## 11
Category | Savings Type | 2000 | 2001 | 2002 | 2003 | 2004 | 2005 | 2006 | 2007 | 2008 | 2009
Residential
Historic Achievements | Summer (MW) | 0.204 | 0.117 | 0.108 | 0.032 | 0.02889 | 0.5 | 0.6 | 0.6 | 3.1 | 4.5
| Winter (MW) | 0.242 | 0.124 | 0.092 | 0.026 | 0.02461 | 0.3 | 0.4 | 0.4 | 3 | 4.4
| Energy (GWh) | 0.335 | 0.233 | 0.274 | 0.08 | 0.073295 | 0.9 | 1.1 | 1.1 | 18.4 | 25.5
Commission | Summer (MW) | 0.27 | 0.27 | 0.27 | 0.27 | 0.27 | 0 | 0 | 0 | 0 | 0
Approved | Winter (MW) | 0.27 | 0.27 | 0.27 | 0.27 | 0.27 | 0 | 0 | 0 | 0 | 0
Goals | Energy (GWh) | 0.092 | 0.092 | 0.092 | 0.091 | 0.092 | 0 | 0 | 0 | 0 | 0
Commercial/Industrial
Historic Achievements | Summer (MW) | 0 | 0 | 0 | 0 | 0 | 1.1 | 2.2 | -0.7 | 0 | 6.7
| Winter (MW) | 0 | 0 | 0 | 0 | 0 | 0.9 | 0.9 | -0.3 | 0.1 | -0.3
| Energy (GWh) | 0 | 0 | 0 | 0 | 0 | 3.7 | 12.3 | 11.9 | 12.7 | 8.6
Commission | Summer (MW) | 0 | 0 | 0 | 0 | 0 | 0 | 0 | 0 | 0 | 0
Approved | Winter (MW) | 0 | 0 | 0 | 0 | 0 | 0 | 0 | 0 | 0 | 0
Goals | Energy (GWh) | 0 | 0 | 0 | 0 | 0 | 0 | 0 | 0 | 0 | 0
Note: All values listed in the table are incremental values. The historic achievement values for 2004 were not listed on the Annual Summary page of the original report; however, they were included on the individual program (RLAUDIT) sheet.

## 12
Year | Total DSM | Monthly Bill Impact of | Total Bill
| Costs ($) | DSM ($/1,200 kWh) | ($/1,200 kWh)
2005
2006
2007
2008
2009
2010
2011
2012
2013

## 14
RIM Achievable Potential
Year | Lost Revenues | Basis Point
| ($) | Impact
2015 | 114225.1355 | NA
2016 | 228450.271 | NA
2017 | 342675.4065 | NA
2018 | 456900.5419 | NA
2019 | 571125.6774 | NA
2020 | 685350.8129 | NA
2021 | 799575.9484 | NA
2022 | 913801.0839 | NA
2023 | 1028026.2194 | NA
2024 | 1142251.3548 | NA
TRC Achievable Potential
Year | Lost Revenues | Basis Point
| ($) | Impact
2015 | 9585392.6193 | NA
2016 | 19170785.2387 | NA
2017 | 28756177.858 | NA
2018 | 38341570.4774 | NA
2019 | 47926963.0967 | NA
2020 | 57512355.7161 | NA
2021 | 67097748.3354 | NA
2022 | 76683140.9548 | NA
2023 | 86268533.5741 | NA
2024 | 95853926.1935 | NA

## 17
# | Measure Name | Customer Class | Summer (MW) | Winter (MW) | Annual Energy (GWh)
Energy Efficiency Measures
1 | Residential, Existing, Single Family, Base 14 SEER A/C Split w/Elec Heat, ECM-102, 15 SEER Split-System Air Conditioner | Residential | 3.0996 | 0 | 4.7553
2 | Residential, New, Single Family, Base 14 SEER A/C Split w/Elec Heat, ECM-102, 15 SEER Split-System Air Conditioner | Residential | 0.013611 | 0 | 0.020881
3 | Residential, Existing, Multi Family, Base 14 SEER A/C Split w/Elec Heat, ECM-102, 15 SEER Split-System Air Conditioner | Residential | 1.1386 | 0 | 1.6732
4 | Residential, New, Multi Family, Base 14 SEER A/C Split w/Elec Heat, ECM-102, 15 SEER Split-System Air Conditioner | Residential | 0.015123 | 0 | 0.022224
5 | Residential, Existing, Mobile Home, Base 14 SEER A/C Split w/Elec Heat, ECM-102, 15 SEER Split-System Air Conditioner | Residential | 0.26195 | 0 | 0.33732
6 | Residential, New, Mobile Home, Base 14 SEER A/C Split w/Elec Heat, ECM-102, 15 SEER Split-System Air Conditioner | Residential | 0.00024837 | 0 | 0.00031983
7 | Residential, Existing, Single Family, Base 14 SEER A/C Split w/Elec Heat, ECM-103, 17 SEER Split-System Air Conditioner | Residential | 3.9802 | 0 | 5.8575
8 | Residential, New, Single Family, Base 14 SEER A/C Split w/Elec Heat, ECM-103, 17 SEER Split-System Air Conditioner | Residential | 0.01899 | 0 | 0.027946
9 | Residential, Existing, Multi Family, Base 14 SEER A/C Split w/Elec Heat, ECM-103, 17 SEER Split-System Air Conditioner | Residential | 1.6649 | 0 | 2.3469
10 | Residential, New, Multi Family, Base 14 SEER A/C Split w/Elec Heat, ECM-103, 17 SEER Split-System Air Conditioner | Residential | 0.020228 | 0 | 0.028514
11 | Residential, Existing, Mobile Home, Base 14 SEER A/C Split w/Elec Heat, ECM-103, 17 SEER Split-System Air Conditioner | Residential | 0.38031 | 0 | 0.46978
12 | Residential, New, Mobile Home, Base 14 SEER A/C Split w/Elec Heat, ECM-103, 17 SEER Split-System Air Conditioner | Residential | 0.0003685 | 0 | 0.00045518
13 | Residential, Existing, Single Family, Base 14 SEER A/C Split w/Elec Heat, ECM-104, 19 SEER Split-System Air Conditioner | Residential | 3.6529 | 0 | 5.5064
14 | Residential, New, Single Family, Base 14 SEER A/C Split w/Elec Heat, ECM-104, 19 SEER Split-System Air Conditioner | Residential | 0.014546 | 0 | 0.021927
15 | Residential, Existing, Multi Family, Base 14 SEER A/C Split w/Elec Heat, ECM-104, 19 SEER Split-System Air Conditioner | Residential | 1.2826 | 0 | 1.8519
16 | Residential, New, Multi Family, Base 14 SEER A/C Split w/Elec Heat, ECM-104, 19 SEER Split-System Air Conditioner | Residential | 0.013689 | 0 | 0.019765
17 | Residential, Existing, Mobile Home, Base 14 SEER A/C Split w/Elec Heat, ECM-104, 19 SEER Split-System Air Conditioner | Residential | 0.29614 | 0 | 0.3747
18 | Residential, New, Mobile Home, Base 14 SEER A/C Split w/Elec Heat, ECM-104, 19 SEER Split-System Air Conditioner | Residential | 0.00029004 | 0 | 0.00036698
19 | Residential, Existing, Single Family, Base 14 SEER A/C Split w/Elec Heat, ECM-105, 14 SEER Split-System Heat Pump | Residential | 2.9274 | 19.9027 | 20.1485
20 | Residential, New, Single Family, Base 14 SEER A/C Split w/Elec Heat, ECM-105, 14 SEER Split-System Heat Pump | Residential | 0.012855 | 0.087395 | 0.088475
21 | Residential, Existing, Multi Family, Base 14 SEER A/C Split w/Elec Heat, ECM-105, 14 SEER Split-System Heat Pump | Residential | 1.039 | 6.0285 | 6.8488
22 | Residential, New, Multi Family, Base 14 SEER A/C Split w/Elec Heat, ECM-105, 14 SEER Split-System Heat Pump | Residential | 0.017149 | 0.099499 | 0.11304
23 | Residential, Existing, Mobile Home, Base 14 SEER A/C Split w/Elec Heat, ECM-105, 14 SEER Split-System Heat Pump | Residential | 0.22457 | 1.4733 | 1.2974
24 | Residential, New, Mobile Home, Base 14 SEER A/C Split w/Elec Heat, ECM-105, 14 SEER Split-System Heat Pump | Residential | 0.00020038 | 0.0013146 | 0.0011577
25 | Residential, Existing, Single Family, Base 14 SEER A/C Split w/Elec Heat, ECM-106, 15 SEER Split-System Heat Pump | Residential | 1.9321 | 5.7089 | 7.4923
26 | Residential, New, Single Family, Base 14 SEER A/C Split w/Elec Heat, ECM-106, 15 SEER Split-System Heat Pump | Residential | 0.008484 | 0.025069 | 0.0329
27 | Residential, Existing, Multi Family, Base 14 SEER A/C Split w/Elec Heat, ECM-106, 15 SEER Split-System Heat Pump | Residential | 0.70719 | 1.7834 | 2.6265
28 | Residential, New, Multi Family, Base 14 SEER A/C Split w/Elec Heat, ECM-106, 15 SEER Split-System Heat Pump | Residential | 0.0097707 | 0.02464 | 0.036289
29 | Residential, Existing, Mobile Home, Base 14 SEER A/C Split w/Elec Heat, ECM-106, 15 SEER Split-System Heat Pump | Residential | 0.16402 | 0.46766 | 0.53389
30 | Residential, New, Mobile Home, Base 14 SEER A/C Split w/Elec Heat, ECM-106, 15 SEER Split-System Heat Pump | Residential | 0.00015007 | 0.00042787 | 0.00048847
31 | Residential, Existing, Single Family, Base 14 SEER A/C Split w/Elec Heat, ECM-107, 17 SEER Split-System Heat Pump | Residential | 3.0872 | 7.2015 | 10.3538
32 | Residential, New, Single Family, Base 14 SEER A/C Split w/Elec Heat, ECM-107, 17 SEER Split-System Heat Pump | Residential | 0.013556 | 0.031623 | 0.045465
33 | Residential, Existing, Multi Family, Base 14 SEER A/C Split w/Elec Heat, ECM-107, 17 SEER Split-System Heat Pump | Residential | 1.1913 | 2.3716 | 3.8265
34 | Residential, New, Multi Family, Base 14 SEER A/C Split w/Elec Heat, ECM-107, 17 SEER Split-System Heat Pump | Residential | 0.015352 | 0.030563 | 0.049312
35 | Residential, Existing, Mobile Home, Base 14 SEER A/C Split w/Elec Heat, ECM-107, 17 SEER Split-System Heat Pump | Residential | 0.26675 | 0.60044 | 0.75094
36 | Residential, New, Mobile Home, Base 14 SEER A/C Split w/Elec Heat, ECM-107, 17 SEER Split-System Heat Pump | Residential | 0.00025483 | 0.00057362 | 0.0007174
37 | Residential, Existing, Single Family, Base 14 SEER A/C Split w/Elec Heat, ECM-108, 13 EER Geothermal Heat Pump | Residential | 0 | 0 | 0
38 | Residential, New, Single Family, Base 14 SEER A/C Split w/Elec Heat, ECM-108, 13 EER Geothermal Heat Pump | Residential | 0 | 0 | 0
39 | Residential, Existing, Multi Family, Base 14 SEER A/C Split w/Elec Heat, ECM-108, 13 EER Geothermal Heat Pump | Residential | 0 | 0 | 0
40 | Residential, New, Multi Family, Base 14 SEER A/C Split w/Elec Heat, ECM-108, 13 EER Geothermal Heat Pump | Residential | 0 | 0 | 0
41 | Residential, Existing, Mobile Home, Base 14 SEER A/C Split w/Elec Heat, ECM-108, 13 EER Geothermal Heat Pump | Residential | 0 | 0 | 0
42 | Residential, New, Mobile Home, Base 14 SEER A/C Split w/Elec Heat, ECM-108, 13 EER Geothermal Heat Pump | Residential | 0 | 0 | 0
43 | Residential, Existing, Single Family, Base 14 SEER A/C Split w/Elec Heat, ECM-110, Attic Venting | Residential | 5.1311 | 13.6847 | 21.7422
44 | Residential, New, Single Family, Base 14 SEER A/C Split w/Elec Heat, ECM-110, Attic Venting | Residential | 0.023158 | 0.061763 | 0.098129
45 | Residential, Existing, Multi Family, Base 14 SEER A/C Split w/Elec Heat, ECM-110, Attic Venting | Residential | 0.42505 | 0.9675 | 1.725
46 | Residential, New, Multi Family, Base 14 SEER A/C Split w/Elec Heat, ECM-110, Attic Venting | Residential | 0.007671 | 0.017461 | 0.031132
47 | Residential, Existing, Mobile Home, Base 14 SEER A/C Split w/Elec Heat, ECM-110, Attic Venting | Residential | 0.34677 | 0.8924 | 1.2334
48 | Residential, New, Mobile Home, Base 14 SEER A/C Split w/Elec Heat, ECM-110, Attic Venting | Residential | 0.00028153 | 0.0007245 | 0.0010013
49 | Residential, Existing, Single Family, Base 14 SEER A/C Split w/Elec Heat, ECM-111, Sealed Attic w/Sprayed Foam Insulated Roof Deck | Residential | 8.5097 | 26.8227 | 21.0564
50 | Residential, New, Single Family, Base 14 SEER A/C Split w/Elec Heat, ECM-111, Sealed Attic w/Sprayed Foam Insulated Roof Deck | Residential | 0.037368 | 0.11779 | 0.092464
51 | Residential, Existing, Multi Family, Base 14 SEER A/C Split w/Elec Heat, ECM-111, Sealed Attic w/Sprayed Foam Insulated Roof Deck | Residential | 4.0344 | 10.8523 | 9.5604
52 | Residential, New, Multi Family, Base 14 SEER A/C Split w/Elec Heat, ECM-111, Sealed Attic w/Sprayed Foam Insulated Roof Deck | Residential | 0.041588 | 0.11187 | 0.098553
53 | Residential, Existing, Mobile Home, Base 14 SEER A/C Split w/Elec Heat, ECM-111, Sealed Attic w/Sprayed Foam Insulated Roof Deck | Residential | 0.92294 | 2.8075 | 1.9172
54 | Residential, New, Mobile Home, Base 14 SEER A/C Split w/Elec Heat, ECM-111, Sealed Attic w/Sprayed Foam Insulated Roof Deck | Residential | 0.00091178 | 0.0027735 | 0.001894
55 | Residential, Existing, Single Family, Base 14 SEER A/C Split w/Elec Heat, ECM-112, AC Maintenance (Outdoor Coil Cleaning) | Residential | 10.7802 | 0 | 24.2429
56 | Residential, New, Single Family, Base 14 SEER A/C Split w/Elec Heat, ECM-112, AC Maintenance (Outdoor Coil Cleaning) | Residential | 0.048654 | 0 | 0.10942
57 | Residential, Existing, Multi Family, Base 14 SEER A/C Split w/Elec Heat, ECM-112, AC Maintenance (Outdoor Coil Cleaning) | Residential | 2.7732 | 0 | 5.9735
58 | Residential, New, Multi Family, Base 14 SEER A/C Split w/Elec Heat, ECM-112, AC Maintenance (Outdoor Coil Cleaning) | Residential | 0.053004 | 0 | 0.11417
59 | Residential, Existing, Mobile Home, Base 14 SEER A/C Split w/Elec Heat, ECM-112, AC Maintenance (Outdoor Coil Cleaning) | Residential | 0.71379 | 0 | 1.3473
60 | Residential, New, Mobile Home, Base 14 SEER A/C Split w/Elec Heat, ECM-112, AC Maintenance (Outdoor Coil Cleaning) | Residential | 0.00056886 | 0 | 0.0010737
61 | Residential, Existing, Single Family, Base 14 SEER A/C Split w/Elec Heat, ECM-113, AC Maintenance (Indoor Coil Cleaning) | Residential | 9.8343 | 0 | 22.1157
62 | Residential, New, Single Family, Base 14 SEER A/C Split w/Elec Heat, ECM-113, AC Maintenance (Indoor Coil Cleaning) | Residential | 0.043184 | 0 | 0.097113
63 | Residential, Existing, Multi Family, Base 14 SEER A/C Split w/Elec Heat, ECM-113, AC Maintenance (Indoor Coil Cleaning) | Residential | 2.8846 | 0 | 6.2134
64 | Residential, New, Multi Family, Base 14 SEER A/C Split w/Elec Heat, ECM-113, AC Maintenance (Indoor Coil Cleaning) | Residential | 0.051218 | 0 | 0.11033
65 | Residential, Existing, Mobile Home, Base 14 SEER A/C Split w/Elec Heat, ECM-113, AC Maintenance (Indoor Coil Cleaning) | Residential | 0.69808 | 0 | 1.3176
66 | Residential, New, Mobile Home, Base 14 SEER A/C Split w/Elec Heat, ECM-113, AC Maintenance (Indoor Coil Cleaning) | Residential | 0.00059791 | 0 | 0.0011286
67 | Residential, Existing, Single Family, Base 14 SEER A/C Split w/Elec Heat, ECM-114, Proper Refrigerant Charging and Air Flow | Residential | 10.5606 | 0 | 24.0899
68 | Residential, New, Single Family, Base 14 SEER A/C Split w/Elec Heat, ECM-114, Proper Refrigerant Charging and Air Flow | Residential | 0.047663 | 0 | 0.10872
69 | Residential, Existing, Multi Family, Base 14 SEER A/C Split w/Elec Heat, ECM-114, Proper Refrigerant Charging and Air Flow | Residential | 2.7555 | 0 | 6.0207
70 | Residential, New, Multi Family, Base 14 SEER A/C Split w/Elec Heat, ECM-114, Proper Refrigerant Charging and Air Flow | Residential | 0.073758 | 0 | 0.16116
71 | Residential, Existing, Mobile Home, Base 14 SEER A/C Split w/Elec Heat, ECM-114, Proper Refrigerant Charging and Air Flow | Residential | 0.69629 | 0 | 1.3331
72 | Residential, New, Mobile Home, Base 14 SEER A/C Split w/Elec Heat, ECM-114, Proper Refrigerant Charging and Air Flow | Residential | 0.00053717 | 0 | 0.0010285
73 | Residential, Existing, Single Family, Base 14 SEER A/C Split w/Elec Heat, ECM-115, Electronically Commutated Motors (ECM) on an Air Handler Unit | Residential | 5.5412 | 0 | 14.6901
74 | Residential, New, Single Family, Base 14 SEER A/C Split w/Elec Heat, ECM-115, Electronically Commutated Motors (ECM) on an Air Handler Unit | Residential | 0.025009 | 0 | 0.066301
75 | Residential, Existing, Multi Family, Base 14 SEER A/C Split w/Elec Heat, ECM-115, Electronically Commutated Motors (ECM) on an Air Handler Unit | Residential | 1.4097 | 0 | 3.5797
76 | Residential, New, Multi Family, Base 14 SEER A/C Split w/Elec Heat, ECM-115, Electronically Commutated Motors (ECM) on an Air Handler Unit | Residential | 0.039601 | 0 | 0.10056
77 | Residential, Existing, Mobile Home, Base 14 SEER A/C Split w/Elec Heat, ECM-115, Electronically Commutated Motors (ECM) on an Air Handler Unit | Residential | 0.35768 | 0 | 0.79588
78 | Residential, New, Mobile Home, Base 14 SEER A/C Split w/Elec Heat, ECM-115, Electronically Commutated Motors (ECM) on an Air Handler Unit | Residential | 0.00027269 | 0 | 0.00060676
79 | Residential, Existing, Single Family, Base 14 SEER A/C Split w/Elec Heat, ECM-116, Duct Repair | Residential | 17.3143 | 25.8655 | 33.5981
80 | Residential, New, Single Family, Base 14 SEER A/C Split w/Elec Heat, ECM-116, Duct Repair | Residential | 0.076029 | 0.11358 | 0.14753
81 | Residential, Existing, Multi Family, Base 14 SEER A/C Split w/Elec Heat, ECM-116, Duct Repair | Residential | 3.4686 | 4.4223 | 6.4464
82 | Residential, New, Multi Family, Base 14 SEER A/C Split w/Elec Heat, ECM-116, Duct Repair | Residential | 0.051581 | 0.065764 | 0.095864
83 | Residential, Existing, Mobile Home, Base 14 SEER A/C Split w/Elec Heat, ECM-116, Duct Repair | Residential | 1.0757 | 1.5507 | 1.7522
84 | Residential, New, Mobile Home, Base 14 SEER A/C Split w/Elec Heat, ECM-116, Duct Repair | Residential | 0.00093503 | 0.0013479 | 0.0015231
85 | Residential, Existing, Single Family, Base 14 SEER A/C Split w/Elec Heat, ECM-117, Reflective Roof | Residential | 7.462 | 0 | 16.5477
86 | Residential, New, Single Family, Base 14 SEER A/C Split w/Elec Heat, ECM-117, Reflective Roof | Residential | 0.032767 | 0 | 0.072663
87 | Residential, Existing, Multi Family, Base 14 SEER A/C Split w/Elec Heat, ECM-117, Reflective Roof | Residential | 2.2938 | 0 | 4.8723
88 | Residential, New, Multi Family, Base 14 SEER A/C Split w/Elec Heat, ECM-117, Reflective Roof | Residential | 0.047018 | 0 | 0.099871
89 | Residential, Existing, Mobile Home, Base 14 SEER A/C Split w/Elec Heat, ECM-117, Reflective Roof | Residential | 0.5543 | 0 | 1.0317
90 | Residential, New, Mobile Home, Base 14 SEER A/C Split w/Elec Heat, ECM-117, Reflective Roof | Residential | 0.00043479 | 0 | 0.00080929
91 | Residential, Existing, Single Family, Base 14 SEER A/C Split w/Elec Heat, ECM-118, Radient Barrier | Residential | 18.1354 | 10.7517 | 28.8212
92 | Residential, New, Single Family, Base 14 SEER A/C Split w/Elec Heat, ECM-118, Radient Barrier | Residential | 0.079638 | 0.047214 | 0.12656
93 | Residential, Existing, Multi Family, Base 14 SEER A/C Split w/Elec Heat, ECM-118, Radient Barrier | Residential | 5.3339 | 2.699 | 8.1191
94 | Residential, New, Multi Family, Base 14 SEER A/C Split w/Elec Heat, ECM-118, Radient Barrier | Residential | 0.062057 | 0.031401 | 0.094462
95 | Residential, Existing, Mobile Home, Base 14 SEER A/C Split w/Elec Heat, ECM-118, Radient Barrier | Residential | 1.6033 | 0.91723 | 2.1388
96 | Residential, New, Mobile Home, Base 14 SEER A/C Split w/Elec Heat, ECM-118, Radient Barrier | Residential | 0.001481 | 0.00084728 | 0.0019757
97 | Residential, Existing, Single Family, Base 14 SEER A/C Split w/Elec Heat, ECM-119, Window Film | Residential | 1.8209 | -0.83446 | 4.8922
98 | Residential, New, Single Family, Base 14 SEER A/C Split w/Elec Heat, ECM-119, Window Film | Residential | 0.0079959 | -0.0036642 | 0.021482
99 | Residential, Existing, Multi Family, Base 14 SEER A/C Split w/Elec Heat, ECM-119, Window Film | Residential | 0.7951 | -0.311 | 2.0461
100 | Residential, New, Multi Family, Base 14 SEER A/C Split w/Elec Heat, ECM-119, Window Film | Residential | 0.031169 | -0.012191 | 0.08021
101 | Residential, Existing, Mobile Home, Base 14 SEER A/C Split w/Elec Heat, ECM-119, Window Film | Residential | 0.19326 | -0.085451 | 0.43579
102 | Residential, New, Mobile Home, Base 14 SEER A/C Split w/Elec Heat, ECM-119, Window Film | Residential | 0.00027441 | -0.00012133 | 0.00061876
103 | Residential, Existing, Single Family, Base 14 SEER A/C Split w/Elec Heat, ECM-120, Window Tinting | Residential | 0.67932 | -0.3113 | 1.8251
104 | Residential, New, Single Family, Base 14 SEER A/C Split w/Elec Heat, ECM-120, Window Tinting | Residential | 0.0040714 | 0 | 0.0080167
105 | Residential, Existing, Multi Family, Base 14 SEER A/C Split w/Elec Heat, ECM-120, Window Tinting | Residential | 0.20333 | -0.079531 | 0.52325
106 | Residential, New, Multi Family, Base 14 SEER A/C Split w/Elec Heat, ECM-120, Window Tinting | Residential | 0.0080946 | 0 | 0.015267
107 | Residential, Existing, Mobile Home, Base 14 SEER A/C Split w/Elec Heat, ECM-120, Window Tinting | Residential | 0.12358 | -0.048339 | 0.31803
108 | Residential, Existing, Mobile Home, Base 14 SEER A/C Split w/Elec Heat, ECM-120, Window Tinting | Residential | 0.013202 | 0 | 0.0249
109 | Residential, Existing, Single Family, Base 14 SEER A/C Split w/Elec Heat, ECM-121, Default Window With Sunscreen | Residential | 4.5783 | -0.8232 | 5.5041
110 | Residential, New, Single Family, Base 14 SEER A/C Split w/Elec Heat, ECM-121, Default Window With Sunscreen | Residential | 0.078962 | -0.014198 | 0.094929
111 | Residential, Existing, Multi Family, Base 14 SEER A/C Split w/Elec Heat, ECM-121, Default Window With Sunscreen | Residential | 1.3531 | -0.20767 | 1.5582
112 | Residential, New, Multi Family, Base 14 SEER A/C Split w/Elec Heat, ECM-121, Default Window With Sunscreen | Residential | 0.15426 | -0.023675 | 0.17764
113 | Residential, Existing, Mobile Home, Base 14 SEER A/C Split w/Elec Heat, ECM-121, Default Window With Sunscreen | Residential | 0.33375 | -0.057905 | 0.33679
114 | Residential, New, Mobile Home, Base 14 SEER A/C Split w/Elec Heat, ECM-121, Default Window With Sunscreen | Residential | 0.00099723 | -0.00017302 | 0.0010063
115 | Residential, Existing, Single Family, Base 14 SEER A/C Split w/Elec Heat, ECM-122, Single Pane Clear Windows to Double Pane Low-E Windows | Residential | 6.3479 | 4.485 | 13.8907
116 | Residential, New, Single Family, Base 14 SEER A/C Split w/Elec Heat, ECM-122, Single Pane Clear Windows to Double Pane Low-E Windows | Residential | 0.027875 | 0.019694 | 0.060996
117 | Residential, Existing, Multi Family, Base 14 SEER A/C Split w/Elec Heat, ECM-122, Single Pane Clear Windows to Double Pane Low-E Windows | Residential | 2.1695 | 1.3082 | 4.547
118 | Residential, New, Multi Family, Base 14 SEER A/C Split w/Elec Heat, ECM-122, Single Pane Clear Windows to Double Pane Low-E Windows | Residential | 0.053335 | 0.032162 | 0.11178
119 | Residential, Existing, Mobile Home, Base 14 SEER A/C Split w/Elec Heat, ECM-122, Single Pane Clear Windows to Double Pane Low-E Windows | Residential | 0.50445 | 0.34391 | 0.92654
120 | Residential, New, Mobile Home, Base 14 SEER A/C Split w/Elec Heat, ECM-122, Single Pane Clear Windows to Double Pane Low-E Windows | Residential | 0.00041494 | 0.00028288 | 0.00076213
121 | Residential, Existing, Single Family, Base 14 SEER A/C Split w/Elec Heat, ECM-124, Ceiling R-0 to R-19 Insulation | Residential | 0.80554 | 2.5391 | 1.9932
122 | Residential, New, Single Family, Base 14 SEER A/C Split w/Elec Heat, ECM-124, Ceiling R-0 to R-19 Insulation | Residential | 0.0035372 | 0.011149 | 0.0087525
123 | Residential, Existing, Multi Family, Base 14 SEER A/C Split w/Elec Heat, ECM-124, Ceiling R-0 to R-19 Insulation | Residential | 0.555 | 1.4929 | 1.3152
124 | Residential, New, Multi Family, Base 14 SEER A/C Split w/Elec Heat, ECM-124, Ceiling R-0 to R-19 Insulation | Residential | 0.0092757 | 0.024951 | 0.021981
125 | Residential, Existing, Mobile Home, Base 14 SEER A/C Split w/Elec Heat, ECM-124, Ceiling R-0 to R-19 Insulation | Residential | 0.25418 | 0.77318 | 0.52799
126 | Residential, New, Mobile Home, Base 14 SEER A/C Split w/Elec Heat, ECM-124, Ceiling R-0 to R-19 Insulation | Residential | 0.00022541 | 0.00068568 | 0.00046824
127 | Residential, Existing, Single Family, Base 14 SEER A/C Split w/Elec Heat, ECM-125, Ceiling R-19 to R-38 Insulation | Residential | 0.3081 | 0.97113 | 0.76236
128 | Residential, New, Single Family, Base 14 SEER A/C Split w/Elec Heat, ECM-125, Ceiling R-19 to R-38 Insulation | Residential | 0.0013529 | 0.0042645 | 0.0033477
129 | Residential, Existing, Multi Family, Base 14 SEER A/C Split w/Elec Heat, ECM-125, Ceiling R-19 to R-38 Insulation | Residential | 0.16315 | 0.43886 | 0.38662
130 | Residential, New, Multi Family, Base 14 SEER A/C Split w/Elec Heat, ECM-125, Ceiling R-19 to R-38 Insulation | Residential | 0.0015011 | 0.0040381 | 0.0035574
131 | Residential, Existing, Mobile Home, Base 14 SEER A/C Split w/Elec Heat, ECM-125, Ceiling R-19 to R-38 Insulation | Residential | 0.020982 | 0.063824 | 0.043584
132 | Residential, New, Mobile Home, Base 14 SEER A/C Split w/Elec Heat, ECM-125, Ceiling R-19 to R-38 Insulation | Residential | 2.125e-05 | 6.465e-05 | 4.415e-05
133 | Residential, Existing, Single Family, Base 14 SEER A/C Split w/Elec Heat, ECM-126, Wall 2x4 R-0 to Blow-In R-13 Insulation | Residential | 0.64554 | 2.0348 | 1.5973
134 | Residential, New, Single Family, Base 14 SEER A/C Split w/Elec Heat, ECM-126, Wall 2x4 R-0 to Blow-In R-13 Insulation | Residential | 0.0028348 | 0.0089352 | 0.0070143
135 | Residential, Existing, Multi Family, Base 14 SEER A/C Split w/Elec Heat, ECM-126, Wall 2x4 R-0 to Blow-In R-13 Insulation | Residential | 0.35086 | 0.94379 | 0.83144
136 | Residential, New, Multi Family, Base 14 SEER A/C Split w/Elec Heat, ECM-126, Wall 2x4 R-0 to Blow-In R-13 Insulation | Residential | 0.0032566 | 0.0087601 | 0.0077173
137 | Residential, Existing, Mobile Home, Base 14 SEER A/C Split w/Elec Heat, ECM-126, Wall 2x4 R-0 to Blow-In R-13 Insulation | Residential | 0.01799 | 0.054722 | 0.037369
138 | Residential, New, Mobile Home, Base 14 SEER A/C Split w/Elec Heat, ECM-126, Wall 2x4 R-0 to Blow-In R-13 Insulation | Residential | 1.823e-05 | 5.546e-05 | 3.787e-05
139 | Residential, Existing, Single Family, Base 14 SEER A/C Split w/Elec Heat, ECM-127, Weather Strip/Caulk w/Blower Door | Residential | 0.085093 | 0.057961 | 2.4364
140 | Residential, New, Single Family, Base 14 SEER A/C Split w/Elec Heat, ECM-127, Weather Strip/Caulk w/Blower Door | Residential | 0.00037365 | 0.00025452 | 0.010698
141 | Residential, Existing, Multi Family, Base 14 SEER A/C Split w/Elec Heat, ECM-127, Weather Strip/Caulk w/Blower Door | Residential | 0.032465 | 0.018874 | 0.89034
142 | Residential, New, Multi Family, Base 14 SEER A/C Split w/Elec Heat, ECM-127, Weather Strip/Caulk w/Blower Door | Residential | 0.00045248 | 0.00026306 | 0.012409
143 | Residential, Existing, Mobile Home, Base 14 SEER A/C Split w/Elec Heat, ECM-127, Weather Strip/Caulk w/Blower Door | Residential | 0.0076584 | 0.0050329 | 0.18403
144 | Residential, New, Mobile Home, Base 14 SEER A/C Split w/Elec Heat, ECM-127, Weather Strip/Caulk w/Blower Door | Residential | 6.99e-06 | 4.59e-06 | 0.00016801
145 | Residential, Existing, Single Family, Base 14 SEER Heat Pump, ECM-132, 15 SEER Split-System Heat Pump | Residential | 7.4382 | 4.6875 | 14.2037
146 | Residential, New, Single Family, Base 14 SEER Heat Pump, ECM-132, 15 SEER Split-System Heat Pump | Residential | 0.031257 | 0.019698 | 0.059687
147 | Residential, Existing, Multi Family, Base 14 SEER Heat Pump, ECM-132, 15 SEER Split-System Heat Pump | Residential | 0.13067 | 0.070285 | 0.239
148 | Residential, New, Multi Family, Base 14 SEER Heat Pump, ECM-132, 15 SEER Split-System Heat Pump | Residential | 0.0037067 | 0.0019938 | 0.0067796
149 | Residential, Existing, Mobile Home, Base 14 SEER Heat Pump, ECM-132, 15 SEER Split-System Heat Pump | Residential | 0.23345 | 0.14196 | 0.37418
150 | Residential, New, Mobile Home, Base 14 SEER Heat Pump, ECM-132, 15 SEER Split-System Heat Pump | Residential | 0.0001628 | 9.9e-05 | 0.00026094
151 | Residential, Existing, Single Family, Base 14 SEER Heat Pump, ECM-133, 17 SEER Split-System Heat Pump | Residential | 10.666 | 7.2453 | 19.7469
152 | Residential, New, Single Family, Base 14 SEER Heat Pump, ECM-133, 17 SEER Split-System Heat Pump | Residential | 0.044821 | 0.030446 | 0.08298
153 | Residential, Existing, Multi Family, Base 14 SEER Heat Pump, ECM-133, 17 SEER Split-System Heat Pump | Residential | 0.17503 | 0.10148 | 0.31037
154 | Residential, New, Multi Family, Base 14 SEER Heat Pump, ECM-133, 17 SEER Split-System Heat Pump | Residential | 0.004965 | 0.0028786 | 0.0088043
155 | Residential, Existing, Mobile Home, Base 14 SEER Heat Pump, ECM-133, 17 SEER Split-System Heat Pump | Residential | 0.31217 | 0.20462 | 0.48512
156 | Residential, New, Mobile Home, Base 14 SEER Heat Pump, ECM-133, 17 SEER Split-System Heat Pump | Residential | 0.0002177 | 0.0001427 | 0.00033831
157 | Residential, Existing, Single Family, Base 14 SEER Heat Pump, ECM-134, 13 EER Geothermal Heat Pump | Residential | 0 | 0 | 0
158 | Residential, New, Single Family, Base 14 SEER Heat Pump, ECM-134, 13 EER Geothermal Heat Pump | Residential | 0 | 0 | 0
159 | Residential, Existing, Multi Family, Base 14 SEER Heat Pump, ECM-134, 13 EER Geothermal Heat Pump | Residential | 0 | 0 | 0
160 | Residential, New, Multi Family, Base 14 SEER Heat Pump, ECM-134, 13 EER Geothermal Heat Pump | Residential | 0 | 0 | 0
161 | Residential, Existing, Mobile Home, Base 14 SEER Heat Pump, ECM-134, 13 EER Geothermal Heat Pump | Residential | 0 | 0 | 0
162 | Residential, New, Mobile Home, Base 14 SEER Heat Pump, ECM-134, 13 EER Geothermal Heat Pump | Residential | 0 | 0 | 0
163 | Residential, Existing, Single Family, Base 14 SEER Heat Pump, ECM-136, Attic Venting | Residential | 4.6599 | 12.428 | 19.7455
164 | Residential, New, Single Family, Base 14 SEER Heat Pump, ECM-136, Attic Venting | Residential | 0.020181 | 0.053822 | 0.085512
165 | Residential, Existing, Multi Family, Base 14 SEER Heat Pump, ECM-136, Attic Venting | Residential | 0.020934 | 0.047651 | 0.084959
166 | Residential, New, Multi Family, Base 14 SEER Heat Pump, ECM-136, Attic Venting | Residential | 0.00059384 | 0.0013517 | 0.00241
167 | Residential, Existing, Mobile Home, Base 14 SEER Heat Pump, ECM-136, Attic Venting | Residential | 0.15262 | 0.39276 | 0.54282
168 | Residential, New, Mobile Home, Base 14 SEER Heat Pump, ECM-136, Attic Venting | Residential | 0.00010643 | 0.0002739 | 0.00037855
169 | Residential, Existing, Single Family, Base 14 SEER Heat Pump, ECM-137, Sealed Attics | Residential | 8.0547 | 43.1866 | 20.6654
170 | Residential, New, Single Family, Base 14 SEER Heat Pump, ECM-137, Sealed Attics | Residential | 0.033848 | 0.18148 | 0.08684
171 | Residential, Existing, Multi Family, Base 14 SEER Heat Pump, ECM-137, Sealed Attics | Residential | 0.17839 | 0.8162 | 0.43829
172 | Residential, New, Multi Family, Base 14 SEER Heat Pump, ECM-137, Sealed Attics | Residential | 0.0050605 | 0.023153 | 0.012433
173 | Residential, Existing, Mobile Home, Base 14 SEER Heat Pump, ECM-137, Sealed Attics | Residential | 0.3238 | 1.6757 | 0.69749
174 | Residential, New, Mobile Home, Base 14 SEER Heat Pump, ECM-137, Sealed Attics | Residential | 0.00022581 | 0.0011685 | 0.00048641
175 | Residential, Existing, Single Family, Base 14 SEER Heat Pump, ECM-138, AC Maintenance (Outdoor Coil Cleaning) | Residential | 10.1676 | 0 | 22.8652
176 | Residential, New, Single Family, Base 14 SEER Heat Pump, ECM-138, AC Maintenance (Outdoor Coil Cleaning) | Residential | 0.044033 | 0 | 0.099022
177 | Residential, Existing, Multi Family, Base 14 SEER Heat Pump, ECM-138, AC Maintenance (Outdoor Coil Cleaning) | Residential | 0.14617 | 0 | 0.31485
178 | Residential, New, Multi Family, Base 14 SEER Heat Pump, ECM-138, AC Maintenance (Outdoor Coil Cleaning) | Residential | 0.0041463 | 0 | 0.0089313
179 | Residential, Existing, Mobile Home, Base 14 SEER Heat Pump, ECM-138, AC Maintenance (Outdoor Coil Cleaning) | Residential | 0.33729 | 0 | 0.63664
180 | Residential, New, Mobile Home, Base 14 SEER Heat Pump, ECM-138, AC Maintenance (Outdoor Coil Cleaning) | Residential | 0.00023816 | 0 | 0.00044954
181 | Residential, Existing, Single Family, Base 14 SEER Heat Pump, ECM-139, AC Maintenance (Indoor Coil Cleaning) | Residential | 9.2415 | 0 | 20.7826
182 | Residential, New, Single Family, Base 14 SEER Heat Pump, ECM-139, AC Maintenance (Indoor Coil Cleaning) | Residential | 0.038887 | 0 | 0.08745
183 | Residential, Existing, Multi Family, Base 14 SEER Heat Pump, ECM-139, AC Maintenance (Indoor Coil Cleaning) | Residential | 0.146 | 0 | 0.31448
184 | Residential, New, Multi Family, Base 14 SEER Heat Pump, ECM-139, AC Maintenance (Indoor Coil Cleaning) | Residential | 0.0041414 | 0 | 0.0089208
185 | Residential, Existing, Mobile Home, Base 14 SEER Heat Pump, ECM-139, AC Maintenance (Indoor Coil Cleaning) | Residential | 0.28957 | 0 | 0.54657
186 | Residential, New, Mobile Home, Base 14 SEER Heat Pump, ECM-139, AC Maintenance (Indoor Coil Cleaning) | Residential | 0.00020194 | 0 | 0.00038116
187 | Residential, Existing, Single Family, Base 14 SEER Heat Pump, ECM-140, Proper Refrigerant Charging and Air Flow | Residential | 9.9858 | 0 | 22.7787
188 | Residential, New, Single Family, Base 14 SEER Heat Pump, ECM-140, Proper Refrigerant Charging and Air Flow | Residential | 0.043246 | 0 | 0.098648
189 | Residential, Existing, Multi Family, Base 14 SEER Heat Pump, ECM-140, Proper Refrigerant Charging and Air Flow | Residential | 0.16966 | 0 | 0.3707
190 | Residential, New, Multi Family, Base 14 SEER Heat Pump, ECM-140, Proper Refrigerant Charging and Air Flow | Residential | 0.0048128 | 0 | 0.010516
191 | Residential, Existing, Mobile Home, Base 14 SEER Heat Pump, ECM-140, Proper Refrigerant Charging and Air Flow | Residential | 0.35035 | 0 | 0.67079
192 | Residential, New, Mobile Home, Base 14 SEER Heat Pump, ECM-140, Proper Refrigerant Charging and Air Flow | Residential | 0.00025427 | 0 | 0.00048682
193 | Residential, Existing, Single Family, Base 14 SEER Heat Pump, ECM-141, Electronically Commutated Motors (ECM) on an Air Handler Unit | Residential | 10.552 | 23.4815 | 29.0053
194 | Residential, New, Single Family, Base 14 SEER Heat Pump, ECM-141, Electronically Commutated Motors (ECM) on an Air Handler Unit | Residential | 0.045698 | 0.10169 | 0.12561
195 | Residential, Existing, Multi Family, Base 14 SEER Heat Pump, ECM-141, Electronically Commutated Motors (ECM) on an Air Handler Unit | Residential | 0.18333 | 0.34819 | 0.48266
196 | Residential, New, Multi Family, Base 14 SEER Heat Pump, ECM-141, Electronically Commutated Motors (ECM) on an Air Handler Unit | Residential | 0.0053946 | 0.010246 | 0.014202
197 | Residential, Existing, Mobile Home, Base 14 SEER Heat Pump, ECM-141, Electronically Commutated Motors (ECM) on an Air Handler Unit | Residential | 0.37499 | 0.80525 | 0.86525
198 | Residential, New, Mobile Home, Base 14 SEER Heat Pump, ECM-141, Electronically Commutated Motors (ECM) on an Air Handler Unit | Residential | 0.00027556 | 0.00059174 | 0.00063583
199 | Residential, Existing, Single Family, Base 14 SEER Heat Pump, ECM-142, Duct Repair | Residential | 17.6237 | 27.2461 | 28.353
200 | Residential, New, Single Family, Base 14 SEER Heat Pump, ECM-142, Duct Repair | Residential | 0.074158 | 0.11465 | 0.11931
201 | Residential, Existing, Multi Family, Base 14 SEER Heat Pump, ECM-142, Duct Repair | Residential | 0.18272 | 0.24108 | 0.28153
202 | Residential, New, Multi Family, Base 14 SEER Heat Pump, ECM-142, Duct Repair | Residential | 0.0051831 | 0.0068387 | 0.0079862
203 | Residential, Existing, Mobile Home, Base 14 SEER Heat Pump, ECM-142, Duct Repair | Residential | 0.41271 | 0.61575 | 0.55739
204 | Residential, New, Mobile Home, Base 14 SEER Heat Pump, ECM-142, Duct Repair | Residential | 0.00028781 | 0.00042941 | 0.00038871
205 | Residential, Existing, Single Family, Base 14 SEER Heat Pump, ECM-143, Reflective Roof | Residential | 6.7828 | 0 | 15.5832
206 | Residential, New, Single Family, Base 14 SEER Heat Pump, ECM-143, Reflective Roof | Residential | 0.028541 | 0 | 0.065572
207 | Residential, Existing, Multi Family, Base 14 SEER Heat Pump, ECM-143, Reflective Roof | Residential | 0.12049 | 0 | 0.26514
208 | Residential, New, Multi Family, Base 14 SEER Heat Pump, ECM-143, Reflective Roof | Residential | 0.0034178 | 0 | 0.0075213
209 | Residential, Existing, Mobile Home, Base 14 SEER Heat Pump, ECM-143, Reflective Roof | Residential | 0.26056 | 0 | 0.50246
210 | Residential, New, Mobile Home, Base 14 SEER Heat Pump, ECM-143, Reflective Roof | Residential | 0.00018399 | 0 | 0.00035479
211 | Residential, Existing, Single Family, Base 14 SEER Heat Pump, ECM-144, Radient Barrier | Residential | 17.7843 | 10.5435 | 28.2632
212 | Residential, New, Single Family, Base 14 SEER Heat Pump, ECM-144, Radient Barrier | Residential | 0.074733 | 0.044306 | 0.11877
213 | Residential, Existing, Multi Family, Base 14 SEER Heat Pump, ECM-144, Radient Barrier | Residential | 0.20554 | 0.10401 | 0.31287
214 | Residential, New, Multi Family, Base 14 SEER Heat Pump, ECM-144, Radient Barrier | Residential | 0.0058306 | 0.0029503 | 0.0088752
215 | Residential, Existing, Mobile Home, Base 14 SEER Heat Pump, ECM-144, Radient Barrier | Residential | 0.61839 | 0.35377 | 0.82494
216 | Residential, New, Mobile Home, Base 14 SEER Heat Pump, ECM-144, Radient Barrier | Residential | 0.00043125 | 0.00024671 | 0.00057529
217 | Residential, Existing, Single Family, Base 14 SEER Heat Pump, ECM-145, Window Film | Residential | 1.5293 | -0.59557 | 4.8907
218 | Residential, New, Single Family, Base 14 SEER Heat Pump, ECM-145, Window Film | Residential | 0.0071052 | -0.002767 | 0.022722
219 | Residential, Existing, Multi Family, Base 14 SEER Heat Pump, ECM-145, Window Film | Residential | 0.040495 | -0.013461 | 0.12405
220 | Residential, New, Multi Family, Base 14 SEER Heat Pump, ECM-145, Window Film | Residential | 0.0019828 | -0.00065909 | 0.0060738
221 | Residential, Existing, Mobile Home, Base 14 SEER Heat Pump, ECM-145, Window Film | Residential | 0.072037 | -0.027067 | 0.19335
222 | Residential, New, Mobile Home, Base 14 SEER Heat Pump, ECM-145, Window Film | Residential | 9.973e-05 | -3.747e-05 | 0.00026768
223 | Residential, Existing, Single Family, Base 14 SEER Heat Pump, ECM-146, Window Tinting | Residential | 0.85012 | 0 | 1.6739
224 | Residential, New, Single Family, Base 14 SEER Heat Pump, ECM-146, Window Tinting | Residential | 0.004065 | 0 | 0.0080039
225 | Residential, Existing, Multi Family, Base 14 SEER Heat Pump, ECM-146, Window Tinting | Residential | 0.018057 | 0 | 0.034056
226 | Residential, New, Multi Family, Base 14 SEER Heat Pump, ECM-146, Window Tinting | Residential | 0.00091715 | 0 | 0.0017297
227 | Residential, Existing, Mobile Home, Base 14 SEER Heat Pump, ECM-146, Window Tinting | Residential | 0.033966 | 0 | 0.056134
228 | Residential, New, Mobile Home, Base 14 SEER Heat Pump, ECM-146, Window Tinting | Residential | 4.894e-05 | 0 | 8.088e-05
229 | Residential, Existing, Single Family, Base 14 SEER Heat Pump, ECM-147, Default Window With Sunscreen | Residential | 4.1049 | -0.73809 | 4.935
230 | Residential, New, Single Family, Base 14 SEER Heat Pump, ECM-147, Default Window With Sunscreen | Residential | 0.067843 | -0.012198 | 0.081561
231 | Residential, Existing, Multi Family, Base 14 SEER Heat Pump, ECM-147, Default Window With Sunscreen | Residential | 0.081218 | -0.012465 | 0.093528
232 | Residential, New, Multi Family, Base 14 SEER Heat Pump, ECM-147, Default Window With Sunscreen | Residential | 0.0091326 | -0.0014016 | 0.010517
233 | Residential, Existing, Mobile Home, Base 14 SEER Heat Pump, ECM-147, Default Window With Sunscreen | Residential | 0.15769 | -0.02736 | 0.15913
234 | Residential, New, Mobile Home, Base 14 SEER Heat Pump, ECM-147, Default Window With Sunscreen | Residential | 0.00043734 | -7.588e-05 | 0.00044133
235 | Residential, Existing, Single Family, Base 14 SEER Heat Pump, ECM-148, Single Pane Clear Windows to Double Pane Low-E Windows | Residential | 6.0752 | 4.2923 | 13.2939
236 | Residential, New, Single Family, Base 14 SEER Heat Pump, ECM-148, Single Pane Clear Windows to Double Pane Low-E Windows | Residential | 0.025563 | 0.018061 | 0.055939
237 | Residential, Existing, Multi Family, Base 14 SEER Heat Pump, ECM-148, Single Pane Clear Windows to Double Pane Low-E Windows | Residential | 0.12242 | 0.073825 | 0.25659
238 | Residential, New, Multi Family, Base 14 SEER Heat Pump, ECM-148, Single Pane Clear Windows to Double Pane Low-E Windows | Residential | 0.0034728 | 0.0020942 | 0.0072786
239 | Residential, Existing, Mobile Home, Base 14 SEER Heat Pump, ECM-148, Single Pane Clear Windows to Double Pane Low-E Windows | Residential | 0.21055 | 0.14354 | 0.38673
240 | Residential, New, Mobile Home, Base 14 SEER Heat Pump, ECM-148, Single Pane Clear Windows to Double Pane Low-E Windows | Residential | 0.00014683 | 0.0001001 | 0.0002697
241 | Residential, Existing, Single Family, Base 14 SEER Heat Pump, ECM-150, Ceiling R-0 to R-19 Insulation | Residential | 0.78982 | 4.2347 | 2.0264
242 | Residential, New, Single Family, Base 14 SEER Heat Pump, ECM-150, Ceiling R-0 to R-19 Insulation | Residential | 0.0033234 | 0.017819 | 0.0085267
243 | Residential, Existing, Multi Family, Base 14 SEER Heat Pump, ECM-150, Ceiling R-0 to R-19 Insulation | Residential | 0.02612 | 0.11951 | 0.064173
244 | Residential, New, Multi Family, Base 14 SEER Heat Pump, ECM-150, Ceiling R-0 to R-19 Insulation | Residential | 0.00074094 | 0.00339 | 0.0018204
245 | Residential, Existing, Mobile Home, Base 14 SEER Heat Pump, ECM-150, Ceiling R-0 to R-19 Insulation | Residential | 0.1028 | 0.53196 | 0.22143
246 | Residential, New, Mobile Home, Base 14 SEER Heat Pump, ECM-150, Ceiling R-0 to R-19 Insulation | Residential | 7.169e-05 | 0.00037098 | 0.00015442
247 | Residential, Existing, Single Family, Base 14 SEER Heat Pump, ECM-151, Ceiling R-19 to R-38 Insulation | Residential | 0.30212 | 1.6199 | 0.77513
248 | Residential, New, Single Family, Base 14 SEER Heat Pump, ECM-151, Ceiling R-19 to R-38 Insulation | Residential | 0.0012696 | 0.006807 | 0.0032573
249 | Residential, Existing, Multi Family, Base 14 SEER Heat Pump, ECM-151, Ceiling R-19 to R-38 Insulation | Residential | 0.0060861 | 0.027846 | 0.014953
250 | Residential, New, Multi Family, Base 14 SEER Heat Pump, ECM-151, Ceiling R-19 to R-38 Insulation | Residential | 0.00017264 | 0.00078989 | 0.00042417
251 | Residential, Existing, Mobile Home, Base 14 SEER Heat Pump, ECM-151, Ceiling R-19 to R-38 Insulation | Residential | 0.00683 | 0.035344 | 0.014712
252 | Residential, New, Mobile Home, Base 14 SEER Heat Pump, ECM-151, Ceiling R-19 to R-38 Insulation | Residential | 4.76e-06 | 2.465e-05 | 1.026e-05
253 | Residential, Existing, Single Family, Base 14 SEER Heat Pump, ECM-152, Wall 2x4 R-0 to Blow-In R-13 Insulation | Residential | 0.61093 | 3.2756 | 1.5674
254 | Residential, New, Single Family, Base 14 SEER Heat Pump, ECM-152, Wall 2x4 R-0 to Blow-In R-13 Insulation | Residential | 0.0025673 | 0.013765 | 0.0065866
255 | Residential, Existing, Multi Family, Base 14 SEER Heat Pump, ECM-152, Wall 2x4 R-0 to Blow-In R-13 Insulation | Residential | 0.012767 | 0.058411 | 0.031366
256 | Residential, New, Multi Family, Base 14 SEER Heat Pump, ECM-152, Wall 2x4 R-0 to Blow-In R-13 Insulation | Residential | 0.00036215 | 0.0016569 | 0.00088976
257 | Residential, Existing, Mobile Home, Base 14 SEER Heat Pump, ECM-152, Wall 2x4 R-0 to Blow-In R-13 Insulation | Residential | 0.0055589 | 0.028767 | 0.011974
258 | Residential, New, Mobile Home, Base 14 SEER Heat Pump, ECM-152, Wall 2x4 R-0 to Blow-In R-13 Insulation | Residential | 3.88e-06 | 2.006e-05 | 8.35e-06
259 | Residential, Existing, Single Family, Base 14 SEER Heat Pump, ECM-153, Weather Strip/Caulk w/Blower Door | Residential | 0.082239 | 0.056017 | 2.3547
260 | Residential, New, Single Family, Base 14 SEER Heat Pump, ECM-153, Weather Strip/Caulk w/Blower Door | Residential | 0.00034605 | 0.00023571 | 0.0099081
261 | Residential, Existing, Multi Family, Base 14 SEER Heat Pump, ECM-153, Weather Strip/Caulk w/Blower Door | Residential | 0.0015031 | 0.00087387 | 0.041222
262 | Residential, New, Multi Family, Base 14 SEER Heat Pump, ECM-153, Weather Strip/Caulk w/Blower Door | Residential | 4.264e-05 | 2.479e-05 | 0.0011693
263 | Residential, Existing, Mobile Home, Base 14 SEER Heat Pump, ECM-153, Weather Strip/Caulk w/Blower Door | Residential | 0.0029362 | 0.0019296 | 0.070558
264 | Residential, New, Mobile Home, Base 14 SEER Heat Pump, ECM-153, Weather Strip/Caulk w/Blower Door | Residential | 2.05e-06 | 1.35e-06 | 4.921e-05
265 | Residential, Existing, Single Family, Base 14 SEER A/C Split w/Gas Heat, ECM-162, 15 SEER Split-System Air Conditioner | Residential | 0 | 0 | 0
266 | Residential, New, Single Family, Base 14 SEER A/C Split w/Gas Heat, ECM-162, 15 SEER Split-System Air Conditioner | Residential | 0 | 0 | 0
267 | Residential, Existing, Multi Family, Base 14 SEER A/C Split w/Gas Heat, ECM-162, 15 SEER Split-System Air Conditioner | Residential | 0 | 0 | 0
268 | Residential, New, Multi Family, Base 14 SEER A/C Split w/Gas Heat, ECM-162, 15 SEER Split-System Air Conditioner | Residential | 0 | 0 | 0
269 | Residential, Existing, Mobile Home, Base 14 SEER A/C Split w/Gas Heat, ECM-162, 15 SEER Split-System Air Conditioner | Residential | 0 | 0 | 0
270 | Residential, New, Mobile Home, Base 14 SEER A/C Split w/Gas Heat, ECM-162, 15 SEER Split-System Air Conditioner | Residential | 0 | 0 | 0
271 | Residential, Existing, Single Family, Base 14 SEER A/C Split w/Gas Heat, ECM-163, 17 SEER Split-System Air Conditioner | Residential | 0 | 0 | 0
272 | Residential, New, Single Family, Base 14 SEER A/C Split w/Gas Heat, ECM-163, 17 SEER Split-System Air Conditioner | Residential | 0 | 0 | 0
273 | Residential, Existing, Multi Family, Base 14 SEER A/C Split w/Gas Heat, ECM-163, 17 SEER Split-System Air Conditioner | Residential | 0 | 0 | 0
274 | Residential, New, Multi Family, Base 14 SEER A/C Split w/Gas Heat, ECM-163, 17 SEER Split-System Air Conditioner | Residential | 0 | 0 | 0
275 | Residential, Existing, Mobile Home, Base 14 SEER A/C Split w/Gas Heat, ECM-163, 17 SEER Split-System Air Conditioner | Residential | 0 | 0 | 0
276 | Residential, New, Mobile Home, Base 14 SEER A/C Split w/Gas Heat, ECM-163, 17 SEER Split-System Air Conditioner | Residential | 0 | 0 | 0
277 | Residential, Existing, Single Family, Base 14 SEER A/C Split w/Gas Heat, ECM-164, 19 SEER Split-System Air Conditioner | Residential | 0 | 0 | 0
278 | Residential, New, Single Family, Base 14 SEER A/C Split w/Gas Heat, ECM-164, 19 SEER Split-System Air Conditioner | Residential | 0 | 0 | 0
279 | Residential, Existing, Multi Family, Base 14 SEER A/C Split w/Gas Heat, ECM-164, 19 SEER Split-System Air Conditioner | Residential | 0 | 0 | 0
280 | Residential, New, Multi Family, Base 14 SEER A/C Split w/Gas Heat, ECM-164, 19 SEER Split-System Air Conditioner | Residential | 0 | 0 | 0
281 | Residential, Existing, Mobile Home, Base 14 SEER A/C Split w/Gas Heat, ECM-164, 19 SEER Split-System Air Conditioner | Residential | 0 | 0 | 0
282 | Residential, New, Mobile Home, Base 14 SEER A/C Split w/Gas Heat, ECM-164, 19 SEER Split-System Air Conditioner | Residential | 0 | 0 | 0
283 | Residential, Existing, Single Family, Base 14 SEER A/C Split w/Gas Heat, ECM-166, Attic Venting | Residential | 0 | 0 | 0
284 | Residential, New, Single Family, Base 14 SEER A/C Split w/Gas Heat, ECM-166, Attic Venting | Residential | 0 | 0 | 0
285 | Residential, Existing, Multi Family, Base 14 SEER A/C Split w/Gas Heat, ECM-166, Attic Venting | Residential | 0 | 0 | 0
286 | Residential, New, Multi Family, Base 14 SEER A/C Split w/Gas Heat, ECM-166, Attic Venting | Residential | 0 | 0 | 0
287 | Residential, Existing, Mobile Home, Base 14 SEER A/C Split w/Gas Heat, ECM-166, Attic Venting | Residential | 0 | 0 | 0
288 | Residential, New, Mobile Home, Base 14 SEER A/C Split w/Gas Heat, ECM-166, Attic Venting | Residential | 0 | 0 | 0
289 | Residential, Existing, Single Family, Base 14 SEER A/C Split w/Gas Heat, ECM-167, Sealed Attic w/Sprayed Foam Insulated Roof Deck | Residential | 0 | 0 | 0
290 | Residential, New, Single Family, Base 14 SEER A/C Split w/Gas Heat, ECM-167, Sealed Attic w/Sprayed Foam Insulated Roof Deck | Residential | 0 | 0 | 0
291 | Residential, Existing, Multi Family, Base 14 SEER A/C Split w/Gas Heat, ECM-167, Sealed Attic w/Sprayed Foam Insulated Roof Deck | Residential | 0 | 0 | 0
292 | Residential, New, Multi Family, Base 14 SEER A/C Split w/Gas Heat, ECM-167, Sealed Attic w/Sprayed Foam Insulated Roof Deck | Residential | 0 | 0 | 0
293 | Residential, Existing, Mobile Home, Base 14 SEER A/C Split w/Gas Heat, ECM-167, Sealed Attic w/Sprayed Foam Insulated Roof Deck | Residential | 0 | 0 | 0
294 | Residential, New, Mobile Home, Base 14 SEER A/C Split w/Gas Heat, ECM-167, Sealed Attic w/Sprayed Foam Insulated Roof Deck | Residential | 0 | 0 | 0
295 | Residential, Existing, Single Family, Base 14 SEER A/C Split w/Gas Heat, ECM-168, AC Maintenance (Outdoor Coil Cleaning) | Residential | 0 | 0 | 0
296 | Residential, New, Single Family, Base 14 SEER A/C Split w/Gas Heat, ECM-168, AC Maintenance (Outdoor Coil Cleaning) | Residential | 0 | 0 | 0
297 | Residential, Existing, Multi Family, Base 14 SEER A/C Split w/Gas Heat, ECM-168, AC Maintenance (Outdoor Coil Cleaning) | Residential | 0 | 0 | 0
298 | Residential, New, Multi Family, Base 14 SEER A/C Split w/Gas Heat, ECM-168, AC Maintenance (Outdoor Coil Cleaning) | Residential | 0 | 0 | 0
299 | Residential, Existing, Mobile Home, Base 14 SEER A/C Split w/Gas Heat, ECM-168, AC Maintenance (Outdoor Coil Cleaning) | Residential | 0 | 0 | 0
300 | Residential, New, Mobile Home, Base 14 SEER A/C Split w/Gas Heat, ECM-168, AC Maintenance (Outdoor Coil Cleaning) | Residential | 0 | 0 | 0
301 | Residential, Existing, Single Family, Base 14 SEER A/C Split w/Gas Heat, ECM-169, AC Maintenance (Indoor Coil Cleaning) | Residential | 0 | 0 | 0
302 | Residential, New, Single Family, Base 14 SEER A/C Split w/Gas Heat, ECM-169, AC Maintenance (Indoor Coil Cleaning) | Residential | 0 | 0 | 0
303 | Residential, Existing, Multi Family, Base 14 SEER A/C Split w/Gas Heat, ECM-169, AC Maintenance (Indoor Coil Cleaning) | Residential | 0 | 0 | 0
304 | Residential, New, Multi Family, Base 14 SEER A/C Split w/Gas Heat, ECM-169, AC Maintenance (Indoor Coil Cleaning) | Residential | 0 | 0 | 0
305 | Residential, Existing, Mobile Home, Base 14 SEER A/C Split w/Gas Heat, ECM-169, AC Maintenance (Indoor Coil Cleaning) | Residential | 0 | 0 | 0
306 | Residential, New, Mobile Home, Base 14 SEER A/C Split w/Gas Heat, ECM-169, AC Maintenance (Indoor Coil Cleaning) | Residential | 0 | 0 | 0
307 | Residential, Existing, Single Family, Base 14 SEER A/C Split w/Gas Heat, ECM-170, Proper Refrigerant Charging and Air Flow | Residential | 0 | 0 | 0
308 | Residential, New, Single Family, Base 14 SEER A/C Split w/Gas Heat, ECM-170, Proper Refrigerant Charging and Air Flow | Residential | 0 | 0 | 0
309 | Residential, Existing, Multi Family, Base 14 SEER A/C Split w/Gas Heat, ECM-170, Proper Refrigerant Charging and Air Flow | Residential | 0 | 0 | 0
310 | Residential, New, Multi Family, Base 14 SEER A/C Split w/Gas Heat, ECM-170, Proper Refrigerant Charging and Air Flow | Residential | 0 | 0 | 0
311 | Residential, Existing, Mobile Home, Base 14 SEER A/C Split w/Gas Heat, ECM-170, Proper Refrigerant Charging and Air Flow | Residential | 0 | 0 | 0
312 | Residential, New, Mobile Home, Base 14 SEER A/C Split w/Gas Heat, ECM-170, Proper Refrigerant Charging and Air Flow | Residential | 0 | 0 | 0
313 | Residential, Existing, Single Family, Base 14 SEER A/C Split w/Gas Heat, ECM-171, Electronically Commutated Motors (ECM) on an Air Handler Unit | Residential | 0 | 0 | 0
314 | Residential, New, Single Family, Base 14 SEER A/C Split w/Gas Heat, ECM-171, Electronically Commutated Motors (ECM) on an Air Handler Unit | Residential | 0 | 0 | 0
315 | Residential, Existing, Multi Family, Base 14 SEER A/C Split w/Gas Heat, ECM-171, Electronically Commutated Motors (ECM) on an Air Handler Unit | Residential | 0 | 0 | 0
316 | Residential, New, Multi Family, Base 14 SEER A/C Split w/Gas Heat, ECM-171, Electronically Commutated Motors (ECM) on an Air Handler Unit | Residential | 0 | 0 | 0
317 | Residential, Existing, Mobile Home, Base 14 SEER A/C Split w/Gas Heat, ECM-171, Electronically Commutated Motors (ECM) on an Air Handler Unit | Residential | 0 | 0 | 0
318 | Residential, New, Mobile Home, Base 14 SEER A/C Split w/Gas Heat, ECM-171, Electronically Commutated Motors (ECM) on an Air Handler Unit | Residential | 0 | 0 | 0
319 | Residential, Existing, Single Family, Base 14 SEER A/C Split w/Gas Heat, ECM-172, Duct Repair | Residential | 0 | 0 | 0
320 | Residential, New, Single Family, Base 14 SEER A/C Split w/Gas Heat, ECM-172, Duct Repair | Residential | 0 | 0 | 0
321 | Residential, Existing, Multi Family, Base 14 SEER A/C Split w/Gas Heat, ECM-172, Duct Repair | Residential | 0 | 0 | 0
322 | Residential, New, Multi Family, Base 14 SEER A/C Split w/Gas Heat, ECM-172, Duct Repair | Residential | 0 | 0 | 0
323 | Residential, Existing, Mobile Home, Base 14 SEER A/C Split w/Gas Heat, ECM-172, Duct Repair | Residential | 0 | 0 | 0
324 | Residential, New, Mobile Home, Base 14 SEER A/C Split w/Gas Heat, ECM-172, Duct Repair | Residential | 0 | 0 | 0
325 | Residential, Existing, Single Family, Base 14 SEER A/C Split w/Gas Heat, ECM-173, Reflective Roof | Residential | 0 | 0 | 0
326 | Residential, New, Single Family, Base 14 SEER A/C Split w/Gas Heat, ECM-173, Reflective Roof | Residential | 0 | 0 | 0
327 | Residential, Existing, Multi Family, Base 14 SEER A/C Split w/Gas Heat, ECM-173, Reflective Roof | Residential | 0 | 0 | 0
328 | Residential, New, Multi Family, Base 14 SEER A/C Split w/Gas Heat, ECM-173, Reflective Roof | Residential | 0 | 0 | 0
329 | Residential, Existing, Mobile Home, Base 14 SEER A/C Split w/Gas Heat, ECM-173, Reflective Roof | Residential | 0 | 0 | 0
330 | Residential, New, Mobile Home, Base 14 SEER A/C Split w/Gas Heat, ECM-173, Reflective Roof | Residential | 0 | 0 | 0
331 | Residential, Existing, Single Family, Base 14 SEER A/C Split w/Gas Heat, ECM-174, Radient Barrier | Residential | 0 | 0 | 0
332 | Residential, New, Single Family, Base 14 SEER A/C Split w/Gas Heat, ECM-174, Radient Barrier | Residential | 0 | 0 | 0
333 | Residential, Existing, Multi Family, Base 14 SEER A/C Split w/Gas Heat, ECM-174, Radient Barrier | Residential | 0 | 0 | 0
334 | Residential, New, Multi Family, Base 14 SEER A/C Split w/Gas Heat, ECM-174, Radient Barrier | Residential | 0 | 0 | 0
335 | Residential, Existing, Mobile Home, Base 14 SEER A/C Split w/Gas Heat, ECM-174, Radient Barrier | Residential | 0 | 0 | 0
336 | Residential, New, Mobile Home, Base 14 SEER A/C Split w/Gas Heat, ECM-174, Radient Barrier | Residential | 0 | 0 | 0
337 | Residential, Existing, Single Family, Base 14 SEER A/C Split w/Gas Heat, ECM-175, Window Film | Residential | 0 | 0 | 0
338 | Residential, New, Single Family, Base 14 SEER A/C Split w/Gas Heat, ECM-175, Window Film | Residential | 0 | 0 | 0
339 | Residential, Existing, Multi Family, Base 14 SEER A/C Split w/Gas Heat, ECM-175, Window Film | Residential | 0 | 0 | 0
340 | Residential, New, Multi Family, Base 14 SEER A/C Split w/Gas Heat, ECM-175, Window Film | Residential | 0 | 0 | 0
341 | Residential, Existing, Mobile Home, Base 14 SEER A/C Split w/Gas Heat, ECM-175, Window Film | Residential | 0 | 0 | 0
342 | Residential, New, Mobile Home, Base 14 SEER A/C Split w/Gas Heat, ECM-175, Window Film | Residential | 0 | 0 | 0
343 | Residential, Existing, Single Family, Base 14 SEER A/C Split w/Gas Heat, ECM-176, Window Tinting | Residential | 0 | 0 | 0
344 | Residential, New, Single Family, Base 14 SEER A/C Split w/Gas Heat, ECM-176, Window Tinting | Residential | 0 | 0 | 0
345 | Residential, Existing, Multi Family, Base 14 SEER A/C Split w/Gas Heat, ECM-176, Window Tinting | Residential | 0 | 0 | 0
346 | Residential, New, Multi Family, Base 14 SEER A/C Split w/Gas Heat, ECM-176, Window Tinting | Residential | 0 | 0 | 0
347 | Residential, Existing, Mobile Home, Base 14 SEER A/C Split w/Gas Heat, ECM-176, Window Tinting | Residential | 0 | 0 | 0
348 | Residential, New, Mobile Home, Base 14 SEER A/C Split w/Gas Heat, ECM-176, Window Tinting | Residential | 0 | 0 | 0
349 | Residential, Existing, Single Family, Base 14 SEER A/C Split w/Gas Heat, ECM-177, Default Window With Sunscreen | Residential | 0 | 0 | 0
350 | Residential, New, Single Family, Base 14 SEER A/C Split w/Gas Heat, ECM-177, Default Window With Sunscreen | Residential | 0 | 0 | 0
351 | Residential, Existing, Multi Family, Base 14 SEER A/C Split w/Gas Heat, ECM-177, Default Window With Sunscreen | Residential | 0 | 0 | 0
352 | Residential, New, Multi Family, Base 14 SEER A/C Split w/Gas Heat, ECM-177, Default Window With Sunscreen | Residential | 0 | 0 | 0
353 | Residential, Existing, Mobile Home, Base 14 SEER A/C Split w/Gas Heat, ECM-177, Default Window With Sunscreen | Residential | 0 | 0 | 0
354 | Residential, New, Mobile Home, Base 14 SEER A/C Split w/Gas Heat, ECM-177, Default Window With Sunscreen | Residential | 0 | 0 | 0
355 | Residential, Existing, Single Family, Base 14 SEER A/C Split w/Gas Heat, ECM-178, Single Pane Clear Windows to Double Pane Low-E Windows | Residential | 0 | 0 | 0
356 | Residential, New, Single Family, Base 14 SEER A/C Split w/Gas Heat, ECM-178, Single Pane Clear Windows to Double Pane Low-E Windows | Residential | 0 | 0 | 0
357 | Residential, Existing, Multi Family, Base 14 SEER A/C Split w/Gas Heat, ECM-178, Single Pane Clear Windows to Double Pane Low-E Windows | Residential | 0 | 0 | 0
358 | Residential, New, Multi Family, Base 14 SEER A/C Split w/Gas Heat, ECM-178, Single Pane Clear Windows to Double Pane Low-E Windows | Residential | 0 | 0 | 0
359 | Residential, Existing, Mobile Home, Base 14 SEER A/C Split w/Gas Heat, ECM-178, Single Pane Clear Windows to Double Pane Low-E Windows | Residential | 0 | 0 | 0
360 | Residential, New, Mobile Home, Base 14 SEER A/C Split w/Gas Heat, ECM-178, Single Pane Clear Windows to Double Pane Low-E Windows | Residential | 0 | 0 | 0
361 | Residential, Existing, Single Family, Base 14 SEER A/C Split w/Gas Heat, ECM-180, Ceiling R-0 to R-19 Insulation | Residential | 0 | 0 | 0
362 | Residential, New, Single Family, Base 14 SEER A/C Split w/Gas Heat, ECM-180, Ceiling R-0 to R-19 Insulation | Residential | 0 | 0 | 0
363 | Residential, Existing, Multi Family, Base 14 SEER A/C Split w/Gas Heat, ECM-180, Ceiling R-0 to R-19 Insulation | Residential | 0 | 0 | 0
364 | Residential, New, Multi Family, Base 14 SEER A/C Split w/Gas Heat, ECM-180, Ceiling R-0 to R-19 Insulation | Residential | 0 | 0 | 0
365 | Residential, Existing, Mobile Home, Base 14 SEER A/C Split w/Gas Heat, ECM-180, Ceiling R-0 to R-19 Insulation | Residential | 0 | 0 | 0
366 | Residential, New, Mobile Home, Base 14 SEER A/C Split w/Gas Heat, ECM-180, Ceiling R-0 to R-19 Insulation | Residential | 0 | 0 | 0
367 | Residential, Existing, Single Family, Base 14 SEER A/C Split w/Gas Heat, ECM-181, Ceiling R-19 to R-38 Insulation | Residential | 0 | 0 | 0
368 | Residential, New, Single Family, Base 14 SEER A/C Split w/Gas Heat, ECM-181, Ceiling R-19 to R-38 Insulation | Residential | 0 | 0 | 0
369 | Residential, Existing, Multi Family, Base 14 SEER A/C Split w/Gas Heat, ECM-181, Ceiling R-19 to R-38 Insulation | Residential | 0 | 0 | 0
370 | Residential, New, Multi Family, Base 14 SEER A/C Split w/Gas Heat, ECM-181, Ceiling R-19 to R-38 Insulation | Residential | 0 | 0 | 0
371 | Residential, Existing, Mobile Home, Base 14 SEER A/C Split w/Gas Heat, ECM-181, Ceiling R-19 to R-38 Insulation | Residential | 0 | 0 | 0
372 | Residential, New, Mobile Home, Base 14 SEER A/C Split w/Gas Heat, ECM-181, Ceiling R-19 to R-38 Insulation | Residential | 0 | 0 | 0
373 | Residential, Existing, Single Family, Base 14 SEER A/C Split w/Gas Heat, ECM-182, Wall 2x4 R-0 to Blow-In R-13 Insulation | Residential | 0 | 0 | 0
374 | Residential, New, Single Family, Base 14 SEER A/C Split w/Gas Heat, ECM-182, Wall 2x4 R-0 to Blow-In R-13 Insulation | Residential | 0 | 0 | 0
375 | Residential, Existing, Multi Family, Base 14 SEER A/C Split w/Gas Heat, ECM-182, Wall 2x4 R-0 to Blow-In R-13 Insulation | Residential | 0 | 0 | 0
376 | Residential, New, Multi Family, Base 14 SEER A/C Split w/Gas Heat, ECM-182, Wall 2x4 R-0 to Blow-In R-13 Insulation | Residential | 0 | 0 | 0
377 | Residential, Existing, Mobile Home, Base 14 SEER A/C Split w/Gas Heat, ECM-182, Wall 2x4 R-0 to Blow-In R-13 Insulation | Residential | 0 | 0 | 0
378 | Residential, New, Mobile Home, Base 14 SEER A/C Split w/Gas Heat, ECM-182, Wall 2x4 R-0 to Blow-In R-13 Insulation | Residential | 0 | 0 | 0
379 | Residential, Existing, Single Family, Base 14 SEER A/C Split w/Gas Heat, ECM-183, Weather Strip/Caulk w/Blower Door | Residential | 0 | 0 | 0
380 | Residential, New, Single Family, Base 14 SEER A/C Split w/Gas Heat, ECM-183, Weather Strip/Caulk w/Blower Door | Residential | 0 | 0 | 0
381 | Residential, Existing, Multi Family, Base 14 SEER A/C Split w/Gas Heat, ECM-183, Weather Strip/Caulk w/Blower Door | Residential | 0 | 0 | 0
382 | Residential, New, Multi Family, Base 14 SEER A/C Split w/Gas Heat, ECM-183, Weather Strip/Caulk w/Blower Door | Residential | 0 | 0 | 0
383 | Residential, Existing, Mobile Home, Base 14 SEER A/C Split w/Gas Heat, ECM-183, Weather Strip/Caulk w/Blower Door | Residential | 0 | 0 | 0
384 | Residential, New, Mobile Home, Base 14 SEER A/C Split w/Gas Heat, ECM-183, Weather Strip/Caulk w/Blower Door | Residential | 0 | 0 | 0
385 | Residential, Existing, Single Family, Base 10 EER Room A/C & Elec Heat, ECM-191, HE Room Air Conditioner - EER 11 | Residential | 0.50028 | 0 | 0.85893
386 | Residential, New, Single Family, Base 10 EER Room A/C & Elec Heat, ECM-191, HE Room Air Conditioner - EER 11 | Residential | 0.0025951 | 0 | 0.0044554
387 | Residential, Existing, Multi Family, Base 10 EER Room A/C & Elec Heat, ECM-191, HE Room Air Conditioner - EER 11 | Residential | 0.13782 | 0 | 0.22664
388 | Residential, New, Multi Family, Base 10 EER Room A/C & Elec Heat, ECM-191, HE Room Air Conditioner - EER 11 | Residential | 0.0046726 | 0 | 0.0076841
389 | Residential, Existing, Mobile Home, Base 10 EER Room A/C & Elec Heat, ECM-191, HE Room Air Conditioner - EER 11 | Residential | 0.13845 | 0 | 0.19952
390 | Residential, New, Mobile Home, Base 10 EER Room A/C & Elec Heat, ECM-191, HE Room Air Conditioner - EER 11 | Residential | 0.00011555 | 0 | 0.00016652
391 | Residential, Existing, Single Family, Base 10 EER Room A/C & Elec Heat, ECM-192, HE Room Air Conditioner - EER 12 | Residential | 0.39203 | 0 | 0.67307
392 | Residential, New, Single Family, Base 10 EER Room A/C & Elec Heat, ECM-192, HE Room Air Conditioner - EER 12 | Residential | 0.0019785 | 0 | 0.0033969
393 | Residential, Existing, Multi Family, Base 10 EER Room A/C & Elec Heat, ECM-192, HE Room Air Conditioner - EER 12 | Residential | 0.1155 | 0 | 0.18994
394 | Residential, New, Multi Family, Base 10 EER Room A/C & Elec Heat, ECM-192, HE Room Air Conditioner - EER 12 | Residential | 0.0039158 | 0 | 0.0064396
395 | Residential, Existing, Mobile Home, Base 10 EER Room A/C & Elec Heat, ECM-192, HE Room Air Conditioner - EER 12 | Residential | 0.10325 | 0 | 0.14879
396 | Residential, New, Mobile Home, Base 10 EER Room A/C & Elec Heat, ECM-192, HE Room Air Conditioner - EER 12 | Residential | 8.617e-05 | 0 | 0.00012418
397 | Residential, Existing, Single Family, Base 10 EER Room A/C & Elec Heat, ECM-196, Reflective Roof | Residential | 0.20259 | 0 | 0.46545
398 | Residential, New, Single Family, Base 10 EER Room A/C & Elec Heat, ECM-196, Reflective Roof | Residential | 0.0010225 | 0 | 0.0023491
399 | Residential, Existing, Multi Family, Base 10 EER Room A/C & Elec Heat, ECM-196, Reflective Roof | Residential | 0.070108 | 0 | 0.15428
400 | Residential, New, Multi Family, Base 10 EER Room A/C & Elec Heat, ECM-196, Reflective Roof | Residential | 0.0023769 | 0 | 0.0052307
401 | Residential, Existing, Mobile Home, Base 10 EER Room A/C & Elec Heat, ECM-196, Reflective Roof | Residential | 0.067735 | 0 | 0.13062
402 | Residential, New, Mobile Home, Base 10 EER Room A/C & Elec Heat, ECM-196, Reflective Roof | Residential | 5.709e-05 | 0 | 0.00011008
403 | Residential, Existing, Single Family, Base 10 EER Room A/C & Elec Heat, ECM-197, Window Film | Residential | 0.049397 | -0.019237 | 0.15797
404 | Residential, New, Single Family, Base 10 EER Room A/C & Elec Heat, ECM-197, Window Film | Residential | 0.0002493 | -9.708e-05 | 0.00079725
405 | Residential, Existing, Multi Family, Base 10 EER Room A/C & Elec Heat, ECM-197, Window Film | Residential | 0.02342 | -0.0077849 | 0.071741
406 | Residential, New, Multi Family, Base 10 EER Room A/C & Elec Heat, ECM-197, Window Film | Residential | 0.0012371 | -0.00041121 | 0.0037895
407 | Residential, Existing, Mobile Home, Base 10 EER Room A/C & Elec Heat, ECM-197, Window Film | Residential | 0.019608 | -0.0073677 | 0.05263
408 | Residential, New, Mobile Home, Base 10 EER Room A/C & Elec Heat, ECM-197, Window Film | Residential | 2.903e-05 | -1.091e-05 | 7.793e-05
409 | Residential, Existing, Single Family, Base 10 EER Room A/C & Elec Heat, ECM-198, Window Tinting | Residential | 0.02608 | 0 | 0.051352
410 | Residential, New, Single Family, Base 10 EER Room A/C & Elec Heat, ECM-198, Window Tinting | Residential | 0.00013162 | 0 | 0.00025917
411 | Residential, Existing, Multi Family, Base 10 EER Room A/C & Elec Heat, ECM-198, Window Tinting | Residential | 0.0097277 | 0 | 0.018346
412 | Residential, New, Multi Family, Base 10 EER Room A/C & Elec Heat, ECM-198, Window Tinting | Residential | 0.00053188 | 0 | 0.0010031
413 | Residential, Existing, Mobile Home, Base 10 EER Room A/C & Elec Heat, ECM-198, Window Tinting | Residential | 0.0088033 | 0 | 0.014549
414 | Residential, New, Mobile Home, Base 10 EER Room A/C & Elec Heat, ECM-198, Window Tinting | Residential | 1.353e-05 | 0 | 2.236e-05
415 | Residential, Existing, Single Family, Base 10 EER Room A/C & Elec Heat, ECM-199, Default Window With Sunscreen | Residential | 0.12878 | -0.023155 | 0.15482
416 | Residential, New, Single Family, Base 10 EER Room A/C & Elec Heat, ECM-199, Default Window With Sunscreen | Residential | 0.0025527 | -0.00045899 | 0.0030689
417 | Residential, Existing, Multi Family, Base 10 EER Room A/C & Elec Heat, ECM-199, Default Window With Sunscreen | Residential | 0.046972 | -0.007209 | 0.054091
418 | Residential, New, Multi Family, Base 10 EER Room A/C & Elec Heat, ECM-199, Default Window With Sunscreen | Residential | 0.0062994 | -0.00096679 | 0.0072541
419 | Residential, Existing, Mobile Home, Base 10 EER Room A/C & Elec Heat, ECM-199, Default Window With Sunscreen | Residential | 0.042508 | -0.0073752 | 0.042896
420 | Residential, New, Mobile Home, Base 10 EER Room A/C & Elec Heat, ECM-199, Default Window With Sunscreen | Residential | 0.00014072 | -2.441e-05 | 0.000142
421 | Residential, Existing, Single Family, Base 10 EER Room A/C & Elec Heat, ECM-200, Single Pane Clear Windows to Double Pane Low-E Windows | Residential | 0.19816 | 0.14001 | 0.43362
422 | Residential, New, Single Family, Base 10 EER Room A/C & Elec Heat, ECM-200, Single Pane Clear Windows to Double Pane Low-E Windows | Residential | 0.0010001 | 0.00070659 | 0.0021884
423 | Residential, Existing, Multi Family, Base 10 EER Room A/C & Elec Heat, ECM-200, Single Pane Clear Windows to Double Pane Low-E Windows | Residential | 0.075335 | 0.045429 | 0.1579
424 | Residential, New, Multi Family, Base 10 EER Room A/C & Elec Heat, ECM-200, Single Pane Clear Windows to Double Pane Low-E Windows | Residential | 0.0025542 | 0.0015402 | 0.0053533
425 | Residential, Existing, Mobile Home, Base 10 EER Room A/C & Elec Heat, ECM-200, Single Pane Clear Windows to Double Pane Low-E Windows | Residential | 0.056761 | 0.038696 | 0.10426
426 | Residential, New, Mobile Home, Base 10 EER Room A/C & Elec Heat, ECM-200, Single Pane Clear Windows to Double Pane Low-E Windows | Residential | 4.737e-05 | 3.23e-05 | 8.701e-05
427 | Residential, Existing, Single Family, Base 10 EER Room A/C & Elec Heat, ECM-202, Ceiling R-0 to R-19 Insulation | Residential | 0.08066 | 0.10377 | 0.22039
428 | Residential, New, Single Family, Base 10 EER Room A/C & Elec Heat, ECM-202, Ceiling R-0 to R-19 Insulation | Residential | 0.0004184 | 0.00053826 | 0.0011432
429 | Residential, Existing, Multi Family, Base 10 EER Room A/C & Elec Heat, ECM-202, Ceiling R-0 to R-19 Insulation | Residential | 0.02461 | 0.027021 | 0.064405
430 | Residential, New, Multi Family, Base 10 EER Room A/C & Elec Heat, ECM-202, Ceiling R-0 to R-19 Insulation | Residential | 0.00083437 | 0.00091613 | 0.0021836
431 | Residential, Existing, Mobile Home, Base 10 EER Room A/C & Elec Heat, ECM-202, Ceiling R-0 to R-19 Insulation | Residential | 0.060528 | 0.075138 | 0.13882
432 | Residential, New, Mobile Home, Base 10 EER Room A/C & Elec Heat, ECM-202, Ceiling R-0 to R-19 Insulation | Residential | 5.101e-05 | 6.333e-05 | 0.000117
433 | Residential, Existing, Single Family, Base 10 EER Room A/C & Elec Heat, ECM-203, Ceiling R-19 to R-38 Insulation | Residential | 0.026639 | 0.034271 | 0.072788
434 | Residential, New, Single Family, Base 10 EER Room A/C & Elec Heat, ECM-203, Ceiling R-19 to R-38 Insulation | Residential | 0.00013444 | 0.00017296 | 0.00036735
435 | Residential, Existing, Multi Family, Base 10 EER Room A/C & Elec Heat, ECM-203, Ceiling R-19 to R-38 Insulation | Residential | 0.0064852 | 0.0071207 | 0.016972
436 | Residential, New, Multi Family, Base 10 EER Room A/C & Elec Heat, ECM-203, Ceiling R-19 to R-38 Insulation | Residential | 0.00021987 | 0.00024142 | 0.00057542
437 | Residential, Existing, Mobile Home, Base 10 EER Room A/C & Elec Heat, ECM-203, Ceiling R-19 to R-38 Insulation | Residential | 0.0040211 | 0.0049916 | 0.0092224
438 | Residential, New, Mobile Home, Base 10 EER Room A/C & Elec Heat, ECM-203, Ceiling R-19 to R-38 Insulation | Residential | 3.36e-06 | 4.17e-06 | 7.7e-06
439 | Residential, Existing, Single Family, Base 10 EER Room A/C & Elec Heat, ECM-204, Wall 2x4 R-0 to Blow-In R-13 Insulation | Residential | 0.025023 | 0.032191 | 0.068372
440 | Residential, New, Single Family, Base 10 EER Room A/C & Elec Heat, ECM-204, Wall 2x4 R-0 to Blow-In R-13 Insulation | Residential | 0.00012629 | 0.00016246 | 0.00034506
441 | Residential, Existing, Multi Family, Base 10 EER Room A/C & Elec Heat, ECM-204, Wall 2x4 R-0 to Blow-In R-13 Insulation | Residential | 0.0092645 | 0.010172 | 0.024246
442 | Residential, New, Multi Family, Base 10 EER Room A/C & Elec Heat, ECM-204, Wall 2x4 R-0 to Blow-In R-13 Insulation | Residential | 0.0003141 | 0.00034488 | 0.00082202
443 | Residential, Existing, Mobile Home, Base 10 EER Room A/C & Elec Heat, ECM-204, Wall 2x4 R-0 to Blow-In R-13 Insulation | Residential | 0.001868 | 0.0023188 | 0.0042842
444 | Residential, New, Mobile Home, Base 10 EER Room A/C & Elec Heat, ECM-204, Wall 2x4 R-0 to Blow-In R-13 Insulation | Residential | 1.56e-06 | 1.94e-06 | 3.58e-06
445 | Residential, Existing, Single Family, Base 10 EER Room A/C & Elec Heat, ECM-205, Weather Strip/Caulk w/Blower Door | Residential | 0.0026563 | 0.0018094 | 0.076056
446 | Residential, New, Single Family, Base 10 EER Room A/C & Elec Heat, ECM-205, Weather Strip/Caulk w/Blower Door | Residential | 1.341e-05 | 9.13e-06 | 0.00038384
447 | Residential, Existing, Multi Family, Base 10 EER Room A/C & Elec Heat, ECM-205, Weather Strip/Caulk w/Blower Door | Residential | 0.00089124 | 0.00051815 | 0.024442
448 | Residential, New, Multi Family, Base 10 EER Room A/C & Elec Heat, ECM-205, Weather Strip/Caulk w/Blower Door | Residential | 3.022e-05 | 1.757e-05 | 0.00082867
449 | Residential, Existing, Mobile Home, Base 10 EER Room A/C & Elec Heat, ECM-205, Weather Strip/Caulk w/Blower Door | Residential | 0.00079673 | 0.00052359 | 0.019145
450 | Residential, New, Mobile Home, Base 10 EER Room A/C & Elec Heat, ECM-205, Weather Strip/Caulk w/Blower Door | Residential | 6.6e-07 | 4.4e-07 | 1.598e-05
451 | Residential, Existing, Single Family, Base Lighting (43-Watt Incandescent), 0.5 hr/hday, ECM-221, CFL (18-Watt integral ballast), 0.5 hr/day | Residential | 0.51241 | 0.73061 | 9.7937
452 | Residential, New, Single Family, Base Lighting (43-Watt Incandescent), 0.5 hr/hday, ECM-221, CFL (18-Watt integral ballast), 0.5 hr/day | Residential | 0.002658 | 0.0037898 | 0.050802
453 | Residential, Existing, Multi Family, Base Lighting (43-Watt Incandescent), 0.5 hr/hday, ECM-221, CFL (18-Watt integral ballast), 0.5 hr/day | Residential | 0.071891 | 0.1025 | 1.3741
454 | Residential, New, Multi Family, Base Lighting (43-Watt Incandescent), 0.5 hr/hday, ECM-221, CFL (18-Watt integral ballast), 0.5 hr/day | Residential | 0.0025409 | 0.0036229 | 0.048564
455 | Residential, Existing, Mobile Home, Base Lighting (43-Watt Incandescent), 0.5 hr/hday, ECM-221, CFL (18-Watt integral ballast), 0.5 hr/day | Residential | 0.04398 | 0.062707 | 0.84058
456 | Residential, New, Mobile Home, Base Lighting (43-Watt Incandescent), 0.5 hr/hday, ECM-221, CFL (18-Watt integral ballast), 0.5 hr/day | Residential | 3.847e-05 | 5.486e-05 | 0.00073534
457 | Residential, Existing, Single Family, Base Lighting (43-Watt Incandescent), 0.5 hr/hday, ECM-222, LED (10-Watt integral ballast), 0.5 hr/day | Residential | 0.54644 | 0.77913 | 10.4441
458 | Residential, New, Single Family, Base Lighting (43-Watt Incandescent), 0.5 hr/hday, ECM-222, LED (10-Watt integral ballast), 0.5 hr/day | Residential | 0.0028345 | 0.0040415 | 0.054176
459 | Residential, Existing, Multi Family, Base Lighting (43-Watt Incandescent), 0.5 hr/hday, ECM-222, LED (10-Watt integral ballast), 0.5 hr/day | Residential | 0.076666 | 0.10931 | 1.4653
460 | Residential, New, Multi Family, Base Lighting (43-Watt Incandescent), 0.5 hr/hday, ECM-222, LED (10-Watt integral ballast), 0.5 hr/day | Residential | 0.0027097 | 0.0038635 | 0.051789
461 | Residential, Existing, Mobile Home, Base Lighting (43-Watt Incandescent), 0.5 hr/hday, ECM-222, LED (10-Watt integral ballast), 0.5 hr/day | Residential | 0.046901 | 0.066872 | 0.89641
462 | Residential, New, Mobile Home, Base Lighting (43-Watt Incandescent), 0.5 hr/hday, ECM-222, LED (10-Watt integral ballast), 0.5 hr/day | Residential | 4.103e-05 | 5.85e-05 | 0.00078417
463 | Residential, Existing, Single Family, Base Lighting (43-Watt Incandescent), 2.5 hr/hday, ECM-231, CFL (18-Watt integral ballast), 2.5 hr/day | Residential | 4.4836 | 6.3928 | 85.695
464 | Residential, New, Single Family, Base Lighting (43-Watt Incandescent), 2.5 hr/hday, ECM-231, CFL (18-Watt integral ballast), 2.5 hr/day | Residential | 0.023257 | 0.033161 | 0.44452
465 | Residential, Existing, Multi Family, Base Lighting (43-Watt Incandescent), 2.5 hr/hday, ECM-231, CFL (18-Watt integral ballast), 2.5 hr/day | Residential | 0.62905 | 0.89691 | 12.023
466 | Residential, New, Multi Family, Base Lighting (43-Watt Incandescent), 2.5 hr/hday, ECM-231, CFL (18-Watt integral ballast), 2.5 hr/day | Residential | 0.022233 | 0.0317 | 0.42494
467 | Residential, Existing, Mobile Home, Base Lighting (43-Watt Incandescent), 2.5 hr/hday, ECM-231, CFL (18-Watt integral ballast), 2.5 hr/day | Residential | 0.38482 | 0.54869 | 7.3551
468 | Residential, New, Mobile Home, Base Lighting (43-Watt Incandescent), 2.5 hr/hday, ECM-231, CFL (18-Watt integral ballast), 2.5 hr/day | Residential | 0.00033664 | 0.00047999 | 0.0064342
469 | Residential, Existing, Single Family, Base Lighting (43-Watt Incandescent), 2.5 hr/hday, ECM-232, LED (10-Watt integral ballast), 2.5 hr/day | Residential | 4.7814 | 6.8174 | 91.3862
470 | Residential, New, Single Family, Base Lighting (43-Watt Incandescent), 2.5 hr/hday, ECM-232, LED (10-Watt integral ballast), 2.5 hr/day | Residential | 0.024802 | 0.035363 | 0.47404
471 | Residential, Existing, Multi Family, Base Lighting (43-Watt Incandescent), 2.5 hr/hday, ECM-232, LED (10-Watt integral ballast), 2.5 hr/day | Residential | 0.67083 | 0.95647 | 12.8215
472 | Residential, New, Multi Family, Base Lighting (43-Watt Incandescent), 2.5 hr/hday, ECM-232, LED (10-Watt integral ballast), 2.5 hr/day | Residential | 0.023709 | 0.033805 | 0.45316
473 | Residential, Existing, Mobile Home, Base Lighting (43-Watt Incandescent), 2.5 hr/hday, ECM-232, LED (10-Watt integral ballast), 2.5 hr/day | Residential | 0.41038 | 0.58513 | 7.8436
474 | Residential, New, Mobile Home, Base Lighting (43-Watt Incandescent), 2.5 hr/hday, ECM-232, LED (10-Watt integral ballast), 2.5 hr/day | Residential | 0.000359 | 0.00051186 | 0.0068615
475 | Residential, Existing, Single Family, Base Lighting (43-Watt Incandescent), 6.0 hr/hday, ECM-241, CFL (18-Watt integral ballast), 6.0 hr/day | Residential | 2.3059 | 3.2877 | 44.0717
476 | Residential, New, Single Family, Base Lighting (43-Watt Incandescent), 6.0 hr/hday, ECM-241, CFL (18-Watt integral ballast), 6.0 hr/day | Residential | 0.011961 | 0.017054 | 0.22861
477 | Residential, Existing, Multi Family, Base Lighting (43-Watt Incandescent), 6.0 hr/hday, ECM-241, CFL (18-Watt integral ballast), 6.0 hr/day | Residential | 0.32351 | 0.46127 | 6.1832
478 | Residential, New, Multi Family, Base Lighting (43-Watt Incandescent), 6.0 hr/hday, ECM-241, CFL (18-Watt integral ballast), 6.0 hr/day | Residential | 0.011434 | 0.016303 | 0.21854
479 | Residential, Existing, Mobile Home, Base Lighting (43-Watt Incandescent), 6.0 hr/hday, ECM-241, CFL (18-Watt integral ballast), 6.0 hr/day | Residential | 0.19791 | 0.28218 | 3.7826
480 | Residential, New, Mobile Home, Base Lighting (43-Watt Incandescent), 6.0 hr/hday, ECM-241, CFL (18-Watt integral ballast), 6.0 hr/day | Residential | 0.00017313 | 0.00024685 | 0.003309
481 | Residential, Existing, Single Family, Base Lighting (43-Watt Incandescent), 6.0 hr/hday, ECM-242, LED (10-Watt integral ballast), 6.0 hr/day | Residential | 2.459 | 3.5061 | 46.9986
482 | Residential, New, Single Family, Base Lighting (43-Watt Incandescent), 6.0 hr/hday, ECM-242, LED (10-Watt integral ballast), 6.0 hr/day | Residential | 0.012755 | 0.018187 | 0.24379
483 | Residential, Existing, Multi Family, Base Lighting (43-Watt Incandescent), 6.0 hr/hday, ECM-242, LED (10-Watt integral ballast), 6.0 hr/day | Residential | 0.345 | 0.4919 | 6.5939
484 | Residential, New, Multi Family, Base Lighting (43-Watt Incandescent), 6.0 hr/hday, ECM-242, LED (10-Watt integral ballast), 6.0 hr/day | Residential | 0.012193 | 0.017386 | 0.23305
485 | Residential, Existing, Mobile Home, Base Lighting (43-Watt Incandescent), 6.0 hr/hday, ECM-242, LED (10-Watt integral ballast), 6.0 hr/day | Residential | 0.21105 | 0.30092 | 4.0338
486 | Residential, New, Mobile Home, Base Lighting (43-Watt Incandescent), 6.0 hr/hday, ECM-242, LED (10-Watt integral ballast), 6.0 hr/day | Residential | 0.00018463 | 0.00026324 | 0.0035288
487 | Residential, Existing, Single Family, Base Fluorescent Fixture w/2L4'T12, 34W, 1EE, ECM-251, ROB 2L4'T8, 1EB | Residential | 0.24762 | 0.35307 | 4.7328
488 | Residential, New, Single Family, Base Fluorescent Fixture w/2L4'T12, 34W, 1EE, ECM-251, ROB 2L4'T8, 1EB | Residential | 0.0012845 | 0.0018314 | 0.02455
489 | Residential, Existing, Multi Family, Base Fluorescent Fixture w/2L4'T12, 34W, 1EE, ECM-251, ROB 2L4'T8, 1EB | Residential | 0.034741 | 0.049535 | 0.66401
490 | Residential, New, Multi Family, Base Fluorescent Fixture w/2L4'T12, 34W, 1EE, ECM-251, ROB 2L4'T8, 1EB | Residential | 0.0012279 | 0.0017507 | 0.023469
491 | Residential, Existing, Mobile Home, Base Fluorescent Fixture w/2L4'T12, 34W, 1EE, ECM-251, ROB 2L4'T8, 1EB | Residential | 0.021253 | 0.030303 | 0.40621
492 | Residential, New, Mobile Home, Base Fluorescent Fixture w/2L4'T12, 34W, 1EE, ECM-251, ROB 2L4'T8, 1EB | Residential | 1.859e-05 | 2.651e-05 | 0.00035535
493 | Residential, Existing, Single Family, Base Fluorescent Fixture w/2L4'T12, 34W, 1EE, ECM-252, RET 2L4'T8, 1EB | Residential | 0.20574 | 0.29335 | 3.9323
494 | Residential, New, Single Family, Base Fluorescent Fixture w/2L4'T12, 34W, 1EE, ECM-252, RET 2L4'T8, 1EB | Residential | 0.0010672 | 0.0015217 | 0.020398
495 | Residential, Existing, Multi Family, Base Fluorescent Fixture w/2L4'T12, 34W, 1EE, ECM-252, RET 2L4'T8, 1EB | Residential | 0.028865 | 0.041157 | 0.5517
496 | Residential, New, Multi Family, Base Fluorescent Fixture w/2L4'T12, 34W, 1EE, ECM-252, RET 2L4'T8, 1EB | Residential | 0.0010202 | 0.0014546 | 0.019499
497 | Residential, Existing, Mobile Home, Base Fluorescent Fixture w/2L4'T12, 34W, 1EE, ECM-252, RET 2L4'T8, 1EB | Residential | 0.017659 | 0.025178 | 0.33751
498 | Residential, New, Mobile Home, Base Fluorescent Fixture w/2L4'T12, 34W, 1EE, ECM-252, RET 2L4'T8, 1EB | Residential | 1.545e-05 | 2.203e-05 | 0.00029525
499 | Residential, Existing, Single Family, Base Outdoor Lighting, ECM-261, CFL - medium screw based <30 Watts | Residential | 0.4908 | 0.69979 | 9.3806
500 | Residential, New, Single Family, Base Outdoor Lighting, ECM-261, CFL - medium screw based <30 Watts | Residential | 0.0025459 | 0.00363 | 0.048659
501 | Residential, Existing, Multi Family, Base Outdoor Lighting, ECM-261, CFL - medium screw based <30 Watts | Residential | 0.069705 | 0.099387 | 1.3323
502 | Residential, New, Multi Family, Base Outdoor Lighting, ECM-261, CFL - medium screw based <30 Watts | Residential | 0.0024636 | 0.0035127 | 0.047087
503 | Residential, Existing, Mobile Home, Base Outdoor Lighting, ECM-261, CFL - medium screw based <30 Watts | Residential | 0.042873 | 0.061129 | 0.81942
504 | Residential, New, Mobile Home, Base Outdoor Lighting, ECM-261, CFL - medium screw based <30 Watts | Residential | 3.75e-05 | 5.347e-05 | 0.00071682
505 | Residential, Existing, Single Family, Base Outdoor Lighting, ECM-262, Photocell/timeclock | Residential | 0.050121 | 0.071463 | 0.95796
506 | Residential, New, Single Family, Base Outdoor Lighting, ECM-262, Photocell/timeclock | Residential | 0.00025999 | 0.0003707 | 0.0049691
507 | Residential, Existing, Multi Family, Base Outdoor Lighting, ECM-262, Photocell/timeclock | Residential | 0.0069408 | 0.0098963 | 0.13266
508 | Residential, New, Multi Family, Base Outdoor Lighting, ECM-262, Photocell/timeclock | Residential | 0.00024531 | 0.00034977 | 0.0046887
509 | Residential, Existing, Mobile Home, Base Outdoor Lighting, ECM-262, Photocell/timeclock | Residential | 0.0042213 | 0.0060188 | 0.080681
510 | Residential, New, Mobile Home, Base Outdoor Lighting, ECM-262, Photocell/timeclock | Residential | 3.69e-06 | 5.27e-06 | 7.058e-05
511 | Residential, Existing, Single Family, Base Outdoor Lighting, ECM-263, LED 13W Outdoor | Residential | 1.7888 | 2.5505 | 34.189
512 | Residential, New, Single Family, Base Outdoor Lighting, ECM-263, LED 13W Outdoor | Residential | 0.0092788 | 0.01323 | 0.17735
513 | Residential, Existing, Multi Family, Base Outdoor Lighting, ECM-263, LED 13W Outdoor | Residential | 0.25097 | 0.35783 | 4.7967
514 | Residential, New, Multi Family, Base Outdoor Lighting, ECM-263, LED 13W Outdoor | Residential | 0.0088701 | 0.012647 | 0.16953
515 | Residential, Existing, Mobile Home, Base Outdoor Lighting, ECM-263, LED 13W Outdoor | Residential | 0.15353 | 0.21891 | 2.9344
516 | Residential, New, Mobile Home, Base Outdoor Lighting, ECM-263, LED 13W Outdoor | Residential | 0.00013431 | 0.0001915 | 0.002567
517 | Residential, Existing, Single Family, Base Refrigerator (18 cf w/top-mount freezer, no through-door ice), ECM-301, HE Refrigerator - Energy Star version | Residential | 5.8808 | 5.4627 | 44.2413
518 | Residential, New, Single Family, Base Refrigerator (18 cf w/top-mount freezer, no through-door ice), ECM-301, HE Refrigerator - Energy Star version | Residential | 0.030505 | 0.028336 | 0.22949
519 | Residential, Existing, Multi Family, Base Refrigerator (18 cf w/top-mount freezer, no through-door ice), ECM-301, HE Refrigerator - Energy Star version | Residential | 0.80133 | 0.74436 | 6.0284
520 | Residential, New, Multi Family, Base Refrigerator (18 cf w/top-mount freezer, no through-door ice), ECM-301, HE Refrigerator - Energy Star version | Residential | 0.028322 | 0.026308 | 0.21307
521 | Residential, Existing, Mobile Home, Base Refrigerator (18 cf w/top-mount freezer, no through-door ice), ECM-301, HE Refrigerator - Energy Star version | Residential | 0.51414 | 0.47758 | 3.8679
522 | Residential, New, Mobile Home, Base Refrigerator (18 cf w/top-mount freezer, no through-door ice), ECM-301, HE Refrigerator - Energy Star version | Residential | 0.00044976 | 0.00041779 | 0.0033836
523 | Residential, Existing, Single Family, Base Refrigerator (18 cf w/top-mount freezer, no through-door ice), ECM-302, Refrigerator Recycling | Residential | 0.80459 | 0.74739 | 6.053
524 | Residential, New, Single Family, Base Refrigerator (18 cf w/top-mount freezer, no through-door ice), ECM-302, Refrigerator Recycling | Residential | 0.0041736 | 0.0038769 | 0.031398
525 | Residential, Existing, Multi Family, Base Refrigerator (18 cf w/top-mount freezer, no through-door ice), ECM-302, Refrigerator Recycling | Residential | 0.014507 | 0.013476 | 0.10914
526 | Residential, New, Multi Family, Base Refrigerator (18 cf w/top-mount freezer, no through-door ice), ECM-302, Refrigerator Recycling | Residential | 0.00051274 | 0.00047628 | 0.0038574
527 | Residential, Existing, Mobile Home, Base Refrigerator (18 cf w/top-mount freezer, no through-door ice), ECM-302, Refrigerator Recycling | Residential | 0.0094494 | 0.0087776 | 0.071089
528 | Residential, New, Mobile Home, Base Refrigerator (18 cf w/top-mount freezer, no through-door ice), ECM-302, Refrigerator Recycling | Residential | 8.27e-06 | 7.68e-06 | 6.219e-05
529 | Residential, Existing, Single Family, Base Freezer, ECM-351, HE Freezer | Residential | 1.0638 | 0.98818 | 8.0032
530 | Residential, New, Single Family, Base Freezer, ECM-351, HE Freezer | Residential | 0.0055183 | 0.0051259 | 0.041514
531 | Residential, Existing, Multi Family, Base Freezer, ECM-351, HE Freezer | Residential | 0.086534 | 0.080382 | 0.651
532 | Residential, New, Multi Family, Base Freezer, ECM-351, HE Freezer | Residential | 0.0030584 | 0.002841 | 0.023009
533 | Residential, Existing, Mobile Home, Base Freezer, ECM-351, HE Freezer | Residential | 0.074579 | 0.069277 | 0.56106
534 | Residential, New, Mobile Home, Base Freezer, ECM-351, HE Freezer | Residential | 6.524e-05 | 6.06e-05 | 0.00049081
535 | Residential, Existing, Single Family, Base Freezer, ECM-352, Freezer Recycling | Residential | 0.1853 | 0.17213 | 1.394
536 | Residential, New, Single Family, Base Freezer, ECM-352, Freezer Recycling | Residential | 0.00096119 | 0.00089286 | 0.0072311
537 | Residential, Existing, Multi Family, Base Freezer, ECM-352, Freezer Recycling | Residential | 0.0037742 | 0.0035058 | 0.028393
538 | Residential, New, Multi Family, Base Freezer, ECM-352, Freezer Recycling | Residential | 0.00013339 | 0.00012391 | 0.0010035
539 | Residential, Existing, Mobile Home, Base Freezer, ECM-352, Freezer Recycling | Residential | 0.0018437 | 0.0017127 | 0.013871
540 | Residential, New, Mobile Home, Base Freezer, ECM-352, Freezer Recycling | Residential | 1.61e-06 | 1.5e-06 | 1.213e-05
541 | Residential, Existing, Single Family, Base 40 gal. Water Heating (EF=0.948), ECM-401, Heat Pump Water Heater (EF=2.3) | Residential | 10.1192 | 34.1698 | 147.7137
542 | Residential, New, Single Family, Base 40 gal. Water Heating (EF=0.948), ECM-401, Heat Pump Water Heater (EF=2.3) | Residential | 0.05249 | 0.17725 | 0.76622
543 | Residential, Existing, Multi Family, Base 40 gal. Water Heating (EF=0.948), ECM-401, Heat Pump Water Heater (EF=2.3) | Residential | 1.1216 | 3.3645 | 13.8425
544 | Residential, New, Multi Family, Base 40 gal. Water Heating (EF=0.948), ECM-401, Heat Pump Water Heater (EF=2.3) | Residential | 0.039641 | 0.11891 | 0.48925
545 | Residential, Existing, Mobile Home, Base 40 gal. Water Heating (EF=0.948), ECM-401, Heat Pump Water Heater (EF=2.3) | Residential | 0.70822 | 2.1245 | 10.1528
546 | Residential, New, Mobile Home, Base 40 gal. Water Heating (EF=0.948), ECM-401, Heat Pump Water Heater (EF=2.3) | Residential | 0.00061955 | 0.0018585 | 0.0088815
547 | Residential, Existing, Single Family, Base 40 gal. Water Heating (EF=0.948), ECM-403, Solar Water Heat | Residential | 6.5519 | 0 | 66.9349
548 | Residential, New, Single Family, Base 40 gal. Water Heating (EF=0.948), ECM-403, Solar Water Heat | Residential | 0.033986 | 0 | 0.34721
549 | Residential, Existing, Multi Family, Base 40 gal. Water Heating (EF=0.948), ECM-403, Solar Water Heat | Residential | 0.72619 | 0 | 6.2725
550 | Residential, New, Multi Family, Base 40 gal. Water Heating (EF=0.948), ECM-403, Solar Water Heat | Residential | 0.025666 | 0 | 0.22169
551 | Residential, Existing, Mobile Home, Base 40 gal. Water Heating (EF=0.948), ECM-403, Solar Water Heat | Residential | 0.45856 | 0 | 4.6007
552 | Residential, New, Mobile Home, Base 40 gal. Water Heating (EF=0.948), ECM-403, Solar Water Heat | Residential | 0.00040114 | 0 | 0.0040247
553 | Residential, Existing, Single Family, Base 40 gal. Water Heating (EF=0.948), ECM-404, AC Heat Recovery Units | Residential | 9.1757 | 0 | 30.3062
554 | Residential, New, Single Family, Base 40 gal. Water Heating (EF=0.948), ECM-404, AC Heat Recovery Units | Residential | 0.047596 | 0 | 0.1572
555 | Residential, Existing, Multi Family, Base 40 gal. Water Heating (EF=0.948), ECM-404, AC Heat Recovery Units | Residential | 1.017 | 0 | 2.8401
556 | Residential, New, Multi Family, Base 40 gal. Water Heating (EF=0.948), ECM-404, AC Heat Recovery Units | Residential | 0.035944 | 0 | 0.10038
557 | Residential, Existing, Mobile Home, Base 40 gal. Water Heating (EF=0.948), ECM-404, AC Heat Recovery Units | Residential | 0.64219 | 0 | 2.0831
558 | Residential, New, Mobile Home, Base 40 gal. Water Heating (EF=0.948), ECM-404, AC Heat Recovery Units | Residential | 0.00056178 | 0 | 0.0018223
559 | Residential, Existing, Single Family, Base 40 gal. Water Heating (EF=0.948), ECM-405, Low Flow Showerhead | Residential | 1.4675 | 4.9552 | 21.4212
560 | Residential, New, Single Family, Base 40 gal. Water Heating (EF=0.948), ECM-405, Low Flow Showerhead | Residential | 0.0076121 | 0.025704 | 0.11112
561 | Residential, Existing, Multi Family, Base 40 gal. Water Heating (EF=0.948), ECM-405, Low Flow Showerhead | Residential | 0.16265 | 0.48792 | 2.0074
562 | Residential, New, Multi Family, Base 40 gal. Water Heating (EF=0.948), ECM-405, Low Flow Showerhead | Residential | 0.0057486 | 0.017245 | 0.070949
563 | Residential, Existing, Mobile Home, Base 40 gal. Water Heating (EF=0.948), ECM-405, Low Flow Showerhead | Residential | 0.10271 | 0.3081 | 1.4723
564 | Residential, New, Mobile Home, Base 40 gal. Water Heating (EF=0.948), ECM-405, Low Flow Showerhead | Residential | 8.985e-05 | 0.00026952 | 0.001288
565 | Residential, Existing, Single Family, Base 40 gal. Water Heating (EF=0.948), ECM-406, Pipe Wrap | Residential | 0.51403 | 1.7358 | 7.5036
566 | Residential, New, Single Family, Base 40 gal. Water Heating (EF=0.948), ECM-406, Pipe Wrap | Residential | 0.0026664 | 0.0090037 | 0.038923
567 | Residential, Existing, Multi Family, Base 40 gal. Water Heating (EF=0.948), ECM-406, Pipe Wrap | Residential | 0.056974 | 0.17091 | 0.70317
568 | Residential, New, Multi Family, Base 40 gal. Water Heating (EF=0.948), ECM-406, Pipe Wrap | Residential | 0.0020137 | 0.0060406 | 0.024853
569 | Residential, Existing, Mobile Home, Base 40 gal. Water Heating (EF=0.948), ECM-406, Pipe Wrap | Residential | 0.035976 | 0.10792 | 0.51574
570 | Residential, New, Mobile Home, Base 40 gal. Water Heating (EF=0.948), ECM-406, Pipe Wrap | Residential | 3.147e-05 | 9.441e-05 | 0.00045117
571 | Residential, Existing, Single Family, Base 40 gal. Water Heating (EF=0.948), ECM-407, Faucet Aerators | Residential | 0.61748 | 2.0851 | 9.0136
572 | Residential, New, Single Family, Base 40 gal. Water Heating (EF=0.948), ECM-407, Faucet Aerators | Residential | 0.003203 | 0.010816 | 0.046755
573 | Residential, Existing, Multi Family, Base 40 gal. Water Heating (EF=0.948), ECM-407, Faucet Aerators | Residential | 0.068439 | 0.2053 | 0.84468
574 | Residential, New, Multi Family, Base 40 gal. Water Heating (EF=0.948), ECM-407, Faucet Aerators | Residential | 0.0024189 | 0.0072562 | 0.029854
575 | Residential, Existing, Mobile Home, Base 40 gal. Water Heating (EF=0.948), ECM-407, Faucet Aerators | Residential | 0.043216 | 0.12964 | 0.61953
576 | Residential, New, Mobile Home, Base 40 gal. Water Heating (EF=0.948), ECM-407, Faucet Aerators | Residential | 3.781e-05 | 0.00011341 | 0.00054196
577 | Residential, Existing, Single Family, Base 40 gal. Water Heating (EF=0.948), ECM-408, Water Heater Blanket | Residential | 3.0257 | 10.2169 | 44.167
578 | Residential, New, Single Family, Base 40 gal. Water Heating (EF=0.948), ECM-408, Water Heater Blanket | Residential | 0.015695 | 0.052997 | 0.2291
579 | Residential, Existing, Multi Family, Base 40 gal. Water Heating (EF=0.948), ECM-408, Water Heater Blanket | Residential | 0.33535 | 1.006 | 4.139
580 | Residential, New, Multi Family, Base 40 gal. Water Heating (EF=0.948), ECM-408, Water Heater Blanket | Residential | 0.011853 | 0.035556 | 0.14629
581 | Residential, Existing, Mobile Home, Base 40 gal. Water Heating (EF=0.948), ECM-408, Water Heater Blanket | Residential | 0.21176 | 0.63525 | 3.0357
582 | Residential, New, Mobile Home, Base 40 gal. Water Heating (EF=0.948), ECM-408, Water Heater Blanket | Residential | 0.00018525 | 0.00055571 | 0.0026556
583 | Residential, Existing, Single Family, Base 40 gal. Water Heating (EF=0.948), ECM-409, Water Heater Temperature Check and Adjustment | Residential | 0.13228 | 0.44668 | 1.931
584 | Residential, New, Single Family, Base 40 gal. Water Heating (EF=0.948), ECM-409, Water Heater Temperature Check and Adjustment | Residential | 0.00068617 | 0.002317 | 0.010016
585 | Residential, Existing, Multi Family, Base 40 gal. Water Heating (EF=0.948), ECM-409, Water Heater Temperature Check and Adjustment | Residential | 0.014662 | 0.043982 | 0.18095
586 | Residential, New, Multi Family, Base 40 gal. Water Heating (EF=0.948), ECM-409, Water Heater Temperature Check and Adjustment | Residential | 0.0005182 | 0.0015545 | 0.0063956
587 | Residential, Existing, Mobile Home, Base 40 gal. Water Heating (EF=0.948), ECM-409, Water Heater Temperature Check and Adjustment | Residential | 0.0092582 | 0.027773 | 0.13272
588 | Residential, New, Mobile Home, Base 40 gal. Water Heating (EF=0.948), ECM-409, Water Heater Temperature Check and Adjustment | Residential | 8.1e-06 | 2.43e-05 | 0.0001161
589 | Residential, Existing, Single Family, Base 40 gal. Water Heating (EF=0.948), ECM-410, Water Heater Timeclock | Residential | 1.173 | 3.9609 | 17.1227
590 | Residential, New, Single Family, Base 40 gal. Water Heating (EF=0.948), ECM-410, Water Heater Timeclock | Residential | 0.0060846 | 0.020546 | 0.088819
591 | Residential, Existing, Multi Family, Base 40 gal. Water Heating (EF=0.948), ECM-410, Water Heater Timeclock | Residential | 0.13001 | 0.39001 | 1.6046
592 | Residential, New, Multi Family, Base 40 gal. Water Heating (EF=0.948), ECM-410, Water Heater Timeclock | Residential | 0.0045951 | 0.013784 | 0.056712
593 | Residential, Existing, Mobile Home, Base 40 gal. Water Heating (EF=0.948), ECM-410, Water Heater Timeclock | Residential | 0.082096 | 0.24627 | 1.1769
594 | Residential, New, Mobile Home, Base 40 gal. Water Heating (EF=0.948), ECM-410, Water Heater Timeclock | Residential | 7.182e-05 | 0.00021544 | 0.0010295
595 | Residential, Existing, Single Family, Base 40 gal. Water Heating (EF=0.948), ECM-411, Heat Trap | Residential | 2.3701 | 8.0032 | 34.5972
596 | Residential, New, Single Family, Base 40 gal. Water Heating (EF=0.948), ECM-411, Heat Trap | Residential | 0.012294 | 0.041514 | 0.17946
597 | Residential, Existing, Multi Family, Base 40 gal. Water Heating (EF=0.948), ECM-411, Heat Trap | Residential | 0.26269 | 0.78803 | 3.2422
598 | Residential, New, Multi Family, Base 40 gal. Water Heating (EF=0.948), ECM-411, Heat Trap | Residential | 0.0092845 | 0.027852 | 0.11459
599 | Residential, Existing, Mobile Home, Base 40 gal. Water Heating (EF=0.948), ECM-411, Heat Trap | Residential | 0.16588 | 0.49761 | 2.378
600 | Residential, New, Mobile Home, Base 40 gal. Water Heating (EF=0.948), ECM-411, Heat Trap | Residential | 0.00014511 | 0.0004353 | 0.0020802
601 | Residential, Existing, Single Family, Base Clotheswasher, ECM-502, Energy Star CW CEE Tier 2 | Residential | 6.6144 | 6.5991 | 47.0767
602 | Residential, New, Single Family, Base Clotheswasher, ECM-502, Energy Star CW CEE Tier 2 | Residential | 0.03431 | 0.034231 | 0.2442
603 | Residential, Existing, Multi Family, Base Clotheswasher, ECM-502, Energy Star CW CEE Tier 2 | Residential | 0.50658 | 0.5054 | 3.6055
604 | Residential, New, Multi Family, Base Clotheswasher, ECM-502, Energy Star CW CEE Tier 2 | Residential | 0.017904 | 0.017863 | 0.12743
605 | Residential, Existing, Mobile Home, Base Clotheswasher, ECM-502, Energy Star CW CEE Tier 2 | Residential | 0.52776 | 0.52654 | 3.7563
606 | Residential, New, Mobile Home, Base Clotheswasher, ECM-502, Energy Star CW CEE Tier 2 | Residential | 0.00046168 | 0.00046061 | 0.003286
607 | Residential, Existing, Single Family, Base Clotheswasher, ECM-503, Energy Star CW CEE Tier 2 | Residential | 2.5088 | 2.503 | 17.8558
608 | Residential, New, Single Family, Base Clotheswasher, ECM-503, Energy Star CW CEE Tier 2 | Residential | 0.013014 | 0.012983 | 0.092622
609 | Residential, Existing, Multi Family, Base Clotheswasher, ECM-503, Energy Star CW CEE Tier 2 | Residential | 0.19214 | 0.1917 | 1.3675
610 | Residential, New, Multi Family, Base Clotheswasher, ECM-503, Energy Star CW CEE Tier 2 | Residential | 0.006791 | 0.0067752 | 0.048334
611 | Residential, Existing, Mobile Home, Base Clotheswasher, ECM-503, Energy Star CW CEE Tier 2 | Residential | 0.20018 | 0.19971 | 1.4247
612 | Residential, New, Mobile Home, Base Clotheswasher, ECM-503, Energy Star CW CEE Tier 2 | Residential | 0.00017511 | 0.00017471 | 0.0012463
613 | Residential, Existing, Single Family, Base Dishwasher, ECM-701, Energy Star DW | Residential | 2.9167 | 2.1119 | 29.7419
614 | Residential, New, Single Family, Base Dishwasher, ECM-701, Energy Star DW | Residential | 0.015129 | 0.010955 | 0.15428
615 | Residential, Existing, Multi Family, Base Dishwasher, ECM-701, Energy Star DW | Residential | 0.24866 | 0.18006 | 2.5357
616 | Residential, New, Multi Family, Base Dishwasher, ECM-701, Energy Star DW | Residential | 0.0087887 | 0.0063638 | 0.08962
617 | Residential, Existing, Mobile Home, Base Dishwasher, ECM-701, Energy Star DW | Residential | 0.12627 | 0.091433 | 1.2876
618 | Residential, New, Mobile Home, Base Dishwasher, ECM-701, Energy Star DW | Residential | 0.00011046 | 7.998e-05 | 0.0011264
619 | Residential, Existing, Single Family, Base Pool Pump and Motor (1.5 hp), ECM-801, Two Speed Pool Pump (1.5 hp) | Residential | 14.7881 | 2.8754 | 69.2646
620 | Residential, New, Single Family, Base Pool Pump and Motor (1.5 hp), ECM-801, Two Speed Pool Pump (1.5 hp) | Residential | 0.076709 | 0.014915 | 0.35929
621 | Residential, Existing, Multi Family, Base Pool Pump and Motor (1.5 hp), ECM-801, Two Speed Pool Pump (1.5 hp) | Residential | 0.78493 | 0.15262 | 3.6765
622 | Residential, New, Multi Family, Base Pool Pump and Motor (1.5 hp), ECM-801, Two Speed Pool Pump (1.5 hp) | Residential | 0.027742 | 0.0053943 | 0.12994
623 | Residential, Existing, Mobile Home, Base Pool Pump and Motor (1.5 hp), ECM-801, Two Speed Pool Pump (1.5 hp) | Residential | 0.2301 | 0.044741 | 1.0777
624 | Residential, New, Mobile Home, Base Pool Pump and Motor (1.5 hp), ECM-801, Two Speed Pool Pump (1.5 hp) | Residential | 0.00020129 | 3.914e-05 | 0.0009428
625 | Residential, Existing, Single Family, Base Pool Pump and Motor (1.5 hp), ECM-802, High Efficiency One Speed Pool Pump (1.5 hp) | Residential | 15.1578 | 2.9473 | 70.9962
626 | Residential, New, Single Family, Base Pool Pump and Motor (1.5 hp), ECM-802, High Efficiency One Speed Pool Pump (1.5 hp) | Residential | 0.078627 | 0.015288 | 0.36827
627 | Residential, Existing, Multi Family, Base Pool Pump and Motor (1.5 hp), ECM-802, High Efficiency One Speed Pool Pump (1.5 hp) | Residential | 0.80455 | 0.15644 | 3.7684
628 | Residential, New, Multi Family, Base Pool Pump and Motor (1.5 hp), ECM-802, High Efficiency One Speed Pool Pump (1.5 hp) | Residential | 0.028436 | 0.0055291 | 0.13319
629 | Residential, Existing, Mobile Home, Base Pool Pump and Motor (1.5 hp), ECM-802, High Efficiency One Speed Pool Pump (1.5 hp) | Residential | 0.23585 | 0.04586 | 1.1047
630 | Residential, New, Mobile Home, Base Pool Pump and Motor (1.5 hp), ECM-802, High Efficiency One Speed Pool Pump (1.5 hp) | Residential | 0.00020632 | 4.012e-05 | 0.00096637
631 | Residential, Existing, Single Family, Base Pool Pump and Motor (1.5 hp), ECM-803, Variable-Speed Pool Pump (<1 hp) | Residential | 16.7806 | 3.2628 | 78.5968
632 | Residential, New, Single Family, Base Pool Pump and Motor (1.5 hp), ECM-803, Variable-Speed Pool Pump (<1 hp) | Residential | 0.087044 | 0.016925 | 0.4077
633 | Residential, Existing, Multi Family, Base Pool Pump and Motor (1.5 hp), ECM-803, Variable-Speed Pool Pump (<1 hp) | Residential | 0.89069 | 0.17319 | 4.1718
634 | Residential, New, Multi Family, Base Pool Pump and Motor (1.5 hp), ECM-803, Variable-Speed Pool Pump (<1 hp) | Residential | 0.03148 | 0.0061211 | 0.14745
635 | Residential, Existing, Mobile Home, Base Pool Pump and Motor (1.5 hp), ECM-803, Variable-Speed Pool Pump (<1 hp) | Residential | 0.2611 | 0.050769 | 1.223
636 | Residential, New, Mobile Home, Base Pool Pump and Motor (1.5 hp), ECM-803, Variable-Speed Pool Pump (<1 hp) | Residential | 0.00022841 | 4.441e-05 | 0.0010698
637 | Residential, Existing, Single Family, Base Pool Pump and Motor (1.5 hp), ECM-804, PV-Powered Pool Pumps | Residential | 10.7568 | 2.0916 | 50.3826
638 | Residential, New, Single Family, Base Pool Pump and Motor (1.5 hp), ECM-804, PV-Powered Pool Pumps | Residential | 0.055798 | 0.010849 | 0.26135
639 | Residential, Existing, Multi Family, Base Pool Pump and Motor (1.5 hp), ECM-804, PV-Powered Pool Pumps | Residential | 0.57095 | 0.11102 | 2.6742
640 | Residential, New, Multi Family, Base Pool Pump and Motor (1.5 hp), ECM-804, PV-Powered Pool Pumps | Residential | 0.02018 | 0.0039238 | 0.094517
641 | Residential, Existing, Mobile Home, Base Pool Pump and Motor (1.5 hp), ECM-804, PV-Powered Pool Pumps | Residential | 0.16737 | 0.032544 | 0.78394
642 | Residential, New, Mobile Home, Base Pool Pump and Motor (1.5 hp), ECM-804, PV-Powered Pool Pumps | Residential | 0.00014642 | 2.847e-05 | 0.00068579
643 | Residential, Existing, Single Family, Base CRT TV, ECM-901, Energy Star TV | Residential | 0.14416 | 0.12634 | 1.1504
644 | Residential, New, Single Family, Base CRT TV, ECM-901, Energy Star TV | Residential | 0.00074779 | 0.00065534 | 0.0059672
645 | Residential, Existing, Multi Family, Base CRT TV, ECM-901, Energy Star TV | Residential | 0.020459 | 0.017636 | 0.1614
646 | Residential, New, Multi Family, Base CRT TV, ECM-901, Energy Star TV | Residential | 0.00072308 | 0.00062331 | 0.0057043
647 | Residential, Existing, Mobile Home, Base CRT TV, ECM-901, Energy Star TV | Residential | 0.012373 | 0.010843 | 0.098735
648 | Residential, New, Mobile Home, Base CRT TV, ECM-901, Energy Star TV | Residential | 1.082e-05 | 9.49e-06 | 8.637e-05
649 | Residential, Existing, Single Family, Base Large-screen TV, ECM-911, Energy Star TV | Residential | 0.6383 | 0.55939 | 5.0935
650 | Residential, New, Single Family, Base Large-screen TV, ECM-911, Energy Star TV | Residential | 0.003311 | 0.0029017 | 0.026421
651 | Residential, Existing, Multi Family, Base Large-screen TV, ECM-911, Energy Star TV | Residential | 0.090586 | 0.078087 | 0.71462
652 | Residential, New, Multi Family, Base Large-screen TV, ECM-911, Energy Star TV | Residential | 0.0032016 | 0.0027599 | 0.025257
653 | Residential, Existing, Mobile Home, Base Large-screen TV, ECM-911, Energy Star TV | Residential | 0.054785 | 0.048012 | 0.43717
654 | Residential, New, Mobile Home, Base Large-screen TV, ECM-911, Energy Star TV | Residential | 4.793e-05 | 4.2e-05 | 0.00038244
655 | Residential, Existing, Single Family, Base Set-Top Box, ECM-921, Energy Star Set-Top Box | Residential | 2.0582 | 1.8037 | 16.4237
656 | Residential, New, Single Family, Base Set-Top Box, ECM-921, Energy Star Set-Top Box | Residential | 0.010676 | 0.0093563 | 0.085193
657 | Residential, Existing, Multi Family, Base Set-Top Box, ECM-921, Energy Star Set-Top Box | Residential | 0.29209 | 0.25178 | 2.3042
658 | Residential, New, Multi Family, Base Set-Top Box, ECM-921, Energy Star Set-Top Box | Residential | 0.010323 | 0.008899 | 0.08144
659 | Residential, Existing, Mobile Home, Base Set-Top Box, ECM-921, Energy Star Set-Top Box | Residential | 0.17665 | 0.15481 | 1.4096
660 | Residential, New, Mobile Home, Base Set-Top Box, ECM-921, Energy Star Set-Top Box | Residential | 0.00015453 | 0.00013543 | 0.0012331
661 | Residential, Existing, Single Family, Base DVD Player, ECM-931, Energy Star DVD Player | Residential | 0.38655 | 0.33876 | 3.0846
662 | Residential, New, Single Family, Base DVD Player, ECM-931, Energy Star DVD Player | Residential | 0.0020051 | 0.0017572 | 0.016
663 | Residential, Existing, Multi Family, Base DVD Player, ECM-931, Energy Star DVD Player | Residential | 0.054857 | 0.047288 | 0.43276
664 | Residential, New, Multi Family, Base DVD Player, ECM-931, Energy Star DVD Player | Residential | 0.0019389 | 0.0016714 | 0.015295
665 | Residential, Existing, Mobile Home, Base DVD Player, ECM-931, Energy Star DVD Player | Residential | 0.033177 | 0.029076 | 0.26475
666 | Residential, New, Mobile Home, Base DVD Player, ECM-931, Energy Star DVD Player | Residential | 2.902e-05 | 2.543e-05 | 0.0002316
667 | Residential, Existing, Single Family, Base VCR, ECM-941, Energy Star VCR | Residential | 0.14787 | 0.12959 | 1.18
668 | Residential, New, Single Family, Base VCR, ECM-941, Energy Star VCR | Residential | 0.00076704 | 0.00067221 | 0.0061208
669 | Residential, Existing, Multi Family, Base VCR, ECM-941, Energy Star VCR | Residential | 0.020985 | 0.01809 | 0.16555
670 | Residential, New, Multi Family, Base VCR, ECM-941, Energy Star VCR | Residential | 0.0007417 | 0.00063936 | 0.0058512
671 | Residential, Existing, Mobile Home, Base VCR, ECM-941, Energy Star VCR | Residential | 0.012692 | 0.011123 | 0.10128
672 | Residential, New, Mobile Home, Base VCR, ECM-941, Energy Star VCR | Residential | 1.11e-05 | 9.73e-06 | 8.86e-05
673 | Residential, Existing, Single Family, Base Desktop PC, ECM-951, Energy Star Desktop PC | Residential | 0.5763 | 0.50505 | 4.5987
674 | Residential, New, Single Family, Base Desktop PC, ECM-951, Energy Star Desktop PC | Residential | 0.0029894 | 0.0026198 | 0.023855
675 | Residential, Existing, Multi Family, Base Desktop PC, ECM-951, Energy Star Desktop PC | Residential | 0.081786 | 0.070501 | 0.6452
676 | Residential, New, Multi Family, Base Desktop PC, ECM-951, Energy Star Desktop PC | Residential | 0.0028906 | 0.0024918 | 0.022804
677 | Residential, Existing, Mobile Home, Base Desktop PC, ECM-951, Energy Star Desktop PC | Residential | 0.049463 | 0.043348 | 0.3947
678 | Residential, New, Mobile Home, Base Desktop PC, ECM-951, Energy Star Desktop PC | Residential | 4.327e-05 | 3.792e-05 | 0.00034528
679 | Residential, Existing, Single Family, Base Desktop PC, ECM-952, Smart Plug | Residential | 0.45319 | 0.39717 | 3.6164
680 | Residential, New, Single Family, Base Desktop PC, ECM-952, Smart Plug | Residential | 0.0023508 | 0.0020602 | 0.018759
681 | Residential, Existing, Multi Family, Base Desktop PC, ECM-952, Smart Plug | Residential | 0.064316 | 0.055442 | 0.50738
682 | Residential, New, Multi Family, Base Desktop PC, ECM-952, Smart Plug | Residential | 0.0022731 | 0.0019595 | 0.017933
683 | Residential, Existing, Mobile Home, Base Desktop PC, ECM-952, Smart Plug | Residential | 0.038897 | 0.034089 | 0.31039
684 | Residential, New, Mobile Home, Base Desktop PC, ECM-952, Smart Plug | Residential | 3.403e-05 | 2.982e-05 | 0.00027153
685 | Residential, Existing, Single Family, Base Laptop PC, ECM-961, Energy Star Laptop PC | Residential | 0.29965 | 0.2626 | 2.3911
686 | Residential, New, Single Family, Base Laptop PC, ECM-961, Energy Star Laptop PC | Residential | 0.0015543 | 0.0013622 | 0.012403
687 | Residential, Existing, Multi Family, Base Laptop PC, ECM-961, Energy Star Laptop PC | Residential | 0.042525 | 0.036658 | 0.33548
688 | Residential, New, Multi Family, Base Laptop PC, ECM-961, Energy Star Laptop PC | Residential | 0.001503 | 0.0012956 | 0.011857
689 | Residential, Existing, Mobile Home, Base Laptop PC, ECM-961, Energy Star Laptop PC | Residential | 0.025719 | 0.022539 | 0.20523
690 | Residential, New, Mobile Home, Base Laptop PC, ECM-961, Energy Star Laptop PC | Residential | 2.25e-05 | 1.972e-05 | 0.00017953
691 | Commercial, New, Office, Base New Lighting, ECM-101, Lighting 15% More Efficient Design | Commercial | 0.030461 | 0.0087706 | 0.20866
692 | Commercial, New, Restaurant, Base New Lighting, ECM-101, Lighting 15% More Efficient Design | Commercial | 0.034071 | 0.0067536 | 0.23258
693 | Commercial, New, Retail, Base New Lighting, ECM-101, Lighting 15% More Efficient Design | Commercial | 0.056791 | 0.0091661 | 0.34379
694 | Commercial, New, FoodStore, Base New Lighting, ECM-101, Lighting 15% More Efficient Design | Commercial | 0.00071286 | 0.00017149 | 0.0056224
695 | Commercial, New, School, Base New Lighting, ECM-101, Lighting 15% More Efficient Design | Commercial | 0.0013606 | 0.00092318 | 0.014093
696 | Commercial, New, College, Base New Lighting, ECM-101, Lighting 15% More Efficient Design | Commercial | 0.0020648 | 0.00043072 | 0.012605
697 | Commercial, New, Hospital, Base New Lighting, ECM-101, Lighting 15% More Efficient Design | Commercial | 0.002027 | 0.0005388 | 0.01624
698 | Commercial, New, Other Health, Base New Lighting, ECM-101, Lighting 15% More Efficient Design | Commercial | 0.019265 | 0.0051206 | 0.12023
699 | Commercial, New, Warehouse, Base New Lighting, ECM-101, Lighting 15% More Efficient Design | Commercial | 0.021594 | 0.0046714 | 0.15784
700 | Commercial, New, Hotel, Base New Lighting, ECM-101, Lighting 15% More Efficient Design | Commercial | 0.0067624 | 0.0022072 | 0.057298
701 | Commercial, New, Other, Base New Lighting, ECM-101, Lighting 15% More Efficient Design | Commercial | 0.012138 | 0.0023125 | 0.090758
702 | Commercial, New, Office, Base New Lighting, ECM-102, Lighting 25% More Efficient Design | Commercial | 0.036661 | 0.010556 | 0.25113
703 | Commercial, New, Restaurant, Base New Lighting, ECM-102, Lighting 25% More Efficient Design | Commercial | 0.041005 | 0.0081282 | 0.27991
704 | Commercial, New, Retail, Base New Lighting, ECM-102, Lighting 25% More Efficient Design | Commercial | 0.068349 | 0.011032 | 0.41376
705 | Commercial, New, FoodStore, Base New Lighting, ECM-102, Lighting 25% More Efficient Design | Commercial | 0.00085794 | 0.0002064 | 0.0067667
706 | Commercial, New, School, Base New Lighting, ECM-102, Lighting 25% More Efficient Design | Commercial | 0.0016375 | 0.0011111 | 0.016962
707 | Commercial, New, College, Base New Lighting, ECM-102, Lighting 25% More Efficient Design | Commercial | 0.0024851 | 0.00051838 | 0.01517
708 | Commercial, New, Hospital, Base New Lighting, ECM-102, Lighting 25% More Efficient Design | Commercial | 0.0024396 | 0.00064846 | 0.019545
709 | Commercial, New, Other Health, Base New Lighting, ECM-102, Lighting 25% More Efficient Design | Commercial | 0.023186 | 0.0061628 | 0.1447
710 | Commercial, New, Warehouse, Base New Lighting, ECM-102, Lighting 25% More Efficient Design | Commercial | 0.025988 | 0.0056222 | 0.18996
711 | Commercial, New, Hotel, Base New Lighting, ECM-102, Lighting 25% More Efficient Design | Commercial | 0.0081388 | 0.0026565 | 0.06896
712 | Commercial, New, Other, Base New Lighting, ECM-102, Lighting 25% More Efficient Design | Commercial | 0.014608 | 0.0027831 | 0.10923
713 | Commercial, Existing, Office, Base Fluorescent Fixture, 32W, EB, ECM-111, Premium T8, Elecctronic Ballast | Commercial | 3.059 | 1.9509 | 15.4146
714 | Commercial, Existing, Restaurant, Base Fluorescent Fixture, 32W, EB, ECM-111, Premium T8, Elecctronic Ballast | Commercial | 0.8638 | 0.37924 | 4.3375
715 | Commercial, Existing, Retail, Base Fluorescent Fixture, 32W, EB, ECM-111, Premium T8, Elecctronic Ballast | Commercial | 3.2214 | 1.1516 | 14.3449
716 | Commercial, Existing, FoodStore, Base Fluorescent Fixture, 32W, EB, ECM-111, Premium T8, Elecctronic Ballast | Commercial | 0.12708 | 0.067711 | 0.73727
717 | Commercial, Existing, School, Base Fluorescent Fixture, 32W, EB, ECM-111, Premium T8, Elecctronic Ballast | Commercial | 0.25854 | 0.38855 | 1.97
718 | Commercial, Existing, College, Base Fluorescent Fixture, 32W, EB, ECM-111, Premium T8, Elecctronic Ballast | Commercial | 0.3737 | 0.17265 | 1.6781
719 | Commercial, Existing, Hospital, Base Fluorescent Fixture, 32W, EB, ECM-111, Premium T8, Elecctronic Ballast | Commercial | 0.42698 | 0.25138 | 2.5164
720 | Commercial, Existing, Other Health, Base Fluorescent Fixture, 32W, EB, ECM-111, Premium T8, Elecctronic Ballast | Commercial | 1.118 | 0.65818 | 5.1324
721 | Commercial, Existing, Warehouse, Base Fluorescent Fixture, 32W, EB, ECM-111, Premium T8, Elecctronic Ballast | Commercial | 1.9869 | 0.95205 | 10.6834
722 | Commercial, Existing, Hotel, Base Fluorescent Fixture, 32W, EB, ECM-111, Premium T8, Elecctronic Ballast | Commercial | 0.081711 | 0.059071 | 0.50928
723 | Commercial, Existing, Other, Base Fluorescent Fixture, 32W, EB, ECM-111, Premium T8, Elecctronic Ballast | Commercial | 0.57646 | 0.24325 | 3.1707
724 | Commercial, Existing, Office, Base Fluorescent Fixture, 32W, EB, ECM-112, Premium T8, EB, Reflector | Commercial | 1.7037 | 1.0865 | 8.5852
725 | Commercial, Existing, Restaurant, Base Fluorescent Fixture, 32W, EB, ECM-112, Premium T8, EB, Reflector | Commercial | 0.32073 | 0.14081 | 1.6105
726 | Commercial, Existing, Retail, Base Fluorescent Fixture, 32W, EB, ECM-112, Premium T8, EB, Reflector | Commercial | 1.1961 | 0.42758 | 5.3263
727 | Commercial, Existing, FoodStore, Base Fluorescent Fixture, 32W, EB, ECM-112, Premium T8, EB, Reflector | Commercial | 0.047184 | 0.025141 | 0.27375
728 | Commercial, Existing, School, Base Fluorescent Fixture, 32W, EB, ECM-112, Premium T8, EB, Reflector | Commercial | 0.080765 | 0.12138 | 0.61541
729 | Commercial, Existing, College, Base Fluorescent Fixture, 32W, EB, ECM-112, Premium T8, EB, Reflector | Commercial | 0.11674 | 0.053935 | 0.5242
730 | Commercial, Existing, Hospital, Base Fluorescent Fixture, 32W, EB, ECM-112, Premium T8, EB, Reflector | Commercial | 0.13338 | 0.078527 | 0.78608
731 | Commercial, Existing, Other Health, Base Fluorescent Fixture, 32W, EB, ECM-112, Premium T8, EB, Reflector | Commercial | 0.34924 | 0.20561 | 1.6033
732 | Commercial, Existing, Warehouse, Base Fluorescent Fixture, 32W, EB, ECM-112, Premium T8, EB, Reflector | Commercial | 0.6207 | 0.29741 | 3.3374
733 | Commercial, Existing, Hotel, Base Fluorescent Fixture, 32W, EB, ECM-112, Premium T8, EB, Reflector | Commercial | 0.025526 | 0.018453 | 0.15909
734 | Commercial, Existing, Other, Base Fluorescent Fixture, 32W, EB, ECM-112, Premium T8, EB, Reflector | Commercial | 0.18008 | 0.075989 | 0.99048
735 | Commercial, Existing, Office, Base Fluorescent Fixture, 32W, EB, ECM-113, Occupancy Sensor | Commercial | 1.0885 | 0.69416 | 5.4849
736 | Commercial, Existing, Restaurant, Base Fluorescent Fixture, 32W, EB, ECM-113, Occupancy Sensor | Commercial | 0.053775 | 0.023609 | 0.27003
737 | Commercial, Existing, Retail, Base Fluorescent Fixture, 32W, EB, ECM-113, Occupancy Sensor | Commercial | 0.20054 | 0.07169 | 0.89303
738 | Commercial, Existing, FoodStore, Base Fluorescent Fixture, 32W, EB, ECM-113, Occupancy Sensor | Commercial | 0.0079112 | 0.0042153 | 0.045898
739 | Commercial, Existing, School, Base Fluorescent Fixture, 32W, EB, ECM-113, Occupancy Sensor | Commercial | 0.067708 | 0.10176 | 0.51592
740 | Commercial, Existing, College, Base Fluorescent Fixture, 32W, EB, ECM-113, Occupancy Sensor | Commercial | 0.097864 | 0.045215 | 0.43945
741 | Commercial, Existing, Hospital, Base Fluorescent Fixture, 32W, EB, ECM-113, Occupancy Sensor | Commercial | 0.11182 | 0.065831 | 0.659
742 | Commercial, Existing, Other Health, Base Fluorescent Fixture, 32W, EB, ECM-113, Occupancy Sensor | Commercial | 0.29278 | 0.17237 | 1.3441
743 | Commercial, Existing, Warehouse, Base Fluorescent Fixture, 32W, EB, ECM-113, Occupancy Sensor | Commercial | 0.51764 | 0.24803 | 2.7833
744 | Commercial, Existing, Hotel, Base Fluorescent Fixture, 32W, EB, ECM-113, Occupancy Sensor | Commercial | 0.0085151 | 0.0061558 | 0.053072
745 | Commercial, Existing, Other, Base Fluorescent Fixture, 32W, EB, ECM-113, Occupancy Sensor | Commercial | 0.060386 | 0.025481 | 0.33214
746 | Commercial, Existing, Office, Base Fluorescent Fixture, 32W, EB, ECM-114, Continuous Dimming | Commercial | 1.7132 | 1.0926 | 8.6329
747 | Commercial, Existing, Restaurant, Base Fluorescent Fixture, 32W, EB, ECM-114, Continuous Dimming | Commercial | 0.70819 | 0.31092 | 3.5561
748 | Commercial, Existing, Retail, Base Fluorescent Fixture, 32W, EB, ECM-114, Continuous Dimming | Commercial | 0.63385 | 0.22659 | 2.8226
749 | Commercial, Existing, FoodStore, Base Fluorescent Fixture, 32W, EB, ECM-114, Continuous Dimming | Commercial | 0.054177 | 0.028867 | 0.31432
750 | Commercial, Existing, School, Base Fluorescent Fixture, 32W, EB, ECM-114, Continuous Dimming | Commercial | 0.098877 | 0.1486 | 0.75342
751 | Commercial, Existing, College, Base Fluorescent Fixture, 32W, EB, ECM-114, Continuous Dimming | Commercial | 0.14292 | 0.06603 | 0.64175
752 | Commercial, Existing, Hospital, Base Fluorescent Fixture, 32W, EB, ECM-114, Continuous Dimming | Commercial | 0.054432 | 0.032045 | 0.32079
753 | Commercial, Existing, Other Health, Base Fluorescent Fixture, 32W, EB, ECM-114, Continuous Dimming | Commercial | 0.14252 | 0.083905 | 0.65428
754 | Commercial, Existing, Warehouse, Base Fluorescent Fixture, 32W, EB, ECM-114, Continuous Dimming | Commercial | 0.25198 | 0.12074 | 1.3548
755 | Commercial, Existing, Hotel, Base Fluorescent Fixture, 32W, EB, ECM-114, Continuous Dimming | Commercial | 0.033003 | 0.023859 | 0.2057
756 | Commercial, Existing, Other, Base Fluorescent Fixture, 32W, EB, ECM-114, Continuous Dimming | Commercial | 0.23405 | 0.098762 | 1.2873
757 | Commercial, Existing, Office, Base Fluorescent Fixture, 32W, EB, ECM-115, Lighting Control Tuneup | Commercial | 0.075286 | 0.048013 | 0.37937
758 | Commercial, Existing, Restaurant, Base Fluorescent Fixture, 32W, EB, ECM-115, Lighting Control Tuneup | Commercial | 0.005294 | 0.0023243 | 0.026583
759 | Commercial, Existing, Retail, Base Fluorescent Fixture, 32W, EB, ECM-115, Lighting Control Tuneup | Commercial | 0.079282 | 0.028342 | 0.35304
760 | Commercial, Existing, FoodStore, Base Fluorescent Fixture, 32W, EB, ECM-115, Lighting Control Tuneup | Commercial | 0.001947 | 0.0010374 | 0.011296
761 | Commercial, Existing, School, Base Fluorescent Fixture, 32W, EB, ECM-115, Lighting Control Tuneup | Commercial | 0.0034659 | 0.0052089 | 0.02641
762 | Commercial, Existing, College, Base Fluorescent Fixture, 32W, EB, ECM-115, Lighting Control Tuneup | Commercial | 0.0080474 | 0.0037181 | 0.036137
763 | Commercial, Existing, Hospital, Base Fluorescent Fixture, 32W, EB, ECM-115, Lighting Control Tuneup | Commercial | 0.009195 | 0.0054133 | 0.054189
764 | Commercial, Existing, Other Health, Base Fluorescent Fixture, 32W, EB, ECM-115, Lighting Control Tuneup | Commercial | 0.024075 | 0.014174 | 0.11053
765 | Commercial, Existing, Warehouse, Base Fluorescent Fixture, 32W, EB, ECM-115, Lighting Control Tuneup | Commercial | 0.02902 | 0.013905 | 0.15603
766 | Commercial, Existing, Hotel, Base Fluorescent Fixture, 32W, EB, ECM-115, Lighting Control Tuneup | Commercial | 0.0011934 | 0.00086275 | 0.0074381
767 | Commercial, Existing, Other, Base Fluorescent Fixture, 32W, EB, ECM-115, Lighting Control Tuneup | Commercial | 0.007728 | 0.003261 | 0.042506
768 | Commercial, Existing, Office, Base T8, EB, ECM-121, ROB Premium T8, 1EB | Commercial | 1.0413 | 0.66409 | 5.2472
769 | Commercial, Existing, Restaurant, Base T8, EB, ECM-121, ROB Premium T8, 1EB | Commercial | 0.5311 | 0.23317 | 2.6669
770 | Commercial, Existing, Retail, Base T8, EB, ECM-121, ROB Premium T8, 1EB | Commercial | 1.3256 | 0.47388 | 5.903
771 | Commercial, Existing, FoodStore, Base T8, EB, ECM-121, ROB Premium T8, 1EB | Commercial | 0.01734 | 0.0092395 | 0.1006
772 | Commercial, Existing, School, Base T8, EB, ECM-121, ROB Premium T8, 1EB | Commercial | 0.030969 | 0.046543 | 0.23598
773 | Commercial, Existing, College, Base T8, EB, ECM-121, ROB Premium T8, 1EB | Commercial | 0.044851 | 0.020722 | 0.2014
774 | Commercial, Existing, Hospital, Base T8, EB, ECM-121, ROB Premium T8, 1EB | Commercial | 0.051247 | 0.03017 | 0.30202
775 | Commercial, Existing, Other Health, Base T8, EB, ECM-121, ROB Premium T8, 1EB | Commercial | 0.60068 | 0.35363 | 2.7576
776 | Commercial, Existing, Warehouse, Base T8, EB, ECM-121, ROB Premium T8, 1EB | Commercial | 0.23724 | 0.11367 | 1.2756
777 | Commercial, Existing, Hotel, Base T8, EB, ECM-121, ROB Premium T8, 1EB | Commercial | 0.043903 | 0.031739 | 0.27363
778 | Commercial, Existing, Other, Base T8, EB, ECM-121, ROB Premium T8, 1EB | Commercial | 0.31073 | 0.13112 | 1.7091
779 | Commercial, Existing, Office, Base T8, EB, ECM-122, ROB Premium T8, EB, Reflector | Commercial | 1.4397 | 0.91817 | 7.2549
780 | Commercial, Existing, Restaurant, Base T8, EB, ECM-122, ROB Premium T8, EB, Reflector | Commercial | 0.34379 | 0.15093 | 1.7263
781 | Commercial, Existing, Retail, Base T8, EB, ECM-122, ROB Premium T8, EB, Reflector | Commercial | 0.85807 | 0.30674 | 3.821
782 | Commercial, Existing, FoodStore, Base T8, EB, ECM-122, ROB Premium T8, EB, Reflector | Commercial | 0.011225 | 0.0059808 | 0.065122
783 | Commercial, Existing, School, Base T8, EB, ECM-122, ROB Premium T8, EB, Reflector | Commercial | 0.020047 | 0.030128 | 0.15275
784 | Commercial, Existing, College, Base T8, EB, ECM-122, ROB Premium T8, EB, Reflector | Commercial | 0.029033 | 0.013414 | 0.13037
785 | Commercial, Existing, Hospital, Base T8, EB, ECM-122, ROB Premium T8, EB, Reflector | Commercial | 0.033173 | 0.01953 | 0.1955
786 | Commercial, Existing, Other Health, Base T8, EB, ECM-122, ROB Premium T8, EB, Reflector | Commercial | 0.38882 | 0.22891 | 1.785
787 | Commercial, Existing, Warehouse, Base T8, EB, ECM-122, ROB Premium T8, EB, Reflector | Commercial | 0.15357 | 0.073581 | 0.82569
788 | Commercial, Existing, Hotel, Base T8, EB, ECM-122, ROB Premium T8, EB, Reflector | Commercial | 0.028419 | 0.020545 | 0.17712
789 | Commercial, Existing, Other, Base T8, EB, ECM-122, ROB Premium T8, EB, Reflector | Commercial | 0.20114 | 0.084876 | 1.1063
790 | Commercial, Existing, Office, Base T8, EB, ECM-123, Occupancy Sensor | Commercial | 0.65637 | 0.41859 | 3.3075
791 | Commercial, Existing, Restaurant, Base T8, EB, ECM-123, Occupancy Sensor | Commercial | 0.049137 | 0.021573 | 0.24674
792 | Commercial, Existing, Retail, Base T8, EB, ECM-123, Occupancy Sensor | Commercial | 0.12216 | 0.043671 | 0.544
793 | Commercial, Existing, FoodStore, Base T8, EB, ECM-123, Occupancy Sensor | Commercial | 0.0016064 | 0.00085594 | 0.0093199
794 | Commercial, Existing, School, Base T8, EB, ECM-123, Occupancy Sensor | Commercial | 0.014299 | 0.021489 | 0.10895
795 | Commercial, Existing, College, Base T8, EB, ECM-123, Occupancy Sensor | Commercial | 0.020667 | 0.0095486 | 0.092805
796 | Commercial, Existing, Hospital, Base T8, EB, ECM-123, Occupancy Sensor | Commercial | 0.023614 | 0.013902 | 0.13917
797 | Commercial, Existing, Other Health, Base T8, EB, ECM-123, Occupancy Sensor | Commercial | 0.27823 | 0.1638 | 1.2773
798 | Commercial, Existing, Warehouse, Base T8, EB, ECM-123, Occupancy Sensor | Commercial | 0.10932 | 0.052379 | 0.58777
799 | Commercial, Existing, Hotel, Base T8, EB, ECM-123, Occupancy Sensor | Commercial | 0.008092 | 0.00585 | 0.050435
800 | Commercial, Existing, Other, Base T8, EB, ECM-123, Occupancy Sensor | Commercial | 0.057386 | 0.024215 | 0.31564
801 | Commercial, Existing, Office, Base T8, EB, ECM-124, Lighting Control Tuneup | Commercial | 0.030401 | 0.019388 | 0.15319
802 | Commercial, Existing, Restaurant, Base T8, EB, ECM-124, Lighting Control Tuneup | Commercial | 0.0034299 | 0.0015058 | 0.017223
803 | Commercial, Existing, Retail, Base T8, EB, ECM-124, Lighting Control Tuneup | Commercial | 0.034243 | 0.012241 | 0.15249
804 | Commercial, Existing, FoodStore, Base T8, EB, ECM-124, Lighting Control Tuneup | Commercial | 0.00037317 | 0.00019884 | 0.002165
805 | Commercial, Existing, School, Base T8, EB, ECM-124, Lighting Control Tuneup | Commercial | 0.00049901 | 0.00074995 | 0.0038023
806 | Commercial, Existing, College, Base T8, EB, ECM-124, Lighting Control Tuneup | Commercial | 0.0011586 | 0.0005353 | 0.0052027
807 | Commercial, Existing, Hospital, Base T8, EB, ECM-124, Lighting Control Tuneup | Commercial | 0.0013238 | 0.00077938 | 0.0078019
808 | Commercial, Existing, Other Health, Base T8, EB, ECM-124, Lighting Control Tuneup | Commercial | 0.020765 | 0.012225 | 0.095329
809 | Commercial, Existing, Warehouse, Base T8, EB, ECM-124, Lighting Control Tuneup | Commercial | 0.0061284 | 0.0029364 | 0.032951
810 | Commercial, Existing, Hotel, Base T8, EB, ECM-124, Lighting Control Tuneup | Commercial | 0.0011341 | 0.00081989 | 0.0070686
811 | Commercial, Existing, Other, Base T8, EB, ECM-124, Lighting Control Tuneup | Commercial | 0.0050068 | 0.0021128 | 0.027539
812 | Commercial, Existing, Office, Base Incandescent Flood, 53W to Screw-in CFL, ECM-131, CFL Screw-in 18W | Commercial | 3.2971 | 2.1027 | 16.614
813 | Commercial, Existing, Restaurant, Base Incandescent Flood, 53W to Screw-in CFL, ECM-131, CFL Screw-in 18W | Commercial | 5.8184 | 2.5545 | 29.2163
814 | Commercial, Existing, Retail, Base Incandescent Flood, 53W to Screw-in CFL, ECM-131, CFL Screw-in 18W | Commercial | 7.2024 | 2.5747 | 32.0727
815 | Commercial, Existing, FoodStore, Base Incandescent Flood, 53W to Screw-in CFL, ECM-131, CFL Screw-in 18W | Commercial | 0.042479 | 0.022634 | 0.24645
816 | Commercial, Existing, School, Base Incandescent Flood, 53W to Screw-in CFL, ECM-131, CFL Screw-in 18W | Commercial | 0.11572 | 0.17391 | 0.88174
817 | Commercial, Existing, College, Base Incandescent Flood, 53W to Screw-in CFL, ECM-131, CFL Screw-in 18W | Commercial | 0.12819 | 0.059227 | 0.57564
818 | Commercial, Existing, Hospital, Base Incandescent Flood, 53W to Screw-in CFL, ECM-131, CFL Screw-in 18W | Commercial | 0.16875 | 0.099348 | 0.99452
819 | Commercial, Existing, Other Health, Base Incandescent Flood, 53W to Screw-in CFL, ECM-131, CFL Screw-in 18W | Commercial | 3.6804 | 2.1667 | 16.8961
820 | Commercial, Existing, Warehouse, Base Incandescent Flood, 53W to Screw-in CFL, ECM-131, CFL Screw-in 18W | Commercial | 3.4837 | 1.6692 | 18.7311
821 | Commercial, Existing, Hotel, Base Incandescent Flood, 53W to Screw-in CFL, ECM-131, CFL Screw-in 18W | Commercial | 1.868 | 1.3504 | 11.6425
822 | Commercial, Existing, Other, Base Incandescent Flood, 53W to Screw-in CFL, ECM-131, CFL Screw-in 18W | Commercial | 1.1464 | 0.48377 | 6.3057
823 | Commercial, Existing, Office, Base Incandescent Flood, 53W to Screw-in CFL, ECM-132, LED Flood, 14W | Commercial | 0.70742 | 0.45115 | 3.5647
824 | Commercial, Existing, Restaurant, Base Incandescent Flood, 53W to Screw-in CFL, ECM-132, LED Flood, 14W | Commercial | 1.5534 | 0.68201 | 7.8003
825 | Commercial, Existing, Retail, Base Incandescent Flood, 53W to Screw-in CFL, ECM-132, LED Flood, 14W | Commercial | 1.9229 | 0.68741 | 8.5629
826 | Commercial, Existing, FoodStore, Base Incandescent Flood, 53W to Screw-in CFL, ECM-132, LED Flood, 14W | Commercial | 0.0091143 | 0.0048564 | 0.052879
827 | Commercial, Existing, School, Base Incandescent Flood, 53W to Screw-in CFL, ECM-132, LED Flood, 14W | Commercial | 0.02483 | 0.037316 | 0.1892
828 | Commercial, Existing, College, Base Incandescent Flood, 53W to Screw-in CFL, ECM-132, LED Flood, 14W | Commercial | 0.027504 | 0.012708 | 0.12351
829 | Commercial, Existing, Hospital, Base Incandescent Flood, 53W to Screw-in CFL, ECM-132, LED Flood, 14W | Commercial | 0.036207 | 0.021316 | 0.21338
830 | Commercial, Existing, Other Health, Base Incandescent Flood, 53W to Screw-in CFL, ECM-132, LED Flood, 14W | Commercial | 0.78966 | 0.4649 | 3.6252
831 | Commercial, Existing, Warehouse, Base Incandescent Flood, 53W to Screw-in CFL, ECM-132, LED Flood, 14W | Commercial | 0.74746 | 0.35815 | 4.0189
832 | Commercial, Existing, Hotel, Base Incandescent Flood, 53W to Screw-in CFL, ECM-132, LED Flood, 14W | Commercial | 0.4008 | 0.28975 | 2.498
833 | Commercial, Existing, Other, Base Incandescent Flood, 53W to Screw-in CFL, ECM-132, LED Flood, 14W | Commercial | 0.24598 | 0.1038 | 1.3529
834 | Commercial, Existing, Office, Base Incandescent Flood, 53W to Hardwired CFL , ECM-141, CFL Hardwired, Modular 18W | Commercial | 1.099 | 0.70089 | 5.538
835 | Commercial, Existing, Restaurant, Base Incandescent Flood, 53W to Hardwired CFL , ECM-141, CFL Hardwired, Modular 18W | Commercial | 1.9395 | 0.85149 | 9.7388
836 | Commercial, Existing, Retail, Base Incandescent Flood, 53W to Hardwired CFL , ECM-141, CFL Hardwired, Modular 18W | Commercial | 2.4008 | 0.85824 | 10.6909
837 | Commercial, Existing, FoodStore, Base Incandescent Flood, 53W to Hardwired CFL , ECM-141, CFL Hardwired, Modular 18W | Commercial | 0.01416 | 0.0075447 | 0.082151
838 | Commercial, Existing, School, Base Incandescent Flood, 53W to Hardwired CFL , ECM-141, CFL Hardwired, Modular 18W | Commercial | 0.038572 | 0.05797 | 0.29391
839 | Commercial, Existing, College, Base Incandescent Flood, 53W to Hardwired CFL , ECM-141, CFL Hardwired, Modular 18W | Commercial | 0.042731 | 0.019742 | 0.19188
840 | Commercial, Existing, Hospital, Base Incandescent Flood, 53W to Hardwired CFL , ECM-141, CFL Hardwired, Modular 18W | Commercial | 0.056251 | 0.033116 | 0.33151
841 | Commercial, Existing, Other Health, Base Incandescent Flood, 53W to Hardwired CFL , ECM-141, CFL Hardwired, Modular 18W | Commercial | 1.2268 | 0.72225 | 5.632
842 | Commercial, Existing, Warehouse, Base Incandescent Flood, 53W to Hardwired CFL , ECM-141, CFL Hardwired, Modular 18W | Commercial | 1.1612 | 0.55641 | 6.2437
843 | Commercial, Existing, Hotel, Base Incandescent Flood, 53W to Hardwired CFL , ECM-141, CFL Hardwired, Modular 18W | Commercial | 0.62266 | 0.45014 | 3.8808
844 | Commercial, Existing, Other, Base Incandescent Flood, 53W to Hardwired CFL , ECM-141, CFL Hardwired, Modular 18W | Commercial | 0.38215 | 0.16126 | 2.1019
845 | Commercial, Existing, Office, Base CFL, ECM-146, LED A-lamp, 12W | Commercial | 0.16815 | 0.10723 | 0.8473
846 | Commercial, Existing, Restaurant, Base CFL, ECM-146, LED A-lamp, 12W | Commercial | 0.41542 | 0.18239 | 2.086
847 | Commercial, Existing, Retail, Base CFL, ECM-146, LED A-lamp, 12W | Commercial | 0.51424 | 0.18383 | 2.2899
848 | Commercial, Existing, FoodStore, Base CFL, ECM-146, LED A-lamp, 12W | Commercial | 0.0021664 | 0.0011543 | 0.012569
849 | Commercial, Existing, School, Base CFL, ECM-146, LED A-lamp, 12W | Commercial | 0.0059015 | 0.0088693 | 0.044968
850 | Commercial, Existing, College, Base CFL, ECM-146, LED A-lamp, 12W | Commercial | 0.0065377 | 0.0030205 | 0.029357
851 | Commercial, Existing, Hospital, Base CFL, ECM-146, LED A-lamp, 12W | Commercial | 0.0086062 | 0.0050667 | 0.050719
852 | Commercial, Existing, Other Health, Base CFL, ECM-146, LED A-lamp, 12W | Commercial | 0.1877 | 0.1105 | 0.86168
853 | Commercial, Existing, Warehouse, Base CFL, ECM-146, LED A-lamp, 12W | Commercial | 0.17767 | 0.085129 | 0.95527
854 | Commercial, Existing, Hotel, Base CFL, ECM-146, LED A-lamp, 12W | Commercial | 0.095265 | 0.06887 | 0.59376
855 | Commercial, Existing, Other, Base CFL, ECM-146, LED A-lamp, 12W | Commercial | 0.058468 | 0.024672 | 0.32159
856 | Commercial, Existing, Office, Base High Bay Mercury Vapor, 400W, ECM-151, PSMH, 250W, magnetic ballast | Commercial | 0.50351 | 0.32111 | 2.5372
857 | Commercial, Existing, Restaurant, Base High Bay Mercury Vapor, 400W, ECM-151, PSMH, 250W, magnetic ballast | Commercial | 0.0029174 | 0.0012808 | 0.014649
858 | Commercial, Existing, Retail, Base High Bay Mercury Vapor, 400W, ECM-151, PSMH, 250W, magnetic ballast | Commercial | 1.4955 | 0.5346 | 6.6594
859 | Commercial, Existing, FoodStore, Base High Bay Mercury Vapor, 400W, ECM-151, PSMH, 250W, magnetic ballast | Commercial | 0.029303 | 0.015614 | 0.17001
860 | Commercial, Existing, School, Base High Bay Mercury Vapor, 400W, ECM-151, PSMH, 250W, magnetic ballast | Commercial | 0.022773 | 0.034226 | 0.17353
861 | Commercial, Existing, College, Base High Bay Mercury Vapor, 400W, ECM-151, PSMH, 250W, magnetic ballast | Commercial | 0.11825 | 0.054636 | 0.53101
862 | Commercial, Existing, Hospital, Base High Bay Mercury Vapor, 400W, ECM-151, PSMH, 250W, magnetic ballast | Commercial | 0.013388 | 0.0078817 | 0.078899
863 | Commercial, Existing, Other Health, Base High Bay Mercury Vapor, 400W, ECM-151, PSMH, 250W, magnetic ballast | Commercial | 0.0048203 | 0.0028378 | 0.022129
864 | Commercial, Existing, Warehouse, Base High Bay Mercury Vapor, 400W, ECM-151, PSMH, 250W, magnetic ballast | Commercial | 1.1128 | 0.5332 | 5.9832
865 | Commercial, Existing, Hotel, Base High Bay Mercury Vapor, 400W, ECM-151, PSMH, 250W, magnetic ballast | Commercial | 0.002688 | 0.0019433 | 0.016754
866 | Commercial, Existing, Other, Base High Bay Mercury Vapor, 400W, ECM-151, PSMH, 250W, magnetic ballast | Commercial | 1.5551 | 0.65623 | 8.5537
867 | Commercial, Existing, Office, Base High Bay Mercury Vapor, 400W, ECM-152, PSMH, 250 W, electronic ballast | Commercial | 0.090579 | 0.057766 | 0.45643
868 | Commercial, Existing, Restaurant, Base High Bay Mercury Vapor, 400W, ECM-152, PSMH, 250 W, electronic ballast | Commercial | 0.00052482 | 0.00023041 | 0.0026353
869 | Commercial, Existing, Retail, Base High Bay Mercury Vapor, 400W, ECM-152, PSMH, 250 W, electronic ballast | Commercial | 0.26903 | 0.096172 | 1.198
870 | Commercial, Existing, FoodStore, Base High Bay Mercury Vapor, 400W, ECM-152, PSMH, 250 W, electronic ballast | Commercial | 0.0052715 | 0.0028088 | 0.030584
871 | Commercial, Existing, School, Base High Bay Mercury Vapor, 400W, ECM-152, PSMH, 250 W, electronic ballast | Commercial | 0.0040969 | 0.0061572 | 0.031218
872 | Commercial, Existing, College, Base High Bay Mercury Vapor, 400W, ECM-152, PSMH, 250 W, electronic ballast | Commercial | 0.021273 | 0.0098286 | 0.095526
873 | Commercial, Existing, Hospital, Base High Bay Mercury Vapor, 400W, ECM-152, PSMH, 250 W, electronic ballast | Commercial | 0.0024084 | 0.0014179 | 0.014193
874 | Commercial, Existing, Other Health, Base High Bay Mercury Vapor, 400W, ECM-152, PSMH, 250 W, electronic ballast | Commercial | 0.00086714 | 0.00051051 | 0.0039809
875 | Commercial, Existing, Warehouse, Base High Bay Mercury Vapor, 400W, ECM-152, PSMH, 250 W, electronic ballast | Commercial | 0.20019 | 0.095919 | 1.0764
876 | Commercial, Existing, Hotel, Base High Bay Mercury Vapor, 400W, ECM-152, PSMH, 250 W, electronic ballast | Commercial | 0.00048356 | 0.00034958 | 0.0030139
877 | Commercial, Existing, Other, Base High Bay Mercury Vapor, 400W, ECM-152, PSMH, 250 W, electronic ballast | Commercial | 0.27976 | 0.11805 | 1.5388
878 | Commercial, Existing, Office, Base High Bay Mercury Vapor, 400W, ECM-153, High Bay T5 | Commercial | 0.076425 | 0.048739 | 0.38511
879 | Commercial, Existing, Restaurant, Base High Bay Mercury Vapor, 400W, ECM-153, High Bay T5 | Commercial | 0.00044281 | 0.00019441 | 0.0022235
880 | Commercial, Existing, Retail, Base High Bay Mercury Vapor, 400W, ECM-153, High Bay T5 | Commercial | 0.22699 | 0.081144 | 1.0108
881 | Commercial, Existing, FoodStore, Base High Bay Mercury Vapor, 400W, ECM-153, High Bay T5 | Commercial | 0.0044478 | 0.0023699 | 0.025805
882 | Commercial, Existing, School, Base High Bay Mercury Vapor, 400W, ECM-153, High Bay T5 | Commercial | 0.0034568 | 0.0051951 | 0.02634
883 | Commercial, Existing, College, Base High Bay Mercury Vapor, 400W, ECM-153, High Bay T5 | Commercial | 0.017949 | 0.0082929 | 0.0806
884 | Commercial, Existing, Hospital, Base High Bay Mercury Vapor, 400W, ECM-153, High Bay T5 | Commercial | 0.0020321 | 0.0011963 | 0.011976
885 | Commercial, Existing, Other Health, Base High Bay Mercury Vapor, 400W, ECM-153, High Bay T5 | Commercial | 0.00073165 | 0.00043074 | 0.0033589
886 | Commercial, Existing, Warehouse, Base High Bay Mercury Vapor, 400W, ECM-153, High Bay T5 | Commercial | 0.16891 | 0.080931 | 0.90817
887 | Commercial, Existing, Hotel, Base High Bay Mercury Vapor, 400W, ECM-153, High Bay T5 | Commercial | 0.000408 | 0.00029496 | 0.002543
888 | Commercial, Existing, Other, Base High Bay Mercury Vapor, 400W, ECM-153, High Bay T5 | Commercial | 0.23605 | 0.099606 | 1.2983
889 | Commercial, Existing, Office, Base High Bay Mercury Vapor, 400W, ECM-154, LED High Bay, 83W | Commercial | 0.43635 | 0.27828 | 2.1988
890 | Commercial, Existing, Restaurant, Base High Bay Mercury Vapor, 400W, ECM-154, LED High Bay, 83W | Commercial | 0.0025282 | 0.00111 | 0.012695
891 | Commercial, Existing, Retail, Base High Bay Mercury Vapor, 400W, ECM-154, LED High Bay, 83W | Commercial | 1.296 | 0.46329 | 5.7711
892 | Commercial, Existing, FoodStore, Base High Bay Mercury Vapor, 400W, ECM-154, LED High Bay, 83W | Commercial | 0.025395 | 0.013531 | 0.14733
893 | Commercial, Existing, School, Base High Bay Mercury Vapor, 400W, ECM-154, LED High Bay, 83W | Commercial | 0.019737 | 0.029662 | 0.15039
894 | Commercial, Existing, College, Base High Bay Mercury Vapor, 400W, ECM-154, LED High Bay, 83W | Commercial | 0.10248 | 0.047348 | 0.46018
895 | Commercial, Existing, Hospital, Base High Bay Mercury Vapor, 400W, ECM-154, LED High Bay, 83W | Commercial | 0.011602 | 0.0068304 | 0.068375
896 | Commercial, Existing, Other Health, Base High Bay Mercury Vapor, 400W, ECM-154, LED High Bay, 83W | Commercial | 0.0041773 | 0.0024593 | 0.019177
897 | Commercial, Existing, Warehouse, Base High Bay Mercury Vapor, 400W, ECM-154, LED High Bay, 83W | Commercial | 0.96436 | 0.46207 | 5.1852
898 | Commercial, Existing, Hotel, Base High Bay Mercury Vapor, 400W, ECM-154, LED High Bay, 83W | Commercial | 0.0023295 | 0.0016841 | 0.014519
899 | Commercial, Existing, Other, Base High Bay Mercury Vapor, 400W, ECM-154, LED High Bay, 83W | Commercial | 1.3477 | 0.5687 | 7.4127
900 | Commercial, Existing, Office, Base Exit Sign, ECM-161, LED Exit Sign | Commercial | 0.31857 | 0.36695 | 2.1825
901 | Commercial, Existing, Restaurant, Base Exit Sign, ECM-161, LED Exit Sign | Commercial | 0.56381 | 0.44708 | 3.8491
902 | Commercial, Existing, Retail, Base Exit Sign, ECM-161, LED Exit Sign | Commercial | 0.38117 | 0.2461 | 2.3077
903 | Commercial, Existing, FoodStore, Base Exit Sign, ECM-161, LED Exit Sign | Commercial | 0.0018549 | 0.0017851 | 0.014631
904 | Commercial, Existing, School, Base Exit Sign, ECM-161, LED Exit Sign | Commercial | 0.027296 | 0.074096 | 0.28279
905 | Commercial, Existing, College, Base Exit Sign, ECM-161, LED Exit Sign | Commercial | 0.024641 | 0.020563 | 0.15044
906 | Commercial, Existing, Hospital, Base Exit Sign, ECM-161, LED Exit Sign | Commercial | 0.0045477 | 0.0048357 | 0.036438
907 | Commercial, Existing, Other Health, Base Exit Sign, ECM-161, LED Exit Sign | Commercial | 0.06772 | 0.072009 | 0.42268
908 | Commercial, Existing, Warehouse, Base Exit Sign, ECM-161, LED Exit Sign | Commercial | 0.12434 | 0.10761 | 0.90897
909 | Commercial, Existing, Hotel, Base Exit Sign, ECM-161, LED Exit Sign | Commercial | 0.04377 | 0.057153 | 0.37091
910 | Commercial, Existing, Other, Base Exit Sign, ECM-161, LED Exit Sign | Commercial | 0.092581 | 0.070561 | 0.69232
911 | Commercial, Existing, Office, Base Outdoor Mercury Vapor 400W Lamp, ECM-201, High Pressure Sodium 250W Lamp | Commercial | 0.38883 | 0.12026 | 3.6859
912 | Commercial, Existing, Restaurant, Base Outdoor Mercury Vapor 400W Lamp, ECM-201, High Pressure Sodium 250W Lamp | Commercial | 0.69387 | 0.27281 | 8.1248
913 | Commercial, Existing, Retail, Base Outdoor Mercury Vapor 400W Lamp, ECM-201, High Pressure Sodium 250W Lamp | Commercial | 0.31276 | 0.09128 | 3.5522
914 | Commercial, Existing, FoodStore, Base Outdoor Mercury Vapor 400W Lamp, ECM-201, High Pressure Sodium 250W Lamp | Commercial | 0.0033911 | 0.0015408 | 0.036643
915 | Commercial, Existing, School, Base Outdoor Mercury Vapor 400W Lamp, ECM-201, High Pressure Sodium 250W Lamp | Commercial | 0.0043405 | 0.0039049 | 0.10841
916 | Commercial, Existing, College, Base Outdoor Mercury Vapor 400W Lamp, ECM-201, High Pressure Sodium 250W Lamp | Commercial | 0.0021832 | 0.0071448 | 0.20397
917 | Commercial, Existing, Hospital, Base Outdoor Mercury Vapor 400W Lamp, ECM-201, High Pressure Sodium 250W Lamp | Commercial | 0.0022794 | 0.0013712 | 0.041504
918 | Commercial, Existing, Other Health, Base Outdoor Mercury Vapor 400W Lamp, ECM-201, High Pressure Sodium 250W Lamp | Commercial | 0.021259 | 0.012789 | 0.50167
919 | Commercial, Existing, Warehouse, Base Outdoor Mercury Vapor 400W Lamp, ECM-201, High Pressure Sodium 250W Lamp | Commercial | 0.21209 | 0.11981 | 3.3189
920 | Commercial, Existing, Hotel, Base Outdoor Mercury Vapor 400W Lamp, ECM-201, High Pressure Sodium 250W Lamp | Commercial | 0.16806 | 0.026589 | 1.9179
921 | Commercial, Existing, Other, Base Outdoor Mercury Vapor 400W Lamp, ECM-201, High Pressure Sodium 250W Lamp | Commercial | 0.69414 | 0.35952 | 8.6474
922 | Commercial, Existing, Office, Base Outdoor Mercury Vapor 400W Lamp, ECM-202, Outdoor Lighting Controls (Photocell/Timeclock) | Commercial | 0.031269 | 0.0096708 | 0.29641
923 | Commercial, Existing, Restaurant, Base Outdoor Mercury Vapor 400W Lamp, ECM-202, Outdoor Lighting Controls (Photocell/Timeclock) | Commercial | 0.055799 | 0.021938 | 0.65336
924 | Commercial, Existing, Retail, Base Outdoor Mercury Vapor 400W Lamp, ECM-202, Outdoor Lighting Controls (Photocell/Timeclock) | Commercial | 0.025151 | 0.0073404 | 0.28565
925 | Commercial, Existing, FoodStore, Base Outdoor Mercury Vapor 400W Lamp, ECM-202, Outdoor Lighting Controls (Photocell/Timeclock) | Commercial | 0.00067493 | 0.00030666 | 0.0072931
926 | Commercial, Existing, School, Base Outdoor Mercury Vapor 400W Lamp, ECM-202, Outdoor Lighting Controls (Photocell/Timeclock) | Commercial | 0.00086395 | 0.00077725 | 0.021578
927 | Commercial, Existing, College, Base Outdoor Mercury Vapor 400W Lamp, ECM-202, Outdoor Lighting Controls (Photocell/Timeclock) | Commercial | 0.00043459 | 0.0014222 | 0.040601
928 | Commercial, Existing, Hospital, Base Outdoor Mercury Vapor 400W Lamp, ECM-202, Outdoor Lighting Controls (Photocell/Timeclock) | Commercial | 0.0001833 | 0.00011026 | 0.0033376
929 | Commercial, Existing, Other Health, Base Outdoor Mercury Vapor 400W Lamp, ECM-202, Outdoor Lighting Controls (Photocell/Timeclock) | Commercial | 0.0017096 | 0.0010284 | 0.040343
930 | Commercial, Existing, Warehouse, Base Outdoor Mercury Vapor 400W Lamp, ECM-202, Outdoor Lighting Controls (Photocell/Timeclock) | Commercial | 0.017056 | 0.0096345 | 0.26689
931 | Commercial, Existing, Hotel, Base Outdoor Mercury Vapor 400W Lamp, ECM-202, Outdoor Lighting Controls (Photocell/Timeclock) | Commercial | 0.013515 | 0.0021382 | 0.15423
932 | Commercial, Existing, Other, Base Outdoor Mercury Vapor 400W Lamp, ECM-202, Outdoor Lighting Controls (Photocell/Timeclock) | Commercial | 0.05582 | 0.028911 | 0.69539
933 | Commercial, Existing, Office, Base Outdoor Mercury Vapor 400W Lamp, ECM-203, LED Outdoor, 105W | Commercial | 0 | 0.13297 | 4.0755
934 | Commercial, Existing, Restaurant, Base Outdoor Mercury Vapor 400W Lamp, ECM-203, LED Outdoor, 105W | Commercial | 0 | 0.30165 | 8.9837
935 | Commercial, Existing, Retail, Base Outdoor Mercury Vapor 400W Lamp, ECM-203, LED Outdoor, 105W | Commercial | 0 | 0.10093 | 3.9277
936 | Commercial, Existing, FoodStore, Base Outdoor Mercury Vapor 400W Lamp, ECM-203, LED Outdoor, 105W | Commercial | 0 | 0.0064891 | 0.15433
937 | Commercial, Existing, School, Base Outdoor Mercury Vapor 400W Lamp, ECM-203, LED Outdoor, 105W | Commercial | 0 | 0.016448 | 0.45664
938 | Commercial, Existing, College, Base Outdoor Mercury Vapor 400W Lamp, ECM-203, LED Outdoor, 105W | Commercial | 0 | 0.030098 | 0.85922
939 | Commercial, Existing, Hospital, Base Outdoor Mercury Vapor 400W Lamp, ECM-203, LED Outdoor, 105W | Commercial | 0 | 0.0015162 | 0.045893
940 | Commercial, Existing, Other Health, Base Outdoor Mercury Vapor 400W Lamp, ECM-203, LED Outdoor, 105W | Commercial | 0 | 0.014141 | 0.55474
941 | Commercial, Existing, Warehouse, Base Outdoor Mercury Vapor 400W Lamp, ECM-203, LED Outdoor, 105W | Commercial | 0 | 0.13248 | 3.6699
942 | Commercial, Existing, Hotel, Base Outdoor Mercury Vapor 400W Lamp, ECM-203, LED Outdoor, 105W | Commercial | 0 | 0.0294 | 2.1207
943 | Commercial, Existing, Other, Base Outdoor Mercury Vapor 400W Lamp, ECM-203, LED Outdoor, 105W | Commercial | 0 | 0.39753 | 9.5617
944 | Commercial, Existing, Office, Base Outdoor HID Lamp, ECM-211, Outdoor Lighting Controls (Photocell/Timeclock) | Commercial | 0 | 1e-08 | 0.32767
945 | Commercial, Existing, Restaurant, Base Outdoor HID Lamp, ECM-211, Outdoor Lighting Controls (Photocell/Timeclock) | Commercial | 0 | 3e-08 | 0.92204
946 | Commercial, Existing, Retail, Base Outdoor HID Lamp, ECM-211, Outdoor Lighting Controls (Photocell/Timeclock) | Commercial | 0 | 3e-08 | 1.2286
947 | Commercial, Existing, FoodStore, Base Outdoor HID Lamp, ECM-211, Outdoor Lighting Controls (Photocell/Timeclock) | Commercial | 0 | 0 | 0.013775
948 | Commercial, Existing, School, Base Outdoor HID Lamp, ECM-211, Outdoor Lighting Controls (Photocell/Timeclock) | Commercial | 0 | 0 | 0.039058
949 | Commercial, Existing, College, Base Outdoor HID Lamp, ECM-211, Outdoor Lighting Controls (Photocell/Timeclock) | Commercial | 0 | 0 | 0.068705
950 | Commercial, Existing, Hospital, Base Outdoor HID Lamp, ECM-211, Outdoor Lighting Controls (Photocell/Timeclock) | Commercial | 0 | 0 | 0.022419
951 | Commercial, Existing, Other Health, Base Outdoor HID Lamp, ECM-211, Outdoor Lighting Controls (Photocell/Timeclock) | Commercial | 0 | 0 | 0.043835
952 | Commercial, Existing, Warehouse, Base Outdoor HID Lamp, ECM-211, Outdoor Lighting Controls (Photocell/Timeclock) | Commercial | 0 | 1e-08 | 0.39479
953 | Commercial, Existing, Hotel, Base Outdoor HID Lamp, ECM-211, Outdoor Lighting Controls (Photocell/Timeclock) | Commercial | 0 | 0 | 0.073169
954 | Commercial, Existing, Other, Base Outdoor HID Lamp, ECM-211, Outdoor Lighting Controls (Photocell/Timeclock) | Commercial | 0 | 2e-08 | 0.37828
955 | Commercial, Existing, Office, Base Centrifugal Chiller, 0.58 kW/ton, 500 tons, ECM-301, Centrifugal Chiller, 0.51 kW/ton, 500 tons | Commercial | 0.56132 | 0.0013884 | 1.6621
956 | Commercial, New, Office, Base Centrifugal Chiller, 0.58 kW/ton, 500 tons, ECM-301, Cooling & Ventilation 10% More Efficient Design | Commercial | 0.049547 | 0.00083225 | 0.21927
957 | Commercial, Existing, Restaurant, Base Centrifugal Chiller, 0.58 kW/ton, 500 tons, ECM-301, Centrifugal Chiller, 0.51 kW/ton, 500 tons | Commercial | 0.039003 | 6.779e-05 | 0.13125
958 | Commercial, New, Restaurant, Base Centrifugal Chiller, 0.58 kW/ton, 500 tons, ECM-301, Cooling & Ventilation 10% More Efficient Design | Commercial | 0.052975 | 0.00062533 | 0.26644
959 | Commercial, Existing, Retail, Base Centrifugal Chiller, 0.58 kW/ton, 500 tons, ECM-301, Centrifugal Chiller, 0.51 kW/ton, 500 tons | Commercial | 0.3411 | 0.00062982 | 0.94937
960 | Commercial, New, Retail, Base Centrifugal Chiller, 0.58 kW/ton, 500 tons, ECM-301, Cooling & Ventilation 10% More Efficient Design | Commercial | 0.055728 | 0.00069877 | 0.23182
961 | Commercial, Existing, FoodStore, Base Centrifugal Chiller, 0.58 kW/ton, 500 tons, ECM-301, Centrifugal Chiller, 0.51 kW/ton, 500 tons | Commercial | 0.0026446 | 8.58e-06 | 0.0099928
962 | Commercial, New, FoodStore, Base Centrifugal Chiller, 0.58 kW/ton, 500 tons, ECM-301, Cooling & Ventilation 10% More Efficient Design | Commercial | 0.0011328 | 2.496e-05 | 0.0063978
963 | Commercial, Existing, School, Base Centrifugal Chiller, 0.58 kW/ton, 500 tons, ECM-301, Centrifugal Chiller, 0.51 kW/ton, 500 tons | Commercial | 0.10039 | 0.00017945 | 0.33091
964 | Commercial, New, School, Base Centrifugal Chiller, 0.58 kW/ton, 500 tons, ECM-301, Cooling & Ventilation 10% More Efficient Design | Commercial | 0.0045422 | 5.514e-05 | 0.022379
965 | Commercial, Existing, College, Base Centrifugal Chiller, 0.58 kW/ton, 500 tons, ECM-301, Centrifugal Chiller, 0.51 kW/ton, 500 tons | Commercial | 0.052242 | 0.00022131 | 0.17688
966 | Commercial, New, College, Base Centrifugal Chiller, 0.58 kW/ton, 500 tons, ECM-301, Cooling & Ventilation 10% More Efficient Design | Commercial | 0.0029775 | 8.566e-05 | 0.015068
967 | Commercial, Existing, Hospital, Base Centrifugal Chiller, 0.58 kW/ton, 500 tons, ECM-301, Centrifugal Chiller, 0.51 kW/ton, 500 tons | Commercial | 0.25472 | 0.0010737 | 1.0279
968 | Commercial, New, Hospital, Base Centrifugal Chiller, 0.58 kW/ton, 500 tons, ECM-301, Cooling & Ventilation 10% More Efficient Design | Commercial | 0.0074717 | 0.00021389 | 0.045065
969 | Commercial, Existing, Other Health, Base Centrifugal Chiller, 0.58 kW/ton, 500 tons, ECM-301, Centrifugal Chiller, 0.51 kW/ton, 500 tons | Commercial | 0.056097 | 0.00023646 | 0.15723
970 | Commercial, New, Other Health, Base Centrifugal Chiller, 0.58 kW/ton, 500 tons, ECM-301, Cooling & Ventilation 10% More Efficient Design | Commercial | 0.014907 | 0.00042673 | 0.062446
971 | Commercial, Existing, Warehouse, Base Centrifugal Chiller, 0.58 kW/ton, 500 tons, ECM-301, Centrifugal Chiller, 0.51 kW/ton, 500 tons | Commercial | 0.0039335 | 6.538e-05 | 0.012567
972 | Commercial, New, Warehouse, Base Centrifugal Chiller, 0.58 kW/ton, 500 tons, ECM-301, Cooling & Ventilation 10% More Efficient Design | Commercial | 0.0054777 | 0.0006183 | 0.026157
973 | Commercial, Existing, Hotel, Base Centrifugal Chiller, 0.58 kW/ton, 500 tons, ECM-301, Centrifugal Chiller, 0.51 kW/ton, 500 tons | Commercial | 0.16315 | 0.00057139 | 0.66984
974 | Commercial, New, Hotel, Base Centrifugal Chiller, 0.58 kW/ton, 500 tons, ECM-301, Cooling & Ventilation 10% More Efficient Design | Commercial | 0.01224 | 0.00029113 | 0.075113
975 | Commercial, Existing, Other, Base Centrifugal Chiller, 0.58 kW/ton, 500 tons, ECM-301, Centrifugal Chiller, 0.51 kW/ton, 500 tons | Commercial | 0.088107 | 0.0014498 | 0.3168
976 | Commercial, New, Other, Base Centrifugal Chiller, 0.58 kW/ton, 500 tons, ECM-301, Cooling & Ventilation 10% More Efficient Design | Commercial | 0.0073416 | 0.00082045 | 0.039455
977 | Commercial, Existing, Office, Base Centrifugal Chiller, 0.58 kW/ton, 500 tons, ECM-302, High Efficiency Chiller Motors | Commercial | 0.24949 | 0 | 1.051
978 | Commercial, New, Office, Base Centrifugal Chiller, 0.58 kW/ton, 500 tons, ECM-302, Cooling & Ventilation 30% More Efficient Design | Commercial | 0.1204 | 0.0020224 | 0.53283
979 | Commercial, Existing, Restaurant, Base Centrifugal Chiller, 0.58 kW/ton, 500 tons, ECM-302, High Efficiency Chiller Motors | Commercial | 0.018314 | 0 | 0.08768
980 | Commercial, New, Restaurant, Base Centrifugal Chiller, 0.58 kW/ton, 500 tons, ECM-302, Cooling & Ventilation 30% More Efficient Design | Commercial | 0.12873 | 0.0015196 | 0.64745
981 | Commercial, Existing, Retail, Base Centrifugal Chiller, 0.58 kW/ton, 500 tons, ECM-302, High Efficiency Chiller Motors | Commercial | 0.15073 | 0 | 0.59683
982 | Commercial, New, Retail, Base Centrifugal Chiller, 0.58 kW/ton, 500 tons, ECM-302, Cooling & Ventilation 30% More Efficient Design | Commercial | 0.13542 | 0.001698 | 0.56331
983 | Commercial, Existing, FoodStore, Base Centrifugal Chiller, 0.58 kW/ton, 500 tons, ECM-302, High Efficiency Chiller Motors | Commercial | 0.0012511 | 0 | 0.006726
984 | Commercial, New, FoodStore, Base Centrifugal Chiller, 0.58 kW/ton, 500 tons, ECM-302, Cooling & Ventilation 30% More Efficient Design | Commercial | 0.0027527 | 6.065e-05 | 0.015547
985 | Commercial, Existing, School, Base Centrifugal Chiller, 0.58 kW/ton, 500 tons, ECM-302, High Efficiency Chiller Motors | Commercial | 0.045927 | 0 | 0.21539
986 | Commercial, New, School, Base Centrifugal Chiller, 0.58 kW/ton, 500 tons, ECM-302, Cooling & Ventilation 30% More Efficient Design | Commercial | 0.011038 | 0.000134 | 0.05438
987 | Commercial, Existing, College, Base Centrifugal Chiller, 0.58 kW/ton, 500 tons, ECM-302, High Efficiency Chiller Motors | Commercial | 0.023985 | 0 | 0.11554
988 | Commercial, New, College, Base Centrifugal Chiller, 0.58 kW/ton, 500 tons, ECM-302, Cooling & Ventilation 30% More Efficient Design | Commercial | 0.0072354 | 0.00020815 | 0.036615
989 | Commercial, Existing, Hospital, Base Centrifugal Chiller, 0.58 kW/ton, 500 tons, ECM-302, High Efficiency Chiller Motors | Commercial | 0.11858 | 0 | 0.68082
990 | Commercial, New, Hospital, Base Centrifugal Chiller, 0.58 kW/ton, 500 tons, ECM-302, Cooling & Ventilation 30% More Efficient Design | Commercial | 0.018156 | 0.00051974 | 0.10951
991 | Commercial, Existing, Other Health, Base Centrifugal Chiller, 0.58 kW/ton, 500 tons, ECM-302, High Efficiency Chiller Motors | Commercial | 0.026116 | 0 | 0.10414
992 | Commercial, New, Other Health, Base Centrifugal Chiller, 0.58 kW/ton, 500 tons, ECM-302, Cooling & Ventilation 30% More Efficient Design | Commercial | 0.036224 | 0.001037 | 0.15175
993 | Commercial, Existing, Warehouse, Base Centrifugal Chiller, 0.58 kW/ton, 500 tons, ECM-302, High Efficiency Chiller Motors | Commercial | 0.0015662 | 0 | 0.0071185
994 | Commercial, New, Warehouse, Base Centrifugal Chiller, 0.58 kW/ton, 500 tons, ECM-302, Cooling & Ventilation 30% More Efficient Design | Commercial | 0.013311 | 0.0015025 | 0.063561
995 | Commercial, Existing, Hotel, Base Centrifugal Chiller, 0.58 kW/ton, 500 tons, ECM-302, High Efficiency Chiller Motors | Commercial | 0.072095 | 0 | 0.42112
996 | Commercial, New, Hotel, Base Centrifugal Chiller, 0.58 kW/ton, 500 tons, ECM-302, Cooling & Ventilation 30% More Efficient Design | Commercial | 0.029744 | 0.00070744 | 0.18252
997 | Commercial, Existing, Other, Base Centrifugal Chiller, 0.58 kW/ton, 500 tons, ECM-302, High Efficiency Chiller Motors | Commercial | 0.038388 | 0 | 0.19637
998 | Commercial, New, Other, Base Centrifugal Chiller, 0.58 kW/ton, 500 tons, ECM-302, Cooling & Ventilation 30% More Efficient Design | Commercial | 0.01784 | 0.0019937 | 0.095877
999 | Commercial, Existing, Office, Base Centrifugal Chiller, 0.58 kW/ton, 500 tons, ECM-304, EMS - Chiller | Commercial | 0.063901 | 0.0042935 | 0.2828
1000 | Commercial, Existing, Restaurant, Base Centrifugal Chiller, 0.58 kW/ton, 500 tons, ECM-304, EMS - Chiller | Commercial | 0.004682 | 0.00022107 | 0.023549
1001 | Commercial, Existing, Retail, Base Centrifugal Chiller, 0.58 kW/ton, 500 tons, ECM-304, EMS - Chiller | Commercial | 0.040633 | 0.002038 | 0.16903
1002 | Commercial, Existing, FoodStore, Base Centrifugal Chiller, 0.58 kW/ton, 500 tons, ECM-304, EMS - Chiller | Commercial | 0.00030986 | 2.731e-05 | 0.00175
1003 | Commercial, Existing, School, Base Centrifugal Chiller, 0.58 kW/ton, 500 tons, ECM-304, EMS - Chiller | Commercial | 0.011763 | 0.00057123 | 0.057956
1004 | Commercial, Existing, College, Base Centrifugal Chiller, 0.58 kW/ton, 500 tons, ECM-304, EMS - Chiller | Commercial | 0.0064659 | 0.00074407 | 0.032721
1005 | Commercial, Existing, Hospital, Base Centrifugal Chiller, 0.58 kW/ton, 500 tons, ECM-304, EMS - Chiller | Commercial | 0.030316 | 0.0034714 | 0.18285
1006 | Commercial, Existing, Other Health, Base Centrifugal Chiller, 0.58 kW/ton, 500 tons, ECM-304, EMS - Chiller | Commercial | 0.0066766 | 0.00076451 | 0.027969
1007 | Commercial, Existing, Warehouse, Base Centrifugal Chiller, 0.58 kW/ton, 500 tons, ECM-304, EMS - Chiller | Commercial | 0.0004222 | 0.00019064 | 0.0020162
1008 | Commercial, Existing, Hotel, Base Centrifugal Chiller, 0.58 kW/ton, 500 tons, ECM-304, EMS - Chiller | Commercial | 0.019435 | 0.001849 | 0.11926
1009 | Commercial, Existing, Other, Base Centrifugal Chiller, 0.58 kW/ton, 500 tons, ECM-304, EMS - Chiller | Commercial | 0.010348 | 0.0046262 | 0.055618
1010 | Commercial, Existing, Office, Base Centrifugal Chiller, 0.58 kW/ton, 500 tons, ECM-305, Chiller Tune Up/Diagnostics | Commercial | 0.36669 | 0.0083327 | 1.0977
1011 | Commercial, Existing, Restaurant, Base Centrifugal Chiller, 0.58 kW/ton, 500 tons, ECM-305, Chiller Tune Up/Diagnostics | Commercial | 0.029162 | 0.0004657 | 0.099213
1012 | Commercial, Existing, Retail, Base Centrifugal Chiller, 0.58 kW/ton, 500 tons, ECM-305, Chiller Tune Up/Diagnostics | Commercial | 0.2197 | 0.0037269 | 0.61819
1013 | Commercial, Existing, FoodStore, Base Centrifugal Chiller, 0.58 kW/ton, 500 tons, ECM-305, Chiller Tune Up/Diagnostics | Commercial | 0.001875 | 5.589e-05 | 0.0071625
1014 | Commercial, Existing, School, Base Centrifugal Chiller, 0.58 kW/ton, 500 tons, ECM-305, Chiller Tune Up/Diagnostics | Commercial | 0.067503 | 0.0011086 | 0.22496
1015 | Commercial, Existing, College, Base Centrifugal Chiller, 0.58 kW/ton, 500 tons, ECM-305, Chiller Tune Up/Diagnostics | Commercial | 0.03496 | 0.0013606 | 0.11967
1016 | Commercial, Existing, Hospital, Base Centrifugal Chiller, 0.58 kW/ton, 500 tons, ECM-305, Chiller Tune Up/Diagnostics | Commercial | 0.18883 | 0.0073125 | 0.77036
1017 | Commercial, Existing, Other Health, Base Centrifugal Chiller, 0.58 kW/ton, 500 tons, ECM-305, Chiller Tune Up/Diagnostics | Commercial | 0.041586 | 0.0016105 | 0.11784
1018 | Commercial, Existing, Warehouse, Base Centrifugal Chiller, 0.58 kW/ton, 500 tons, ECM-305, Chiller Tune Up/Diagnostics | Commercial | 0.0020443 | 0.00031217 | 0.0066031
1019 | Commercial, Existing, Hotel, Base Centrifugal Chiller, 0.58 kW/ton, 500 tons, ECM-305, Chiller Tune Up/Diagnostics | Commercial | 0.10508 | 0.0033811 | 0.43617
1020 | Commercial, Existing, Other, Base Centrifugal Chiller, 0.58 kW/ton, 500 tons, ECM-305, Chiller Tune Up/Diagnostics | Commercial | 0.055953 | 0.0084592 | 0.2034
1021 | Commercial, Existing, Office, Base Centrifugal Chiller, 0.58 kW/ton, 500 tons, ECM-306, VSD for Chiller Pumps and Towers | Commercial | 0.42126 | 0.007076 | 1.8643
1022 | Commercial, Existing, Restaurant, Base Centrifugal Chiller, 0.58 kW/ton, 500 tons, ECM-306, VSD for Chiller Pumps and Towers | Commercial | 0.032547 | 0.0003842 | 0.1637
1023 | Commercial, Existing, Retail, Base Centrifugal Chiller, 0.58 kW/ton, 500 tons, ECM-306, VSD for Chiller Pumps and Towers | Commercial | 0.25451 | 0.0031913 | 1.0587
1024 | Commercial, Existing, FoodStore, Base Centrifugal Chiller, 0.58 kW/ton, 500 tons, ECM-306, VSD for Chiller Pumps and Towers | Commercial | 0.002154 | 4.746e-05 | 0.012165
1025 | Commercial, Existing, School, Base Centrifugal Chiller, 0.58 kW/ton, 500 tons, ECM-306, VSD for Chiller Pumps and Towers | Commercial | 0.077549 | 0.00094144 | 0.38207
1026 | Commercial, Existing, College, Base Centrifugal Chiller, 0.58 kW/ton, 500 tons, ECM-306, VSD for Chiller Pumps and Towers | Commercial | 0.0405 | 0.0011651 | 0.20495
1027 | Commercial, Existing, Hospital, Base Centrifugal Chiller, 0.58 kW/ton, 500 tons, ECM-306, VSD for Chiller Pumps and Towers | Commercial | 0.20669 | 0.0059168 | 1.2466
1028 | Commercial, Existing, Other Health, Base Centrifugal Chiller, 0.58 kW/ton, 500 tons, ECM-306, VSD for Chiller Pumps and Towers | Commercial | 0.046412 | 0.0013286 | 0.19442
1029 | Commercial, Existing, Warehouse, Base Centrifugal Chiller, 0.58 kW/ton, 500 tons, ECM-306, VSD for Chiller Pumps and Towers | Commercial | 0.0026445 | 0.00029849 | 0.012628
1030 | Commercial, Existing, Hotel, Base Centrifugal Chiller, 0.58 kW/ton, 500 tons, ECM-306, VSD for Chiller Pumps and Towers | Commercial | 0.12173 | 0.0028953 | 0.74701
1031 | Commercial, Existing, Other, Base Centrifugal Chiller, 0.58 kW/ton, 500 tons, ECM-306, VSD for Chiller Pumps and Towers | Commercial | 0.064818 | 0.0072436 | 0.34834
1032 | Commercial, Existing, Office, Base Centrifugal Chiller, 0.58 kW/ton, 500 tons, ECM-307, EMS Optimization | Commercial | 0.038903 | 0.0026134 | 0.68855
1033 | Commercial, Existing, Restaurant, Base Centrifugal Chiller, 0.58 kW/ton, 500 tons, ECM-307, EMS Optimization | Commercial | 0.0030939 | 0.00014606 | 0.062235
1034 | Commercial, Existing, Retail, Base Centrifugal Chiller, 0.58 kW/ton, 500 tons, ECM-307, EMS Optimization | Commercial | 0.023308 | 0.0011688 | 0.38776
1035 | Commercial, Existing, FoodStore, Base Centrifugal Chiller, 0.58 kW/ton, 500 tons, ECM-307, EMS Optimization | Commercial | 0.00020476 | 1.804e-05 | 0.004625
1036 | Commercial, Existing, School, Base Centrifugal Chiller, 0.58 kW/ton, 500 tons, ECM-307, EMS Optimization | Commercial | 0.0071616 | 0.00034771 | 0.14111
1037 | Commercial, Existing, College, Base Centrifugal Chiller, 0.58 kW/ton, 500 tons, ECM-307, EMS Optimization | Commercial | 0.003709 | 0.00042675 | 0.075067
1038 | Commercial, Existing, Hospital, Base Centrifugal Chiller, 0.58 kW/ton, 500 tons, ECM-307, EMS Optimization | Commercial | 0.021046 | 0.0024096 | 0.5077
1039 | Commercial, Existing, Other Health, Base Centrifugal Chiller, 0.58 kW/ton, 500 tons, ECM-307, EMS Optimization | Commercial | 0.004412 | 0.0005051 | 0.073915
1040 | Commercial, Existing, Warehouse, Base Centrifugal Chiller, 0.58 kW/ton, 500 tons, ECM-307, EMS Optimization | Commercial | 0.00021688 | 9.791e-05 | 0.0041419
1041 | Commercial, Existing, Hotel, Base Centrifugal Chiller, 0.58 kW/ton, 500 tons, ECM-307, EMS Optimization | Commercial | 0.011148 | 0.0010605 | 0.27362
1042 | Commercial, Existing, Other, Base Centrifugal Chiller, 0.58 kW/ton, 500 tons, ECM-307, EMS Optimization | Commercial | 0.0059362 | 0.0026532 | 0.12759
1043 | Commercial, Existing, Office, Base Centrifugal Chiller, 0.58 kW/ton, 500 tons, ECM-308, Aerosole Duct Sealing | Commercial | 0.46558 | 0.0078206 | 2.0604
1044 | Commercial, Existing, Restaurant, Base Centrifugal Chiller, 0.58 kW/ton, 500 tons, ECM-308, Aerosole Duct Sealing | Commercial | 0.035972 | 0.00042462 | 0.18092
1045 | Commercial, Existing, Retail, Base Centrifugal Chiller, 0.58 kW/ton, 500 tons, ECM-308, Aerosole Duct Sealing | Commercial | 0.28129 | 0.0035271 | 1.1701
1046 | Commercial, Existing, FoodStore, Base Centrifugal Chiller, 0.58 kW/ton, 500 tons, ECM-308, Aerosole Duct Sealing | Commercial | 0.0023806 | 5.245e-05 | 0.013445
1047 | Commercial, Existing, School, Base Centrifugal Chiller, 0.58 kW/ton, 500 tons, ECM-308, Aerosole Duct Sealing | Commercial | 0.085708 | 0.0010405 | 0.42227
1048 | Commercial, Existing, College, Base Centrifugal Chiller, 0.58 kW/ton, 500 tons, ECM-308, Aerosole Duct Sealing | Commercial | 0.044761 | 0.0012877 | 0.22651
1049 | Commercial, Existing, Hospital, Base Centrifugal Chiller, 0.58 kW/ton, 500 tons, ECM-308, Aerosole Duct Sealing | Commercial | 0.23292 | 0.0066675 | 1.4048
1050 | Commercial, Existing, Other Health, Base Centrifugal Chiller, 0.58 kW/ton, 500 tons, ECM-308, Aerosole Duct Sealing | Commercial | 0.051296 | 0.0014684 | 0.21488
1051 | Commercial, Existing, Warehouse, Base Centrifugal Chiller, 0.58 kW/ton, 500 tons, ECM-308, Aerosole Duct Sealing | Commercial | 0.0029227 | 0.0003299 | 0.013956
1052 | Commercial, Existing, Hotel, Base Centrifugal Chiller, 0.58 kW/ton, 500 tons, ECM-308, Aerosole Duct Sealing | Commercial | 0.13454 | 0.0032 | 0.82561
1053 | Commercial, Existing, Other, Base Centrifugal Chiller, 0.58 kW/ton, 500 tons, ECM-308, Aerosole Duct Sealing | Commercial | 0.071638 | 0.0080058 | 0.38499
1054 | Commercial, Existing, Office, Base Centrifugal Chiller, 0.58 kW/ton, 500 tons, ECM-309, Duct/Pipe Insulation | Commercial | 0.054507 | 0.00091557 | 0.24122
1055 | Commercial, Existing, Restaurant, Base Centrifugal Chiller, 0.58 kW/ton, 500 tons, ECM-309, Duct/Pipe Insulation | Commercial | 0.0040582 | 4.79e-05 | 0.020411
1056 | Commercial, Existing, Retail, Base Centrifugal Chiller, 0.58 kW/ton, 500 tons, ECM-309, Duct/Pipe Insulation | Commercial | 0.031709 | 0.00039761 | 0.1319
1057 | Commercial, Existing, FoodStore, Base Centrifugal Chiller, 0.58 kW/ton, 500 tons, ECM-309, Duct/Pipe Insulation | Commercial | 0.00027516 | 6.06e-06 | 0.001554
1058 | Commercial, Existing, School, Base Centrifugal Chiller, 0.58 kW/ton, 500 tons, ECM-309, Duct/Pipe Insulation | Commercial | 0.0093896 | 0.00011399 | 0.046261
1059 | Commercial, Existing, College, Base Centrifugal Chiller, 0.58 kW/ton, 500 tons, ECM-309, Duct/Pipe Insulation | Commercial | 0.0048102 | 0.00013838 | 0.024342
1060 | Commercial, Existing, Hospital, Base Centrifugal Chiller, 0.58 kW/ton, 500 tons, ECM-309, Duct/Pipe Insulation | Commercial | 0.026503 | 0.00075869 | 0.15985
1061 | Commercial, Existing, Other Health, Base Centrifugal Chiller, 0.58 kW/ton, 500 tons, ECM-309, Duct/Pipe Insulation | Commercial | 0.0058368 | 0.00016708 | 0.024451
1062 | Commercial, Existing, Warehouse, Base Centrifugal Chiller, 0.58 kW/ton, 500 tons, ECM-309, Duct/Pipe Insulation | Commercial | 0.00033423 | 3.773e-05 | 0.001596
1063 | Commercial, Existing, Hotel, Base Centrifugal Chiller, 0.58 kW/ton, 500 tons, ECM-309, Duct/Pipe Insulation | Commercial | 0.014517 | 0.00034527 | 0.089082
1064 | Commercial, Existing, Other, Base Centrifugal Chiller, 0.58 kW/ton, 500 tons, ECM-309, Duct/Pipe Insulation | Commercial | 0.0077411 | 0.0008651 | 0.041602
1065 | Commercial, Existing, Office, Base Centrifugal Chiller, 0.58 kW/ton, 500 tons, ECM-311, Window Film (Standard) | Commercial | 0.044941 | -0.0043137 | 0.18535
1066 | Commercial, Existing, Restaurant, Base Centrifugal Chiller, 0.58 kW/ton, 500 tons, ECM-311, Window Film (Standard) | Commercial | 0.023711 | -0.0015995 | 0.11114
1067 | Commercial, Existing, Retail, Base Centrifugal Chiller, 0.58 kW/ton, 500 tons, ECM-311, Window Film (Standard) | Commercial | 0.10758 | -0.0077084 | 0.41704
1068 | Commercial, Existing, FoodStore, Base Centrifugal Chiller, 0.58 kW/ton, 500 tons, ECM-311, Window Film (Standard) | Commercial | 0.00084979 | -0.000107 | 0.0044726
1069 | Commercial, Existing, School, Base Centrifugal Chiller, 0.58 kW/ton, 500 tons, ECM-311, Window Film (Standard) | Commercial | 0.048767 | -0.0033832 | 0.22392
1070 | Commercial, Existing, College, Base Centrifugal Chiller, 0.58 kW/ton, 500 tons, ECM-311, Window Film (Standard) | Commercial | 0.027996 | -0.0046025 | 0.13203
1071 | Commercial, Existing, Hospital, Base Centrifugal Chiller, 0.58 kW/ton, 500 tons, ECM-311, Window Film (Standard) | Commercial | 0.05706 | -0.009334 | 0.32073
1072 | Commercial, Existing, Other Health, Base Centrifugal Chiller, 0.58 kW/ton, 500 tons, ECM-311, Window Film (Standard) | Commercial | 0.012566 | -0.0020556 | 0.049058
1073 | Commercial, Existing, Warehouse, Base Centrifugal Chiller, 0.58 kW/ton, 500 tons, ECM-311, Window Film (Standard) | Commercial | 0.00042746 | -0.00027568 | 0.001902
1074 | Commercial, Existing, Hotel, Base Centrifugal Chiller, 0.58 kW/ton, 500 tons, ECM-311, Window Film (Standard) | Commercial | 0.05556 | -0.0075515 | 0.31774
1075 | Commercial, Existing, Other, Base Centrifugal Chiller, 0.58 kW/ton, 500 tons, ECM-311, Window Film (Standard) | Commercial | 0.036373 | -0.023226 | 0.18215
1076 | Commercial, Existing, Office, Base Centrifugal Chiller, 0.58 kW/ton, 500 tons, ECM-313, Ceiling Insulation | Commercial | 0.89888 | 0.074343 | 1.2882
1077 | Commercial, Existing, Restaurant, Base Centrifugal Chiller, 0.58 kW/ton, 500 tons, ECM-313, Ceiling Insulation | Commercial | 0.07003 | 0.00407 | 0.11406
1078 | Commercial, Existing, Retail, Base Centrifugal Chiller, 0.58 kW/ton, 500 tons, ECM-313, Ceiling Insulation | Commercial | 0.54307 | 0.03353 | 0.73159
1079 | Commercial, Existing, FoodStore, Base Centrifugal Chiller, 0.58 kW/ton, 500 tons, ECM-313, Ceiling Insulation | Commercial | 0.0046347 | 0.00050275 | 0.0084757
1080 | Commercial, Existing, School, Base Centrifugal Chiller, 0.58 kW/ton, 500 tons, ECM-313, Ceiling Insulation | Commercial | 0.16547 | 0.0098905 | 0.264
1081 | Commercial, Existing, College, Base Centrifugal Chiller, 0.58 kW/ton, 500 tons, ECM-313, Ceiling Insulation | Commercial | 0.086418 | 0.012241 | 0.14162
1082 | Commercial, Existing, Hospital, Base Centrifugal Chiller, 0.58 kW/ton, 500 tons, ECM-313, Ceiling Insulation | Commercial | 0.45345 | 0.063906 | 0.88559
1083 | Commercial, Existing, Other Health, Base Centrifugal Chiller, 0.58 kW/ton, 500 tons, ECM-313, Ceiling Insulation | Commercial | 0.099866 | 0.014077 | 0.13549
1084 | Commercial, Existing, Warehouse, Base Centrifugal Chiller, 0.58 kW/ton, 500 tons, ECM-313, Ceiling Insulation | Commercial | 0.0050533 | 0.0028092 | 0.0078162
1085 | Commercial, Existing, Hotel, Base Centrifugal Chiller, 0.58 kW/ton, 500 tons, ECM-313, Ceiling Insulation | Commercial | 0.25975 | 0.030415 | 0.51612
1086 | Commercial, Existing, Other, Base Centrifugal Chiller, 0.58 kW/ton, 500 tons, ECM-313, Ceiling Insulation | Commercial | 0.13831 | 0.076117 | 0.24075
1087 | Commercial, Existing, Office, Base Centrifugal Chiller, 0.58 kW/ton, 500 tons, ECM-314, Roof Insulation | Commercial | 0.26811 | 0.0065655 | 0.45494
1088 | Commercial, Existing, Restaurant, Base Centrifugal Chiller, 0.58 kW/ton, 500 tons, ECM-314, Roof Insulation | Commercial | 0.020888 | 0.00035945 | 0.04028
1089 | Commercial, Existing, Retail, Base Centrifugal Chiller, 0.58 kW/ton, 500 tons, ECM-314, Roof Insulation | Commercial | 0.16198 | 0.0029611 | 0.25836
1090 | Commercial, Existing, FoodStore, Base Centrifugal Chiller, 0.58 kW/ton, 500 tons, ECM-314, Roof Insulation | Commercial | 0.0013824 | 4.44e-05 | 0.0029932
1091 | Commercial, Existing, School, Base Centrifugal Chiller, 0.58 kW/ton, 500 tons, ECM-314, Roof Insulation | Commercial | 0.049355 | 0.00087348 | 0.093232
1092 | Commercial, Existing, College, Base Centrifugal Chiller, 0.58 kW/ton, 500 tons, ECM-314, Roof Insulation | Commercial | 0.025776 | 0.001081 | 0.050011
1093 | Commercial, Existing, Hospital, Base Centrifugal Chiller, 0.58 kW/ton, 500 tons, ECM-314, Roof Insulation | Commercial | 0.13525 | 0.0056439 | 0.31275
1094 | Commercial, Existing, Other Health, Base Centrifugal Chiller, 0.58 kW/ton, 500 tons, ECM-314, Roof Insulation | Commercial | 0.029787 | 0.0012431 | 0.047844
1095 | Commercial, Existing, Warehouse, Base Centrifugal Chiller, 0.58 kW/ton, 500 tons, ECM-314, Roof Insulation | Commercial | 0.0015072 | 0.00024803 | 0.0027596
1096 | Commercial, Existing, Hotel, Base Centrifugal Chiller, 0.58 kW/ton, 500 tons, ECM-314, Roof Insulation | Commercial | 0.077476 | 0.0026861 | 0.18227
1097 | Commercial, Existing, Other, Base Centrifugal Chiller, 0.58 kW/ton, 500 tons, ECM-314, Roof Insulation | Commercial | 0.036943 | 0.0060187 | 0.076123
1098 | Commercial, Existing, Office, Base Centrifugal Chiller, 0.58 kW/ton, 500 tons, ECM-315, Cool Roof - Chiller | Commercial | 0.93635 | 0 | 1.9011
1099 | Commercial, Existing, Restaurant, Base Centrifugal Chiller, 0.58 kW/ton, 500 tons, ECM-315, Cool Roof - Chiller | Commercial | 0.080757 | 0 | 0.18634
1100 | Commercial, Existing, Retail, Base Centrifugal Chiller, 0.58 kW/ton, 500 tons, ECM-315, Cool Roof - Chiller | Commercial | 0.69005 | 0 | 1.3169
1101 | Commercial, Existing, FoodStore, Base Centrifugal Chiller, 0.58 kW/ton, 500 tons, ECM-315, Cool Roof - Chiller | Commercial | 0.0050376 | 0 | 0.013052
1102 | Commercial, Existing, School, Base Centrifugal Chiller, 0.58 kW/ton, 500 tons, ECM-315, Cool Roof - Chiller | Commercial | 0.25355 | 0 | 0.57309
1103 | Commercial, Existing, College, Base Centrifugal Chiller, 0.58 kW/ton, 500 tons, ECM-315, Cool Roof - Chiller | Commercial | 0.15028 | 0 | 0.3489
1104 | Commercial, Existing, Hospital, Base Centrifugal Chiller, 0.58 kW/ton, 500 tons, ECM-315, Cool Roof - Chiller | Commercial | 0.65818 | 0 | 1.8211
1105 | Commercial, Existing, Other Health, Base Centrifugal Chiller, 0.58 kW/ton, 500 tons, ECM-315, Cool Roof - Chiller | Commercial | 0.14495 | 0 | 0.27858
1106 | Commercial, Existing, Warehouse, Base Centrifugal Chiller, 0.58 kW/ton, 500 tons, ECM-315, Cool Roof - Chiller | Commercial | 0.0074329 | 0 | 0.016283
1107 | Commercial, Existing, Hotel, Base Centrifugal Chiller, 0.58 kW/ton, 500 tons, ECM-315, Cool Roof - Chiller | Commercial | 0.47798 | 0 | 1.3456
1108 | Commercial, Existing, Other, Base Centrifugal Chiller, 0.58 kW/ton, 500 tons, ECM-315, Cool Roof - Chiller | Commercial | 0.23796 | 0 | 0.58666
1109 | Commercial, Existing, Office, Base Centrifugal Chiller, 0.58 kW/ton, 500 tons, ECM-317, Thermal Energy Storage (TES) | Commercial | 1.3665 | 0.0026662 | -0.34343
1110 | Commercial, Existing, Restaurant, Base Centrifugal Chiller, 0.58 kW/ton, 500 tons, ECM-317, Thermal Energy Storage (TES) | Commercial | 0.10174 | 0.00013957 | -0.029074
1111 | Commercial, Existing, Retail, Base Centrifugal Chiller, 0.58 kW/ton, 500 tons, ECM-317, Thermal Energy Storage (TES) | Commercial | 0.79496 | 0.0011576 | -0.18775
1112 | Commercial, Existing, FoodStore, Base Centrifugal Chiller, 0.58 kW/ton, 500 tons, ECM-317, Thermal Energy Storage (TES) | Commercial | 0.0068984 | 1.767e-05 | -0.0022145
1113 | Commercial, Existing, School, Base Centrifugal Chiller, 0.58 kW/ton, 500 tons, ECM-317, Thermal Energy Storage (TES) | Commercial | 0.2354 | 0.00033209 | -0.065891
1114 | Commercial, Existing, College, Base Centrifugal Chiller, 0.58 kW/ton, 500 tons, ECM-317, Thermal Energy Storage (TES) | Commercial | 0.12059 | 0.0004032 | -0.034675
1115 | Commercial, Existing, Hospital, Base Centrifugal Chiller, 0.58 kW/ton, 500 tons, ECM-317, Thermal Energy Storage (TES) | Commercial | 0.66443 | 0.0022118 | -0.22784
1116 | Commercial, Existing, Other Health, Base Centrifugal Chiller, 0.58 kW/ton, 500 tons, ECM-317, Thermal Energy Storage (TES) | Commercial | 0.14633 | 0.00048645 | -0.034803
1117 | Commercial, Existing, Warehouse, Base Centrifugal Chiller, 0.58 kW/ton, 500 tons, ECM-317, Thermal Energy Storage (TES) | Commercial | 0.0083791 | 0.00010989 | -0.0022728
1118 | Commercial, Existing, Hotel, Base Centrifugal Chiller, 0.58 kW/ton, 500 tons, ECM-317, Thermal Energy Storage (TES) | Commercial | 0.36393 | 0.0010066 | -0.12697
1119 | Commercial, Existing, Other, Base Centrifugal Chiller, 0.58 kW/ton, 500 tons, ECM-317, Thermal Energy Storage (TES) | Commercial | 0.19407 | 0.002521 | -0.059271
1120 | Commercial, Existing, Office, Base DX Packaged System, EER=11.2, 10 tons, ECM-321, DX Packaged System, EER=11.7, 10 tons | Commercial | 0.31549 | 0 | 1.9144
1121 | Commercial, Existing, Restaurant, Base DX Packaged System, EER=11.2, 10 tons, ECM-321, DX Packaged System, EER=11.7, 10 tons | Commercial | 0.45407 | 0 | 3.1315
1122 | Commercial, Existing, Retail, Base DX Packaged System, EER=11.2, 10 tons, ECM-321, DX Packaged System, EER=11.7, 10 tons | Commercial | 0.50429 | 0 | 2.8763
1123 | Commercial, Existing, FoodStore, Base DX Packaged System, EER=11.2, 10 tons, ECM-321, DX Packaged System, EER=11.7, 10 tons | Commercial | 0.011879 | 0 | 0.091992
1124 | Commercial, Existing, School, Base DX Packaged System, EER=11.2, 10 tons, ECM-321, DX Packaged System, EER=11.7, 10 tons | Commercial | 0.01689 | 0 | 0.1141
1125 | Commercial, Existing, College, Base DX Packaged System, EER=11.2, 10 tons, ECM-321, DX Packaged System, EER=11.7, 10 tons | Commercial | 0.011996 | 0 | 0.083235
1126 | Commercial, Existing, Hospital, Base DX Packaged System, EER=11.2, 10 tons, ECM-321, DX Packaged System, EER=11.7, 10 tons | Commercial | 0.0066107 | 0 | 0.054671
1127 | Commercial, Existing, Other Health, Base DX Packaged System, EER=11.2, 10 tons, ECM-321, DX Packaged System, EER=11.7, 10 tons | Commercial | 0.11035 | 0 | 0.63381
1128 | Commercial, Existing, Warehouse, Base DX Packaged System, EER=11.2, 10 tons, ECM-321, DX Packaged System, EER=11.7, 10 tons | Commercial | 0.035121 | 0 | 0.22995
1129 | Commercial, Existing, Hotel, Base DX Packaged System, EER=11.2, 10 tons, ECM-321, DX Packaged System, EER=11.7, 10 tons | Commercial | 0.10344 | 0 | 0.87033
1130 | Commercial, Existing, Other, Base DX Packaged System, EER=11.2, 10 tons, ECM-321, DX Packaged System, EER=11.7, 10 tons | Commercial | 0.035472 | 0 | 0.26139
1131 | Commercial, Existing, Office, Base DX Packaged System, EER=11.2, 10 tons, ECM-326, DX Tune Up/ Advanced Diagnostics | Commercial | 0.4039 | 0 | 1.2091
1132 | Commercial, Existing, Restaurant, Base DX Packaged System, EER=11.2, 10 tons, ECM-326, DX Tune Up/ Advanced Diagnostics | Commercial | 0.64544 | 0 | 2.1958
1133 | Commercial, Existing, Retail, Base DX Packaged System, EER=11.2, 10 tons, ECM-326, DX Tune Up/ Advanced Diagnostics | Commercial | 0.58981 | 0 | 1.6596
1134 | Commercial, Existing, FoodStore, Base DX Packaged System, EER=11.2, 10 tons, ECM-326, DX Tune Up/ Advanced Diagnostics | Commercial | 0.016494 | 0 | 0.063009
1135 | Commercial, Existing, School, Base DX Packaged System, EER=11.2, 10 tons, ECM-326, DX Tune Up/ Advanced Diagnostics | Commercial | 0.022231 | 0 | 0.074085
1136 | Commercial, Existing, College, Base DX Packaged System, EER=11.2, 10 tons, ECM-326, DX Tune Up/ Advanced Diagnostics | Commercial | 0.01423 | 0 | 0.048707
1137 | Commercial, Existing, Hospital, Base DX Packaged System, EER=11.2, 10 tons, ECM-326, DX Tune Up/ Advanced Diagnostics | Commercial | 0.0093265 | 0 | 0.038049
1138 | Commercial, Existing, Other Health, Base DX Packaged System, EER=11.2, 10 tons, ECM-326, DX Tune Up/ Advanced Diagnostics | Commercial | 0.15568 | 0 | 0.44113
1139 | Commercial, Existing, Warehouse, Base DX Packaged System, EER=11.2, 10 tons, ECM-326, DX Tune Up/ Advanced Diagnostics | Commercial | 0.036164 | 0 | 0.11681
1140 | Commercial, Existing, Hotel, Base DX Packaged System, EER=11.2, 10 tons, ECM-326, DX Tune Up/ Advanced Diagnostics | Commercial | 0.1227 | 0 | 0.50928
1141 | Commercial, Existing, Other, Base DX Packaged System, EER=11.2, 10 tons, ECM-326, DX Tune Up/ Advanced Diagnostics | Commercial | 0.039902 | 0 | 0.14505
1142 | Commercial, Existing, Office, Base DX Packaged System, EER=11.2, 10 tons, ECM-327, DX Coil Cleaning | Commercial | 0.6395 | 0 | 1.9143
1143 | Commercial, Existing, Restaurant, Base DX Packaged System, EER=11.2, 10 tons, ECM-327, DX Coil Cleaning | Commercial | 1.0219 | 0 | 3.4766
1144 | Commercial, Existing, Retail, Base DX Packaged System, EER=11.2, 10 tons, ECM-327, DX Coil Cleaning | Commercial | 0.98945 | 0 | 2.7841
1145 | Commercial, Existing, FoodStore, Base DX Packaged System, EER=11.2, 10 tons, ECM-327, DX Coil Cleaning | Commercial | 0.026115 | 0 | 0.099763
1146 | Commercial, Existing, School, Base DX Packaged System, EER=11.2, 10 tons, ECM-327, DX Coil Cleaning | Commercial | 0.035198 | 0 | 0.1173
1147 | Commercial, Existing, College, Base DX Packaged System, EER=11.2, 10 tons, ECM-327, DX Coil Cleaning | Commercial | 0.023871 | 0 | 0.08171
1148 | Commercial, Existing, Hospital, Base DX Packaged System, EER=11.2, 10 tons, ECM-327, DX Coil Cleaning | Commercial | 0.014578 | 0 | 0.059472
1149 | Commercial, Existing, Other Health, Base DX Packaged System, EER=11.2, 10 tons, ECM-327, DX Coil Cleaning | Commercial | 0.24334 | 0 | 0.68951
1150 | Commercial, Existing, Warehouse, Base DX Packaged System, EER=11.2, 10 tons, ECM-327, DX Coil Cleaning | Commercial | 0.065431 | 0 | 0.21133
1151 | Commercial, Existing, Hotel, Base DX Packaged System, EER=11.2, 10 tons, ECM-327, DX Coil Cleaning | Commercial | 0.20583 | 0 | 0.85435
1152 | Commercial, Existing, Other, Base DX Packaged System, EER=11.2, 10 tons, ECM-327, DX Coil Cleaning | Commercial | 0.066941 | 0 | 0.24334
1153 | Commercial, Existing, Office, Base DX Packaged System, EER=11.2, 10 tons, ECM-328, Optimize Controls | Commercial | 0.072949 | 0.0049006 | 1.2911
1154 | Commercial, Existing, Restaurant, Base DX Packaged System, EER=11.2, 10 tons, ECM-328, Optimize Controls | Commercial | 0.11657 | 0.0055035 | 2.3449
1155 | Commercial, Existing, Retail, Base DX Packaged System, EER=11.2, 10 tons, ECM-328, Optimize Controls | Commercial | 0.11287 | 0.0056601 | 1.8777
1156 | Commercial, Existing, FoodStore, Base DX Packaged System, EER=11.2, 10 tons, ECM-328, Optimize Controls | Commercial | 0.002979 | 0.00026252 | 0.067289
1157 | Commercial, Existing, School, Base DX Packaged System, EER=11.2, 10 tons, ECM-328, Optimize Controls | Commercial | 0.0040151 | 0.00019494 | 0.079114
1158 | Commercial, Existing, College, Base DX Packaged System, EER=11.2, 10 tons, ECM-328, Optimize Controls | Commercial | 0.002723 | 0.0003133 | 0.055111
1159 | Commercial, Existing, Hospital, Base DX Packaged System, EER=11.2, 10 tons, ECM-328, Optimize Controls | Commercial | 0.0017164 | 0.00019652 | 0.041405
1160 | Commercial, Existing, Other Health, Base DX Packaged System, EER=11.2, 10 tons, ECM-328, Optimize Controls | Commercial | 0.028651 | 0.0032801 | 0.48
1161 | Commercial, Existing, Warehouse, Base DX Packaged System, EER=11.2, 10 tons, ECM-328, Optimize Controls | Commercial | 0.006532 | 0.0029487 | 0.12474
1162 | Commercial, Existing, Hotel, Base DX Packaged System, EER=11.2, 10 tons, ECM-328, Optimize Controls | Commercial | 0.02348 | 0.0022335 | 0.57626
1163 | Commercial, Existing, Other, Base DX Packaged System, EER=11.2, 10 tons, ECM-328, Optimize Controls | Commercial | 0.0076361 | 0.003413 | 0.16413
1164 | Commercial, Existing, Office, Base DX Packaged System, EER=11.2, 10 tons, ECM-329, Aerosole Duct Sealing | Commercial | 1.2356 | 0 | 5.468
1165 | Commercial, Existing, Restaurant, Base DX Packaged System, EER=11.2, 10 tons, ECM-329, Aerosole Duct Sealing | Commercial | 1.9744 | 0 | 9.9305
1166 | Commercial, Existing, Retail, Base DX Packaged System, EER=11.2, 10 tons, ECM-329, Aerosole Duct Sealing | Commercial | 1.9117 | 0 | 7.9522
1167 | Commercial, Existing, FoodStore, Base DX Packaged System, EER=11.2, 10 tons, ECM-329, Aerosole Duct Sealing | Commercial | 0.050457 | 0 | 0.28496
1168 | Commercial, Existing, School, Base DX Packaged System, EER=11.2, 10 tons, ECM-329, Aerosole Duct Sealing | Commercial | 0.068005 | 0 | 0.33505
1169 | Commercial, Existing, College, Base DX Packaged System, EER=11.2, 10 tons, ECM-329, Aerosole Duct Sealing | Commercial | 0.046121 | 0 | 0.23339
1170 | Commercial, Existing, Hospital, Base DX Packaged System, EER=11.2, 10 tons, ECM-329, Aerosole Duct Sealing | Commercial | 0.02853 | 0 | 0.17208
1171 | Commercial, Existing, Other Health, Base DX Packaged System, EER=11.2, 10 tons, ECM-329, Aerosole Duct Sealing | Commercial | 0.47624 | 0 | 1.995
1172 | Commercial, Existing, Warehouse, Base DX Packaged System, EER=11.2, 10 tons, ECM-329, Aerosole Duct Sealing | Commercial | 0.12642 | 0 | 0.60363
1173 | Commercial, Existing, Hotel, Base DX Packaged System, EER=11.2, 10 tons, ECM-329, Aerosole Duct Sealing | Commercial | 0.39768 | 0 | 2.4404
1174 | Commercial, Existing, Other, Base DX Packaged System, EER=11.2, 10 tons, ECM-329, Aerosole Duct Sealing | Commercial | 0.12933 | 0 | 0.69505
1175 | Commercial, Existing, Office, Base DX Packaged System, EER=11.2, 10 tons, ECM-330, Duct/Pipe Insulation | Commercial | 0.15521 | 0 | 0.68688
1176 | Commercial, Existing, Restaurant, Base DX Packaged System, EER=11.2, 10 tons, ECM-330, Duct/Pipe Insulation | Commercial | 0.23936 | 0 | 1.2039
1177 | Commercial, Existing, Retail, Base DX Packaged System, EER=11.2, 10 tons, ECM-330, Duct/Pipe Insulation | Commercial | 0.23143 | 0 | 0.96271
1178 | Commercial, Existing, FoodStore, Base DX Packaged System, EER=11.2, 10 tons, ECM-330, Duct/Pipe Insulation | Commercial | 0.006262 | 0 | 0.035366
1179 | Commercial, Existing, School, Base DX Packaged System, EER=11.2, 10 tons, ECM-330, Duct/Pipe Insulation | Commercial | 0.0080039 | 0 | 0.039434
1180 | Commercial, Existing, College, Base DX Packaged System, EER=11.2, 10 tons, ECM-330, Duct/Pipe Insulation | Commercial | 0.0053255 | 0 | 0.02695
1181 | Commercial, Existing, Hospital, Base DX Packaged System, EER=11.2, 10 tons, ECM-330, Duct/Pipe Insulation | Commercial | 0.0034847 | 0 | 0.021018
1182 | Commercial, Existing, Other Health, Base DX Packaged System, EER=11.2, 10 tons, ECM-330, Duct/Pipe Insulation | Commercial | 0.058168 | 0 | 0.24367
1183 | Commercial, Existing, Warehouse, Base DX Packaged System, EER=11.2, 10 tons, ECM-330, Duct/Pipe Insulation | Commercial | 0.015514 | 0 | 0.074077
1184 | Commercial, Existing, Hotel, Base DX Packaged System, EER=11.2, 10 tons, ECM-330, Duct/Pipe Insulation | Commercial | 0.046085 | 0 | 0.2828
1185 | Commercial, Existing, Other, Base DX Packaged System, EER=11.2, 10 tons, ECM-330, Duct/Pipe Insulation | Commercial | 0.015014 | 0 | 0.080687
1186 | Commercial, Existing, Office, Base DX Packaged System, EER=11.2, 10 tons, ECM-332, Window Film (Standard) | Commercial | 0.12151 | -0.049123 | 0.51631
1187 | Commercial, Existing, Restaurant, Base DX Packaged System, EER=11.2, 10 tons, ECM-332, Window Film (Standard) | Commercial | 1.3287 | -0.37748 | 6.4164
1188 | Commercial, Existing, Retail, Base DX Packaged System, EER=11.2, 10 tons, ECM-332, Window Film (Standard) | Commercial | 0.7866 | -0.23738 | 3.1416
1189 | Commercial, Existing, FoodStore, Base DX Packaged System, EER=11.2, 10 tons, ECM-332, Window Film (Standard) | Commercial | 0.018368 | -0.0097399 | 0.099597
1190 | Commercial, Existing, School, Base DX Packaged System, EER=11.2, 10 tons, ECM-332, Window Film (Standard) | Commercial | 0.03949 | -0.011538 | 0.18681
1191 | Commercial, Existing, College, Base DX Packaged System, EER=11.2, 10 tons, ECM-332, Window Film (Standard) | Commercial | 0.027792 | -0.019241 | 0.13502
1192 | Commercial, Existing, Hospital, Base DX Packaged System, EER=11.2, 10 tons, ECM-332, Window Film (Standard) | Commercial | 0.007125 | -0.0049086 | 0.041259
1193 | Commercial, Existing, Other Health, Base DX Packaged System, EER=11.2, 10 tons, ECM-332, Window Film (Standard) | Commercial | 0.11893 | -0.08193 | 0.4783
1194 | Commercial, Existing, Warehouse, Base DX Packaged System, EER=11.2, 10 tons, ECM-332, Window Film (Standard) | Commercial | 0.018418 | -0.050008 | 0.084397
1195 | Commercial, Existing, Hotel, Base DX Packaged System, EER=11.2, 10 tons, ECM-332, Window Film (Standard) | Commercial | 0.17658 | -0.10108 | 1.0404
1196 | Commercial, Existing, Other, Base DX Packaged System, EER=11.2, 10 tons, ECM-332, Window Film (Standard) | Commercial | 0.07063 | -0.18988 | 0.36428
1197 | Commercial, Existing, Office, Base DX Packaged System, EER=11.2, 10 tons, ECM-334, Ceiling Insulation | Commercial | 2.4979 | 0.79925 | 3.8018
1198 | Commercial, Existing, Restaurant, Base DX Packaged System, EER=11.2, 10 tons, ECM-334, Ceiling Insulation | Commercial | 3.9916 | 0.89744 | 6.9036
1199 | Commercial, Existing, Retail, Base DX Packaged System, EER=11.2, 10 tons, ECM-334, Ceiling Insulation | Commercial | 3.8648 | 0.92312 | 5.529
1200 | Commercial, Existing, FoodStore, Base DX Packaged System, EER=11.2, 10 tons, ECM-334, Ceiling Insulation | Commercial | 0.10201 | 0.042809 | 0.19811
1201 | Commercial, Existing, School, Base DX Packaged System, EER=11.2, 10 tons, ECM-334, Ceiling Insulation | Commercial | 0.13748 | 0.03179 | 0.23292
1202 | Commercial, Existing, College, Base DX Packaged System, EER=11.2, 10 tons, ECM-334, Ceiling Insulation | Commercial | 0.093241 | 0.0511 | 0.16228
1203 | Commercial, Existing, Hospital, Base DX Packaged System, EER=11.2, 10 tons, ECM-334, Ceiling Insulation | Commercial | 0.057678 | 0.03145 | 0.11964
1204 | Commercial, Existing, Other Health, Base DX Packaged System, EER=11.2, 10 tons, ECM-334, Ceiling Insulation | Commercial | 0.96281 | 0.52512 | 1.3874
1205 | Commercial, Existing, Warehouse, Base DX Packaged System, EER=11.2, 10 tons, ECM-334, Ceiling Insulation | Commercial | 0.22368 | 0.48145 | 0.36772
1206 | Commercial, Existing, Hotel, Base DX Packaged System, EER=11.2, 10 tons, ECM-334, Ceiling Insulation | Commercial | 0.80398 | 0.36421 | 1.6966
1207 | Commercial, Existing, Other, Base DX Packaged System, EER=11.2, 10 tons, ECM-334, Ceiling Insulation | Commercial | 0.24679 | 0.52581 | 0.45652
1208 | Commercial, Existing, Office, Base DX Packaged System, EER=11.2, 10 tons, ECM-335, Roof Insulation | Commercial | 0.81441 | 0.28497 | 1.3427
1209 | Commercial, Existing, Restaurant, Base DX Packaged System, EER=11.2, 10 tons, ECM-335, Roof Insulation | Commercial | 1.3014 | 0.31998 | 2.4383
1210 | Commercial, Existing, Retail, Base DX Packaged System, EER=11.2, 10 tons, ECM-335, Roof Insulation | Commercial | 1.1893 | 0.31064 | 1.843
1211 | Commercial, Existing, FoodStore, Base DX Packaged System, EER=11.2, 10 tons, ECM-335, Roof Insulation | Commercial | 0.033258 | 0.015264 | 0.06997
1212 | Commercial, Existing, School, Base DX Packaged System, EER=11.2, 10 tons, ECM-335, Roof Insulation | Commercial | 0.044825 | 0.011335 | 0.082266
1213 | Commercial, Existing, College, Base DX Packaged System, EER=11.2, 10 tons, ECM-335, Roof Insulation | Commercial | 0.0304 | 0.01822 | 0.057316
1214 | Commercial, Existing, Hospital, Base DX Packaged System, EER=11.2, 10 tons, ECM-335, Roof Insulation | Commercial | 0.018805 | 0.011214 | 0.042254
1215 | Commercial, Existing, Other Health, Base DX Packaged System, EER=11.2, 10 tons, ECM-335, Roof Insulation | Commercial | 0.31391 | 0.18723 | 0.48999
1216 | Commercial, Existing, Warehouse, Base DX Packaged System, EER=11.2, 10 tons, ECM-335, Roof Insulation | Commercial | 0.072922 | 0.17165 | 0.12986
1217 | Commercial, Existing, Hotel, Base DX Packaged System, EER=11.2, 10 tons, ECM-335, Roof Insulation | Commercial | 0.26213 | 0.12986 | 0.59921
1218 | Commercial, Existing, Other, Base DX Packaged System, EER=11.2, 10 tons, ECM-335, Roof Insulation | Commercial | 0.080458 | 0.18747 | 0.16123
1219 | Commercial, Existing, Office, Base DX Packaged System, EER=11.2, 10 tons, ECM-336, Cool Roof - DX | Commercial | 2.3518 | 0 | 5.8374
1220 | Commercial, Existing, Restaurant, Base DX Packaged System, EER=11.2, 10 tons, ECM-336, Cool Roof - DX | Commercial | 3.9864 | 0 | 11.2452
1221 | Commercial, Existing, Retail, Base DX Packaged System, EER=11.2, 10 tons, ECM-336, Cool Roof - DX | Commercial | 4.4423 | 0 | 10.3646
1222 | Commercial, Existing, FoodStore, Base DX Packaged System, EER=11.2, 10 tons, ECM-336, Cool Roof - DX | Commercial | 0.095947 | 0 | 0.30391
1223 | Commercial, Existing, School, Base DX Packaged System, EER=11.2, 10 tons, ECM-336, Cool Roof - DX | Commercial | 0.19064 | 0 | 0.52678
1224 | Commercial, Existing, College, Base DX Packaged System, EER=11.2, 10 tons, ECM-336, Cool Roof - DX | Commercial | 0.14676 | 0 | 0.41654
1225 | Commercial, Existing, Hospital, Base DX Packaged System, EER=11.2, 10 tons, ECM-336, Cool Roof - DX | Commercial | 0.072427 | 0 | 0.245
1226 | Commercial, Existing, Other Health, Base DX Packaged System, EER=11.2, 10 tons, ECM-336, Cool Roof - DX | Commercial | 1.209 | 0 | 2.8405
1227 | Commercial, Existing, Warehouse, Base DX Packaged System, EER=11.2, 10 tons, ECM-336, Cool Roof - DX | Commercial | 0.28218 | 0 | 0.75571
1228 | Commercial, Existing, Hotel, Base DX Packaged System, EER=11.2, 10 tons, ECM-336, Cool Roof - DX | Commercial | 1.3384 | 0 | 4.6064
1229 | Commercial, Existing, Other, Base DX Packaged System, EER=11.2, 10 tons, ECM-336, Cool Roof - DX | Commercial | 0.37747 | 0 | 1.1377
1230 | Commercial, Existing, Office, Base DX Packaged System, EER=11.2, 10 tons, ECM-337, Run Time Optimizer | Commercial | 1.6285 | 0 | 5.9392
1231 | Commercial, Existing, Restaurant, Base DX Packaged System, EER=11.2, 10 tons, ECM-337, Run Time Optimizer | Commercial | 2.5113 | 0 | 10.4093
1232 | Commercial, Existing, Retail, Base DX Packaged System, EER=11.2, 10 tons, ECM-337, Run Time Optimizer | Commercial | 2.4282 | 0 | 8.3242
1233 | Commercial, Existing, FoodStore, Base DX Packaged System, EER=11.2, 10 tons, ECM-337, Run Time Optimizer | Commercial | 0.065701 | 0 | 0.30579
1234 | Commercial, Existing, School, Base DX Packaged System, EER=11.2, 10 tons, ECM-337, Run Time Optimizer | Commercial | 0.083977 | 0 | 0.34097
1235 | Commercial, Existing, College, Base DX Packaged System, EER=11.2, 10 tons, ECM-337, Run Time Optimizer | Commercial | 0.055875 | 0 | 0.23302
1236 | Commercial, Existing, Hospital, Base DX Packaged System, EER=11.2, 10 tons, ECM-337, Run Time Optimizer | Commercial | 0.036562 | 0 | 0.18173
1237 | Commercial, Existing, Other Health, Base DX Packaged System, EER=11.2, 10 tons, ECM-337, Run Time Optimizer | Commercial | 0.6103 | 0 | 2.1069
1238 | Commercial, Existing, Warehouse, Base DX Packaged System, EER=11.2, 10 tons, ECM-337, Run Time Optimizer | Commercial | 0.19425 | 0 | 0.76438
1239 | Commercial, Existing, Hotel, Base DX Packaged System, EER=11.2, 10 tons, ECM-337, Run Time Optimizer | Commercial | 0.48353 | 0 | 2.4452
1240 | Commercial, Existing, Other, Base DX Packaged System, EER=11.2, 10 tons, ECM-337, Run Time Optimizer | Commercial | 0.17768 | 0 | 0.7869
1241 | Commercial, Existing, Office, Base DX Packaged System, EER=11.2, 10 tons, ECM-338, Hybrid Dessicant-HP System | Commercial | 0.35212 | 0.023659 | 1.5583
1242 | Commercial, Existing, Restaurant, Base DX Packaged System, EER=11.2, 10 tons, ECM-338, Hybrid Dessicant-HP System | Commercial | 0.50679 | 0.02393 | 2.549
1243 | Commercial, Existing, Retail, Base DX Packaged System, EER=11.2, 10 tons, ECM-338, Hybrid Dessicant-HP System | Commercial | 0.56284 | 0.02823 | 2.3413
1244 | Commercial, Existing, FoodStore, Base DX Packaged System, EER=11.2, 10 tons, ECM-338, Hybrid Dessicant-HP System | Commercial | 0.013259 | 0.0011685 | 0.074881
1245 | Commercial, Existing, School, Base DX Packaged System, EER=11.2, 10 tons, ECM-338, Hybrid Dessicant-HP System | Commercial | 0.018851 | 0.00091542 | 0.092877
1246 | Commercial, Existing, College, Base DX Packaged System, EER=11.2, 10 tons, ECM-338, Hybrid Dessicant-HP System | Commercial | 0.013389 | 0.0015407 | 0.067754
1247 | Commercial, Existing, Hospital, Base DX Packaged System, EER=11.2, 10 tons, ECM-338, Hybrid Dessicant-HP System | Commercial | 0.0073782 | 0.00084486 | 0.044502
1248 | Commercial, Existing, Other Health, Base DX Packaged System, EER=11.2, 10 tons, ECM-338, Hybrid Dessicant-HP System | Commercial | 0.12316 | 0.014103 | 0.51593
1249 | Commercial, Existing, Warehouse, Base DX Packaged System, EER=11.2, 10 tons, ECM-338, Hybrid Dessicant-HP System | Commercial | 0.039199 | 0.0177 | 0.18719
1250 | Commercial, Existing, Hotel, Base DX Packaged System, EER=11.2, 10 tons, ECM-338, Hybrid Dessicant-HP System | Commercial | 0.11545 | 0.010983 | 0.70844
1251 | Commercial, Existing, Other, Base DX Packaged System, EER=11.2, 10 tons, ECM-338, Hybrid Dessicant-HP System | Commercial | 0.039591 | 0.017699 | 0.21278
1252 | Commercial, Existing, Office, Packaged HP System, EER=11.2, 10 tons, ECM-341, Packaged HP System, EER=11.7, 10 tons | Commercial | 0.20987 | 0 | 0.65344
1253 | Commercial, Existing, Restaurant, Packaged HP System, EER=11.2, 10 tons, ECM-341, Packaged HP System, EER=11.7, 10 tons | Commercial | 0.10271 | 0 | 0.36343
1254 | Commercial, Existing, Retail, Packaged HP System, EER=11.2, 10 tons, ECM-341, Packaged HP System, EER=11.7, 10 tons | Commercial | 0.041624 | 0 | 0.12182
1255 | Commercial, Existing, FoodStore, Packaged HP System, EER=11.2, 10 tons, ECM-341, Packaged HP System, EER=11.7, 10 tons | Commercial | 0.0014083 | 0 | 0.0055957
1256 | Commercial, Existing, School, Packaged HP System, EER=11.2, 10 tons, ECM-341, Packaged HP System, EER=11.7, 10 tons | Commercial | 0.012116 | 0 | 0.041995
1257 | Commercial, Existing, College, Packaged HP System, EER=11.2, 10 tons, ECM-341, Packaged HP System, EER=11.7, 10 tons | Commercial | 0.0020254 | 0 | 0.007211
1258 | Commercial, Existing, Hospital, Packaged HP System, EER=11.2, 10 tons, ECM-341, Packaged HP System, EER=11.7, 10 tons | Commercial | 0.0015661 | 0 | 0.0066454
1259 | Commercial, Existing, Other Health, Packaged HP System, EER=11.2, 10 tons, ECM-341, Packaged HP System, EER=11.7, 10 tons | Commercial | 0.013554 | 0 | 0.039945
1260 | Commercial, Existing, Warehouse, Packaged HP System, EER=11.2, 10 tons, ECM-341, Packaged HP System, EER=11.7, 10 tons | Commercial | 0.0032083 | 0 | 0.010778
1261 | Commercial, Existing, Hotel, Packaged HP System, EER=11.2, 10 tons, ECM-341, Packaged HP System, EER=11.7, 10 tons | Commercial | 0.0016986 | 0 | 0.0073332
1262 | Commercial, Existing, Other, Packaged HP System, EER=11.2, 10 tons, ECM-341, Packaged HP System, EER=11.7, 10 tons | Commercial | 0.0024777 | 0 | 0.0093679
1263 | Commercial, Existing, Office, Packaged HP System, EER=11.2, 10 tons, ECM-342, Geothermal Heat Pump, EER=13, 10 tons | Commercial | 0.24166 | 0 | 0.59898
1264 | Commercial, Existing, Restaurant, Packaged HP System, EER=11.2, 10 tons, ECM-342, Geothermal Heat Pump, EER=13, 10 tons | Commercial | 0.11826 | 0 | 0.33314
1265 | Commercial, Existing, Retail, Packaged HP System, EER=11.2, 10 tons, ECM-342, Geothermal Heat Pump, EER=13, 10 tons | Commercial | 0.047928 | 0 | 0.11166
1266 | Commercial, Existing, FoodStore, Packaged HP System, EER=11.2, 10 tons, ECM-342, Geothermal Heat Pump, EER=13, 10 tons | Commercial | 0.0016217 | 0 | 0.0051293
1267 | Commercial, Existing, School, Packaged HP System, EER=11.2, 10 tons, ECM-342, Geothermal Heat Pump, EER=13, 10 tons | Commercial | 0.013951 | 0 | 0.038496
1268 | Commercial, Existing, College, Packaged HP System, EER=11.2, 10 tons, ECM-342, Geothermal Heat Pump, EER=13, 10 tons | Commercial | 0.0023322 | 0 | 0.0066101
1269 | Commercial, Existing, Hospital, Packaged HP System, EER=11.2, 10 tons, ECM-342, Geothermal Heat Pump, EER=13, 10 tons | Commercial | 0.0018033 | 0 | 0.0060915
1270 | Commercial, Existing, Other Health, Packaged HP System, EER=11.2, 10 tons, ECM-342, Geothermal Heat Pump, EER=13, 10 tons | Commercial | 0.015606 | 0 | 0.036616
1271 | Commercial, Existing, Warehouse, Packaged HP System, EER=11.2, 10 tons, ECM-342, Geothermal Heat Pump, EER=13, 10 tons | Commercial | 0.0036943 | 0 | 0.0098798
1272 | Commercial, Existing, Hotel, Packaged HP System, EER=11.2, 10 tons, ECM-342, Geothermal Heat Pump, EER=13, 10 tons | Commercial | 0.0019559 | 0 | 0.0067219
1273 | Commercial, Existing, Other, Packaged HP System, EER=11.2, 10 tons, ECM-342, Geothermal Heat Pump, EER=13, 10 tons | Commercial | 0.0028531 | 0 | 0.0085872
1274 | Commercial, Existing, Office, Packaged HP System, EER=11.2, 10 tons, ECM-344, Aerosole Duct Sealing | Commercial | 0.26874 | 0.004514 | 1.1893
1275 | Commercial, Existing, Restaurant, Packaged HP System, EER=11.2, 10 tons, ECM-344, Aerosole Duct Sealing | Commercial | 0.13628 | 0.0016087 | 0.68543
1276 | Commercial, Existing, Retail, Packaged HP System, EER=11.2, 10 tons, ECM-344, Aerosole Duct Sealing | Commercial | 0.036227 | 0.00045426 | 0.1507
1277 | Commercial, Existing, FoodStore, Packaged HP System, EER=11.2, 10 tons, ECM-344, Aerosole Duct Sealing | Commercial | 0.0018253 | 4.022e-05 | 0.010309
1278 | Commercial, Existing, School, Packaged HP System, EER=11.2, 10 tons, ECM-344, Aerosole Duct Sealing | Commercial | 0.016558 | 0.00020102 | 0.08158
1279 | Commercial, Existing, College, Packaged HP System, EER=11.2, 10 tons, ECM-344, Aerosole Duct Sealing | Commercial | 0.0028215 | 8.117e-05 | 0.014278
1280 | Commercial, Existing, Hospital, Packaged HP System, EER=11.2, 10 tons, ECM-344, Aerosole Duct Sealing | Commercial | 0.0020624 | 5.904e-05 | 0.01244
1281 | Commercial, Existing, Other Health, Packaged HP System, EER=11.2, 10 tons, ECM-344, Aerosole Duct Sealing | Commercial | 0.017849 | 0.00051096 | 0.074772
1282 | Commercial, Existing, Warehouse, Packaged HP System, EER=11.2, 10 tons, ECM-344, Aerosole Duct Sealing | Commercial | 0.0038128 | 0.00043037 | 0.018207
1283 | Commercial, Existing, Hotel, Packaged HP System, EER=11.2, 10 tons, ECM-344, Aerosole Duct Sealing | Commercial | 0.0023577 | 5.608e-05 | 0.014468
1284 | Commercial, Existing, Other, Packaged HP System, EER=11.2, 10 tons, ECM-344, Aerosole Duct Sealing | Commercial | 0.0034331 | 0.00038367 | 0.01845
1285 | Commercial, Existing, Office, Packaged HP System, EER=11.2, 10 tons, ECM-345, Duct/Pipe Insulation | Commercial | 0.035254 | 0.00059216 | 0.15601
1286 | Commercial, Existing, Restaurant, Packaged HP System, EER=11.2, 10 tons, ECM-345, Duct/Pipe Insulation | Commercial | 0.017253 | 0.00020366 | 0.086774
1287 | Commercial, Existing, Retail, Packaged HP System, EER=11.2, 10 tons, ECM-345, Duct/Pipe Insulation | Commercial | 0.0046612 | 5.845e-05 | 0.01939
1288 | Commercial, Existing, FoodStore, Packaged HP System, EER=11.2, 10 tons, ECM-345, Duct/Pipe Insulation | Commercial | 0.00023657 | 5.21e-06 | 0.0013361
1289 | Commercial, Existing, School, Packaged HP System, EER=11.2, 10 tons, ECM-345, Duct/Pipe Insulation | Commercial | 0.0020352 | 2.471e-05 | 0.010027
1290 | Commercial, Existing, College, Packaged HP System, EER=11.2, 10 tons, ECM-345, Duct/Pipe Insulation | Commercial | 0.00034023 | 9.79e-06 | 0.0017217
1291 | Commercial, Existing, Hospital, Packaged HP System, EER=11.2, 10 tons, ECM-345, Duct/Pipe Insulation | Commercial | 0.00026307 | 7.53e-06 | 0.0015867
1292 | Commercial, Existing, Other Health, Packaged HP System, EER=11.2, 10 tons, ECM-345, Duct/Pipe Insulation | Commercial | 0.0022767 | 6.517e-05 | 0.0095372
1293 | Commercial, Existing, Warehouse, Packaged HP System, EER=11.2, 10 tons, ECM-345, Duct/Pipe Insulation | Commercial | 0.00048866 | 5.516e-05 | 0.0023334
1294 | Commercial, Existing, Hotel, Packaged HP System, EER=11.2, 10 tons, ECM-345, Duct/Pipe Insulation | Commercial | 0.00028533 | 6.79e-06 | 0.0017509
1295 | Commercial, Existing, Other, Packaged HP System, EER=11.2, 10 tons, ECM-345, Duct/Pipe Insulation | Commercial | 0.00041621 | 4.651e-05 | 0.0022368
1296 | Commercial, Existing, Office, Packaged HP System, EER=11.2, 10 tons, ECM-347, Window Film (Standard) | Commercial | 0.027635 | -0.00076614 | 0.11743
1297 | Commercial, Existing, Restaurant, Packaged HP System, EER=11.2, 10 tons, ECM-347, Window Film (Standard) | Commercial | 0.095889 | -0.0018682 | 0.46309
1298 | Commercial, Existing, Retail, Packaged HP System, EER=11.2, 10 tons, ECM-347, Window Film (Standard) | Commercial | 0.02521 | -0.00052174 | 0.1007
1299 | Commercial, Existing, FoodStore, Packaged HP System, EER=11.2, 10 tons, ECM-347, Window Film (Standard) | Commercial | 0.00069478 | -2.527e-05 | 0.0037677
1300 | Commercial, Existing, School, Packaged HP System, EER=11.2, 10 tons, ECM-347, Window Film (Standard) | Commercial | 0.010054 | -0.00020145 | 0.047562
1301 | Commercial, Existing, College, Packaged HP System, EER=11.2, 10 tons, ECM-347, Window Film (Standard) | Commercial | 0.0018836 | -8.944e-05 | 0.0091524
1302 | Commercial, Existing, Hospital, Packaged HP System, EER=11.2, 10 tons, ECM-347, Window Film (Standard) | Commercial | 0.00053856 | -2.545e-05 | 0.003119
1303 | Commercial, Existing, Other Health, Packaged HP System, EER=11.2, 10 tons, ECM-347, Window Film (Standard) | Commercial | 0.0046608 | -0.00022021 | 0.018747
1304 | Commercial, Existing, Warehouse, Packaged HP System, EER=11.2, 10 tons, ECM-347, Window Film (Standard) | Commercial | 0.00058016 | -0.00010808 | 0.0026599
1305 | Commercial, Existing, Hotel, Packaged HP System, EER=11.2, 10 tons, ECM-347, Window Film (Standard) | Commercial | 0.0011598 | -4.553e-05 | 0.0068337
1306 | Commercial, Existing, Other, Packaged HP System, EER=11.2, 10 tons, ECM-347, Window Film (Standard) | Commercial | 0.0020771 | -0.00038311 | 0.010718
1307 | Commercial, Existing, Office, Packaged HP System, EER=11.2, 10 tons, ECM-349, Ceiling Insulation | Commercial | 0.56078 | 0.012144 | 0.85334
1308 | Commercial, Existing, Restaurant, Packaged HP System, EER=11.2, 10 tons, ECM-349, Ceiling Insulation | Commercial | 0.28438 | 0.0043277 | 0.49178
1309 | Commercial, Existing, Retail, Packaged HP System, EER=11.2, 10 tons, ECM-349, Ceiling Insulation | Commercial | 0.11541 | 0.0018657 | 0.16507
1310 | Commercial, Existing, FoodStore, Packaged HP System, EER=11.2, 10 tons, ECM-349, Ceiling Insulation | Commercial | 0.0038089 | 0.00010819 | 0.007396
1311 | Commercial, Existing, School, Packaged HP System, EER=11.2, 10 tons, ECM-349, Ceiling Insulation | Commercial | 0.034553 | 0.00054078 | 0.058532
1312 | Commercial, Existing, College, Packaged HP System, EER=11.2, 10 tons, ECM-349, Ceiling Insulation | Commercial | 0.0058878 | 0.00021837 | 0.010244
1313 | Commercial, Existing, Hospital, Packaged HP System, EER=11.2, 10 tons, ECM-349, Ceiling Insulation | Commercial | 0.0043038 | 0.00015882 | 0.0089246
1314 | Commercial, Existing, Other Health, Packaged HP System, EER=11.2, 10 tons, ECM-349, Ceiling Insulation | Commercial | 0.037247 | 0.0013747 | 0.053652
1315 | Commercial, Existing, Warehouse, Packaged HP System, EER=11.2, 10 tons, ECM-349, Ceiling Insulation | Commercial | 0.0079564 | 0.0011579 | 0.013064
1316 | Commercial, Existing, Hotel, Packaged HP System, EER=11.2, 10 tons, ECM-349, Ceiling Insulation | Commercial | 0.0049199 | 0.00015085 | 0.01038
1317 | Commercial, Existing, Other, Packaged HP System, EER=11.2, 10 tons, ECM-349, Ceiling Insulation | Commercial | 0.007164 | 0.0010322 | 0.013238
1318 | Commercial, Existing, Office, Packaged HP System, EER=11.2, 10 tons, ECM-350, Roof Insulation | Commercial | 0.18284 | 0.0043863 | 0.30139
1319 | Commercial, Existing, Restaurant, Packaged HP System, EER=11.2, 10 tons, ECM-350, Roof Insulation | Commercial | 0.092719 | 0.0015631 | 0.17369
1320 | Commercial, Existing, Retail, Packaged HP System, EER=11.2, 10 tons, ECM-350, Roof Insulation | Commercial | 0.037627 | 0.00067386 | 0.058302
1321 | Commercial, Existing, FoodStore, Packaged HP System, EER=11.2, 10 tons, ECM-350, Roof Insulation | Commercial | 0.0012419 | 3.908e-05 | 0.0026122
1322 | Commercial, Existing, School, Packaged HP System, EER=11.2, 10 tons, ECM-350, Roof Insulation | Commercial | 0.011266 | 0.00019532 | 0.020673
1323 | Commercial, Existing, College, Packaged HP System, EER=11.2, 10 tons, ECM-350, Roof Insulation | Commercial | 0.0019197 | 7.887e-05 | 0.0036182
1324 | Commercial, Existing, Hospital, Packaged HP System, EER=11.2, 10 tons, ECM-350, Roof Insulation | Commercial | 0.0014032 | 5.736e-05 | 0.0031521
1325 | Commercial, Existing, Other Health, Packaged HP System, EER=11.2, 10 tons, ECM-350, Roof Insulation | Commercial | 0.012144 | 0.00049651 | 0.018949
1326 | Commercial, Existing, Warehouse, Packaged HP System, EER=11.2, 10 tons, ECM-350, Roof Insulation | Commercial | 0.0025941 | 0.00041821 | 0.004614
1327 | Commercial, Existing, Hotel, Packaged HP System, EER=11.2, 10 tons, ECM-350, Roof Insulation | Commercial | 0.0016041 | 5.448e-05 | 0.0036661
1328 | Commercial, Existing, Other, Packaged HP System, EER=11.2, 10 tons, ECM-350, Roof Insulation | Commercial | 0.0023358 | 0.0003728 | 0.0046756
1329 | Commercial, Existing, Office, Packaged HP System, EER=11.2, 10 tons, ECM-351, Cool Roof - DX | Commercial | 0.56667 | 0 | 1.4066
1330 | Commercial, Existing, Restaurant, Packaged HP System, EER=11.2, 10 tons, ECM-351, Cool Roof - DX | Commercial | 0.28769 | 0 | 0.81155
1331 | Commercial, Existing, Retail, Packaged HP System, EER=11.2, 10 tons, ECM-351, Cool Roof - DX | Commercial | 0.14237 | 0 | 0.33218
1332 | Commercial, Existing, FoodStore, Packaged HP System, EER=11.2, 10 tons, ECM-351, Cool Roof - DX | Commercial | 0.0036292 | 0 | 0.011496
1333 | Commercial, Existing, School, Packaged HP System, EER=11.2, 10 tons, ECM-351, Cool Roof - DX | Commercial | 0.051422 | 0 | 0.1421
1334 | Commercial, Existing, College, Packaged HP System, EER=11.2, 10 tons, ECM-351, Cool Roof - DX | Commercial | 0.0099464 | 0 | 0.028231
1335 | Commercial, Existing, Hospital, Packaged HP System, EER=11.2, 10 tons, ECM-351, Cool Roof - DX | Commercial | 0.0054744 | 0 | 0.018519
1336 | Commercial, Existing, Other Health, Packaged HP System, EER=11.2, 10 tons, ECM-351, Cool Roof - DX | Commercial | 0.047377 | 0 | 0.11132
1337 | Commercial, Existing, Warehouse, Packaged HP System, EER=11.2, 10 tons, ECM-351, Cool Roof - DX | Commercial | 0.0088881 | 0 | 0.023804
1338 | Commercial, Existing, Hotel, Packaged HP System, EER=11.2, 10 tons, ECM-351, Cool Roof - DX | Commercial | 0.0087908 | 0 | 0.030255
1339 | Commercial, Existing, Other, Packaged HP System, EER=11.2, 10 tons, ECM-351, Cool Roof - DX | Commercial | 0.011971 | 0 | 0.036083
1340 | Commercial, Existing, Office, Base PTAC, 1 ton, ECM-361, HE PTAC, EER=9.6, 1 ton | Commercial | 0.30846 | 0 | 1.8718
1341 | Commercial, Existing, Restaurant, Base PTAC, 1 ton, ECM-361, HE PTAC, EER=9.6, 1 ton | Commercial | 0.51669 | 0 | 3.5633
1342 | Commercial, Existing, Retail, Base PTAC, 1 ton, ECM-361, HE PTAC, EER=9.6, 1 ton | Commercial | 0.48127 | 0 | 2.745
1343 | Commercial, Existing, FoodStore, Base PTAC, 1 ton, ECM-361, HE PTAC, EER=9.6, 1 ton | Commercial | 0 | 0 | 0
1344 | Commercial, Existing, School, Base PTAC, 1 ton, ECM-361, HE PTAC, EER=9.6, 1 ton | Commercial | 0.048908 | 0 | 0.33039
1345 | Commercial, Existing, College, Base PTAC, 1 ton, ECM-361, HE PTAC, EER=9.6, 1 ton | Commercial | 0.028306 | 0 | 0.19641
1346 | Commercial, Existing, Hospital, Base PTAC, 1 ton, ECM-361, HE PTAC, EER=9.6, 1 ton | Commercial | 0.014527 | 0 | 0.12014
1347 | Commercial, Existing, Other Health, Base PTAC, 1 ton, ECM-361, HE PTAC, EER=9.6, 1 ton | Commercial | 0.23462 | 0 | 1.3476
1348 | Commercial, Existing, Warehouse, Base PTAC, 1 ton, ECM-361, HE PTAC, EER=9.6, 1 ton | Commercial | 0 | 0 | 0
1349 | Commercial, Existing, Hotel, Base PTAC, 1 ton, ECM-361, HE PTAC, EER=9.6, 1 ton | Commercial | 0.08203 | 0 | 0.69022
1350 | Commercial, Existing, Other, Base PTAC, 1 ton, ECM-361, HE PTAC, EER=9.6, 1 ton | Commercial | 0 | 0 | 0
1351 | Commercial, Existing, Office, Base PTAC, 1 ton, ECM-362, Occupancy Sensor | Commercial | 0.1388 | 0.0093241 | 2.4566
1352 | Commercial, Existing, Restaurant, Base PTAC, 1 ton, ECM-362, Occupancy Sensor | Commercial | 0.23249 | 0.010976 | 4.6766
1353 | Commercial, Existing, Retail, Base PTAC, 1 ton, ECM-362, Occupancy Sensor | Commercial | 0.21656 | 0.01086 | 3.6027
1354 | Commercial, Existing, FoodStore, Base PTAC, 1 ton, ECM-362, Occupancy Sensor | Commercial | 0 | 0 | 0
1355 | Commercial, Existing, School, Base PTAC, 1 ton, ECM-362, Occupancy Sensor | Commercial | 0.022007 | 0.0010685 | 0.43363
1356 | Commercial, Existing, College, Base PTAC, 1 ton, ECM-362, Occupancy Sensor | Commercial | 0.012737 | 0.0014655 | 0.25778
1357 | Commercial, Existing, Hospital, Base PTAC, 1 ton, ECM-362, Occupancy Sensor | Commercial | 0.0065368 | 0.0007484 | 0.15769
1358 | Commercial, Existing, Other Health, Base PTAC, 1 ton, ECM-362, Occupancy Sensor | Commercial | 0.10557 | 0.012086 | 1.7687
1359 | Commercial, Existing, Warehouse, Base PTAC, 1 ton, ECM-362, Occupancy Sensor | Commercial | 0 | 0 | 0
1360 | Commercial, Existing, Hotel, Base PTAC, 1 ton, ECM-362, Occupancy Sensor | Commercial | 0.036911 | 0.0035112 | 0.9059
1361 | Commercial, Existing, Other, Base PTAC, 1 ton, ECM-362, Occupancy Sensor | Commercial | 0 | 0 | 0
1362 | Commercial, Existing, Office, Base Fan Motor, 15hp, 1800rpm, 91.0%, ECM-401, High Efficiency Fan Motor, 15hp, 1800rpm, 92.4% | Commercial | 0.0641 | 0.058774 | 0.4618
1363 | Commercial, Existing, Restaurant, Base Fan Motor, 15hp, 1800rpm, 91.0%, ECM-401, High Efficiency Fan Motor, 15hp, 1800rpm, 92.4% | Commercial | 0.045242 | 0.026284 | 0.34246
1364 | Commercial, Existing, Retail, Base Fan Motor, 15hp, 1800rpm, 91.0%, ECM-401, High Efficiency Fan Motor, 15hp, 1800rpm, 92.4% | Commercial | 0.057494 | 0.046165 | 0.41535
1365 | Commercial, Existing, FoodStore, Base Fan Motor, 15hp, 1800rpm, 91.0%, ECM-401, High Efficiency Fan Motor, 15hp, 1800rpm, 92.4% | Commercial | 0.0012016 | 0.0011815 | 0.010889
1366 | Commercial, Existing, School, Base Fan Motor, 15hp, 1800rpm, 91.0%, ECM-401, High Efficiency Fan Motor, 15hp, 1800rpm, 92.4% | Commercial | 0.0048812 | 0.0064804 | 0.042427
1367 | Commercial, Existing, College, Base Fan Motor, 15hp, 1800rpm, 91.0%, ECM-401, High Efficiency Fan Motor, 15hp, 1800rpm, 92.4% | Commercial | 0.0047267 | 0.0040965 | 0.040003
1368 | Commercial, Existing, Hospital, Base Fan Motor, 15hp, 1800rpm, 91.0%, ECM-401, High Efficiency Fan Motor, 15hp, 1800rpm, 92.4% | Commercial | 0.01484 | 0.014922 | 0.12836
1369 | Commercial, Existing, Other Health, Base Fan Motor, 15hp, 1800rpm, 91.0%, ECM-401, High Efficiency Fan Motor, 15hp, 1800rpm, 92.4% | Commercial | 0.037374 | 0.037581 | 0.083055
1370 | Commercial, Existing, Warehouse, Base Fan Motor, 15hp, 1800rpm, 91.0%, ECM-401, High Efficiency Fan Motor, 15hp, 1800rpm, 92.4% | Commercial | 0.01255 | 0.08904 | 0.11609
1371 | Commercial, Existing, Hotel, Base Fan Motor, 15hp, 1800rpm, 91.0%, ECM-401, High Efficiency Fan Motor, 15hp, 1800rpm, 92.4% | Commercial | 0.011685 | 0.018316 | 0.11742
1372 | Commercial, Existing, Other, Base Fan Motor, 15hp, 1800rpm, 91.0%, ECM-401, High Efficiency Fan Motor, 15hp, 1800rpm, 92.4% | Commercial | 0.021287 | 0.082301 | 0.18189
1373 | Commercial, Existing, Office, Base Fan Motor, 15hp, 1800rpm, 91.0%, ECM-402, Variable Speed Drive Control | Commercial | 0.1909 | 0.175 | 5.5001
1374 | Commercial, Existing, Restaurant, Base Fan Motor, 15hp, 1800rpm, 91.0%, ECM-402, Variable Speed Drive Control | Commercial | 3.4e-07 | 2e-07 | 1.022e-05
1375 | Commercial, Existing, Retail, Base Fan Motor, 15hp, 1800rpm, 91.0%, ECM-402, Variable Speed Drive Control | Commercial | 0.070241 | 0.056389 | 2.0294
1376 | Commercial, Existing, FoodStore, Base Fan Motor, 15hp, 1800rpm, 91.0%, ECM-402, Variable Speed Drive Control | Commercial | 1e-08 | 1e-08 | 3.1e-07
1377 | Commercial, Existing, School, Base Fan Motor, 15hp, 1800rpm, 91.0%, ECM-402, Variable Speed Drive Control | Commercial | 0.016153 | 0.021441 | 0.5615
1378 | Commercial, Existing, College, Base Fan Motor, 15hp, 1800rpm, 91.0%, ECM-402, Variable Speed Drive Control | Commercial | 0.022427 | 0.019434 | 0.7591
1379 | Commercial, Existing, Hospital, Base Fan Motor, 15hp, 1800rpm, 91.0%, ECM-402, Variable Speed Drive Control | Commercial | 0.096675 | 0.097193 | 3.3441
1380 | Commercial, Existing, Other Health, Base Fan Motor, 15hp, 1800rpm, 91.0%, ECM-402, Variable Speed Drive Control | Commercial | 0.24342 | 0.2446 | 2.1623
1381 | Commercial, Existing, Warehouse, Base Fan Motor, 15hp, 1800rpm, 91.0%, ECM-402, Variable Speed Drive Control | Commercial | 0.086742 | 0.61501 | 3.2074
1382 | Commercial, Existing, Hotel, Base Fan Motor, 15hp, 1800rpm, 91.0%, ECM-402, Variable Speed Drive Control | Commercial | 0.0048658 | 0.0076259 | 0.19555
1383 | Commercial, Existing, Other, Base Fan Motor, 15hp, 1800rpm, 91.0%, ECM-402, Variable Speed Drive Control | Commercial | 0.051632 | 0.19953 | 1.7639
1384 | Commercial, Existing, Office, Base Fan Motor, 15hp, 1800rpm, 91.0%, ECM-403, Air Handler Optimization | Commercial | 0.097129 | 0.089042 | 2.7985
1385 | Commercial, Existing, Restaurant, Base Fan Motor, 15hp, 1800rpm, 91.0%, ECM-403, Air Handler Optimization | Commercial | 0.083504 | 0.048505 | 2.528
1386 | Commercial, Existing, Retail, Base Fan Motor, 15hp, 1800rpm, 91.0%, ECM-403, Air Handler Optimization | Commercial | 0.095062 | 0.076315 | 2.7465
1387 | Commercial, Existing, FoodStore, Base Fan Motor, 15hp, 1800rpm, 91.0%, ECM-403, Air Handler Optimization | Commercial | 0.0021289 | 0.0020928 | 0.077151
1388 | Commercial, Existing, School, Base Fan Motor, 15hp, 1800rpm, 91.0%, ECM-403, Air Handler Optimization | Commercial | 0.0098037 | 0.013013 | 0.34079
1389 | Commercial, Existing, College, Base Fan Motor, 15hp, 1800rpm, 91.0%, ECM-403, Air Handler Optimization | Commercial | 0.0088346 | 0.0076554 | 0.29903
1390 | Commercial, Existing, Hospital, Base Fan Motor, 15hp, 1800rpm, 91.0%, ECM-403, Air Handler Optimization | Commercial | 0.033211 | 0.033389 | 1.1488
1391 | Commercial, Existing, Other Health, Base Fan Motor, 15hp, 1800rpm, 91.0%, ECM-403, Air Handler Optimization | Commercial | 0.083618 | 0.084024 | 0.74279
1392 | Commercial, Existing, Warehouse, Base Fan Motor, 15hp, 1800rpm, 91.0%, ECM-403, Air Handler Optimization | Commercial | 0.019016 | 0.13483 | 0.70316
1393 | Commercial, Existing, Hotel, Base Fan Motor, 15hp, 1800rpm, 91.0%, ECM-403, Air Handler Optimization | Commercial | 0.018744 | 0.029376 | 0.7533
1394 | Commercial, Existing, Other, Base Fan Motor, 15hp, 1800rpm, 91.0%, ECM-403, Air Handler Optimization | Commercial | 0.032256 | 0.12465 | 1.102
1395 | Commercial, Existing, Office, Base Fan Motor, 15hp, 1800rpm, 91.0%, ECM-404, Electronically Commutated Motors (ECM) on an Air Handler Unit | Commercial | 0.82054 | 0 | 6.0926
1396 | Commercial, Existing, Restaurant, Base Fan Motor, 15hp, 1800rpm, 91.0%, ECM-404, Electronically Commutated Motors (ECM) on an Air Handler Unit | Commercial | 0.51065 | 0 | 3.9841
1397 | Commercial, Existing, Retail, Base Fan Motor, 15hp, 1800rpm, 91.0%, ECM-404, Electronically Commutated Motors (ECM) on an Air Handler Unit | Commercial | 0.7213 | 0 | 5.3706
1398 | Commercial, Existing, FoodStore, Base Fan Motor, 15hp, 1800rpm, 91.0%, ECM-404, Electronically Commutated Motors (ECM) on an Air Handler Unit | Commercial | 0.013019 | 0 | 0.12159
1399 | Commercial, Existing, School, Base Fan Motor, 15hp, 1800rpm, 91.0%, ECM-404, Electronically Commutated Motors (ECM) on an Air Handler Unit | Commercial | 0.059953 | 0 | 0.53707
1400 | Commercial, Existing, College, Base Fan Motor, 15hp, 1800rpm, 91.0%, ECM-404, Electronically Commutated Motors (ECM) on an Air Handler Unit | Commercial | 0.067034 | 0 | 0.58473
1401 | Commercial, Existing, Hospital, Base Fan Motor, 15hp, 1800rpm, 91.0%, ECM-404, Electronically Commutated Motors (ECM) on an Air Handler Unit | Commercial | 0.2031 | 0 | 1.8105
1402 | Commercial, Existing, Other Health, Base Fan Motor, 15hp, 1800rpm, 91.0%, ECM-404, Electronically Commutated Motors (ECM) on an Air Handler Unit | Commercial | 0.51138 | 0 | 1.1709
1403 | Commercial, Existing, Warehouse, Base Fan Motor, 15hp, 1800rpm, 91.0%, ECM-404, Electronically Commutated Motors (ECM) on an Air Handler Unit | Commercial | 0.18222 | 0 | 1.7361
1404 | Commercial, Existing, Hotel, Base Fan Motor, 15hp, 1800rpm, 91.0%, ECM-404, Electronically Commutated Motors (ECM) on an Air Handler Unit | Commercial | 0.14222 | 0 | 1.473
1405 | Commercial, Existing, Other, Base Fan Motor, 15hp, 1800rpm, 91.0%, ECM-404, Electronically Commutated Motors (ECM) on an Air Handler Unit | Commercial | 0.26733 | 0 | 2.3534
1406 | Commercial, Existing, Office, Base Fan Motor, 15hp, 1800rpm, 91.0%, ECM-405, Demand Control Ventilation (DCV) | Commercial | 2.0913 | 4.5226 | 3.7945
1407 | Commercial, Existing, Restaurant, Base Fan Motor, 15hp, 1800rpm, 91.0%, ECM-405, Demand Control Ventilation (DCV) | Commercial | 1.5377 | 2.1061 | 2.9302
1408 | Commercial, Existing, Retail, Base Fan Motor, 15hp, 1800rpm, 91.0%, ECM-405, Demand Control Ventilation (DCV) | Commercial | 1.9542 | 3.7004 | 3.555
1409 | Commercial, Existing, FoodStore, Base Fan Motor, 15hp, 1800rpm, 91.0%, ECM-405, Demand Control Ventilation (DCV) | Commercial | 0.039204 | 0.090891 | 0.089447
1410 | Commercial, Existing, School, Base Fan Motor, 15hp, 1800rpm, 91.0%, ECM-405, Demand Control Ventilation (DCV) | Commercial | 0.15925 | 0.49874 | 0.34866
1411 | Commercial, Existing, College, Base Fan Motor, 15hp, 1800rpm, 91.0%, ECM-405, Demand Control Ventilation (DCV) | Commercial | 0.16066 | 0.32831 | 0.34234
1412 | Commercial, Existing, Hospital, Base Fan Motor, 15hp, 1800rpm, 91.0%, ECM-405, Demand Control Ventilation (DCV) | Commercial | 0.48418 | 1.1481 | 1.0545
1413 | Commercial, Existing, Other Health, Base Fan Motor, 15hp, 1800rpm, 91.0%, ECM-405, Demand Control Ventilation (DCV) | Commercial | 1.2194 | 2.9024 | 0.68493
1414 | Commercial, Existing, Warehouse, Base Fan Motor, 15hp, 1800rpm, 91.0%, ECM-405, Demand Control Ventilation (DCV) | Commercial | 0.40948 | 6.888 | 0.95895
1415 | Commercial, Existing, Hotel, Base Fan Motor, 15hp, 1800rpm, 91.0%, ECM-405, Demand Control Ventilation (DCV) | Commercial | 0.39716 | 1.4685 | 1.0053
1416 | Commercial, Existing, Other, Base Fan Motor, 15hp, 1800rpm, 91.0%, ECM-405, Demand Control Ventilation (DCV) | Commercial | 0.69454 | 6.35 | 1.4985
1417 | Commercial, Existing, Office, Base Fan Motor, 15hp, 1800rpm, 91.0%, ECM-406, Energy Recovery Ventilation (ERV) | Commercial | 1.3553 | 1.5378 | 1.8069
1418 | Commercial, Existing, Restaurant, Base Fan Motor, 15hp, 1800rpm, 91.0%, ECM-406, Energy Recovery Ventilation (ERV) | Commercial | 1.0119 | 0.72722 | 1.417
1419 | Commercial, Existing, Retail, Base Fan Motor, 15hp, 1800rpm, 91.0%, ECM-406, Energy Recovery Ventilation (ERV) | Commercial | 1.2859 | 1.2776 | 1.719
1420 | Commercial, Existing, FoodStore, Base Fan Motor, 15hp, 1800rpm, 91.0%, ECM-406, Energy Recovery Ventilation (ERV) | Commercial | 0.025406 | 0.030904 | 0.042595
1421 | Commercial, Existing, School, Base Fan Motor, 15hp, 1800rpm, 91.0%, ECM-406, Energy Recovery Ventilation (ERV) | Commercial | 0.1032 | 0.16956 | 0.16601
1422 | Commercial, Existing, College, Base Fan Motor, 15hp, 1800rpm, 91.0%, ECM-406, Energy Recovery Ventilation (ERV) | Commercial | 0.10572 | 0.11335 | 0.16554
1423 | Commercial, Existing, Hospital, Base Fan Motor, 15hp, 1800rpm, 91.0%, ECM-406, Energy Recovery Ventilation (ERV) | Commercial | 0.31377 | 0.39036 | 0.50215
1424 | Commercial, Existing, Other Health, Base Fan Motor, 15hp, 1800rpm, 91.0%, ECM-406, Energy Recovery Ventilation (ERV) | Commercial | 0.79025 | 0.98648 | 0.32604
1425 | Commercial, Existing, Warehouse, Base Fan Motor, 15hp, 1800rpm, 91.0%, ECM-406, Energy Recovery Ventilation (ERV) | Commercial | 0.26536 | 2.3379 | 0.45586
1426 | Commercial, Existing, Hotel, Base Fan Motor, 15hp, 1800rpm, 91.0%, ECM-406, Energy Recovery Ventilation (ERV) | Commercial | 0.26134 | 0.50694 | 0.48601
1427 | Commercial, Existing, Other, Base Fan Motor, 15hp, 1800rpm, 91.0%, ECM-406, Energy Recovery Ventilation (ERV) | Commercial | 0.4501 | 2.1571 | 0.71295
1428 | Commercial, Existing, Office, Base Fan Motor, 15hp, 1800rpm, 91.0%, ECM-407, Separate Makeup Air / Exhaust Hoods AC | Commercial | 0 | 0 | 0
1429 | Commercial, Existing, Restaurant, Base Fan Motor, 15hp, 1800rpm, 91.0%, ECM-407, Separate Makeup Air / Exhaust Hoods AC | Commercial | 1.9298 | 0.28028 | 14.6072
1430 | Commercial, Existing, Retail, Base Fan Motor, 15hp, 1800rpm, 91.0%, ECM-407, Separate Makeup Air / Exhaust Hoods AC | Commercial | 0 | 0 | 0
1431 | Commercial, Existing, FoodStore, Base Fan Motor, 15hp, 1800rpm, 91.0%, ECM-407, Separate Makeup Air / Exhaust Hoods AC | Commercial | 0.0037847 | 0.00093021 | 0.034292
1432 | Commercial, Existing, School, Base Fan Motor, 15hp, 1800rpm, 91.0%, ECM-407, Separate Makeup Air / Exhaust Hoods AC | Commercial | 0 | 0 | 0
1433 | Commercial, Existing, College, Base Fan Motor, 15hp, 1800rpm, 91.0%, ECM-407, Separate Makeup Air / Exhaust Hoods AC | Commercial | 0 | 0 | 0
1434 | Commercial, Existing, Hospital, Base Fan Motor, 15hp, 1800rpm, 91.0%, ECM-407, Separate Makeup Air / Exhaust Hoods AC | Commercial | 0 | 0 | 0
1435 | Commercial, Existing, Other Health, Base Fan Motor, 15hp, 1800rpm, 91.0%, ECM-407, Separate Makeup Air / Exhaust Hoods AC | Commercial | 0 | 0 | 0
1436 | Commercial, Existing, Warehouse, Base Fan Motor, 15hp, 1800rpm, 91.0%, ECM-407, Separate Makeup Air / Exhaust Hoods AC | Commercial | 0 | 0 | 0
1437 | Commercial, Existing, Hotel, Base Fan Motor, 15hp, 1800rpm, 91.0%, ECM-407, Separate Makeup Air / Exhaust Hoods AC | Commercial | 0 | 0 | 0
1438 | Commercial, Existing, Other, Base Fan Motor, 15hp, 1800rpm, 91.0%, ECM-407, Separate Makeup Air / Exhaust Hoods AC | Commercial | 0 | 0 | 0
1439 | Commercial, Existing, FoodStore, Base Refrigeration System, ECM-501, High-efficiency fan motors | Commercial | 0.13396 | 0.10999 | 1.0806
1440 | Commercial, New, FoodStore, Base Refrigeration System, ECM-501, Refrigeration 10% More Efficient Design | Commercial | 0.0026317 | 0.00054014 | 0.021227
1441 | Commercial, Existing, FoodStore, Base Refrigeration System, ECM-502, Strip curtains for walk-ins | Commercial | 0.036864 | 0.030266 | 0.29736
1442 | Commercial, New, FoodStore, Base Refrigeration System, ECM-502, Refrigeration 20% More Efficient Design | Commercial | 0.0037133 | 0.00076212 | 0.029951
1443 | Commercial, Existing, FoodStore, Base Refrigeration System, ECM-503, Night covers for display cases | Commercial | 0 | 0.028486 | 0.27988
1444 | Commercial, Existing, FoodStore, Base Refrigeration System, ECM-504, Evaporator fan controller for MT walk-ins | Commercial | 0.0039451 | 0.003239 | 0.031823
1445 | Commercial, Existing, FoodStore, Base Refrigeration System, ECM-505, Efficient compressor motor | Commercial | 0.069488 | 0.057051 | 0.56053
1446 | Commercial, Existing, FoodStore, Base Refrigeration System, ECM-506, Compressor VSD retrofit | Commercial | 0.013014 | 0.010684 | 0.20994
1447 | Commercial, Existing, FoodStore, Base Refrigeration System, ECM-507, Floating head pressure controls | Commercial | 0.027012 | 0.022178 | 0.2179
1448 | Commercial, Existing, FoodStore, Base Refrigeration System, ECM-508, Refrigeration Commissioning | Commercial | 0.025501 | 0.020937 | 0.20571
1449 | Commercial, Existing, FoodStore, Base Refrigeration System, ECM-509, Demand Hot Gas Defrost | Commercial | 0.010366 | 0.008511 | 0.083621
1450 | Commercial, Existing, FoodStore, Base Refrigeration System, ECM-510, Demand Defrost Electric | Commercial | 0.12003 | 0.098552 | 0.96827
1451 | Commercial, Existing, FoodStore, Base Refrigeration System, ECM-511, Anti-sweat (humidistat) controls | Commercial | 0.025483 | 0.041841 | 0.41109
1452 | Commercial, Existing, FoodStore, Base Refrigeration System, ECM-513, High R-Value Glass Doors | Commercial | 0.015658 | 0.012856 | 0.12631
1453 | Commercial, Existing, FoodStore, Base Refrigeration System, ECM-514, Multiplex Compressor System | Commercial | 0.0744 | 0.061085 | 0.60016
1454 | Commercial, Existing, FoodStore, Base Refrigeration System, ECM-515, Oversized Air Cooled Condenser | Commercial | 0.051462 | 0.042252 | 0.41512
1455 | Commercial, Existing, FoodStore, Base Refrigeration System, ECM-516, Freezer-Cooler Replacement Gaskets | Commercial | 0.050335 | 0.041326 | 0.40603
1456 | Commercial, Existing, FoodStore, Base Refrigeration System, ECM-517, LED Display Lighting | Commercial | 0.0070413 | 0.0057811 | 0.056799
1457 | Commercial, Existing, Office, Base Ice Maker, ECM-551, Efficient Ice Maker | Commercial | 0.0055147 | 0.0045277 | 0.044485
1458 | Commercial, Existing, Restaurant, Base Ice Maker, ECM-551, Efficient Ice Maker | Commercial | 0.19221 | 0.15781 | 1.5505
1459 | Commercial, Existing, Retail, Base Ice Maker, ECM-551, Efficient Ice Maker | Commercial | 0.0077795 | 0.0063872 | 0.062754
1460 | Commercial, Existing, FoodStore, Base Ice Maker, ECM-551, Efficient Ice Maker | Commercial | 0.0038072 | 0.0031258 | 0.030711
1461 | Commercial, Existing, School, Base Ice Maker, ECM-551, Efficient Ice Maker | Commercial | 0.0013954 | 0.0011457 | 0.011256
1462 | Commercial, Existing, College, Base Ice Maker, ECM-551, Efficient Ice Maker | Commercial | 0.00051886 | 0.000426 | 0.0041854
1463 | Commercial, Existing, Hospital, Base Ice Maker, ECM-551, Efficient Ice Maker | Commercial | 0.0024449 | 0.0020073 | 0.019722
1464 | Commercial, Existing, Other Health, Base Ice Maker, ECM-551, Efficient Ice Maker | Commercial | 0.006976 | 0.0057275 | 0.056272
1465 | Commercial, Existing, Warehouse, Base Ice Maker, ECM-551, Efficient Ice Maker | Commercial | 0.0031285 | 0.0025686 | 0.025236
1466 | Commercial, Existing, Hotel, Base Ice Maker, ECM-551, Efficient Ice Maker | Commercial | 0.0064778 | 0.0053184 | 0.052254
1467 | Commercial, Existing, Other, Base Ice Maker, ECM-551, Efficient Ice Maker | Commercial | 0.011993 | 0.0098467 | 0.096743
1468 | Commercial, Existing, Office, Base Water Heater, ECM-601, High Efficiency Water Heater (electric) | Commercial | 0.0084605 | 0.0064196 | 0.054652
1469 | Commercial, Existing, Restaurant, Base Water Heater, ECM-601, High Efficiency Water Heater (electric) | Commercial | 0.018916 | 0.0067628 | 0.11705
1470 | Commercial, Existing, Retail, Base Water Heater, ECM-601, High Efficiency Water Heater (electric) | Commercial | 0.0036513 | 0.0015177 | 0.021775
1471 | Commercial, Existing, FoodStore, Base Water Heater, ECM-601, High Efficiency Water Heater (electric) | Commercial | 7.369e-05 | 3.695e-05 | 0.00053833
1472 | Commercial, Existing, School, Base Water Heater, ECM-601, High Efficiency Water Heater (electric) | Commercial | 0.00027869 | 0.00032768 | 0.0025852
1473 | Commercial, Existing, College, Base Water Heater, ECM-601, High Efficiency Water Heater (electric) | Commercial | 0.0014403 | 0.0016035 | 0.011943
1474 | Commercial, Existing, Hospital, Base Water Heater, ECM-601, High Efficiency Water Heater (electric) | Commercial | 0.00072061 | 0.00062563 | 0.005206
1475 | Commercial, Existing, Other Health, Base Water Heater, ECM-601, High Efficiency Water Heater (electric) | Commercial | 0.0010223 | 0.00088754 | 0.052282
1476 | Commercial, Existing, Warehouse, Base Water Heater, ECM-601, High Efficiency Water Heater (electric) | Commercial | 0.0010364 | 0.00069646 | 0.0062345
1477 | Commercial, Existing, Hotel, Base Water Heater, ECM-601, High Efficiency Water Heater (electric) | Commercial | 0.0059365 | 0.0044091 | 0.042485
1478 | Commercial, Existing, Other, Base Water Heater, ECM-601, High Efficiency Water Heater (electric) | Commercial | 0.005224 | 0.00036437 | 0.033956
1479 | Commercial, Existing, Office, Base Water Heater, ECM-603, Heat Pump Water Heater (air source) | Commercial | 0.29018 | 0.22018 | 1.8744
1480 | Commercial, Existing, Restaurant, Base Water Heater, ECM-603, Heat Pump Water Heater (air source) | Commercial | 0.64877 | 0.23195 | 4.0146
1481 | Commercial, Existing, Retail, Base Water Heater, ECM-603, Heat Pump Water Heater (air source) | Commercial | 0.12523 | 0.052052 | 0.74684
1482 | Commercial, Existing, FoodStore, Base Water Heater, ECM-603, Heat Pump Water Heater (air source) | Commercial | 0.0025275 | 0.0012671 | 0.018463
1483 | Commercial, Existing, School, Base Water Heater, ECM-603, Heat Pump Water Heater (air source) | Commercial | 0.060379 | 0.070994 | 0.56009
1484 | Commercial, Existing, College, Base Water Heater, ECM-603, Heat Pump Water Heater (air source) | Commercial | 0.049399 | 0.054995 | 0.40963
1485 | Commercial, Existing, Hospital, Base Water Heater, ECM-603, Heat Pump Water Heater (air source) | Commercial | 0.024715 | 0.021458 | 0.17855
1486 | Commercial, Existing, Other Health, Base Water Heater, ECM-603, Heat Pump Water Heater (air source) | Commercial | 0.035061 | 0.03044 | 1.7931
1487 | Commercial, Existing, Warehouse, Base Water Heater, ECM-603, Heat Pump Water Heater (air source) | Commercial | 0.035545 | 0.023887 | 0.21383
1488 | Commercial, Existing, Hotel, Base Water Heater, ECM-603, Heat Pump Water Heater (air source) | Commercial | 0.20361 | 0.15122 | 1.4571
1489 | Commercial, Existing, Other, Base Water Heater, ECM-603, Heat Pump Water Heater (air source) | Commercial | 0.17917 | 0.012497 | 1.1646
1490 | Commercial, Existing, Office, Base Water Heater, ECM-604, Solar Water Heater | Commercial | 0.0022422 | 0.0017013 | 0.014484
1491 | Commercial, Existing, Restaurant, Base Water Heater, ECM-604, Solar Water Heater | Commercial | 0.0088973 | 0.0031809 | 0.055056
1492 | Commercial, Existing, Retail, Base Water Heater, ECM-604, Solar Water Heater | Commercial | 0.0017174 | 0.00071385 | 0.010242
1493 | Commercial, Existing, FoodStore, Base Water Heater, ECM-604, Solar Water Heater | Commercial | 3.466e-05 | 1.738e-05 | 0.00025321
1494 | Commercial, Existing, School, Base Water Heater, ECM-604, Solar Water Heater | Commercial | 0.00039124 | 0.00046003 | 0.0036293
1495 | Commercial, Existing, College, Base Water Heater, ECM-604, Solar Water Heater | Commercial | 0.00067747 | 0.00075421 | 0.0056177
1496 | Commercial, Existing, Hospital, Base Water Heater, ECM-604, Solar Water Heater | Commercial | 0.00033895 | 0.00029427 | 0.0024487
1497 | Commercial, Existing, Other Health, Base Water Heater, ECM-604, Solar Water Heater | Commercial | 0.00048084 | 0.00041746 | 0.024591
1498 | Commercial, Existing, Warehouse, Base Water Heater, ECM-604, Solar Water Heater | Commercial | 0.00032194 | 0.00021635 | 0.0019367
1499 | Commercial, Existing, Hotel, Base Water Heater, ECM-604, Solar Water Heater | Commercial | 0.002722 | 0.0020217 | 0.01948
1500 | Commercial, Existing, Other, Base Water Heater, ECM-604, Solar Water Heater | Commercial | 0.0013845 | 9.656e-05 | 0.0089989
1501 | Commercial, Existing, Office, Base Water Heater, ECM-606, Demand controlled circulating systems | Commercial | 0.0029644 | 0.0022493 | 0.019149
1502 | Commercial, Existing, Restaurant, Base Water Heater, ECM-606, Demand controlled circulating systems | Commercial | 0.011763 | 0.0042055 | 0.07279
1503 | Commercial, Existing, Retail, Base Water Heater, ECM-606, Demand controlled circulating systems | Commercial | 0.0012794 | 0.00053176 | 0.0076296
1504 | Commercial, Existing, FoodStore, Base Water Heater, ECM-606, Demand controlled circulating systems | Commercial | 4.635e-05 | 2.324e-05 | 0.0003386
1505 | Commercial, Existing, School, Base Water Heater, ECM-606, Demand controlled circulating systems | Commercial | 0.00052318 | 0.00061516 | 0.0048531
1506 | Commercial, Existing, College, Base Water Heater, ECM-606, Demand controlled circulating systems | Commercial | 0.002934 | 0.0032663 | 0.024329
1507 | Commercial, Existing, Hospital, Base Water Heater, ECM-606, Demand controlled circulating systems | Commercial | 0.0014679 | 0.0012744 | 0.010605
1508 | Commercial, Existing, Other Health, Base Water Heater, ECM-606, Demand controlled circulating systems | Commercial | 0.0020824 | 0.001808 | 0.1065
1509 | Commercial, Existing, Warehouse, Base Water Heater, ECM-606, Demand controlled circulating systems | Commercial | 0.00042563 | 0.00028603 | 0.0025604
1510 | Commercial, Existing, Hotel, Base Water Heater, ECM-606, Demand controlled circulating systems | Commercial | 0.0038745 | 0.0028777 | 0.027728
1511 | Commercial, Existing, Other, Base Water Heater, ECM-606, Demand controlled circulating systems | Commercial | 0.0018304 | 0.00012767 | 0.011897
1512 | Commercial, Existing, Office, Base Water Heater, ECM-608, Heat Recovery Unit | Commercial | 0.095745 | 0.072648 | 0.61847
1513 | Commercial, Existing, Restaurant, Base Water Heater, ECM-608, Heat Recovery Unit | Commercial | 1.3522 | 0.48344 | 8.3675
1514 | Commercial, Existing, Retail, Base Water Heater, ECM-608, Heat Recovery Unit | Commercial | 0.039371 | 0.016364 | 0.2348
1515 | Commercial, Existing, FoodStore, Base Water Heater, ECM-608, Heat Recovery Unit | Commercial | 0.0045033 | 0.0022577 | 0.032897
1516 | Commercial, Existing, School, Base Water Heater, ECM-608, Heat Recovery Unit | Commercial | 0.017031 | 0.020025 | 0.15798
1517 | Commercial, Existing, College, Base Water Heater, ECM-608, Heat Recovery Unit | Commercial | 0.013428 | 0.014949 | 0.11135
1518 | Commercial, Existing, Hospital, Base Water Heater, ECM-608, Heat Recovery Unit | Commercial | 0.0078589 | 0.0068231 | 0.056777
1519 | Commercial, Existing, Other Health, Base Water Heater, ECM-608, Heat Recovery Unit | Commercial | 0.064084 | 0.055638 | 3.2775
1520 | Commercial, Existing, Warehouse, Base Water Heater, ECM-608, Heat Recovery Unit | Commercial | 0.0071943 | 0.0048347 | 0.043278
1521 | Commercial, Existing, Hotel, Base Water Heater, ECM-608, Heat Recovery Unit | Commercial | 0.36278 | 0.26944 | 2.5963
1522 | Commercial, Existing, Other, Base Water Heater, ECM-608, Heat Recovery Unit | Commercial | 0.059118 | 0.0041234 | 0.38427
1523 | Commercial, Existing, Office, Base Water Heater, ECM-609, Heat Trap | Commercial | 0.055186 | 0.041873 | 0.35648
1524 | Commercial, Existing, Restaurant, Base Water Heater, ECM-609, Heat Trap | Commercial | 0.16918 | 0.060484 | 1.0469
1525 | Commercial, Existing, Retail, Base Water Heater, ECM-609, Heat Trap | Commercial | 0.023817 | 0.0098993 | 0.14203
1526 | Commercial, Existing, FoodStore, Base Water Heater, ECM-609, Heat Trap | Commercial | 0.00085312 | 0.00042771 | 0.0062321
1527 | Commercial, Existing, School, Base Water Heater, ECM-609, Heat Trap | Commercial | 0.0074392 | 0.0087472 | 0.069008
1528 | Commercial, Existing, College, Base Water Heater, ECM-609, Heat Trap | Commercial | 0.0063647 | 0.0070856 | 0.052778
1529 | Commercial, Existing, Hospital, Base Water Heater, ECM-609, Heat Trap | Commercial | 0.0031843 | 0.0027647 | 0.023005
1530 | Commercial, Existing, Other Health, Base Water Heater, ECM-609, Heat Trap | Commercial | 0.0080176 | 0.0069609 | 0.41004
1531 | Commercial, Existing, Warehouse, Base Water Heater, ECM-609, Heat Trap | Commercial | 0.0044644 | 0.0030002 | 0.026856
1532 | Commercial, Existing, Hotel, Base Water Heater, ECM-609, Heat Trap | Commercial | 0.045387 | 0.03371 | 0.32482
1533 | Commercial, Existing, Other, Base Water Heater, ECM-609, Heat Trap | Commercial | 0.034075 | 0.0023767 | 0.22148
1534 | Commercial, Existing, Office, Base Water Heater, ECM-610, Hot Water Pipe Insulation | Commercial | 0.0013464 | 0.0010216 | 0.0086973
1535 | Commercial, Existing, Restaurant, Base Water Heater, ECM-610, Hot Water Pipe Insulation | Commercial | 0.0053428 | 0.0019101 | 0.033061
1536 | Commercial, Existing, Retail, Base Water Heater, ECM-610, Hot Water Pipe Insulation | Commercial | 0.0010313 | 0.00042867 | 0.0061504
1537 | Commercial, Existing, FoodStore, Base Water Heater, ECM-610, Hot Water Pipe Insulation | Commercial | 2.029e-05 | 1.017e-05 | 0.00014822
1538 | Commercial, Existing, School, Base Water Heater, ECM-610, Hot Water Pipe Insulation | Commercial | 0.00022902 | 0.00026929 | 0.0021245
1539 | Commercial, Existing, College, Base Water Heater, ECM-610, Hot Water Pipe Insulation | Commercial | 0.00019594 | 0.00021814 | 0.0016248
1540 | Commercial, Existing, Hospital, Base Water Heater, ECM-610, Hot Water Pipe Insulation | Commercial | 0.00011468 | 9.956e-05 | 0.00082849
1541 | Commercial, Existing, Other Health, Base Water Heater, ECM-610, Hot Water Pipe Insulation | Commercial | 0.00028874 | 0.00025069 | 0.014767
1542 | Commercial, Existing, Warehouse, Base Water Heater, ECM-610, Hot Water Pipe Insulation | Commercial | 0.00019332 | 0.00012991 | 0.001163
1543 | Commercial, Existing, Hotel, Base Water Heater, ECM-610, Hot Water Pipe Insulation | Commercial | 0.0016345 | 0.001214 | 0.011698
1544 | Commercial, Existing, Other, Base Water Heater, ECM-610, Hot Water Pipe Insulation | Commercial | 0.00083136 | 5.799e-05 | 0.0054038
1545 | Commercial, Existing, Office, Base Water Heater, ECM-611, Faucet Aerator (0.5 gpm) | Commercial | 0.34311 | 0.26034 | 2.2163
1546 | Commercial, Existing, Restaurant, Base Water Heater, ECM-611, Faucet Aerator (0.5 gpm) | Commercial | 0.25331 | 0.090562 | 1.5675
1547 | Commercial, Existing, Retail, Base Water Heater, ECM-611, Faucet Aerator (0.5 gpm) | Commercial | 0.14808 | 0.061548 | 0.88308
1548 | Commercial, Existing, FoodStore, Base Water Heater, ECM-611, Faucet Aerator (0.5 gpm) | Commercial | 0.0053041 | 0.0026592 | 0.038747
1549 | Commercial, Existing, School, Base Water Heater, ECM-611, Faucet Aerator (0.5 gpm) | Commercial | 0.0066236 | 0.0077882 | 0.061442
1550 | Commercial, Existing, College, Base Water Heater, ECM-611, Faucet Aerator (0.5 gpm) | Commercial | 0.0052225 | 0.0058141 | 0.043306
1551 | Commercial, Existing, Hospital, Base Water Heater, ECM-611, Faucet Aerator (0.5 gpm) | Commercial | 0.00067853 | 0.0005891 | 0.004902
1552 | Commercial, Existing, Other Health, Base Water Heater, ECM-611, Faucet Aerator (0.5 gpm) | Commercial | 0.0017084 | 0.0014832 | 0.087373
1553 | Commercial, Existing, Warehouse, Base Water Heater, ECM-611, Faucet Aerator (0.5 gpm) | Commercial | 0.0091229 | 0.0061307 | 0.05488
1554 | Commercial, Existing, Hotel, Base Water Heater, ECM-611, Faucet Aerator (0.5 gpm) | Commercial | 0.0096712 | 0.007183 | 0.069213
1555 | Commercial, Existing, Other, Base Water Heater, ECM-611, Faucet Aerator (0.5 gpm) | Commercial | 0.21186 | 0.014777 | 1.377
1556 | Commercial, Existing, Office, Base Desktop PC, ECM-701, PC Manual Power Management Enabling | Commercial | 0.40661 | 0.78581 | 4.8255
1557 | Commercial, Existing, Restaurant, Base Desktop PC, ECM-701, PC Manual Power Management Enabling | Commercial | 0.025325 | 0.02588 | 0.27803
1558 | Commercial, Existing, Retail, Base Desktop PC, ECM-701, PC Manual Power Management Enabling | Commercial | 0.05826 | 0.074872 | 0.6041
1559 | Commercial, Existing, FoodStore, Base Desktop PC, ECM-701, PC Manual Power Management Enabling | Commercial | 0.0003273 | 0.00047559 | 0.003906
1560 | Commercial, Existing, School, Base Desktop PC, ECM-701, PC Manual Power Management Enabling | Commercial | 0.016377 | 0.050432 | 0.28375
1561 | Commercial, Existing, College, Base Desktop PC, ECM-701, PC Manual Power Management Enabling | Commercial | 0.055255 | 0.07161 | 0.61133
1562 | Commercial, Existing, Hospital, Base Desktop PC, ECM-701, PC Manual Power Management Enabling | Commercial | 0.011435 | 0.024469 | 0.15628
1563 | Commercial, Existing, Other Health, Base Desktop PC, ECM-701, PC Manual Power Management Enabling | Commercial | 0.028641 | 0.061281 | 0.084135
1564 | Commercial, Existing, Warehouse, Base Desktop PC, ECM-701, PC Manual Power Management Enabling | Commercial | 0.11393 | 0.16355 | 1.2976
1565 | Commercial, Existing, Hotel, Base Desktop PC, ECM-701, PC Manual Power Management Enabling | Commercial | 0.0078461 | 0.013359 | 0.094058
1566 | Commercial, Existing, Other, Base Desktop PC, ECM-701, PC Manual Power Management Enabling | Commercial | 0.036104 | 0.44771 | 0.51252
1567 | Commercial, Existing, Office, Base Desktop PC, ECM-702, PC Network Power Management Enabling | Commercial | 0.75412 | 1.4574 | 8.9497
1568 | Commercial, Existing, Restaurant, Base Desktop PC, ECM-702, PC Network Power Management Enabling | Commercial | 0.046969 | 0.047998 | 0.51564
1569 | Commercial, Existing, Retail, Base Desktop PC, ECM-702, PC Network Power Management Enabling | Commercial | 0.10805 | 0.13886 | 1.1204
1570 | Commercial, Existing, FoodStore, Base Desktop PC, ECM-702, PC Network Power Management Enabling | Commercial | 0.00060703 | 0.00088206 | 0.0072443
1571 | Commercial, Existing, School, Base Desktop PC, ECM-702, PC Network Power Management Enabling | Commercial | 0.030374 | 0.093537 | 0.52627
1572 | Commercial, Existing, College, Base Desktop PC, ECM-702, PC Network Power Management Enabling | Commercial | 0.10248 | 0.13281 | 1.1338
1573 | Commercial, Existing, Hospital, Base Desktop PC, ECM-702, PC Network Power Management Enabling | Commercial | 0.021207 | 0.045383 | 0.28985
1574 | Commercial, Existing, Other Health, Base Desktop PC, ECM-702, PC Network Power Management Enabling | Commercial | 0.053111 | 0.11364 | 0.15602
1575 | Commercial, Existing, Warehouse, Base Desktop PC, ECM-702, PC Network Power Management Enabling | Commercial | 0.2113 | 0.30334 | 2.4066
1576 | Commercial, Existing, Hotel, Base Desktop PC, ECM-702, PC Network Power Management Enabling | Commercial | 0.014552 | 0.024777 | 0.17445
1577 | Commercial, Existing, Other, Base Desktop PC, ECM-702, PC Network Power Management Enabling | Commercial | 0.066961 | 0.83035 | 0.95056
1578 | Commercial, Existing, Office, Base Monitor CRT, ECM-711, Energy Star or Better Monitor | Commercial | 0.14637 | 0.18623 | 1.1436
1579 | Commercial, Existing, Restaurant, Base Monitor CRT, ECM-711, Energy Star or Better Monitor | Commercial | 0.0091162 | 0.0061332 | 0.065889
1580 | Commercial, Existing, Retail, Base Monitor CRT, ECM-711, Energy Star or Better Monitor | Commercial | 0.020972 | 0.017744 | 0.14316
1581 | Commercial, Existing, FoodStore, Base Monitor CRT, ECM-711, Energy Star or Better Monitor | Commercial | 0.00011782 | 0.00011271 | 0.00092567
1582 | Commercial, Existing, School, Base Monitor CRT, ECM-711, Energy Star or Better Monitor | Commercial | 0.0058952 | 0.011952 | 0.067245
1583 | Commercial, Existing, College, Base Monitor CRT, ECM-711, Energy Star or Better Monitor | Commercial | 0.01989 | 0.016971 | 0.14488
1584 | Commercial, Existing, Hospital, Base Monitor CRT, ECM-711, Energy Star or Better Monitor | Commercial | 0.0041161 | 0.0057989 | 0.037037
1585 | Commercial, Existing, Other Health, Base Monitor CRT, ECM-711, Energy Star or Better Monitor | Commercial | 0.010309 | 0.014523 | 0.019939
1586 | Commercial, Existing, Warehouse, Base Monitor CRT, ECM-711, Energy Star or Better Monitor | Commercial | 0.041012 | 0.038761 | 0.30752
1587 | Commercial, Existing, Hotel, Base Monitor CRT, ECM-711, Energy Star or Better Monitor | Commercial | 0.0028244 | 0.003166 | 0.022291
1588 | Commercial, Existing, Other, Base Monitor CRT, ECM-711, Energy Star or Better Monitor | Commercial | 0.012996 | 0.1061 | 0.12146
1589 | Commercial, Existing, Office, Base Monitor CRT, ECM-712, Monitor Power Management Enabling | Commercial | 0.3547 | 0.6855 | 4.2095
1590 | Commercial, Existing, Restaurant, Base Monitor CRT, ECM-712, Monitor Power Management Enabling | Commercial | 0.022092 | 0.022576 | 0.24253
1591 | Commercial, Existing, Retail, Base Monitor CRT, ECM-712, Monitor Power Management Enabling | Commercial | 0.050823 | 0.065313 | 0.52698
1592 | Commercial, Existing, FoodStore, Base Monitor CRT, ECM-712, Monitor Power Management Enabling | Commercial | 0.00028552 | 0.00041488 | 0.0034074
1593 | Commercial, Existing, School, Base Monitor CRT, ECM-712, Monitor Power Management Enabling | Commercial | 0.014286 | 0.043995 | 0.24753
1594 | Commercial, Existing, College, Base Monitor CRT, ECM-712, Monitor Power Management Enabling | Commercial | 0.048202 | 0.062468 | 0.53329
1595 | Commercial, Existing, Hospital, Base Monitor CRT, ECM-712, Monitor Power Management Enabling | Commercial | 0.009975 | 0.021346 | 0.13633
1596 | Commercial, Existing, Other Health, Base Monitor CRT, ECM-712, Monitor Power Management Enabling | Commercial | 0.02498 | 0.053449 | 0.073382
1597 | Commercial, Existing, Warehouse, Base Monitor CRT, ECM-712, Monitor Power Management Enabling | Commercial | 0.099388 | 0.14268 | 1.132
1598 | Commercial, Existing, Hotel, Base Monitor CRT, ECM-712, Monitor Power Management Enabling | Commercial | 0.0068445 | 0.011654 | 0.082051
1599 | Commercial, Existing, Other, Base Monitor CRT, ECM-712, Monitor Power Management Enabling | Commercial | 0.031495 | 0.39056 | 0.4471
1600 | Commercial, Existing, Office, Base Monitor LCD, ECM-721, Energy Star or Better Monitor | Commercial | 1.116e-05 | 1.419e-05 | 8.716e-05
1601 | Commercial, Existing, Restaurant, Base Monitor LCD, ECM-721, Energy Star or Better Monitor | Commercial | 6.9e-07 | 4.7e-07 | 5.02e-06
1602 | Commercial, Existing, Retail, Base Monitor LCD, ECM-721, Energy Star or Better Monitor | Commercial | 1.6e-06 | 1.35e-06 | 1.091e-05
1603 | Commercial, Existing, FoodStore, Base Monitor LCD, ECM-721, Energy Star or Better Monitor | Commercial | 1e-08 | 1e-08 | 7e-08
1604 | Commercial, Existing, School, Base Monitor LCD, ECM-721, Energy Star or Better Monitor | Commercial | 4.5e-07 | 9.1e-07 | 5.13e-06
1605 | Commercial, Existing, College, Base Monitor LCD, ECM-721, Energy Star or Better Monitor | Commercial | 1.52e-06 | 1.29e-06 | 1.104e-05
1606 | Commercial, Existing, Hospital, Base Monitor LCD, ECM-721, Energy Star or Better Monitor | Commercial | 3.1e-07 | 4.4e-07 | 2.82e-06
1607 | Commercial, Existing, Other Health, Base Monitor LCD, ECM-721, Energy Star or Better Monitor | Commercial | 7.9e-07 | 1.11e-06 | 1.52e-06
1608 | Commercial, Existing, Warehouse, Base Monitor LCD, ECM-721, Energy Star or Better Monitor | Commercial | 3.13e-06 | 2.95e-06 | 2.344e-05
1609 | Commercial, Existing, Hotel, Base Monitor LCD, ECM-721, Energy Star or Better Monitor | Commercial | 2.2e-07 | 2.4e-07 | 1.7e-06
1610 | Commercial, Existing, Other, Base Monitor LCD, ECM-721, Energy Star or Better Monitor | Commercial | 9.9e-07 | 8.09e-06 | 9.26e-06
1611 | Commercial, Existing, Office, Base Monitor LCD, ECM-722, Monitor Power Management Enabling | Commercial | 0.00062426 | 0.0012064 | 0.0074086
1612 | Commercial, Existing, Restaurant, Base Monitor LCD, ECM-722, Monitor Power Management Enabling | Commercial | 3.888e-05 | 3.973e-05 | 0.00042685
1613 | Commercial, Existing, Retail, Base Monitor LCD, ECM-722, Monitor Power Management Enabling | Commercial | 8.945e-05 | 0.00011495 | 0.00092746
1614 | Commercial, Existing, FoodStore, Base Monitor LCD, ECM-722, Monitor Power Management Enabling | Commercial | 5e-07 | 7.3e-07 | 6e-06
1615 | Commercial, Existing, School, Base Monitor LCD, ECM-722, Monitor Power Management Enabling | Commercial | 2.514e-05 | 7.743e-05 | 0.00043564
1616 | Commercial, Existing, College, Base Monitor LCD, ECM-722, Monitor Power Management Enabling | Commercial | 8.483e-05 | 0.00010994 | 0.00093856
1617 | Commercial, Existing, Hospital, Base Monitor LCD, ECM-722, Monitor Power Management Enabling | Commercial | 1.756e-05 | 3.757e-05 | 0.00023994
1618 | Commercial, Existing, Other Health, Base Monitor LCD, ECM-722, Monitor Power Management Enabling | Commercial | 4.397e-05 | 9.407e-05 | 0.00012915
1619 | Commercial, Existing, Warehouse, Base Monitor LCD, ECM-722, Monitor Power Management Enabling | Commercial | 0.00017492 | 0.0002511 | 0.0019922
1620 | Commercial, Existing, Hotel, Base Monitor LCD, ECM-722, Monitor Power Management Enabling | Commercial | 1.205e-05 | 2.051e-05 | 0.00014441
1621 | Commercial, Existing, Other, Base Monitor LCD, ECM-722, Monitor Power Management Enabling | Commercial | 5.543e-05 | 0.00068736 | 0.00078687
1622 | Commercial, Existing, Office, Base Copier, ECM-731, Energy Star or Better Copier | Commercial | 0.033346 | 0.042428 | 0.26054
1623 | Commercial, Existing, Restaurant, Base Copier, ECM-731, Energy Star or Better Copier | Commercial | 0.0043023 | 0.0028945 | 0.031096
1624 | Commercial, Existing, Retail, Base Copier, ECM-731, Energy Star or Better Copier | Commercial | 0.0082038 | 0.006941 | 0.056003
1625 | Commercial, Existing, FoodStore, Base Copier, ECM-731, Energy Star or Better Copier | Commercial | 6.529e-05 | 6.246e-05 | 0.00051298
1626 | Commercial, Existing, School, Base Copier, ECM-731, Energy Star or Better Copier | Commercial | 0.0006154 | 0.0012477 | 0.0070198
1627 | Commercial, Existing, College, Base Copier, ECM-731, Energy Star or Better Copier | Commercial | 0.0013991 | 0.0011937 | 0.010191
1628 | Commercial, Existing, Hospital, Base Copier, ECM-731, Energy Star or Better Copier | Commercial | 0.00051934 | 0.00073166 | 0.004673
1629 | Commercial, Existing, Other Health, Base Copier, ECM-731, Energy Star or Better Copier | Commercial | 0.0039873 | 0.0056175 | 0.0077124
1630 | Commercial, Existing, Warehouse, Base Copier, ECM-731, Energy Star or Better Copier | Commercial | 0.012429 | 0.011747 | 0.093197
1631 | Commercial, Existing, Hotel, Base Copier, ECM-731, Energy Star or Better Copier | Commercial | 0.00097637 | 0.0010945 | 0.0077058
1632 | Commercial, Existing, Other, Base Copier, ECM-731, Energy Star or Better Copier | Commercial | 0.0038832 | 0.031702 | 0.036292
1633 | Commercial, Existing, Office, Base Copier, ECM-732, Copier Power Management Enabling | Commercial | 0.087535 | 0.16917 | 1.0388
1634 | Commercial, Existing, Restaurant, Base Copier, ECM-732, Copier Power Management Enabling | Commercial | 0.011294 | 0.011541 | 0.12398
1635 | Commercial, Existing, Retail, Base Copier, ECM-732, Copier Power Management Enabling | Commercial | 0.021535 | 0.027675 | 0.2233
1636 | Commercial, Existing, FoodStore, Base Copier, ECM-732, Copier Power Management Enabling | Commercial | 0.00017139 | 0.00024904 | 0.0020454
1637 | Commercial, Existing, School, Base Copier, ECM-732, Copier Power Management Enabling | Commercial | 0.0016154 | 0.0049748 | 0.02799
1638 | Commercial, Existing, College, Base Copier, ECM-732, Copier Power Management Enabling | Commercial | 0.0036727 | 0.0047597 | 0.040633
1639 | Commercial, Existing, Hospital, Base Copier, ECM-732, Copier Power Management Enabling | Commercial | 0.0013633 | 0.0029173 | 0.018632
1640 | Commercial, Existing, Other Health, Base Copier, ECM-732, Copier Power Management Enabling | Commercial | 0.010467 | 0.022395 | 0.030747
1641 | Commercial, Existing, Warehouse, Base Copier, ECM-732, Copier Power Management Enabling | Commercial | 0.032627 | 0.046838 | 0.3716
1642 | Commercial, Existing, Hotel, Base Copier, ECM-732, Copier Power Management Enabling | Commercial | 0.002563 | 0.0043639 | 0.030725
1643 | Commercial, Existing, Other, Base Copier, ECM-732, Copier Power Management Enabling | Commercial | 0.010193 | 0.1264 | 0.1447
1644 | Commercial, Existing, Office, Base Printer, ECM-741, Printer Power Management Enabling | Commercial | 0.36608 | 0.70749 | 4.3445
1645 | Commercial, Existing, Restaurant, Base Printer, ECM-741, Printer Power Management Enabling | Commercial | 0.033168 | 0.033895 | 0.36413
1646 | Commercial, Existing, Retail, Base Printer, ECM-741, Printer Power Management Enabling | Commercial | 0.10018 | 0.12875 | 1.0388
1647 | Commercial, Existing, FoodStore, Base Printer, ECM-741, Printer Power Management Enabling | Commercial | 0.00049237 | 0.00071545 | 0.0058759
1648 | Commercial, Existing, School, Base Printer, ECM-741, Printer Power Management Enabling | Commercial | 0.011317 | 0.034851 | 0.19608
1649 | Commercial, Existing, College, Base Printer, ECM-741, Printer Power Management Enabling | Commercial | 0.039 | 0.050543 | 0.43148
1650 | Commercial, Existing, Hospital, Base Printer, ECM-741, Printer Power Management Enabling | Commercial | 0.012515 | 0.026782 | 0.17105
1651 | Commercial, Existing, Other Health, Base Printer, ECM-741, Printer Power Management Enabling | Commercial | 0.045155 | 0.096616 | 0.13265
1652 | Commercial, Existing, Warehouse, Base Printer, ECM-741, Printer Power Management Enabling | Commercial | 0.14855 | 0.21325 | 1.6919
1653 | Commercial, Existing, Hotel, Base Printer, ECM-741, Printer Power Management Enabling | Commercial | 0.012744 | 0.021699 | 0.15277
1654 | Commercial, Existing, Other, Base Printer, ECM-741, Printer Power Management Enabling | Commercial | 0.041533 | 0.51503 | 0.58959
1655 | Commercial, Existing, Office, Base Commercial Oven, ECM-801, Convection Oven | Commercial | 0.023153 | 0.0064776 | 0.15365
1656 | Commercial, Existing, Restaurant, Base Commercial Oven, ECM-801, Convection Oven | Commercial | 0.52044 | 0.075303 | 3.4888
1657 | Commercial, Existing, Retail, Base Commercial Oven, ECM-801, Convection Oven | Commercial | 0.015663 | 0.0031677 | 0.11354
1658 | Commercial, Existing, FoodStore, Base Commercial Oven, ECM-801, Convection Oven | Commercial | 0.0063716 | 0.0021457 | 0.055564
1659 | Commercial, Existing, School, Base Commercial Oven, ECM-801, Convection Oven | Commercial | 0.001994 | 0.0031927 | 0.047961
1660 | Commercial, Existing, College, Base Commercial Oven, ECM-801, Convection Oven | Commercial | 0.0047405 | 0.0010035 | 0.027014
1661 | Commercial, Existing, Hospital, Base Commercial Oven, ECM-801, Convection Oven | Commercial | 0.012787 | 0.0028551 | 0.072426
1662 | Commercial, Existing, Other Health, Base Commercial Oven, ECM-801, Convection Oven | Commercial | 0.0051176 | 0.0011427 | 0.04881
1663 | Commercial, Existing, Warehouse, Base Commercial Oven, ECM-801, Convection Oven | Commercial | 0.00056902 | 0.00018489 | 0.0045868
1664 | Commercial, Existing, Hotel, Base Commercial Oven, ECM-801, Convection Oven | Commercial | 0.029725 | 0.0096482 | 0.21958
1665 | Commercial, Existing, Other, Base Commercial Oven, ECM-801, Convection Oven | Commercial | 0.016166 | 0.0030292 | 0.1074
1666 | Commercial, Existing, Office, Base Commercial Fryer, ECM-811, Efficient Fryer | Commercial | 0.0047107 | 0.0013179 | 0.031262
1667 | Commercial, Existing, Restaurant, Base Commercial Fryer, ECM-811, Efficient Fryer | Commercial | 0.92342 | 0.13361 | 6.1902
1668 | Commercial, Existing, Retail, Base Commercial Fryer, ECM-811, Efficient Fryer | Commercial | 0.0088386 | 0.0017875 | 0.064073
1669 | Commercial, Existing, FoodStore, Base Commercial Fryer, ECM-811, Efficient Fryer | Commercial | 0.002278 | 0.00076715 | 0.019866
1670 | Commercial, Existing, School, Base Commercial Fryer, ECM-811, Efficient Fryer | Commercial | 0.00046544 | 0.00074525 | 0.011195
1671 | Commercial, Existing, College, Base Commercial Fryer, ECM-811, Efficient Fryer | Commercial | 0.001003 | 0.00021231 | 0.0057156
1672 | Commercial, Existing, Hospital, Base Commercial Fryer, ECM-811, Efficient Fryer | Commercial | 0.002103 | 0.00046956 | 0.011911
1673 | Commercial, Existing, Other Health, Base Commercial Fryer, ECM-811, Efficient Fryer | Commercial | 0.00024221 | 5.408e-05 | 0.0023101
1674 | Commercial, Existing, Warehouse, Base Commercial Fryer, ECM-811, Efficient Fryer | Commercial | 0.00064954 | 0.00021105 | 0.0052359
1675 | Commercial, Existing, Hotel, Base Commercial Fryer, ECM-811, Efficient Fryer | Commercial | 0.0016394 | 0.00053213 | 0.012111
1676 | Commercial, Existing, Other, Base Commercial Fryer, ECM-811, Efficient Fryer | Commercial | 0 | 0 | 0
1677 | Commercial, Existing, Office, Base Holding Cabinet, ECM-821, Efficient Holding Cabinet | Commercial | 0.015108 | 0.0042267 | 0.10026
1678 | Commercial, Existing, Restaurant, Base Holding Cabinet, ECM-821, Efficient Holding Cabinet | Commercial | 2.2567 | 0.32653 | 15.128
1679 | Commercial, Existing, Retail, Base Holding Cabinet, ECM-821, Efficient Holding Cabinet | Commercial | 0.010552 | 0.0021341 | 0.076496
1680 | Commercial, Existing, FoodStore, Base Holding Cabinet, ECM-821, Efficient Holding Cabinet | Commercial | 0.012744 | 0.0042917 | 0.11113
1681 | Commercial, Existing, School, Base Holding Cabinet, ECM-821, Efficient Holding Cabinet | Commercial | 0.001422 | 0.0022768 | 0.034203
1682 | Commercial, Existing, College, Base Holding Cabinet, ECM-821, Efficient Holding Cabinet | Commercial | 0.001096 | 0.00023199 | 0.0062455
1683 | Commercial, Existing, Hospital, Base Holding Cabinet, ECM-821, Efficient Holding Cabinet | Commercial | 0.0031831 | 0.00071072 | 0.018029
1684 | Commercial, Existing, Other Health, Base Holding Cabinet, ECM-821, Efficient Holding Cabinet | Commercial | 0.026559 | 0.0059305 | 0.25331
1685 | Commercial, Existing, Warehouse, Base Holding Cabinet, ECM-821, Efficient Holding Cabinet | Commercial | 0.0064719 | 0.0021028 | 0.05217
1686 | Commercial, Existing, Hotel, Base Holding Cabinet, ECM-821, Efficient Holding Cabinet | Commercial | 0.0025806 | 0.00083761 | 0.019063
1687 | Commercial, Existing, Other, Base Holding Cabinet, ECM-821, Efficient Holding Cabinet | Commercial | 0.0052279 | 0.0009796 | 0.034732
1688 | Commercial, Existing, Office, Base Griddle, ECM-831, Efficient Griddle | Commercial | 0.0029054 | 0.00081285 | 0.019281
1689 | Commercial, Existing, Restaurant, Base Griddle, ECM-831, Efficient Griddle | Commercial | 0.57343 | 0.08297 | 3.844
1690 | Commercial, Existing, Retail, Base Griddle, ECM-831, Efficient Griddle | Commercial | 0.0026544 | 0.00053682 | 0.019242
1691 | Commercial, Existing, FoodStore, Base Griddle, ECM-831, Efficient Griddle | Commercial | 0.0010818 | 0.00036431 | 0.0094341
1692 | Commercial, Existing, School, Base Griddle, ECM-831, Efficient Griddle | Commercial | 8.768e-05 | 0.0001404 | 0.0021091
1693 | Commercial, Existing, College, Base Griddle, ECM-831, Efficient Griddle | Commercial | 0.00048632 | 0.00010294 | 0.0027713
1694 | Commercial, Existing, Hospital, Base Griddle, ECM-831, Efficient Griddle | Commercial | 0.0016749 | 0.00037398 | 0.0094868
1695 | Commercial, Existing, Other Health, Base Griddle, ECM-831, Efficient Griddle | Commercial | 0.0038543 | 0.00086064 | 0.036761
1696 | Commercial, Existing, Warehouse, Base Griddle, ECM-831, Efficient Griddle | Commercial | 0.00066089 | 0.00021473 | 0.0053274
1697 | Commercial, Existing, Hotel, Base Griddle, ECM-831, Efficient Griddle | Commercial | 0.002336 | 0.00075824 | 0.017257
1698 | Commercial, Existing, Other, Base Griddle, ECM-831, Efficient Griddle | Commercial | 0.00031004 | 5.809e-05 | 0.0020597
1699 | Commercial, Existing, Office, Base Steamer, ECM-841, Efficient Steamer | Commercial | 0.011589 | 0.0032421 | 0.076906
1700 | Commercial, Existing, Restaurant, Base Steamer, ECM-841, Efficient Steamer | Commercial | 0.8452 | 0.12229 | 5.6658
1701 | Commercial, Existing, Retail, Base Steamer, ECM-841, Efficient Steamer | Commercial | 0.0051273 | 0.001037 | 0.037169
1702 | Commercial, Existing, FoodStore, Base Steamer, ECM-841, Efficient Steamer | Commercial | 0.0040546 | 0.0013654 | 0.035359
1703 | Commercial, Existing, School, Base Steamer, ECM-841, Efficient Steamer | Commercial | 0.0017854 | 0.0028587 | 0.042944
1704 | Commercial, Existing, College, Base Steamer, ECM-841, Efficient Steamer | Commercial | 0.00023733 | 5.024e-05 | 0.0013524
1705 | Commercial, Existing, Hospital, Base Steamer, ECM-841, Efficient Steamer | Commercial | 0.010557 | 0.0023572 | 0.059796
1706 | Commercial, Existing, Other Health, Base Steamer, ECM-841, Efficient Steamer | Commercial | 0.013567 | 0.0030294 | 0.1294
1707 | Commercial, Existing, Warehouse, Base Steamer, ECM-841, Efficient Steamer | Commercial | 0.00027158 | 8.824e-05 | 0.0021892
1708 | Commercial, Existing, Hotel, Base Steamer, ECM-841, Efficient Steamer | Commercial | 0.0038351 | 0.0012448 | 0.028331
1709 | Commercial, Existing, Other, Base Steamer, ECM-841, Efficient Steamer | Commercial | 0 | 0 | 0
1710 | Commercial, Existing, Office, Base Vending Machine, ECM-901, Vending Misers (cooled machines only) | Commercial | 0.27392 | 0.25851 | 3.477
1711 | Commercial, Existing, Restaurant, Base Vending Machine, ECM-901, Vending Misers (cooled machines only) | Commercial | 0.19008 | 0.22934 | 2.4627
1712 | Commercial, Existing, Retail, Base Vending Machine, ECM-901, Vending Misers (cooled machines only) | Commercial | 0.03864 | 0.047969 | 0.49755
1713 | Commercial, Existing, FoodStore, Base Vending Machine, ECM-901, Vending Misers (cooled machines only) | Commercial | 0.00082083 | 0.0010237 | 0.010057
1714 | Commercial, Existing, School, Base Vending Machine, ECM-901, Vending Misers (cooled machines only) | Commercial | 0.011176 | 0.0223 | 0.18868
1715 | Commercial, Existing, College, Base Vending Machine, ECM-901, Vending Misers (cooled machines only) | Commercial | 0.0069442 | 0.0094191 | 0.090715
1716 | Commercial, Existing, Hospital, Base Vending Machine, ECM-901, Vending Misers (cooled machines only) | Commercial | 0.0051704 | 0.0079932 | 0.069198
1717 | Commercial, Existing, Other Health, Base Vending Machine, ECM-901, Vending Misers (cooled machines only) | Commercial | 0.0099363 | 0.015361 | 0.17423
1718 | Commercial, Existing, Warehouse, Base Vending Machine, ECM-901, Vending Misers (cooled machines only) | Commercial | 0.31704 | 0.38905 | 3.7038
1719 | Commercial, Existing, Hotel, Base Vending Machine, ECM-901, Vending Misers (cooled machines only) | Commercial | 0.027803 | 0.067589 | 0.36143
1720 | Commercial, Existing, Other, Base Vending Machine, ECM-901, Vending Misers (cooled machines only) | Commercial | 0.037257 | 0.045272 | 0.42406
1721 | Industrial, Existing, SIC20 Food, Base Compressed Air, ECM-101, Compressed Air-O&M | Industrial | 0.50727 | 0.35534 | 3.3331
1722 | Industrial, Existing, SIC22-23Textiles, Base Compressed Air, ECM-101, Compressed Air-O&M | Industrial | 0.0031936 | 0.0053104 | 0.014679
1723 | Industrial, Existing, SIC24-25 Lumber, Base Compressed Air, ECM-101, Compressed Air-O&M | Industrial | 0.011898 | 0.0091919 | 0.062974
1724 | Industrial, Existing, SIC26 Paper, Base Compressed Air, ECM-101, Compressed Air-O&M | Industrial | 0.057658 | 0.04458 | 0.45947
1725 | Industrial, Existing, SIC27 Printing, Base Compressed Air, ECM-101, Compressed Air-O&M | Industrial | 0.02531 | 0.015199 | 0.16874
1726 | Industrial, Existing, SIC28 Chemicals, Base Compressed Air, ECM-101, Compressed Air-O&M | Industrial | 0.025551 | 0.018478 | 0.25989
1727 | Industrial, Existing, SIC29 Petroleum, Base Compressed Air, ECM-101, Compressed Air-O&M | Industrial | 0.0017656 | 0.0020958 | 0.022945
1728 | Industrial, Existing, SIC30 Rubber/Plastics, Base Compressed Air, ECM-101, Compressed Air-O&M | Industrial | 0.0096264 | 0.008794 | 0.06972
1729 | Industrial, Existing, SIC32 Stone/Clay/Glass, Base Compressed Air, ECM-101, Compressed Air-O&M | Industrial | 0.21914 | 0.17246 | 1.7202
1730 | Industrial, Existing, SIC33 Primary Metals, Base Compressed Air, ECM-101, Compressed Air-O&M | Industrial | 0.014744 | 0.013744 | 0.084121
1731 | Industrial, Existing, SIC34 Fab Metals, Base Compressed Air, ECM-101, Compressed Air-O&M | Industrial | 0.185 | 0.17171 | 1.1765
1732 | Industrial, Existing, SIC35 Ind Machinery, Base Compressed Air, ECM-101, Compressed Air-O&M | Industrial | 0.029511 | 0.013576 | 0.11838
1733 | Industrial, Existing, SIC36 Electronics, Base Compressed Air, ECM-101, Compressed Air-O&M | Industrial | 0.037626 | 0.030229 | 0.27022
1734 | Industrial, Existing, SIC37 Transp Eqp, Base Compressed Air, ECM-101, Compressed Air-O&M | Industrial | 0.079381 | 0.071971 | 0.49358
1735 | Industrial, Existing, SIC38 Instruments, Base Compressed Air, ECM-101, Compressed Air-O&M | Industrial | 0.1329 | 0.11189 | 0.99023
1736 | Industrial, Existing, SIC39/21/31 Misc, Base Compressed Air, ECM-101, Compressed Air-O&M | Industrial | 0.083979 | 0.071911 | 0.66964
1737 | Industrial, Existing, SIC20 Food, Base Compressed Air, ECM-102, Compressed Air - Controls | Industrial | 0.098157 | 0.068758 | 0.64495
1738 | Industrial, Existing, SIC22-23Textiles, Base Compressed Air, ECM-102, Compressed Air - Controls | Industrial | 0.00061796 | 0.0010276 | 0.0028404
1739 | Industrial, Existing, SIC24-25 Lumber, Base Compressed Air, ECM-102, Compressed Air - Controls | Industrial | 0.0023023 | 0.0017786 | 0.012185
1740 | Industrial, Existing, SIC26 Paper, Base Compressed Air, ECM-102, Compressed Air - Controls | Industrial | 0.011157 | 0.0086261 | 0.088907
1741 | Industrial, Existing, SIC27 Printing, Base Compressed Air, ECM-102, Compressed Air - Controls | Industrial | 0.0048975 | 0.0029409 | 0.032651
1742 | Industrial, Existing, SIC28 Chemicals, Base Compressed Air, ECM-102, Compressed Air - Controls | Industrial | 0.0049441 | 0.0035755 | 0.050288
1743 | Industrial, Existing, SIC29 Petroleum, Base Compressed Air, ECM-102, Compressed Air - Controls | Industrial | 0.00034165 | 0.00040555 | 0.0044398
1744 | Industrial, Existing, SIC30 Rubber/Plastics, Base Compressed Air, ECM-102, Compressed Air - Controls | Industrial | 0.0018627 | 0.0017017 | 0.013491
1745 | Industrial, Existing, SIC32 Stone/Clay/Glass, Base Compressed Air, ECM-102, Compressed Air - Controls | Industrial | 0.042403 | 0.033372 | 0.33285
1746 | Industrial, Existing, SIC33 Primary Metals, Base Compressed Air, ECM-102, Compressed Air - Controls | Industrial | 0.002853 | 0.0026595 | 0.016277
1747 | Industrial, Existing, SIC34 Fab Metals, Base Compressed Air, ECM-102, Compressed Air - Controls | Industrial | 0.035798 | 0.033225 | 0.22765
1748 | Industrial, Existing, SIC35 Ind Machinery, Base Compressed Air, ECM-102, Compressed Air - Controls | Industrial | 0.0057103 | 0.0026269 | 0.022906
1749 | Industrial, Existing, SIC36 Electronics, Base Compressed Air, ECM-102, Compressed Air - Controls | Industrial | 0.0072805 | 0.0058493 | 0.052287
1750 | Industrial, Existing, SIC37 Transp Eqp, Base Compressed Air, ECM-102, Compressed Air - Controls | Industrial | 0.01536 | 0.013926 | 0.095508
1751 | Industrial, Existing, SIC38 Instruments, Base Compressed Air, ECM-102, Compressed Air - Controls | Industrial | 0.025715 | 0.02165 | 0.19161
1752 | Industrial, Existing, SIC39/21/31 Misc, Base Compressed Air, ECM-102, Compressed Air - Controls | Industrial | 0.01625 | 0.013915 | 0.12957
1753 | Industrial, Existing, SIC20 Food, Base Compressed Air, ECM-103, Compressed Air - System Optimization | Industrial | 0.37218 | 0.26071 | 2.4454
1754 | Industrial, Existing, SIC22-23Textiles, Base Compressed Air, ECM-103, Compressed Air - System Optimization | Industrial | 0.0023431 | 0.0038962 | 0.01077
1755 | Industrial, Existing, SIC24-25 Lumber, Base Compressed Air, ECM-103, Compressed Air - System Optimization | Industrial | 0.0087295 | 0.006744 | 0.046203
1756 | Industrial, Existing, SIC26 Paper, Base Compressed Air, ECM-103, Compressed Air - System Optimization | Industrial | 0.042303 | 0.032707 | 0.33711
1757 | Industrial, Existing, SIC27 Printing, Base Compressed Air, ECM-103, Compressed Air - System Optimization | Industrial | 0.01857 | 0.011151 | 0.1238
1758 | Industrial, Existing, SIC28 Chemicals, Base Compressed Air, ECM-103, Compressed Air - System Optimization | Industrial | 0.018746 | 0.013557 | 0.19068
1759 | Industrial, Existing, SIC29 Petroleum, Base Compressed Air, ECM-103, Compressed Air - System Optimization | Industrial | 0.0012954 | 0.0015377 | 0.016834
1760 | Industrial, Existing, SIC30 Rubber/Plastics, Base Compressed Air, ECM-103, Compressed Air - System Optimization | Industrial | 0.0070628 | 0.0064521 | 0.051152
1761 | Industrial, Existing, SIC32 Stone/Clay/Glass, Base Compressed Air, ECM-103, Compressed Air - System Optimization | Industrial | 0.16078 | 0.12653 | 1.2621
1762 | Industrial, Existing, SIC33 Primary Metals, Base Compressed Air, ECM-103, Compressed Air - System Optimization | Industrial | 0.010818 | 0.010084 | 0.061718
1763 | Industrial, Existing, SIC34 Fab Metals, Base Compressed Air, ECM-103, Compressed Air - System Optimization | Industrial | 0.13573 | 0.12598 | 0.86316
1764 | Industrial, Existing, SIC35 Ind Machinery, Base Compressed Air, ECM-103, Compressed Air - System Optimization | Industrial | 0.021652 | 0.0099602 | 0.086851
1765 | Industrial, Existing, SIC36 Electronics, Base Compressed Air, ECM-103, Compressed Air - System Optimization | Industrial | 0.027605 | 0.022179 | 0.19826
1766 | Industrial, Existing, SIC37 Transp Eqp, Base Compressed Air, ECM-103, Compressed Air - System Optimization | Industrial | 0.05824 | 0.052804 | 0.36213
1767 | Industrial, Existing, SIC38 Instruments, Base Compressed Air, ECM-103, Compressed Air - System Optimization | Industrial | 0.097503 | 0.082089 | 0.72652
1768 | Industrial, Existing, SIC39/21/31 Misc, Base Compressed Air, ECM-103, Compressed Air - System Optimization | Industrial | 0.061615 | 0.05276 | 0.4913
1769 | Industrial, Existing, SIC20 Food, Base Compressed Air, ECM-104, Compressed Air- Sizing | Industrial | 0.15258 | 0.10688 | 1.0025
1770 | Industrial, Existing, SIC22-23Textiles, Base Compressed Air, ECM-104, Compressed Air- Sizing | Industrial | 0.00096059 | 0.0015973 | 0.0044153
1771 | Industrial, Existing, SIC24-25 Lumber, Base Compressed Air, ECM-104, Compressed Air- Sizing | Industrial | 0.0035788 | 0.0027648 | 0.018942
1772 | Industrial, Existing, SIC26 Paper, Base Compressed Air, ECM-104, Compressed Air- Sizing | Industrial | 0.017343 | 0.013409 | 0.1382
1773 | Industrial, Existing, SIC27 Printing, Base Compressed Air, ECM-104, Compressed Air- Sizing | Industrial | 0.0076129 | 0.0045715 | 0.050754
1774 | Industrial, Existing, SIC28 Chemicals, Base Compressed Air, ECM-104, Compressed Air- Sizing | Industrial | 0.0076853 | 0.0055579 | 0.07817
1775 | Industrial, Existing, SIC29 Petroleum, Base Compressed Air, ECM-104, Compressed Air- Sizing | Industrial | 0.00053108 | 0.0006304 | 0.0069015
1776 | Industrial, Existing, SIC30 Rubber/Plastics, Base Compressed Air, ECM-104, Compressed Air- Sizing | Industrial | 0.0028955 | 0.0026451 | 0.020971
1777 | Industrial, Existing, SIC32 Stone/Clay/Glass, Base Compressed Air, ECM-104, Compressed Air- Sizing | Industrial | 0.065913 | 0.051875 | 0.5174
1778 | Industrial, Existing, SIC33 Primary Metals, Base Compressed Air, ECM-104, Compressed Air- Sizing | Industrial | 0.0044349 | 0.004134 | 0.025302
1779 | Industrial, Existing, SIC34 Fab Metals, Base Compressed Air, ECM-104, Compressed Air- Sizing | Industrial | 0.055646 | 0.051647 | 0.35386
1780 | Industrial, Existing, SIC35 Ind Machinery, Base Compressed Air, ECM-104, Compressed Air- Sizing | Industrial | 0.0088764 | 0.0040833 | 0.035606
1781 | Industrial, Existing, SIC36 Electronics, Base Compressed Air, ECM-104, Compressed Air- Sizing | Industrial | 0.011317 | 0.0090924 | 0.081278
1782 | Industrial, Existing, SIC37 Transp Eqp, Base Compressed Air, ECM-104, Compressed Air- Sizing | Industrial | 0.023877 | 0.021648 | 0.14846
1783 | Industrial, Existing, SIC38 Instruments, Base Compressed Air, ECM-104, Compressed Air- Sizing | Industrial | 0.039973 | 0.033654 | 0.29785
1784 | Industrial, Existing, SIC39/21/31 Misc, Base Compressed Air, ECM-104, Compressed Air- Sizing | Industrial | 0.02526 | 0.02163 | 0.20142
1785 | Industrial, Existing, SIC20 Food, Base Compressed Air, ECM-105, Comp Air - Replace 1-5 HP motor | Industrial | 0.0023204 | 0.0016254 | 0.015246
1786 | Industrial, Existing, SIC22-23Textiles, Base Compressed Air, ECM-105, Comp Air - Replace 1-5 HP motor | Industrial | 1.461e-05 | 2.429e-05 | 6.715e-05
1787 | Industrial, Existing, SIC24-25 Lumber, Base Compressed Air, ECM-105, Comp Air - Replace 1-5 HP motor | Industrial | 5.442e-05 | 4.205e-05 | 0.00028806
1788 | Industrial, Existing, SIC26 Paper, Base Compressed Air, ECM-105, Comp Air - Replace 1-5 HP motor | Industrial | 0.00026374 | 0.00020392 | 0.0021017
1789 | Industrial, Existing, SIC27 Printing, Base Compressed Air, ECM-105, Comp Air - Replace 1-5 HP motor | Industrial | 0.00011577 | 6.952e-05 | 0.00077185
1790 | Industrial, Existing, SIC28 Chemicals, Base Compressed Air, ECM-105, Comp Air - Replace 1-5 HP motor | Industrial | 0.00011688 | 8.452e-05 | 0.0011888
1791 | Industrial, Existing, SIC29 Petroleum, Base Compressed Air, ECM-105, Comp Air - Replace 1-5 HP motor | Industrial | 8.08e-06 | 9.59e-06 | 0.00010495
1792 | Industrial, Existing, SIC30 Rubber/Plastics, Base Compressed Air, ECM-105, Comp Air - Replace 1-5 HP motor | Industrial | 4.403e-05 | 4.023e-05 | 0.00031891
1793 | Industrial, Existing, SIC32 Stone/Clay/Glass, Base Compressed Air, ECM-105, Comp Air - Replace 1-5 HP motor | Industrial | 0.0010024 | 0.00078889 | 0.0078685
1794 | Industrial, Existing, SIC33 Primary Metals, Base Compressed Air, ECM-105, Comp Air - Replace 1-5 HP motor | Industrial | 6.744e-05 | 6.287e-05 | 0.00038479
1795 | Industrial, Existing, SIC34 Fab Metals, Base Compressed Air, ECM-105, Comp Air - Replace 1-5 HP motor | Industrial | 0.00084624 | 0.00078542 | 0.0053814
1796 | Industrial, Existing, SIC35 Ind Machinery, Base Compressed Air, ECM-105, Comp Air - Replace 1-5 HP motor | Industrial | 0.00013499 | 6.21e-05 | 0.00054148
1797 | Industrial, Existing, SIC36 Electronics, Base Compressed Air, ECM-105, Comp Air - Replace 1-5 HP motor | Industrial | 0.00017211 | 0.00013827 | 0.001236
1798 | Industrial, Existing, SIC37 Transp Eqp, Base Compressed Air, ECM-105, Comp Air - Replace 1-5 HP motor | Industrial | 0.0003631 | 0.00032921 | 0.0022578
1799 | Industrial, Existing, SIC38 Instruments, Base Compressed Air, ECM-105, Comp Air - Replace 1-5 HP motor | Industrial | 0.00060789 | 0.00051179 | 0.0045295
1800 | Industrial, Existing, SIC39/21/31 Misc, Base Compressed Air, ECM-105, Comp Air - Replace 1-5 HP motor | Industrial | 0.00038414 | 0.00032893 | 0.0030631
1801 | Industrial, Existing, SIC20 Food, Base Compressed Air, ECM-106, Comp Air - ASD (1-5 hp) | Industrial | 0.00042327 | 0.0032784 | 0.030751
1802 | Industrial, Existing, SIC22-23Textiles, Base Compressed Air, ECM-106, Comp Air - ASD (1-5 hp) | Industrial | 2.66e-06 | 4.899e-05 | 0.00013542
1803 | Industrial, Existing, SIC24-25 Lumber, Base Compressed Air, ECM-106, Comp Air - ASD (1-5 hp) | Industrial | 9.93e-06 | 8.48e-05 | 0.00058098
1804 | Industrial, Existing, SIC26 Paper, Base Compressed Air, ECM-106, Comp Air - ASD (1-5 hp) | Industrial | 4.811e-05 | 0.0004113 | 0.0042392
1805 | Industrial, Existing, SIC27 Printing, Base Compressed Air, ECM-106, Comp Air - ASD (1-5 hp) | Industrial | 2.112e-05 | 0.00014022 | 0.0015568
1806 | Industrial, Existing, SIC28 Chemicals, Base Compressed Air, ECM-106, Comp Air - ASD (1-5 hp) | Industrial | 2.132e-05 | 0.00017049 | 0.0023978
1807 | Industrial, Existing, SIC29 Petroleum, Base Compressed Air, ECM-106, Comp Air - ASD (1-5 hp) | Industrial | 1.47e-06 | 1.934e-05 | 0.0002117
1808 | Industrial, Existing, SIC30 Rubber/Plastics, Base Compressed Air, ECM-106, Comp Air - ASD (1-5 hp) | Industrial | 8.03e-06 | 8.114e-05 | 0.00064324
1809 | Industrial, Existing, SIC32 Stone/Clay/Glass, Base Compressed Air, ECM-106, Comp Air - ASD (1-5 hp) | Industrial | 0.00018285 | 0.0015912 | 0.015871
1810 | Industrial, Existing, SIC33 Primary Metals, Base Compressed Air, ECM-106, Comp Air - ASD (1-5 hp) | Industrial | 1.23e-05 | 0.0001268 | 0.00077609
1811 | Industrial, Existing, SIC34 Fab Metals, Base Compressed Air, ECM-106, Comp Air - ASD (1-5 hp) | Industrial | 0.00015437 | 0.0015842 | 0.010854
1812 | Industrial, Existing, SIC35 Ind Machinery, Base Compressed Air, ECM-106, Comp Air - ASD (1-5 hp) | Industrial | 2.462e-05 | 0.00012524 | 0.001092
1813 | Industrial, Existing, SIC36 Electronics, Base Compressed Air, ECM-106, Comp Air - ASD (1-5 hp) | Industrial | 3.139e-05 | 0.0002789 | 0.0024931
1814 | Industrial, Existing, SIC37 Transp Eqp, Base Compressed Air, ECM-106, Comp Air - ASD (1-5 hp) | Industrial | 6.624e-05 | 0.000664 | 0.0045538
1815 | Industrial, Existing, SIC38 Instruments, Base Compressed Air, ECM-106, Comp Air - ASD (1-5 hp) | Industrial | 0.00011089 | 0.0010323 | 0.0091361
1816 | Industrial, Existing, SIC39/21/31 Misc, Base Compressed Air, ECM-106, Comp Air - ASD (1-5 hp) | Industrial | 7.007e-05 | 0.00066346 | 0.0061782
1817 | Industrial, Existing, SIC20 Food, Base Compressed Air, ECM-107, Comp Air - Motor practices-1 (1-5 HP) | Industrial | 0.0062873 | 0.0044041 | 0.041311
1818 | Industrial, Existing, SIC22-23Textiles, Base Compressed Air, ECM-107, Comp Air - Motor practices-1 (1-5 HP) | Industrial | 3.958e-05 | 6.582e-05 | 0.00018194
1819 | Industrial, Existing, SIC24-25 Lumber, Base Compressed Air, ECM-107, Comp Air - Motor practices-1 (1-5 HP) | Industrial | 0.00014747 | 0.00011393 | 0.00078051
1820 | Industrial, Existing, SIC26 Paper, Base Compressed Air, ECM-107, Comp Air - Motor practices-1 (1-5 HP) | Industrial | 0.00071462 | 0.00055253 | 0.0056948
1821 | Industrial, Existing, SIC27 Printing, Base Compressed Air, ECM-107, Comp Air - Motor practices-1 (1-5 HP) | Industrial | 0.0003137 | 0.00018838 | 0.0020914
1822 | Industrial, Existing, SIC28 Chemicals, Base Compressed Air, ECM-107, Comp Air - Motor practices-1 (1-5 HP) | Industrial | 0.00031668 | 0.00022902 | 0.0032211
1823 | Industrial, Existing, SIC29 Petroleum, Base Compressed Air, ECM-107, Comp Air - Motor practices-1 (1-5 HP) | Industrial | 2.188e-05 | 2.598e-05 | 0.00028438
1824 | Industrial, Existing, SIC30 Rubber/Plastics, Base Compressed Air, ECM-107, Comp Air - Motor practices-1 (1-5 HP) | Industrial | 0.00011931 | 0.00010899 | 0.00086412
1825 | Industrial, Existing, SIC32 Stone/Clay/Glass, Base Compressed Air, ECM-107, Comp Air - Motor practices-1 (1-5 HP) | Industrial | 0.002716 | 0.0021376 | 0.02132
1826 | Industrial, Existing, SIC33 Primary Metals, Base Compressed Air, ECM-107, Comp Air - Motor practices-1 (1-5 HP) | Industrial | 0.00018274 | 0.00017035 | 0.0010426
1827 | Industrial, Existing, SIC34 Fab Metals, Base Compressed Air, ECM-107, Comp Air - Motor practices-1 (1-5 HP) | Industrial | 0.002293 | 0.0021282 | 0.014581
1828 | Industrial, Existing, SIC35 Ind Machinery, Base Compressed Air, ECM-107, Comp Air - Motor practices-1 (1-5 HP) | Industrial | 0.00036576 | 0.00016826 | 0.0014672
1829 | Industrial, Existing, SIC36 Electronics, Base Compressed Air, ECM-107, Comp Air - Motor practices-1 (1-5 HP) | Industrial | 0.00046634 | 0.00037466 | 0.0033491
1830 | Industrial, Existing, SIC37 Transp Eqp, Base Compressed Air, ECM-107, Comp Air - Motor practices-1 (1-5 HP) | Industrial | 0.00098386 | 0.00089203 | 0.0061176
1831 | Industrial, Existing, SIC38 Instruments, Base Compressed Air, ECM-107, Comp Air - Motor practices-1 (1-5 HP) | Industrial | 0.0016471 | 0.0013867 | 0.012273
1832 | Industrial, Existing, SIC39/21/31 Misc, Base Compressed Air, ECM-107, Comp Air - Motor practices-1 (1-5 HP) | Industrial | 0.0010409 | 0.00089127 | 0.0082996
1833 | Industrial, Existing, SIC20 Food, Base Compressed Air, ECM-108, Comp Air - Replace 6-100 HP motor | Industrial | 0.021223 | 0.014867 | 0.13945
1834 | Industrial, Existing, SIC22-23Textiles, Base Compressed Air, ECM-108, Comp Air - Replace 6-100 HP motor | Industrial | 0.00013361 | 0.00022218 | 0.00061415
1835 | Industrial, Existing, SIC24-25 Lumber, Base Compressed Air, ECM-108, Comp Air - Replace 6-100 HP motor | Industrial | 0.0004978 | 0.00038457 | 0.0026347
1836 | Industrial, Existing, SIC26 Paper, Base Compressed Air, ECM-108, Comp Air - Replace 6-100 HP motor | Industrial | 0.0024123 | 0.0018651 | 0.019223
1837 | Industrial, Existing, SIC27 Printing, Base Compressed Air, ECM-108, Comp Air - Replace 6-100 HP motor | Industrial | 0.0010589 | 0.00063588 | 0.0070598
1838 | Industrial, Existing, SIC28 Chemicals, Base Compressed Air, ECM-108, Comp Air - Replace 6-100 HP motor | Industrial | 0.001069 | 0.00077309 | 0.010873
1839 | Industrial, Existing, SIC29 Petroleum, Base Compressed Air, ECM-108, Comp Air - Replace 6-100 HP motor | Industrial | 7.387e-05 | 8.769e-05 | 0.00095997
1840 | Industrial, Existing, SIC30 Rubber/Plastics, Base Compressed Air, ECM-108, Comp Air - Replace 6-100 HP motor | Industrial | 0.00040275 | 0.00036793 | 0.0029169
1841 | Industrial, Existing, SIC32 Stone/Clay/Glass, Base Compressed Air, ECM-108, Comp Air - Replace 6-100 HP motor | Industrial | 0.0091682 | 0.0072156 | 0.071969
1842 | Industrial, Existing, SIC33 Primary Metals, Base Compressed Air, ECM-108, Comp Air - Replace 6-100 HP motor | Industrial | 0.00061687 | 0.00057503 | 0.0035195
1843 | Industrial, Existing, SIC34 Fab Metals, Base Compressed Air, ECM-108, Comp Air - Replace 6-100 HP motor | Industrial | 0.0077402 | 0.0071839 | 0.049221
1844 | Industrial, Existing, SIC35 Ind Machinery, Base Compressed Air, ECM-108, Comp Air - Replace 6-100 HP motor | Industrial | 0.0012347 | 0.00056798 | 0.0049526
1845 | Industrial, Existing, SIC36 Electronics, Base Compressed Air, ECM-108, Comp Air - Replace 6-100 HP motor | Industrial | 0.0015742 | 0.0012647 | 0.011305
1846 | Industrial, Existing, SIC37 Transp Eqp, Base Compressed Air, ECM-108, Comp Air - Replace 6-100 HP motor | Industrial | 0.0033211 | 0.0030112 | 0.020651
1847 | Industrial, Existing, SIC38 Instruments, Base Compressed Air, ECM-108, Comp Air - Replace 6-100 HP motor | Industrial | 0.0055601 | 0.0046811 | 0.041429
1848 | Industrial, Existing, SIC39/21/31 Misc, Base Compressed Air, ECM-108, Comp Air - Replace 6-100 HP motor | Industrial | 0.0035135 | 0.0030086 | 0.028016
1849 | Industrial, Existing, SIC20 Food, Base Compressed Air, ECM-109, Comp Air - ASD (6-100 hp) | Industrial | 0.0078651 | 0.060917 | 0.57141
1850 | Industrial, Existing, SIC22-23Textiles, Base Compressed Air, ECM-109, Comp Air - ASD (6-100 hp) | Industrial | 4.952e-05 | 0.00091033 | 0.0025164
1851 | Industrial, Existing, SIC24-25 Lumber, Base Compressed Air, ECM-109, Comp Air - ASD (6-100 hp) | Industrial | 0.00018448 | 0.0015758 | 0.010796
1852 | Industrial, Existing, SIC26 Paper, Base Compressed Air, ECM-109, Comp Air - ASD (6-100 hp) | Industrial | 0.00089396 | 0.0076427 | 0.078771
1853 | Industrial, Existing, SIC27 Printing, Base Compressed Air, ECM-109, Comp Air - ASD (6-100 hp) | Industrial | 0.00039242 | 0.0026056 | 0.028928
1854 | Industrial, Existing, SIC28 Chemicals, Base Compressed Air, ECM-109, Comp Air - ASD (6-100 hp) | Industrial | 0.00039616 | 0.003168 | 0.044556
1855 | Industrial, Existing, SIC29 Petroleum, Base Compressed Air, ECM-109, Comp Air - ASD (6-100 hp) | Industrial | 2.738e-05 | 0.00035933 | 0.0039338
1856 | Industrial, Existing, SIC30 Rubber/Plastics, Base Compressed Air, ECM-109, Comp Air - ASD (6-100 hp) | Industrial | 0.00014925 | 0.0015076 | 0.011953
1857 | Industrial, Existing, SIC32 Stone/Clay/Glass, Base Compressed Air, ECM-109, Comp Air - ASD (6-100 hp) | Industrial | 0.0033976 | 0.029567 | 0.29491
1858 | Industrial, Existing, SIC33 Primary Metals, Base Compressed Air, ECM-109, Comp Air - ASD (6-100 hp) | Industrial | 0.0002286 | 0.0023562 | 0.014421
1859 | Industrial, Existing, SIC34 Fab Metals, Base Compressed Air, ECM-109, Comp Air - ASD (6-100 hp) | Industrial | 0.0028684 | 0.029436 | 0.20169
1860 | Industrial, Existing, SIC35 Ind Machinery, Base Compressed Air, ECM-109, Comp Air - ASD (6-100 hp) | Industrial | 0.00045755 | 0.0023271 | 0.020292
1861 | Industrial, Existing, SIC36 Electronics, Base Compressed Air, ECM-109, Comp Air - ASD (6-100 hp) | Industrial | 0.00058337 | 0.0051824 | 0.046326
1862 | Industrial, Existing, SIC37 Transp Eqp, Base Compressed Air, ECM-109, Comp Air - ASD (6-100 hp) | Industrial | 0.0012308 | 0.012338 | 0.084616
1863 | Industrial, Existing, SIC38 Instruments, Base Compressed Air, ECM-109, Comp Air - ASD (6-100 hp) | Industrial | 0.0020605 | 0.019182 | 0.16976
1864 | Industrial, Existing, SIC39/21/31 Misc, Base Compressed Air, ECM-109, Comp Air - ASD (6-100 hp) | Industrial | 0.0013021 | 0.012328 | 0.1148
1865 | Industrial, Existing, SIC20 Food, Base Compressed Air, ECM-110, Comp Air - Motor practices-1 (6-100 HP) | Industrial | 0.023794 | 0.016668 | 0.15634
1866 | Industrial, Existing, SIC22-23Textiles, Base Compressed Air, ECM-110, Comp Air - Motor practices-1 (6-100 HP) | Industrial | 0.0001498 | 0.00024909 | 0.00068855
1867 | Industrial, Existing, SIC24-25 Lumber, Base Compressed Air, ECM-110, Comp Air - Motor practices-1 (6-100 HP) | Industrial | 0.0005581 | 0.00043116 | 0.0029539
1868 | Industrial, Existing, SIC26 Paper, Base Compressed Air, ECM-110, Comp Air - Motor practices-1 (6-100 HP) | Industrial | 0.0027045 | 0.0020911 | 0.021552
1869 | Industrial, Existing, SIC27 Printing, Base Compressed Air, ECM-110, Comp Air - Motor practices-1 (6-100 HP) | Industrial | 0.0011872 | 0.00071292 | 0.007915
1870 | Industrial, Existing, SIC28 Chemicals, Base Compressed Air, ECM-110, Comp Air - Motor practices-1 (6-100 HP) | Industrial | 0.0011985 | 0.00086674 | 0.01219
1871 | Industrial, Existing, SIC29 Petroleum, Base Compressed Air, ECM-110, Comp Air - Motor practices-1 (6-100 HP) | Industrial | 8.282e-05 | 9.831e-05 | 0.0010763
1872 | Industrial, Existing, SIC30 Rubber/Plastics, Base Compressed Air, ECM-110, Comp Air - Motor practices-1 (6-100 HP) | Industrial | 0.00045154 | 0.0004125 | 0.0032703
1873 | Industrial, Existing, SIC32 Stone/Clay/Glass, Base Compressed Air, ECM-110, Comp Air - Motor practices-1 (6-100 HP) | Industrial | 0.010279 | 0.0080897 | 0.080687
1874 | Industrial, Existing, SIC33 Primary Metals, Base Compressed Air, ECM-110, Comp Air - Motor practices-1 (6-100 HP) | Industrial | 0.0006916 | 0.00064469 | 0.0039458
1875 | Industrial, Existing, SIC34 Fab Metals, Base Compressed Air, ECM-110, Comp Air - Motor practices-1 (6-100 HP) | Industrial | 0.0086778 | 0.0080541 | 0.055184
1876 | Industrial, Existing, SIC35 Ind Machinery, Base Compressed Air, ECM-110, Comp Air - Motor practices-1 (6-100 HP) | Industrial | 0.0013843 | 0.00063678 | 0.0055526
1877 | Industrial, Existing, SIC36 Electronics, Base Compressed Air, ECM-110, Comp Air - Motor practices-1 (6-100 HP) | Industrial | 0.0017649 | 0.0014179 | 0.012675
1878 | Industrial, Existing, SIC37 Transp Eqp, Base Compressed Air, ECM-110, Comp Air - Motor practices-1 (6-100 HP) | Industrial | 0.0037235 | 0.0033759 | 0.023152
1879 | Industrial, Existing, SIC38 Instruments, Base Compressed Air, ECM-110, Comp Air - Motor practices-1 (6-100 HP) | Industrial | 0.0062336 | 0.0052482 | 0.046448
1880 | Industrial, Existing, SIC39/21/31 Misc, Base Compressed Air, ECM-110, Comp Air - Motor practices-1 (6-100 HP) | Industrial | 0.0039392 | 0.0033731 | 0.03141
1881 | Industrial, Existing, SIC20 Food, Base Compressed Air, ECM-111, Comp Air - Replace 100+ HP motor | Industrial | 0.019391 | 0.013583 | 0.12741
1882 | Industrial, Existing, SIC22-23Textiles, Base Compressed Air, ECM-111, Comp Air - Replace 100+ HP motor | Industrial | 0.00012208 | 0.000203 | 0.00056113
1883 | Industrial, Existing, SIC24-25 Lumber, Base Compressed Air, ECM-111, Comp Air - Replace 100+ HP motor | Industrial | 0.00045482 | 0.00035137 | 0.0024073
1884 | Industrial, Existing, SIC26 Paper, Base Compressed Air, ECM-111, Comp Air - Replace 100+ HP motor | Industrial | 0.002204 | 0.0017041 | 0.017564
1885 | Industrial, Existing, SIC27 Printing, Base Compressed Air, ECM-111, Comp Air - Replace 100+ HP motor | Industrial | 0.00096751 | 0.00058099 | 0.0064503
1886 | Industrial, Existing, SIC28 Chemicals, Base Compressed Air, ECM-111, Comp Air - Replace 100+ HP motor | Industrial | 0.00097672 | 0.00070635 | 0.0099345
1887 | Industrial, Existing, SIC29 Petroleum, Base Compressed Air, ECM-111, Comp Air - Replace 100+ HP motor | Industrial | 6.749e-05 | 8.012e-05 | 0.0008771
1888 | Industrial, Existing, SIC30 Rubber/Plastics, Base Compressed Air, ECM-111, Comp Air - Replace 100+ HP motor | Industrial | 0.00036798 | 0.00033616 | 0.0026651
1889 | Industrial, Existing, SIC32 Stone/Clay/Glass, Base Compressed Air, ECM-111, Comp Air - Replace 100+ HP motor | Industrial | 0.0083767 | 0.0065927 | 0.065756
1890 | Industrial, Existing, SIC33 Primary Metals, Base Compressed Air, ECM-111, Comp Air - Replace 100+ HP motor | Industrial | 0.00056362 | 0.00052539 | 0.0032156
1891 | Industrial, Existing, SIC34 Fab Metals, Base Compressed Air, ECM-111, Comp Air - Replace 100+ HP motor | Industrial | 0.0070719 | 0.0065637 | 0.044972
1892 | Industrial, Existing, SIC35 Ind Machinery, Base Compressed Air, ECM-111, Comp Air - Replace 100+ HP motor | Industrial | 0.0011281 | 0.00051895 | 0.0045251
1893 | Industrial, Existing, SIC36 Electronics, Base Compressed Air, ECM-111, Comp Air - Replace 100+ HP motor | Industrial | 0.0014383 | 0.0011555 | 0.010329
1894 | Industrial, Existing, SIC37 Transp Eqp, Base Compressed Air, ECM-111, Comp Air - Replace 100+ HP motor | Industrial | 0.0030344 | 0.0027512 | 0.018868
1895 | Industrial, Existing, SIC38 Instruments, Base Compressed Air, ECM-111, Comp Air - Replace 100+ HP motor | Industrial | 0.0050801 | 0.004277 | 0.037853
1896 | Industrial, Existing, SIC39/21/31 Misc, Base Compressed Air, ECM-111, Comp Air - Replace 100+ HP motor | Industrial | 0.0032102 | 0.0027489 | 0.025598
1897 | Industrial, Existing, SIC20 Food, Base Compressed Air, ECM-112, Comp Air - ASD (100+ hp) | Industrial | 0.0092392 | 0.07156 | 0.67124
1898 | Industrial, Existing, SIC22-23Textiles, Base Compressed Air, ECM-112, Comp Air - ASD (100+ hp) | Industrial | 5.817e-05 | 0.0010694 | 0.002956
1899 | Industrial, Existing, SIC24-25 Lumber, Base Compressed Air, ECM-112, Comp Air - ASD (100+ hp) | Industrial | 0.00021671 | 0.0018511 | 0.012682
1900 | Industrial, Existing, SIC26 Paper, Base Compressed Air, ECM-112, Comp Air - ASD (100+ hp) | Industrial | 0.0010501 | 0.0089779 | 0.092534
1901 | Industrial, Existing, SIC27 Printing, Base Compressed Air, ECM-112, Comp Air - ASD (100+ hp) | Industrial | 0.00046098 | 0.0030608 | 0.033982
1902 | Industrial, Existing, SIC28 Chemicals, Base Compressed Air, ECM-112, Comp Air - ASD (100+ hp) | Industrial | 0.00046537 | 0.0037214 | 0.05234
1903 | Industrial, Existing, SIC29 Petroleum, Base Compressed Air, ECM-112, Comp Air - ASD (100+ hp) | Industrial | 3.216e-05 | 0.00042211 | 0.0046211
1904 | Industrial, Existing, SIC30 Rubber/Plastics, Base Compressed Air, ECM-112, Comp Air - ASD (100+ hp) | Industrial | 0.00017533 | 0.001771 | 0.014041
1905 | Industrial, Existing, SIC32 Stone/Clay/Glass, Base Compressed Air, ECM-112, Comp Air - ASD (100+ hp) | Industrial | 0.0039912 | 0.034733 | 0.34643
1906 | Industrial, Existing, SIC33 Primary Metals, Base Compressed Air, ECM-112, Comp Air - ASD (100+ hp) | Industrial | 0.00026854 | 0.0027678 | 0.01694
1907 | Industrial, Existing, SIC34 Fab Metals, Base Compressed Air, ECM-112, Comp Air - ASD (100+ hp) | Industrial | 0.0033695 | 0.034579 | 0.23692
1908 | Industrial, Existing, SIC35 Ind Machinery, Base Compressed Air, ECM-112, Comp Air - ASD (100+ hp) | Industrial | 0.00053749 | 0.0027337 | 0.023837
1909 | Industrial, Existing, SIC36 Electronics, Base Compressed Air, ECM-112, Comp Air - ASD (100+ hp) | Industrial | 0.00068529 | 0.0060878 | 0.054419
1910 | Industrial, Existing, SIC37 Transp Eqp, Base Compressed Air, ECM-112, Comp Air - ASD (100+ hp) | Industrial | 0.0014458 | 0.014494 | 0.0994
1911 | Industrial, Existing, SIC38 Instruments, Base Compressed Air, ECM-112, Comp Air - ASD (100+ hp) | Industrial | 0.0024205 | 0.022533 | 0.19942
1912 | Industrial, Existing, SIC39/21/31 Misc, Base Compressed Air, ECM-112, Comp Air - ASD (100+ hp) | Industrial | 0.0015295 | 0.014482 | 0.13486
1913 | Industrial, Existing, SIC20 Food, Base Compressed Air, ECM-113, Comp Air - Motor practices-1 (100+ HP) | Industrial | 0.024491 | 0.017156 | 0.16092
1914 | Industrial, Existing, SIC22-23Textiles, Base Compressed Air, ECM-113, Comp Air - Motor practices-1 (100+ HP) | Industrial | 0.00015419 | 0.00025638 | 0.0007087
1915 | Industrial, Existing, SIC24-25 Lumber, Base Compressed Air, ECM-113, Comp Air - Motor practices-1 (100+ HP) | Industrial | 0.00057444 | 0.00044378 | 0.0030403
1916 | Industrial, Existing, SIC26 Paper, Base Compressed Air, ECM-113, Comp Air - Motor practices-1 (100+ HP) | Industrial | 0.0027837 | 0.0021523 | 0.022183
1917 | Industrial, Existing, SIC27 Printing, Base Compressed Air, ECM-113, Comp Air - Motor practices-1 (100+ HP) | Industrial | 0.001222 | 0.00073378 | 0.0081467
1918 | Industrial, Existing, SIC28 Chemicals, Base Compressed Air, ECM-113, Comp Air - Motor practices-1 (100+ HP) | Industrial | 0.0012336 | 0.00089211 | 0.012547
1919 | Industrial, Existing, SIC29 Petroleum, Base Compressed Air, ECM-113, Comp Air - Motor practices-1 (100+ HP) | Industrial | 8.524e-05 | 0.00010119 | 0.0011078
1920 | Industrial, Existing, SIC30 Rubber/Plastics, Base Compressed Air, ECM-113, Comp Air - Motor practices-1 (100+ HP) | Industrial | 0.00046476 | 0.00042457 | 0.003366
1921 | Industrial, Existing, SIC32 Stone/Clay/Glass, Base Compressed Air, ECM-113, Comp Air - Motor practices-1 (100+ HP) | Industrial | 0.01058 | 0.0083265 | 0.083049
1922 | Industrial, Existing, SIC33 Primary Metals, Base Compressed Air, ECM-113, Comp Air - Motor practices-1 (100+ HP) | Industrial | 0.00071185 | 0.00066356 | 0.0040613
1923 | Industrial, Existing, SIC34 Fab Metals, Base Compressed Air, ECM-113, Comp Air - Motor practices-1 (100+ HP) | Industrial | 0.0089318 | 0.0082898 | 0.056799
1924 | Industrial, Existing, SIC35 Ind Machinery, Base Compressed Air, ECM-113, Comp Air - Motor practices-1 (100+ HP) | Industrial | 0.0014248 | 0.00065542 | 0.0057151
1925 | Industrial, Existing, SIC36 Electronics, Base Compressed Air, ECM-113, Comp Air - Motor practices-1 (100+ HP) | Industrial | 0.0018165 | 0.0014594 | 0.013046
1926 | Industrial, Existing, SIC37 Transp Eqp, Base Compressed Air, ECM-113, Comp Air - Motor practices-1 (100+ HP) | Industrial | 0.0038324 | 0.0034747 | 0.02383
1927 | Industrial, Existing, SIC38 Instruments, Base Compressed Air, ECM-113, Comp Air - Motor practices-1 (100+ HP) | Industrial | 0.0064161 | 0.0054018 | 0.047808
1928 | Industrial, Existing, SIC39/21/31 Misc, Base Compressed Air, ECM-113, Comp Air - Motor practices-1 (100+ HP) | Industrial | 0.0040545 | 0.0034718 | 0.03233
1929 | Industrial, Existing, SIC20 Food, Base Fans, ECM-201, Fans - O&M | Industrial | 0.044361 | 0.031074 | 0.29148
1930 | Industrial, Existing, SIC22-23Textiles, Base Fans, ECM-201, Fans - O&M | Industrial | 0.000483 | 0.00080314 | 0.00222
1931 | Industrial, Existing, SIC24-25 Lumber, Base Fans, ECM-201, Fans - O&M | Industrial | 0.0017995 | 0.0013902 | 0.0095241
1932 | Industrial, Existing, SIC26 Paper, Base Fans, ECM-201, Fans - O&M | Industrial | 0.018706 | 0.014463 | 0.14907
1933 | Industrial, Existing, SIC27 Printing, Base Fans, ECM-201, Fans - O&M | Industrial | 0.0038279 | 0.0022986 | 0.02552
1934 | Industrial, Existing, SIC28 Chemicals, Base Fans, ECM-201, Fans - O&M | Industrial | 0.0051785 | 0.003745 | 0.052672
1935 | Industrial, Existing, SIC29 Petroleum, Base Fans, ECM-201, Fans - O&M | Industrial | 8.464e-05 | 0.00010047 | 0.0011
1936 | Industrial, Existing, SIC30 Rubber/Plastics, Base Fans, ECM-201, Fans - O&M | Industrial | 0.0014559 | 0.00133 | 0.010544
1937 | Industrial, Existing, SIC32 Stone/Clay/Glass, Base Fans, ECM-201, Fans - O&M | Industrial | 0.041146 | 0.032383 | 0.32299
1938 | Industrial, Existing, SIC33 Primary Metals, Base Fans, ECM-201, Fans - O&M | Industrial | 0.0027684 | 0.0025806 | 0.015795
1939 | Industrial, Existing, SIC34 Fab Metals, Base Fans, ECM-201, Fans - O&M | Industrial | 0.0082332 | 0.0076414 | 0.052356
1940 | Industrial, Existing, SIC35 Ind Machinery, Base Fans, ECM-201, Fans - O&M | Industrial | 0.00085374 | 0.00039274 | 0.0034246
1941 | Industrial, Existing, SIC36 Electronics, Base Fans, ECM-201, Fans - O&M | Industrial | 0.00091097 | 0.00073189 | 0.0065424
1942 | Industrial, Existing, SIC37 Transp Eqp, Base Fans, ECM-201, Fans - O&M | Industrial | 0.0028395 | 0.0025745 | 0.017656
1943 | Industrial, Existing, SIC38 Instruments, Base Fans, ECM-201, Fans - O&M | Industrial | 0.0048146 | 0.0040535 | 0.035875
1944 | Industrial, Existing, SIC39/21/31 Misc, Base Fans, ECM-201, Fans - O&M | Industrial | 0.002492 | 0.0021339 | 0.019871
1945 | Industrial, Existing, SIC20 Food, Base Fans, ECM-202, Fans - Controls | Industrial | 0.37949 | 0.26583 | 2.4935
1946 | Industrial, Existing, SIC22-23Textiles, Base Fans, ECM-202, Fans - Controls | Industrial | 0.0041318 | 0.0068705 | 0.018992
1947 | Industrial, Existing, SIC24-25 Lumber, Base Fans, ECM-202, Fans - Controls | Industrial | 0.015394 | 0.011892 | 0.081475
1948 | Industrial, Existing, SIC26 Paper, Base Fans, ECM-202, Fans - Controls | Industrial | 0.16003 | 0.12373 | 1.2752
1949 | Industrial, Existing, SIC27 Printing, Base Fans, ECM-202, Fans - Controls | Industrial | 0.032746 | 0.019664 | 0.21831
1950 | Industrial, Existing, SIC28 Chemicals, Base Fans, ECM-202, Fans - Controls | Industrial | 0.044299 | 0.032037 | 0.45058
1951 | Industrial, Existing, SIC29 Petroleum, Base Fans, ECM-202, Fans - Controls | Industrial | 0.0007241 | 0.00085951 | 0.0094098
1952 | Industrial, Existing, SIC30 Rubber/Plastics, Base Fans, ECM-202, Fans - Controls | Industrial | 0.012454 | 0.011378 | 0.090202
1953 | Industrial, Existing, SIC32 Stone/Clay/Glass, Base Fans, ECM-202, Fans - Controls | Industrial | 0.35198 | 0.27702 | 2.763
1954 | Industrial, Existing, SIC33 Primary Metals, Base Fans, ECM-202, Fans - Controls | Industrial | 0.023683 | 0.022076 | 0.13512
1955 | Industrial, Existing, SIC34 Fab Metals, Base Fans, ECM-202, Fans - Controls | Industrial | 0.070431 | 0.065369 | 0.44789
1956 | Industrial, Existing, SIC35 Ind Machinery, Base Fans, ECM-202, Fans - Controls | Industrial | 0.0073034 | 0.0033597 | 0.029296
1957 | Industrial, Existing, SIC36 Electronics, Base Fans, ECM-202, Fans - Controls | Industrial | 0.0077929 | 0.006261 | 0.055967
1958 | Industrial, Existing, SIC37 Transp Eqp, Base Fans, ECM-202, Fans - Controls | Industrial | 0.024291 | 0.022024 | 0.15104
1959 | Industrial, Existing, SIC38 Instruments, Base Fans, ECM-202, Fans - Controls | Industrial | 0.041187 | 0.034676 | 0.30689
1960 | Industrial, Existing, SIC39/21/31 Misc, Base Fans, ECM-202, Fans - Controls | Industrial | 0.021318 | 0.018254 | 0.16999
1961 | Industrial, Existing, SIC20 Food, Base Fans, ECM-203, Fans - System Optimization | Industrial | 0.074622 | 0.11068 | 1.0382
1962 | Industrial, Existing, SIC22-23Textiles, Base Fans, ECM-203, Fans - System Optimization | Industrial | 0.00081246 | 0.0028605 | 0.0079072
1963 | Industrial, Existing, SIC24-25 Lumber, Base Fans, ECM-203, Fans - System Optimization | Industrial | 0.003027 | 0.0049515 | 0.033923
1964 | Industrial, Existing, SIC26 Paper, Base Fans, ECM-203, Fans - System Optimization | Industrial | 0.031467 | 0.051517 | 0.53098
1965 | Industrial, Existing, SIC27 Printing, Base Fans, ECM-203, Fans - System Optimization | Industrial | 0.006439 | 0.0081874 | 0.090899
1966 | Industrial, Existing, SIC28 Chemicals, Base Fans, ECM-203, Fans - System Optimization | Industrial | 0.008711 | 0.01334 | 0.18762
1967 | Industrial, Existing, SIC29 Petroleum, Base Fans, ECM-203, Fans - System Optimization | Industrial | 0.00014239 | 0.00035789 | 0.0039181
1968 | Industrial, Existing, SIC30 Rubber/Plastics, Base Fans, ECM-203, Fans - System Optimization | Industrial | 0.002449 | 0.0047373 | 0.037557
1969 | Industrial, Existing, SIC32 Stone/Clay/Glass, Base Fans, ECM-203, Fans - System Optimization | Industrial | 0.069213 | 0.11534 | 1.1505
1970 | Industrial, Existing, SIC33 Primary Metals, Base Fans, ECM-203, Fans - System Optimization | Industrial | 0.0046569 | 0.0091918 | 0.056258
1971 | Industrial, Existing, SIC34 Fab Metals, Base Fans, ECM-203, Fans - System Optimization | Industrial | 0.013849 | 0.027218 | 0.18648
1972 | Industrial, Existing, SIC35 Ind Machinery, Base Fans, ECM-203, Fans - System Optimization | Industrial | 0.0014361 | 0.0013988 | 0.012197
1973 | Industrial, Existing, SIC36 Electronics, Base Fans, ECM-203, Fans - System Optimization | Industrial | 0.0015324 | 0.0026069 | 0.023303
1974 | Industrial, Existing, SIC37 Transp Eqp, Base Fans, ECM-203, Fans - System Optimization | Industrial | 0.0047765 | 0.00917 | 0.062888
1975 | Industrial, Existing, SIC38 Instruments, Base Fans, ECM-203, Fans - System Optimization | Industrial | 0.0080988 | 0.014438 | 0.12778
1976 | Industrial, Existing, SIC39/21/31 Misc, Base Fans, ECM-203, Fans - System Optimization | Industrial | 0.0041919 | 0.0076007 | 0.070778
1977 | Industrial, Existing, SIC20 Food, Base Fans, ECM-204, Fans- Improve components | Industrial | 0.045285 | 0.031722 | 0.29755
1978 | Industrial, Existing, SIC22-23Textiles, Base Fans, ECM-204, Fans- Improve components | Industrial | 0.00049306 | 0.00081987 | 0.0022663
1979 | Industrial, Existing, SIC24-25 Lumber, Base Fans, ECM-204, Fans- Improve components | Industrial | 0.0018369 | 0.0014191 | 0.0097225
1980 | Industrial, Existing, SIC26 Paper, Base Fans, ECM-204, Fans- Improve components | Industrial | 0.019096 | 0.014765 | 0.15218
1981 | Industrial, Existing, SIC27 Printing, Base Fans, ECM-204, Fans- Improve components | Industrial | 0.0039076 | 0.0023465 | 0.026052
1982 | Industrial, Existing, SIC28 Chemicals, Base Fans, ECM-204, Fans- Improve components | Industrial | 0.0052863 | 0.003823 | 0.053769
1983 | Industrial, Existing, SIC29 Petroleum, Base Fans, ECM-204, Fans- Improve components | Industrial | 8.641e-05 | 0.00010257 | 0.0011229
1984 | Industrial, Existing, SIC30 Rubber/Plastics, Base Fans, ECM-204, Fans- Improve components | Industrial | 0.0014862 | 0.0013577 | 0.010764
1985 | Industrial, Existing, SIC32 Stone/Clay/Glass, Base Fans, ECM-204, Fans- Improve components | Industrial | 0.042003 | 0.033057 | 0.32972
1986 | Industrial, Existing, SIC33 Primary Metals, Base Fans, ECM-204, Fans- Improve components | Industrial | 0.0028261 | 0.0026344 | 0.016124
1987 | Industrial, Existing, SIC34 Fab Metals, Base Fans, ECM-204, Fans- Improve components | Industrial | 0.0084047 | 0.0078006 | 0.053447
1988 | Industrial, Existing, SIC35 Ind Machinery, Base Fans, ECM-204, Fans- Improve components | Industrial | 0.00087152 | 0.00040092 | 0.0034959
1989 | Industrial, Existing, SIC36 Electronics, Base Fans, ECM-204, Fans- Improve components | Industrial | 0.00092995 | 0.00074713 | 0.0066787
1990 | Industrial, Existing, SIC37 Transp Eqp, Base Fans, ECM-204, Fans- Improve components | Industrial | 0.0028987 | 0.0026281 | 0.018024
1991 | Industrial, Existing, SIC38 Instruments, Base Fans, ECM-204, Fans- Improve components | Industrial | 0.0049149 | 0.0041379 | 0.036622
1992 | Industrial, Existing, SIC39/21/31 Misc, Base Fans, ECM-204, Fans- Improve components | Industrial | 0.0025439 | 0.0021783 | 0.020285
1993 | Industrial, Existing, SIC20 Food, Base Fans, ECM-205, Fans - Replace 1-5 HP motor | Industrial | 0.0030121 | 0.0021099 | 0.019791
1994 | Industrial, Existing, SIC22-23Textiles, Base Fans, ECM-205, Fans - Replace 1-5 HP motor | Industrial | 3.28e-05 | 5.453e-05 | 0.00015074
1995 | Industrial, Existing, SIC24-25 Lumber, Base Fans, ECM-205, Fans - Replace 1-5 HP motor | Industrial | 0.00012218 | 9.439e-05 | 0.00064668
1996 | Industrial, Existing, SIC26 Paper, Base Fans, ECM-205, Fans - Replace 1-5 HP motor | Industrial | 0.0012702 | 0.00098206 | 0.010122
1997 | Industrial, Existing, SIC27 Printing, Base Fans, ECM-205, Fans - Replace 1-5 HP motor | Industrial | 0.00025991 | 0.00015608 | 0.0017328
1998 | Industrial, Existing, SIC28 Chemicals, Base Fans, ECM-205, Fans - Replace 1-5 HP motor | Industrial | 0.00035161 | 0.00025428 | 0.0035764
1999 | Industrial, Existing, SIC29 Petroleum, Base Fans, ECM-205, Fans - Replace 1-5 HP motor | Industrial | 5.75e-06 | 6.82e-06 | 7.469e-05
2000 | Industrial, Existing, SIC30 Rubber/Plastics, Base Fans, ECM-205, Fans - Replace 1-5 HP motor | Industrial | 9.885e-05 | 9.031e-05 | 0.00071595
2001 | Industrial, Existing, SIC32 Stone/Clay/Glass, Base Fans, ECM-205, Fans - Replace 1-5 HP motor | Industrial | 0.0027938 | 0.0021988 | 0.021931
2002 | Industrial, Existing, SIC33 Primary Metals, Base Fans, ECM-205, Fans - Replace 1-5 HP motor | Industrial | 0.00018798 | 0.00017523 | 0.0010725
2003 | Industrial, Existing, SIC34 Fab Metals, Base Fans, ECM-205, Fans - Replace 1-5 HP motor | Industrial | 0.00055903 | 0.00051885 | 0.003555
2004 | Industrial, Existing, SIC35 Ind Machinery, Base Fans, ECM-205, Fans - Replace 1-5 HP motor | Industrial | 5.797e-05 | 2.667e-05 | 0.00023253
2005 | Industrial, Existing, SIC36 Electronics, Base Fans, ECM-205, Fans - Replace 1-5 HP motor | Industrial | 6.185e-05 | 4.969e-05 | 0.00044423
2006 | Industrial, Existing, SIC37 Transp Eqp, Base Fans, ECM-205, Fans - Replace 1-5 HP motor | Industrial | 0.0001928 | 0.00017481 | 0.0011988
2007 | Industrial, Existing, SIC38 Instruments, Base Fans, ECM-205, Fans - Replace 1-5 HP motor | Industrial | 0.00032691 | 0.00027523 | 0.0024359
2008 | Industrial, Existing, SIC39/21/31 Misc, Base Fans, ECM-205, Fans - Replace 1-5 HP motor | Industrial | 0.00016921 | 0.00014489 | 0.0013492
2009 | Industrial, Existing, SIC20 Food, Base Fans, ECM-206, Fans - ASD (1-5 hp) | Industrial | 0.00052373 | 0.0040564 | 0.03805
2010 | Industrial, Existing, SIC22-23Textiles, Base Fans, ECM-206, Fans - ASD (1-5 hp) | Industrial | 5.7e-06 | 0.00010484 | 0.00028979
2011 | Industrial, Existing, SIC24-25 Lumber, Base Fans, ECM-206, Fans - ASD (1-5 hp) | Industrial | 2.124e-05 | 0.00018147 | 0.0012432
2012 | Industrial, Existing, SIC26 Paper, Base Fans, ECM-206, Fans - ASD (1-5 hp) | Industrial | 0.00022085 | 0.0018881 | 0.01946
2013 | Industrial, Existing, SIC27 Printing, Base Fans, ECM-206, Fans - ASD (1-5 hp) | Industrial | 4.519e-05 | 0.00030006 | 0.0033314
2014 | Industrial, Existing, SIC28 Chemicals, Base Fans, ECM-206, Fans - ASD (1-5 hp) | Industrial | 6.114e-05 | 0.00048889 | 0.0068761
2015 | Industrial, Existing, SIC29 Petroleum, Base Fans, ECM-206, Fans - ASD (1-5 hp) | Industrial | 1e-06 | 1.312e-05 | 0.0001436
2016 | Industrial, Existing, SIC30 Rubber/Plastics, Base Fans, ECM-206, Fans - ASD (1-5 hp) | Industrial | 1.719e-05 | 0.00017362 | 0.0013765
2017 | Industrial, Existing, SIC32 Stone/Clay/Glass, Base Fans, ECM-206, Fans - ASD (1-5 hp) | Industrial | 0.00048577 | 0.0042273 | 0.042164
2018 | Industrial, Existing, SIC33 Primary Metals, Base Fans, ECM-206, Fans - ASD (1-5 hp) | Industrial | 3.268e-05 | 0.00033687 | 0.0020618
2019 | Industrial, Existing, SIC34 Fab Metals, Base Fans, ECM-206, Fans - ASD (1-5 hp) | Industrial | 9.72e-05 | 0.00099751 | 0.0068346
2020 | Industrial, Existing, SIC35 Ind Machinery, Base Fans, ECM-206, Fans - ASD (1-5 hp) | Industrial | 1.008e-05 | 5.126e-05 | 0.00044701
2021 | Industrial, Existing, SIC36 Electronics, Base Fans, ECM-206, Fans - ASD (1-5 hp) | Industrial | 1.075e-05 | 9.554e-05 | 0.00085405
2022 | Industrial, Existing, SIC37 Transp Eqp, Base Fans, ECM-206, Fans - ASD (1-5 hp) | Industrial | 3.352e-05 | 0.00033607 | 0.0023048
2023 | Industrial, Existing, SIC38 Instruments, Base Fans, ECM-206, Fans - ASD (1-5 hp) | Industrial | 5.684e-05 | 0.00052915 | 0.0046831
2024 | Industrial, Existing, SIC39/21/31 Misc, Base Fans, ECM-206, Fans - ASD (1-5 hp) | Industrial | 2.942e-05 | 0.00027856 | 0.002594
2025 | Industrial, Existing, SIC20 Food, Base Fans, ECM-207, Fans - Motor practices-1 (1-5 HP) | Industrial | 0.0081606 | 0.0057164 | 0.05362
2026 | Industrial, Existing, SIC22-23Textiles, Base Fans, ECM-207, Fans - Motor practices-1 (1-5 HP) | Industrial | 8.885e-05 | 0.00014774 | 0.0004084
2027 | Industrial, Existing, SIC24-25 Lumber, Base Fans, ECM-207, Fans - Motor practices-1 (1-5 HP) | Industrial | 0.00033103 | 0.00025573 | 0.001752
2028 | Industrial, Existing, SIC26 Paper, Base Fans, ECM-207, Fans - Motor practices-1 (1-5 HP) | Industrial | 0.0034412 | 0.0026607 | 0.027423
2029 | Industrial, Existing, SIC27 Printing, Base Fans, ECM-207, Fans - Motor practices-1 (1-5 HP) | Industrial | 0.00070416 | 0.00042285 | 0.0046946
2030 | Industrial, Existing, SIC28 Chemicals, Base Fans, ECM-207, Fans - Motor practices-1 (1-5 HP) | Industrial | 0.00095261 | 0.00068892 | 0.0096894
2031 | Industrial, Existing, SIC29 Petroleum, Base Fans, ECM-207, Fans - Motor practices-1 (1-5 HP) | Industrial | 1.557e-05 | 1.848e-05 | 0.00020235
2032 | Industrial, Existing, SIC30 Rubber/Plastics, Base Fans, ECM-207, Fans - Motor practices-1 (1-5 HP) | Industrial | 0.00026782 | 0.00024466 | 0.0019397
2033 | Industrial, Existing, SIC32 Stone/Clay/Glass, Base Fans, ECM-207, Fans - Motor practices-1 (1-5 HP) | Industrial | 0.0075691 | 0.005957 | 0.059416
2034 | Industrial, Existing, SIC33 Primary Metals, Base Fans, ECM-207, Fans - Motor practices-1 (1-5 HP) | Industrial | 0.00050928 | 0.00047473 | 0.0029056
2035 | Industrial, Existing, SIC34 Fab Metals, Base Fans, ECM-207, Fans - Motor practices-1 (1-5 HP) | Industrial | 0.0015146 | 0.0014057 | 0.0096314
2036 | Industrial, Existing, SIC35 Ind Machinery, Base Fans, ECM-207, Fans - Motor practices-1 (1-5 HP) | Industrial | 0.00015705 | 7.225e-05 | 0.00062998
2037 | Industrial, Existing, SIC36 Electronics, Base Fans, ECM-207, Fans - Motor practices-1 (1-5 HP) | Industrial | 0.00016758 | 0.00013464 | 0.0012035
2038 | Industrial, Existing, SIC37 Transp Eqp, Base Fans, ECM-207, Fans - Motor practices-1 (1-5 HP) | Industrial | 0.00052236 | 0.0004736 | 0.003248
2039 | Industrial, Existing, SIC38 Instruments, Base Fans, ECM-207, Fans - Motor practices-1 (1-5 HP) | Industrial | 0.00088568 | 0.00074567 | 0.0065994
2040 | Industrial, Existing, SIC39/21/31 Misc, Base Fans, ECM-207, Fans - Motor practices-1 (1-5 HP) | Industrial | 0.00045842 | 0.00039254 | 0.0036554
2041 | Industrial, Existing, SIC20 Food, Base Fans, ECM-208, Fans - Replace 6-100 HP motor | Industrial | 0.027547 | 0.019296 | 0.181
2042 | Industrial, Existing, SIC22-23Textiles, Base Fans, ECM-208, Fans - Replace 6-100 HP motor | Industrial | 0.00029993 | 0.00049873 | 0.0013786
2043 | Industrial, Existing, SIC24-25 Lumber, Base Fans, ECM-208, Fans - Replace 6-100 HP motor | Industrial | 0.0011174 | 0.00086326 | 0.0059142
2044 | Industrial, Existing, SIC26 Paper, Base Fans, ECM-208, Fans - Replace 6-100 HP motor | Industrial | 0.011616 | 0.0089814 | 0.092569
2045 | Industrial, Existing, SIC27 Printing, Base Fans, ECM-208, Fans - Replace 6-100 HP motor | Industrial | 0.002377 | 0.0014274 | 0.015847
2046 | Industrial, Existing, SIC28 Chemicals, Base Fans, ECM-208, Fans - Replace 6-100 HP motor | Industrial | 0.0032157 | 0.0023255 | 0.032708
2047 | Industrial, Existing, SIC29 Petroleum, Base Fans, ECM-208, Fans - Replace 6-100 HP motor | Industrial | 5.256e-05 | 6.239e-05 | 0.00068305
2048 | Industrial, Existing, SIC30 Rubber/Plastics, Base Fans, ECM-208, Fans - Replace 6-100 HP motor | Industrial | 0.00090406 | 0.00082589 | 0.0065477
2049 | Industrial, Existing, SIC32 Stone/Clay/Glass, Base Fans, ECM-208, Fans - Replace 6-100 HP motor | Industrial | 0.02555 | 0.020109 | 0.20057
2050 | Industrial, Existing, SIC33 Primary Metals, Base Fans, ECM-208, Fans - Replace 6-100 HP motor | Industrial | 0.0017191 | 0.0016025 | 0.0098082
2051 | Industrial, Existing, SIC34 Fab Metals, Base Fans, ECM-208, Fans - Replace 6-100 HP motor | Industrial | 0.0051126 | 0.0047451 | 0.032512
2052 | Industrial, Existing, SIC35 Ind Machinery, Base Fans, ECM-208, Fans - Replace 6-100 HP motor | Industrial | 0.00053015 | 0.00024388 | 0.0021266
2053 | Industrial, Existing, SIC36 Electronics, Base Fans, ECM-208, Fans - Replace 6-100 HP motor | Industrial | 0.00056569 | 0.00045448 | 0.0040627
2054 | Industrial, Existing, SIC37 Transp Eqp, Base Fans, ECM-208, Fans - Replace 6-100 HP motor | Industrial | 0.0017633 | 0.0015987 | 0.010964
2055 | Industrial, Existing, SIC38 Instruments, Base Fans, ECM-208, Fans - Replace 6-100 HP motor | Industrial | 0.0029897 | 0.0025171 | 0.022277
2056 | Industrial, Existing, SIC39/21/31 Misc, Base Fans, ECM-208, Fans - Replace 6-100 HP motor | Industrial | 0.0015475 | 0.0013251 | 0.012339
2057 | Industrial, Existing, SIC20 Food, Base Fans, ECM-209, Fans - ASD (6-100 hp) | Industrial | 0.0083032 | 0.064311 | 0.60324
2058 | Industrial, Existing, SIC22-23Textiles, Base Fans, ECM-209, Fans - ASD (6-100 hp) | Industrial | 9.04e-05 | 0.0016621 | 0.0045943
2059 | Industrial, Existing, SIC24-25 Lumber, Base Fans, ECM-209, Fans - ASD (6-100 hp) | Industrial | 0.00033681 | 0.002877 | 0.01971
2060 | Industrial, Existing, SIC26 Paper, Base Fans, ECM-209, Fans - ASD (6-100 hp) | Industrial | 0.0035014 | 0.029934 | 0.30852
2061 | Industrial, Existing, SIC27 Printing, Base Fans, ECM-209, Fans - ASD (6-100 hp) | Industrial | 0.00071648 | 0.0047572 | 0.052816
2062 | Industrial, Existing, SIC28 Chemicals, Base Fans, ECM-209, Fans - ASD (6-100 hp) | Industrial | 0.00096928 | 0.007751 | 0.10901
2063 | Industrial, Existing, SIC29 Petroleum, Base Fans, ECM-209, Fans - ASD (6-100 hp) | Industrial | 1.584e-05 | 0.00020796 | 0.0022767
2064 | Industrial, Existing, SIC30 Rubber/Plastics, Base Fans, ECM-209, Fans - ASD (6-100 hp) | Industrial | 0.0002725 | 0.0027526 | 0.021823
2065 | Industrial, Existing, SIC32 Stone/Clay/Glass, Base Fans, ECM-209, Fans - ASD (6-100 hp) | Industrial | 0.0077014 | 0.06702 | 0.66847
2066 | Industrial, Existing, SIC33 Primary Metals, Base Fans, ECM-209, Fans - ASD (6-100 hp) | Industrial | 0.00051818 | 0.0053408 | 0.032688
2067 | Industrial, Existing, SIC34 Fab Metals, Base Fans, ECM-209, Fans - ASD (6-100 hp) | Industrial | 0.001541 | 0.015815 | 0.10836
2068 | Industrial, Existing, SIC35 Ind Machinery, Base Fans, ECM-209, Fans - ASD (6-100 hp) | Industrial | 0.0001598 | 0.00081273 | 0.0070868
2069 | Industrial, Existing, SIC36 Electronics, Base Fans, ECM-209, Fans - ASD (6-100 hp) | Industrial | 0.00017051 | 0.0015147 | 0.01354
2070 | Industrial, Existing, SIC37 Transp Eqp, Base Fans, ECM-209, Fans - ASD (6-100 hp) | Industrial | 0.00053149 | 0.0053281 | 0.036541
2071 | Industrial, Existing, SIC38 Instruments, Base Fans, ECM-209, Fans - ASD (6-100 hp) | Industrial | 0.00090117 | 0.0083892 | 0.074247
2072 | Industrial, Existing, SIC39/21/31 Misc, Base Fans, ECM-209, Fans - ASD (6-100 hp) | Industrial | 0.00046644 | 0.0044164 | 0.041126
2073 | Industrial, Existing, SIC20 Food, Base Fans, ECM-210, Fans - Motor practices-1 (6-100 HP) | Industrial | 0.035571 | 0.024917 | 0.23372
2074 | Industrial, Existing, SIC22-23Textiles, Base Fans, ECM-210, Fans - Motor practices-1 (6-100 HP) | Industrial | 0.00038729 | 0.00064399 | 0.0017802
2075 | Industrial, Existing, SIC24-25 Lumber, Base Fans, ECM-210, Fans - Motor practices-1 (6-100 HP) | Industrial | 0.0014429 | 0.0011147 | 0.0076369
2076 | Industrial, Existing, SIC26 Paper, Base Fans, ECM-210, Fans - Motor practices-1 (6-100 HP) | Industrial | 0.015 | 0.011597 | 0.11953
2077 | Industrial, Existing, SIC27 Printing, Base Fans, ECM-210, Fans - Motor practices-1 (6-100 HP) | Industrial | 0.0030694 | 0.0018431 | 0.020463
2078 | Industrial, Existing, SIC28 Chemicals, Base Fans, ECM-210, Fans - Motor practices-1 (6-100 HP) | Industrial | 0.0041523 | 0.0030029 | 0.042235
2079 | Industrial, Existing, SIC29 Petroleum, Base Fans, ECM-210, Fans - Motor practices-1 (6-100 HP) | Industrial | 6.787e-05 | 8.057e-05 | 0.00088201
2080 | Industrial, Existing, SIC30 Rubber/Plastics, Base Fans, ECM-210, Fans - Motor practices-1 (6-100 HP) | Industrial | 0.0011674 | 0.0010665 | 0.0084549
2081 | Industrial, Existing, SIC32 Stone/Clay/Glass, Base Fans, ECM-210, Fans - Motor practices-1 (6-100 HP) | Industrial | 0.032993 | 0.025966 | 0.25899
2082 | Industrial, Existing, SIC33 Primary Metals, Base Fans, ECM-210, Fans - Motor practices-1 (6-100 HP) | Industrial | 0.0022199 | 0.0020693 | 0.012665
2083 | Industrial, Existing, SIC34 Fab Metals, Base Fans, ECM-210, Fans - Motor practices-1 (6-100 HP) | Industrial | 0.0066017 | 0.0061273 | 0.041982
2084 | Industrial, Existing, SIC35 Ind Machinery, Base Fans, ECM-210, Fans - Motor practices-1 (6-100 HP) | Industrial | 0.00068457 | 0.00031492 | 0.002746
2085 | Industrial, Existing, SIC36 Electronics, Base Fans, ECM-210, Fans - Motor practices-1 (6-100 HP) | Industrial | 0.00073046 | 0.00058686 | 0.005246
2086 | Industrial, Existing, SIC37 Transp Eqp, Base Fans, ECM-210, Fans - Motor practices-1 (6-100 HP) | Industrial | 0.0022769 | 0.0020644 | 0.014157
2087 | Industrial, Existing, SIC38 Instruments, Base Fans, ECM-210, Fans - Motor practices-1 (6-100 HP) | Industrial | 0.0038606 | 0.0032503 | 0.028766
2088 | Industrial, Existing, SIC39/21/31 Misc, Base Fans, ECM-210, Fans - Motor practices-1 (6-100 HP) | Industrial | 0.0019982 | 0.001711 | 0.015933
2089 | Industrial, Existing, SIC20 Food, Base Fans, ECM-211, Fans - Replace 100+ HP motor | Industrial | 0.025169 | 0.01763 | 0.16537
2090 | Industrial, Existing, SIC22-23Textiles, Base Fans, ECM-211, Fans - Replace 100+ HP motor | Industrial | 0.00027404 | 0.00045567 | 0.0012596
2091 | Industrial, Existing, SIC24-25 Lumber, Base Fans, ECM-211, Fans - Replace 100+ HP motor | Industrial | 0.001021 | 0.00078873 | 0.0054036
2092 | Industrial, Existing, SIC26 Paper, Base Fans, ECM-211, Fans - Replace 100+ HP motor | Industrial | 0.010613 | 0.008206 | 0.084577
2093 | Industrial, Existing, SIC27 Printing, Base Fans, ECM-211, Fans - Replace 100+ HP motor | Industrial | 0.0021718 | 0.0013042 | 0.014479
2094 | Industrial, Existing, SIC28 Chemicals, Base Fans, ECM-211, Fans - Replace 100+ HP motor | Industrial | 0.0029381 | 0.0021248 | 0.029884
2095 | Industrial, Existing, SIC29 Petroleum, Base Fans, ECM-211, Fans - Replace 100+ HP motor | Industrial | 4.802e-05 | 5.701e-05 | 0.00062408
2096 | Industrial, Existing, SIC30 Rubber/Plastics, Base Fans, ECM-211, Fans - Replace 100+ HP motor | Industrial | 0.00082602 | 0.00075459 | 0.0059824
2097 | Industrial, Existing, SIC32 Stone/Clay/Glass, Base Fans, ECM-211, Fans - Replace 100+ HP motor | Industrial | 0.023345 | 0.018373 | 0.18325
2098 | Industrial, Existing, SIC33 Primary Metals, Base Fans, ECM-211, Fans - Replace 100+ HP motor | Industrial | 0.0015707 | 0.0014642 | 0.0089615
2099 | Industrial, Existing, SIC34 Fab Metals, Base Fans, ECM-211, Fans - Replace 100+ HP motor | Industrial | 0.0046712 | 0.0043355 | 0.029705
2100 | Industrial, Existing, SIC35 Ind Machinery, Base Fans, ECM-211, Fans - Replace 100+ HP motor | Industrial | 0.00048438 | 0.00022283 | 0.001943
2101 | Industrial, Existing, SIC36 Electronics, Base Fans, ECM-211, Fans - Replace 100+ HP motor | Industrial | 0.00051685 | 0.00041525 | 0.0037119
2102 | Industrial, Existing, SIC37 Transp Eqp, Base Fans, ECM-211, Fans - Replace 100+ HP motor | Industrial | 0.0016111 | 0.0014607 | 0.010017
2103 | Industrial, Existing, SIC38 Instruments, Base Fans, ECM-211, Fans - Replace 100+ HP motor | Industrial | 0.0027316 | 0.0022998 | 0.020354
2104 | Industrial, Existing, SIC39/21/31 Misc, Base Fans, ECM-211, Fans - Replace 100+ HP motor | Industrial | 0.0014139 | 0.0012107 | 0.011274
2105 | Industrial, Existing, SIC20 Food, Base Fans, ECM-212, Fans - ASD (100+ hp) | Industrial | 0.013611 | 0.10543 | 0.98889
2106 | Industrial, Existing, SIC22-23Textiles, Base Fans, ECM-212, Fans - ASD (100+ hp) | Industrial | 0.0001482 | 0.0027246 | 0.0075315
2107 | Industrial, Existing, SIC24-25 Lumber, Base Fans, ECM-212, Fans - ASD (100+ hp) | Industrial | 0.00055214 | 0.0047162 | 0.032311
2108 | Industrial, Existing, SIC26 Paper, Base Fans, ECM-212, Fans - ASD (100+ hp) | Industrial | 0.0057398 | 0.049071 | 0.50576
2109 | Industrial, Existing, SIC27 Printing, Base Fans, ECM-212, Fans - ASD (100+ hp) | Industrial | 0.0011745 | 0.0077985 | 0.086581
2110 | Industrial, Existing, SIC28 Chemicals, Base Fans, ECM-212, Fans - ASD (100+ hp) | Industrial | 0.0015889 | 0.012706 | 0.17871
2111 | Industrial, Existing, SIC29 Petroleum, Base Fans, ECM-212, Fans - ASD (100+ hp) | Industrial | 2.597e-05 | 0.0003409 | 0.0037321
2112 | Industrial, Existing, SIC30 Rubber/Plastics, Base Fans, ECM-212, Fans - ASD (100+ hp) | Industrial | 0.00044671 | 0.0045123 | 0.035774
2113 | Industrial, Existing, SIC32 Stone/Clay/Glass, Base Fans, ECM-212, Fans - ASD (100+ hp) | Industrial | 0.012625 | 0.10987 | 1.0958
2114 | Industrial, Existing, SIC33 Primary Metals, Base Fans, ECM-212, Fans - ASD (100+ hp) | Industrial | 0.00084945 | 0.0087551 | 0.053586
2115 | Industrial, Existing, SIC34 Fab Metals, Base Fans, ECM-212, Fans - ASD (100+ hp) | Industrial | 0.0025262 | 0.025925 | 0.17763
2116 | Industrial, Existing, SIC35 Ind Machinery, Base Fans, ECM-212, Fans - ASD (100+ hp) | Industrial | 0.00026196 | 0.0013323 | 0.011617
2117 | Industrial, Existing, SIC36 Electronics, Base Fans, ECM-212, Fans - ASD (100+ hp) | Industrial | 0.00027952 | 0.0024831 | 0.022196
2118 | Industrial, Existing, SIC37 Transp Eqp, Base Fans, ECM-212, Fans - ASD (100+ hp) | Industrial | 0.00087127 | 0.0087344 | 0.059901
2119 | Industrial, Existing, SIC38 Instruments, Base Fans, ECM-212, Fans - ASD (100+ hp) | Industrial | 0.0014773 | 0.013752 | 0.12171
2120 | Industrial, Existing, SIC39/21/31 Misc, Base Fans, ECM-212, Fans - ASD (100+ hp) | Industrial | 0.00076463 | 0.0072397 | 0.067417
2121 | Industrial, Existing, SIC20 Food, Base Fans, ECM-213, Fans - Motor practices-1 (100+ HP) | Industrial | 0.036612 | 0.025646 | 0.24056
2122 | Industrial, Existing, SIC22-23Textiles, Base Fans, ECM-213, Fans - Motor practices-1 (100+ HP) | Industrial | 0.00039863 | 0.00066284 | 0.0018322
2123 | Industrial, Existing, SIC24-25 Lumber, Base Fans, ECM-213, Fans - Motor practices-1 (100+ HP) | Industrial | 0.0014851 | 0.0011473 | 0.0078604
2124 | Industrial, Existing, SIC26 Paper, Base Fans, ECM-213, Fans - Motor practices-1 (100+ HP) | Industrial | 0.015439 | 0.011937 | 0.12303
2125 | Industrial, Existing, SIC27 Printing, Base Fans, ECM-213, Fans - Motor practices-1 (100+ HP) | Industrial | 0.0031592 | 0.0018971 | 0.021062
2126 | Industrial, Existing, SIC28 Chemicals, Base Fans, ECM-213, Fans - Motor practices-1 (100+ HP) | Industrial | 0.0042739 | 0.0030908 | 0.043471
2127 | Industrial, Existing, SIC29 Petroleum, Base Fans, ECM-213, Fans - Motor practices-1 (100+ HP) | Industrial | 6.986e-05 | 8.292e-05 | 0.00090783
2128 | Industrial, Existing, SIC30 Rubber/Plastics, Base Fans, ECM-213, Fans - Motor practices-1 (100+ HP) | Industrial | 0.0012016 | 0.0010977 | 0.0087024
2129 | Industrial, Existing, SIC32 Stone/Clay/Glass, Base Fans, ECM-213, Fans - Motor practices-1 (100+ HP) | Industrial | 0.033958 | 0.026726 | 0.26657
2130 | Industrial, Existing, SIC33 Primary Metals, Base Fans, ECM-213, Fans - Motor practices-1 (100+ HP) | Industrial | 0.0022849 | 0.0021299 | 0.013036
2131 | Industrial, Existing, SIC34 Fab Metals, Base Fans, ECM-213, Fans - Motor practices-1 (100+ HP) | Industrial | 0.006795 | 0.0063066 | 0.043211
2132 | Industrial, Existing, SIC35 Ind Machinery, Base Fans, ECM-213, Fans - Motor practices-1 (100+ HP) | Industrial | 0.00070461 | 0.00032413 | 0.0028264
2133 | Industrial, Existing, SIC36 Electronics, Base Fans, ECM-213, Fans - Motor practices-1 (100+ HP) | Industrial | 0.00075184 | 0.00060404 | 0.0053996
2134 | Industrial, Existing, SIC37 Transp Eqp, Base Fans, ECM-213, Fans - Motor practices-1 (100+ HP) | Industrial | 0.0023435 | 0.0021248 | 0.014572
2135 | Industrial, Existing, SIC38 Instruments, Base Fans, ECM-213, Fans - Motor practices-1 (100+ HP) | Industrial | 0.0039736 | 0.0033454 | 0.029608
2136 | Industrial, Existing, SIC39/21/31 Misc, Base Fans, ECM-213, Fans - Motor practices-1 (100+ HP) | Industrial | 0.0020567 | 0.0017611 | 0.0164
2137 | Industrial, Existing, SIC20 Food, Base Pumps, ECM-301, Pumps - O&M | Industrial | 0.32876 | 0.23029 | 2.1601
2138 | Industrial, Existing, SIC22-23Textiles, Base Pumps, ECM-301, Pumps - O&M | Industrial | 0.002722 | 0.0045262 | 0.012511
2139 | Industrial, Existing, SIC24-25 Lumber, Base Pumps, ECM-301, Pumps - O&M | Industrial | 0.0099378 | 0.0076774 | 0.052598
2140 | Industrial, Existing, SIC26 Paper, Base Pumps, ECM-301, Pumps - O&M | Industrial | 0.13111 | 0.10137 | 1.0448
2141 | Industrial, Existing, SIC27 Printing, Base Pumps, ECM-301, Pumps - O&M | Industrial | 0.02114 | 0.012694 | 0.14094
2142 | Industrial, Existing, SIC28 Chemicals, Base Pumps, ECM-301, Pumps - O&M | Industrial | 0.088495 | 0.063998 | 0.90011
2143 | Industrial, Existing, SIC29 Petroleum, Base Pumps, ECM-301, Pumps - O&M | Industrial | 0.0023766 | 0.002821 | 0.030884
2144 | Industrial, Existing, SIC30 Rubber/Plastics, Base Pumps, ECM-301, Pumps - O&M | Industrial | 0.0080403 | 0.0073451 | 0.058232
2145 | Industrial, Existing, SIC32 Stone/Clay/Glass, Base Pumps, ECM-301, Pumps - O&M | Industrial | 0.21999 | 0.17313 | 1.7269
2146 | Industrial, Existing, SIC33 Primary Metals, Base Pumps, ECM-301, Pumps - O&M | Industrial | 0.014802 | 0.013798 | 0.084448
2147 | Industrial, Existing, SIC34 Fab Metals, Base Pumps, ECM-301, Pumps - O&M | Industrial | 0.045469 | 0.042201 | 0.28915
2148 | Industrial, Existing, SIC35 Ind Machinery, Base Pumps, ECM-301, Pumps - O&M | Industrial | 0.0047149 | 0.0021689 | 0.018913
2149 | Industrial, Existing, SIC36 Electronics, Base Pumps, ECM-301, Pumps - O&M | Industrial | 0.005031 | 0.004042 | 0.036131
2150 | Industrial, Existing, SIC37 Transp Eqp, Base Pumps, ECM-301, Pumps - O&M | Industrial | 0.015682 | 0.014218 | 0.097508
2151 | Industrial, Existing, SIC38 Instruments, Base Pumps, ECM-301, Pumps - O&M | Industrial | 0.026589 | 0.022386 | 0.19812
2152 | Industrial, Existing, SIC39/21/31 Misc, Base Pumps, ECM-301, Pumps - O&M | Industrial | 0.013763 | 0.011785 | 0.10974
2153 | Industrial, Existing, SIC20 Food, Base Pumps, ECM-302, Pumps - Controls | Industrial | 0.96483 | 0.67585 | 6.3395
2154 | Industrial, Existing, SIC22-23Textiles, Base Pumps, ECM-302, Pumps - Controls | Industrial | 0.0079885 | 0.013283 | 0.036718
2155 | Industrial, Existing, SIC24-25 Lumber, Base Pumps, ECM-302, Pumps - Controls | Industrial | 0.029165 | 0.022532 | 0.15436
2156 | Industrial, Existing, SIC26 Paper, Base Pumps, ECM-302, Pumps - Controls | Industrial | 0.38478 | 0.2975 | 3.0662
2157 | Industrial, Existing, SIC27 Printing, Base Pumps, ECM-302, Pumps - Controls | Industrial | 0.062041 | 0.037256 | 0.41362
2158 | Industrial, Existing, SIC28 Chemicals, Base Pumps, ECM-302, Pumps - Controls | Industrial | 0.25971 | 0.18782 | 2.6416
2159 | Industrial, Existing, SIC29 Petroleum, Base Pumps, ECM-302, Pumps - Controls | Industrial | 0.0069747 | 0.008279 | 0.090637
2160 | Industrial, Existing, SIC30 Rubber/Plastics, Base Pumps, ECM-302, Pumps - Controls | Industrial | 0.023597 | 0.021556 | 0.1709
2161 | Industrial, Existing, SIC32 Stone/Clay/Glass, Base Pumps, ECM-302, Pumps - Controls | Industrial | 0.64562 | 0.50811 | 5.068
2162 | Industrial, Existing, SIC33 Primary Metals, Base Pumps, ECM-302, Pumps - Controls | Industrial | 0.043439 | 0.040493 | 0.24784
2163 | Industrial, Existing, SIC34 Fab Metals, Base Pumps, ECM-302, Pumps - Controls | Industrial | 0.13344 | 0.12385 | 0.84858
2164 | Industrial, Existing, SIC35 Ind Machinery, Base Pumps, ECM-302, Pumps - Controls | Industrial | 0.013837 | 0.0063654 | 0.055505
2165 | Industrial, Existing, SIC36 Electronics, Base Pumps, ECM-302, Pumps - Controls | Industrial | 0.014765 | 0.011862 | 0.10604
2166 | Industrial, Existing, SIC37 Transp Eqp, Base Pumps, ECM-302, Pumps - Controls | Industrial | 0.046023 | 0.041727 | 0.28617
2167 | Industrial, Existing, SIC38 Instruments, Base Pumps, ECM-302, Pumps - Controls | Industrial | 0.078034 | 0.065698 | 0.58145
2168 | Industrial, Existing, SIC39/21/31 Misc, Base Pumps, ECM-302, Pumps - Controls | Industrial | 0.04039 | 0.034585 | 0.32206
2169 | Industrial, Existing, SIC20 Food, Base Pumps, ECM-303, Pumps - System Optimization | Industrial | 0.76052 | 0.53273 | 4.997
2170 | Industrial, Existing, SIC22-23Textiles, Base Pumps, ECM-303, Pumps - System Optimization | Industrial | 0.0062968 | 0.01047 | 0.028943
2171 | Industrial, Existing, SIC24-25 Lumber, Base Pumps, ECM-303, Pumps - System Optimization | Industrial | 0.022989 | 0.01776 | 0.12168
2172 | Industrial, Existing, SIC26 Paper, Base Pumps, ECM-303, Pumps - System Optimization | Industrial | 0.30329 | 0.2345 | 2.4169
2173 | Industrial, Existing, SIC27 Printing, Base Pumps, ECM-303, Pumps - System Optimization | Industrial | 0.048903 | 0.029366 | 0.32603
2174 | Industrial, Existing, SIC28 Chemicals, Base Pumps, ECM-303, Pumps - System Optimization | Industrial | 0.20471 | 0.14805 | 2.0822
2175 | Industrial, Existing, SIC29 Petroleum, Base Pumps, ECM-303, Pumps - System Optimization | Industrial | 0.0054977 | 0.0065258 | 0.071443
2176 | Industrial, Existing, SIC30 Rubber/Plastics, Base Pumps, ECM-303, Pumps - System Optimization | Industrial | 0.0186 | 0.016991 | 0.13471
2177 | Industrial, Existing, SIC32 Stone/Clay/Glass, Base Pumps, ECM-303, Pumps - System Optimization | Industrial | 0.5089 | 0.40051 | 3.9948
2178 | Industrial, Existing, SIC33 Primary Metals, Base Pumps, ECM-303, Pumps - System Optimization | Industrial | 0.034241 | 0.031918 | 0.19535
2179 | Industrial, Existing, SIC34 Fab Metals, Base Pumps, ECM-303, Pumps - System Optimization | Industrial | 0.10518 | 0.097624 | 0.66888
2180 | Industrial, Existing, SIC35 Ind Machinery, Base Pumps, ECM-303, Pumps - System Optimization | Industrial | 0.010907 | 0.0050174 | 0.043751
2181 | Industrial, Existing, SIC36 Electronics, Base Pumps, ECM-303, Pumps - System Optimization | Industrial | 0.011638 | 0.0093502 | 0.083583
2182 | Industrial, Existing, SIC37 Transp Eqp, Base Pumps, ECM-303, Pumps - System Optimization | Industrial | 0.036277 | 0.032891 | 0.22557
2183 | Industrial, Existing, SIC38 Instruments, Base Pumps, ECM-303, Pumps - System Optimization | Industrial | 0.061509 | 0.051785 | 0.45832
2184 | Industrial, Existing, SIC39/21/31 Misc, Base Pumps, ECM-303, Pumps - System Optimization | Industrial | 0.031837 | 0.027261 | 0.25386
2185 | Industrial, Existing, SIC20 Food, Base Pumps, ECM-304, Pumps - Sizing | Industrial | 0.3063 | 0.21456 | 2.0126
2186 | Industrial, Existing, SIC22-23Textiles, Base Pumps, ECM-304, Pumps - Sizing | Industrial | 0.002536 | 0.004217 | 0.011657
2187 | Industrial, Existing, SIC24-25 Lumber, Base Pumps, ECM-304, Pumps - Sizing | Industrial | 0.0092588 | 0.0071529 | 0.049005
2188 | Industrial, Existing, SIC26 Paper, Base Pumps, ECM-304, Pumps - Sizing | Industrial | 0.12215 | 0.094444 | 0.97341
2189 | Industrial, Existing, SIC27 Printing, Base Pumps, ECM-304, Pumps - Sizing | Industrial | 0.019696 | 0.011827 | 0.13131
2190 | Industrial, Existing, SIC28 Chemicals, Base Pumps, ECM-304, Pumps - Sizing | Industrial | 0.082449 | 0.059626 | 0.83861
2191 | Industrial, Existing, SIC29 Petroleum, Base Pumps, ECM-304, Pumps - Sizing | Industrial | 0.0022142 | 0.0026283 | 0.028774
2192 | Industrial, Existing, SIC30 Rubber/Plastics, Base Pumps, ECM-304, Pumps - Sizing | Industrial | 0.007491 | 0.0068433 | 0.054254
2193 | Industrial, Existing, SIC32 Stone/Clay/Glass, Base Pumps, ECM-304, Pumps - Sizing | Industrial | 0.20496 | 0.16131 | 1.6089
2194 | Industrial, Existing, SIC33 Primary Metals, Base Pumps, ECM-304, Pumps - Sizing | Industrial | 0.01379 | 0.012855 | 0.078678
2195 | Industrial, Existing, SIC34 Fab Metals, Base Pumps, ECM-304, Pumps - Sizing | Industrial | 0.042362 | 0.039318 | 0.26939
2196 | Industrial, Existing, SIC35 Ind Machinery, Base Pumps, ECM-304, Pumps - Sizing | Industrial | 0.0043928 | 0.0020208 | 0.017621
2197 | Industrial, Existing, SIC36 Electronics, Base Pumps, ECM-304, Pumps - Sizing | Industrial | 0.0046872 | 0.0037658 | 0.033663
2198 | Industrial, Existing, SIC37 Transp Eqp, Base Pumps, ECM-304, Pumps - Sizing | Industrial | 0.01461 | 0.013247 | 0.090846
2199 | Industrial, Existing, SIC38 Instruments, Base Pumps, ECM-304, Pumps - Sizing | Industrial | 0.024773 | 0.020856 | 0.18459
2200 | Industrial, Existing, SIC39/21/31 Misc, Base Pumps, ECM-304, Pumps - Sizing | Industrial | 0.012822 | 0.01098 | 0.10224
2201 | Industrial, Existing, SIC20 Food, Base Pumps, ECM-305, Pumps - Replace 1-5 HP motor | Industrial | 0.0043008 | 0.0030126 | 0.028259
2202 | Industrial, Existing, SIC22-23Textiles, Base Pumps, ECM-305, Pumps - Replace 1-5 HP motor | Industrial | 3.561e-05 | 5.921e-05 | 0.00016367
2203 | Industrial, Existing, SIC24-25 Lumber, Base Pumps, ECM-305, Pumps - Replace 1-5 HP motor | Industrial | 0.00013 | 0.00010043 | 0.00068808
2204 | Industrial, Existing, SIC26 Paper, Base Pumps, ECM-305, Pumps - Replace 1-5 HP motor | Industrial | 0.0017151 | 0.0013261 | 0.013668
2205 | Industrial, Existing, SIC27 Printing, Base Pumps, ECM-305, Pumps - Replace 1-5 HP motor | Industrial | 0.00027655 | 0.00016607 | 0.0018437
2206 | Industrial, Existing, SIC28 Chemicals, Base Pumps, ECM-305, Pumps - Replace 1-5 HP motor | Industrial | 0.0011577 | 0.00083721 | 0.011775
2207 | Industrial, Existing, SIC29 Petroleum, Base Pumps, ECM-305, Pumps - Replace 1-5 HP motor | Industrial | 3.109e-05 | 3.69e-05 | 0.00040401
2208 | Industrial, Existing, SIC30 Rubber/Plastics, Base Pumps, ECM-305, Pumps - Replace 1-5 HP motor | Industrial | 0.00010518 | 9.609e-05 | 0.00076178
2209 | Industrial, Existing, SIC32 Stone/Clay/Glass, Base Pumps, ECM-305, Pumps - Replace 1-5 HP motor | Industrial | 0.0028778 | 0.0022649 | 0.022591
2210 | Industrial, Existing, SIC33 Primary Metals, Base Pumps, ECM-305, Pumps - Replace 1-5 HP motor | Industrial | 0.00019363 | 0.0001805 | 0.0011047
2211 | Industrial, Existing, SIC34 Fab Metals, Base Pumps, ECM-305, Pumps - Replace 1-5 HP motor | Industrial | 0.00059482 | 0.00055207 | 0.0037825
2212 | Industrial, Existing, SIC35 Ind Machinery, Base Pumps, ECM-305, Pumps - Replace 1-5 HP motor | Industrial | 6.168e-05 | 2.837e-05 | 0.00024741
2213 | Industrial, Existing, SIC36 Electronics, Base Pumps, ECM-305, Pumps - Replace 1-5 HP motor | Industrial | 6.581e-05 | 5.288e-05 | 0.00047266
2214 | Industrial, Existing, SIC37 Transp Eqp, Base Pumps, ECM-305, Pumps - Replace 1-5 HP motor | Industrial | 0.00020515 | 0.000186 | 0.0012756
2215 | Industrial, Existing, SIC38 Instruments, Base Pumps, ECM-305, Pumps - Replace 1-5 HP motor | Industrial | 0.00034784 | 0.00029285 | 0.0025918
2216 | Industrial, Existing, SIC39/21/31 Misc, Base Pumps, ECM-305, Pumps - Replace 1-5 HP motor | Industrial | 0.00018004 | 0.00015416 | 0.0014356
2217 | Industrial, Existing, SIC20 Food, Base Pumps, ECM-306, Pumps - ASD (1-5 hp) | Industrial | 0.0007607 | 0.0058919 | 0.055266
2218 | Industrial, Existing, SIC22-23Textiles, Base Pumps, ECM-306, Pumps - ASD (1-5 hp) | Industrial | 6.3e-06 | 0.00011579 | 0.00032008
2219 | Industrial, Existing, SIC24-25 Lumber, Base Pumps, ECM-306, Pumps - ASD (1-5 hp) | Industrial | 2.299e-05 | 0.00019642 | 0.0013457
2220 | Industrial, Existing, SIC26 Paper, Base Pumps, ECM-306, Pumps - ASD (1-5 hp) | Industrial | 0.00030337 | 0.0025936 | 0.026731
2221 | Industrial, Existing, SIC27 Printing, Base Pumps, ECM-306, Pumps - ASD (1-5 hp) | Industrial | 4.892e-05 | 0.00032478 | 0.0036058
2222 | Industrial, Existing, SIC28 Chemicals, Base Pumps, ECM-306, Pumps - ASD (1-5 hp) | Industrial | 0.00020477 | 0.0016374 | 0.02303
2223 | Industrial, Existing, SIC29 Petroleum, Base Pumps, ECM-306, Pumps - ASD (1-5 hp) | Industrial | 5.5e-06 | 7.218e-05 | 0.0007902
2224 | Industrial, Existing, SIC30 Rubber/Plastics, Base Pumps, ECM-306, Pumps - ASD (1-5 hp) | Industrial | 1.86e-05 | 0.00018792 | 0.0014899
2225 | Industrial, Existing, SIC32 Stone/Clay/Glass, Base Pumps, ECM-306, Pumps - ASD (1-5 hp) | Industrial | 0.00050902 | 0.0044297 | 0.044182
2226 | Industrial, Existing, SIC33 Primary Metals, Base Pumps, ECM-306, Pumps - ASD (1-5 hp) | Industrial | 3.425e-05 | 0.000353 | 0.0021605
2227 | Industrial, Existing, SIC34 Fab Metals, Base Pumps, ECM-306, Pumps - ASD (1-5 hp) | Industrial | 0.00010521 | 0.0010797 | 0.0073976
2228 | Industrial, Existing, SIC35 Ind Machinery, Base Pumps, ECM-306, Pumps - ASD (1-5 hp) | Industrial | 1.091e-05 | 5.549e-05 | 0.00048383
2229 | Industrial, Existing, SIC36 Electronics, Base Pumps, ECM-306, Pumps - ASD (1-5 hp) | Industrial | 1.164e-05 | 0.00010341 | 0.00092442
2230 | Industrial, Existing, SIC37 Transp Eqp, Base Pumps, ECM-306, Pumps - ASD (1-5 hp) | Industrial | 3.629e-05 | 0.00036376 | 0.0024947
2231 | Industrial, Existing, SIC38 Instruments, Base Pumps, ECM-306, Pumps - ASD (1-5 hp) | Industrial | 6.152e-05 | 0.00057274 | 0.005069
2232 | Industrial, Existing, SIC39/21/31 Misc, Base Pumps, ECM-306, Pumps - ASD (1-5 hp) | Industrial | 3.184e-05 | 0.00030151 | 0.0028077
2233 | Industrial, Existing, SIC20 Food, Base Pumps, ECM-307, Pumps - Motor practices-1 (1-5 HP) | Industrial | 0.011652 | 0.0081623 | 0.076563
2234 | Industrial, Existing, SIC22-23Textiles, Base Pumps, ECM-307, Pumps - Motor practices-1 (1-5 HP) | Industrial | 9.648e-05 | 0.00016042 | 0.00044345
2235 | Industrial, Existing, SIC24-25 Lumber, Base Pumps, ECM-307, Pumps - Motor practices-1 (1-5 HP) | Industrial | 0.00035223 | 0.00027211 | 0.0018643
2236 | Industrial, Existing, SIC26 Paper, Base Pumps, ECM-307, Pumps - Motor practices-1 (1-5 HP) | Industrial | 0.0046469 | 0.0035929 | 0.037031
2237 | Industrial, Existing, SIC27 Printing, Base Pumps, ECM-307, Pumps - Motor practices-1 (1-5 HP) | Industrial | 0.00074927 | 0.00044994 | 0.0049953
2238 | Industrial, Existing, SIC28 Chemicals, Base Pumps, ECM-307, Pumps - Motor practices-1 (1-5 HP) | Industrial | 0.0031366 | 0.0022683 | 0.031903
2239 | Industrial, Existing, SIC29 Petroleum, Base Pumps, ECM-307, Pumps - Motor practices-1 (1-5 HP) | Industrial | 8.423e-05 | 9.999e-05 | 0.0010946
2240 | Industrial, Existing, SIC30 Rubber/Plastics, Base Pumps, ECM-307, Pumps - Motor practices-1 (1-5 HP) | Industrial | 0.00028498 | 0.00026034 | 0.002064
2241 | Industrial, Existing, SIC32 Stone/Clay/Glass, Base Pumps, ECM-307, Pumps - Motor practices-1 (1-5 HP) | Industrial | 0.0077971 | 0.0061365 | 0.061206
2242 | Industrial, Existing, SIC33 Primary Metals, Base Pumps, ECM-307, Pumps - Motor practices-1 (1-5 HP) | Industrial | 0.00052462 | 0.00048903 | 0.0029931
2243 | Industrial, Existing, SIC34 Fab Metals, Base Pumps, ECM-307, Pumps - Motor practices-1 (1-5 HP) | Industrial | 0.0016116 | 0.0014957 | 0.010248
2244 | Industrial, Existing, SIC35 Ind Machinery, Base Pumps, ECM-307, Pumps - Motor practices-1 (1-5 HP) | Industrial | 0.00016711 | 7.688e-05 | 0.00067034
2245 | Industrial, Existing, SIC36 Electronics, Base Pumps, ECM-307, Pumps - Motor practices-1 (1-5 HP) | Industrial | 0.00017831 | 0.00014326 | 0.0012806
2246 | Industrial, Existing, SIC37 Transp Eqp, Base Pumps, ECM-307, Pumps - Motor practices-1 (1-5 HP) | Industrial | 0.00055582 | 0.00050394 | 0.003456
2247 | Industrial, Existing, SIC38 Instruments, Base Pumps, ECM-307, Pumps - Motor practices-1 (1-5 HP) | Industrial | 0.00094242 | 0.00079343 | 0.0070222
2248 | Industrial, Existing, SIC39/21/31 Misc, Base Pumps, ECM-307, Pumps - Motor practices-1 (1-5 HP) | Industrial | 0.00048779 | 0.00041769 | 0.0038896
2249 | Industrial, Existing, SIC20 Food, Base Pumps, ECM-308, Pumps - Replace 6-100 HP motor | Industrial | 0.039334 | 0.027553 | 0.25845
2250 | Industrial, Existing, SIC22-23Textiles, Base Pumps, ECM-308, Pumps - Replace 6-100 HP motor | Industrial | 0.00032567 | 0.00054153 | 0.0014969
2251 | Industrial, Existing, SIC24-25 Lumber, Base Pumps, ECM-308, Pumps - Replace 6-100 HP motor | Industrial | 0.001189 | 0.00091856 | 0.0062931
2252 | Industrial, Existing, SIC26 Paper, Base Pumps, ECM-308, Pumps - Replace 6-100 HP motor | Industrial | 0.015686 | 0.012128 | 0.125
2253 | Industrial, Existing, SIC27 Printing, Base Pumps, ECM-308, Pumps - Replace 6-100 HP motor | Industrial | 0.0025293 | 0.0015188 | 0.016862
2254 | Industrial, Existing, SIC28 Chemicals, Base Pumps, ECM-308, Pumps - Replace 6-100 HP motor | Industrial | 0.010588 | 0.007657 | 0.10769
2255 | Industrial, Existing, SIC29 Petroleum, Base Pumps, ECM-308, Pumps - Replace 6-100 HP motor | Industrial | 0.00028434 | 0.00033751 | 0.003695
2256 | Industrial, Existing, SIC30 Rubber/Plastics, Base Pumps, ECM-308, Pumps - Replace 6-100 HP motor | Industrial | 0.00096198 | 0.0008788 | 0.0069671
2257 | Industrial, Existing, SIC32 Stone/Clay/Glass, Base Pumps, ECM-308, Pumps - Replace 6-100 HP motor | Industrial | 0.02632 | 0.020714 | 0.20661
2258 | Industrial, Existing, SIC33 Primary Metals, Base Pumps, ECM-308, Pumps - Replace 6-100 HP motor | Industrial | 0.0017709 | 0.0016508 | 0.010104
2259 | Industrial, Existing, SIC34 Fab Metals, Base Pumps, ECM-308, Pumps - Replace 6-100 HP motor | Industrial | 0.0054401 | 0.0050491 | 0.034594
2260 | Industrial, Existing, SIC35 Ind Machinery, Base Pumps, ECM-308, Pumps - Replace 6-100 HP motor | Industrial | 0.00056411 | 0.0002595 | 0.0022628
2261 | Industrial, Existing, SIC36 Electronics, Base Pumps, ECM-308, Pumps - Replace 6-100 HP motor | Industrial | 0.00060192 | 0.0004836 | 0.0043229
2262 | Industrial, Existing, SIC37 Transp Eqp, Base Pumps, ECM-308, Pumps - Replace 6-100 HP motor | Industrial | 0.0018762 | 0.0017011 | 0.011666
2263 | Industrial, Existing, SIC38 Instruments, Base Pumps, ECM-308, Pumps - Replace 6-100 HP motor | Industrial | 0.0031812 | 0.0026783 | 0.023704
2264 | Industrial, Existing, SIC39/21/31 Misc, Base Pumps, ECM-308, Pumps - Replace 6-100 HP motor | Industrial | 0.0016466 | 0.00141 | 0.01313
2265 | Industrial, Existing, SIC20 Food, Base Pumps, ECM-309, Pumps - ASD (6-100 hp) | Industrial | 0.014817 | 0.11476 | 1.0765
2266 | Industrial, Existing, SIC22-23Textiles, Base Pumps, ECM-309, Pumps - ASD (6-100 hp) | Industrial | 0.00012268 | 0.0022554 | 0.0062346
2267 | Industrial, Existing, SIC24-25 Lumber, Base Pumps, ECM-309, Pumps - ASD (6-100 hp) | Industrial | 0.00044789 | 0.0038258 | 0.026211
2268 | Industrial, Existing, SIC26 Paper, Base Pumps, ECM-309, Pumps - ASD (6-100 hp) | Industrial | 0.005909 | 0.050518 | 0.52067
2269 | Industrial, Existing, SIC27 Printing, Base Pumps, ECM-309, Pumps - ASD (6-100 hp) | Industrial | 0.00095277 | 0.0063262 | 0.070235
2270 | Industrial, Existing, SIC28 Chemicals, Base Pumps, ECM-309, Pumps - ASD (6-100 hp) | Industrial | 0.0039885 | 0.031894 | 0.44858
2271 | Industrial, Existing, SIC29 Petroleum, Base Pumps, ECM-309, Pumps - ASD (6-100 hp) | Industrial | 0.00010711 | 0.0014059 | 0.015392
2272 | Industrial, Existing, SIC30 Rubber/Plastics, Base Pumps, ECM-309, Pumps - ASD (6-100 hp) | Industrial | 0.00036238 | 0.0036604 | 0.02902
2273 | Industrial, Existing, SIC32 Stone/Clay/Glass, Base Pumps, ECM-309, Pumps - ASD (6-100 hp) | Industrial | 0.0099148 | 0.086282 | 0.86058
2274 | Industrial, Existing, SIC33 Primary Metals, Base Pumps, ECM-309, Pumps - ASD (6-100 hp) | Industrial | 0.0006671 | 0.0068757 | 0.042083
2275 | Industrial, Existing, SIC34 Fab Metals, Base Pumps, ECM-309, Pumps - ASD (6-100 hp) | Industrial | 0.0020493 | 0.02103 | 0.14409
2276 | Industrial, Existing, SIC35 Ind Machinery, Base Pumps, ECM-309, Pumps - ASD (6-100 hp) | Industrial | 0.0002125 | 0.0010808 | 0.0094241
2277 | Industrial, Existing, SIC36 Electronics, Base Pumps, ECM-309, Pumps - ASD (6-100 hp) | Industrial | 0.00022674 | 0.0020143 | 0.018006
2278 | Industrial, Existing, SIC37 Transp Eqp, Base Pumps, ECM-309, Pumps - ASD (6-100 hp) | Industrial | 0.00070678 | 0.0070854 | 0.048592
2279 | Industrial, Existing, SIC38 Instruments, Base Pumps, ECM-309, Pumps - ASD (6-100 hp) | Industrial | 0.0011984 | 0.011156 | 0.098734
2280 | Industrial, Existing, SIC39/21/31 Misc, Base Pumps, ECM-309, Pumps - ASD (6-100 hp) | Industrial | 0.00062027 | 0.0058729 | 0.054689
2281 | Industrial, Existing, SIC20 Food, Base Pumps, ECM-310, Pumps - Motor practices-1 (6-100 HP) | Industrial | 0.044099 | 0.030891 | 0.28976
2282 | Industrial, Existing, SIC22-23Textiles, Base Pumps, ECM-310, Pumps - Motor practices-1 (6-100 HP) | Industrial | 0.00036512 | 0.00060714 | 0.0016783
2283 | Industrial, Existing, SIC24-25 Lumber, Base Pumps, ECM-310, Pumps - Motor practices-1 (6-100 HP) | Industrial | 0.001333 | 0.0010298 | 0.0070554
2284 | Industrial, Existing, SIC26 Paper, Base Pumps, ECM-310, Pumps - Motor practices-1 (6-100 HP) | Industrial | 0.017587 | 0.013598 | 0.14015
2285 | Industrial, Existing, SIC27 Printing, Base Pumps, ECM-310, Pumps - Motor practices-1 (6-100 HP) | Industrial | 0.0028357 | 0.0017028 | 0.018905
2286 | Industrial, Existing, SIC28 Chemicals, Base Pumps, ECM-310, Pumps - Motor practices-1 (6-100 HP) | Industrial | 0.01187 | 0.0085846 | 0.12074
2287 | Industrial, Existing, SIC29 Petroleum, Base Pumps, ECM-310, Pumps - Motor practices-1 (6-100 HP) | Industrial | 0.00031878 | 0.0003784 | 0.0041427
2288 | Industrial, Existing, SIC30 Rubber/Plastics, Base Pumps, ECM-310, Pumps - Motor practices-1 (6-100 HP) | Industrial | 0.0010785 | 0.00098525 | 0.0078111
2289 | Industrial, Existing, SIC32 Stone/Clay/Glass, Base Pumps, ECM-310, Pumps - Motor practices-1 (6-100 HP) | Industrial | 0.029509 | 0.023224 | 0.23164
2290 | Industrial, Existing, SIC33 Primary Metals, Base Pumps, ECM-310, Pumps - Motor practices-1 (6-100 HP) | Industrial | 0.0019855 | 0.0018508 | 0.011328
2291 | Industrial, Existing, SIC34 Fab Metals, Base Pumps, ECM-310, Pumps - Motor practices-1 (6-100 HP) | Industrial | 0.0060991 | 0.0056607 | 0.038785
2292 | Industrial, Existing, SIC35 Ind Machinery, Base Pumps, ECM-310, Pumps - Motor practices-1 (6-100 HP) | Industrial | 0.00063245 | 0.00029094 | 0.0025369
2293 | Industrial, Existing, SIC36 Electronics, Base Pumps, ECM-310, Pumps - Motor practices-1 (6-100 HP) | Industrial | 0.00067484 | 0.00054218 | 0.0048466
2294 | Industrial, Existing, SIC37 Transp Eqp, Base Pumps, ECM-310, Pumps - Motor practices-1 (6-100 HP) | Industrial | 0.0021035 | 0.0019072 | 0.01308
2295 | Industrial, Existing, SIC38 Instruments, Base Pumps, ECM-310, Pumps - Motor practices-1 (6-100 HP) | Industrial | 0.0035666 | 0.0030028 | 0.026576
2296 | Industrial, Existing, SIC39/21/31 Misc, Base Pumps, ECM-310, Pumps - Motor practices-1 (6-100 HP) | Industrial | 0.0018461 | 0.0015808 | 0.01472
2297 | Industrial, Existing, SIC20 Food, Base Pumps, ECM-311, Pumps - Replace 100+ HP motor | Industrial | 0.035938 | 0.025174 | 0.23614
2298 | Industrial, Existing, SIC22-23Textiles, Base Pumps, ECM-311, Pumps - Replace 100+ HP motor | Industrial | 0.00029756 | 0.00049478 | 0.0013677
2299 | Industrial, Existing, SIC24-25 Lumber, Base Pumps, ECM-311, Pumps - Replace 100+ HP motor | Industrial | 0.0010864 | 0.00083926 | 0.0057498
2300 | Industrial, Existing, SIC26 Paper, Base Pumps, ECM-311, Pumps - Replace 100+ HP motor | Industrial | 0.014332 | 0.011081 | 0.11421
2301 | Industrial, Existing, SIC27 Printing, Base Pumps, ECM-311, Pumps - Replace 100+ HP motor | Industrial | 0.0023109 | 0.0013877 | 0.015407
2302 | Industrial, Existing, SIC28 Chemicals, Base Pumps, ECM-311, Pumps - Replace 100+ HP motor | Industrial | 0.0096738 | 0.006996 | 0.098396
2303 | Industrial, Existing, SIC29 Petroleum, Base Pumps, ECM-311, Pumps - Replace 100+ HP motor | Industrial | 0.00025979 | 0.00030838 | 0.003376
2304 | Industrial, Existing, SIC30 Rubber/Plastics, Base Pumps, ECM-311, Pumps - Replace 100+ HP motor | Industrial | 0.00087893 | 0.00080293 | 0.0063657
2305 | Industrial, Existing, SIC32 Stone/Clay/Glass, Base Pumps, ECM-311, Pumps - Replace 100+ HP motor | Industrial | 0.024048 | 0.018926 | 0.18877
2306 | Industrial, Existing, SIC33 Primary Metals, Base Pumps, ECM-311, Pumps - Replace 100+ HP motor | Industrial | 0.001618 | 0.0015083 | 0.0092314
2307 | Industrial, Existing, SIC34 Fab Metals, Base Pumps, ECM-311, Pumps - Replace 100+ HP motor | Industrial | 0.0049704 | 0.0046132 | 0.031608
2308 | Industrial, Existing, SIC35 Ind Machinery, Base Pumps, ECM-311, Pumps - Replace 100+ HP motor | Industrial | 0.00051541 | 0.0002371 | 0.0020675
2309 | Industrial, Existing, SIC36 Electronics, Base Pumps, ECM-311, Pumps - Replace 100+ HP motor | Industrial | 0.00054996 | 0.00044185 | 0.0039497
2310 | Industrial, Existing, SIC37 Transp Eqp, Base Pumps, ECM-311, Pumps - Replace 100+ HP motor | Industrial | 0.0017143 | 0.0015543 | 0.010659
2311 | Industrial, Existing, SIC38 Instruments, Base Pumps, ECM-311, Pumps - Replace 100+ HP motor | Industrial | 0.0029066 | 0.0024471 | 0.021658
2312 | Industrial, Existing, SIC39/21/31 Misc, Base Pumps, ECM-311, Pumps - Replace 100+ HP motor | Industrial | 0.0015045 | 0.0012882 | 0.011996
2313 | Industrial, Existing, SIC20 Food, Base Pumps, ECM-312, Pumps - ASD (100+ hp) | Industrial | 0.019761 | 0.15305 | 1.4356
2314 | Industrial, Existing, SIC22-23Textiles, Base Pumps, ECM-312, Pumps - ASD (100+ hp) | Industrial | 0.00016361 | 0.0030079 | 0.0083146
2315 | Industrial, Existing, SIC24-25 Lumber, Base Pumps, ECM-312, Pumps - ASD (100+ hp) | Industrial | 0.00059733 | 0.0051022 | 0.034956
2316 | Industrial, Existing, SIC26 Paper, Base Pumps, ECM-312, Pumps - ASD (100+ hp) | Industrial | 0.0078805 | 0.067372 | 0.69439
2317 | Industrial, Existing, SIC27 Printing, Base Pumps, ECM-312, Pumps - ASD (100+ hp) | Industrial | 0.0012706 | 0.0084368 | 0.093667
2318 | Industrial, Existing, SIC28 Chemicals, Base Pumps, ECM-312, Pumps - ASD (100+ hp) | Industrial | 0.0053191 | 0.042535 | 0.59824
2319 | Industrial, Existing, SIC29 Petroleum, Base Pumps, ECM-312, Pumps - ASD (100+ hp) | Industrial | 0.00014285 | 0.001875 | 0.020527
2320 | Industrial, Existing, SIC30 Rubber/Plastics, Base Pumps, ECM-312, Pumps - ASD (100+ hp) | Industrial | 0.00048328 | 0.0048816 | 0.038702
2321 | Industrial, Existing, SIC32 Stone/Clay/Glass, Base Pumps, ECM-312, Pumps - ASD (100+ hp) | Industrial | 0.013223 | 0.11507 | 1.1477
2322 | Industrial, Existing, SIC33 Primary Metals, Base Pumps, ECM-312, Pumps - ASD (100+ hp) | Industrial | 0.00088967 | 0.0091697 | 0.056123
2323 | Industrial, Existing, SIC34 Fab Metals, Base Pumps, ECM-312, Pumps - ASD (100+ hp) | Industrial | 0.002733 | 0.028047 | 0.19217
2324 | Industrial, Existing, SIC35 Ind Machinery, Base Pumps, ECM-312, Pumps - ASD (100+ hp) | Industrial | 0.0002834 | 0.0014414 | 0.012568
2325 | Industrial, Existing, SIC36 Electronics, Base Pumps, ECM-312, Pumps - ASD (100+ hp) | Industrial | 0.00030239 | 0.0026863 | 0.024013
2326 | Industrial, Existing, SIC37 Transp Eqp, Base Pumps, ECM-312, Pumps - ASD (100+ hp) | Industrial | 0.00094258 | 0.0094493 | 0.064803
2327 | Industrial, Existing, SIC38 Instruments, Base Pumps, ECM-312, Pumps - ASD (100+ hp) | Industrial | 0.0015982 | 0.014878 | 0.13167
2328 | Industrial, Existing, SIC39/21/31 Misc, Base Pumps, ECM-312, Pumps - ASD (100+ hp) | Industrial | 0.00082722 | 0.0078323 | 0.072935
2329 | Industrial, Existing, SIC20 Food, Base Pumps, ECM-313, Pumps - Motor practices-1 (100+ HP) | Industrial | 0.04539 | 0.031795 | 0.29824
2330 | Industrial, Existing, SIC22-23Textiles, Base Pumps, ECM-313, Pumps - Motor practices-1 (100+ HP) | Industrial | 0.00037581 | 0.00062491 | 0.0017274
2331 | Industrial, Existing, SIC24-25 Lumber, Base Pumps, ECM-313, Pumps - Motor practices-1 (100+ HP) | Industrial | 0.0013721 | 0.00106 | 0.0072619
2332 | Industrial, Existing, SIC26 Paper, Base Pumps, ECM-313, Pumps - Motor practices-1 (100+ HP) | Industrial | 0.018101 | 0.013995 | 0.14425
2333 | Industrial, Existing, SIC27 Printing, Base Pumps, ECM-313, Pumps - Motor practices-1 (100+ HP) | Industrial | 0.0029187 | 0.0017526 | 0.019458
2334 | Industrial, Existing, SIC28 Chemicals, Base Pumps, ECM-313, Pumps - Motor practices-1 (100+ HP) | Industrial | 0.012218 | 0.0088358 | 0.12427
2335 | Industrial, Existing, SIC29 Petroleum, Base Pumps, ECM-313, Pumps - Motor practices-1 (100+ HP) | Industrial | 0.00032812 | 0.00038948 | 0.0042639
2336 | Industrial, Existing, SIC30 Rubber/Plastics, Base Pumps, ECM-313, Pumps - Motor practices-1 (100+ HP) | Industrial | 0.0011101 | 0.0010141 | 0.0080398
2337 | Industrial, Existing, SIC32 Stone/Clay/Glass, Base Pumps, ECM-313, Pumps - Motor practices-1 (100+ HP) | Industrial | 0.030372 | 0.023904 | 0.23842
2338 | Industrial, Existing, SIC33 Primary Metals, Base Pumps, ECM-313, Pumps - Motor practices-1 (100+ HP) | Industrial | 0.0020436 | 0.001905 | 0.011659
2339 | Industrial, Existing, SIC34 Fab Metals, Base Pumps, ECM-313, Pumps - Motor practices-1 (100+ HP) | Industrial | 0.0062776 | 0.0058264 | 0.039921
2340 | Industrial, Existing, SIC35 Ind Machinery, Base Pumps, ECM-313, Pumps - Motor practices-1 (100+ HP) | Industrial | 0.00065096 | 0.00029945 | 0.0026112
2341 | Industrial, Existing, SIC36 Electronics, Base Pumps, ECM-313, Pumps - Motor practices-1 (100+ HP) | Industrial | 0.00069459 | 0.00055805 | 0.0049884
2342 | Industrial, Existing, SIC37 Transp Eqp, Base Pumps, ECM-313, Pumps - Motor practices-1 (100+ HP) | Industrial | 0.0021651 | 0.001963 | 0.013462
2343 | Industrial, Existing, SIC38 Instruments, Base Pumps, ECM-313, Pumps - Motor practices-1 (100+ HP) | Industrial | 0.003671 | 0.0030907 | 0.027354
2344 | Industrial, Existing, SIC39/21/31 Misc, Base Pumps, ECM-313, Pumps - Motor practices-1 (100+ HP) | Industrial | 0.0019001 | 0.001627 | 0.015151
2345 | Industrial, Existing, SIC20 Food, Base Drives, ECM-401, Bakery - Process (Mixing) - O&M | Industrial | 0.54707 | 0.38321 | 3.5946
2346 | Industrial, Existing, SIC22-23Textiles, Base Drives, ECM-401, Bakery - Process (Mixing) - O&M | Industrial | 0 | 0 | 0
2347 | Industrial, Existing, SIC24-25 Lumber, Base Drives, ECM-401, Bakery - Process (Mixing) - O&M | Industrial | 0 | 0 | 0
2348 | Industrial, Existing, SIC26 Paper, Base Drives, ECM-401, Bakery - Process (Mixing) - O&M | Industrial | 0 | 0 | 0
2349 | Industrial, Existing, SIC27 Printing, Base Drives, ECM-401, Bakery - Process (Mixing) - O&M | Industrial | 0 | 0 | 0
2350 | Industrial, Existing, SIC28 Chemicals, Base Drives, ECM-401, Bakery - Process (Mixing) - O&M | Industrial | 0 | 0 | 0
2351 | Industrial, Existing, SIC29 Petroleum, Base Drives, ECM-401, Bakery - Process (Mixing) - O&M | Industrial | 0 | 0 | 0
2352 | Industrial, Existing, SIC30 Rubber/Plastics, Base Drives, ECM-401, Bakery - Process (Mixing) - O&M | Industrial | 0 | 0 | 0
2353 | Industrial, Existing, SIC32 Stone/Clay/Glass, Base Drives, ECM-401, Bakery - Process (Mixing) - O&M | Industrial | 0 | 0 | 0
2354 | Industrial, Existing, SIC33 Primary Metals, Base Drives, ECM-401, Bakery - Process (Mixing) - O&M | Industrial | 0 | 0 | 0
2355 | Industrial, Existing, SIC34 Fab Metals, Base Drives, ECM-401, Bakery - Process (Mixing) - O&M | Industrial | 0 | 0 | 0
2356 | Industrial, Existing, SIC35 Ind Machinery, Base Drives, ECM-401, Bakery - Process (Mixing) - O&M | Industrial | 0 | 0 | 0
2357 | Industrial, Existing, SIC36 Electronics, Base Drives, ECM-401, Bakery - Process (Mixing) - O&M | Industrial | 0 | 0 | 0
2358 | Industrial, Existing, SIC37 Transp Eqp, Base Drives, ECM-401, Bakery - Process (Mixing) - O&M | Industrial | 0 | 0 | 0
2359 | Industrial, Existing, SIC38 Instruments, Base Drives, ECM-401, Bakery - Process (Mixing) - O&M | Industrial | 0 | 0 | 0
2360 | Industrial, Existing, SIC39/21/31 Misc, Base Drives, ECM-401, Bakery - Process (Mixing) - O&M | Industrial | 0 | 0 | 0
2361 | Industrial, Existing, SIC20 Food, Base Heating , ECM-501, Bakery - Process | Industrial | 0.14417 | 0.10099 | 0.94726
2362 | Industrial, Existing, SIC22-23Textiles, Base Heating , ECM-501, Bakery - Process | Industrial | 0 | 0 | 0
2363 | Industrial, Existing, SIC24-25 Lumber, Base Heating , ECM-501, Bakery - Process | Industrial | 0 | 0 | 0
2364 | Industrial, Existing, SIC26 Paper, Base Heating , ECM-501, Bakery - Process | Industrial | 0 | 0 | 0
2365 | Industrial, Existing, SIC27 Printing, Base Heating , ECM-501, Bakery - Process | Industrial | 0 | 0 | 0
2366 | Industrial, Existing, SIC28 Chemicals, Base Heating , ECM-501, Bakery - Process | Industrial | 0 | 0 | 0
2367 | Industrial, Existing, SIC29 Petroleum, Base Heating , ECM-501, Bakery - Process | Industrial | 0 | 0 | 0
2368 | Industrial, Existing, SIC30 Rubber/Plastics, Base Heating , ECM-501, Bakery - Process | Industrial | 0 | 0 | 0
2369 | Industrial, Existing, SIC32 Stone/Clay/Glass, Base Heating , ECM-501, Bakery - Process | Industrial | 0 | 0 | 0
2370 | Industrial, Existing, SIC33 Primary Metals, Base Heating , ECM-501, Bakery - Process | Industrial | 0 | 0 | 0
2371 | Industrial, Existing, SIC34 Fab Metals, Base Heating , ECM-501, Bakery - Process | Industrial | 0 | 0 | 0
2372 | Industrial, Existing, SIC35 Ind Machinery, Base Heating , ECM-501, Bakery - Process | Industrial | 0 | 0 | 0
2373 | Industrial, Existing, SIC36 Electronics, Base Heating , ECM-501, Bakery - Process | Industrial | 0 | 0 | 0
2374 | Industrial, Existing, SIC37 Transp Eqp, Base Heating , ECM-501, Bakery - Process | Industrial | 0 | 0 | 0
2375 | Industrial, Existing, SIC38 Instruments, Base Heating , ECM-501, Bakery - Process | Industrial | 0 | 0 | 0
2376 | Industrial, Existing, SIC39/21/31 Misc, Base Heating , ECM-501, Bakery - Process | Industrial | 0 | 0 | 0
2377 | Industrial, Existing, SIC20 Food, Base Refrigeration, ECM-551, Efficient Refrigeration - Operations | Industrial | 0.44544 | 0.18722 | 2.3415
2378 | Industrial, Existing, SIC22-23Textiles, Base Refrigeration, ECM-551, Efficient Refrigeration - Operations | Industrial | 0 | 0 | 0
2379 | Industrial, Existing, SIC24-25 Lumber, Base Refrigeration, ECM-551, Efficient Refrigeration - Operations | Industrial | 0 | 0 | 0
2380 | Industrial, Existing, SIC26 Paper, Base Refrigeration, ECM-551, Efficient Refrigeration - Operations | Industrial | 0 | 0 | 0
2381 | Industrial, Existing, SIC27 Printing, Base Refrigeration, ECM-551, Efficient Refrigeration - Operations | Industrial | 0 | 0 | 0
2382 | Industrial, Existing, SIC28 Chemicals, Base Refrigeration, ECM-551, Efficient Refrigeration - Operations | Industrial | 0 | 0 | 0
2383 | Industrial, Existing, SIC29 Petroleum, Base Refrigeration, ECM-551, Efficient Refrigeration - Operations | Industrial | 0 | 0 | 0
2384 | Industrial, Existing, SIC30 Rubber/Plastics, Base Refrigeration, ECM-551, Efficient Refrigeration - Operations | Industrial | 0 | 0 | 0
2385 | Industrial, Existing, SIC32 Stone/Clay/Glass, Base Refrigeration, ECM-551, Efficient Refrigeration - Operations | Industrial | 0 | 0 | 0
2386 | Industrial, Existing, SIC33 Primary Metals, Base Refrigeration, ECM-551, Efficient Refrigeration - Operations | Industrial | 0 | 0 | 0
2387 | Industrial, Existing, SIC34 Fab Metals, Base Refrigeration, ECM-551, Efficient Refrigeration - Operations | Industrial | 0 | 0 | 0
2388 | Industrial, Existing, SIC35 Ind Machinery, Base Refrigeration, ECM-551, Efficient Refrigeration - Operations | Industrial | 0 | 0 | 0
2389 | Industrial, Existing, SIC36 Electronics, Base Refrigeration, ECM-551, Efficient Refrigeration - Operations | Industrial | 0 | 0 | 0
2390 | Industrial, Existing, SIC37 Transp Eqp, Base Refrigeration, ECM-551, Efficient Refrigeration - Operations | Industrial | 0 | 0 | 0
2391 | Industrial, Existing, SIC38 Instruments, Base Refrigeration, ECM-551, Efficient Refrigeration - Operations | Industrial | 0 | 0 | 0
2392 | Industrial, Existing, SIC39/21/31 Misc, Base Refrigeration, ECM-551, Efficient Refrigeration - Operations | Industrial | 0 | 0 | 0
2393 | Industrial, Existing, SIC20 Food, Base Refrigeration, ECM-552, Optimization Refrigeration | Industrial | 0.7702 | 0.32371 | 4.0485
2394 | Industrial, Existing, SIC22-23Textiles, Base Refrigeration, ECM-552, Optimization Refrigeration | Industrial | 0 | 0 | 0
2395 | Industrial, Existing, SIC24-25 Lumber, Base Refrigeration, ECM-552, Optimization Refrigeration | Industrial | 0 | 0 | 0
2396 | Industrial, Existing, SIC26 Paper, Base Refrigeration, ECM-552, Optimization Refrigeration | Industrial | 0 | 0 | 0
2397 | Industrial, Existing, SIC27 Printing, Base Refrigeration, ECM-552, Optimization Refrigeration | Industrial | 0 | 0 | 0
2398 | Industrial, Existing, SIC28 Chemicals, Base Refrigeration, ECM-552, Optimization Refrigeration | Industrial | 0 | 0 | 0
2399 | Industrial, Existing, SIC29 Petroleum, Base Refrigeration, ECM-552, Optimization Refrigeration | Industrial | 0 | 0 | 0
2400 | Industrial, Existing, SIC30 Rubber/Plastics, Base Refrigeration, ECM-552, Optimization Refrigeration | Industrial | 0 | 0 | 0
2401 | Industrial, Existing, SIC32 Stone/Clay/Glass, Base Refrigeration, ECM-552, Optimization Refrigeration | Industrial | 0 | 0 | 0
2402 | Industrial, Existing, SIC33 Primary Metals, Base Refrigeration, ECM-552, Optimization Refrigeration | Industrial | 0 | 0 | 0
2403 | Industrial, Existing, SIC34 Fab Metals, Base Refrigeration, ECM-552, Optimization Refrigeration | Industrial | 0 | 0 | 0
2404 | Industrial, Existing, SIC35 Ind Machinery, Base Refrigeration, ECM-552, Optimization Refrigeration | Industrial | 0 | 0 | 0
2405 | Industrial, Existing, SIC36 Electronics, Base Refrigeration, ECM-552, Optimization Refrigeration | Industrial | 0 | 0 | 0
2406 | Industrial, Existing, SIC37 Transp Eqp, Base Refrigeration, ECM-552, Optimization Refrigeration | Industrial | 0 | 0 | 0
2407 | Industrial, Existing, SIC38 Instruments, Base Refrigeration, ECM-552, Optimization Refrigeration | Industrial | 0 | 0 | 0
2408 | Industrial, Existing, SIC39/21/31 Misc, Base Refrigeration, ECM-552, Optimization Refrigeration | Industrial | 0 | 0 | 0
2409 | Industrial, Existing, SIC20 Food, Base Centrifugal Chiller, 0.58 kW/ton, 500 tons, ECM-701, Centrifugal Chiller, 0.51 kW/ton, 500 tons | Industrial | 0.01316 | 0.0023041 | 0.34581
2410 | Industrial, Existing, SIC22-23Textiles, Base Centrifugal Chiller, 0.58 kW/ton, 500 tons, ECM-701, Centrifugal Chiller, 0.51 kW/ton, 500 tons | Industrial | 0.00054749 | 0.00022753 | 0.010063
2411 | Industrial, Existing, SIC24-25 Lumber, Base Centrifugal Chiller, 0.58 kW/ton, 500 tons, ECM-701, Centrifugal Chiller, 0.51 kW/ton, 500 tons | Industrial | 0.00070897 | 0.0001369 | 0.015006
2412 | Industrial, Existing, SIC26 Paper, Base Centrifugal Chiller, 0.58 kW/ton, 500 tons, ECM-701, Centrifugal Chiller, 0.51 kW/ton, 500 tons | Industrial | 0.0015295 | 0.00029561 | 0.048748
2413 | Industrial, Existing, SIC27 Printing, Base Centrifugal Chiller, 0.58 kW/ton, 500 tons, ECM-701, Centrifugal Chiller, 0.51 kW/ton, 500 tons | Industrial | 0.0039737 | 0.00059645 | 0.10595
2414 | Industrial, Existing, SIC28 Chemicals, Base Centrifugal Chiller, 0.58 kW/ton, 500 tons, ECM-701, Centrifugal Chiller, 0.51 kW/ton, 500 tons | Industrial | 0.0009134 | 0.00016512 | 0.037158
2415 | Industrial, Existing, SIC29 Petroleum, Base Centrifugal Chiller, 0.58 kW/ton, 500 tons, ECM-701, Centrifugal Chiller, 0.51 kW/ton, 500 tons | Industrial | 7.52e-06 | 2.23e-06 | 0.00039086
2416 | Industrial, Existing, SIC30 Rubber/Plastics, Base Centrifugal Chiller, 0.58 kW/ton, 500 tons, ECM-701, Centrifugal Chiller, 0.51 kW/ton, 500 tons | Industrial | 0.00068436 | 0.00015627 | 0.019823
2417 | Industrial, Existing, SIC32 Stone/Clay/Glass, Base Centrifugal Chiller, 0.58 kW/ton, 500 tons, ECM-701, Centrifugal Chiller, 0.51 kW/ton, 500 tons | Industrial | 0.0055025 | 0.0010825 | 0.17275
2418 | Industrial, Existing, SIC33 Primary Metals, Base Centrifugal Chiller, 0.58 kW/ton, 500 tons, ECM-701, Centrifugal Chiller, 0.51 kW/ton, 500 tons | Industrial | 0.00031081 | 7.242e-05 | 0.0070917
2419 | Industrial, Existing, SIC34 Fab Metals, Base Centrifugal Chiller, 0.58 kW/ton, 500 tons, ECM-701, Centrifugal Chiller, 0.51 kW/ton, 500 tons | Industrial | 0.0037753 | 0.00087583 | 0.096014
2420 | Industrial, Existing, SIC35 Ind Machinery, Base Centrifugal Chiller, 0.58 kW/ton, 500 tons, ECM-701, Centrifugal Chiller, 0.51 kW/ton, 500 tons | Industrial | 0.00088704 | 0.00010199 | 0.014229
2421 | Industrial, Existing, SIC36 Electronics, Base Centrifugal Chiller, 0.58 kW/ton, 500 tons, ECM-701, Centrifugal Chiller, 0.51 kW/ton, 500 tons | Industrial | 0.0024062 | 0.00048323 | 0.069113
2422 | Industrial, Existing, SIC37 Transp Eqp, Base Centrifugal Chiller, 0.58 kW/ton, 500 tons, ECM-701, Centrifugal Chiller, 0.51 kW/ton, 500 tons | Industrial | 0.0024534 | 0.00055599 | 0.061008
2423 | Industrial, Existing, SIC38 Instruments, Base Centrifugal Chiller, 0.58 kW/ton, 500 tons, ECM-701, Centrifugal Chiller, 0.51 kW/ton, 500 tons | Industrial | 0.0063255 | 0.0013312 | 0.1885
2424 | Industrial, Existing, SIC39/21/31 Misc, Base Centrifugal Chiller, 0.58 kW/ton, 500 tons, ECM-701, Centrifugal Chiller, 0.51 kW/ton, 500 tons | Industrial | 0.003466 | 0.00074186 | 0.11053
2425 | Industrial, Existing, SIC20 Food, Base Centrifugal Chiller, 0.58 kW/ton, 500 tons, ECM-702, High Efficiency Chiller Motors | Industrial | 0.024706 | 0.00086529 | 0.12986
2426 | Industrial, Existing, SIC22-23Textiles, Base Centrifugal Chiller, 0.58 kW/ton, 500 tons, ECM-702, High Efficiency Chiller Motors | Industrial | 0.0010279 | 8.545e-05 | 0.0037794
2427 | Industrial, Existing, SIC24-25 Lumber, Base Centrifugal Chiller, 0.58 kW/ton, 500 tons, ECM-702, High Efficiency Chiller Motors | Industrial | 0.0013311 | 5.141e-05 | 0.0056358
2428 | Industrial, Existing, SIC26 Paper, Base Centrifugal Chiller, 0.58 kW/ton, 500 tons, ECM-702, High Efficiency Chiller Motors | Industrial | 0.0028715 | 0.00011101 | 0.018306
2429 | Industrial, Existing, SIC27 Printing, Base Centrifugal Chiller, 0.58 kW/ton, 500 tons, ECM-702, High Efficiency Chiller Motors | Industrial | 0.0074602 | 0.00022399 | 0.039789
2430 | Industrial, Existing, SIC28 Chemicals, Base Centrifugal Chiller, 0.58 kW/ton, 500 tons, ECM-702, High Efficiency Chiller Motors | Industrial | 0.0017148 | 6.201e-05 | 0.013953
2431 | Industrial, Existing, SIC29 Petroleum, Base Centrifugal Chiller, 0.58 kW/ton, 500 tons, ECM-702, High Efficiency Chiller Motors | Industrial | 1.412e-05 | 8.4e-07 | 0.00014677
2432 | Industrial, Existing, SIC30 Rubber/Plastics, Base Centrifugal Chiller, 0.58 kW/ton, 500 tons, ECM-702, High Efficiency Chiller Motors | Industrial | 0.0012848 | 5.868e-05 | 0.0074441
2433 | Industrial, Existing, SIC32 Stone/Clay/Glass, Base Centrifugal Chiller, 0.58 kW/ton, 500 tons, ECM-702, High Efficiency Chiller Motors | Industrial | 0.01033 | 0.00040651 | 0.064873
2434 | Industrial, Existing, SIC33 Primary Metals, Base Centrifugal Chiller, 0.58 kW/ton, 500 tons, ECM-702, High Efficiency Chiller Motors | Industrial | 0.00058353 | 2.72e-05 | 0.0026633
2435 | Industrial, Existing, SIC34 Fab Metals, Base Centrifugal Chiller, 0.58 kW/ton, 500 tons, ECM-702, High Efficiency Chiller Motors | Industrial | 0.0070878 | 0.00032891 | 0.036057
2436 | Industrial, Existing, SIC35 Ind Machinery, Base Centrifugal Chiller, 0.58 kW/ton, 500 tons, ECM-702, High Efficiency Chiller Motors | Industrial | 0.0016654 | 3.83e-05 | 0.0053441
2437 | Industrial, Existing, SIC36 Electronics, Base Centrifugal Chiller, 0.58 kW/ton, 500 tons, ECM-702, High Efficiency Chiller Motors | Industrial | 0.0045175 | 0.00018147 | 0.025954
2438 | Industrial, Existing, SIC37 Transp Eqp, Base Centrifugal Chiller, 0.58 kW/ton, 500 tons, ECM-702, High Efficiency Chiller Motors | Industrial | 0.004606 | 0.0002088 | 0.022911
2439 | Industrial, Existing, SIC38 Instruments, Base Centrifugal Chiller, 0.58 kW/ton, 500 tons, ECM-702, High Efficiency Chiller Motors | Industrial | 0.011876 | 0.0004999 | 0.070788
2440 | Industrial, Existing, SIC39/21/31 Misc, Base Centrifugal Chiller, 0.58 kW/ton, 500 tons, ECM-702, High Efficiency Chiller Motors | Industrial | 0.006507 | 0.00027859 | 0.041508
2441 | Industrial, Existing, SIC20 Food, Base Centrifugal Chiller, 0.58 kW/ton, 500 tons, ECM-703, EMS - Chiller | Industrial | 0.0010495 | 0.00018376 | 0.027579
2442 | Industrial, Existing, SIC22-23Textiles, Base Centrifugal Chiller, 0.58 kW/ton, 500 tons, ECM-703, EMS - Chiller | Industrial | 4.366e-05 | 1.815e-05 | 0.00080257
2443 | Industrial, Existing, SIC24-25 Lumber, Base Centrifugal Chiller, 0.58 kW/ton, 500 tons, ECM-703, EMS - Chiller | Industrial | 5.654e-05 | 1.092e-05 | 0.0011968
2444 | Industrial, Existing, SIC26 Paper, Base Centrifugal Chiller, 0.58 kW/ton, 500 tons, ECM-703, EMS - Chiller | Industrial | 0.00012198 | 2.358e-05 | 0.0038878
2445 | Industrial, Existing, SIC27 Printing, Base Centrifugal Chiller, 0.58 kW/ton, 500 tons, ECM-703, EMS - Chiller | Industrial | 0.00031691 | 4.757e-05 | 0.0084499
2446 | Industrial, Existing, SIC28 Chemicals, Base Centrifugal Chiller, 0.58 kW/ton, 500 tons, ECM-703, EMS - Chiller | Industrial | 7.285e-05 | 1.317e-05 | 0.0029634
2447 | Industrial, Existing, SIC29 Petroleum, Base Centrifugal Chiller, 0.58 kW/ton, 500 tons, ECM-703, EMS - Chiller | Industrial | 6e-07 | 1.8e-07 | 3.117e-05
2448 | Industrial, Existing, SIC30 Rubber/Plastics, Base Centrifugal Chiller, 0.58 kW/ton, 500 tons, ECM-703, EMS - Chiller | Industrial | 5.458e-05 | 1.246e-05 | 0.0015809
2449 | Industrial, Existing, SIC32 Stone/Clay/Glass, Base Centrifugal Chiller, 0.58 kW/ton, 500 tons, ECM-703, EMS - Chiller | Industrial | 0.00043884 | 8.633e-05 | 0.013777
2450 | Industrial, Existing, SIC33 Primary Metals, Base Centrifugal Chiller, 0.58 kW/ton, 500 tons, ECM-703, EMS - Chiller | Industrial | 2.479e-05 | 5.78e-06 | 0.00056559
2451 | Industrial, Existing, SIC34 Fab Metals, Base Centrifugal Chiller, 0.58 kW/ton, 500 tons, ECM-703, EMS - Chiller | Industrial | 0.00030109 | 6.985e-05 | 0.0076574
2452 | Industrial, Existing, SIC35 Ind Machinery, Base Centrifugal Chiller, 0.58 kW/ton, 500 tons, ECM-703, EMS - Chiller | Industrial | 7.074e-05 | 8.13e-06 | 0.0011348
2453 | Industrial, Existing, SIC36 Electronics, Base Centrifugal Chiller, 0.58 kW/ton, 500 tons, ECM-703, EMS - Chiller | Industrial | 0.0001919 | 3.854e-05 | 0.005512
2454 | Industrial, Existing, SIC37 Transp Eqp, Base Centrifugal Chiller, 0.58 kW/ton, 500 tons, ECM-703, EMS - Chiller | Industrial | 0.00019566 | 4.434e-05 | 0.0048655
2455 | Industrial, Existing, SIC38 Instruments, Base Centrifugal Chiller, 0.58 kW/ton, 500 tons, ECM-703, EMS - Chiller | Industrial | 0.00050447 | 0.00010616 | 0.015033
2456 | Industrial, Existing, SIC39/21/31 Misc, Base Centrifugal Chiller, 0.58 kW/ton, 500 tons, ECM-703, EMS - Chiller | Industrial | 0.00027642 | 5.916e-05 | 0.0088152
2457 | Industrial, Existing, SIC20 Food, Base Centrifugal Chiller, 0.58 kW/ton, 500 tons, ECM-704, Chiller Tune Up/Diagnostics | Industrial | 0.025641 | 0.00089802 | 0.13478
2458 | Industrial, Existing, SIC22-23Textiles, Base Centrifugal Chiller, 0.58 kW/ton, 500 tons, ECM-704, Chiller Tune Up/Diagnostics | Industrial | 0.0010668 | 8.869e-05 | 0.0039224
2459 | Industrial, Existing, SIC24-25 Lumber, Base Centrifugal Chiller, 0.58 kW/ton, 500 tons, ECM-704, Chiller Tune Up/Diagnostics | Industrial | 0.0013814 | 5.336e-05 | 0.005849
2460 | Industrial, Existing, SIC26 Paper, Base Centrifugal Chiller, 0.58 kW/ton, 500 tons, ECM-704, Chiller Tune Up/Diagnostics | Industrial | 0.0029802 | 0.00011521 | 0.018999
2461 | Industrial, Existing, SIC27 Printing, Base Centrifugal Chiller, 0.58 kW/ton, 500 tons, ECM-704, Chiller Tune Up/Diagnostics | Industrial | 0.0077425 | 0.00023246 | 0.041294
2462 | Industrial, Existing, SIC28 Chemicals, Base Centrifugal Chiller, 0.58 kW/ton, 500 tons, ECM-704, Chiller Tune Up/Diagnostics | Industrial | 0.0017797 | 6.435e-05 | 0.014481
2463 | Industrial, Existing, SIC29 Petroleum, Base Centrifugal Chiller, 0.58 kW/ton, 500 tons, ECM-704, Chiller Tune Up/Diagnostics | Industrial | 1.465e-05 | 8.7e-07 | 0.00015232
2464 | Industrial, Existing, SIC30 Rubber/Plastics, Base Centrifugal Chiller, 0.58 kW/ton, 500 tons, ECM-704, Chiller Tune Up/Diagnostics | Industrial | 0.0013334 | 6.09e-05 | 0.0077257
2465 | Industrial, Existing, SIC32 Stone/Clay/Glass, Base Centrifugal Chiller, 0.58 kW/ton, 500 tons, ECM-704, Chiller Tune Up/Diagnostics | Industrial | 0.010721 | 0.00042189 | 0.067327
2466 | Industrial, Existing, SIC33 Primary Metals, Base Centrifugal Chiller, 0.58 kW/ton, 500 tons, ECM-704, Chiller Tune Up/Diagnostics | Industrial | 0.00060561 | 2.823e-05 | 0.0027641
2467 | Industrial, Existing, SIC34 Fab Metals, Base Centrifugal Chiller, 0.58 kW/ton, 500 tons, ECM-704, Chiller Tune Up/Diagnostics | Industrial | 0.0073559 | 0.00034135 | 0.037421
2468 | Industrial, Existing, SIC35 Ind Machinery, Base Centrifugal Chiller, 0.58 kW/ton, 500 tons, ECM-704, Chiller Tune Up/Diagnostics | Industrial | 0.0017284 | 3.975e-05 | 0.0055463
2469 | Industrial, Existing, SIC36 Electronics, Base Centrifugal Chiller, 0.58 kW/ton, 500 tons, ECM-704, Chiller Tune Up/Diagnostics | Industrial | 0.0046884 | 0.00018833 | 0.026936
2470 | Industrial, Existing, SIC37 Transp Eqp, Base Centrifugal Chiller, 0.58 kW/ton, 500 tons, ECM-704, Chiller Tune Up/Diagnostics | Industrial | 0.0047802 | 0.0002167 | 0.023778
2471 | Industrial, Existing, SIC38 Instruments, Base Centrifugal Chiller, 0.58 kW/ton, 500 tons, ECM-704, Chiller Tune Up/Diagnostics | Industrial | 0.012325 | 0.00051881 | 0.073466
2472 | Industrial, Existing, SIC39/21/31 Misc, Base Centrifugal Chiller, 0.58 kW/ton, 500 tons, ECM-704, Chiller Tune Up/Diagnostics | Industrial | 0.0067532 | 0.00028913 | 0.043078
2473 | Industrial, Existing, SIC20 Food, Base Centrifugal Chiller, 0.58 kW/ton, 500 tons, ECM-705, VSD for Chiller Pumps and Towers | Industrial | 0.0087649 | 0.0015347 | 0.23032
2474 | Industrial, Existing, SIC22-23Textiles, Base Centrifugal Chiller, 0.58 kW/ton, 500 tons, ECM-705, VSD for Chiller Pumps and Towers | Industrial | 0.00036466 | 0.00015155 | 0.0067026
2475 | Industrial, Existing, SIC24-25 Lumber, Base Centrifugal Chiller, 0.58 kW/ton, 500 tons, ECM-705, VSD for Chiller Pumps and Towers | Industrial | 0.00047221 | 9.118e-05 | 0.0099951
2476 | Industrial, Existing, SIC26 Paper, Base Centrifugal Chiller, 0.58 kW/ton, 500 tons, ECM-705, VSD for Chiller Pumps and Towers | Industrial | 0.0010187 | 0.00019689 | 0.032468
2477 | Industrial, Existing, SIC27 Printing, Base Centrifugal Chiller, 0.58 kW/ton, 500 tons, ECM-705, VSD for Chiller Pumps and Towers | Industrial | 0.0026467 | 0.00039726 | 0.070569
2478 | Industrial, Existing, SIC28 Chemicals, Base Centrifugal Chiller, 0.58 kW/ton, 500 tons, ECM-705, VSD for Chiller Pumps and Towers | Industrial | 0.00060837 | 0.00010998 | 0.024749
2479 | Industrial, Existing, SIC29 Petroleum, Base Centrifugal Chiller, 0.58 kW/ton, 500 tons, ECM-705, VSD for Chiller Pumps and Towers | Industrial | 5.01e-06 | 1.49e-06 | 0.00026033
2480 | Industrial, Existing, SIC30 Rubber/Plastics, Base Centrifugal Chiller, 0.58 kW/ton, 500 tons, ECM-705, VSD for Chiller Pumps and Towers | Industrial | 0.00045582 | 0.00010408 | 0.013203
2481 | Industrial, Existing, SIC32 Stone/Clay/Glass, Base Centrifugal Chiller, 0.58 kW/ton, 500 tons, ECM-705, VSD for Chiller Pumps and Towers | Industrial | 0.003665 | 0.00072099 | 0.11506
2482 | Industrial, Existing, SIC33 Primary Metals, Base Centrifugal Chiller, 0.58 kW/ton, 500 tons, ECM-705, VSD for Chiller Pumps and Towers | Industrial | 0.00020702 | 4.823e-05 | 0.0047235
2483 | Industrial, Existing, SIC34 Fab Metals, Base Centrifugal Chiller, 0.58 kW/ton, 500 tons, ECM-705, VSD for Chiller Pumps and Towers | Industrial | 0.0025145 | 0.00058335 | 0.06395
2484 | Industrial, Existing, SIC35 Ind Machinery, Base Centrifugal Chiller, 0.58 kW/ton, 500 tons, ECM-705, VSD for Chiller Pumps and Towers | Industrial | 0.00059082 | 6.793e-05 | 0.0094772
2485 | Industrial, Existing, SIC36 Electronics, Base Centrifugal Chiller, 0.58 kW/ton, 500 tons, ECM-705, VSD for Chiller Pumps and Towers | Industrial | 0.0016027 | 0.00032185 | 0.046033
2486 | Industrial, Existing, SIC37 Transp Eqp, Base Centrifugal Chiller, 0.58 kW/ton, 500 tons, ECM-705, VSD for Chiller Pumps and Towers | Industrial | 0.0016341 | 0.00037032 | 0.040634
2487 | Industrial, Existing, SIC38 Instruments, Base Centrifugal Chiller, 0.58 kW/ton, 500 tons, ECM-705, VSD for Chiller Pumps and Towers | Industrial | 0.0042131 | 0.00088663 | 0.12555
2488 | Industrial, Existing, SIC39/21/31 Misc, Base Centrifugal Chiller, 0.58 kW/ton, 500 tons, ECM-705, VSD for Chiller Pumps and Towers | Industrial | 0.0023085 | 0.00049411 | 0.07362
2489 | Industrial, Existing, SIC20 Food, Base Centrifugal Chiller, 0.58 kW/ton, 500 tons, ECM-706, EMS Optimization - Chiller | Industrial | 0.016088 | 0.00056347 | 0.084566
2490 | Industrial, Existing, SIC22-23Textiles, Base Centrifugal Chiller, 0.58 kW/ton, 500 tons, ECM-706, EMS Optimization - Chiller | Industrial | 0.00066935 | 5.565e-05 | 0.0024611
2491 | Industrial, Existing, SIC24-25 Lumber, Base Centrifugal Chiller, 0.58 kW/ton, 500 tons, ECM-706, EMS Optimization - Chiller | Industrial | 0.00086676 | 3.348e-05 | 0.0036699
2492 | Industrial, Existing, SIC26 Paper, Base Centrifugal Chiller, 0.58 kW/ton, 500 tons, ECM-706, EMS Optimization - Chiller | Industrial | 0.0018699 | 7.229e-05 | 0.011921
2493 | Industrial, Existing, SIC27 Printing, Base Centrifugal Chiller, 0.58 kW/ton, 500 tons, ECM-706, EMS Optimization - Chiller | Industrial | 0.004858 | 0.00014586 | 0.02591
2494 | Industrial, Existing, SIC28 Chemicals, Base Centrifugal Chiller, 0.58 kW/ton, 500 tons, ECM-706, EMS Optimization - Chiller | Industrial | 0.0011167 | 4.038e-05 | 0.0090862
2495 | Industrial, Existing, SIC29 Petroleum, Base Centrifugal Chiller, 0.58 kW/ton, 500 tons, ECM-706, EMS Optimization - Chiller | Industrial | 9.19e-06 | 5.5e-07 | 9.557e-05
2496 | Industrial, Existing, SIC30 Rubber/Plastics, Base Centrifugal Chiller, 0.58 kW/ton, 500 tons, ECM-706, EMS Optimization - Chiller | Industrial | 0.00083666 | 3.821e-05 | 0.0048475
2497 | Industrial, Existing, SIC32 Stone/Clay/Glass, Base Centrifugal Chiller, 0.58 kW/ton, 500 tons, ECM-706, EMS Optimization - Chiller | Industrial | 0.0067271 | 0.00026471 | 0.042244
2498 | Industrial, Existing, SIC33 Primary Metals, Base Centrifugal Chiller, 0.58 kW/ton, 500 tons, ECM-706, EMS Optimization - Chiller | Industrial | 0.00037999 | 1.771e-05 | 0.0017343
2499 | Industrial, Existing, SIC34 Fab Metals, Base Centrifugal Chiller, 0.58 kW/ton, 500 tons, ECM-706, EMS Optimization - Chiller | Industrial | 0.0046155 | 0.00021418 | 0.02348
2500 | Industrial, Existing, SIC35 Ind Machinery, Base Centrifugal Chiller, 0.58 kW/ton, 500 tons, ECM-706, EMS Optimization - Chiller | Industrial | 0.0010845 | 2.494e-05 | 0.00348
2501 | Industrial, Existing, SIC36 Electronics, Base Centrifugal Chiller, 0.58 kW/ton, 500 tons, ECM-706, EMS Optimization - Chiller | Industrial | 0.0029417 | 0.00011817 | 0.016901
2502 | Industrial, Existing, SIC37 Transp Eqp, Base Centrifugal Chiller, 0.58 kW/ton, 500 tons, ECM-706, EMS Optimization - Chiller | Industrial | 0.0029994 | 0.00013597 | 0.014919
2503 | Industrial, Existing, SIC38 Instruments, Base Centrifugal Chiller, 0.58 kW/ton, 500 tons, ECM-706, EMS Optimization - Chiller | Industrial | 0.0077332 | 0.00032553 | 0.046096
2504 | Industrial, Existing, SIC39/21/31 Misc, Base Centrifugal Chiller, 0.58 kW/ton, 500 tons, ECM-706, EMS Optimization - Chiller | Industrial | 0.0042373 | 0.00018141 | 0.027029
2505 | Industrial, Existing, SIC20 Food, Base Centrifugal Chiller, 0.58 kW/ton, 500 tons, ECM-707, Aerosole Duct Sealing - Chiller | Industrial | 0.048436 | 0.0016964 | 0.2546
2506 | Industrial, Existing, SIC22-23Textiles, Base Centrifugal Chiller, 0.58 kW/ton, 500 tons, ECM-707, Aerosole Duct Sealing - Chiller | Industrial | 0.0020152 | 0.00016753 | 0.0074095
2507 | Industrial, Existing, SIC24-25 Lumber, Base Centrifugal Chiller, 0.58 kW/ton, 500 tons, ECM-707, Aerosole Duct Sealing - Chiller | Industrial | 0.0026095 | 0.0001008 | 0.011049
2508 | Industrial, Existing, SIC26 Paper, Base Centrifugal Chiller, 0.58 kW/ton, 500 tons, ECM-707, Aerosole Duct Sealing - Chiller | Industrial | 0.0056297 | 0.00021763 | 0.03589
2509 | Industrial, Existing, SIC27 Printing, Base Centrifugal Chiller, 0.58 kW/ton, 500 tons, ECM-707, Aerosole Duct Sealing - Chiller | Industrial | 0.014626 | 0.00043913 | 0.078006
2510 | Industrial, Existing, SIC28 Chemicals, Base Centrifugal Chiller, 0.58 kW/ton, 500 tons, ECM-707, Aerosole Duct Sealing - Chiller | Industrial | 0.0033619 | 0.00012156 | 0.027356
2511 | Industrial, Existing, SIC29 Petroleum, Base Centrifugal Chiller, 0.58 kW/ton, 500 tons, ECM-707, Aerosole Duct Sealing - Chiller | Industrial | 2.768e-05 | 1.64e-06 | 0.00028774
2512 | Industrial, Existing, SIC30 Rubber/Plastics, Base Centrifugal Chiller, 0.58 kW/ton, 500 tons, ECM-707, Aerosole Duct Sealing - Chiller | Industrial | 0.0025189 | 0.00011505 | 0.014594
2513 | Industrial, Existing, SIC32 Stone/Clay/Glass, Base Centrifugal Chiller, 0.58 kW/ton, 500 tons, ECM-707, Aerosole Duct Sealing - Chiller | Industrial | 0.020253 | 0.00079696 | 0.12718
2514 | Industrial, Existing, SIC33 Primary Metals, Base Centrifugal Chiller, 0.58 kW/ton, 500 tons, ECM-707, Aerosole Duct Sealing - Chiller | Industrial | 0.001144 | 5.332e-05 | 0.0052214
2515 | Industrial, Existing, SIC34 Fab Metals, Base Centrifugal Chiller, 0.58 kW/ton, 500 tons, ECM-707, Aerosole Duct Sealing - Chiller | Industrial | 0.013896 | 0.00064483 | 0.07069
2516 | Industrial, Existing, SIC35 Ind Machinery, Base Centrifugal Chiller, 0.58 kW/ton, 500 tons, ECM-707, Aerosole Duct Sealing - Chiller | Industrial | 0.003265 | 7.51e-05 | 0.010477
2517 | Industrial, Existing, SIC36 Electronics, Base Centrifugal Chiller, 0.58 kW/ton, 500 tons, ECM-707, Aerosole Duct Sealing - Chiller | Industrial | 0.0088566 | 0.00035577 | 0.050884
2518 | Industrial, Existing, SIC37 Transp Eqp, Base Centrifugal Chiller, 0.58 kW/ton, 500 tons, ECM-707, Aerosole Duct Sealing - Chiller | Industrial | 0.0090301 | 0.00040935 | 0.044917
2519 | Industrial, Existing, SIC38 Instruments, Base Centrifugal Chiller, 0.58 kW/ton, 500 tons, ECM-707, Aerosole Duct Sealing - Chiller | Industrial | 0.023282 | 0.00098005 | 0.13878
2520 | Industrial, Existing, SIC39/21/31 Misc, Base Centrifugal Chiller, 0.58 kW/ton, 500 tons, ECM-707, Aerosole Duct Sealing - Chiller | Industrial | 0.012757 | 0.00054618 | 0.081377
2521 | Industrial, Existing, SIC20 Food, Base Centrifugal Chiller, 0.58 kW/ton, 500 tons, ECM-708, Duct/Pipe Insulation - Chiller | Industrial | 0.03271 | 0.0011456 | 0.17194
2522 | Industrial, Existing, SIC22-23Textiles, Base Centrifugal Chiller, 0.58 kW/ton, 500 tons, ECM-708, Duct/Pipe Insulation - Chiller | Industrial | 0.0013609 | 0.00011314 | 0.005004
2523 | Industrial, Existing, SIC24-25 Lumber, Base Centrifugal Chiller, 0.58 kW/ton, 500 tons, ECM-708, Duct/Pipe Insulation - Chiller | Industrial | 0.0017623 | 6.807e-05 | 0.0074617
2524 | Industrial, Existing, SIC26 Paper, Base Centrifugal Chiller, 0.58 kW/ton, 500 tons, ECM-708, Duct/Pipe Insulation - Chiller | Industrial | 0.0038019 | 0.00014697 | 0.024237
2525 | Industrial, Existing, SIC27 Printing, Base Centrifugal Chiller, 0.58 kW/ton, 500 tons, ECM-708, Duct/Pipe Insulation - Chiller | Industrial | 0.0098773 | 0.00029656 | 0.05268
2526 | Industrial, Existing, SIC28 Chemicals, Base Centrifugal Chiller, 0.58 kW/ton, 500 tons, ECM-708, Duct/Pipe Insulation - Chiller | Industrial | 0.0022704 | 8.209e-05 | 0.018474
2527 | Industrial, Existing, SIC29 Petroleum, Base Centrifugal Chiller, 0.58 kW/ton, 500 tons, ECM-708, Duct/Pipe Insulation - Chiller | Industrial | 1.869e-05 | 1.11e-06 | 0.00019432
2528 | Industrial, Existing, SIC30 Rubber/Plastics, Base Centrifugal Chiller, 0.58 kW/ton, 500 tons, ECM-708, Duct/Pipe Insulation - Chiller | Industrial | 0.0017011 | 7.77e-05 | 0.0098559
2529 | Industrial, Existing, SIC32 Stone/Clay/Glass, Base Centrifugal Chiller, 0.58 kW/ton, 500 tons, ECM-708, Duct/Pipe Insulation - Chiller | Industrial | 0.013677 | 0.00053821 | 0.085891
2530 | Industrial, Existing, SIC33 Primary Metals, Base Centrifugal Chiller, 0.58 kW/ton, 500 tons, ECM-708, Duct/Pipe Insulation - Chiller | Industrial | 0.00077259 | 3.601e-05 | 0.0035262
2531 | Industrial, Existing, SIC34 Fab Metals, Base Centrifugal Chiller, 0.58 kW/ton, 500 tons, ECM-708, Duct/Pipe Insulation - Chiller | Industrial | 0.0093842 | 0.00043547 | 0.047739
2532 | Industrial, Existing, SIC35 Ind Machinery, Base Centrifugal Chiller, 0.58 kW/ton, 500 tons, ECM-708, Duct/Pipe Insulation - Chiller | Industrial | 0.0022049 | 5.071e-05 | 0.0070755
2533 | Industrial, Existing, SIC36 Electronics, Base Centrifugal Chiller, 0.58 kW/ton, 500 tons, ECM-708, Duct/Pipe Insulation - Chiller | Industrial | 0.0059811 | 0.00024026 | 0.034363
2534 | Industrial, Existing, SIC37 Transp Eqp, Base Centrifugal Chiller, 0.58 kW/ton, 500 tons, ECM-708, Duct/Pipe Insulation - Chiller | Industrial | 0.0060983 | 0.00027645 | 0.030334
2535 | Industrial, Existing, SIC38 Instruments, Base Centrifugal Chiller, 0.58 kW/ton, 500 tons, ECM-708, Duct/Pipe Insulation - Chiller | Industrial | 0.015723 | 0.00066186 | 0.093723
2536 | Industrial, Existing, SIC39/21/31 Misc, Base Centrifugal Chiller, 0.58 kW/ton, 500 tons, ECM-708, Duct/Pipe Insulation - Chiller | Industrial | 0.0086152 | 0.00036885 | 0.054956
2537 | Industrial, Existing, SIC20 Food, Base Centrifugal Chiller, 0.58 kW/ton, 500 tons, ECM-709, Window Film (Standard) - Chiller | Industrial | 0.017998 | 0.00063037 | 0.094607
2538 | Industrial, Existing, SIC22-23Textiles, Base Centrifugal Chiller, 0.58 kW/ton, 500 tons, ECM-709, Window Film (Standard) - Chiller | Industrial | 0.00074883 | 6.225e-05 | 0.0027533
2539 | Industrial, Existing, SIC24-25 Lumber, Base Centrifugal Chiller, 0.58 kW/ton, 500 tons, ECM-709, Window Film (Standard) - Chiller | Industrial | 0.00096968 | 3.746e-05 | 0.0041057
2540 | Industrial, Existing, SIC26 Paper, Base Centrifugal Chiller, 0.58 kW/ton, 500 tons, ECM-709, Window Film (Standard) - Chiller | Industrial | 0.0020919 | 8.087e-05 | 0.013336
2541 | Industrial, Existing, SIC27 Printing, Base Centrifugal Chiller, 0.58 kW/ton, 500 tons, ECM-709, Window Film (Standard) - Chiller | Industrial | 0.0054348 | 0.00016318 | 0.028986
2542 | Industrial, Existing, SIC28 Chemicals, Base Centrifugal Chiller, 0.58 kW/ton, 500 tons, ECM-709, Window Film (Standard) - Chiller | Industrial | 0.0012492 | 4.517e-05 | 0.010165
2543 | Industrial, Existing, SIC29 Petroleum, Base Centrifugal Chiller, 0.58 kW/ton, 500 tons, ECM-709, Window Film (Standard) - Chiller | Industrial | 1.029e-05 | 6.1e-07 | 0.00010692
2544 | Industrial, Existing, SIC30 Rubber/Plastics, Base Centrifugal Chiller, 0.58 kW/ton, 500 tons, ECM-709, Window Film (Standard) - Chiller | Industrial | 0.000936 | 4.275e-05 | 0.0054231
2545 | Industrial, Existing, SIC32 Stone/Clay/Glass, Base Centrifugal Chiller, 0.58 kW/ton, 500 tons, ECM-709, Window Film (Standard) - Chiller | Industrial | 0.0075258 | 0.00029614 | 0.04726
2546 | Industrial, Existing, SIC33 Primary Metals, Base Centrifugal Chiller, 0.58 kW/ton, 500 tons, ECM-709, Window Film (Standard) - Chiller | Industrial | 0.00042511 | 1.981e-05 | 0.0019402
2547 | Industrial, Existing, SIC34 Fab Metals, Base Centrifugal Chiller, 0.58 kW/ton, 500 tons, ECM-709, Window Film (Standard) - Chiller | Industrial | 0.0051635 | 0.00023961 | 0.026268
2548 | Industrial, Existing, SIC35 Ind Machinery, Base Centrifugal Chiller, 0.58 kW/ton, 500 tons, ECM-709, Window Film (Standard) - Chiller | Industrial | 0.0012132 | 2.791e-05 | 0.0038932
2549 | Industrial, Existing, SIC36 Electronics, Base Centrifugal Chiller, 0.58 kW/ton, 500 tons, ECM-709, Window Film (Standard) - Chiller | Industrial | 0.003291 | 0.0001322 | 0.018908
2550 | Industrial, Existing, SIC37 Transp Eqp, Base Centrifugal Chiller, 0.58 kW/ton, 500 tons, ECM-709, Window Film (Standard) - Chiller | Industrial | 0.0033555 | 0.00015211 | 0.016691
2551 | Industrial, Existing, SIC38 Instruments, Base Centrifugal Chiller, 0.58 kW/ton, 500 tons, ECM-709, Window Film (Standard) - Chiller | Industrial | 0.0086514 | 0.00036418 | 0.05157
2552 | Industrial, Existing, SIC39/21/31 Misc, Base Centrifugal Chiller, 0.58 kW/ton, 500 tons, ECM-709, Window Film (Standard) - Chiller | Industrial | 0.0047404 | 0.00020295 | 0.030239
2553 | Industrial, Existing, SIC20 Food, Base Centrifugal Chiller, 0.58 kW/ton, 500 tons, ECM-710, Roof Insulation - Chiller | Industrial | 0.011243 | 0.00039378 | 0.059099
2554 | Industrial, Existing, SIC22-23Textiles, Base Centrifugal Chiller, 0.58 kW/ton, 500 tons, ECM-710, Roof Insulation - Chiller | Industrial | 0.00046778 | 3.889e-05 | 0.00172
2555 | Industrial, Existing, SIC24-25 Lumber, Base Centrifugal Chiller, 0.58 kW/ton, 500 tons, ECM-710, Roof Insulation - Chiller | Industrial | 0.00060574 | 2.34e-05 | 0.0025648
2556 | Industrial, Existing, SIC26 Paper, Base Centrifugal Chiller, 0.58 kW/ton, 500 tons, ECM-710, Roof Insulation - Chiller | Industrial | 0.0013068 | 5.052e-05 | 0.0083309
2557 | Industrial, Existing, SIC27 Printing, Base Centrifugal Chiller, 0.58 kW/ton, 500 tons, ECM-710, Roof Insulation - Chiller | Industrial | 0.0033951 | 0.00010193 | 0.018107
2558 | Industrial, Existing, SIC28 Chemicals, Base Centrifugal Chiller, 0.58 kW/ton, 500 tons, ECM-710, Roof Insulation - Chiller | Industrial | 0.00078038 | 2.822e-05 | 0.00635
2559 | Industrial, Existing, SIC29 Petroleum, Base Centrifugal Chiller, 0.58 kW/ton, 500 tons, ECM-710, Roof Insulation - Chiller | Industrial | 6.42e-06 | 3.8e-07 | 6.679e-05
2560 | Industrial, Existing, SIC30 Rubber/Plastics, Base Centrifugal Chiller, 0.58 kW/ton, 500 tons, ECM-710, Roof Insulation - Chiller | Industrial | 0.0005847 | 2.671e-05 | 0.0033877
2561 | Industrial, Existing, SIC32 Stone/Clay/Glass, Base Centrifugal Chiller, 0.58 kW/ton, 500 tons, ECM-710, Roof Insulation - Chiller | Industrial | 0.0047012 | 0.000185 | 0.029523
2562 | Industrial, Existing, SIC33 Primary Metals, Base Centrifugal Chiller, 0.58 kW/ton, 500 tons, ECM-710, Roof Insulation - Chiller | Industrial | 0.00026556 | 1.238e-05 | 0.001212
2563 | Industrial, Existing, SIC34 Fab Metals, Base Centrifugal Chiller, 0.58 kW/ton, 500 tons, ECM-710, Roof Insulation - Chiller | Industrial | 0.0032256 | 0.00014968 | 0.016409
2564 | Industrial, Existing, SIC35 Ind Machinery, Base Centrifugal Chiller, 0.58 kW/ton, 500 tons, ECM-710, Roof Insulation - Chiller | Industrial | 0.00075789 | 1.743e-05 | 0.002432
2565 | Industrial, Existing, SIC36 Electronics, Base Centrifugal Chiller, 0.58 kW/ton, 500 tons, ECM-710, Roof Insulation - Chiller | Industrial | 0.0020558 | 8.258e-05 | 0.011811
2566 | Industrial, Existing, SIC37 Transp Eqp, Base Centrifugal Chiller, 0.58 kW/ton, 500 tons, ECM-710, Roof Insulation - Chiller | Industrial | 0.0020961 | 9.502e-05 | 0.010427
2567 | Industrial, Existing, SIC38 Instruments, Base Centrifugal Chiller, 0.58 kW/ton, 500 tons, ECM-710, Roof Insulation - Chiller | Industrial | 0.0054044 | 0.0002275 | 0.032215
2568 | Industrial, Existing, SIC39/21/31 Misc, Base Centrifugal Chiller, 0.58 kW/ton, 500 tons, ECM-710, Roof Insulation - Chiller | Industrial | 0.0029612 | 0.00012678 | 0.01889
2569 | Industrial, Existing, SIC20 Food, Base Centrifugal Chiller, 0.58 kW/ton, 500 tons, ECM-711, Cool Roof - Chiller | Industrial | 0.067797 | 0.0023745 | 0.35636
2570 | Industrial, Existing, SIC22-23Textiles, Base Centrifugal Chiller, 0.58 kW/ton, 500 tons, ECM-711, Cool Roof - Chiller | Industrial | 0.0028207 | 0.0002345 | 0.010371
2571 | Industrial, Existing, SIC24-25 Lumber, Base Centrifugal Chiller, 0.58 kW/ton, 500 tons, ECM-711, Cool Roof - Chiller | Industrial | 0.0036526 | 0.00014109 | 0.015465
2572 | Industrial, Existing, SIC26 Paper, Base Centrifugal Chiller, 0.58 kW/ton, 500 tons, ECM-711, Cool Roof - Chiller | Industrial | 0.0078799 | 0.00030462 | 0.050235
2573 | Industrial, Existing, SIC27 Printing, Base Centrifugal Chiller, 0.58 kW/ton, 500 tons, ECM-711, Cool Roof - Chiller | Industrial | 0.020472 | 0.00061466 | 0.10919
2574 | Industrial, Existing, SIC28 Chemicals, Base Centrifugal Chiller, 0.58 kW/ton, 500 tons, ECM-711, Cool Roof - Chiller | Industrial | 0.0047057 | 0.00017015 | 0.03829
2575 | Industrial, Existing, SIC29 Petroleum, Base Centrifugal Chiller, 0.58 kW/ton, 500 tons, ECM-711, Cool Roof - Chiller | Industrial | 3.874e-05 | 2.3e-06 | 0.00040276
2576 | Industrial, Existing, SIC30 Rubber/Plastics, Base Centrifugal Chiller, 0.58 kW/ton, 500 tons, ECM-711, Cool Roof - Chiller | Industrial | 0.0035257 | 0.00016104 | 0.020428
2577 | Industrial, Existing, SIC32 Stone/Clay/Glass, Base Centrifugal Chiller, 0.58 kW/ton, 500 tons, ECM-711, Cool Roof - Chiller | Industrial | 0.028348 | 0.0011155 | 0.17802
2578 | Industrial, Existing, SIC33 Primary Metals, Base Centrifugal Chiller, 0.58 kW/ton, 500 tons, ECM-711, Cool Roof - Chiller | Industrial | 0.0016013 | 7.463e-05 | 0.0073085
2579 | Industrial, Existing, SIC34 Fab Metals, Base Centrifugal Chiller, 0.58 kW/ton, 500 tons, ECM-711, Cool Roof - Chiller | Industrial | 0.01945 | 0.00090258 | 0.098946
2580 | Industrial, Existing, SIC35 Ind Machinery, Base Centrifugal Chiller, 0.58 kW/ton, 500 tons, ECM-711, Cool Roof - Chiller | Industrial | 0.00457 | 0.00010511 | 0.014665
2581 | Industrial, Existing, SIC36 Electronics, Base Centrifugal Chiller, 0.58 kW/ton, 500 tons, ECM-711, Cool Roof - Chiller | Industrial | 0.012397 | 0.00049797 | 0.071223
2582 | Industrial, Existing, SIC37 Transp Eqp, Base Centrifugal Chiller, 0.58 kW/ton, 500 tons, ECM-711, Cool Roof - Chiller | Industrial | 0.01264 | 0.00057297 | 0.062871
2583 | Industrial, Existing, SIC38 Instruments, Base Centrifugal Chiller, 0.58 kW/ton, 500 tons, ECM-711, Cool Roof - Chiller | Industrial | 0.032588 | 0.0013718 | 0.19425
2584 | Industrial, Existing, SIC39/21/31 Misc, Base Centrifugal Chiller, 0.58 kW/ton, 500 tons, ECM-711, Cool Roof - Chiller | Industrial | 0.017856 | 0.00076449 | 0.1139
2585 | Industrial, Existing, SIC20 Food, Base DX Packaged System, EER=11.2, 10 tons, ECM-721, DX Packaged System, EER=11.9, 10 tons | Industrial | 0.048834 | 0 | 0.51332
2586 | Industrial, Existing, SIC22-23Textiles, ECM-721, DX Packaged System, EER=11.9, 10 tons | Industrial | 0.0013316 | 0 | 0.0097906
2587 | Industrial, Existing, SIC24-25 Lumber, ECM-721, DX Packaged System, EER=11.9, 10 tons | Industrial | 0.0021284 | 0 | 0.018021
2588 | Industrial, Existing, SIC26 Paper, ECM-721, DX Packaged System, EER=11.9, 10 tons | Industrial | 0.0058112 | 0 | 0.074087
2589 | Industrial, Existing, SIC27 Printing, ECM-721, DX Packaged System, EER=11.9, 10 tons | Industrial | 0.014054 | 0 | 0.14989
2590 | Industrial, Existing, SIC28 Chemicals, ECM-721, DX Packaged System, EER=11.9, 10 tons | Industrial | 0.0064667 | 0 | 0.10523
2591 | Industrial, Existing, SIC29 Petroleum, ECM-721, DX Packaged System, EER=11.9, 10 tons | Industrial | 4.681e-05 | 0 | 0.00097313
2592 | Industrial, Existing, SIC30 Rubber/Plastics, ECM-721, DX Packaged System, EER=11.9, 10 tons | Industrial | 0.003197 | 0 | 0.037043
2593 | Industrial, Existing, SIC32 Stone/Clay/Glass, ECM-721, DX Packaged System, EER=11.9, 10 tons | Industrial | 0.02271 | 0 | 0.2852
2594 | Industrial, Existing, SIC33 Primary Metals, Base DX Packaged System, EER=11.2, 10 tons, ECM-721, DX Packaged System, EER=11.9, 10 tons | Industrial | 0.0017196 | 0 | 0.015695
2595 | Industrial, Existing, SIC34 Fab Metals, Base DX Packaged System, EER=11.2, 10 tons, ECM-721, DX Packaged System, EER=11.9, 10 tons | Industrial | 0.018817 | 0 | 0.19143
2596 | Industrial, Existing, SIC35 Ind Machinery, Base DX Packaged System, EER=11.2, 10 tons, ECM-721, DX Packaged System, EER=11.9, 10 tons | Industrial | 0.0040984 | 0 | 0.026299
2597 | Industrial, Existing, SIC36 Electronics, ECM-721, DX Packaged System, EER=11.9, 10 tons | Industrial | 0.0094674 | 0 | 0.10878
2598 | Industrial, Existing, SIC37 Transp Eqp, ECM-721, DX Packaged System, EER=11.9, 10 tons | Industrial | 0.0092127 | 0 | 0.091641
2599 | Industrial, Existing, SIC38 Instruments, ECM-721, DX Packaged System, EER=11.9, 10 tons | Industrial | 0.042731 | 0 | 0.50938
2600 | Industrial, Existing, SIC39/21/31 Misc, ECM-721, DX Packaged System, EER=11.9, 10 tons | Industrial | 0.014645 | 0 | 0.18682
2601 | Industrial, Existing, SIC20 Food, ECM-724, DX Tune Up/ Advanced Diagnostics | Industrial | 0.019738 | 0 | 0.10375
2602 | Industrial, Existing, SIC22-23Textiles, ECM-724, DX Tune Up/ Advanced Diagnostics | Industrial | 0.00054034 | 0 | 0.0019867
2603 | Industrial, Existing, SIC24-25 Lumber, ECM-724, DX Tune Up/ Advanced Diagnostics | Industrial | 0.00085974 | 0 | 0.0036402
2604 | Industrial, Existing, SIC26 Paper, ECM-724, DX Tune Up/ Advanced Diagnostics | Industrial | 0.002341 | 0 | 0.014924
2605 | Industrial, Existing, SIC27 Printing, ECM-724, DX Tune Up/ Advanced Diagnostics | Industrial | 0.0057895 | 0 | 0.030878
2606 | Industrial, Existing, SIC28 Chemicals, ECM-724, DX Tune Up/ Advanced Diagnostics | Industrial | 0.0026664 | 0 | 0.021696
2607 | Industrial, Existing, SIC29 Petroleum, ECM-724, DX Tune Up/ Advanced Diagnostics | Industrial | 1.92e-05 | 0 | 0.00019961
2608 | Industrial, Existing, SIC30 Rubber/Plastics, ECM-724, DX Tune Up/ Advanced Diagnostics | Industrial | 0.0013007 | 0 | 0.0075362
2609 | Industrial, Existing, SIC32 Stone/Clay/Glass, ECM-724, DX Tune Up/ Advanced Diagnostics | Industrial | 0.0092023 | 0 | 0.057788
2610 | Industrial, Existing, SIC33 Primary Metals, ECM-724, DX Tune Up/ Advanced Diagnostics | Industrial | 0.00070773 | 0 | 0.0032301
2611 | Industrial, Existing, SIC34 Fab Metals, ECM-724, DX Tune Up/ Advanced Diagnostics | Industrial | 0.0077194 | 0 | 0.03927
2612 | Industrial, Existing, SIC35 Ind Machinery, ECM-724, DX Tune Up/ Advanced Diagnostics | Industrial | 0.001669 | 0 | 0.0053557
2613 | Industrial, Existing, SIC36 Electronics, ECM-724, DX Tune Up/ Advanced Diagnostics | Industrial | 0.0038684 | 0 | 0.022225
2614 | Industrial, Existing, SIC37 Transp Eqp, ECM-724, DX Tune Up/ Advanced Diagnostics | Industrial | 0.0037674 | 0 | 0.01874
2615 | Industrial, Existing, SIC38 Instruments, ECM-724, DX Tune Up/ Advanced Diagnostics | Industrial | 0.017498 | 0 | 0.1043
2616 | Industrial, Existing, SIC39/21/31 Misc, ECM-724, DX Tune Up/ Advanced Diagnostics | Industrial | 0.0059816 | 0 | 0.038156
2617 | Industrial, Existing, SIC20 Food, ECM-725, DX Coil Cleaning | Industrial | 0.034001 | 0 | 0.17872
2618 | Industrial, Existing, SIC22-23Textiles, ECM-725, DX Coil Cleaning | Industrial | 0.00092433 | 0 | 0.0033986
2619 | Industrial, Existing, SIC24-25 Lumber, ECM-725, DX Coil Cleaning | Industrial | 0.0014826 | 0 | 0.0062774
2620 | Industrial, Existing, SIC26 Paper, ECM-725, DX Coil Cleaning | Industrial | 0.0040564 | 0 | 0.025859
2621 | Industrial, Existing, SIC27 Printing, ECM-725, DX Coil Cleaning | Industrial | 0.0096427 | 0 | 0.051428
2622 | Industrial, Existing, SIC28 Chemicals, ECM-725, DX Coil Cleaning | Industrial | 0.004434 | 0 | 0.036079
2623 | Industrial, Existing, SIC29 Petroleum, ECM-725, DX Coil Cleaning | Industrial | 3.222e-05 | 0 | 0.00033496
2624 | Industrial, Existing, SIC30 Rubber/Plastics, ECM-725, DX Coil Cleaning | Industrial | 0.0022148 | 0 | 0.012832
2625 | Industrial, Existing, SIC32 Stone/Clay/Glass, ECM-725, DX Coil Cleaning | Industrial | 0.015781 | 0 | 0.0991
2626 | Industrial, Existing, SIC33 Primary Metals, ECM-725, DX Coil Cleaning | Industrial | 0.0011807 | 0 | 0.0053889
2627 | Industrial, Existing, SIC34 Fab Metals, ECM-725, DX Coil Cleaning | Industrial | 0.012953 | 0 | 0.065893
2628 | Industrial, Existing, SIC35 Ind Machinery, ECM-725, DX Coil Cleaning | Industrial | 0.0028372 | 0 | 0.0091044
2629 | Industrial, Existing, SIC36 Electronics, ECM-725, DX Coil Cleaning | Industrial | 0.006537 | 0 | 0.037557
2630 | Industrial, Existing, SIC37 Transp Eqp, ECM-725, DX Coil Cleaning | Industrial | 0.0063572 | 0 | 0.031622
2631 | Industrial, Existing, SIC38 Instruments, ECM-725, DX Coil Cleaning | Industrial | 0.029456 | 0 | 0.17558
2632 | Industrial, Existing, SIC39/21/31 Misc, ECM-725, DX Coil Cleaning | Industrial | 0.010115 | 0 | 0.064524
2633 | Industrial, Existing, SIC20 Food, ECM-726, Optimize Controls | Industrial | 0.023031 | 0 | 0.12106
2634 | Industrial, Existing, SIC22-23Textiles, ECM-726, Optimize Controls | Industrial | 0.00055721 | 0 | 0.0020487
2635 | Industrial, Existing, SIC24-25 Lumber, ECM-726, Optimize Controls | Industrial | 0.0010214 | 0 | 0.0043246
2636 | Industrial, Existing, SIC26 Paper, ECM-726, Optimize Controls | Industrial | 0.0030014 | 0 | 0.019134
2637 | Industrial, Existing, SIC27 Printing, ECM-726, Optimize Controls | Industrial | 0.003032 | 0 | 0.016171
2638 | Industrial, Existing, SIC28 Chemicals, ECM-726, Optimize Controls | Industrial | 0.001318 | 0 | 0.010724
2639 | Industrial, Existing, SIC29 Petroleum, ECM-726, Optimize Controls | Industrial | 1.274e-05 | 0 | 0.00013248
2640 | Industrial, Existing, SIC30 Rubber/Plastics, ECM-726, Optimize Controls | Industrial | 0.0012251 | 0 | 0.0070977
2641 | Industrial, Existing, SIC32 Stone/Clay/Glass, ECM-726, Optimize Controls | Industrial | 0.0099312 | 0 | 0.062365
2642 | Industrial, Existing, SIC33 Primary Metals, ECM-726, Optimize Controls | Industrial | 0.0003927 | 0 | 0.0017923
2643 | Industrial, Existing, SIC34 Fab Metals, ECM-726, Optimize Controls | Industrial | 0.0051142 | 0 | 0.026017
2644 | Industrial, Existing, SIC35 Ind Machinery, ECM-726, Optimize Controls | Industrial | 0.0015191 | 0 | 0.0048746
2645 | Industrial, Existing, SIC36 Electronics, ECM-726, Optimize Controls | Industrial | 0.0030787 | 0 | 0.017688
2646 | Industrial, Existing, SIC37 Transp Eqp, ECM-726, Optimize Controls | Industrial | 0.0028963 | 0 | 0.014407
2647 | Industrial, Existing, SIC38 Instruments, ECM-726, Optimize Controls | Industrial | 0.012661 | 0 | 0.075467
2648 | Industrial, Existing, SIC39/21/31 Misc, ECM-726, Optimize Controls | Industrial | 0.0048437 | 0 | 0.030898
2649 | Industrial, Existing, SIC20 Food, ECM-727, Aerosole Duct Sealing | Industrial | 0.097539 | 0 | 0.5127
2650 | Industrial, Existing, SIC22-23Textiles, ECM-727, Aerosole Duct Sealing | Industrial | 0.0023461 | 0 | 0.0086261
2651 | Industrial, Existing, SIC24-25 Lumber, ECM-727, Aerosole Duct Sealing | Industrial | 0.0043297 | 0 | 0.018332
2652 | Industrial, Existing, SIC26 Paper, ECM-727, Aerosole Duct Sealing | Industrial | 0.012775 | 0 | 0.081438
2653 | Industrial, Existing, SIC27 Printing, ECM-727, Aerosole Duct Sealing | Industrial | 0.012484 | 0 | 0.066581
2654 | Industrial, Existing, SIC28 Chemicals, ECM-727, Aerosole Duct Sealing | Industrial | 0.0054195 | 0 | 0.044098
2655 | Industrial, Existing, SIC29 Petroleum, ECM-727, Aerosole Duct Sealing | Industrial | 5.28e-05 | 0 | 0.00054888
2656 | Industrial, Existing, SIC30 Rubber/Plastics, ECM-727, Aerosole Duct Sealing | Industrial | 0.005138 | 0 | 0.029769
2657 | Industrial, Existing, SIC32 Stone/Clay/Glass, ECM-727, Aerosole Duct Sealing | Industrial | 0.041902 | 0 | 0.26313
2658 | Industrial, Existing, SIC33 Primary Metals, ECM-727, Aerosole Duct Sealing | Industrial | 0.0016191 | 0 | 0.0073898
2659 | Industrial, Existing, SIC34 Fab Metals, ECM-727, Aerosole Duct Sealing | Industrial | 0.021188 | 0 | 0.10778
2660 | Industrial, Existing, SIC35 Ind Machinery, ECM-727, Aerosole Duct Sealing | Industrial | 0.0063624 | 0 | 0.020417
2661 | Industrial, Existing, SIC36 Electronics, ECM-727, Aerosole Duct Sealing | Industrial | 0.01283 | 0 | 0.073712
2662 | Industrial, Existing, SIC37 Transp Eqp, ECM-727, Aerosole Duct Sealing | Industrial | 0.012055 | 0 | 0.059966
2663 | Industrial, Existing, SIC38 Instruments, ECM-727, Aerosole Duct Sealing | Industrial | 0.052593 | 0 | 0.3135
2664 | Industrial, Existing, SIC39/21/31 Misc, ECM-727, Aerosole Duct Sealing | Industrial | 0.020198 | 0 | 0.12884
2665 | Industrial, Existing, SIC20 Food, ECM-728, Duct/Pipe Insulation | Industrial | 0.059154 | 0 | 0.31093
2666 | Industrial, Existing, SIC22-23Textiles, ECM-728, Duct/Pipe Insulation | Industrial | 0.001473 | 0 | 0.0054158
2667 | Industrial, Existing, SIC24-25 Lumber, ECM-728, Duct/Pipe Insulation | Industrial | 0.0026117 | 0 | 0.011058
2668 | Industrial, Existing, SIC26 Paper, ECM-728, Duct/Pipe Insulation | Industrial | 0.007524 | 0 | 0.047966
2669 | Industrial, Existing, SIC27 Printing, ECM-728, Duct/Pipe Insulation | Industrial | 0.0089402 | 0 | 0.047681
2670 | Industrial, Existing, SIC28 Chemicals, ECM-728, Duct/Pipe Insulation | Industrial | 0.0039113 | 0 | 0.031826
2671 | Industrial, Existing, SIC29 Petroleum, ECM-728, Duct/Pipe Insulation | Industrial | 3.645e-05 | 0 | 0.00037893
2672 | Industrial, Existing, SIC30 Rubber/Plastics, ECM-728, Duct/Pipe Insulation | Industrial | 0.0033006 | 0 | 0.019123
2673 | Industrial, Existing, SIC32 Stone/Clay/Glass, ECM-728, Duct/Pipe Insulation | Industrial | 0.025986 | 0 | 0.16318
2674 | Industrial, Existing, SIC33 Primary Metals, ECM-728, Duct/Pipe Insulation | Industrial | 0.0011501 | 0 | 0.0052491
2675 | Industrial, Existing, SIC34 Fab Metals, ECM-728, Duct/Pipe Insulation | Industrial | 0.014632 | 0 | 0.074435
2676 | Industrial, Existing, SIC35 Ind Machinery, ECM-728, Duct/Pipe Insulation | Industrial | 0.0041206 | 0 | 0.013223
2677 | Industrial, Existing, SIC36 Electronics, ECM-728, Duct/Pipe Insulation | Industrial | 0.0085585 | 0 | 0.049171
2678 | Industrial, Existing, SIC37 Transp Eqp, ECM-728, Duct/Pipe Insulation | Industrial | 0.0080984 | 0 | 0.040283
2679 | Industrial, Existing, SIC38 Instruments, ECM-728, Duct/Pipe Insulation | Industrial | 0.035747 | 0 | 0.21308
2680 | Industrial, Existing, SIC39/21/31 Misc, ECM-728, Duct/Pipe Insulation | Industrial | 0.013425 | 0 | 0.085636
2681 | Industrial, Existing, SIC20 Food, ECM-729, Window Film (Standard) | Industrial | 0.033597 | 0 | 0.1766
2682 | Industrial, Existing, SIC22-23Textiles, ECM-729, Window Film (Standard) | Industrial | 0.00081853 | 0 | 0.0030096
2683 | Industrial, Existing, SIC24-25 Lumber, ECM-729, Window Film (Standard) | Industrial | 0.0014884 | 0 | 0.0063019
2684 | Industrial, Existing, SIC26 Paper, ECM-729, Window Film (Standard) | Industrial | 0.0043529 | 0 | 0.02775
2685 | Industrial, Existing, SIC27 Printing, ECM-729, Window Film (Standard) | Industrial | 0.0045746 | 0 | 0.024398
2686 | Industrial, Existing, SIC28 Chemicals, ECM-729, Window Film (Standard) | Industrial | 0.0019917 | 0 | 0.016206
2687 | Industrial, Existing, SIC29 Petroleum, ECM-729, Window Film (Standard) | Industrial | 1.908e-05 | 0 | 0.00019839
2688 | Industrial, Existing, SIC30 Rubber/Plastics, ECM-729, Window Film (Standard) | Industrial | 0.0018079 | 0 | 0.010475
2689 | Industrial, Existing, SIC32 Stone/Clay/Glass, ECM-729, Window Film (Standard) | Industrial | 0.014553 | 0 | 0.091386
2690 | Industrial, Existing, SIC33 Primary Metals, ECM-729, Window Film (Standard) | Industrial | 0.0005915 | 0 | 0.0026997
2691 | Industrial, Existing, SIC34 Fab Metals, ECM-729, Window Film (Standard) | Industrial | 0.0076591 | 0 | 0.038963
2692 | Industrial, Existing, SIC35 Ind Machinery, ECM-729, Window Film (Standard) | Industrial | 0.0022456 | 0 | 0.0072058
2693 | Industrial, Existing, SIC36 Electronics, ECM-729, Window Film (Standard) | Industrial | 0.0045783 | 0 | 0.026304
2694 | Industrial, Existing, SIC37 Transp Eqp, ECM-729, Window Film (Standard) | Industrial | 0.0043132 | 0 | 0.021454
2695 | Industrial, Existing, SIC38 Instruments, ECM-729, Window Film (Standard) | Industrial | 0.018899 | 0 | 0.11266
2696 | Industrial, Existing, SIC39/21/31 Misc, ECM-729, Window Film (Standard) | Industrial | 0.0071978 | 0 | 0.045914
2697 | Industrial, Existing, SIC20 Food, ECM-730, Roof Insulation | Industrial | 0.025116 | 0 | 0.13202
2698 | Industrial, Existing, SIC22-23Textiles, ECM-730, Roof Insulation | Industrial | 0.00060853 | 0 | 0.0022374
2699 | Industrial, Existing, SIC24-25 Lumber, ECM-730, Roof Insulation | Industrial | 0.0011136 | 0 | 0.0047151
2700 | Industrial, Existing, SIC26 Paper, ECM-730, Roof Insulation | Industrial | 0.0032692 | 0 | 0.020841
2701 | Industrial, Existing, SIC27 Printing, ECM-730, Roof Insulation | Industrial | 0.0033296 | 0 | 0.017758
2702 | Industrial, Existing, SIC28 Chemicals, ECM-730, Roof Insulation | Industrial | 0.0014478 | 0 | 0.011781
2703 | Industrial, Existing, SIC29 Petroleum, ECM-730, Roof Insulation | Industrial | 1.397e-05 | 0 | 0.00014526
2704 | Industrial, Existing, SIC30 Rubber/Plastics, ECM-730, Roof Insulation | Industrial | 0.0013392 | 0 | 0.0077589
2705 | Industrial, Existing, SIC32 Stone/Clay/Glass, ECM-730, Roof Insulation | Industrial | 0.01084 | 0 | 0.068074
2706 | Industrial, Existing, SIC33 Primary Metals, ECM-730, Roof Insulation | Industrial | 0.00043109 | 0 | 0.0019675
2707 | Industrial, Existing, SIC34 Fab Metals, ECM-730, Roof Insulation | Industrial | 0.0056076 | 0 | 0.028526
2708 | Industrial, Existing, SIC35 Ind Machinery, ECM-730, Roof Insulation | Industrial | 0.0016611 | 0 | 0.0053305
2709 | Industrial, Existing, SIC36 Electronics, ECM-730, Roof Insulation | Industrial | 0.0033708 | 0 | 0.019366
2710 | Industrial, Existing, SIC37 Transp Eqp, ECM-730, Roof Insulation | Industrial | 0.003172 | 0 | 0.015778
2711 | Industrial, Existing, SIC38 Instruments, ECM-730, Roof Insulation | Industrial | 0.013873 | 0 | 0.082692
2712 | Industrial, Existing, SIC39/21/31 Misc, ECM-730, Roof Insulation | Industrial | 0.0053025 | 0 | 0.033824
2713 | Industrial, Existing, SIC20 Food, ECM-731, Cool Roof - DX | Industrial | 0.13232 | 0 | 0.6955
2714 | Industrial, Existing, SIC22-23Textiles, ECM-731, Cool Roof - DX | Industrial | 0.0032316 | 0 | 0.011882
2715 | Industrial, Existing, SIC24-25 Lumber, ECM-731, Cool Roof - DX | Industrial | 0.0058595 | 0 | 0.024809
2716 | Industrial, Existing, SIC26 Paper, ECM-731, Cool Roof - DX | Industrial | 0.017107 | 0 | 0.10906
2717 | Industrial, Existing, SIC27 Printing, ECM-731, Cool Roof - DX | Industrial | 0.018234 | 0 | 0.097249
2718 | Industrial, Existing, SIC28 Chemicals, ECM-731, Cool Roof - DX | Industrial | 0.0079433 | 0 | 0.064634
2719 | Industrial, Existing, SIC29 Petroleum, ECM-731, Cool Roof - DX | Industrial | 7.586e-05 | 0 | 0.00078867
2720 | Industrial, Existing, SIC30 Rubber/Plastics, ECM-731, Cool Roof - DX | Industrial | 0.0071497 | 0 | 0.041424
2721 | Industrial, Existing, SIC32 Stone/Clay/Glass, ECM-731, Cool Roof - DX | Industrial | 0.057405 | 0 | 0.36049
2722 | Industrial, Existing, SIC33 Primary Metals, ECM-731, Cool Roof - DX | Industrial | 0.0023563 | 0 | 0.010754
2723 | Industrial, Existing, SIC34 Fab Metals, ECM-731, Cool Roof - DX | Industrial | 0.030448 | 0 | 0.15489
2724 | Industrial, Existing, SIC35 Ind Machinery, ECM-731, Cool Roof - DX | Industrial | 0.0088856 | 0 | 0.028513
2725 | Industrial, Existing, SIC36 Electronics, ECM-731, Cool Roof - DX | Industrial | 0.018155 | 0 | 0.10431
2726 | Industrial, Existing, SIC37 Transp Eqp, ECM-731, Cool Roof - DX | Industrial | 0.017112 | 0 | 0.085119
2727 | Industrial, Existing, SIC38 Instruments, ECM-731, Cool Roof - DX | Industrial | 0.075046 | 0 | 0.44734
2728 | Industrial, Existing, SIC39/21/31 Misc, ECM-731, Cool Roof - DX | Industrial | 0.028535 | 0 | 0.18202
2729 | Industrial, Existing, SIC20 Food, ECM-732, Run-time Optimizer | Industrial | 0.099023 | 0 | 0.5205
2730 | Industrial, Existing, SIC22-23Textiles, ECM-732, Run-time Optimizer | Industrial | 0.0024445 | 0 | 0.008988
2731 | Industrial, Existing, SIC24-25 Lumber, ECM-732, Run-time Optimizer | Industrial | 0.0043779 | 0 | 0.018536
2732 | Industrial, Existing, SIC26 Paper, ECM-732, Run-time Optimizer | Industrial | 0.012687 | 0 | 0.080882
2733 | Industrial, Existing, SIC27 Printing, ECM-732, Run-time Optimizer | Industrial | 0.01436 | 0 | 0.076585
2734 | Industrial, Existing, SIC28 Chemicals, ECM-732, Run-time Optimizer | Industrial | 0.0062702 | 0 | 0.05102
2735 | Industrial, Existing, SIC29 Petroleum, ECM-732, Run-time Optimizer | Industrial | 5.908e-05 | 0 | 0.0006142
2736 | Industrial, Existing, SIC30 Rubber/Plastics, ECM-732, Run-time Optimizer | Industrial | 0.0054465 | 0 | 0.031556
2737 | Industrial, Existing, SIC32 Stone/Clay/Glass, ECM-732, Run-time Optimizer | Industrial | 0.043258 | 0 | 0.27165
2738 | Industrial, Existing, SIC33 Primary Metals, ECM-732, Run-time Optimizer | Industrial | 0.001851 | 0 | 0.0084481
2739 | Industrial, Existing, SIC34 Fab Metals, ECM-732, Run-time Optimizer | Industrial | 0.023714 | 0 | 0.12064
2740 | Industrial, Existing, SIC35 Ind Machinery, ECM-732, Run-time Optimizer | Industrial | 0.0067858 | 0 | 0.021775
2741 | Industrial, Existing, SIC36 Electronics, ECM-732, Run-time Optimizer | Industrial | 0.013991 | 0 | 0.080381
2742 | Industrial, Existing, SIC37 Transp Eqp, ECM-732, Run-time Optimizer | Industrial | 0.013216 | 0 | 0.065737
2743 | Industrial, Existing, SIC38 Instruments, ECM-732, Run-time Optimizer | Industrial | 0.058166 | 0 | 0.34672
2744 | Industrial, Existing, SIC39/21/31 Misc, ECM-732, Run-time Optimizer | Industrial | 0.021966 | 0 | 0.14012
2745 | Industrial, Existing, SIC20 Food, ECM-733, Hybrid Dessicant-HP System | Industrial | 0.036876 | 0.0051662 | 0.19384
2746 | Industrial, Existing, SIC22-23Textiles, ECM-733, Hybrid Dessicant-HP System | Industrial | 0.00089489 | 0.00029761 | 0.0032906
2747 | Industrial, Existing, SIC24-25 Lumber, ECM-733, Hybrid Dessicant-HP System | Industrial | 0.0016347 | 0.00025257 | 0.0069215
2748 | Industrial, Existing, SIC26 Paper, ECM-733, Hybrid Dessicant-HP System | Industrial | 0.0047936 | 0.00074126 | 0.03056
2749 | Industrial, Existing, SIC27 Printing, ECM-733, Hybrid Dessicant-HP System | Industrial | 0.0049263 | 0.00059165 | 0.026275
2750 | Industrial, Existing, SIC28 Chemicals, ECM-733, Hybrid Dessicant-HP System | Industrial | 0.0021429 | 0.00030995 | 0.017437
2751 | Industrial, Existing, SIC29 Petroleum, ECM-733, Hybrid Dessicant-HP System | Industrial | 2.064e-05 | 4.9e-06 | 0.00021456
2752 | Industrial, Existing, SIC30 Rubber/Plastics, ECM-733, Hybrid Dessicant-HP System | Industrial | 0.0019714 | 0.00036019 | 0.011422
2753 | Industrial, Existing, SIC32 Stone/Clay/Glass, ECM-733, Hybrid Dessicant-HP System | Industrial | 0.015932 | 0.0025078 | 0.10005
2754 | Industrial, Existing, SIC33 Primary Metals, ECM-733, Hybrid Dessicant-HP System | Industrial | 0.00063759 | 0.00011887 | 0.0029101
2755 | Industrial, Existing, SIC34 Fab Metals, ECM-733, Hybrid Dessicant-HP System | Industrial | 0.0082827 | 0.0015375 | 0.042137
2756 | Industrial, Existing, SIC35 Ind Machinery, ECM-733, Hybrid Dessicant-HP System | Industrial | 0.0024463 | 0.00022507 | 0.0078503
2757 | Industrial, Existing, SIC36 Electronics, ECM-733, Hybrid Dessicant-HP System | Industrial | 0.0049708 | 0.00079873 | 0.02856
2758 | Industrial, Existing, SIC37 Transp Eqp, ECM-733, Hybrid Dessicant-HP System | Industrial | 0.0046792 | 0.00084849 | 0.023276
2759 | Industrial, Existing, SIC38 Instruments, ECM-733, Hybrid Dessicant-HP System | Industrial | 0.020475 | 0.0034477 | 0.12205
2760 | Industrial, Existing, SIC39/21/31 Misc, ECM-733, Hybrid Dessicant-HP System | Industrial | 0.0078181 | 0.0013389 | 0.049872
2761 | Industrial, Existing, SIC20 Food, ECM-801, Premium T8, Elecctronic Ballast | Industrial | 0.53263 | 0.3731 | 3.4997
2762 | Industrial, Existing, SIC22-23Textiles, ECM-801, Premium T8, Elecctronic Ballast | Industrial | 0.011509 | 0.019137 | 0.052899
2763 | Industrial, Existing, SIC24-25 Lumber, ECM-801, Premium T8, Elecctronic Ballast | Industrial | 0.034837 | 0.026913 | 0.18438
2764 | Industrial, Existing, SIC26 Paper, ECM-801, Premium T8, Elecctronic Ballast | Industrial | 0.078404 | 0.06062 | 0.6248
2765 | Industrial, Existing, SIC27 Printing, ECM-801, Premium T8, Elecctronic Ballast | Industrial | 0.1343 | 0.080648 | 0.89538
2766 | Industrial, Existing, SIC28 Chemicals, ECM-801, Premium T8, Elecctronic Ballast | Industrial | 0.054834 | 0.039655 | 0.55773
2767 | Industrial, Existing, SIC29 Petroleum, ECM-801, Premium T8, Elecctronic Ballast | Industrial | 0.00046968 | 0.00055752 | 0.0061036
2768 | Industrial, Existing, SIC30 Rubber/Plastics, ECM-801, Premium T8, Elecctronic Ballast | Industrial | 0.028134 | 0.025701 | 0.20376
2769 | Industrial, Existing, SIC32 Stone/Clay/Glass, ECM-801, Premium T8, Elecctronic Ballast | Industrial | 0.18017 | 0.1418 | 1.4143
2770 | Industrial, Existing, SIC33 Primary Metals, ECM-801, Premium T8, Elecctronic Ballast | Industrial | 0.014641 | 0.013648 | 0.083532
2771 | Industrial, Existing, SIC34 Fab Metals, ECM-801, Premium T8, Elecctronic Ballast | Industrial | 0.23426 | 0.21743 | 1.4897
2772 | Industrial, Existing, SIC35 Ind Machinery, ECM-801, Premium T8, Elecctronic Ballast | Industrial | 0.037942 | 0.017454 | 0.1522
2773 | Industrial, Existing, SIC36 Electronics, ECM-801, Premium T8, Elecctronic Ballast | Industrial | 0.071417 | 0.057378 | 0.51291
2774 | Industrial, Existing, SIC37 Transp Eqp, ECM-801, Premium T8, Elecctronic Ballast | Industrial | 0.12303 | 0.11155 | 0.76501
2775 | Industrial, Existing, SIC38 Instruments, ECM-801, Premium T8, Elecctronic Ballast | Industrial | 0.39933 | 0.3362 | 2.9755
2776 | Industrial, Existing, SIC39/21/31 Misc, ECM-801, Premium T8, Elecctronic Ballast | Industrial | 0.19239 | 0.16474 | 1.5341
2777 | Industrial, Existing, SIC20 Food, ECM-802, CFL Hardwired, Modular 18W | Industrial | 0.088661 | 0.062106 | 0.58256
2778 | Industrial, Existing, SIC22-23Textiles, ECM-802, CFL Hardwired, Modular 18W | Industrial | 0.00076447 | 0.0012712 | 0.0035138
2779 | Industrial, Existing, SIC24-25 Lumber, ECM-802, CFL Hardwired, Modular 18W | Industrial | 0.0023911 | 0.0018472 | 0.012655
2780 | Industrial, Existing, SIC26 Paper, ECM-802, CFL Hardwired, Modular 18W | Industrial | 0.011321 | 0.0087534 | 0.090219
2781 | Industrial, Existing, SIC27 Printing, ECM-802, CFL Hardwired, Modular 18W | Industrial | 0.0026285 | 0.0015784 | 0.017524
2782 | Industrial, Existing, SIC28 Chemicals, ECM-802, CFL Hardwired, Modular 18W | Industrial | 0.0053344 | 0.0038578 | 0.054258
2783 | Industrial, Existing, SIC29 Petroleum, ECM-802, CFL Hardwired, Modular 18W | Industrial | 4.569e-05 | 5.424e-05 | 0.00059378
2784 | Industrial, Existing, SIC30 Rubber/Plastics, ECM-802, CFL Hardwired, Modular 18W | Industrial | 0.0045693 | 0.0041742 | 0.033093
2785 | Industrial, Existing, SIC32 Stone/Clay/Glass, ECM-802, CFL Hardwired, Modular 18W | Industrial | 0.041887 | 0.032966 | 0.32881
2786 | Industrial, Existing, SIC33 Primary Metals, ECM-802, CFL Hardwired, Modular 18W | Industrial | 0.0042541 | 0.0039655 | 0.024271
2787 | Industrial, Existing, SIC34 Fab Metals, ECM-802, CFL Hardwired, Modular 18W | Industrial | 0.022413 | 0.020802 | 0.14253
2788 | Industrial, Existing, SIC35 Ind Machinery, ECM-802, CFL Hardwired, Modular 18W | Industrial | 0.0028613 | 0.0013162 | 0.011477
2789 | Industrial, Existing, SIC36 Electronics, ECM-802, CFL Hardwired, Modular 18W | Industrial | 0.0045736 | 0.0036745 | 0.032847
2790 | Industrial, Existing, SIC37 Transp Eqp, ECM-802, CFL Hardwired, Modular 18W | Industrial | 0.0076142 | 0.0069035 | 0.047344
2791 | Industrial, Existing, SIC38 Instruments, ECM-802, CFL Hardwired, Modular 18W | Industrial | 0.02135 | 0.017975 | 0.15908
2792 | Industrial, Existing, SIC39/21/31 Misc, ECM-802, CFL Hardwired, Modular 18W | Industrial | 0.0093447 | 0.0080018 | 0.074513
2793 | Industrial, Existing, SIC20 Food, ECM-803, CFL Screw-in 18W | Industrial | 0.14095 | 0.098733 | 0.92612
2794 | Industrial, Existing, SIC22-23Textiles, ECM-803, CFL Screw-in 18W | Industrial | 0.0011799 | 0.0019619 | 0.0054231
2795 | Industrial, Existing, SIC24-25 Lumber, ECM-803, CFL Screw-in 18W | Industrial | 0.0036933 | 0.0028533 | 0.019548
2796 | Industrial, Existing, SIC26 Paper, ECM-803, CFL Screw-in 18W | Industrial | 0.017904 | 0.013843 | 0.14267
2797 | Industrial, Existing, SIC27 Printing, ECM-803, CFL Screw-in 18W | Industrial | 0.0039925 | 0.0023975 | 0.026618
2798 | Industrial, Existing, SIC28 Chemicals, ECM-803, CFL Screw-in 18W | Industrial | 0.0082989 | 0.0060017 | 0.084411
2799 | Industrial, Existing, SIC29 Petroleum, ECM-803, CFL Screw-in 18W | Industrial | 7.109e-05 | 8.438e-05 | 0.00092376
2800 | Industrial, Existing, SIC30 Rubber/Plastics, ECM-803, CFL Screw-in 18W | Industrial | 0.0072705 | 0.0066418 | 0.052657
2801 | Industrial, Existing, SIC32 Stone/Clay/Glass, ECM-803, CFL Screw-in 18W | Industrial | 0.067205 | 0.052892 | 0.52755
2802 | Industrial, Existing, SIC33 Primary Metals, ECM-803, CFL Screw-in 18W | Industrial | 0.0069633 | 0.0064909 | 0.039728
2803 | Industrial, Existing, SIC34 Fab Metals, ECM-803, CFL Screw-in 18W | Industrial | 0.034932 | 0.032421 | 0.22214
2804 | Industrial, Existing, SIC35 Ind Machinery, ECM-803, CFL Screw-in 18W | Industrial | 0.0044303 | 0.002038 | 0.017771
2805 | Industrial, Existing, SIC36 Electronics, ECM-803, CFL Screw-in 18W | Industrial | 0.0070584 | 0.0056709 | 0.050692
2806 | Industrial, Existing, SIC37 Transp Eqp, ECM-803, CFL Screw-in 18W | Industrial | 0.011739 | 0.010643 | 0.072992
2807 | Industrial, Existing, SIC38 Instruments, ECM-803, CFL Screw-in 18W | Industrial | 0.032824 | 0.027635 | 0.24458
2808 | Industrial, Existing, SIC39/21/31 Misc, ECM-803, CFL Screw-in 18W | Industrial | 0.014348 | 0.012286 | 0.1144
2809 | Industrial, Existing, SIC20 Food, ECM-804, High Bay T5 | Industrial | 0.082582 | 0.057848 | 0.54262
2810 | Industrial, Existing, SIC22-23Textiles, ECM-804, High Bay T5 | Industrial | 0.0014239 | 0.0023677 | 0.0065449
2811 | Industrial, Existing, SIC24-25 Lumber, ECM-804, High Bay T5 | Industrial | 0.0039614 | 0.0030603 | 0.020966
2812 | Industrial, Existing, SIC26 Paper, ECM-804, High Bay T5 | Industrial | 0.0079992 | 0.0061848 | 0.063745
2813 | Industrial, Existing, SIC27 Printing, ECM-804, High Bay T5 | Industrial | 0.0038266 | 0.0022979 | 0.025511
2814 | Industrial, Existing, SIC28 Chemicals, ECM-804, High Bay T5 | Industrial | 0.016283 | 0.011776 | 0.16562
2815 | Industrial, Existing, SIC29 Petroleum, ECM-804, High Bay T5 | Industrial | 0.00013948 | 0.00016556 | 0.0018125
2816 | Industrial, Existing, SIC30 Rubber/Plastics, ECM-804, High Bay T5 | Industrial | 0.0013142 | 0.0012005 | 0.0095178
2817 | Industrial, Existing, SIC32 Stone/Clay/Glass, ECM-804, High Bay T5 | Industrial | 0.10232 | 0.080532 | 0.80323
2818 | Industrial, Existing, SIC33 Primary Metals, ECM-804, High Bay T5 | Industrial | 0.0030602 | 0.0028526 | 0.01746
2819 | Industrial, Existing, SIC34 Fab Metals, ECM-804, High Bay T5 | Industrial | 0.02175 | 0.020187 | 0.13831
2820 | Industrial, Existing, SIC35 Ind Machinery, ECM-804, High Bay T5 | Industrial | 0.0035973 | 0.0016548 | 0.01443
2821 | Industrial, Existing, SIC36 Electronics, ECM-804, High Bay T5 | Industrial | 0.0028662 | 0.0023027 | 0.020584
2822 | Industrial, Existing, SIC37 Transp Eqp, ECM-804, High Bay T5 | Industrial | 0.0088389 | 0.0080139 | 0.054959
2823 | Industrial, Existing, SIC38 Instruments, ECM-804, High Bay T5 | Industrial | 0.022986 | 0.019353 | 0.17128
2824 | Industrial, Existing, SIC39/21/31 Misc, ECM-804, High Bay T5 | Industrial | 0.00184 | 0.0015756 | 0.014672
2825 | Industrial, Existing, SIC20 Food, ECM-805, Occupancy Sensor | Industrial | 0.013274 | 0.046484 | 0.43603
2826 | Industrial, Existing, SIC22-23Textiles, ECM-805, Occupancy Sensor | Industrial | 0.00025493 | 0.0021191 | 0.0058577
2827 | Industrial, Existing, SIC24-25 Lumber, ECM-805, Occupancy Sensor | Industrial | 0.00077074 | 0.0029767 | 0.020394
2828 | Industrial, Existing, SIC26 Paper, ECM-805, Occupancy Sensor | Industrial | 0.0018765 | 0.0072535 | 0.07476
2829 | Industrial, Existing, SIC27 Printing, ECM-805, Occupancy Sensor | Industrial | 0.00271 | 0.0081358 | 0.090326
2830 | Industrial, Existing, SIC28 Chemicals, ECM-805, Occupancy Sensor | Industrial | 0.001333 | 0.0048196 | 0.067785
2831 | Industrial, Existing, SIC29 Petroleum, ECM-805, Occupancy Sensor | Industrial | 1.142e-05 | 6.776e-05 | 0.00074183
2832 | Industrial, Existing, SIC30 Rubber/Plastics, ECM-805, Occupancy Sensor | Industrial | 0.00067315 | 0.0030744 | 0.024374
2833 | Industrial, Existing, SIC32 Stone/Clay/Glass, ECM-805, Occupancy Sensor | Industrial | 0.0053708 | 0.021132 | 0.21078
2834 | Industrial, Existing, SIC33 Primary Metals, ECM-805, Occupancy Sensor | Industrial | 0.00041694 | 0.001943 | 0.011892
2835 | Industrial, Existing, SIC34 Fab Metals, ECM-805, Occupancy Sensor | Industrial | 0.0053022 | 0.024602 | 0.16857
2836 | Industrial, Existing, SIC35 Ind Machinery, ECM-805, Occupancy Sensor | Industrial | 0.00084002 | 0.0019318 | 0.016844
2837 | Industrial, Existing, SIC36 Electronics, ECM-805, Occupancy Sensor | Industrial | 0.0015282 | 0.0061383 | 0.054871
2838 | Industrial, Existing, SIC37 Transp Eqp, ECM-805, Occupancy Sensor | Industrial | 0.0026586 | 0.012051 | 0.082646
2839 | Industrial, Existing, SIC38 Instruments, ECM-805, Occupancy Sensor | Industrial | 0.008497 | 0.035765 | 0.31653
2840 | Industrial, Existing, SIC39/21/31 Misc, ECM-805, Occupancy Sensor | Industrial | 0.0039921 | 0.01709 | 0.15915
2841 | Industrial, Existing, SIC27 Printing, ECM-806, LED Linear Tube 22W | Industrial | 0.064612 | 0.038799 | 0.43076
2842 | Industrial, Existing, SIC20 Food, ECM-807, Flood LED 14W | Industrial | 0.10439 | 0.073121 | 0.68588
2843 | Industrial, Existing, SIC22-23Textiles, ECM-807, Flood LED 14W | Industrial | 0.0020048 | 0.0033336 | 0.0092148
2844 | Industrial, Existing, SIC24-25 Lumber, ECM-807, Flood LED 14W | Industrial | 0.0060612 | 0.0046826 | 0.032081
2845 | Industrial, Existing, SIC26 Paper, ECM-807, Flood LED 14W | Industrial | 0.014757 | 0.01141 | 0.1176
2846 | Industrial, Existing, SIC27 Printing, ECM-807, Flood LED 14W | Industrial | 0.021312 | 0.012798 | 0.14208
2847 | Industrial, Existing, SIC28 Chemicals, ECM-807, Flood LED 14W | Industrial | 0.010483 | 0.007581 | 0.10662
2848 | Industrial, Existing, SIC29 Petroleum, ECM-807, Flood LED 14W | Industrial | 8.979e-05 | 0.00010658 | 0.0011669
2849 | Industrial, Existing, SIC30 Rubber/Plastics, ECM-807, Flood LED 14W | Industrial | 0.0052937 | 0.004836 | 0.03834
2850 | Industrial, Existing, SIC32 Stone/Clay/Glass, ECM-807, Flood LED 14W | Industrial | 0.042236 | 0.033241 | 0.33155
2851 | Industrial, Existing, SIC33 Primary Metals, ECM-807, Flood LED 14W | Industrial | 0.0032789 | 0.0030565 | 0.018707
2852 | Industrial, Existing, SIC34 Fab Metals, ECM-807, Flood LED 14W | Industrial | 0.041697 | 0.0387 | 0.26516
2853 | Industrial, Existing, SIC35 Ind Machinery, ECM-807, Flood LED 14W | Industrial | 0.006606 | 0.0030389 | 0.026499
2854 | Industrial, Existing, SIC36 Electronics, ECM-807, Flood LED 14W | Industrial | 0.012018 | 0.0096556 | 0.086312
2855 | Industrial, Existing, SIC37 Transp Eqp, ECM-807, Flood LED 14W | Industrial | 0.020908 | 0.018957 | 0.13
2856 | Industrial, Existing, SIC38 Instruments, ECM-807, Flood LED 14W | Industrial | 0.066822 | 0.056258 | 0.4979
2857 | Industrial, Existing, SIC39/21/31 Misc, ECM-807, Flood LED 14W | Industrial | 0.031395 | 0.026883 | 0.25034
2858 | Industrial, Existing, SIC20 Food, ECM-808, LED High Bay 83W (400W equivalent) | Industrial | 0.69947 | 0.48997 | 4.596
2859 | Industrial, Existing, SIC22-23Textiles, ECM-808, LED High Bay 83W (400W equivalent) | Industrial | 0.013434 | 0.022338 | 0.061747
2860 | Industrial, Existing, SIC24-25 Lumber, ECM-808, LED High Bay 83W (400W equivalent) | Industrial | 0.040615 | 0.031377 | 0.21497
2861 | Industrial, Existing, SIC26 Paper, ECM-808, LED High Bay 83W (400W equivalent) | Industrial | 0.098883 | 0.076454 | 0.78799
2862 | Industrial, Existing, SIC27 Printing, ECM-808, LED High Bay 83W (400W equivalent) | Industrial | 0.14281 | 0.085755 | 0.95208
2863 | Industrial, Existing, SIC28 Chemicals, ECM-808, LED High Bay 83W (400W equivalent) | Industrial | 0.070243 | 0.050799 | 0.71447
2864 | Industrial, Existing, SIC29 Petroleum, ECM-808, LED High Bay 83W (400W equivalent) | Industrial | 0.00060167 | 0.00071419 | 0.0078188
2865 | Industrial, Existing, SIC30 Rubber/Plastics, ECM-808, LED High Bay 83W (400W equivalent) | Industrial | 0.035472 | 0.032405 | 0.25691
2866 | Industrial, Existing, SIC32 Stone/Clay/Glass, ECM-808, LED High Bay 83W (400W equivalent) | Industrial | 0.28302 | 0.22274 | 2.2217
2867 | Industrial, Existing, SIC33 Primary Metals, ECM-808, LED High Bay 83W (400W equivalent) | Industrial | 0.021971 | 0.020481 | 0.12535
2868 | Industrial, Existing, SIC34 Fab Metals, ECM-808, LED High Bay 83W (400W equivalent) | Industrial | 0.27941 | 0.25932 | 1.7768
2869 | Industrial, Existing, SIC35 Ind Machinery, ECM-808, LED High Bay 83W (400W equivalent) | Industrial | 0.044266 | 0.020363 | 0.17756
2870 | Industrial, Existing, SIC36 Electronics, ECM-808, LED High Bay 83W (400W equivalent) | Industrial | 0.080532 | 0.064701 | 0.57836
2871 | Industrial, Existing, SIC37 Transp Eqp, ECM-808, LED High Bay 83W (400W equivalent) | Industrial | 0.1401 | 0.12702 | 0.87114
2872 | Industrial, Existing, SIC38 Instruments, ECM-808, LED High Bay 83W (400W equivalent) | Industrial | 0.44776 | 0.37698 | 3.3364
2873 | Industrial, Existing, SIC39/21/31 Misc, ECM-808, LED High Bay 83W (400W equivalent) | Industrial | 0.21037 | 0.18014 | 1.6775
2874 | Industrial, Existing, SIC20 Food, ECM-901, Replace V-belts | Industrial | 0.00073323 | 0.00051362 | 0.0048178
2875 | Industrial, Existing, SIC22-23Textiles, ECM-901, Replace V-belts | Industrial | 1.359e-05 | 2.259e-05 | 6.245e-05
2876 | Industrial, Existing, SIC24-25 Lumber, ECM-901, Replace V-belts | Industrial | 4.641e-05 | 3.586e-05 | 0.00024566
2877 | Industrial, Existing, SIC26 Paper, ECM-901, Replace V-belts | Industrial | 0.00011204 | 8.663e-05 | 0.00089286
2878 | Industrial, Existing, SIC27 Printing, ECM-901, Replace V-belts | Industrial | 7.794e-05 | 4.681e-05 | 0.00051964
2879 | Industrial, Existing, SIC28 Chemicals, ECM-901, Replace V-belts | Industrial | 0 | 0 | 0
2880 | Industrial, Existing, SIC29 Petroleum, ECM-901, Replace V-belts | Industrial | 6e-08 | 7e-08 | 7.6e-07
2881 | Industrial, Existing, SIC30 Rubber/Plastics, ECM-901, Replace V-belts | Industrial | 2.693e-05 | 2.461e-05 | 0.00019507
2882 | Industrial, Existing, SIC32 Stone/Clay/Glass, ECM-901, Replace V-belts | Industrial | 0.0002951 | 0.00023225 | 0.0023164
2883 | Industrial, Existing, SIC33 Primary Metals, ECM-901, Replace V-belts | Industrial | 6.35e-06 | 5.92e-06 | 3.625e-05
2884 | Industrial, Existing, SIC34 Fab Metals, ECM-901, Replace V-belts | Industrial | 0.00021181 | 0.00019659 | 0.001347
2885 | Industrial, Existing, SIC35 Ind Machinery, ECM-901, Replace V-belts | Industrial | 2.515e-05 | 1.157e-05 | 0.0001009
2886 | Industrial, Existing, SIC36 Electronics, ECM-901, Replace V-belts | Industrial | 3.778e-05 | 3.035e-05 | 0.00027129
2887 | Industrial, Existing, SIC37 Transp Eqp, ECM-901, Replace V-belts | Industrial | 0.00010953 | 9.931e-05 | 0.00068105
2888 | Industrial, Existing, SIC38 Instruments, ECM-901, Replace V-belts | Industrial | 0.00020459 | 0.00017225 | 0.0015244
2889 | Industrial, Existing, SIC39/21/31 Misc, ECM-901, Replace V-belts | Industrial | 0.00016237 | 0.00013904 | 0.0012947

## 18a
RIM – Economic Potential
# | Measure Name | Test Results |  |  | Savings
|  | RIM | TRC | PT | Summer | Winter | Annual Energy
[5 empty] | (MW) | (MW) | (GWh)
Residential
1 | Residential, Existing, Single Family, Base 14 SEER A/C Split w/Elec Heat, ECM-102, 15 SEER Split-System Air Conditioner | 0.73701 | 0.10481 | 0.15078 | 0 | 0 | 0
2 | Residential, New, Single Family, Base 14 SEER A/C Split w/Elec Heat, ECM-102, 15 SEER Split-System Air Conditioner | 0.73701 | 0.088722 | 0.12764 | 0 | 0 | 0
3 | Residential, Existing, Multi Family, Base 14 SEER A/C Split w/Elec Heat, ECM-102, 15 SEER Split-System Air Conditioner | 0.73704 | 0.15053 | 0.21655 | 0 | 0 | 0
4 | Residential, New, Multi Family, Base 14 SEER A/C Split w/Elec Heat, ECM-102, 15 SEER Split-System Air Conditioner | 0.73704 | 0.056567 | 0.081379 | 0 | 0 | 0
5 | Residential, Existing, Mobile Home, Base 14 SEER A/C Split w/Elec Heat, ECM-102, 15 SEER Split-System Air Conditioner | 0.73711 | 0.082344 | 0.11845 | 0 | 0 | 0
6 | Residential, New, Mobile Home, Base 14 SEER A/C Split w/Elec Heat, ECM-102, 15 SEER Split-System Air Conditioner | 0.73711 | 0.08925 | 0.12838 | 0 | 0 | 0
7 | Residential, Existing, Single Family, Base 14 SEER A/C Split w/Elec Heat, ECM-103, 17 SEER Split-System Air Conditioner | 0.73704 | 0.069732 | 0.10032 | 0 | 0 | 0
8 | Residential, New, Single Family, Base 14 SEER A/C Split w/Elec Heat, ECM-103, 17 SEER Split-System Air Conditioner | 0.73704 | 0.064137 | 0.09227 | 0 | 0 | 0
9 | Residential, Existing, Multi Family, Base 14 SEER A/C Split w/Elec Heat, ECM-103, 17 SEER Split-System Air Conditioner | 0.73706 | 0.11404 | 0.16406 | 0 | 0 | 0
10 | Residential, New, Multi Family, Base 14 SEER A/C Split w/Elec Heat, ECM-103, 17 SEER Split-System Air Conditioner | 0.73706 | 0.039203 | 0.056397 | 0 | 0 | 0
11 | Residential, Existing, Mobile Home, Base 14 SEER A/C Split w/Elec Heat, ECM-103, 17 SEER Split-System Air Conditioner | 0.73714 | 0.061945 | 0.089103 | 0 | 0 | 0
12 | Residential, New, Mobile Home, Base 14 SEER A/C Split w/Elec Heat, ECM-103, 17 SEER Split-System Air Conditioner | 0.73714 | 0.068611 | 0.098692 | 0 | 0 | 0
13 | Residential, Existing, Single Family, Base 14 SEER A/C Split w/Elec Heat, ECM-104, 19 SEER Split-System Air Conditioner | 0.73702 | 0.064209 | 0.092374 | 0 | 0 | 0
14 | Residential, New, Single Family, Base 14 SEER A/C Split w/Elec Heat, ECM-104, 19 SEER Split-System Air Conditioner | 0.73702 | 0.049292 | 0.070913 | 0 | 0 | 0
15 | Residential, Existing, Multi Family, Base 14 SEER A/C Split w/Elec Heat, ECM-104, 19 SEER Split-System Air Conditioner | 0.73705 | 0.088144 | 0.1268 | 0 | 0 | 0
16 | Residential, New, Multi Family, Base 14 SEER A/C Split w/Elec Heat, ECM-104, 19 SEER Split-System Air Conditioner | 0.73705 | 0.026617 | 0.038291 | 0 | 0 | 0
17 | Residential, Existing, Mobile Home, Base 14 SEER A/C Split w/Elec Heat, ECM-104, 19 SEER Split-System Air Conditioner | 0.73712 | 0.048395 | 0.069613 | 0 | 0 | 0
18 | Residential, New, Mobile Home, Base 14 SEER A/C Split w/Elec Heat, ECM-104, 19 SEER Split-System Air Conditioner | 0.73712 | 0.054181 | 0.077937 | 0 | 0 | 0
19 | Residential, Existing, Single Family, Base 14 SEER A/C Split w/Elec Heat, ECM-105, 14 SEER Split-System Heat Pump | 0.73706 | 0.25671 | 0.40791 | 0 | 0 | 0
20 | Residential, New, Single Family, Base 14 SEER A/C Split w/Elec Heat, ECM-105, 14 SEER Split-System Heat Pump | 0.73706 | 0.21731 | 0.34531 | 0 | 0 | 0
21 | Residential, Existing, Multi Family, Base 14 SEER A/C Split w/Elec Heat, ECM-105, 14 SEER Split-System Heat Pump | 0.73701 | 0.35614 | 0.56595 | 0 | 0 | 0
22 | Residential, New, Multi Family, Base 14 SEER A/C Split w/Elec Heat, ECM-105, 14 SEER Split-System Heat Pump | 0.73701 | 0.16631 | 0.26428 | 0 | 0 | 0
23 | Residential, Existing, Mobile Home, Base 14 SEER A/C Split w/Elec Heat, ECM-105, 14 SEER Split-System Heat Pump | 0.73715 | 0.18309 | 0.29089 | 0 | 0 | 0
24 | Residential, New, Mobile Home, Base 14 SEER A/C Split w/Elec Heat, ECM-105, 14 SEER Split-System Heat Pump | 0.73715 | 0.18674 | 0.2967 | 0 | 0 | 0
25 | Residential, Existing, Single Family, Base 14 SEER A/C Split w/Elec Heat, ECM-106, 15 SEER Split-System Heat Pump | 0.73705 | 0.085318 | 0.13557 | 0 | 0 | 0
26 | Residential, New, Single Family, Base 14 SEER A/C Split w/Elec Heat, ECM-106, 15 SEER Split-System Heat Pump | 0.73705 | 0.072225 | 0.11477 | 0 | 0 | 0
27 | Residential, Existing, Multi Family, Base 14 SEER A/C Split w/Elec Heat, ECM-106, 15 SEER Split-System Heat Pump | 0.73702 | 0.12208 | 0.19399 | 0 | 0 | 0
28 | Residential, New, Multi Family, Base 14 SEER A/C Split w/Elec Heat, ECM-106, 15 SEER Split-System Heat Pump | 0.73702 | 0.047721 | 0.075833 | 0 | 0 | 0
29 | Residential, Existing, Mobile Home, Base 14 SEER A/C Split w/Elec Heat, ECM-106, 15 SEER Split-System Heat Pump | 0.73714 | 0.067339 | 0.10699 | 0 | 0 | 0
30 | Residential, New, Mobile Home, Base 14 SEER A/C Split w/Elec Heat, ECM-106, 15 SEER Split-System Heat Pump | 0.73714 | 0.070428 | 0.1119 | 0 | 0 | 0
31 | Residential, Existing, Single Family, Base 14 SEER A/C Split w/Elec Heat, ECM-107, 17 SEER Split-System Heat Pump | 0.73705 | 0.054894 | 0.087227 | 0 | 0 | 0
32 | Residential, New, Single Family, Base 14 SEER A/C Split w/Elec Heat, ECM-107, 17 SEER Split-System Heat Pump | 0.73705 | 0.046469 | 0.07384 | 0 | 0 | 0
33 | Residential, Existing, Multi Family, Base 14 SEER A/C Split w/Elec Heat, ECM-107, 17 SEER Split-System Heat Pump | 0.73702 | 0.082803 | 0.13158 | 0 | 0 | 0
34 | Residential, New, Multi Family, Base 14 SEER A/C Split w/Elec Heat, ECM-107, 17 SEER Split-System Heat Pump | 0.73702 | 0.030192 | 0.047977 | 0 | 0 | 0
35 | Residential, Existing, Mobile Home, Base 14 SEER A/C Split w/Elec Heat, ECM-107, 17 SEER Split-System Heat Pump | 0.73714 | 0.044097 | 0.070063 | 0 | 0 | 0
36 | Residential, New, Mobile Home, Base 14 SEER A/C Split w/Elec Heat, ECM-107, 17 SEER Split-System Heat Pump | 0.73714 | 0.048157 | 0.076513 | 0 | 0 | 0
37 | Residential, Existing, Single Family, Base 14 SEER A/C Split w/Elec Heat, ECM-108, 13 EER Geothermal Heat Pump | . | 0 | 0 | 0 | 0 | 0
38 | Residential, New, Single Family, Base 14 SEER A/C Split w/Elec Heat, ECM-108, 13 EER Geothermal Heat Pump | . | 0 | 0 | 0 | 0 | 0
39 | Residential, Existing, Multi Family, Base 14 SEER A/C Split w/Elec Heat, ECM-108, 13 EER Geothermal Heat Pump | . | 0 | 0 | 0 | 0 | 0
40 | Residential, New, Multi Family, Base 14 SEER A/C Split w/Elec Heat, ECM-108, 13 EER Geothermal Heat Pump | . | 0 | 0 | 0 | 0 | 0
41 | Residential, Existing, Mobile Home, Base 14 SEER A/C Split w/Elec Heat, ECM-108, 13 EER Geothermal Heat Pump | . | 0 | 0 | 0 | 0 | 0
42 | Residential, New, Mobile Home, Base 14 SEER A/C Split w/Elec Heat, ECM-108, 13 EER Geothermal Heat Pump | . | 0 | 0 | 0 | 0 | 0
43 | Residential, Existing, Single Family, Base 14 SEER A/C Split w/Elec Heat, ECM-110, Attic Venting | 0.73697 | 0.57059 | 1.0615 | 0 | 0 | 0
44 | Residential, New, Single Family, Base 14 SEER A/C Split w/Elec Heat, ECM-110, Attic Venting | 0.73697 | 0.49646 | 0.92358 | 0 | 0 | 0
45 | Residential, Existing, Multi Family, Base 14 SEER A/C Split w/Elec Heat, ECM-110, Attic Venting | 0.73695 | 0.59127 | 1.1 | 0 | 0 | 0
46 | Residential, New, Multi Family, Base 14 SEER A/C Split w/Elec Heat, ECM-110, Attic Venting | 0.73695 | 0.30192 | 0.56168 | 0 | 0 | 0
47 | Residential, Existing, Mobile Home, Base 14 SEER A/C Split w/Elec Heat, ECM-110, Attic Venting | 0.73705 | 0.3585 | 0.66685 | 0 | 0 | 0
48 | Residential, New, Mobile Home, Base 14 SEER A/C Split w/Elec Heat, ECM-110, Attic Venting | 0.73705 | 0.33271 | 0.61888 | 0 | 0 | 0
49 | Residential, Existing, Single Family, Base 14 SEER A/C Split w/Elec Heat, ECM-111, Sealed Attic w/Sprayed Foam Insulated Roof Deck | 0.73739 | 0.029197 | 0.039595 | 0 | 0 | 0
50 | Residential, New, Single Family, Base 14 SEER A/C Split w/Elec Heat, ECM-111, Sealed Attic w/Sprayed Foam Insulated Roof Deck | 0.73739 | 0.024717 | 0.03352 | 0 | 0 | 0
51 | Residential, Existing, Multi Family, Base 14 SEER A/C Split w/Elec Heat, ECM-111, Sealed Attic w/Sprayed Foam Insulated Roof Deck | 0.73735 | 0.093374 | 0.12663 | 0 | 0 | 0
52 | Residential, New, Multi Family, Base 14 SEER A/C Split w/Elec Heat, ECM-111, Sealed Attic w/Sprayed Foam Insulated Roof Deck | 0.73735 | 0.027234 | 0.036935 | 0 | 0 | 0
53 | Residential, Existing, Mobile Home, Base 14 SEER A/C Split w/Elec Heat, ECM-111, Sealed Attic w/Sprayed Foam Insulated Roof Deck | 0.73754 | 0.055228 | 0.074881 | 0 | 0 | 0
54 | Residential, New, Mobile Home, Base 14 SEER A/C Split w/Elec Heat, ECM-111, Sealed Attic w/Sprayed Foam Insulated Roof Deck | 0.73754 | 0.062369 | 0.084563 | 0 | 0 | 0
55 | Residential, Existing, Single Family, Base 14 SEER A/C Split w/Elec Heat, ECM-112, AC Maintenance (Outdoor Coil Cleaning) | 0.73685 | 0.76457 | 1.8012 | 0 | 0 | 0
56 | Residential, New, Single Family, Base 14 SEER A/C Split w/Elec Heat, ECM-112, AC Maintenance (Outdoor Coil Cleaning) | 0.73685 | 0.66524 | 1.5672 | 0 | 0 | 0
57 | Residential, Existing, Multi Family, Base 14 SEER A/C Split w/Elec Heat, ECM-112, AC Maintenance (Outdoor Coil Cleaning) | 0.73686 | 0.76897 | 1.8115 | 0 | 0 | 0
58 | Residential, New, Multi Family, Base 14 SEER A/C Split w/Elec Heat, ECM-112, AC Maintenance (Outdoor Coil Cleaning) | 0.73686 | 0.41584 | 0.97961 | 0 | 0 | 0
59 | Residential, Existing, Mobile Home, Base 14 SEER A/C Split w/Elec Heat, ECM-112, AC Maintenance (Outdoor Coil Cleaning) | 0.73692 | 0.47062 | 1.1086 | 0 | 0 | 0
60 | Residential, New, Mobile Home, Base 14 SEER A/C Split w/Elec Heat, ECM-112, AC Maintenance (Outdoor Coil Cleaning) | 0.73692 | 0.42874 | 1.0099 | 0 | 0 | 0
61 | Residential, Existing, Single Family, Base 14 SEER A/C Split w/Elec Heat, ECM-113, AC Maintenance (Indoor Coil Cleaning) | 0.73685 | 0.39233 | 0.92426 | 0 | 0 | 0
62 | Residential, New, Single Family, Base 14 SEER A/C Split w/Elec Heat, ECM-113, AC Maintenance (Indoor Coil Cleaning) | 0.73685 | 0.33212 | 0.78241 | 0 | 0 | 0
63 | Residential, Existing, Multi Family, Base 14 SEER A/C Split w/Elec Heat, ECM-113, AC Maintenance (Indoor Coil Cleaning) | 0.73686 | 0.44992 | 1.0599 | 0 | 0 | 0
64 | Residential, New, Multi Family, Base 14 SEER A/C Split w/Elec Heat, ECM-113, AC Maintenance (Indoor Coil Cleaning) | 0.73686 | 0.22603 | 0.53247 | 0 | 0 | 0
65 | Residential, Existing, Mobile Home, Base 14 SEER A/C Split w/Elec Heat, ECM-113, AC Maintenance (Indoor Coil Cleaning) | 0.73692 | 0.25889 | 0.60984 | 0 | 0 | 0
66 | Residential, New, Mobile Home, Base 14 SEER A/C Split w/Elec Heat, ECM-113, AC Maintenance (Indoor Coil Cleaning) | 0.73692 | 0.25348 | 0.59709 | 0 | 0 | 0
67 | Residential, Existing, Single Family, Base 14 SEER A/C Split w/Elec Heat, ECM-114, Proper Refrigerant Charging and Air Flow | 0.73684 | 1.394 | 2.5938 | 0 | 0 | 0
68 | Residential, New, Single Family, Base 14 SEER A/C Split w/Elec Heat, ECM-114, Proper Refrigerant Charging and Air Flow | 0.73684 | 1.2129 | 2.2568 | 0 | 0 | 0
69 | Residential, Existing, Multi Family, Base 14 SEER A/C Split w/Elec Heat, ECM-114, Proper Refrigerant Charging and Air Flow | 0.73686 | 1.4221 | 2.646 | 0 | 0 | 0
70 | Residential, New, Multi Family, Base 14 SEER A/C Split w/Elec Heat, ECM-114, Proper Refrigerant Charging and Air Flow | 0.73686 | 1.077 | 2.0039 | 0 | 0 | 0
71 | Residential, Existing, Mobile Home, Base 14 SEER A/C Split w/Elec Heat, ECM-114, Proper Refrigerant Charging and Air Flow | 0.73691 | 0.85442 | 1.5896 | 0 | 0 | 0
72 | Residential, New, Mobile Home, Base 14 SEER A/C Split w/Elec Heat, ECM-114, Proper Refrigerant Charging and Air Flow | 0.73691 | 0.75352 | 1.4019 | 0 | 0 | 0
73 | Residential, Existing, Single Family, Base 14 SEER A/C Split w/Elec Heat, ECM-115, Electronically Commutated Motors (ECM) on an Air Handler Unit | 0.7368 | 1.7836 | 2.8352 | 0 | 0 | 0
74 | Residential, New, Single Family, Base 14 SEER A/C Split w/Elec Heat, ECM-115, Electronically Commutated Motors (ECM) on an Air Handler Unit | 0.7368 | 1.5519 | 2.4668 | 0 | 0 | 0
75 | Residential, Existing, Multi Family, Base 14 SEER A/C Split w/Elec Heat, ECM-115, Electronically Commutated Motors (ECM) on an Air Handler Unit | 0.73681 | 1.7741 | 2.8199 | 0 | 0 | 0
76 | Residential, New, Multi Family, Base 14 SEER A/C Split w/Elec Heat, ECM-115, Electronically Commutated Motors (ECM) on an Air Handler Unit | 0.73681 | 1.41 | 2.2413 | 0 | 0 | 0
77 | Residential, Existing, Mobile Home, Base 14 SEER A/C Split w/Elec Heat, ECM-115, Electronically Commutated Motors (ECM) on an Air Handler Unit | 0.73685 | 1.0702 | 1.7011 | 0 | 0 | 0
78 | Residential, New, Mobile Home, Base 14 SEER A/C Split w/Elec Heat, ECM-115, Electronically Commutated Motors (ECM) on an Air Handler Unit | 0.73685 | 0.93271 | 1.4825 | 0 | 0 | 0
79 | Residential, Existing, Single Family, Base 14 SEER A/C Split w/Elec Heat, ECM-116, Duct Repair | 0.73725 | 0.37116 | 0.5338 | 0 | 0 | 0
80 | Residential, New, Single Family, Base 14 SEER A/C Split w/Elec Heat, ECM-116, Duct Repair | 0.73725 | 0.3142 | 0.45188 | 0 | 0 | 0
81 | Residential, Existing, Multi Family, Base 14 SEER A/C Split w/Elec Heat, ECM-116, Duct Repair | 0.73723 | 0.29066 | 0.41804 | 0 | 0 | 0
82 | Residential, New, Multi Family, Base 14 SEER A/C Split w/Elec Heat, ECM-116, Duct Repair | 0.73723 | 0.1223 | 0.17589 | 0 | 0 | 0
83 | Residential, Existing, Mobile Home, Base 14 SEER A/C Split w/Elec Heat, ECM-116, Duct Repair | 0.73738 | 0.2144 | 0.30829 | 0 | 0 | 0
84 | Residential, New, Mobile Home, Base 14 SEER A/C Split w/Elec Heat, ECM-116, Duct Repair | 0.73738 | 0.21304 | 0.30635 | 0 | 0 | 0
85 | Residential, Existing, Single Family, Base 14 SEER A/C Split w/Elec Heat, ECM-117, Reflective Roof | 0.73685 | 0.43614 | 0.69323 | 0 | 0 | 0
86 | Residential, New, Single Family, Base 14 SEER A/C Split w/Elec Heat, ECM-117, Reflective Roof | 0.73685 | 0.36921 | 0.58684 | 0 | 0 | 0
87 | Residential, Existing, Multi Family, Base 14 SEER A/C Split w/Elec Heat, ECM-117, Reflective Roof | 0.73687 | 0.90458 | 1.4377 | 0 | 0 | 0
88 | Residential, New, Multi Family, Base 14 SEER A/C Split w/Elec Heat, ECM-117, Reflective Roof | 0.73687 | 0.52462 | 0.83383 | 0 | 0 | 0
89 | Residential, Existing, Mobile Home, Base 14 SEER A/C Split w/Elec Heat, ECM-117, Reflective Roof | 0.73692 | 0.56487 | 0.89775 | 0 | 0 | 0
90 | Residential, New, Mobile Home, Base 14 SEER A/C Split w/Elec Heat, ECM-117, Reflective Roof | 0.73692 | 0.5065 | 0.80498 | 0 | 0 | 0
91 | Residential, Existing, Single Family, Base 14 SEER A/C Split w/Elec Heat, ECM-118, Radient Barrier | 0.73716 | 0.059817 | 0.11125 | 0 | 0 | 0
92 | Residential, New, Single Family, Base 14 SEER A/C Split w/Elec Heat, ECM-118, Radient Barrier | 0.73716 | 0.050638 | 0.094179 | 0 | 0 | 0
93 | Residential, Existing, Multi Family, Base 14 SEER A/C Split w/Elec Heat, ECM-118, Radient Barrier | 0.73717 | 0.1187 | 0.22076 | 0 | 0 | 0
94 | Residential, New, Multi Family, Base 14 SEER A/C Split w/Elec Heat, ECM-118, Radient Barrier | 0.73717 | 0.039073 | 0.072669 | 0 | 0 | 0
95 | Residential, Existing, Mobile Home, Base 14 SEER A/C Split w/Elec Heat, ECM-118, Radient Barrier | 0.73729 | 0.092216 | 0.17148 | 0 | 0 | 0
96 | Residential, New, Mobile Home, Base 14 SEER A/C Split w/Elec Heat, ECM-118, Radient Barrier | 0.73729 | 0.097376 | 0.18107 | 0 | 0 | 0
97 | Residential, Existing, Single Family, Base 14 SEER A/C Split w/Elec Heat, ECM-119, Window Film | 0.73671 | 0.12076 | 0.22472 | 0 | 0 | 0
98 | Residential, New, Single Family, Base 14 SEER A/C Split w/Elec Heat, ECM-119, Window Film | 0.73671 | 0.10222 | 0.19023 | 0 | 0 | 0
99 | Residential, Existing, Multi Family, Base 14 SEER A/C Split w/Elec Heat, ECM-119, Window Film | 0.73674 | 0.35576 | 0.66205 | 0 | 0 | 0
100 | Residential, New, Multi Family, Base 14 SEER A/C Split w/Elec Heat, ECM-119, Window Film | 0.73674 | 1.0058 | 1.8718 | 0 | 0 | 0
101 | Residential, Existing, Mobile Home, Base 14 SEER A/C Split w/Elec Heat, ECM-119, Window Film | 0.73676 | 0.22344 | 0.41579 | 0 | 0 | 0
102 | Residential, New, Mobile Home, Base 14 SEER A/C Split w/Elec Heat, ECM-119, Window Film | 0.73676 | 0.36266 | 0.67486 | 0 | 0 | 0
103 | Residential, Existing, Single Family, Base 14 SEER A/C Split w/Elec Heat, ECM-120, Window Tinting | 0.73671 | 0.47898 | 0.65016 | 0 | 0 | 0
104 | Residential, New, Single Family, Base 14 SEER A/C Split w/Elec Heat, ECM-120, Window Tinting | 0.7369 | 0.4057 | 0.55055 | 0 | 0 | 0
105 | Residential, Existing, Multi Family, Base 14 SEER A/C Split w/Elec Heat, ECM-120, Window Tinting | 0.73674 | 0.96732 | 1.313 | 0 | 0 | 0
106 | Residential, New, Multi Family, Base 14 SEER A/C Split w/Elec Heat, ECM-120, Window Tinting | 0.73692 | 2.036 | 2.7628 | 0 | 0 | 0
107 | Residential, Existing, Mobile Home, Base 14 SEER A/C Split w/Elec Heat, ECM-120, Window Tinting | 0.73674 | 0.58794 | 0.79803 | 0 | 0 | 0
108 | Residential, Existing, Mobile Home, Base 14 SEER A/C Split w/Elec Heat, ECM-120, Window Tinting | 0.73692 | 3.3207 | 4.5062 | 0 | 0 | 0
109 | Residential, Existing, Single Family, Base 14 SEER A/C Split w/Elec Heat, ECM-121, Default Window With Sunscreen | 0.73709 | 0.13328 | 0.24791 | 0 | 0 | 0
110 | Residential, New, Single Family, Base 14 SEER A/C Split w/Elec Heat, ECM-121, Default Window With Sunscreen | 0.73709 | 0.44315 | 0.82427 | 0 | 0 | 0
111 | Residential, Existing, Multi Family, Base 14 SEER A/C Split w/Elec Heat, ECM-121, Default Window With Sunscreen | 0.73713 | 0.26579 | 0.49435 | 0 | 0 | 0
112 | Residential, New, Multi Family, Base 14 SEER A/C Split w/Elec Heat, ECM-121, Default Window With Sunscreen | 0.73713 | 2.1854 | 4.0647 | 0 | 0 | 0
113 | Residential, Existing, Mobile Home, Base 14 SEER A/C Split w/Elec Heat, ECM-121, Default Window With Sunscreen | 0.73721 | 0.16942 | 0.31507 | 0 | 0 | 0
114 | Residential, New, Mobile Home, Base 14 SEER A/C Split w/Elec Heat, ECM-121, Default Window With Sunscreen | 0.73721 | 0.57867 | 1.0762 | 0 | 0 | 0
115 | Residential, Existing, Single Family, Base 14 SEER A/C Split w/Elec Heat, ECM-122, Single Pane Clear Windows to Double Pane Low-E Windows | 0.73701 | 0.26281 | 0.35659 | 0 | 0 | 0
116 | Residential, New, Single Family, Base 14 SEER A/C Split w/Elec Heat, ECM-122, Single Pane Clear Windows to Double Pane Low-E Windows | 0.73701 | 0.22247 | 0.30186 | 0 | 0 | 0
117 | Residential, Existing, Multi Family, Base 14 SEER A/C Split w/Elec Heat, ECM-122, Single Pane Clear Windows to Double Pane Low-E Windows | 0.73701 | 0.60598 | 0.82221 | 0 | 0 | 0
118 | Residential, New, Multi Family, Base 14 SEER A/C Split w/Elec Heat, ECM-122, Single Pane Clear Windows to Double Pane Low-E Windows | 0.73701 | 1.0744 | 1.4578 | 0 | 0 | 0
119 | Residential, Existing, Mobile Home, Base 14 SEER A/C Split w/Elec Heat, ECM-122, Single Pane Clear Windows to Double Pane Low-E Windows | 0.7371 | 0.36415 | 0.49403 | 0 | 0 | 0
120 | Residential, New, Mobile Home, Base 14 SEER A/C Split w/Elec Heat, ECM-122, Single Pane Clear Windows to Double Pane Low-E Windows | 0.7371 | 0.34241 | 0.46453 | 0 | 0 | 0
121 | Residential, Existing, Single Family, Base 14 SEER A/C Split w/Elec Heat, ECM-124, Ceiling R-0 to R-19 Insulation | 0.73739 | 0.16031 | 0.2174 | 0 | 0 | 0
122 | Residential, New, Single Family, Base 14 SEER A/C Split w/Elec Heat, ECM-124, Ceiling R-0 to R-19 Insulation | 0.73739 | 0.13571 | 0.18404 | 0 | 0 | 0
123 | Residential, Existing, Multi Family, Base 14 SEER A/C Split w/Elec Heat, ECM-124, Ceiling R-0 to R-19 Insulation | 0.73735 | 0.39587 | 0.53688 | 0 | 0 | 0
124 | Residential, New, Multi Family, Base 14 SEER A/C Split w/Elec Heat, ECM-124, Ceiling R-0 to R-19 Insulation | 0.73735 | 0.18719 | 0.25388 | 0 | 0 | 0
125 | Residential, Existing, Mobile Home, Base 14 SEER A/C Split w/Elec Heat, ECM-124, Ceiling R-0 to R-19 Insulation | 0.73754 | 0.20571 | 0.27891 | 0 | 0 | 0
126 | Residential, New, Mobile Home, Base 14 SEER A/C Split w/Elec Heat, ECM-124, Ceiling R-0 to R-19 Insulation | 0.73754 | 0.20854 | 0.28276 | 0 | 0 | 0
127 | Residential, Existing, Single Family, Base 14 SEER A/C Split w/Elec Heat, ECM-125, Ceiling R-19 to R-38 Insulation | 0.73739 | 0.00531 | 0.007201 | 0 | 0 | 0
128 | Residential, New, Single Family, Base 14 SEER A/C Split w/Elec Heat, ECM-125, Ceiling R-19 to R-38 Insulation | 0.73739 | 0.004495 | 0.006096 | 0 | 0 | 0
129 | Residential, Existing, Multi Family, Base 14 SEER A/C Split w/Elec Heat, ECM-125, Ceiling R-19 to R-38 Insulation | 0.73735 | 0.016742 | 0.022706 | 0 | 0 | 0
130 | Residential, New, Multi Family, Base 14 SEER A/C Split w/Elec Heat, ECM-125, Ceiling R-19 to R-38 Insulation | 0.73735 | 0.004359 | 0.005911 | 0 | 0 | 0
131 | Residential, Existing, Mobile Home, Base 14 SEER A/C Split w/Elec Heat, ECM-125, Ceiling R-19 to R-38 Insulation | 0.73754 | 0.008572 | 0.011623 | 0 | 0 | 0
132 | Residential, New, Mobile Home, Base 14 SEER A/C Split w/Elec Heat, ECM-125, Ceiling R-19 to R-38 Insulation | 0.73754 | 0.009926 | 0.013458 | 0 | 0 | 0
133 | Residential, Existing, Single Family, Base 14 SEER A/C Split w/Elec Heat, ECM-126, Wall 2x4 R-0 to Blow-In R-13 Insulation | 0.73739 | 0.003554 | 0.004819 | 0 | 0 | 0
134 | Residential, New, Single Family, Base 14 SEER A/C Split w/Elec Heat, ECM-126, Wall 2x4 R-0 to Blow-In R-13 Insulation | 0.73739 | 0.003008 | 0.00408 | 0 | 0 | 0
135 | Residential, Existing, Multi Family, Base 14 SEER A/C Split w/Elec Heat, ECM-126, Wall 2x4 R-0 to Blow-In R-13 Insulation | 0.73735 | 0.030787 | 0.041754 | 0 | 0 | 0
136 | Residential, New, Multi Family, Base 14 SEER A/C Split w/Elec Heat, ECM-126, Wall 2x4 R-0 to Blow-In R-13 Insulation | 0.73735 | 0.008085 | 0.010965 | 0 | 0 | 0
137 | Residential, Existing, Mobile Home, Base 14 SEER A/C Split w/Elec Heat, ECM-126, Wall 2x4 R-0 to Blow-In R-13 Insulation | 0.73754 | 0.00709 | 0.009613 | 0 | 0 | 0
138 | Residential, New, Mobile Home, Base 14 SEER A/C Split w/Elec Heat, ECM-126, Wall 2x4 R-0 to Blow-In R-13 Insulation | 0.73754 | 0.008215 | 0.011138 | 0 | 0 | 0
139 | Residential, Existing, Single Family, Base 14 SEER A/C Split w/Elec Heat, ECM-127, Weather Strip/Caulk w/Blower Door | 0.73653 | 0.16363 | 0.36981 | 0 | 0 | 0
140 | Residential, New, Single Family, Base 14 SEER A/C Split w/Elec Heat, ECM-127, Weather Strip/Caulk w/Blower Door | 0.73653 | 0.13852 | 0.31306 | 0 | 0 | 0
141 | Residential, Existing, Multi Family, Base 14 SEER A/C Split w/Elec Heat, ECM-127, Weather Strip/Caulk w/Blower Door | 0.73653 | 0.24407 | 0.55161 | 0 | 0 | 0
142 | Residential, New, Multi Family, Base 14 SEER A/C Split w/Elec Heat, ECM-127, Weather Strip/Caulk w/Blower Door | 0.73653 | 0.096245 | 0.21752 | 0 | 0 | 0
143 | Residential, Existing, Mobile Home, Base 14 SEER A/C Split w/Elec Heat, ECM-127, Weather Strip/Caulk w/Blower Door | 0.73654 | 0.13688 | 0.30935 | 0 | 0 | 0
144 | Residential, New, Mobile Home, Base 14 SEER A/C Split w/Elec Heat, ECM-127, Weather Strip/Caulk w/Blower Door | 0.73654 | 0.14285 | 0.32284 | 0 | 0 | 0
145 | Residential, Existing, Single Family, Base 14 SEER Heat Pump, ECM-132, 15 SEER Split-System Heat Pump | 0.73706 | 0.072555 | 0.11529 | 0 | 0 | 0
146 | Residential, New, Single Family, Base 14 SEER Heat Pump, ECM-132, 15 SEER Split-System Heat Pump | 0.73706 | 0.058777 | 0.093397 | 0 | 0 | 0
147 | Residential, Existing, Multi Family, Base 14 SEER Heat Pump, ECM-132, 15 SEER Split-System Heat Pump | 0.73706 | 0.043324 | 0.068842 | 0 | 0 | 0
148 | Residential, New, Multi Family, Base 14 SEER Heat Pump, ECM-132, 15 SEER Split-System Heat Pump | 0.73706 | 0.034772 | 0.055252 | 0 | 0 | 0
149 | Residential, Existing, Mobile Home, Base 14 SEER Heat Pump, ECM-132, 15 SEER Split-System Heat Pump | 0.73716 | 0.044637 | 0.070918 | 0 | 0 | 0
150 | Residential, New, Mobile Home, Base 14 SEER Heat Pump, ECM-132, 15 SEER Split-System Heat Pump | 0.73716 | 0.035584 | 0.056535 | 0 | 0 | 0
151 | Residential, Existing, Single Family, Base 14 SEER Heat Pump, ECM-133, 17 SEER Split-System Heat Pump | 0.73709 | 0.046966 | 0.074625 | 0 | 0 | 0
152 | Residential, New, Single Family, Base 14 SEER Heat Pump, ECM-133, 17 SEER Split-System Heat Pump | 0.73709 | 0.038047 | 0.060454 | 0 | 0 | 0
153 | Residential, Existing, Multi Family, Base 14 SEER Heat Pump, ECM-133, 17 SEER Split-System Heat Pump | 0.73709 | 0.026196 | 0.041624 | 0 | 0 | 0
154 | Residential, New, Multi Family, Base 14 SEER Heat Pump, ECM-133, 17 SEER Split-System Heat Pump | 0.73709 | 0.021025 | 0.033407 | 0 | 0 | 0
155 | Residential, Existing, Mobile Home, Base 14 SEER Heat Pump, ECM-133, 17 SEER Split-System Heat Pump | 0.7372 | 0.026945 | 0.042808 | 0 | 0 | 0
156 | Residential, New, Mobile Home, Base 14 SEER Heat Pump, ECM-133, 17 SEER Split-System Heat Pump | 0.7372 | 0.021481 | 0.034126 | 0 | 0 | 0
157 | Residential, Existing, Single Family, Base 14 SEER Heat Pump, ECM-134, 13 EER Geothermal Heat Pump | . | 0 | 0 | 0 | 0 | 0
158 | Residential, New, Single Family, Base 14 SEER Heat Pump, ECM-134, 13 EER Geothermal Heat Pump | . | 0 | 0 | 0 | 0 | 0
159 | Residential, Existing, Multi Family, Base 14 SEER Heat Pump, ECM-134, 13 EER Geothermal Heat Pump | . | 0 | 0 | 0 | 0 | 0
160 | Residential, New, Multi Family, Base 14 SEER Heat Pump, ECM-134, 13 EER Geothermal Heat Pump | . | 0 | 0 | 0 | 0 | 0
161 | Residential, Existing, Mobile Home, Base 14 SEER Heat Pump, ECM-134, 13 EER Geothermal Heat Pump | . | 0 | 0 | 0 | 0 | 0
162 | Residential, New, Mobile Home, Base 14 SEER Heat Pump, ECM-134, 13 EER Geothermal Heat Pump | . | 0 | 0 | 0 | 0 | 0
163 | Residential, Existing, Single Family, Base 14 SEER Heat Pump, ECM-136, Attic Venting | 0.73697 | 0.46489 | 0.86485 | 0 | 0 | 0
164 | Residential, New, Single Family, Base 14 SEER Heat Pump, ECM-136, Attic Venting | 0.73697 | 0.38813 | 0.72205 | 0 | 0 | 0
165 | Residential, Existing, Multi Family, Base 14 SEER Heat Pump, ECM-136, Attic Venting | 0.73695 | 0.22714 | 0.42258 | 0 | 0 | 0
166 | Residential, New, Multi Family, Base 14 SEER Heat Pump, ECM-136, Attic Venting | 0.73695 | 0.18231 | 0.33916 | 0 | 0 | 0
167 | Residential, Existing, Mobile Home, Base 14 SEER Heat Pump, ECM-136, Attic Venting | 0.73705 | 0.29845 | 0.55516 | 0 | 0 | 0
168 | Residential, New, Mobile Home, Base 14 SEER Heat Pump, ECM-136, Attic Venting | 0.73705 | 0.23792 | 0.44256 | 0 | 0 | 0
169 | Residential, Existing, Single Family, Base 14 SEER Heat Pump, ECM-137, Sealed Attics | 0.73775 | 0.02572 | 0.034863 | 0 | 0 | 0
170 | Residential, New, Single Family, Base 14 SEER Heat Pump, ECM-137, Sealed Attics | 0.73775 | 0.020836 | 0.028243 | 0 | 0 | 0
171 | Residential, Existing, Multi Family, Base 14 SEER Heat Pump, ECM-137, Sealed Attics | 0.73766 | 0.033404 | 0.045283 | 0 | 0 | 0
172 | Residential, New, Multi Family, Base 14 SEER Heat Pump, ECM-137, Sealed Attics | 0.73766 | 0.02681 | 0.036344 | 0 | 0 | 0
173 | Residential, Existing, Mobile Home, Base 14 SEER Heat Pump, ECM-137, Sealed Attics | 0.73795 | 0.038028 | 0.051531 | 0 | 0 | 0
174 | Residential, New, Mobile Home, Base 14 SEER Heat Pump, ECM-137, Sealed Attics | 0.73795 | 0.030315 | 0.04108 | 0 | 0 | 0
175 | Residential, Existing, Single Family, Base 14 SEER Heat Pump, ECM-138, AC Maintenance (Outdoor Coil Cleaning) | 0.73685 | 0.64695 | 1.5241 | 0 | 0 | 0
176 | Residential, New, Single Family, Base 14 SEER Heat Pump, ECM-138, AC Maintenance (Outdoor Coil Cleaning) | 0.73685 | 0.54012 | 1.2724 | 0 | 0 | 0
177 | Residential, Existing, Multi Family, Base 14 SEER Heat Pump, ECM-138, AC Maintenance (Outdoor Coil Cleaning) | 0.73686 | 0.31614 | 0.74474 | 0 | 0 | 0
178 | Residential, New, Multi Family, Base 14 SEER Heat Pump, ECM-138, AC Maintenance (Outdoor Coil Cleaning) | 0.73686 | 0.25374 | 0.59773 | 0 | 0 | 0
179 | Residential, Existing, Mobile Home, Base 14 SEER Heat Pump, ECM-138, AC Maintenance (Outdoor Coil Cleaning) | 0.73692 | 0.42065 | 0.99086 | 0 | 0 | 0
180 | Residential, New, Mobile Home, Base 14 SEER Heat Pump, ECM-138, AC Maintenance (Outdoor Coil Cleaning) | 0.73692 | 0.33954 | 0.7998 | 0 | 0 | 0
181 | Residential, Existing, Single Family, Base 14 SEER Heat Pump, ECM-139, AC Maintenance (Indoor Coil Cleaning) | 0.73685 | 0.33076 | 0.77921 | 0 | 0 | 0
182 | Residential, New, Single Family, Base 14 SEER Heat Pump, ECM-139, AC Maintenance (Indoor Coil Cleaning) | 0.73685 | 0.26831 | 0.63209 | 0 | 0 | 0
183 | Residential, Existing, Multi Family, Base 14 SEER Heat Pump, ECM-139, AC Maintenance (Indoor Coil Cleaning) | 0.73686 | 0.17762 | 0.41842 | 0 | 0 | 0
184 | Residential, New, Multi Family, Base 14 SEER Heat Pump, ECM-139, AC Maintenance (Indoor Coil Cleaning) | 0.73686 | 0.14256 | 0.33583 | 0 | 0 | 0
185 | Residential, Existing, Mobile Home, Base 14 SEER Heat Pump, ECM-139, AC Maintenance (Indoor Coil Cleaning) | 0.73692 | 0.20314 | 0.4785 | 0 | 0 | 0
186 | Residential, New, Mobile Home, Base 14 SEER Heat Pump, ECM-139, AC Maintenance (Indoor Coil Cleaning) | 0.73692 | 0.16194 | 0.38145 | 0 | 0 | 0
187 | Residential, Existing, Single Family, Base 14 SEER Heat Pump, ECM-140, Proper Refrigerant Charging and Air Flow | 0.73684 | 1.1826 | 2.2004 | 0 | 0 | 0
188 | Residential, New, Single Family, Base 14 SEER Heat Pump, ECM-140, Proper Refrigerant Charging and Air Flow | 0.73684 | 0.98731 | 1.837 | 0 | 0 | 0
189 | Residential, Existing, Multi Family, Base 14 SEER Heat Pump, ECM-140, Proper Refrigerant Charging and Air Flow | 0.73686 | 0.68298 | 1.2708 | 0 | 0 | 0
190 | Residential, New, Multi Family, Base 14 SEER Heat Pump, ECM-140, Proper Refrigerant Charging and Air Flow | 0.73686 | 0.54816 | 1.0199 | 0 | 0 | 0
191 | Residential, Existing, Mobile Home, Base 14 SEER Heat Pump, ECM-140, Proper Refrigerant Charging and Air Flow | 0.73691 | 0.81323 | 1.513 | 0 | 0 | 0
192 | Residential, New, Mobile Home, Base 14 SEER Heat Pump, ECM-140, Proper Refrigerant Charging and Air Flow | 0.73691 | 0.67468 | 1.2552 | 0 | 0 | 0
193 | Residential, Existing, Single Family, Base 14 SEER Heat Pump, ECM-141, Electronically Commutated Motors (ECM) on an Air Handler Unit | 0.73715 | 3.161 | 5.0222 | 0 | 0 | 0
194 | Residential, New, Single Family, Base 14 SEER Heat Pump, ECM-141, Electronically Commutated Motors (ECM) on an Air Handler Unit | 0.73715 | 2.6391 | 4.1929 | 0 | 0 | 0
195 | Residential, Existing, Multi Family, Base 14 SEER Heat Pump, ECM-141, Electronically Commutated Motors (ECM) on an Air Handler Unit | 0.73713 | 1.8665 | 2.9657 | 0 | 0 | 0
196 | Residential, New, Multi Family, Base 14 SEER Heat Pump, ECM-141, Electronically Commutated Motors (ECM) on an Air Handler Unit | 0.73713 | 1.554 | 2.4691 | 0 | 0 | 0
197 | Residential, Existing, Mobile Home, Base 14 SEER Heat Pump, ECM-141, Electronically Commutated Motors (ECM) on an Air Handler Unit | 0.73726 | 2.2021 | 3.4982 | 0 | 0 | 0
198 | Residential, New, Mobile Home, Base 14 SEER Heat Pump, ECM-141, Electronically Commutated Motors (ECM) on an Air Handler Unit | 0.73726 | 1.8498 | 2.9386 | 0 | 0 | 0
199 | Residential, Existing, Single Family, Base 14 SEER Heat Pump, ECM-142, Duct Repair | 0.73742 | 0.28107 | 0.40413 | 0 | 0 | 0
200 | Residential, New, Single Family, Base 14 SEER Heat Pump, ECM-142, Duct Repair | 0.73742 | 0.228 | 0.32783 | 0 | 0 | 0
201 | Residential, Existing, Multi Family, Base 14 SEER Heat Pump, ECM-142, Duct Repair | 0.7374 | 0.099036 | 0.14241 | 0 | 0 | 0
202 | Residential, New, Multi Family, Base 14 SEER Heat Pump, ECM-142, Duct Repair | 0.7374 | 0.079486 | 0.11429 | 0 | 0 | 0
203 | Residential, Existing, Mobile Home, Base 14 SEER Heat Pump, ECM-142, Duct Repair | 0.73759 | 0.12905 | 0.18551 | 0 | 0 | 0
204 | Residential, New, Mobile Home, Base 14 SEER Heat Pump, ECM-142, Duct Repair | 0.73759 | 0.10287 | 0.14789 | 0 | 0 | 0
205 | Residential, Existing, Single Family, Base 14 SEER Heat Pump, ECM-143, Reflective Roof | 0.73684 | 0.36847 | 0.58567 | 0 | 0 | 0
206 | Residential, New, Single Family, Base 14 SEER Heat Pump, ECM-143, Reflective Roof | 0.73684 | 0.2989 | 0.4751 | 0 | 0 | 0
207 | Residential, Existing, Multi Family, Base 14 SEER Heat Pump, ECM-143, Reflective Roof | 0.73686 | 0.38396 | 0.61028 | 0 | 0 | 0
208 | Residential, New, Multi Family, Base 14 SEER Heat Pump, ECM-143, Reflective Roof | 0.73686 | 0.30817 | 0.48981 | 0 | 0 | 0
209 | Residential, Existing, Mobile Home, Base 14 SEER Heat Pump, ECM-143, Reflective Roof | 0.73691 | 0.52035 | 0.827 | 0 | 0 | 0
210 | Residential, New, Mobile Home, Base 14 SEER Heat Pump, ECM-143, Reflective Roof | 0.73691 | 0.42001 | 0.66754 | 0 | 0 | 0
211 | Residential, Existing, Single Family, Base 14 SEER Heat Pump, ECM-144, Radient Barrier | 0.73716 | 0.039469 | 0.073406 | 0 | 0 | 0
212 | Residential, New, Single Family, Base 14 SEER Heat Pump, ECM-144, Radient Barrier | 0.73716 | 0.031974 | 0.059467 | 0 | 0 | 0
213 | Residential, Existing, Multi Family, Base 14 SEER Heat Pump, ECM-144, Radient Barrier | 0.73717 | 0.026758 | 0.049765 | 0 | 0 | 0
214 | Residential, New, Multi Family, Base 14 SEER Heat Pump, ECM-144, Radient Barrier | 0.73717 | 0.021476 | 0.039942 | 0 | 0 | 0
215 | Residential, Existing, Mobile Home, Base 14 SEER Heat Pump, ECM-144, Radient Barrier | 0.73729 | 0.050459 | 0.09383 | 0 | 0 | 0
216 | Residential, New, Mobile Home, Base 14 SEER Heat Pump, ECM-144, Radient Barrier | 0.73729 | 0.040225 | 0.0748 | 0 | 0 | 0
217 | Residential, Existing, Single Family, Base 14 SEER Heat Pump, ECM-145, Window Film | 0.73669 | 0.1083 | 0.20155 | 0 | 0 | 0
218 | Residential, New, Single Family, Base 14 SEER Heat Pump, ECM-145, Window Film | 0.73669 | 0.097 | 0.18052 | 0 | 0 | 0
219 | Residential, Existing, Multi Family, Base 14 SEER Heat Pump, ECM-145, Window Film | 0.73671 | 0.16823 | 0.31307 | 0 | 0 | 0
220 | Residential, New, Multi Family, Base 14 SEER Heat Pump, ECM-145, Window Film | 0.73671 | 0.59406 | 1.1056 | 0 | 0 | 0
221 | Residential, Existing, Mobile Home, Base 14 SEER Heat Pump, ECM-145, Window Film | 0.73673 | 0.18751 | 0.34896 | 0 | 0 | 0
222 | Residential, New, Mobile Home, Base 14 SEER Heat Pump, ECM-145, Window Film | 0.73673 | 0.29675 | 0.55224 | 0 | 0 | 0
223 | Residential, Existing, Single Family, Base 14 SEER Heat Pump, ECM-146, Window Tinting | 0.7369 | 0.39421 | 0.53496 | 0 | 0 | 0
224 | Residential, New, Single Family, Base 14 SEER Heat Pump, ECM-146, Window Tinting | 0.7369 | 0.36339 | 0.49313 | 0 | 0 | 0
225 | Residential, Existing, Multi Family, Base 14 SEER Heat Pump, ECM-146, Window Tinting | 0.73692 | 0.49119 | 0.66655 | 0 | 0 | 0
226 | Residential, New, Multi Family, Base 14 SEER Heat Pump, ECM-146, Window Tinting | 0.73692 | 1.7993 | 2.4417 | 0 | 0 | 0
227 | Residential, Existing, Mobile Home, Base 14 SEER Heat Pump, ECM-146, Window Tinting | 0.73698 | 0.57901 | 0.78565 | 0 | 0 | 0
228 | Residential, New, Mobile Home, Base 14 SEER Heat Pump, ECM-146, Window Tinting | 0.73698 | 0.95361 | 1.294 | 0 | 0 | 0
229 | Residential, Existing, Single Family, Base 14 SEER Heat Pump, ECM-147, Default Window With Sunscreen | 0.73709 | 0.10721 | 0.19941 | 0 | 0 | 0
230 | Residential, New, Single Family, Base 14 SEER Heat Pump, ECM-147, Default Window With Sunscreen | 0.73709 | 0.34158 | 0.63535 | 0 | 0 | 0
231 | Residential, Existing, Multi Family, Base 14 SEER Heat Pump, ECM-147, Default Window With Sunscreen | 0.73713 | 0.12444 | 0.23145 | 0 | 0 | 0
232 | Residential, New, Multi Family, Base 14 SEER Heat Pump, ECM-147, Default Window With Sunscreen | 0.73713 | 1.0092 | 1.877 | 0 | 0 | 0
233 | Residential, Existing, Mobile Home, Base 14 SEER Heat Pump, ECM-147, Default Window With Sunscreen | 0.73721 | 0.15142 | 0.2816 | 0 | 0 | 0
234 | Residential, New, Mobile Home, Base 14 SEER Heat Pump, ECM-147, Default Window With Sunscreen | 0.73721 | 0.48004 | 0.89275 | 0 | 0 | 0
235 | Residential, Existing, Single Family, Base 14 SEER Heat Pump, ECM-148, Single Pane Clear Windows to Double Pane Low-E Windows | 0.73701 | 0.22564 | 0.30616 | 0 | 0 | 0
236 | Residential, New, Single Family, Base 14 SEER Heat Pump, ECM-148, Single Pane Clear Windows to Double Pane Low-E Windows | 0.73701 | 0.18304 | 0.24836 | 0 | 0 | 0
237 | Residential, Existing, Multi Family, Base 14 SEER Heat Pump, ECM-148, Single Pane Clear Windows to Double Pane Low-E Windows | 0.73701 | 0.67988 | 0.92249 | 0 | 0 | 0
238 | Residential, New, Multi Family, Base 14 SEER Heat Pump, ECM-148, Single Pane Clear Windows to Double Pane Low-E Windows | 0.73701 | 0.54568 | 0.7404 | 0 | 0 | 0
239 | Residential, Existing, Mobile Home, Base 14 SEER Heat Pump, ECM-148, Single Pane Clear Windows to Double Pane Low-E Windows | 0.7371 | 0.28751 | 0.39005 | 0 | 0 | 0
240 | Residential, New, Mobile Home, Base 14 SEER Heat Pump, ECM-148, Single Pane Clear Windows to Double Pane Low-E Windows | 0.7371 | 0.2292 | 0.31095 | 0 | 0 | 0
241 | Residential, Existing, Single Family, Base 14 SEER Heat Pump, ECM-150, Ceiling R-0 to R-19 Insulation | 0.73775 | 0.14628 | 0.19828 | 0 | 0 | 0
242 | Residential, New, Single Family, Base 14 SEER Heat Pump, ECM-150, Ceiling R-0 to R-19 Insulation | 0.73775 | 0.11867 | 0.16085 | 0 | 0 | 0
243 | Residential, Existing, Multi Family, Base 14 SEER Heat Pump, ECM-150, Ceiling R-0 to R-19 Insulation | 0.73766 | 0.15073 | 0.20433 | 0 | 0 | 0
244 | Residential, New, Multi Family, Base 14 SEER Heat Pump, ECM-150, Ceiling R-0 to R-19 Insulation | 0.73766 | 0.12097 | 0.164 | 0 | 0 | 0
245 | Residential, Existing, Mobile Home, Base 14 SEER Heat Pump, ECM-150, Ceiling R-0 to R-19 Insulation | 0.73795 | 0.16328 | 0.22126 | 0 | 0 | 0
246 | Residential, New, Mobile Home, Base 14 SEER Heat Pump, ECM-150, Ceiling R-0 to R-19 Insulation | 0.73795 | 0.13017 | 0.17639 | 0 | 0 | 0
247 | Residential, Existing, Single Family, Base 14 SEER Heat Pump, ECM-151, Ceiling R-19 to R-38 Insulation | 0.73775 | 0.004846 | 0.006568 | 0 | 0 | 0
248 | Residential, New, Single Family, Base 14 SEER Heat Pump, ECM-151, Ceiling R-19 to R-38 Insulation | 0.73775 | 0.003926 | 0.005321 | 0 | 0 | 0
249 | Residential, Existing, Multi Family, Base 14 SEER Heat Pump, ECM-151, Ceiling R-19 to R-38 Insulation | 0.73766 | 0.005053 | 0.00685 | 0 | 0 | 0
250 | Residential, New, Multi Family, Base 14 SEER Heat Pump, ECM-151, Ceiling R-19 to R-38 Insulation | 0.73766 | 0.004055 | 0.005498 | 0 | 0 | 0
251 | Residential, Existing, Mobile Home, Base 14 SEER Heat Pump, ECM-151, Ceiling R-19 to R-38 Insulation | 0.73795 | 0.005476 | 0.007421 | 0 | 0 | 0
252 | Residential, New, Mobile Home, Base 14 SEER Heat Pump, ECM-151, Ceiling R-19 to R-38 Insulation | 0.73795 | 0.004366 | 0.005916 | 0 | 0 | 0
253 | Residential, Existing, Single Family, Base 14 SEER Heat Pump, ECM-152, Wall 2x4 R-0 to Blow-In R-13 Insulation | 0.73775 | 0.00313 | 0.004243 | 0 | 0 | 0
254 | Residential, New, Single Family, Base 14 SEER Heat Pump, ECM-152, Wall 2x4 R-0 to Blow-In R-13 Insulation | 0.73775 | 0.002536 | 0.003437 | 0 | 0 | 0
255 | Residential, Existing, Multi Family, Base 14 SEER Heat Pump, ECM-152, Wall 2x4 R-0 to Blow-In R-13 Insulation | 0.73766 | 0.009063 | 0.012286 | 0 | 0 | 0
256 | Residential, New, Multi Family, Base 14 SEER Heat Pump, ECM-152, Wall 2x4 R-0 to Blow-In R-13 Insulation | 0.73766 | 0.007274 | 0.009861 | 0 | 0 | 0
257 | Residential, Existing, Mobile Home, Base 14 SEER Heat Pump, ECM-152, Wall 2x4 R-0 to Blow-In R-13 Insulation | 0.73795 | 0.0043 | 0.005827 | 0 | 0 | 0
258 | Residential, New, Mobile Home, Base 14 SEER Heat Pump, ECM-152, Wall 2x4 R-0 to Blow-In R-13 Insulation | 0.73795 | 0.003428 | 0.004645 | 0 | 0 | 0
259 | Residential, Existing, Single Family, Base 14 SEER Heat Pump, ECM-153, Weather Strip/Caulk w/Blower Door | 0.73653 | 0.14188 | 0.32065 | 0 | 0 | 0
260 | Residential, New, Single Family, Base 14 SEER Heat Pump, ECM-153, Weather Strip/Caulk w/Blower Door | 0.73653 | 0.11509 | 0.26011 | 0 | 0 | 0
261 | Residential, Existing, Multi Family, Base 14 SEER Heat Pump, ECM-153, Weather Strip/Caulk w/Blower Door | 0.73653 | 0.088142 | 0.1992 | 0 | 0 | 0
262 | Residential, New, Multi Family, Base 14 SEER Heat Pump, ECM-153, Weather Strip/Caulk w/Blower Door | 0.73653 | 0.070743 | 0.15988 | 0 | 0 | 0
263 | Residential, Existing, Mobile Home, Base 14 SEER Heat Pump, ECM-153, Weather Strip/Caulk w/Blower Door | 0.73654 | 0.09927 | 0.22435 | 0 | 0 | 0
264 | Residential, New, Mobile Home, Base 14 SEER Heat Pump, ECM-153, Weather Strip/Caulk w/Blower Door | 0.73654 | 0.079137 | 0.17885 | 0 | 0 | 0
265 | Residential, Existing, Single Family, Base 14 SEER A/C Split w/Gas Heat, ECM-162, 15 SEER Split-System Air Conditioner | . | 0 | 0 | 0 | 0 | 0
266 | Residential, New, Single Family, Base 14 SEER A/C Split w/Gas Heat, ECM-162, 15 SEER Split-System Air Conditioner | . | 0 | 0 | 0 | 0 | 0
267 | Residential, Existing, Multi Family, Base 14 SEER A/C Split w/Gas Heat, ECM-162, 15 SEER Split-System Air Conditioner | . | 0 | 0 | 0 | 0 | 0
268 | Residential, New, Multi Family, Base 14 SEER A/C Split w/Gas Heat, ECM-162, 15 SEER Split-System Air Conditioner | . | 0 | 0 | 0 | 0 | 0
269 | Residential, Existing, Mobile Home, Base 14 SEER A/C Split w/Gas Heat, ECM-162, 15 SEER Split-System Air Conditioner | . | 0 | 0 | 0 | 0 | 0
270 | Residential, New, Mobile Home, Base 14 SEER A/C Split w/Gas Heat, ECM-162, 15 SEER Split-System Air Conditioner | . | 0 | 0 | 0 | 0 | 0
271 | Residential, Existing, Single Family, Base 14 SEER A/C Split w/Gas Heat, ECM-163, 17 SEER Split-System Air Conditioner | . | 0 | 0 | 0 | 0 | 0
272 | Residential, New, Single Family, Base 14 SEER A/C Split w/Gas Heat, ECM-163, 17 SEER Split-System Air Conditioner | . | 0 | 0 | 0 | 0 | 0
273 | Residential, Existing, Multi Family, Base 14 SEER A/C Split w/Gas Heat, ECM-163, 17 SEER Split-System Air Conditioner | . | 0 | 0 | 0 | 0 | 0
274 | Residential, New, Multi Family, Base 14 SEER A/C Split w/Gas Heat, ECM-163, 17 SEER Split-System Air Conditioner | . | 0 | 0 | 0 | 0 | 0
275 | Residential, Existing, Mobile Home, Base 14 SEER A/C Split w/Gas Heat, ECM-163, 17 SEER Split-System Air Conditioner | . | 0 | 0 | 0 | 0 | 0
276 | Residential, New, Mobile Home, Base 14 SEER A/C Split w/Gas Heat, ECM-163, 17 SEER Split-System Air Conditioner | . | 0 | 0 | 0 | 0 | 0
277 | Residential, Existing, Single Family, Base 14 SEER A/C Split w/Gas Heat, ECM-164, 19 SEER Split-System Air Conditioner | . | 0 | 0 | 0 | 0 | 0
278 | Residential, New, Single Family, Base 14 SEER A/C Split w/Gas Heat, ECM-164, 19 SEER Split-System Air Conditioner | . | 0 | 0 | 0 | 0 | 0
279 | Residential, Existing, Multi Family, Base 14 SEER A/C Split w/Gas Heat, ECM-164, 19 SEER Split-System Air Conditioner | . | 0 | 0 | 0 | 0 | 0
280 | Residential, New, Multi Family, Base 14 SEER A/C Split w/Gas Heat, ECM-164, 19 SEER Split-System Air Conditioner | . | 0 | 0 | 0 | 0 | 0
281 | Residential, Existing, Mobile Home, Base 14 SEER A/C Split w/Gas Heat, ECM-164, 19 SEER Split-System Air Conditioner | . | 0 | 0 | 0 | 0 | 0
282 | Residential, New, Mobile Home, Base 14 SEER A/C Split w/Gas Heat, ECM-164, 19 SEER Split-System Air Conditioner | . | 0 | 0 | 0 | 0 | 0
283 | Residential, Existing, Single Family, Base 14 SEER A/C Split w/Gas Heat, ECM-166, Attic Venting | . | 0 | 0 | 0 | 0 | 0
284 | Residential, New, Single Family, Base 14 SEER A/C Split w/Gas Heat, ECM-166, Attic Venting | . | 0 | 0 | 0 | 0 | 0
285 | Residential, Existing, Multi Family, Base 14 SEER A/C Split w/Gas Heat, ECM-166, Attic Venting | . | 0 | 0 | 0 | 0 | 0
286 | Residential, New, Multi Family, Base 14 SEER A/C Split w/Gas Heat, ECM-166, Attic Venting | . | 0 | 0 | 0 | 0 | 0
287 | Residential, Existing, Mobile Home, Base 14 SEER A/C Split w/Gas Heat, ECM-166, Attic Venting | . | 0 | 0 | 0 | 0 | 0
288 | Residential, New, Mobile Home, Base 14 SEER A/C Split w/Gas Heat, ECM-166, Attic Venting | . | 0 | 0 | 0 | 0 | 0
289 | Residential, Existing, Single Family, Base 14 SEER A/C Split w/Gas Heat, ECM-167, Sealed Attic w/Sprayed Foam Insulated Roof Deck | . | 0 | 0 | 0 | 0 | 0
290 | Residential, New, Single Family, Base 14 SEER A/C Split w/Gas Heat, ECM-167, Sealed Attic w/Sprayed Foam Insulated Roof Deck | . | 0 | 0 | 0 | 0 | 0
291 | Residential, Existing, Multi Family, Base 14 SEER A/C Split w/Gas Heat, ECM-167, Sealed Attic w/Sprayed Foam Insulated Roof Deck | . | 0 | 0 | 0 | 0 | 0
292 | Residential, New, Multi Family, Base 14 SEER A/C Split w/Gas Heat, ECM-167, Sealed Attic w/Sprayed Foam Insulated Roof Deck | . | 0 | 0 | 0 | 0 | 0
293 | Residential, Existing, Mobile Home, Base 14 SEER A/C Split w/Gas Heat, ECM-167, Sealed Attic w/Sprayed Foam Insulated Roof Deck | . | 0 | 0 | 0 | 0 | 0
294 | Residential, New, Mobile Home, Base 14 SEER A/C Split w/Gas Heat, ECM-167, Sealed Attic w/Sprayed Foam Insulated Roof Deck | . | 0 | 0 | 0 | 0 | 0
295 | Residential, Existing, Single Family, Base 14 SEER A/C Split w/Gas Heat, ECM-168, AC Maintenance (Outdoor Coil Cleaning) | . | 0 | 0 | 0 | 0 | 0
296 | Residential, New, Single Family, Base 14 SEER A/C Split w/Gas Heat, ECM-168, AC Maintenance (Outdoor Coil Cleaning) | . | 0 | 0 | 0 | 0 | 0
297 | Residential, Existing, Multi Family, Base 14 SEER A/C Split w/Gas Heat, ECM-168, AC Maintenance (Outdoor Coil Cleaning) | . | 0 | 0 | 0 | 0 | 0
298 | Residential, New, Multi Family, Base 14 SEER A/C Split w/Gas Heat, ECM-168, AC Maintenance (Outdoor Coil Cleaning) | . | 0 | 0 | 0 | 0 | 0
299 | Residential, Existing, Mobile Home, Base 14 SEER A/C Split w/Gas Heat, ECM-168, AC Maintenance (Outdoor Coil Cleaning) | . | 0 | 0 | 0 | 0 | 0
300 | Residential, New, Mobile Home, Base 14 SEER A/C Split w/Gas Heat, ECM-168, AC Maintenance (Outdoor Coil Cleaning) | . | 0 | 0 | 0 | 0 | 0
301 | Residential, Existing, Single Family, Base 14 SEER A/C Split w/Gas Heat, ECM-169, AC Maintenance (Indoor Coil Cleaning) | . | 0 | 0 | 0 | 0 | 0
302 | Residential, New, Single Family, Base 14 SEER A/C Split w/Gas Heat, ECM-169, AC Maintenance (Indoor Coil Cleaning) | . | 0 | 0 | 0 | 0 | 0
303 | Residential, Existing, Multi Family, Base 14 SEER A/C Split w/Gas Heat, ECM-169, AC Maintenance (Indoor Coil Cleaning) | . | 0 | 0 | 0 | 0 | 0
304 | Residential, New, Multi Family, Base 14 SEER A/C Split w/Gas Heat, ECM-169, AC Maintenance (Indoor Coil Cleaning) | . | 0 | 0 | 0 | 0 | 0
305 | Residential, Existing, Mobile Home, Base 14 SEER A/C Split w/Gas Heat, ECM-169, AC Maintenance (Indoor Coil Cleaning) | . | 0 | 0 | 0 | 0 | 0
306 | Residential, New, Mobile Home, Base 14 SEER A/C Split w/Gas Heat, ECM-169, AC Maintenance (Indoor Coil Cleaning) | . | 0 | 0 | 0 | 0 | 0
307 | Residential, Existing, Single Family, Base 14 SEER A/C Split w/Gas Heat, ECM-170, Proper Refrigerant Charging and Air Flow | . | 0 | 0 | 0 | 0 | 0
308 | Residential, New, Single Family, Base 14 SEER A/C Split w/Gas Heat, ECM-170, Proper Refrigerant Charging and Air Flow | . | 0 | 0 | 0 | 0 | 0
309 | Residential, Existing, Multi Family, Base 14 SEER A/C Split w/Gas Heat, ECM-170, Proper Refrigerant Charging and Air Flow | . | 0 | 0 | 0 | 0 | 0
310 | Residential, New, Multi Family, Base 14 SEER A/C Split w/Gas Heat, ECM-170, Proper Refrigerant Charging and Air Flow | . | 0 | 0 | 0 | 0 | 0
311 | Residential, Existing, Mobile Home, Base 14 SEER A/C Split w/Gas Heat, ECM-170, Proper Refrigerant Charging and Air Flow | . | 0 | 0 | 0 | 0 | 0
312 | Residential, New, Mobile Home, Base 14 SEER A/C Split w/Gas Heat, ECM-170, Proper Refrigerant Charging and Air Flow | . | 0 | 0 | 0 | 0 | 0
313 | Residential, Existing, Single Family, Base 14 SEER A/C Split w/Gas Heat, ECM-171, Electronically Commutated Motors (ECM) on an Air Handler Unit | . | 0 | 0 | 0 | 0 | 0
314 | Residential, New, Single Family, Base 14 SEER A/C Split w/Gas Heat, ECM-171, Electronically Commutated Motors (ECM) on an Air Handler Unit | . | 0 | 0 | 0 | 0 | 0
315 | Residential, Existing, Multi Family, Base 14 SEER A/C Split w/Gas Heat, ECM-171, Electronically Commutated Motors (ECM) on an Air Handler Unit | . | 0 | 0 | 0 | 0 | 0
316 | Residential, New, Multi Family, Base 14 SEER A/C Split w/Gas Heat, ECM-171, Electronically Commutated Motors (ECM) on an Air Handler Unit | . | 0 | 0 | 0 | 0 | 0
317 | Residential, Existing, Mobile Home, Base 14 SEER A/C Split w/Gas Heat, ECM-171, Electronically Commutated Motors (ECM) on an Air Handler Unit | . | 0 | 0 | 0 | 0 | 0
318 | Residential, New, Mobile Home, Base 14 SEER A/C Split w/Gas Heat, ECM-171, Electronically Commutated Motors (ECM) on an Air Handler Unit | . | 0 | 0 | 0 | 0 | 0
319 | Residential, Existing, Single Family, Base 14 SEER A/C Split w/Gas Heat, ECM-172, Duct Repair | . | 0 | 0 | 0 | 0 | 0
320 | Residential, New, Single Family, Base 14 SEER A/C Split w/Gas Heat, ECM-172, Duct Repair | . | 0 | 0 | 0 | 0 | 0
321 | Residential, Existing, Multi Family, Base 14 SEER A/C Split w/Gas Heat, ECM-172, Duct Repair | . | 0 | 0 | 0 | 0 | 0
322 | Residential, New, Multi Family, Base 14 SEER A/C Split w/Gas Heat, ECM-172, Duct Repair | . | 0 | 0 | 0 | 0 | 0
323 | Residential, Existing, Mobile Home, Base 14 SEER A/C Split w/Gas Heat, ECM-172, Duct Repair | . | 0 | 0 | 0 | 0 | 0
324 | Residential, New, Mobile Home, Base 14 SEER A/C Split w/Gas Heat, ECM-172, Duct Repair | . | 0 | 0 | 0 | 0 | 0
325 | Residential, Existing, Single Family, Base 14 SEER A/C Split w/Gas Heat, ECM-173, Reflective Roof | . | 0 | 0 | 0 | 0 | 0
326 | Residential, New, Single Family, Base 14 SEER A/C Split w/Gas Heat, ECM-173, Reflective Roof | . | 0 | 0 | 0 | 0 | 0
327 | Residential, Existing, Multi Family, Base 14 SEER A/C Split w/Gas Heat, ECM-173, Reflective Roof | . | 0 | 0 | 0 | 0 | 0
328 | Residential, New, Multi Family, Base 14 SEER A/C Split w/Gas Heat, ECM-173, Reflective Roof | . | 0 | 0 | 0 | 0 | 0
329 | Residential, Existing, Mobile Home, Base 14 SEER A/C Split w/Gas Heat, ECM-173, Reflective Roof | . | 0 | 0 | 0 | 0 | 0
330 | Residential, New, Mobile Home, Base 14 SEER A/C Split w/Gas Heat, ECM-173, Reflective Roof | . | 0 | 0 | 0 | 0 | 0
331 | Residential, Existing, Single Family, Base 14 SEER A/C Split w/Gas Heat, ECM-174, Radient Barrier | . | 0 | 0 | 0 | 0 | 0
332 | Residential, New, Single Family, Base 14 SEER A/C Split w/Gas Heat, ECM-174, Radient Barrier | . | 0 | 0 | 0 | 0 | 0
333 | Residential, Existing, Multi Family, Base 14 SEER A/C Split w/Gas Heat, ECM-174, Radient Barrier | . | 0 | 0 | 0 | 0 | 0
334 | Residential, New, Multi Family, Base 14 SEER A/C Split w/Gas Heat, ECM-174, Radient Barrier | . | 0 | 0 | 0 | 0 | 0
335 | Residential, Existing, Mobile Home, Base 14 SEER A/C Split w/Gas Heat, ECM-174, Radient Barrier | . | 0 | 0 | 0 | 0 | 0
336 | Residential, New, Mobile Home, Base 14 SEER A/C Split w/Gas Heat, ECM-174, Radient Barrier | . | 0 | 0 | 0 | 0 | 0
337 | Residential, Existing, Single Family, Base 14 SEER A/C Split w/Gas Heat, ECM-175, Window Film | . | 0 | 0 | 0 | 0 | 0
338 | Residential, New, Single Family, Base 14 SEER A/C Split w/Gas Heat, ECM-175, Window Film | . | 0 | 0 | 0 | 0 | 0
339 | Residential, Existing, Multi Family, Base 14 SEER A/C Split w/Gas Heat, ECM-175, Window Film | . | 0 | 0 | 0 | 0 | 0
340 | Residential, New, Multi Family, Base 14 SEER A/C Split w/Gas Heat, ECM-175, Window Film | . | 0 | 0 | 0 | 0 | 0
341 | Residential, Existing, Mobile Home, Base 14 SEER A/C Split w/Gas Heat, ECM-175, Window Film | . | 0 | 0 | 0 | 0 | 0
342 | Residential, New, Mobile Home, Base 14 SEER A/C Split w/Gas Heat, ECM-175, Window Film | . | 0 | 0 | 0 | 0 | 0
343 | Residential, Existing, Single Family, Base 14 SEER A/C Split w/Gas Heat, ECM-176, Window Tinting | . | 0 | 0 | 0 | 0 | 0
344 | Residential, New, Single Family, Base 14 SEER A/C Split w/Gas Heat, ECM-176, Window Tinting | . | 0 | 0 | 0 | 0 | 0
345 | Residential, Existing, Multi Family, Base 14 SEER A/C Split w/Gas Heat, ECM-176, Window Tinting | . | 0 | 0 | 0 | 0 | 0
346 | Residential, New, Multi Family, Base 14 SEER A/C Split w/Gas Heat, ECM-176, Window Tinting | . | 0 | 0 | 0 | 0 | 0
347 | Residential, Existing, Mobile Home, Base 14 SEER A/C Split w/Gas Heat, ECM-176, Window Tinting | . | 0 | 0 | 0 | 0 | 0
348 | Residential, New, Mobile Home, Base 14 SEER A/C Split w/Gas Heat, ECM-176, Window Tinting | . | 0 | 0 | 0 | 0 | 0
349 | Residential, Existing, Single Family, Base 14 SEER A/C Split w/Gas Heat, ECM-177, Default Window With Sunscreen | . | 0 | 0 | 0 | 0 | 0
350 | Residential, New, Single Family, Base 14 SEER A/C Split w/Gas Heat, ECM-177, Default Window With Sunscreen | . | 0 | 0 | 0 | 0 | 0
351 | Residential, Existing, Multi Family, Base 14 SEER A/C Split w/Gas Heat, ECM-177, Default Window With Sunscreen | . | 0 | 0 | 0 | 0 | 0
352 | Residential, New, Multi Family, Base 14 SEER A/C Split w/Gas Heat, ECM-177, Default Window With Sunscreen | . | 0 | 0 | 0 | 0 | 0
353 | Residential, Existing, Mobile Home, Base 14 SEER A/C Split w/Gas Heat, ECM-177, Default Window With Sunscreen | . | 0 | 0 | 0 | 0 | 0
354 | Residential, New, Mobile Home, Base 14 SEER A/C Split w/Gas Heat, ECM-177, Default Window With Sunscreen | . | 0 | 0 | 0 | 0 | 0
355 | Residential, Existing, Single Family, Base 14 SEER A/C Split w/Gas Heat, ECM-178, Single Pane Clear Windows to Double Pane Low-E Windows | . | 0 | 0 | 0 | 0 | 0
356 | Residential, New, Single Family, Base 14 SEER A/C Split w/Gas Heat, ECM-178, Single Pane Clear Windows to Double Pane Low-E Windows | . | 0 | 0 | 0 | 0 | 0
357 | Residential, Existing, Multi Family, Base 14 SEER A/C Split w/Gas Heat, ECM-178, Single Pane Clear Windows to Double Pane Low-E Windows | . | 0 | 0 | 0 | 0 | 0
358 | Residential, New, Multi Family, Base 14 SEER A/C Split w/Gas Heat, ECM-178, Single Pane Clear Windows to Double Pane Low-E Windows | . | 0 | 0 | 0 | 0 | 0
359 | Residential, Existing, Mobile Home, Base 14 SEER A/C Split w/Gas Heat, ECM-178, Single Pane Clear Windows to Double Pane Low-E Windows | . | 0 | 0 | 0 | 0 | 0
360 | Residential, New, Mobile Home, Base 14 SEER A/C Split w/Gas Heat, ECM-178, Single Pane Clear Windows to Double Pane Low-E Windows | . | 0 | 0 | 0 | 0 | 0
361 | Residential, Existing, Single Family, Base 14 SEER A/C Split w/Gas Heat, ECM-180, Ceiling R-0 to R-19 Insulation | . | 0 | 0 | 0 | 0 | 0
362 | Residential, New, Single Family, Base 14 SEER A/C Split w/Gas Heat, ECM-180, Ceiling R-0 to R-19 Insulation | . | 0 | 0 | 0 | 0 | 0
363 | Residential, Existing, Multi Family, Base 14 SEER A/C Split w/Gas Heat, ECM-180, Ceiling R-0 to R-19 Insulation | . | 0 | 0 | 0 | 0 | 0
364 | Residential, New, Multi Family, Base 14 SEER A/C Split w/Gas Heat, ECM-180, Ceiling R-0 to R-19 Insulation | . | 0 | 0 | 0 | 0 | 0
365 | Residential, Existing, Mobile Home, Base 14 SEER A/C Split w/Gas Heat, ECM-180, Ceiling R-0 to R-19 Insulation | . | 0 | 0 | 0 | 0 | 0
366 | Residential, New, Mobile Home, Base 14 SEER A/C Split w/Gas Heat, ECM-180, Ceiling R-0 to R-19 Insulation | . | 0 | 0 | 0 | 0 | 0
367 | Residential, Existing, Single Family, Base 14 SEER A/C Split w/Gas Heat, ECM-181, Ceiling R-19 to R-38 Insulation | . | 0 | 0 | 0 | 0 | 0
368 | Residential, New, Single Family, Base 14 SEER A/C Split w/Gas Heat, ECM-181, Ceiling R-19 to R-38 Insulation | . | 0 | 0 | 0 | 0 | 0
369 | Residential, Existing, Multi Family, Base 14 SEER A/C Split w/Gas Heat, ECM-181, Ceiling R-19 to R-38 Insulation | . | 0 | 0 | 0 | 0 | 0
370 | Residential, New, Multi Family, Base 14 SEER A/C Split w/Gas Heat, ECM-181, Ceiling R-19 to R-38 Insulation | . | 0 | 0 | 0 | 0 | 0
371 | Residential, Existing, Mobile Home, Base 14 SEER A/C Split w/Gas Heat, ECM-181, Ceiling R-19 to R-38 Insulation | . | 0 | 0 | 0 | 0 | 0
372 | Residential, New, Mobile Home, Base 14 SEER A/C Split w/Gas Heat, ECM-181, Ceiling R-19 to R-38 Insulation | . | 0 | 0 | 0 | 0 | 0
373 | Residential, Existing, Single Family, Base 14 SEER A/C Split w/Gas Heat, ECM-182, Wall 2x4 R-0 to Blow-In R-13 Insulation | . | 0 | 0 | 0 | 0 | 0
374 | Residential, New, Single Family, Base 14 SEER A/C Split w/Gas Heat, ECM-182, Wall 2x4 R-0 to Blow-In R-13 Insulation | . | 0 | 0 | 0 | 0 | 0
375 | Residential, Existing, Multi Family, Base 14 SEER A/C Split w/Gas Heat, ECM-182, Wall 2x4 R-0 to Blow-In R-13 Insulation | . | 0 | 0 | 0 | 0 | 0
376 | Residential, New, Multi Family, Base 14 SEER A/C Split w/Gas Heat, ECM-182, Wall 2x4 R-0 to Blow-In R-13 Insulation | . | 0 | 0 | 0 | 0 | 0
377 | Residential, Existing, Mobile Home, Base 14 SEER A/C Split w/Gas Heat, ECM-182, Wall 2x4 R-0 to Blow-In R-13 Insulation | . | 0 | 0 | 0 | 0 | 0
378 | Residential, New, Mobile Home, Base 14 SEER A/C Split w/Gas Heat, ECM-182, Wall 2x4 R-0 to Blow-In R-13 Insulation | . | 0 | 0 | 0 | 0 | 0
379 | Residential, Existing, Single Family, Base 14 SEER A/C Split w/Gas Heat, ECM-183, Weather Strip/Caulk w/Blower Door | . | 0 | 0 | 0 | 0 | 0
380 | Residential, New, Single Family, Base 14 SEER A/C Split w/Gas Heat, ECM-183, Weather Strip/Caulk w/Blower Door | . | 0 | 0 | 0 | 0 | 0
381 | Residential, Existing, Multi Family, Base 14 SEER A/C Split w/Gas Heat, ECM-183, Weather Strip/Caulk w/Blower Door | . | 0 | 0 | 0 | 0 | 0
382 | Residential, New, Multi Family, Base 14 SEER A/C Split w/Gas Heat, ECM-183, Weather Strip/Caulk w/Blower Door | . | 0 | 0 | 0 | 0 | 0
383 | Residential, Existing, Mobile Home, Base 14 SEER A/C Split w/Gas Heat, ECM-183, Weather Strip/Caulk w/Blower Door | . | 0 | 0 | 0 | 0 | 0
384 | Residential, New, Mobile Home, Base 14 SEER A/C Split w/Gas Heat, ECM-183, Weather Strip/Caulk w/Blower Door | . | 0 | 0 | 0 | 0 | 0
385 | Residential, Existing, Single Family, Base 10 EER Room A/C & Elec Heat, ECM-191, HE Room Air Conditioner - EER 11 | 0.73696 | 0.25918 | 0.4119 | 0 | 0 | 0
386 | Residential, New, Single Family, Base 10 EER Room A/C & Elec Heat, ECM-191, HE Room Air Conditioner - EER 11 | 0.73696 | 0.25918 | 0.4119 | 0 | 0 | 0
387 | Residential, Existing, Multi Family, Base 10 EER Room A/C & Elec Heat, ECM-191, HE Room Air Conditioner - EER 11 | 0.73698 | 0.18402 | 0.29244 | 0 | 0 | 0
388 | Residential, New, Multi Family, Base 10 EER Room A/C & Elec Heat, ECM-191, HE Room Air Conditioner - EER 11 | 0.73698 | 0.17652 | 0.28052 | 0 | 0 | 0
389 | Residential, Existing, Mobile Home, Base 10 EER Room A/C & Elec Heat, ECM-191, HE Room Air Conditioner - EER 11 | 0.73705 | 0.19752 | 0.31386 | 0 | 0 | 0
390 | Residential, New, Mobile Home, Base 10 EER Room A/C & Elec Heat, ECM-191, HE Room Air Conditioner - EER 11 | 0.73705 | 0.18844 | 0.29944 | 0 | 0 | 0
391 | Residential, Existing, Single Family, Base 10 EER Room A/C & Elec Heat, ECM-192, HE Room Air Conditioner - EER 12 | 0.73696 | 0.13062 | 0.20758 | 0 | 0 | 0
392 | Residential, New, Single Family, Base 10 EER Room A/C & Elec Heat, ECM-192, HE Room Air Conditioner - EER 12 | 0.73696 | 0.12709 | 0.20197 | 0 | 0 | 0
393 | Residential, Existing, Multi Family, Base 10 EER Room A/C & Elec Heat, ECM-192, HE Room Air Conditioner - EER 12 | 0.73698 | 0.099181 | 0.15762 | 0 | 0 | 0
394 | Residential, New, Multi Family, Base 10 EER Room A/C & Elec Heat, ECM-192, HE Room Air Conditioner - EER 12 | 0.73698 | 0.09514 | 0.15119 | 0 | 0 | 0
395 | Residential, Existing, Mobile Home, Base 10 EER Room A/C & Elec Heat, ECM-192, HE Room Air Conditioner - EER 12 | 0.73705 | 0.094731 | 0.15053 | 0 | 0 | 0
396 | Residential, New, Mobile Home, Base 10 EER Room A/C & Elec Heat, ECM-192, HE Room Air Conditioner - EER 12 | 0.73705 | 0.090379 | 0.14361 | 0 | 0 | 0
397 | Residential, Existing, Single Family, Base 10 EER Room A/C & Elec Heat, ECM-196, Reflective Roof | 0.73684 | 0.20516 | 0.32609 | 0 | 0 | 0
398 | Residential, New, Single Family, Base 10 EER Room A/C & Elec Heat, ECM-196, Reflective Roof | 0.73684 | 0.1996 | 0.31726 | 0 | 0 | 0
399 | Residential, Existing, Multi Family, Base 10 EER Room A/C & Elec Heat, ECM-196, Reflective Roof | 0.73686 | 0.31576 | 0.50189 | 0 | 0 | 0
400 | Residential, New, Multi Family, Base 10 EER Room A/C & Elec Heat, ECM-196, Reflective Roof | 0.73686 | 0.3029 | 0.48144 | 0 | 0 | 0
401 | Residential, Existing, Mobile Home, Base 10 EER Room A/C & Elec Heat, ECM-196, Reflective Roof | 0.73691 | 0.35423 | 0.56298 | 0 | 0 | 0
402 | Residential, New, Mobile Home, Base 10 EER Room A/C & Elec Heat, ECM-196, Reflective Roof | 0.73691 | 0.34128 | 0.54241 | 0 | 0 | 0
403 | Residential, Existing, Single Family, Base 10 EER Room A/C & Elec Heat, ECM-197, Window Film | 0.73669 | 0.065207 | 0.12135 | 0 | 0 | 0
404 | Residential, New, Single Family, Base 10 EER Room A/C & Elec Heat, ECM-197, Window Film | 0.73669 | 0.063442 | 0.11807 | 0 | 0 | 0
405 | Residential, Existing, Multi Family, Base 10 EER Room A/C & Elec Heat, ECM-197, Window Film | 0.73671 | 0.13751 | 0.2559 | 0 | 0 | 0
406 | Residential, New, Multi Family, Base 10 EER Room A/C & Elec Heat, ECM-197, Window Film | 0.73671 | 0.52384 | 0.97487 | 0 | 0 | 0
407 | Residential, Existing, Mobile Home, Base 10 EER Room A/C & Elec Heat, ECM-197, Window Film | 0.73673 | 0.13366 | 0.24874 | 0 | 0 | 0
408 | Residential, New, Mobile Home, Base 10 EER Room A/C & Elec Heat, ECM-197, Window Film | 0.73673 | 0.22624 | 0.42101 | 0 | 0 | 0
409 | Residential, Existing, Single Family, Base 10 EER Room A/C & Elec Heat, ECM-198, Window Tinting | 0.7369 | 0.22544 | 0.30593 | 0 | 0 | 0
410 | Residential, New, Single Family, Base 10 EER Room A/C & Elec Heat, ECM-198, Window Tinting | 0.7369 | 0.21934 | 0.29765 | 0 | 0 | 0
411 | Residential, Existing, Multi Family, Base 10 EER Room A/C & Elec Heat, ECM-198, Window Tinting | 0.73692 | 0.37399 | 0.50751 | 0 | 0 | 0
412 | Residential, New, Multi Family, Base 10 EER Room A/C & Elec Heat, ECM-198, Window Tinting | 0.73692 | 1.4748 | 2.0013 | 0 | 0 | 0
413 | Residential, Existing, Mobile Home, Base 10 EER Room A/C & Elec Heat, ECM-198, Window Tinting | 0.73698 | 0.393 | 0.53325 | 0 | 0 | 0
414 | Residential, New, Mobile Home, Base 10 EER Room A/C & Elec Heat, ECM-198, Window Tinting | 0.73698 | 0.69041 | 0.93682 | 0 | 0 | 0
415 | Residential, Existing, Single Family, Base 10 EER Room A/C & Elec Heat, ECM-199, Default Window With Sunscreen | 0.73709 | 0.062696 | 0.11662 | 0 | 0 | 0
416 | Residential, New, Single Family, Base 10 EER Room A/C & Elec Heat, ECM-199, Default Window With Sunscreen | 0.73709 | 0.23958 | 0.44564 | 0 | 0 | 0
417 | Residential, Existing, Multi Family, Base 10 EER Room A/C & Elec Heat, ECM-199, Default Window With Sunscreen | 0.73713 | 0.10172 | 0.18919 | 0 | 0 | 0
418 | Residential, New, Multi Family, Base 10 EER Room A/C & Elec Heat, ECM-199, Default Window With Sunscreen | 0.73713 | 0.98381 | 1.8298 | 0 | 0 | 0
419 | Residential, Existing, Mobile Home, Base 10 EER Room A/C & Elec Heat, ECM-199, Default Window With Sunscreen | 0.73721 | 0.10689 | 0.19878 | 0 | 0 | 0
420 | Residential, New, Mobile Home, Base 10 EER Room A/C & Elec Heat, ECM-199, Default Window With Sunscreen | 0.73721 | 0.40448 | 0.75222 | 0 | 0 | 0
421 | Residential, Existing, Single Family, Base 10 EER Room A/C & Elec Heat, ECM-200, Single Pane Clear Windows to Double Pane Low-E Windows | 0.73701 | 0.1372 | 0.18616 | 0 | 0 | 0
422 | Residential, New, Single Family, Base 10 EER Room A/C & Elec Heat, ECM-200, Single Pane Clear Windows to Double Pane Low-E Windows | 0.73701 | 0.13348 | 0.18112 | 0 | 0 | 0
423 | Residential, Existing, Multi Family, Base 10 EER Room A/C & Elec Heat, ECM-200, Single Pane Clear Windows to Double Pane Low-E Windows | 0.73701 | 0.59131 | 0.80231 | 0 | 0 | 0
424 | Residential, New, Multi Family, Base 10 EER Room A/C & Elec Heat, ECM-200, Single Pane Clear Windows to Double Pane Low-E Windows | 0.73701 | 0.56722 | 0.76963 | 0 | 0 | 0
425 | Residential, Existing, Mobile Home, Base 10 EER Room A/C & Elec Heat, ECM-200, Single Pane Clear Windows to Double Pane Low-E Windows | 0.7371 | 0.20297 | 0.27536 | 0 | 0 | 0
426 | Residential, New, Mobile Home, Base 10 EER Room A/C & Elec Heat, ECM-200, Single Pane Clear Windows to Double Pane Low-E Windows | 0.7371 | 0.19364 | 0.26271 | 0 | 0 | 0
427 | Residential, Existing, Single Family, Base 10 EER Room A/C & Elec Heat, ECM-202, Ceiling R-0 to R-19 Insulation | 0.737 | 0.29628 | 0.40201 | 0 | 0 | 0
428 | Residential, New, Single Family, Base 10 EER Room A/C & Elec Heat, ECM-202, Ceiling R-0 to R-19 Insulation | 0.737 | 0.29628 | 0.40201 | 0 | 0 | 0
429 | Residential, Existing, Multi Family, Base 10 EER Room A/C & Elec Heat, ECM-202, Ceiling R-0 to R-19 Insulation | 0.73699 | 0.2136 | 0.28983 | 0 | 0 | 0
430 | Residential, New, Multi Family, Base 10 EER Room A/C & Elec Heat, ECM-202, Ceiling R-0 to R-19 Insulation | 0.73699 | 0.2049 | 0.27803 | 0 | 0 | 0
431 | Residential, Existing, Mobile Home, Base 10 EER Room A/C & Elec Heat, ECM-202, Ceiling R-0 to R-19 Insulation | 0.73709 | 0.26776 | 0.36327 | 0 | 0 | 0
432 | Residential, New, Mobile Home, Base 10 EER Room A/C & Elec Heat, ECM-202, Ceiling R-0 to R-19 Insulation | 0.73709 | 0.25797 | 0.34999 | 0 | 0 | 0
433 | Residential, Existing, Single Family, Base 10 EER Room A/C & Elec Heat, ECM-203, Ceiling R-19 to R-38 Insulation | 0.737 | 0.008473 | 0.011497 | 0 | 0 | 0
434 | Residential, New, Single Family, Base 10 EER Room A/C & Elec Heat, ECM-203, Ceiling R-19 to R-38 Insulation | 0.737 | 0.008244 | 0.011186 | 0 | 0 | 0
435 | Residential, Existing, Multi Family, Base 10 EER Room A/C & Elec Heat, ECM-203, Ceiling R-19 to R-38 Insulation | 0.73699 | 0.008098 | 0.010989 | 0 | 0 | 0
436 | Residential, New, Multi Family, Base 10 EER Room A/C & Elec Heat, ECM-203, Ceiling R-19 to R-38 Insulation | 0.73699 | 0.007769 | 0.010541 | 0 | 0 | 0
437 | Residential, Existing, Mobile Home, Base 10 EER Room A/C & Elec Heat, ECM-203, Ceiling R-19 to R-38 Insulation | 0.73709 | 0.00898 | 0.012182 | 0 | 0 | 0
438 | Residential, New, Mobile Home, Base 10 EER Room A/C & Elec Heat, ECM-203, Ceiling R-19 to R-38 Insulation | 0.73709 | 0.008567 | 0.011623 | 0 | 0 | 0
439 | Residential, Existing, Single Family, Base 10 EER Room A/C & Elec Heat, ECM-204, Wall 2x4 R-0 to Blow-In R-13 Insulation | 0.737 | 0.002542 | 0.00345 | 0 | 0 | 0
440 | Residential, New, Single Family, Base 10 EER Room A/C & Elec Heat, ECM-204, Wall 2x4 R-0 to Blow-In R-13 Insulation | 0.737 | 0.002474 | 0.003356 | 0 | 0 | 0
441 | Residential, Existing, Multi Family, Base 10 EER Room A/C & Elec Heat, ECM-204, Wall 2x4 R-0 to Blow-In R-13 Insulation | 0.73699 | 0.009892 | 0.013423 | 0 | 0 | 0
442 | Residential, New, Multi Family, Base 10 EER Room A/C & Elec Heat, ECM-204, Wall 2x4 R-0 to Blow-In R-13 Insulation | 0.73699 | 0.009489 | 0.012876 | 0 | 0 | 0
443 | Residential, Existing, Mobile Home, Base 10 EER Room A/C & Elec Heat, ECM-204, Wall 2x4 R-0 to Blow-In R-13 Insulation | 0.73709 | 0.004024 | 0.005459 | 0 | 0 | 0
444 | Residential, New, Mobile Home, Base 10 EER Room A/C & Elec Heat, ECM-204, Wall 2x4 R-0 to Blow-In R-13 Insulation | 0.73709 | 0.003839 | 0.005209 | 0 | 0 | 0
445 | Residential, Existing, Single Family, Base 10 EER Room A/C & Elec Heat, ECM-205, Weather Strip/Caulk w/Blower Door | 0.73653 | 0.085423 | 0.19306 | 0 | 0 | 0
446 | Residential, New, Single Family, Base 10 EER Room A/C & Elec Heat, ECM-205, Weather Strip/Caulk w/Blower Door | 0.73653 | 0.083112 | 0.18784 | 0 | 0 | 0
447 | Residential, Existing, Multi Family, Base 10 EER Room A/C & Elec Heat, ECM-205, Weather Strip/Caulk w/Blower Door | 0.73653 | 0.073864 | 0.16694 | 0 | 0 | 0
448 | Residential, New, Multi Family, Base 10 EER Room A/C & Elec Heat, ECM-205, Weather Strip/Caulk w/Blower Door | 0.73653 | 0.070855 | 0.16014 | 0 | 0 | 0
449 | Residential, Existing, Mobile Home, Base 10 EER Room A/C & Elec Heat, ECM-205, Weather Strip/Caulk w/Blower Door | 0.73654 | 0.070539 | 0.15942 | 0 | 0 | 0
450 | Residential, New, Mobile Home, Base 10 EER Room A/C & Elec Heat, ECM-205, Weather Strip/Caulk w/Blower Door | 0.73654 | 0.067298 | 0.1521 | 0 | 0 | 0
451 | Residential, Existing, Single Family, Base Lighting (43-Watt Incandescent), 0.5 hr/hday, ECM-221, CFL (18-Watt integral ballast), 0.5 hr/day | 0.73657 | 2.1171 | 2.8743 | 0 | 0 | 0
452 | Residential, New, Single Family, Base Lighting (43-Watt Incandescent), 0.5 hr/hday, ECM-221, CFL (18-Watt integral ballast), 0.5 hr/day | 0.73657 | 2.1171 | 2.8743 | 0 | 0 | 0
453 | Residential, Existing, Multi Family, Base Lighting (43-Watt Incandescent), 0.5 hr/hday, ECM-221, CFL (18-Watt integral ballast), 0.5 hr/day | 0.73657 | 2.1171 | 2.8743 | 0 | 0 | 0
454 | Residential, New, Multi Family, Base Lighting (43-Watt Incandescent), 0.5 hr/hday, ECM-221, CFL (18-Watt integral ballast), 0.5 hr/day | 0.73657 | 2.1171 | 2.8743 | 0 | 0 | 0
455 | Residential, Existing, Mobile Home, Base Lighting (43-Watt Incandescent), 0.5 hr/hday, ECM-221, CFL (18-Watt integral ballast), 0.5 hr/day | 0.73657 | 2.1171 | 2.8743 | 0 | 0 | 0
456 | Residential, New, Mobile Home, Base Lighting (43-Watt Incandescent), 0.5 hr/hday, ECM-221, CFL (18-Watt integral ballast), 0.5 hr/day | 0.73657 | 2.1171 | 2.8743 | 0 | 0 | 0
457 | Residential, Existing, Single Family, Base Lighting (43-Watt Incandescent), 0.5 hr/hday, ECM-222, LED (10-Watt integral ballast), 0.5 hr/day | 0.73657 | 0.18602 | 0.25255 | 0 | 0 | 0
458 | Residential, New, Single Family, Base Lighting (43-Watt Incandescent), 0.5 hr/hday, ECM-222, LED (10-Watt integral ballast), 0.5 hr/day | 0.73657 | 0.18602 | 0.25255 | 0 | 0 | 0
459 | Residential, Existing, Multi Family, Base Lighting (43-Watt Incandescent), 0.5 hr/hday, ECM-222, LED (10-Watt integral ballast), 0.5 hr/day | 0.73657 | 0.18602 | 0.25255 | 0 | 0 | 0
460 | Residential, New, Multi Family, Base Lighting (43-Watt Incandescent), 0.5 hr/hday, ECM-222, LED (10-Watt integral ballast), 0.5 hr/day | 0.73657 | 0.18602 | 0.25255 | 0 | 0 | 0
461 | Residential, Existing, Mobile Home, Base Lighting (43-Watt Incandescent), 0.5 hr/hday, ECM-222, LED (10-Watt integral ballast), 0.5 hr/day | 0.73657 | 0.18602 | 0.25255 | 0 | 0 | 0
462 | Residential, New, Mobile Home, Base Lighting (43-Watt Incandescent), 0.5 hr/hday, ECM-222, LED (10-Watt integral ballast), 0.5 hr/day | 0.73657 | 0.18602 | 0.25255 | 0 | 0 | 0
463 | Residential, Existing, Single Family, Base Lighting (43-Watt Incandescent), 2.5 hr/hday, ECM-231, CFL (18-Watt integral ballast), 2.5 hr/day | 0.73657 | 3.339 | 7.5459 | 0 | 0 | 0
464 | Residential, New, Single Family, Base Lighting (43-Watt Incandescent), 2.5 hr/hday, ECM-231, CFL (18-Watt integral ballast), 2.5 hr/day | 0.73657 | 3.339 | 7.5459 | 0 | 0 | 0
465 | Residential, Existing, Multi Family, Base Lighting (43-Watt Incandescent), 2.5 hr/hday, ECM-231, CFL (18-Watt integral ballast), 2.5 hr/day | 0.73657 | 3.339 | 7.5459 | 0 | 0 | 0
466 | Residential, New, Multi Family, Base Lighting (43-Watt Incandescent), 2.5 hr/hday, ECM-231, CFL (18-Watt integral ballast), 2.5 hr/day | 0.73657 | 3.339 | 7.5459 | 0 | 0 | 0
467 | Residential, Existing, Mobile Home, Base Lighting (43-Watt Incandescent), 2.5 hr/hday, ECM-231, CFL (18-Watt integral ballast), 2.5 hr/day | 0.73657 | 3.339 | 7.5459 | 0 | 0 | 0
468 | Residential, New, Mobile Home, Base Lighting (43-Watt Incandescent), 2.5 hr/hday, ECM-231, CFL (18-Watt integral ballast), 2.5 hr/day | 0.73657 | 3.339 | 7.5459 | 0 | 0 | 0
469 | Residential, Existing, Single Family, Base Lighting (43-Watt Incandescent), 2.5 hr/hday, ECM-232, LED (10-Watt integral ballast), 2.5 hr/day | 0.73657 | 0.9439 | 1.2815 | 0 | 0 | 0
470 | Residential, New, Single Family, Base Lighting (43-Watt Incandescent), 2.5 hr/hday, ECM-232, LED (10-Watt integral ballast), 2.5 hr/day | 0.73657 | 0.9439 | 1.2815 | 0 | 0 | 0
471 | Residential, Existing, Multi Family, Base Lighting (43-Watt Incandescent), 2.5 hr/hday, ECM-232, LED (10-Watt integral ballast), 2.5 hr/day | 0.73657 | 0.9439 | 1.2815 | 0 | 0 | 0
472 | Residential, New, Multi Family, Base Lighting (43-Watt Incandescent), 2.5 hr/hday, ECM-232, LED (10-Watt integral ballast), 2.5 hr/day | 0.73657 | 0.9439 | 1.2815 | 0 | 0 | 0
473 | Residential, Existing, Mobile Home, Base Lighting (43-Watt Incandescent), 2.5 hr/hday, ECM-232, LED (10-Watt integral ballast), 2.5 hr/day | 0.73657 | 0.9439 | 1.2815 | 0 | 0 | 0
474 | Residential, New, Mobile Home, Base Lighting (43-Watt Incandescent), 2.5 hr/hday, ECM-232, LED (10-Watt integral ballast), 2.5 hr/day | 0.73657 | 0.9439 | 1.2815 | 0 | 0 | 0
475 | Residential, Existing, Single Family, Base Lighting (43-Watt Incandescent), 6.0 hr/hday, ECM-241, CFL (18-Watt integral ballast), 6.0 hr/day | 0.73657 | 3.4481 | 8.8646 | 0 | 0 | 0
476 | Residential, New, Single Family, Base Lighting (43-Watt Incandescent), 6.0 hr/hday, ECM-241, CFL (18-Watt integral ballast), 6.0 hr/day | 0.73657 | 3.4481 | 8.8646 | 0 | 0 | 0
477 | Residential, Existing, Multi Family, Base Lighting (43-Watt Incandescent), 6.0 hr/hday, ECM-241, CFL (18-Watt integral ballast), 6.0 hr/day | 0.73657 | 3.4481 | 8.8646 | 0 | 0 | 0
478 | Residential, New, Multi Family, Base Lighting (43-Watt Incandescent), 6.0 hr/hday, ECM-241, CFL (18-Watt integral ballast), 6.0 hr/day | 0.73657 | 3.4481 | 8.8646 | 0 | 0 | 0
479 | Residential, Existing, Mobile Home, Base Lighting (43-Watt Incandescent), 6.0 hr/hday, ECM-241, CFL (18-Watt integral ballast), 6.0 hr/day | 0.73657 | 3.4481 | 8.8646 | 0 | 0 | 0
480 | Residential, New, Mobile Home, Base Lighting (43-Watt Incandescent), 6.0 hr/hday, ECM-241, CFL (18-Watt integral ballast), 6.0 hr/day | 0.73657 | 3.4481 | 8.8646 | 0 | 0 | 0
481 | Residential, Existing, Single Family, Base Lighting (43-Watt Incandescent), 6.0 hr/hday, ECM-242, LED (10-Watt integral ballast), 6.0 hr/day | 0.73657 | 1.409 | 2.5557 | 0 | 0 | 0
482 | Residential, New, Single Family, Base Lighting (43-Watt Incandescent), 6.0 hr/hday, ECM-242, LED (10-Watt integral ballast), 6.0 hr/day | 0.73657 | 1.409 | 2.5557 | 0 | 0 | 0
483 | Residential, Existing, Multi Family, Base Lighting (43-Watt Incandescent), 6.0 hr/hday, ECM-242, LED (10-Watt integral ballast), 6.0 hr/day | 0.73657 | 1.409 | 2.5557 | 0 | 0 | 0
484 | Residential, New, Multi Family, Base Lighting (43-Watt Incandescent), 6.0 hr/hday, ECM-242, LED (10-Watt integral ballast), 6.0 hr/day | 0.73657 | 1.409 | 2.5557 | 0 | 0 | 0
485 | Residential, Existing, Mobile Home, Base Lighting (43-Watt Incandescent), 6.0 hr/hday, ECM-242, LED (10-Watt integral ballast), 6.0 hr/day | 0.73657 | 1.409 | 2.5557 | 0 | 0 | 0
486 | Residential, New, Mobile Home, Base Lighting (43-Watt Incandescent), 6.0 hr/hday, ECM-242, LED (10-Watt integral ballast), 6.0 hr/day | 0.73657 | 1.409 | 2.5557 | 0 | 0 | 0
487 | Residential, Existing, Single Family, Base Fluorescent Fixture w/2L4'T12, 34W, 1EE, ECM-251, ROB 2L4'T8, 1EB | 0.73657 | 0.48889 | 0.66373 | 0 | 0 | 0
488 | Residential, New, Single Family, Base Fluorescent Fixture w/2L4'T12, 34W, 1EE, ECM-251, ROB 2L4'T8, 1EB | 0.73657 | 0.48889 | 0.66373 | 0 | 0 | 0
489 | Residential, Existing, Multi Family, Base Fluorescent Fixture w/2L4'T12, 34W, 1EE, ECM-251, ROB 2L4'T8, 1EB | 0.73657 | 0.48889 | 0.66373 | 0 | 0 | 0
490 | Residential, New, Multi Family, Base Fluorescent Fixture w/2L4'T12, 34W, 1EE, ECM-251, ROB 2L4'T8, 1EB | 0.73657 | 0.48889 | 0.66373 | 0 | 0 | 0
491 | Residential, Existing, Mobile Home, Base Fluorescent Fixture w/2L4'T12, 34W, 1EE, ECM-251, ROB 2L4'T8, 1EB | 0.73657 | 0.48889 | 0.66373 | 0 | 0 | 0
492 | Residential, New, Mobile Home, Base Fluorescent Fixture w/2L4'T12, 34W, 1EE, ECM-251, ROB 2L4'T8, 1EB | 0.73657 | 0.48889 | 0.66373 | 0 | 0 | 0
493 | Residential, Existing, Single Family, Base Fluorescent Fixture w/2L4'T12, 34W, 1EE, ECM-252, RET 2L4'T8, 1EB | 0.73657 | 0.4062 | 0.55147 | 0 | 0 | 0
494 | Residential, New, Single Family, Base Fluorescent Fixture w/2L4'T12, 34W, 1EE, ECM-252, RET 2L4'T8, 1EB | 0.73657 | 0.4062 | 0.55147 | 0 | 0 | 0
495 | Residential, Existing, Multi Family, Base Fluorescent Fixture w/2L4'T12, 34W, 1EE, ECM-252, RET 2L4'T8, 1EB | 0.73657 | 0.4062 | 0.55147 | 0 | 0 | 0
496 | Residential, New, Multi Family, Base Fluorescent Fixture w/2L4'T12, 34W, 1EE, ECM-252, RET 2L4'T8, 1EB | 0.73657 | 0.4062 | 0.55147 | 0 | 0 | 0
497 | Residential, Existing, Mobile Home, Base Fluorescent Fixture w/2L4'T12, 34W, 1EE, ECM-252, RET 2L4'T8, 1EB | 0.73657 | 0.4062 | 0.55147 | 0 | 0 | 0
498 | Residential, New, Mobile Home, Base Fluorescent Fixture w/2L4'T12, 34W, 1EE, ECM-252, RET 2L4'T8, 1EB | 0.73657 | 0.4062 | 0.55147 | 0 | 0 | 0
499 | Residential, Existing, Single Family, Base Outdoor Lighting, ECM-261, CFL - medium screw based <30 Watts | 0.73657 | 0.18214 | 0.46825 | 0 | 0 | 0
500 | Residential, New, Single Family, Base Outdoor Lighting, ECM-261, CFL - medium screw based <30 Watts | 0.73657 | 0.18214 | 0.46825 | 0 | 0 | 0
501 | Residential, Existing, Multi Family, Base Outdoor Lighting, ECM-261, CFL - medium screw based <30 Watts | 0.73657 | 0.17728 | 0.45577 | 0 | 0 | 0
502 | Residential, New, Multi Family, Base Outdoor Lighting, ECM-261, CFL - medium screw based <30 Watts | 0.73657 | 0.17728 | 0.45577 | 0 | 0 | 0
503 | Residential, Existing, Mobile Home, Base Outdoor Lighting, ECM-261, CFL - medium screw based <30 Watts | 0.73657 | 0.17513 | 0.45023 | 0 | 0 | 0
504 | Residential, New, Mobile Home, Base Outdoor Lighting, ECM-261, CFL - medium screw based <30 Watts | 0.73657 | 0.17513 | 0.45023 | 0 | 0 | 0
505 | Residential, Existing, Single Family, Base Outdoor Lighting, ECM-262, Photocell/timeclock | 0.73657 | 0.13194 | 0.17913 | 0 | 0 | 0
506 | Residential, New, Single Family, Base Outdoor Lighting, ECM-262, Photocell/timeclock | 0.73657 | 0.13194 | 0.17913 | 0 | 0 | 0
507 | Residential, Existing, Multi Family, Base Outdoor Lighting, ECM-262, Photocell/timeclock | 0.73657 | 0.13023 | 0.17681 | 0 | 0 | 0
508 | Residential, New, Multi Family, Base Outdoor Lighting, ECM-262, Photocell/timeclock | 0.73657 | 0.13023 | 0.17681 | 0 | 0 | 0
509 | Residential, Existing, Mobile Home, Base Outdoor Lighting, ECM-262, Photocell/timeclock | 0.73657 | 0.12947 | 0.17577 | 0 | 0 | 0
510 | Residential, New, Mobile Home, Base Outdoor Lighting, ECM-262, Photocell/timeclock | 0.73657 | 0.12947 | 0.17577 | 0 | 0 | 0
511 | Residential, Existing, Single Family, Base Outdoor Lighting, ECM-263, LED 13W Outdoor | 0.73657 | 2.1172 | 3.8403 | 0 | 0 | 0
512 | Residential, New, Single Family, Base Outdoor Lighting, ECM-263, LED 13W Outdoor | 0.73657 | 2.1172 | 3.8403 | 0 | 0 | 0
513 | Residential, Existing, Multi Family, Base Outdoor Lighting, ECM-263, LED 13W Outdoor | 0.73657 | 2.1172 | 3.8403 | 0 | 0 | 0
514 | Residential, New, Multi Family, Base Outdoor Lighting, ECM-263, LED 13W Outdoor | 0.73657 | 2.1172 | 3.8403 | 0 | 0 | 0
515 | Residential, Existing, Mobile Home, Base Outdoor Lighting, ECM-263, LED 13W Outdoor | 0.73657 | 2.1172 | 3.8403 | 0 | 0 | 0
516 | Residential, New, Mobile Home, Base Outdoor Lighting, ECM-263, LED 13W Outdoor | 0.73657 | 2.1172 | 3.8403 | 0 | 0 | 0
517 | Residential, Existing, Single Family, Base Refrigerator (18 cf w/top-mount freezer, no through-door ice), ECM-301, HE Refrigerator - Energy Star version | 0.73666 | 1.1734 | 1.9313 | 0 | 0 | 0
518 | Residential, New, Single Family, Base Refrigerator (18 cf w/top-mount freezer, no through-door ice), ECM-301, HE Refrigerator - Energy Star version | 0.73666 | 1.1734 | 1.9313 | 0 | 0 | 0
519 | Residential, Existing, Multi Family, Base Refrigerator (18 cf w/top-mount freezer, no through-door ice), ECM-301, HE Refrigerator - Energy Star version | 0.73666 | 1.4878 | 2.4488 | 0 | 0 | 0
520 | Residential, New, Multi Family, Base Refrigerator (18 cf w/top-mount freezer, no through-door ice), ECM-301, HE Refrigerator - Energy Star version | 0.73666 | 1.4878 | 2.4488 | 0 | 0 | 0
521 | Residential, Existing, Mobile Home, Base Refrigerator (18 cf w/top-mount freezer, no through-door ice), ECM-301, HE Refrigerator - Energy Star version | 0.73666 | 1.1902 | 1.959 | 0 | 0 | 0
522 | Residential, New, Mobile Home, Base Refrigerator (18 cf w/top-mount freezer, no through-door ice), ECM-301, HE Refrigerator - Energy Star version | 0.73666 | 1.1902 | 1.959 | 0 | 0 | 0
523 | Residential, Existing, Single Family, Base Refrigerator (18 cf w/top-mount freezer, no through-door ice), ECM-302, Refrigerator Recycling | 0.73666 | 2.767 | 5.0185 | 0 | 0 | 0
524 | Residential, New, Single Family, Base Refrigerator (18 cf w/top-mount freezer, no through-door ice), ECM-302, Refrigerator Recycling | 0.73666 | 2.767 | 5.0185 | 0 | 0 | 0
525 | Residential, Existing, Multi Family, Base Refrigerator (18 cf w/top-mount freezer, no through-door ice), ECM-302, Refrigerator Recycling | 0.73666 | 3.4588 | 6.2731 | 0 | 0 | 0
526 | Residential, New, Multi Family, Base Refrigerator (18 cf w/top-mount freezer, no through-door ice), ECM-302, Refrigerator Recycling | 0.73666 | 3.4588 | 6.2731 | 0 | 0 | 0
527 | Residential, Existing, Mobile Home, Base Refrigerator (18 cf w/top-mount freezer, no through-door ice), ECM-302, Refrigerator Recycling | 0.73666 | 2.767 | 5.0185 | 0 | 0 | 0
528 | Residential, New, Mobile Home, Base Refrigerator (18 cf w/top-mount freezer, no through-door ice), ECM-302, Refrigerator Recycling | 0.73666 | 2.767 | 5.0185 | 0 | 0 | 0
529 | Residential, Existing, Single Family, Base Freezer, ECM-351, HE Freezer | 0.73666 | 0.57547 | 1.0437 | 0 | 0 | 0
530 | Residential, New, Single Family, Base Freezer, ECM-351, HE Freezer | 0.73666 | 0.57547 | 1.0437 | 0 | 0 | 0
531 | Residential, Existing, Multi Family, Base Freezer, ECM-351, HE Freezer | 0.73666 | 0.7258 | 1.3164 | 0 | 0 | 0
532 | Residential, New, Multi Family, Base Freezer, ECM-351, HE Freezer | 0.73666 | 0.7258 | 1.3164 | 0 | 0 | 0
533 | Residential, Existing, Mobile Home, Base Freezer, ECM-351, HE Freezer | 0.73666 | 0.5814 | 1.0545 | 0 | 0 | 0
534 | Residential, New, Mobile Home, Base Freezer, ECM-351, HE Freezer | 0.73666 | 0.5814 | 1.0545 | 0 | 0 | 0
535 | Residential, Existing, Single Family, Base Freezer, ECM-352, Freezer Recycling | 0.73666 | 1.6623 | 3.0149 | 0 | 0 | 0
536 | Residential, New, Single Family, Base Freezer, ECM-352, Freezer Recycling | 0.73666 | 1.6623 | 3.0149 | 0 | 0 | 0
537 | Residential, Existing, Multi Family, Base Freezer, ECM-352, Freezer Recycling | 0.73666 | 2.0779 | 3.7686 | 0 | 0 | 0
538 | Residential, New, Multi Family, Base Freezer, ECM-352, Freezer Recycling | 0.73666 | 2.0779 | 3.7686 | 0 | 0 | 0
539 | Residential, Existing, Mobile Home, Base Freezer, ECM-352, Freezer Recycling | 0.73666 | 1.6623 | 3.0149 | 0 | 0 | 0
540 | Residential, New, Mobile Home, Base Freezer, ECM-352, Freezer Recycling | 0.73666 | 1.6623 | 3.0149 | 0 | 0 | 0
541 | Residential, Existing, Single Family, Base 40 gal. Water Heating (EF=0.948), ECM-401, Heat Pump Water Heater (EF=2.3) | 0.73665 | 0.26782 | 0.49845 | 0 | 0 | 0
542 | Residential, New, Single Family, Base 40 gal. Water Heating (EF=0.948), ECM-401, Heat Pump Water Heater (EF=2.3) | 0.73665 | 0.26782 | 0.49845 | 0 | 0 | 0
543 | Residential, Existing, Multi Family, Base 40 gal. Water Heating (EF=0.948), ECM-401, Heat Pump Water Heater (EF=2.3) | 0.73667 | 0.17495 | 0.3256 | 0 | 0 | 0
544 | Residential, New, Multi Family, Base 40 gal. Water Heating (EF=0.948), ECM-401, Heat Pump Water Heater (EF=2.3) | 0.73667 | 0.17495 | 0.3256 | 0 | 0 | 0
545 | Residential, Existing, Mobile Home, Base 40 gal. Water Heating (EF=0.948), ECM-401, Heat Pump Water Heater (EF=2.3) | 0.73665 | 0.2032 | 0.37819 | 0 | 0 | 0
546 | Residential, New, Mobile Home, Base 40 gal. Water Heating (EF=0.948), ECM-401, Heat Pump Water Heater (EF=2.3) | 0.73665 | 0.2032 | 0.37819 | 0 | 0 | 0
547 | Residential, Existing, Single Family, Base 40 gal. Water Heating (EF=0.948), ECM-403, Solar Water Heat | 0.73657 | 0.099215 | 0.15776 | 0 | 0 | 0
548 | Residential, New, Single Family, Base 40 gal. Water Heating (EF=0.948), ECM-403, Solar Water Heat | 0.73657 | 0.099215 | 0.15776 | 0 | 0 | 0
549 | Residential, Existing, Multi Family, Base 40 gal. Water Heating (EF=0.948), ECM-403, Solar Water Heat | 0.73659 | 0.06481 | 0.10305 | 0 | 0 | 0
550 | Residential, New, Multi Family, Base 40 gal. Water Heating (EF=0.948), ECM-403, Solar Water Heat | 0.73659 | 0.06481 | 0.10305 | 0 | 0 | 0
551 | Residential, Existing, Mobile Home, Base 40 gal. Water Heating (EF=0.948), ECM-403, Solar Water Heat | 0.73657 | 0.07528 | 0.1197 | 0 | 0 | 0
552 | Residential, New, Mobile Home, Base 40 gal. Water Heating (EF=0.948), ECM-403, Solar Water Heat | 0.73657 | 0.07528 | 0.1197 | 0 | 0 | 0
553 | Residential, Existing, Single Family, Base 40 gal. Water Heating (EF=0.948), ECM-404, AC Heat Recovery Units | 0.73674 | 0.10657 | 0.19833 | 0 | 0 | 0
554 | Residential, New, Single Family, Base 40 gal. Water Heating (EF=0.948), ECM-404, AC Heat Recovery Units | 0.73674 | 0.10657 | 0.19833 | 0 | 0 | 0
555 | Residential, Existing, Multi Family, Base 40 gal. Water Heating (EF=0.948), ECM-404, AC Heat Recovery Units | 0.73678 | 0.069623 | 0.12956 | 0 | 0 | 0
556 | Residential, New, Multi Family, Base 40 gal. Water Heating (EF=0.948), ECM-404, AC Heat Recovery Units | 0.73678 | 0.069623 | 0.12956 | 0 | 0 | 0
557 | Residential, Existing, Mobile Home, Base 40 gal. Water Heating (EF=0.948), ECM-404, AC Heat Recovery Units | 0.73674 | 0.080864 | 0.15048 | 0 | 0 | 0
558 | Residential, New, Mobile Home, Base 40 gal. Water Heating (EF=0.948), ECM-404, AC Heat Recovery Units | 0.73674 | 0.080864 | 0.15048 | 0 | 0 | 0
559 | Residential, Existing, Single Family, Base 40 gal. Water Heating (EF=0.948), ECM-405, Low Flow Showerhead | 0.73665 | 2.1339 | 3.9715 | 0 | 0 | 0
560 | Residential, New, Single Family, Base 40 gal. Water Heating (EF=0.948), ECM-405, Low Flow Showerhead | 0.73665 | 2.1339 | 3.9715 | 0 | 0 | 0
561 | Residential, Existing, Multi Family, Base 40 gal. Water Heating (EF=0.948), ECM-405, Low Flow Showerhead | 0.73667 | 1.394 | 2.5943 | 0 | 0 | 0
562 | Residential, New, Multi Family, Base 40 gal. Water Heating (EF=0.948), ECM-405, Low Flow Showerhead | 0.73667 | 1.394 | 2.5943 | 0 | 0 | 0
563 | Residential, Existing, Mobile Home, Base 40 gal. Water Heating (EF=0.948), ECM-405, Low Flow Showerhead | 0.73665 | 1.6191 | 3.0134 | 0 | 0 | 0
564 | Residential, New, Mobile Home, Base 40 gal. Water Heating (EF=0.948), ECM-405, Low Flow Showerhead | 0.73665 | 1.6191 | 3.0134 | 0 | 0 | 0
565 | Residential, Existing, Single Family, Base 40 gal. Water Heating (EF=0.948), ECM-406, Pipe Wrap | 0.73665 | 0.71193 | 1.2126 | 0 | 0 | 0
566 | Residential, New, Single Family, Base 40 gal. Water Heating (EF=0.948), ECM-406, Pipe Wrap | 0.73665 | 0.71193 | 1.2126 | 0 | 0 | 0
567 | Residential, Existing, Multi Family, Base 40 gal. Water Heating (EF=0.948), ECM-406, Pipe Wrap | 0.73667 | 0.46506 | 0.79208 | 0 | 0 | 0
568 | Residential, New, Multi Family, Base 40 gal. Water Heating (EF=0.948), ECM-406, Pipe Wrap | 0.73667 | 0.46506 | 0.79208 | 0 | 0 | 0
569 | Residential, Existing, Mobile Home, Base 40 gal. Water Heating (EF=0.948), ECM-406, Pipe Wrap | 0.73665 | 0.54016 | 0.92002 | 0 | 0 | 0
570 | Residential, New, Mobile Home, Base 40 gal. Water Heating (EF=0.948), ECM-406, Pipe Wrap | 0.73665 | 0.54016 | 0.92002 | 0 | 0 | 0
571 | Residential, Existing, Single Family, Base 40 gal. Water Heating (EF=0.948), ECM-407, Faucet Aerators | 0.73665 | 2.6646 | 4.9592 | 0 | 0 | 0
572 | Residential, New, Single Family, Base 40 gal. Water Heating (EF=0.948), ECM-407, Faucet Aerators | 0.73665 | 2.6646 | 4.9592 | 0 | 0 | 0
573 | Residential, Existing, Multi Family, Base 40 gal. Water Heating (EF=0.948), ECM-407, Faucet Aerators | 0.73667 | 1.7406 | 3.2395 | 0 | 0 | 0
574 | Residential, New, Multi Family, Base 40 gal. Water Heating (EF=0.948), ECM-407, Faucet Aerators | 0.73667 | 1.7406 | 3.2395 | 0 | 0 | 0
575 | Residential, Existing, Mobile Home, Base 40 gal. Water Heating (EF=0.948), ECM-407, Faucet Aerators | 0.73665 | 2.0217 | 3.7628 | 0 | 0 | 0
576 | Residential, New, Mobile Home, Base 40 gal. Water Heating (EF=0.948), ECM-407, Faucet Aerators | 0.73665 | 2.0217 | 3.7628 | 0 | 0 | 0
577 | Residential, Existing, Single Family, Base 40 gal. Water Heating (EF=0.948), ECM-408, Water Heater Blanket | 0.73665 | 4.7225 | 9.8712 | 0 | 0 | 0
578 | Residential, New, Single Family, Base 40 gal. Water Heating (EF=0.948), ECM-408, Water Heater Blanket | 0.73665 | 4.7225 | 9.8712 | 0 | 0 | 0
579 | Residential, Existing, Multi Family, Base 40 gal. Water Heating (EF=0.948), ECM-408, Water Heater Blanket | 0.73667 | 3.0849 | 6.4481 | 0 | 0 | 0
580 | Residential, New, Multi Family, Base 40 gal. Water Heating (EF=0.948), ECM-408, Water Heater Blanket | 0.73667 | 3.0849 | 6.4481 | 0 | 0 | 0
581 | Residential, Existing, Mobile Home, Base 40 gal. Water Heating (EF=0.948), ECM-408, Water Heater Blanket | 0.73665 | 3.5831 | 7.4897 | 0 | 0 | 0
582 | Residential, New, Mobile Home, Base 40 gal. Water Heating (EF=0.948), ECM-408, Water Heater Blanket | 0.73665 | 3.5831 | 7.4897 | 0 | 0 | 0
583 | Residential, Existing, Single Family, Base 40 gal. Water Heating (EF=0.948), ECM-409, Water Heater Temperature Check and Adjustment | 0.73665 | 0.82449 | 1.8631 | 0 | 0 | 0
584 | Residential, New, Single Family, Base 40 gal. Water Heating (EF=0.948), ECM-409, Water Heater Temperature Check and Adjustment | 0.73665 | 0.82449 | 1.8631 | 0 | 0 | 0
585 | Residential, Existing, Multi Family, Base 40 gal. Water Heating (EF=0.948), ECM-409, Water Heater Temperature Check and Adjustment | 0.73667 | 0.53859 | 1.217 | 0 | 0 | 0
586 | Residential, New, Multi Family, Base 40 gal. Water Heating (EF=0.948), ECM-409, Water Heater Temperature Check and Adjustment | 0.73667 | 0.53859 | 1.217 | 0 | 0 | 0
587 | Residential, Existing, Mobile Home, Base 40 gal. Water Heating (EF=0.948), ECM-409, Water Heater Temperature Check and Adjustment | 0.73665 | 0.62557 | 1.4136 | 0 | 0 | 0
588 | Residential, New, Mobile Home, Base 40 gal. Water Heating (EF=0.948), ECM-409, Water Heater Temperature Check and Adjustment | 0.73665 | 0.62557 | 1.4136 | 0 | 0 | 0
589 | Residential, Existing, Single Family, Base 40 gal. Water Heating (EF=0.948), ECM-410, Water Heater Timeclock | 0.73665 | 0.64213 | 1.1951 | 0 | 0 | 0
590 | Residential, New, Single Family, Base 40 gal. Water Heating (EF=0.948), ECM-410, Water Heater Timeclock | 0.73665 | 0.64213 | 1.1951 | 0 | 0 | 0
591 | Residential, Existing, Multi Family, Base 40 gal. Water Heating (EF=0.948), ECM-410, Water Heater Timeclock | 0.73667 | 0.41947 | 0.78066 | 0 | 0 | 0
592 | Residential, New, Multi Family, Base 40 gal. Water Heating (EF=0.948), ECM-410, Water Heater Timeclock | 0.73667 | 0.41947 | 0.78066 | 0 | 0 | 0
593 | Residential, Existing, Mobile Home, Base 40 gal. Water Heating (EF=0.948), ECM-410, Water Heater Timeclock | 0.73665 | 0.4872 | 0.90676 | 0 | 0 | 0
594 | Residential, New, Mobile Home, Base 40 gal. Water Heating (EF=0.948), ECM-410, Water Heater Timeclock | 0.73665 | 0.4872 | 0.90676 | 0 | 0 | 0
595 | Residential, Existing, Single Family, Base 40 gal. Water Heating (EF=0.948), ECM-411, Heat Trap | 0.73665 | 3.5385 | 6.5856 | 0 | 0 | 0
596 | Residential, New, Single Family, Base 40 gal. Water Heating (EF=0.948), ECM-411, Heat Trap | 0.73665 | 3.5385 | 6.5856 | 0 | 0 | 0
597 | Residential, Existing, Multi Family, Base 40 gal. Water Heating (EF=0.948), ECM-411, Heat Trap | 0.73667 | 2.3115 | 4.3019 | 0 | 0 | 0
598 | Residential, New, Multi Family, Base 40 gal. Water Heating (EF=0.948), ECM-411, Heat Trap | 0.73667 | 2.3115 | 4.3019 | 0 | 0 | 0
599 | Residential, Existing, Mobile Home, Base 40 gal. Water Heating (EF=0.948), ECM-411, Heat Trap | 0.73665 | 2.6848 | 4.9968 | 0 | 0 | 0
600 | Residential, New, Mobile Home, Base 40 gal. Water Heating (EF=0.948), ECM-411, Heat Trap | 0.73665 | 2.6848 | 4.9968 | 0 | 0 | 0
601 | Residential, Existing, Single Family, Base Clotheswasher, ECM-502, Energy Star CW CEE Tier 2 | 0.73667 | 0.21788 | 0.39515 | 0 | 0 | 0
602 | Residential, New, Single Family, Base Clotheswasher, ECM-502, Energy Star CW CEE Tier 2 | 0.73667 | 0.21788 | 0.39515 | 0 | 0 | 0
603 | Residential, Existing, Multi Family, Base Clotheswasher, ECM-502, Energy Star CW CEE Tier 2 | 0.73667 | 0.21788 | 0.39515 | 0 | 0 | 0
604 | Residential, New, Multi Family, Base Clotheswasher, ECM-502, Energy Star CW CEE Tier 2 | 0.73667 | 0.21788 | 0.39515 | 0 | 0 | 0
605 | Residential, Existing, Mobile Home, Base Clotheswasher, ECM-502, Energy Star CW CEE Tier 2 | 0.73667 | 0.21788 | 0.39515 | 0 | 0 | 0
606 | Residential, New, Mobile Home, Base Clotheswasher, ECM-502, Energy Star CW CEE Tier 2 | 0.73667 | 0.21788 | 0.39515 | 0 | 0 | 0
607 | Residential, Existing, Single Family, Base Clotheswasher, ECM-503, Energy Star CW CEE Tier 2 | 0.73667 | 0.19367 | 0.35125 | 0 | 0 | 0
608 | Residential, New, Single Family, Base Clotheswasher, ECM-503, Energy Star CW CEE Tier 2 | 0.73667 | 0.19367 | 0.35125 | 0 | 0 | 0
609 | Residential, Existing, Multi Family, Base Clotheswasher, ECM-503, Energy Star CW CEE Tier 2 | 0.73667 | 0.19367 | 0.35125 | 0 | 0 | 0
610 | Residential, New, Multi Family, Base Clotheswasher, ECM-503, Energy Star CW CEE Tier 2 | 0.73667 | 0.19367 | 0.35125 | 0 | 0 | 0
611 | Residential, Existing, Mobile Home, Base Clotheswasher, ECM-503, Energy Star CW CEE Tier 2 | 0.73667 | 0.19367 | 0.35125 | 0 | 0 | 0
612 | Residential, New, Mobile Home, Base Clotheswasher, ECM-503, Energy Star CW CEE Tier 2 | 0.73667 | 0.19367 | 0.35125 | 0 | 0 | 0
613 | Residential, Existing, Single Family, Base Dishwasher, ECM-701, Energy Star DW | 0.73661 | 0.25126 | 0.42797 | 0 | 0 | 0
614 | Residential, New, Single Family, Base Dishwasher, ECM-701, Energy Star DW | 0.73661 | 0.25126 | 0.42797 | 0 | 0 | 0
615 | Residential, Existing, Multi Family, Base Dishwasher, ECM-701, Energy Star DW | 0.73661 | 0.19297 | 0.32868 | 0 | 0 | 0
616 | Residential, New, Multi Family, Base Dishwasher, ECM-701, Energy Star DW | 0.73661 | 0.19297 | 0.32868 | 0 | 0 | 0
617 | Residential, Existing, Mobile Home, Base Dishwasher, ECM-701, Energy Star DW | 0.73661 | 0.19297 | 0.32868 | 0 | 0 | 0
618 | Residential, New, Mobile Home, Base Dishwasher, ECM-701, Energy Star DW | 0.73661 | 0.19297 | 0.32868 | 0 | 0 | 0
619 | Residential, Existing, Single Family, Base Pool Pump and Motor (1.5 hp), ECM-801, Two Speed Pool Pump (1.5 hp) | 0.73668 | 1.0766 | 2.4327 | 0 | 0 | 0
620 | Residential, New, Single Family, Base Pool Pump and Motor (1.5 hp), ECM-801, Two Speed Pool Pump (1.5 hp) | 0.73668 | 1.0766 | 2.4327 | 0 | 0 | 0
621 | Residential, Existing, Multi Family, Base Pool Pump and Motor (1.5 hp), ECM-801, Two Speed Pool Pump (1.5 hp) | 0.73668 | 1.0766 | 2.4327 | 0 | 0 | 0
622 | Residential, New, Multi Family, Base Pool Pump and Motor (1.5 hp), ECM-801, Two Speed Pool Pump (1.5 hp) | 0.73668 | 1.0766 | 2.4327 | 0 | 0 | 0
623 | Residential, Existing, Mobile Home, Base Pool Pump and Motor (1.5 hp), ECM-801, Two Speed Pool Pump (1.5 hp) | 0.73668 | 1.0766 | 2.4327 | 0 | 0 | 0
624 | Residential, New, Mobile Home, Base Pool Pump and Motor (1.5 hp), ECM-801, Two Speed Pool Pump (1.5 hp) | 0.73668 | 1.0766 | 2.4327 | 0 | 0 | 0
625 | Residential, Existing, Single Family, Base Pool Pump and Motor (1.5 hp), ECM-802, High Efficiency One Speed Pool Pump (1.5 hp) | 0.73668 | 2.8454 | 6.4295 | 0 | 0 | 0
626 | Residential, New, Single Family, Base Pool Pump and Motor (1.5 hp), ECM-802, High Efficiency One Speed Pool Pump (1.5 hp) | 0.73668 | 2.8454 | 6.4295 | 0 | 0 | 0
627 | Residential, Existing, Multi Family, Base Pool Pump and Motor (1.5 hp), ECM-802, High Efficiency One Speed Pool Pump (1.5 hp) | 0.73668 | 2.8454 | 6.4295 | 0 | 0 | 0
628 | Residential, New, Multi Family, Base Pool Pump and Motor (1.5 hp), ECM-802, High Efficiency One Speed Pool Pump (1.5 hp) | 0.73668 | 2.8454 | 6.4295 | 0 | 0 | 0
629 | Residential, Existing, Mobile Home, Base Pool Pump and Motor (1.5 hp), ECM-802, High Efficiency One Speed Pool Pump (1.5 hp) | 0.73668 | 2.8454 | 6.4295 | 0 | 0 | 0
630 | Residential, New, Mobile Home, Base Pool Pump and Motor (1.5 hp), ECM-802, High Efficiency One Speed Pool Pump (1.5 hp) | 0.73668 | 2.8454 | 6.4295 | 0 | 0 | 0
631 | Residential, Existing, Single Family, Base Pool Pump and Motor (1.5 hp), ECM-803, Variable-Speed Pool Pump (<1 hp) | 0.73668 | 0.35443 | 0.65961 | 0 | 0 | 0
632 | Residential, New, Single Family, Base Pool Pump and Motor (1.5 hp), ECM-803, Variable-Speed Pool Pump (<1 hp) | 0.73668 | 0.35443 | 0.65961 | 0 | 0 | 0
633 | Residential, Existing, Multi Family, Base Pool Pump and Motor (1.5 hp), ECM-803, Variable-Speed Pool Pump (<1 hp) | 0.73668 | 0.35443 | 0.65961 | 0 | 0 | 0
634 | Residential, New, Multi Family, Base Pool Pump and Motor (1.5 hp), ECM-803, Variable-Speed Pool Pump (<1 hp) | 0.73668 | 0.35443 | 0.65961 | 0 | 0 | 0
635 | Residential, Existing, Mobile Home, Base Pool Pump and Motor (1.5 hp), ECM-803, Variable-Speed Pool Pump (<1 hp) | 0.73668 | 0.35443 | 0.65961 | 0 | 0 | 0
636 | Residential, New, Mobile Home, Base Pool Pump and Motor (1.5 hp), ECM-803, Variable-Speed Pool Pump (<1 hp) | 0.73668 | 0.35443 | 0.65961 | 0 | 0 | 0
637 | Residential, Existing, Single Family, Base Pool Pump and Motor (1.5 hp), ECM-804, PV-Powered Pool Pumps | 0.73668 | 0.076635 | 0.14262 | 0 | 0 | 0
638 | Residential, New, Single Family, Base Pool Pump and Motor (1.5 hp), ECM-804, PV-Powered Pool Pumps | 0.73668 | 0.076635 | 0.14262 | 0 | 0 | 0
639 | Residential, Existing, Multi Family, Base Pool Pump and Motor (1.5 hp), ECM-804, PV-Powered Pool Pumps | 0.73668 | 0.076635 | 0.14262 | 0 | 0 | 0
640 | Residential, New, Multi Family, Base Pool Pump and Motor (1.5 hp), ECM-804, PV-Powered Pool Pumps | 0.73668 | 0.076635 | 0.14262 | 0 | 0 | 0
641 | Residential, Existing, Mobile Home, Base Pool Pump and Motor (1.5 hp), ECM-804, PV-Powered Pool Pumps | 0.73668 | 0.076635 | 0.14262 | 0 | 0 | 0
642 | Residential, New, Mobile Home, Base Pool Pump and Motor (1.5 hp), ECM-804, PV-Powered Pool Pumps | 0.73668 | 0.076635 | 0.14262 | 0 | 0 | 0
643 | Residential, Existing, Single Family, Base CRT TV, ECM-901, Energy Star TV | 0.73664 | 99999 | 99999 | 0 | 0 | 0
644 | Residential, New, Single Family, Base CRT TV, ECM-901, Energy Star TV | 0.73664 | 99999 | 99999 | 0 | 0 | 0
645 | Residential, Existing, Multi Family, Base CRT TV, ECM-901, Energy Star TV | 0.73665 | 99999 | 99999 | 0 | 0 | 0
646 | Residential, New, Multi Family, Base CRT TV, ECM-901, Energy Star TV | 0.73665 | 99999 | 99999 | 0 | 0 | 0
647 | Residential, Existing, Mobile Home, Base CRT TV, ECM-901, Energy Star TV | 0.73664 | 99999 | 99999 | 0 | 0 | 0
648 | Residential, New, Mobile Home, Base CRT TV, ECM-901, Energy Star TV | 0.73664 | 99999 | 99999 | 0 | 0 | 0
649 | Residential, Existing, Single Family, Base Large-screen TV, ECM-911, Energy Star TV | 0.73664 | 99999 | 99999 | 0 | 0 | 0
650 | Residential, New, Single Family, Base Large-screen TV, ECM-911, Energy Star TV | 0.73664 | 99999 | 99999 | 0 | 0 | 0
651 | Residential, Existing, Multi Family, Base Large-screen TV, ECM-911, Energy Star TV | 0.73665 | 99999 | 99999 | 0 | 0 | 0
652 | Residential, New, Multi Family, Base Large-screen TV, ECM-911, Energy Star TV | 0.73665 | 99999 | 99999 | 0 | 0 | 0
653 | Residential, Existing, Mobile Home, Base Large-screen TV, ECM-911, Energy Star TV | 0.73664 | 99999 | 99999 | 0 | 0 | 0
654 | Residential, New, Mobile Home, Base Large-screen TV, ECM-911, Energy Star TV | 0.73664 | 99999 | 99999 | 0 | 0 | 0
655 | Residential, Existing, Single Family, Base Set-Top Box, ECM-921, Energy Star Set-Top Box | 0.73664 | 99999 | 99999 | 0 | 0 | 0
656 | Residential, New, Single Family, Base Set-Top Box, ECM-921, Energy Star Set-Top Box | 0.73664 | 99999 | 99999 | 0 | 0 | 0
657 | Residential, Existing, Multi Family, Base Set-Top Box, ECM-921, Energy Star Set-Top Box | 0.73665 | 99999 | 99999 | 0 | 0 | 0
658 | Residential, New, Multi Family, Base Set-Top Box, ECM-921, Energy Star Set-Top Box | 0.73665 | 99999 | 99999 | 0 | 0 | 0
659 | Residential, Existing, Mobile Home, Base Set-Top Box, ECM-921, Energy Star Set-Top Box | 0.73664 | 99999 | 99999 | 0 | 0 | 0
660 | Residential, New, Mobile Home, Base Set-Top Box, ECM-921, Energy Star Set-Top Box | 0.73664 | 99999 | 99999 | 0 | 0 | 0
661 | Residential, Existing, Single Family, Base DVD Player, ECM-931, Energy Star DVD Player | 0.73664 | 99999 | 99999 | 0 | 0 | 0
662 | Residential, New, Single Family, Base DVD Player, ECM-931, Energy Star DVD Player | 0.73664 | 99999 | 99999 | 0 | 0 | 0
663 | Residential, Existing, Multi Family, Base DVD Player, ECM-931, Energy Star DVD Player | 0.73665 | 99999 | 99999 | 0 | 0 | 0
664 | Residential, New, Multi Family, Base DVD Player, ECM-931, Energy Star DVD Player | 0.73665 | 99999 | 99999 | 0 | 0 | 0
665 | Residential, Existing, Mobile Home, Base DVD Player, ECM-931, Energy Star DVD Player | 0.73664 | 99999 | 99999 | 0 | 0 | 0
666 | Residential, New, Mobile Home, Base DVD Player, ECM-931, Energy Star DVD Player | 0.73664 | 99999 | 99999 | 0 | 0 | 0
667 | Residential, Existing, Single Family, Base VCR, ECM-941, Energy Star VCR | 0.73664 | 99999 | 99999 | 0 | 0 | 0
668 | Residential, New, Single Family, Base VCR, ECM-941, Energy Star VCR | 0.73664 | 99999 | 99999 | 0 | 0 | 0
669 | Residential, Existing, Multi Family, Base VCR, ECM-941, Energy Star VCR | 0.73665 | 99999 | 99999 | 0 | 0 | 0
670 | Residential, New, Multi Family, Base VCR, ECM-941, Energy Star VCR | 0.73665 | 99999 | 99999 | 0 | 0 | 0
671 | Residential, Existing, Mobile Home, Base VCR, ECM-941, Energy Star VCR | 0.73664 | 99999 | 99999 | 0 | 0 | 0
672 | Residential, New, Mobile Home, Base VCR, ECM-941, Energy Star VCR | 0.73664 | 99999 | 99999 | 0 | 0 | 0
673 | Residential, Existing, Single Family, Base Desktop PC, ECM-951, Energy Star Desktop PC | 0.73664 | 99999 | 99999 | 0 | 0 | 0
674 | Residential, New, Single Family, Base Desktop PC, ECM-951, Energy Star Desktop PC | 0.73664 | 99999 | 99999 | 0 | 0 | 0
675 | Residential, Existing, Multi Family, Base Desktop PC, ECM-951, Energy Star Desktop PC | 0.73665 | 99999 | 99999 | 0 | 0 | 0
676 | Residential, New, Multi Family, Base Desktop PC, ECM-951, Energy Star Desktop PC | 0.73665 | 99999 | 99999 | 0 | 0 | 0
677 | Residential, Existing, Mobile Home, Base Desktop PC, ECM-951, Energy Star Desktop PC | 0.73664 | 99999 | 99999 | 0 | 0 | 0
678 | Residential, New, Mobile Home, Base Desktop PC, ECM-951, Energy Star Desktop PC | 0.73664 | 99999 | 99999 | 0 | 0 | 0
679 | Residential, Existing, Single Family, Base Desktop PC, ECM-952, Smart Plug | 0.73664 | 0.17158 | 0.31934 | 0 | 0 | 0
680 | Residential, New, Single Family, Base Desktop PC, ECM-952, Smart Plug | 0.73664 | 0.17158 | 0.31934 | 0 | 0 | 0
681 | Residential, Existing, Multi Family, Base Desktop PC, ECM-952, Smart Plug | 0.73665 | 0.17158 | 0.31934 | 0 | 0 | 0
682 | Residential, New, Multi Family, Base Desktop PC, ECM-952, Smart Plug | 0.73665 | 0.17158 | 0.31934 | 0 | 0 | 0
683 | Residential, Existing, Mobile Home, Base Desktop PC, ECM-952, Smart Plug | 0.73664 | 0.17158 | 0.31934 | 0 | 0 | 0
684 | Residential, New, Mobile Home, Base Desktop PC, ECM-952, Smart Plug | 0.73664 | 0.17158 | 0.31934 | 0 | 0 | 0
685 | Residential, Existing, Single Family, Base Laptop PC, ECM-961, Energy Star Laptop PC | 0.73664 | 99999 | 99999 | 0 | 0 | 0
686 | Residential, New, Single Family, Base Laptop PC, ECM-961, Energy Star Laptop PC | 0.73664 | 99999 | 99999 | 0 | 0 | 0
687 | Residential, Existing, Multi Family, Base Laptop PC, ECM-961, Energy Star Laptop PC | 0.73665 | 99999 | 99999 | 0 | 0 | 0
688 | Residential, New, Multi Family, Base Laptop PC, ECM-961, Energy Star Laptop PC | 0.73665 | 99999 | 99999 | 0 | 0 | 0
689 | Residential, Existing, Mobile Home, Base Laptop PC, ECM-961, Energy Star Laptop PC | 0.73664 | 99999 | 99999 | 0 | 0 | 0
690 | Residential, New, Mobile Home, Base Laptop PC, ECM-961, Energy Star Laptop PC | 0.73664 | 99999 | 99999 | 0 | 0 | 0
Commercial
691 | Commercial, New, Office, Base New Lighting, ECM-101, Lighting 15% More Efficient Design | 0.83237 | 3.54 | 4.25 | 0 | 0 | 0
692 | Commercial, New, Restaurant, Base New Lighting, ECM-101, Lighting 15% More Efficient Design | 0.83236 | 7.71 | 9.26 | 0 | 0 | 0
693 | Commercial, New, Retail, Base New Lighting, ECM-101, Lighting 15% More Efficient Design | 0.83238 | 5.76 | 6.92 | 0 | 0 | 0
694 | Commercial, New, FoodStore, Base New Lighting, ECM-101, Lighting 15% More Efficient Design | 0.83235 | 8.49 | 10.2 | 0 | 0 | 0
695 | Commercial, New, School, Base New Lighting, ECM-101, Lighting 15% More Efficient Design | 0.83234 | 2.54 | 3.06 | 0 | 0 | 0
696 | Commercial, New, College, Base New Lighting, ECM-101, Lighting 15% More Efficient Design | 0.83238 | 2.5 | 3 | 0 | 0 | 0
697 | Commercial, New, Hospital, Base New Lighting, ECM-101, Lighting 15% More Efficient Design | 0.83235 | 4.28 | 5.14 | 0 | 0 | 0
698 | Commercial, New, Other Health, Base New Lighting, ECM-101, Lighting 15% More Efficient Design | 0.83238 | 12.57 | 15.1 | 0 | 0 | 0
699 | Commercial, New, Warehouse, Base New Lighting, ECM-101, Lighting 15% More Efficient Design | 0.83235 | 1.38 | 1.65 | 0 | 0 | 0
700 | Commercial, New, Hotel, Base New Lighting, ECM-101, Lighting 15% More Efficient Design | 0.83234 | 3.36 | 4.04 | 0 | 0 | 0
701 | Commercial, New, Other, Base New Lighting, ECM-101, Lighting 15% More Efficient Design | 0.83235 | 2.72 | 3.27 | 0 | 0 | 0
702 | Commercial, New, Office, Base New Lighting, ECM-102, Lighting 25% More Efficient Design | 0.83237 | 2.02 | 2.43 | 0 | 0 | 0
703 | Commercial, New, Restaurant, Base New Lighting, ECM-102, Lighting 25% More Efficient Design | 0.83236 | 4.41 | 5.3 | 0 | 0 | 0
704 | Commercial, New, Retail, Base New Lighting, ECM-102, Lighting 25% More Efficient Design | 0.83238 | 3.29 | 3.95 | 0 | 0 | 0
705 | Commercial, New, FoodStore, Base New Lighting, ECM-102, Lighting 25% More Efficient Design | 0.83235 | 4.85 | 5.83 | 0 | 0 | 0
706 | Commercial, New, School, Base New Lighting, ECM-102, Lighting 25% More Efficient Design | 0.83234 | 1.45 | 1.75 | 0 | 0 | 0
707 | Commercial, New, College, Base New Lighting, ECM-102, Lighting 25% More Efficient Design | 0.83238 | 1.43 | 1.72 | 0 | 0 | 0
708 | Commercial, New, Hospital, Base New Lighting, ECM-102, Lighting 25% More Efficient Design | 0.83235 | 2.44 | 2.94 | 0 | 0 | 0
709 | Commercial, New, Other Health, Base New Lighting, ECM-102, Lighting 25% More Efficient Design | 0.83238 | 7.19 | 8.63 | 0 | 0 | 0
710 | Commercial, New, Warehouse, Base New Lighting, ECM-102, Lighting 25% More Efficient Design | 0.83235 | 0.79 | 0.95 | 0 | 0 | 0
711 | Commercial, New, Hotel, Base New Lighting, ECM-102, Lighting 25% More Efficient Design | 0.83234 | 1.92 | 2.31 | 0 | 0 | 0
712 | Commercial, New, Other, Base New Lighting, ECM-102, Lighting 25% More Efficient Design | 0.83235 | 1.56 | 1.87 | 0 | 0 | 0
713 | Commercial, Existing, Office, Base Fluorescent Fixture, 32W, EB, ECM-111, Premium T8, Elecctronic Ballast | 0.83246 | 6.2834 | 7.548 | 0 | 0 | 0
714 | Commercial, Existing, Restaurant, Base Fluorescent Fixture, 32W, EB, ECM-111, Premium T8, Elecctronic Ballast | 0.83244 | 6.7013 | 9.1107 | 0 | 0 | 0
715 | Commercial, Existing, Retail, Base Fluorescent Fixture, 32W, EB, ECM-111, Premium T8, Elecctronic Ballast | 0.83246 | 6.4936 | 8.271 | 0 | 0 | 0
716 | Commercial, Existing, FoodStore, Base Fluorescent Fixture, 32W, EB, ECM-111, Premium T8, Elecctronic Ballast | 0.83242 | 6.9762 | 11.49 | 0 | 0 | 0
717 | Commercial, Existing, School, Base Fluorescent Fixture, 32W, EB, ECM-111, Premium T8, Elecctronic Ballast | 0.83244 | 5.0362 | 6.05 | 0 | 0 | 0
718 | Commercial, Existing, College, Base Fluorescent Fixture, 32W, EB, ECM-111, Premium T8, Elecctronic Ballast | 0.83247 | 4.0539 | 4.8697 | 0 | 0 | 0
719 | Commercial, Existing, Hospital, Base Fluorescent Fixture, 32W, EB, ECM-111, Premium T8, Elecctronic Ballast | 0.83242 | 6.9178 | 10.7744 | 0 | 0 | 0
720 | Commercial, Existing, Other Health, Base Fluorescent Fixture, 32W, EB, ECM-111, Premium T8, Elecctronic Ballast | 0.83248 | 6.3916 | 7.8986 | 0 | 0 | 0
721 | Commercial, Existing, Warehouse, Base Fluorescent Fixture, 32W, EB, ECM-111, Premium T8, Elecctronic Ballast | 0.83243 | 6.316 | 7.5874 | 0 | 0 | 0
722 | Commercial, Existing, Hotel, Base Fluorescent Fixture, 32W, EB, ECM-111, Premium T8, Elecctronic Ballast | 0.83242 | 6.4244 | 7.9397 | 0 | 0 | 0
723 | Commercial, Existing, Other, Base Fluorescent Fixture, 32W, EB, ECM-111, Premium T8, Elecctronic Ballast | 0.83242 | 6.5705 | 7.8933 | 0 | 0 | 0
724 | Commercial, Existing, Office, Base Fluorescent Fixture, 32W, EB, ECM-112, Premium T8, EB, Reflector | 0.83246 | 3.6466 | 4.3805 | 0 | 0 | 0
725 | Commercial, Existing, Restaurant, Base Fluorescent Fixture, 32W, EB, ECM-112, Premium T8, EB, Reflector | 0.83244 | 3.8891 | 5.2874 | 0 | 0 | 0
726 | Commercial, Existing, Retail, Base Fluorescent Fixture, 32W, EB, ECM-112, Premium T8, EB, Reflector | 0.83246 | 3.7685 | 4.8001 | 0 | 0 | 0
727 | Commercial, Existing, FoodStore, Base Fluorescent Fixture, 32W, EB, ECM-112, Premium T8, EB, Reflector | 0.83242 | 4.0487 | 6.6683 | 0 | 0 | 0
728 | Commercial, Existing, School, Base Fluorescent Fixture, 32W, EB, ECM-112, Premium T8, EB, Reflector | 0.83244 | 2.8104 | 3.3761 | 0 | 0 | 0
729 | Commercial, Existing, College, Base Fluorescent Fixture, 32W, EB, ECM-112, Premium T8, EB, Reflector | 0.83247 | 2.2622 | 2.7174 | 0 | 0 | 0
730 | Commercial, Existing, Hospital, Base Fluorescent Fixture, 32W, EB, ECM-112, Premium T8, EB, Reflector | 0.83242 | 3.8603 | 6.0124 | 0 | 0 | 0
731 | Commercial, Existing, Other Health, Base Fluorescent Fixture, 32W, EB, ECM-112, Premium T8, EB, Reflector | 0.83248 | 3.5666 | 4.4076 | 0 | 0 | 0
732 | Commercial, Existing, Warehouse, Base Fluorescent Fixture, 32W, EB, ECM-112, Premium T8, EB, Reflector | 0.83243 | 3.5245 | 4.234 | 0 | 0 | 0
733 | Commercial, Existing, Hotel, Base Fluorescent Fixture, 32W, EB, ECM-112, Premium T8, EB, Reflector | 0.83242 | 3.585 | 4.4306 | 0 | 0 | 0
734 | Commercial, Existing, Other, Base Fluorescent Fixture, 32W, EB, ECM-112, Premium T8, EB, Reflector | 0.83242 | 3.6665 | 4.4046 | 0 | 0 | 0
735 | Commercial, Existing, Office, Base Fluorescent Fixture, 32W, EB, ECM-113, Occupancy Sensor | 0.83246 | 0.45542 | 0.73092 | 0 | 0 | 0
736 | Commercial, Existing, Restaurant, Base Fluorescent Fixture, 32W, EB, ECM-113, Occupancy Sensor | 0.83244 | 0.32595 | 0.55855 | 0 | 0 | 0
737 | Commercial, Existing, Retail, Base Fluorescent Fixture, 32W, EB, ECM-113, Occupancy Sensor | 0.83246 | 0.31942 | 0.52607 | 0 | 0 | 0
738 | Commercial, Existing, FoodStore, Base Fluorescent Fixture, 32W, EB, ECM-113, Occupancy Sensor | 0.83242 | 0.33496 | 0.64436 | 0 | 0 | 0
739 | Commercial, Existing, School, Base Fluorescent Fixture, 32W, EB, ECM-113, Occupancy Sensor | 0.83244 | 0.29842 | 0.41986 | 0 | 0 | 0
740 | Commercial, Existing, College, Base Fluorescent Fixture, 32W, EB, ECM-113, Occupancy Sensor | 0.83247 | 0.28643 | 0.36482 | 0 | 0 | 0
741 | Commercial, Existing, Hospital, Base Fluorescent Fixture, 32W, EB, ECM-113, Occupancy Sensor | 0.83242 | 0.31782 | 0.5879 | 0 | 0 | 0
742 | Commercial, Existing, Other Health, Base Fluorescent Fixture, 32W, EB, ECM-113, Occupancy Sensor | 0.83248 | 0.30646 | 0.49185 | 0 | 0 | 0
743 | Commercial, Existing, Warehouse, Base Fluorescent Fixture, 32W, EB, ECM-113, Occupancy Sensor | 0.83243 | 0.30514 | 0.47525 | 0 | 0 | 0
744 | Commercial, Existing, Hotel, Base Fluorescent Fixture, 32W, EB, ECM-113, Occupancy Sensor | 0.83242 | 0.30644 | 0.49184 | 0 | 0 | 0
745 | Commercial, Existing, Other, Base Fluorescent Fixture, 32W, EB, ECM-113, Occupancy Sensor | 0.83242 | 0.4049 | 0.56969 | 0 | 0 | 0
746 | Commercial, Existing, Office, Base Fluorescent Fixture, 32W, EB, ECM-114, Continuous Dimming | 0.83246 | 0.12589 | 0.18336 | 0 | 0 | 0
747 | Commercial, Existing, Restaurant, Base Fluorescent Fixture, 32W, EB, ECM-114, Continuous Dimming | 0.83244 | 0.15079 | 0.24201 | 0 | 0 | 0
748 | Commercial, Existing, Retail, Base Fluorescent Fixture, 32W, EB, ECM-114, Continuous Dimming | 0.83246 | 0.14864 | 0.22403 | 0 | 0 | 0
749 | Commercial, Existing, FoodStore, Base Fluorescent Fixture, 32W, EB, ECM-114, Continuous Dimming | 0.83242 | 0.15608 | 0.28871 | 0 | 0 | 0
750 | Commercial, Existing, School, Base Fluorescent Fixture, 32W, EB, ECM-114, Continuous Dimming | 0.83244 | 0.12497 | 0.15918 | 0 | 0 | 0
751 | Commercial, Existing, College, Base Fluorescent Fixture, 32W, EB, ECM-114, Continuous Dimming | 0.83247 | 0.10973 | 0.13181 | 0 | 0 | 0
752 | Commercial, Existing, Hospital, Base Fluorescent Fixture, 32W, EB, ECM-114, Continuous Dimming | 0.83242 | 0.13595 | 0.23297 | 0 | 0 | 0
753 | Commercial, Existing, Other Health, Base Fluorescent Fixture, 32W, EB, ECM-114, Continuous Dimming | 0.83248 | 0.13207 | 0.19905 | 0 | 0 | 0
754 | Commercial, Existing, Warehouse, Base Fluorescent Fixture, 32W, EB, ECM-114, Continuous Dimming | 0.83243 | 0.13099 | 0.1908 | 0 | 0 | 0
755 | Commercial, Existing, Hotel, Base Fluorescent Fixture, 32W, EB, ECM-114, Continuous Dimming | 0.83242 | 0.13906 | 0.20256 | 0 | 0 | 0
756 | Commercial, Existing, Other, Base Fluorescent Fixture, 32W, EB, ECM-114, Continuous Dimming | 0.83242 | 0.17718 | 0.21897 | 0 | 0 | 0
757 | Commercial, Existing, Office, Base Fluorescent Fixture, 32W, EB, ECM-115, Lighting Control Tuneup | 0.83246 | 3.485 | 6.7038 | 0 | 0 | 0
758 | Commercial, Existing, Restaurant, Base Fluorescent Fixture, 32W, EB, ECM-115, Lighting Control Tuneup | 0.83244 | 3.9063 | 7.5143 | 0 | 0 | 0
759 | Commercial, Existing, Retail, Base Fluorescent Fixture, 32W, EB, ECM-115, Lighting Control Tuneup | 0.83246 | 4.1222 | 7.9295 | 0 | 0 | 0
760 | Commercial, Existing, FoodStore, Base Fluorescent Fixture, 32W, EB, ECM-115, Lighting Control Tuneup | 0.83242 | 9.7243 | 18.7066 | 0 | 0 | 0
761 | Commercial, Existing, School, Base Fluorescent Fixture, 32W, EB, ECM-115, Lighting Control Tuneup | 0.83244 | 2.6623 | 5.1214 | 0 | 0 | 0
762 | Commercial, Existing, College, Base Fluorescent Fixture, 32W, EB, ECM-115, Lighting Control Tuneup | 0.83247 | 2.6971 | 5.188 | 0 | 0 | 0
763 | Commercial, Existing, Hospital, Base Fluorescent Fixture, 32W, EB, ECM-115, Lighting Control Tuneup | 0.83242 | 4.7981 | 9.23 | 0 | 0 | 0
764 | Commercial, Existing, Other Health, Base Fluorescent Fixture, 32W, EB, ECM-115, Lighting Control Tuneup | 0.83248 | 9.0925 | 17.4899 | 0 | 0 | 0
765 | Commercial, Existing, Warehouse, Base Fluorescent Fixture, 32W, EB, ECM-115, Lighting Control Tuneup | 0.83243 | 0.68729 | 1.3221 | 0 | 0 | 0
766 | Commercial, Existing, Hotel, Base Fluorescent Fixture, 32W, EB, ECM-115, Lighting Control Tuneup | 0.83242 | 0.89946 | 1.7303 | 0 | 0 | 0
767 | Commercial, Existing, Other, Base Fluorescent Fixture, 32W, EB, ECM-115, Lighting Control Tuneup | 0.83242 | 2.2715 | 4.3697 | 0 | 0 | 0
768 | Commercial, Existing, Office, Base T8, EB, ECM-121, ROB Premium T8, 1EB | 0.83246 | 2.4799 | 2.979 | 0 | 0 | 0
769 | Commercial, Existing, Restaurant, Base T8, EB, ECM-121, ROB Premium T8, 1EB | 0.83244 | 3.1847 | 4.3297 | 0 | 0 | 0
770 | Commercial, Existing, Retail, Base T8, EB, ECM-121, ROB Premium T8, 1EB | 0.83246 | 3.0981 | 3.9461 | 0 | 0 | 0
771 | Commercial, Existing, FoodStore, Base T8, EB, ECM-121, ROB Premium T8, 1EB | 0.83242 | 3.3111 | 5.4534 | 0 | 0 | 0
772 | Commercial, Existing, School, Base T8, EB, ECM-121, ROB Premium T8, 1EB | 0.83244 | 2.3981 | 2.8808 | 0 | 0 | 0
773 | Commercial, Existing, College, Base T8, EB, ECM-121, ROB Premium T8, 1EB | 0.83247 | 1.9341 | 2.3233 | 0 | 0 | 0
774 | Commercial, Existing, Hospital, Base T8, EB, ECM-121, ROB Premium T8, 1EB | 0.83242 | 3.3005 | 5.1404 | 0 | 0 | 0
775 | Commercial, Existing, Other Health, Base T8, EB, ECM-121, ROB Premium T8, 1EB | 0.83248 | 3.0336 | 3.7488 | 0 | 0 | 0
776 | Commercial, Existing, Warehouse, Base T8, EB, ECM-121, ROB Premium T8, 1EB | 0.83243 | 2.9977 | 3.6012 | 0 | 0 | 0
777 | Commercial, Existing, Hotel, Base T8, EB, ECM-121, ROB Premium T8, 1EB | 0.83242 | 3.0492 | 3.7683 | 0 | 0 | 0
778 | Commercial, Existing, Other, Base T8, EB, ECM-121, ROB Premium T8, 1EB | 0.83242 | 3.1286 | 3.7585 | 0 | 0 | 0
779 | Commercial, Existing, Office, Base T8, EB, ECM-122, ROB Premium T8, EB, Reflector | 0.83246 | 4.4659 | 5.3647 | 0 | 0 | 0
780 | Commercial, Existing, Restaurant, Base T8, EB, ECM-122, ROB Premium T8, EB, Reflector | 0.83244 | 4.0277 | 5.4758 | 0 | 0 | 0
781 | Commercial, Existing, Retail, Base T8, EB, ECM-122, ROB Premium T8, EB, Reflector | 0.83246 | 3.9181 | 4.9906 | 0 | 0 | 0
782 | Commercial, Existing, FoodStore, Base T8, EB, ECM-122, ROB Premium T8, EB, Reflector | 0.83242 | 4.1875 | 6.8969 | 0 | 0 | 0
783 | Commercial, Existing, School, Base T8, EB, ECM-122, ROB Premium T8, EB, Reflector | 0.83244 | 3.0329 | 3.6434 | 0 | 0 | 0
784 | Commercial, Existing, College, Base T8, EB, ECM-122, ROB Premium T8, EB, Reflector | 0.83247 | 2.4461 | 2.9383 | 0 | 0 | 0
785 | Commercial, Existing, Hospital, Base T8, EB, ECM-122, ROB Premium T8, EB, Reflector | 0.83242 | 4.1741 | 6.5011 | 0 | 0 | 0
786 | Commercial, Existing, Other Health, Base T8, EB, ECM-122, ROB Premium T8, EB, Reflector | 0.83248 | 3.8366 | 4.7411 | 0 | 0 | 0
787 | Commercial, Existing, Warehouse, Base T8, EB, ECM-122, ROB Premium T8, EB, Reflector | 0.83243 | 3.7912 | 4.5544 | 0 | 0 | 0
788 | Commercial, Existing, Hotel, Base T8, EB, ECM-122, ROB Premium T8, EB, Reflector | 0.83242 | 3.8563 | 4.7658 | 0 | 0 | 0
789 | Commercial, Existing, Other, Base T8, EB, ECM-122, ROB Premium T8, EB, Reflector | 0.83242 | 3.9568 | 4.7534 | 0 | 0 | 0
790 | Commercial, Existing, Office, Base T8, EB, ECM-123, Occupancy Sensor | 0.83246 | 0.398 | 0.63878 | 0 | 0 | 0
791 | Commercial, Existing, Restaurant, Base T8, EB, ECM-123, Occupancy Sensor | 0.83244 | 0.28776 | 0.49311 | 0 | 0 | 0
792 | Commercial, Existing, Retail, Base T8, EB, ECM-123, Occupancy Sensor | 0.83246 | 0.282 | 0.46444 | 0 | 0 | 0
793 | Commercial, Existing, FoodStore, Base T8, EB, ECM-123, Occupancy Sensor | 0.83242 | 0.29572 | 0.56887 | 0 | 0 | 0
794 | Commercial, Existing, School, Base T8, EB, ECM-123, Occupancy Sensor | 0.83244 | 0.274 | 0.3855 | 0 | 0 | 0
795 | Commercial, Existing, College, Base T8, EB, ECM-123, Occupancy Sensor | 0.83247 | 0.26299 | 0.33497 | 0 | 0 | 0
796 | Commercial, Existing, Hospital, Base T8, EB, ECM-123, Occupancy Sensor | 0.83242 | 0.29181 | 0.53979 | 0 | 0 | 0
797 | Commercial, Existing, Other Health, Base T8, EB, ECM-123, Occupancy Sensor | 0.83248 | 0.28138 | 0.4516 | 0 | 0 | 0
798 | Commercial, Existing, Warehouse, Base T8, EB, ECM-123, Occupancy Sensor | 0.83243 | 0.28018 | 0.43636 | 0 | 0 | 0
799 | Commercial, Existing, Hotel, Base T8, EB, ECM-123, Occupancy Sensor | 0.83242 | 0.28136 | 0.4516 | 0 | 0 | 0
800 | Commercial, Existing, Other, Base T8, EB, ECM-123, Occupancy Sensor | 0.83242 | 0.37177 | 0.52307 | 0 | 0 | 0
801 | Commercial, Existing, Office, Base T8, EB, ECM-124, Lighting Control Tuneup | 0.83246 | 1.4073 | 2.7071 | 0 | 0 | 0
802 | Commercial, Existing, Restaurant, Base T8, EB, ECM-124, Lighting Control Tuneup | 0.83244 | 1.6872 | 3.2456 | 0 | 0 | 0
803 | Commercial, Existing, Retail, Base T8, EB, ECM-124, Lighting Control Tuneup | 0.83246 | 1.7805 | 3.4249 | 0 | 0 | 0
804 | Commercial, Existing, FoodStore, Base T8, EB, ECM-124, Lighting Control Tuneup | 0.83242 | 5.5915 | 10.7564 | 0 | 0 | 0
805 | Commercial, Existing, School, Base T8, EB, ECM-124, Lighting Control Tuneup | 0.83244 | 1.1499 | 2.2121 | 0 | 0 | 0
806 | Commercial, Existing, College, Base T8, EB, ECM-124, Lighting Control Tuneup | 0.83247 | 1.1649 | 2.2408 | 0 | 0 | 0
807 | Commercial, Existing, Hospital, Base T8, EB, ECM-124, Lighting Control Tuneup | 0.83242 | 2.0724 | 3.9866 | 0 | 0 | 0
808 | Commercial, Existing, Other Health, Base T8, EB, ECM-124, Lighting Control Tuneup | 0.83248 | 5.2282 | 10.0568 | 0 | 0 | 0
809 | Commercial, Existing, Warehouse, Base T8, EB, ECM-124, Lighting Control Tuneup | 0.83243 | 0.43543 | 0.83762 | 0 | 0 | 0
810 | Commercial, Existing, Hotel, Base T8, EB, ECM-124, Lighting Control Tuneup | 0.83242 | 0.56985 | 1.0962 | 0 | 0 | 0
811 | Commercial, Existing, Other, Base T8, EB, ECM-124, Lighting Control Tuneup | 0.83242 | 0.98111 | 1.8874 | 0 | 0 | 0
812 | Commercial, Existing, Office, Base Incandescent Flood, 53W to Screw-in CFL, ECM-131, CFL Screw-in 18W | 0.83246 | 3.4635 | 7.8785 | 0 | 0 | 0
813 | Commercial, Existing, Restaurant, Base Incandescent Flood, 53W to Screw-in CFL, ECM-131, CFL Screw-in 18W | 0.83244 | 3.4635 | 7.8786 | 0 | 0 | 0
814 | Commercial, Existing, Retail, Base Incandescent Flood, 53W to Screw-in CFL, ECM-131, CFL Screw-in 18W | 0.83246 | 3.4636 | 7.8787 | 0 | 0 | 0
815 | Commercial, Existing, FoodStore, Base Incandescent Flood, 53W to Screw-in CFL, ECM-131, CFL Screw-in 18W | 0.83242 | 3.5009 | 8.3313 | 0 | 0 | 0
816 | Commercial, Existing, School, Base Incandescent Flood, 53W to Screw-in CFL, ECM-131, CFL Screw-in 18W | 0.83244 | 3.4292 | 7.4696 | 0 | 0 | 0
817 | Commercial, Existing, College, Base Incandescent Flood, 53W to Screw-in CFL, ECM-131, CFL Screw-in 18W | 0.83247 | 3.39 | 7.0688 | 0 | 0 | 0
818 | Commercial, Existing, Hospital, Base Incandescent Flood, 53W to Screw-in CFL, ECM-131, CFL Screw-in 18W | 0.83242 | 3.5009 | 8.3313 | 0 | 0 | 0
819 | Commercial, Existing, Other Health, Base Incandescent Flood, 53W to Screw-in CFL, ECM-131, CFL Screw-in 18W | 0.83248 | 3.4636 | 7.8785 | 0 | 0 | 0
820 | Commercial, Existing, Warehouse, Base Incandescent Flood, 53W to Screw-in CFL, ECM-131, CFL Screw-in 18W | 0.83243 | 3.4634 | 7.8786 | 0 | 0 | 0
821 | Commercial, Existing, Hotel, Base Incandescent Flood, 53W to Screw-in CFL, ECM-131, CFL Screw-in 18W | 0.83242 | 3.4633 | 7.8784 | 0 | 0 | 0
822 | Commercial, Existing, Other, Base Incandescent Flood, 53W to Screw-in CFL, ECM-131, CFL Screw-in 18W | 0.83242 | 4.6529 | 10.1354 | 0 | 0 | 0
823 | Commercial, Existing, Office, Base Incandescent Flood, 53W to Screw-in CFL, ECM-132, LED Flood, 14W | 0.83246 | 0.65554 | 1.0796 | 0 | 0 | 0
824 | Commercial, Existing, Restaurant, Base Incandescent Flood, 53W to Screw-in CFL, ECM-132, LED Flood, 14W | 0.83244 | 0.83885 | 1.4961 | 0 | 0 | 0
825 | Commercial, Existing, Retail, Base Incandescent Flood, 53W to Screw-in CFL, ECM-132, LED Flood, 14W | 0.83246 | 0.82918 | 1.4209 | 0 | 0 | 0
826 | Commercial, Existing, FoodStore, Base Incandescent Flood, 53W to Screw-in CFL, ECM-132, LED Flood, 14W | 0.83242 | 0.69106 | 1.3819 | 0 | 0 | 0
827 | Commercial, Existing, School, Base Incandescent Flood, 53W to Screw-in CFL, ECM-132, LED Flood, 14W | 0.83244 | 0.64726 | 0.97557 | 0 | 0 | 0
828 | Commercial, Existing, College, Base Incandescent Flood, 53W to Screw-in CFL, ECM-132, LED Flood, 14W | 0.83247 | 0.63575 | 0.89443 | 0 | 0 | 0
829 | Commercial, Existing, Hospital, Base Incandescent Flood, 53W to Screw-in CFL, ECM-132, LED Flood, 14W | 0.83242 | 0.68609 | 1.3198 | 0 | 0 | 0
830 | Commercial, Existing, Other Health, Base Incandescent Flood, 53W to Screw-in CFL, ECM-132, LED Flood, 14W | 0.83248 | 0.66637 | 1.1418 | 0 | 0 | 0
831 | Commercial, Existing, Warehouse, Base Incandescent Flood, 53W to Screw-in CFL, ECM-132, LED Flood, 14W | 0.83243 | 0.65552 | 1.0796 | 0 | 0 | 0
832 | Commercial, Existing, Hotel, Base Incandescent Flood, 53W to Screw-in CFL, ECM-132, LED Flood, 14W | 0.83242 | 0.65551 | 1.0796 | 0 | 0 | 0
833 | Commercial, Existing, Other, Base Incandescent Flood, 53W to Screw-in CFL, ECM-132, LED Flood, 14W | 0.83242 | 0.87819 | 1.3237 | 0 | 0 | 0
834 | Commercial, Existing, Office, Base Incandescent Flood, 53W to Hardwired CFL , ECM-141, CFL Hardwired, Modular 18W | 0.83246 | 2.6073 | 5.0155 | 0 | 0 | 0
835 | Commercial, Existing, Restaurant, Base Incandescent Flood, 53W to Hardwired CFL , ECM-141, CFL Hardwired, Modular 18W | 0.83244 | 2.6262 | 5.2515 | 0 | 0 | 0
836 | Commercial, Existing, Retail, Base Incandescent Flood, 53W to Hardwired CFL , ECM-141, CFL Hardwired, Modular 18W | 0.83246 | 2.6263 | 5.2516 | 0 | 0 | 0
837 | Commercial, Existing, FoodStore, Base Incandescent Flood, 53W to Hardwired CFL , ECM-141, CFL Hardwired, Modular 18W | 0.83242 | 2.6852 | 5.8493 | 0 | 0 | 0
838 | Commercial, Existing, School, Base Incandescent Flood, 53W to Hardwired CFL , ECM-141, CFL Hardwired, Modular 18W | 0.83244 | 2.5778 | 4.7682 | 0 | 0 | 0
839 | Commercial, Existing, College, Base Incandescent Flood, 53W to Hardwired CFL , ECM-141, CFL Hardwired, Modular 18W | 0.83247 | 2.5323 | 4.3391 | 0 | 0 | 0
840 | Commercial, Existing, Hospital, Base Incandescent Flood, 53W to Hardwired CFL , ECM-141, CFL Hardwired, Modular 18W | 0.83242 | 2.6543 | 5.535 | 0 | 0 | 0
841 | Commercial, Existing, Other Health, Base Incandescent Flood, 53W to Hardwired CFL , ECM-141, CFL Hardwired, Modular 18W | 0.83248 | 2.6263 | 5.2515 | 0 | 0 | 0
842 | Commercial, Existing, Warehouse, Base Incandescent Flood, 53W to Hardwired CFL , ECM-141, CFL Hardwired, Modular 18W | 0.83243 | 2.6073 | 5.0155 | 0 | 0 | 0
843 | Commercial, Existing, Hotel, Base Incandescent Flood, 53W to Hardwired CFL , ECM-141, CFL Hardwired, Modular 18W | 0.83242 | 2.6261 | 5.2514 | 0 | 0 | 0
844 | Commercial, Existing, Other, Base Incandescent Flood, 53W to Hardwired CFL , ECM-141, CFL Hardwired, Modular 18W | 0.83242 | 3.4977 | 6.4699 | 0 | 0 | 0
845 | Commercial, Existing, Office, Base CFL, ECM-146, LED A-lamp, 12W | 0.83246 | 0.22307 | 0.41261 | 0 | 0 | 0
846 | Commercial, Existing, Restaurant, Base CFL, ECM-146, LED A-lamp, 12W | 0.83244 | 0.22561 | 0.43399 | 0 | 0 | 0
847 | Commercial, Existing, Retail, Base CFL, ECM-146, LED A-lamp, 12W | 0.83246 | 0.22562 | 0.434 | 0 | 0 | 0
848 | Commercial, Existing, FoodStore, Base CFL, ECM-146, LED A-lamp, 12W | 0.83242 | 0.22968 | 0.47895 | 0 | 0 | 0
849 | Commercial, Existing, School, Base CFL, ECM-146, LED A-lamp, 12W | 0.83244 | 0.2191 | 0.37544 | 0 | 0 | 0
850 | Commercial, Existing, College, Base CFL, ECM-146, LED A-lamp, 12W | 0.83247 | 0.21509 | 0.3452 | 0 | 0 | 0
851 | Commercial, Existing, Hospital, Base CFL, ECM-146, LED A-lamp, 12W | 0.83242 | 0.22967 | 0.47895 | 0 | 0 | 0
852 | Commercial, Existing, Other Health, Base CFL, ECM-146, LED A-lamp, 12W | 0.83248 | 0.3367 | 0.62278 | 0 | 0 | 0
853 | Commercial, Existing, Warehouse, Base CFL, ECM-146, LED A-lamp, 12W | 0.83243 | 0.16204 | 0.29973 | 0 | 0 | 0
854 | Commercial, Existing, Hotel, Base CFL, ECM-146, LED A-lamp, 12W | 0.83242 | 0.22306 | 0.41261 | 0 | 0 | 0
855 | Commercial, Existing, Other, Base CFL, ECM-146, LED A-lamp, 12W | 0.83242 | 0.29728 | 0.50943 | 0 | 0 | 0
856 | Commercial, Existing, Office, Base High Bay Mercury Vapor, 400W, ECM-151, PSMH, 250W, magnetic ballast | 0.83246 | 11.201 | 16.8819 | 0 | 0 | 0
857 | Commercial, Existing, Restaurant, Base High Bay Mercury Vapor, 400W, ECM-151, PSMH, 250W, magnetic ballast | 0.83244 | 11.3438 | 18.6829 | 0 | 0 | 0
858 | Commercial, Existing, Retail, Base High Bay Mercury Vapor, 400W, ECM-151, PSMH, 250W, magnetic ballast | 0.83246 | 11.2712 | 17.5539 | 0 | 0 | 0
859 | Commercial, Existing, FoodStore, Base High Bay Mercury Vapor, 400W, ECM-151, PSMH, 250W, magnetic ballast | 0.83242 | 11.8725 | 22.8391 | 0 | 0 | 0
860 | Commercial, Existing, School, Base High Bay Mercury Vapor, 400W, ECM-151, PSMH, 250W, magnetic ballast | 0.83244 | 10.8744 | 14.7844 | 0 | 0 | 0
861 | Commercial, Existing, College, Base High Bay Mercury Vapor, 400W, ECM-151, PSMH, 250W, magnetic ballast | 0.83247 | 10.2371 | 12.2973 | 0 | 0 | 0
862 | Commercial, Existing, Hospital, Base High Bay Mercury Vapor, 400W, ECM-151, PSMH, 250W, magnetic ballast | 0.83242 | 11.6651 | 20.8056 | 0 | 0 | 0
863 | Commercial, Existing, Other Health, Base High Bay Mercury Vapor, 400W, ECM-151, PSMH, 250W, magnetic ballast | 0.83248 | 17.0123 | 26.4946 | 0 | 0 | 0
864 | Commercial, Existing, Warehouse, Base High Bay Mercury Vapor, 400W, ECM-151, PSMH, 250W, magnetic ballast | 0.83243 | 8.1364 | 12.2635 | 0 | 0 | 0
865 | Commercial, Existing, Hotel, Base High Bay Mercury Vapor, 400W, ECM-151, PSMH, 250W, magnetic ballast | 0.83242 | 11.2704 | 17.5534 | 0 | 0 | 0
866 | Commercial, Existing, Other, Base High Bay Mercury Vapor, 400W, ECM-151, PSMH, 250W, magnetic ballast | 0.83242 | 14.563 | 19.1513 | 0 | 0 | 0
867 | Commercial, Existing, Office, Base High Bay Mercury Vapor, 400W, ECM-152, PSMH, 250 W, electronic ballast | 0.83246 | 0.37684 | 0.56797 | 0 | 0 | 0
868 | Commercial, Existing, Restaurant, Base High Bay Mercury Vapor, 400W, ECM-152, PSMH, 250 W, electronic ballast | 0.83244 | 0.38164 | 0.62856 | 0 | 0 | 0
869 | Commercial, Existing, Retail, Base High Bay Mercury Vapor, 400W, ECM-152, PSMH, 250 W, electronic ballast | 0.83246 | 0.3792 | 0.59057 | 0 | 0 | 0
870 | Commercial, Existing, FoodStore, Base High Bay Mercury Vapor, 400W, ECM-152, PSMH, 250 W, electronic ballast | 0.83242 | 0.39943 | 0.76839 | 0 | 0 | 0
871 | Commercial, Existing, School, Base High Bay Mercury Vapor, 400W, ECM-152, PSMH, 250 W, electronic ballast | 0.83244 | 0.36586 | 0.49741 | 0 | 0 | 0
872 | Commercial, Existing, College, Base High Bay Mercury Vapor, 400W, ECM-152, PSMH, 250 W, electronic ballast | 0.83247 | 0.34441 | 0.41372 | 0 | 0 | 0
873 | Commercial, Existing, Hospital, Base High Bay Mercury Vapor, 400W, ECM-152, PSMH, 250 W, electronic ballast | 0.83242 | 0.39246 | 0.69998 | 0 | 0 | 0
874 | Commercial, Existing, Other Health, Base High Bay Mercury Vapor, 400W, ECM-152, PSMH, 250 W, electronic ballast | 0.83248 | 0.57236 | 0.89137 | 0 | 0 | 0
875 | Commercial, Existing, Warehouse, Base High Bay Mercury Vapor, 400W, ECM-152, PSMH, 250 W, electronic ballast | 0.83243 | 0.27374 | 0.41259 | 0 | 0 | 0
876 | Commercial, Existing, Hotel, Base High Bay Mercury Vapor, 400W, ECM-152, PSMH, 250 W, electronic ballast | 0.83242 | 0.37918 | 0.59056 | 0 | 0 | 0
877 | Commercial, Existing, Other, Base High Bay Mercury Vapor, 400W, ECM-152, PSMH, 250 W, electronic ballast | 0.83242 | 0.48995 | 0.64431 | 0 | 0 | 0
878 | Commercial, Existing, Office, Base High Bay Mercury Vapor, 400W, ECM-153, High Bay T5 | 0.83246 | 0.74553 | 1.1236 | 0 | 0 | 0
879 | Commercial, Existing, Restaurant, Base High Bay Mercury Vapor, 400W, ECM-153, High Bay T5 | 0.83244 | 0.75502 | 1.2435 | 0 | 0 | 0
880 | Commercial, Existing, Retail, Base High Bay Mercury Vapor, 400W, ECM-153, High Bay T5 | 0.83246 | 0.75019 | 1.1684 | 0 | 0 | 0
881 | Commercial, Existing, FoodStore, Base High Bay Mercury Vapor, 400W, ECM-153, High Bay T5 | 0.83242 | 0.79022 | 1.5201 | 0 | 0 | 0
882 | Commercial, Existing, School, Base High Bay Mercury Vapor, 400W, ECM-153, High Bay T5 | 0.83244 | 0.72381 | 0.98406 | 0 | 0 | 0
883 | Commercial, Existing, College, Base High Bay Mercury Vapor, 400W, ECM-153, High Bay T5 | 0.83247 | 0.68136 | 0.81849 | 0 | 0 | 0
884 | Commercial, Existing, Hospital, Base High Bay Mercury Vapor, 400W, ECM-153, High Bay T5 | 0.83242 | 0.77642 | 1.3848 | 0 | 0 | 0
885 | Commercial, Existing, Other Health, Base High Bay Mercury Vapor, 400W, ECM-153, High Bay T5 | 0.83248 | 1.1323 | 1.7635 | 0 | 0 | 0
886 | Commercial, Existing, Warehouse, Base High Bay Mercury Vapor, 400W, ECM-153, High Bay T5 | 0.83243 | 0.54155 | 0.81624 | 0 | 0 | 0
887 | Commercial, Existing, Hotel, Base High Bay Mercury Vapor, 400W, ECM-153, High Bay T5 | 0.83242 | 0.75015 | 1.1683 | 0 | 0 | 0
888 | Commercial, Existing, Other, Base High Bay Mercury Vapor, 400W, ECM-153, High Bay T5 | 0.83242 | 0.96929 | 1.2747 | 0 | 0 | 0
889 | Commercial, Existing, Office, Base High Bay Mercury Vapor, 400W, ECM-154, LED High Bay, 83W | 0.83246 | 1.5724 | 1.8888 | 0 | 0 | 0
890 | Commercial, Existing, Restaurant, Base High Bay Mercury Vapor, 400W, ECM-154, LED High Bay, 83W | 0.83244 | 1.7311 | 2.2765 | 0 | 0 | 0
891 | Commercial, Existing, Retail, Base High Bay Mercury Vapor, 400W, ECM-154, LED High Bay, 83W | 0.83246 | 1.6794 | 2.0754 | 0 | 0 | 0
892 | Commercial, Existing, FoodStore, Base High Bay Mercury Vapor, 400W, ECM-154, LED High Bay, 83W | 0.83242 | 1.8254 | 2.9299 | 0 | 0 | 0
893 | Commercial, Existing, School, Base High Bay Mercury Vapor, 400W, ECM-154, LED High Bay, 83W | 0.83244 | 1.2229 | 1.4691 | 0 | 0 | 0
894 | Commercial, Existing, College, Base High Bay Mercury Vapor, 400W, ECM-154, LED High Bay, 83W | 0.83247 | 1.0006 | 1.202 | 0 | 0 | 0
895 | Commercial, Existing, Hospital, Base High Bay Mercury Vapor, 400W, ECM-154, LED High Bay, 83W | 0.83242 | 1.8064 | 2.7227 | 0 | 0 | 0
896 | Commercial, Existing, Other Health, Base High Bay Mercury Vapor, 400W, ECM-154, LED High Bay, 83W | 0.83248 | 2.492 | 2.9935 | 0 | 0 | 0
897 | Commercial, Existing, Warehouse, Base High Bay Mercury Vapor, 400W, ECM-154, LED High Bay, 83W | 0.83243 | 1.0902 | 1.3097 | 0 | 0 | 0
898 | Commercial, Existing, Hotel, Base High Bay Mercury Vapor, 400W, ECM-154, LED High Bay, 83W | 0.83242 | 1.5723 | 1.8888 | 0 | 0 | 0
899 | Commercial, Existing, Other, Base High Bay Mercury Vapor, 400W, ECM-154, LED High Bay, 83W | 0.83242 | 1.6 | 1.9221 | 0 | 0 | 0
900 | Commercial, Existing, Office, Base Exit Sign, ECM-161, LED Exit Sign | 0.83243 | 2.8931 | 3.9333 | 0 | 0 | 0
901 | Commercial, Existing, Restaurant, Base Exit Sign, ECM-161, LED Exit Sign | 0.83241 | 3.0074 | 4.0888 | 0 | 0 | 0
902 | Commercial, Existing, Retail, Base Exit Sign, ECM-161, LED Exit Sign | 0.83242 | 3.3432 | 4.5454 | 0 | 0 | 0
903 | Commercial, Existing, FoodStore, Base Exit Sign, ECM-161, LED Exit Sign | 0.83239 | 2.3188 | 3.1526 | 0 | 0 | 0
904 | Commercial, Existing, School, Base Exit Sign, ECM-161, LED Exit Sign | 0.83244 | 2.605 | 3.5416 | 0 | 0 | 0
905 | Commercial, Existing, College, Base Exit Sign, ECM-161, LED Exit Sign | 0.83243 | 3.6023 | 4.8976 | 0 | 0 | 0
906 | Commercial, Existing, Hospital, Base Exit Sign, ECM-161, LED Exit Sign | 0.8324 | 2.475 | 3.365 | 0 | 0 | 0
907 | Commercial, Existing, Other Health, Base Exit Sign, ECM-161, LED Exit Sign | 0.83245 | 2.7489 | 3.7373 | 0 | 0 | 0
908 | Commercial, Existing, Warehouse, Base Exit Sign, ECM-161, LED Exit Sign | 0.8324 | 2.4376 | 3.3142 | 0 | 0 | 0
909 | Commercial, Existing, Hotel, Base Exit Sign, ECM-161, LED Exit Sign | 0.8324 | 2.8847 | 3.922 | 0 | 0 | 0
910 | Commercial, Existing, Other, Base Exit Sign, ECM-161, LED Exit Sign | 0.83239 | 3.1343 | 4.2615 | 0 | 0 | 0
911 | Commercial, Existing, Office, Base Outdoor Mercury Vapor 400W Lamp, ECM-201, High Pressure Sodium 250W Lamp | 0.83233 | 0.20426 | 0.4085 | 0 | 0 | 0
912 | Commercial, Existing, Restaurant, Base Outdoor Mercury Vapor 400W Lamp, ECM-201, High Pressure Sodium 250W Lamp | 0.83231 | 0.099522 | 0.19904 | 0 | 0 | 0
913 | Commercial, Existing, Retail, Base Outdoor Mercury Vapor 400W Lamp, ECM-201, High Pressure Sodium 250W Lamp | 0.83231 | 0.29263 | 0.58527 | 0 | 0 | 0
914 | Commercial, Existing, FoodStore, Base Outdoor Mercury Vapor 400W Lamp, ECM-201, High Pressure Sodium 250W Lamp | 0.83232 | 0.15643 | 0.31285 | 0 | 0 | 0
915 | Commercial, Existing, School, Base Outdoor Mercury Vapor 400W Lamp, ECM-201, High Pressure Sodium 250W Lamp | 0.83227 | 0.11701 | 0.23403 | 0 | 0 | 0
916 | Commercial, Existing, College, Base Outdoor Mercury Vapor 400W Lamp, ECM-201, High Pressure Sodium 250W Lamp | 0.83224 | 0.19579 | 0.39161 | 0 | 0 | 0
917 | Commercial, Existing, Hospital, Base Outdoor Mercury Vapor 400W Lamp, ECM-201, High Pressure Sodium 250W Lamp | 0.83228 | 0.41949 | 0.839 | 0 | 0 | 0
918 | Commercial, Existing, Other Health, Base Outdoor Mercury Vapor 400W Lamp, ECM-201, High Pressure Sodium 250W Lamp | 0.83227 | 0.2855 | 0.57102 | 0 | 0 | 0
919 | Commercial, Existing, Warehouse, Base Outdoor Mercury Vapor 400W Lamp, ECM-201, High Pressure Sodium 250W Lamp | 0.83229 | 0.36005 | 0.72011 | 0 | 0 | 0
920 | Commercial, Existing, Hotel, Base Outdoor Mercury Vapor 400W Lamp, ECM-201, High Pressure Sodium 250W Lamp | 0.8323 | 0.16197 | 0.32395 | 0 | 0 | 0
921 | Commercial, Existing, Other, Base Outdoor Mercury Vapor 400W Lamp, ECM-201, High Pressure Sodium 250W Lamp | 0.83231 | 0.13594 | 0.27187 | 0 | 0 | 0
922 | Commercial, Existing, Office, Base Outdoor Mercury Vapor 400W Lamp, ECM-202, Outdoor Lighting Controls (Photocell/Timeclock) | 0.83233 | 0.91552 | 1.831 | 0 | 0 | 0
923 | Commercial, Existing, Restaurant, Base Outdoor Mercury Vapor 400W Lamp, ECM-202, Outdoor Lighting Controls (Photocell/Timeclock) | 0.83231 | 0.44608 | 0.89215 | 0 | 0 | 0
924 | Commercial, Existing, Retail, Base Outdoor Mercury Vapor 400W Lamp, ECM-202, Outdoor Lighting Controls (Photocell/Timeclock) | 0.83231 | 1.3117 | 2.6233 | 0 | 0 | 0
925 | Commercial, Existing, FoodStore, Base Outdoor Mercury Vapor 400W Lamp, ECM-202, Outdoor Lighting Controls (Photocell/Timeclock) | 0.83232 | 1.7354 | 3.4707 | 0 | 0 | 0
926 | Commercial, Existing, School, Base Outdoor Mercury Vapor 400W Lamp, ECM-202, Outdoor Lighting Controls (Photocell/Timeclock) | 0.83227 | 1.2982 | 2.5965 | 0 | 0 | 0
927 | Commercial, Existing, College, Base Outdoor Mercury Vapor 400W Lamp, ECM-202, Outdoor Lighting Controls (Photocell/Timeclock) | 0.83224 | 2.1723 | 4.3448 | 0 | 0 | 0
928 | Commercial, Existing, Hospital, Base Outdoor Mercury Vapor 400W Lamp, ECM-202, Outdoor Lighting Controls (Photocell/Timeclock) | 0.83228 | 1.8802 | 3.7606 | 0 | 0 | 0
929 | Commercial, Existing, Other Health, Base Outdoor Mercury Vapor 400W Lamp, ECM-202, Outdoor Lighting Controls (Photocell/Timeclock) | 0.83227 | 1.2797 | 2.5594 | 0 | 0 | 0
930 | Commercial, Existing, Warehouse, Base Outdoor Mercury Vapor 400W Lamp, ECM-202, Outdoor Lighting Controls (Photocell/Timeclock) | 0.83229 | 1.6138 | 3.2277 | 0 | 0 | 0
931 | Commercial, Existing, Hotel, Base Outdoor Mercury Vapor 400W Lamp, ECM-202, Outdoor Lighting Controls (Photocell/Timeclock) | 0.8323 | 0.726 | 1.452 | 0 | 0 | 0
932 | Commercial, Existing, Other, Base Outdoor Mercury Vapor 400W Lamp, ECM-202, Outdoor Lighting Controls (Photocell/Timeclock) | 0.83231 | 0.60929 | 1.2186 | 0 | 0 | 0
933 | Commercial, Existing, Office, Base Outdoor Mercury Vapor 400W Lamp, ECM-203, LED Outdoor, 105W | 0.83223 | 0.44181 | 0.70928 | 0 | 0 | 0
934 | Commercial, Existing, Restaurant, Base Outdoor Mercury Vapor 400W Lamp, ECM-203, LED Outdoor, 105W | 0.83223 | 0.21528 | 0.3456 | 0 | 0 | 0
935 | Commercial, Existing, Retail, Base Outdoor Mercury Vapor 400W Lamp, ECM-203, LED Outdoor, 105W | 0.83223 | 0.633 | 1.0162 | 0 | 0 | 0
936 | Commercial, Existing, FoodStore, Base Outdoor Mercury Vapor 400W Lamp, ECM-203, LED Outdoor, 105W | 0.83224 | 1.2889 | 2.0691 | 0 | 0 | 0
937 | Commercial, Existing, School, Base Outdoor Mercury Vapor 400W Lamp, ECM-203, LED Outdoor, 105W | 0.83223 | 0.96427 | 1.548 | 0 | 0 | 0
938 | Commercial, Existing, College, Base Outdoor Mercury Vapor 400W Lamp, ECM-203, LED Outdoor, 105W | 0.83223 | 1.6136 | 2.5905 | 0 | 0 | 0
939 | Commercial, Existing, Hospital, Base Outdoor Mercury Vapor 400W Lamp, ECM-203, LED Outdoor, 105W | 0.83223 | 0.90746 | 1.4568 | 0 | 0 | 0
940 | Commercial, Existing, Other Health, Base Outdoor Mercury Vapor 400W Lamp, ECM-203, LED Outdoor, 105W | 0.83223 | 0.61762 | 0.99152 | 0 | 0 | 0
941 | Commercial, Existing, Warehouse, Base Outdoor Mercury Vapor 400W Lamp, ECM-203, LED Outdoor, 105W | 0.83223 | 0.77887 | 1.2504 | 0 | 0 | 0
942 | Commercial, Existing, Hotel, Base Outdoor Mercury Vapor 400W Lamp, ECM-203, LED Outdoor, 105W | 0.83222 | 0.35037 | 0.56248 | 0 | 0 | 0
943 | Commercial, Existing, Other, Base Outdoor Mercury Vapor 400W Lamp, ECM-203, LED Outdoor, 105W | 0.83224 | 0.29405 | 0.47206 | 0 | 0 | 0
944 | Commercial, Existing, Office, Base Outdoor HID Lamp, ECM-211, Outdoor Lighting Controls (Photocell/Timeclock) | 0.83222 | 0.36142 | 0.72292 | 0 | 0 | 0
945 | Commercial, Existing, Restaurant, Base Outdoor HID Lamp, ECM-211, Outdoor Lighting Controls (Photocell/Timeclock) | 0.83222 | 0.14217 | 0.28437 | 0 | 0 | 0
946 | Commercial, Existing, Retail, Base Outdoor HID Lamp, ECM-211, Outdoor Lighting Controls (Photocell/Timeclock) | 0.83222 | 0.43997 | 0.88002 | 0 | 0 | 0
947 | Commercial, Existing, FoodStore, Base Outdoor HID Lamp, ECM-211, Outdoor Lighting Controls (Photocell/Timeclock) | 0.83222 | 0.34011 | 0.68029 | 0 | 0 | 0
948 | Commercial, Existing, School, Base Outdoor HID Lamp, ECM-211, Outdoor Lighting Controls (Photocell/Timeclock) | 0.83222 | 0.3505 | 0.70107 | 0 | 0 | 0
949 | Commercial, Existing, College, Base Outdoor HID Lamp, ECM-211, Outdoor Lighting Controls (Photocell/Timeclock) | 0.83222 | 1.206 | 2.4123 | 0 | 0 | 0
950 | Commercial, Existing, Hospital, Base Outdoor HID Lamp, ECM-211, Outdoor Lighting Controls (Photocell/Timeclock) | 0.83222 | 0.63128 | 1.2627 | 0 | 0 | 0
951 | Commercial, Existing, Other Health, Base Outdoor HID Lamp, ECM-211, Outdoor Lighting Controls (Photocell/Timeclock) | 0.83222 | 0.53982 | 1.0797 | 0 | 0 | 0
952 | Commercial, Existing, Warehouse, Base Outdoor HID Lamp, ECM-211, Outdoor Lighting Controls (Photocell/Timeclock) | 0.83222 | 0.73103 | 1.4622 | 0 | 0 | 0
953 | Commercial, Existing, Hotel, Base Outdoor HID Lamp, ECM-211, Outdoor Lighting Controls (Photocell/Timeclock) | 0.83222 | 0.12851 | 0.25705 | 0 | 0 | 0
954 | Commercial, Existing, Other, Base Outdoor HID Lamp, ECM-211, Outdoor Lighting Controls (Photocell/Timeclock) | 0.83222 | 0.2189 | 0.43783 | 0 | 0 | 0
955 | Commercial, Existing, Office, Base Centrifugal Chiller, 0.58 kW/ton, 500 tons, ECM-301, Centrifugal Chiller, 0.51 kW/ton, 500 tons | 0.83252 | 1.8201 | 2.1863 | 0 | 0 | 0
956 | Commercial, New, Office, Base Centrifugal Chiller, 0.58 kW/ton, 500 tons, ECM-301, Cooling & Ventilation 10% More Efficient Design | 0.83242 | 3.72 | 4.47 | 0 | 0 | 0
957 | Commercial, Existing, Restaurant, Base Centrifugal Chiller, 0.58 kW/ton, 500 tons, ECM-301, Centrifugal Chiller, 0.51 kW/ton, 500 tons | 0.83248 | 2.8877 | 3.4688 | 0 | 0 | 0
958 | Commercial, New, Restaurant, Base Centrifugal Chiller, 0.58 kW/ton, 500 tons, ECM-301, Cooling & Ventilation 10% More Efficient Design | 0.8324 | 8.83 | 10.61 | 0 | 0 | 0
959 | Commercial, Existing, Retail, Base Centrifugal Chiller, 0.58 kW/ton, 500 tons, ECM-301, Centrifugal Chiller, 0.51 kW/ton, 500 tons | 0.83254 | 2.8717 | 3.4493 | 0 | 0 | 0
960 | Commercial, New, Retail, Base Centrifugal Chiller, 0.58 kW/ton, 500 tons, ECM-301, Cooling & Ventilation 10% More Efficient Design | 0.83243 | 3.88 | 4.66 | 0 | 0 | 0
961 | Commercial, Existing, FoodStore, Base Centrifugal Chiller, 0.58 kW/ton, 500 tons, ECM-301, Centrifugal Chiller, 0.51 kW/ton, 500 tons | 0.83245 | 2.6303 | 3.1597 | 0 | 0 | 0
962 | Commercial, New, FoodStore, Base Centrifugal Chiller, 0.58 kW/ton, 500 tons, ECM-301, Cooling & Ventilation 10% More Efficient Design | 0.83238 | 9.66 | 11.61 | 0 | 0 | 0
963 | Commercial, Existing, School, Base Centrifugal Chiller, 0.58 kW/ton, 500 tons, ECM-301, Centrifugal Chiller, 0.51 kW/ton, 500 tons | 0.83249 | 1.7869 | 2.1464 | 0 | 0 | 0
964 | Commercial, New, School, Base Centrifugal Chiller, 0.58 kW/ton, 500 tons, ECM-301, Cooling & Ventilation 10% More Efficient Design | 0.8324 | 4.04 | 4.85 | 0 | 0 | 0
965 | Commercial, Existing, College, Base Centrifugal Chiller, 0.58 kW/ton, 500 tons, ECM-301, Centrifugal Chiller, 0.51 kW/ton, 500 tons | 0.83248 | 1.7459 | 2.0972 | 0 | 0 | 0
966 | Commercial, New, College, Base Centrifugal Chiller, 0.58 kW/ton, 500 tons, ECM-301, Cooling & Ventilation 10% More Efficient Design | 0.8324 | 2.99 | 3.59 | 0 | 0 | 0
967 | Commercial, Existing, Hospital, Base Centrifugal Chiller, 0.58 kW/ton, 500 tons, ECM-301, Centrifugal Chiller, 0.51 kW/ton, 500 tons | 0.83244 | 3.4566 | 4.1524 | 0 | 0 | 0
968 | Commercial, New, Hospital, Base Centrifugal Chiller, 0.58 kW/ton, 500 tons, ECM-301, Cooling & Ventilation 10% More Efficient Design | 0.83237 | 11.86 | 14.25 | 0 | 0 | 0
969 | Commercial, Existing, Other Health, Base Centrifugal Chiller, 0.58 kW/ton, 500 tons, ECM-301, Centrifugal Chiller, 0.51 kW/ton, 500 tons | 0.83254 | 1.6106 | 1.9345 | 0 | 0 | 0
970 | Commercial, New, Other Health, Base Centrifugal Chiller, 0.58 kW/ton, 500 tons, ECM-301, Cooling & Ventilation 10% More Efficient Design | 0.83243 | 6.53 | 7.84 | 0 | 0 | 0
971 | Commercial, Existing, Warehouse, Base Centrifugal Chiller, 0.58 kW/ton, 500 tons, ECM-301, Centrifugal Chiller, 0.51 kW/ton, 500 tons | 0.8325 | 2.0722 | 2.4891 | 0 | 0 | 0
972 | Commercial, New, Warehouse, Base Centrifugal Chiller, 0.58 kW/ton, 500 tons, ECM-301, Cooling & Ventilation 10% More Efficient Design | 0.83242 | 0.23 | 0.27 | 0 | 0 | 0
973 | Commercial, Existing, Hotel, Base Centrifugal Chiller, 0.58 kW/ton, 500 tons, ECM-301, Centrifugal Chiller, 0.51 kW/ton, 500 tons | 0.83244 | 3.8329 | 4.6044 | 0 | 0 | 0
974 | Commercial, New, Hotel, Base Centrifugal Chiller, 0.58 kW/ton, 500 tons, ECM-301, Cooling & Ventilation 10% More Efficient Design | 0.83236 | 4.41 | 5.3 | 0 | 0 | 0
975 | Commercial, Existing, Other, Base Centrifugal Chiller, 0.58 kW/ton, 500 tons, ECM-301, Centrifugal Chiller, 0.51 kW/ton, 500 tons | 0.83247 | 1.9714 | 2.3681 | 0 | 0 | 0
976 | Commercial, New, Other, Base Centrifugal Chiller, 0.58 kW/ton, 500 tons, ECM-301, Cooling & Ventilation 10% More Efficient Design | 0.83239 | 1.18 | 1.42 | 0 | 0 | 0
977 | Commercial, Existing, Office, Base Centrifugal Chiller, 0.58 kW/ton, 500 tons, ECM-302, High Efficiency Chiller Motors | 0.83243 | 1.5334 | 1.8421 | 0 | 0 | 0
978 | Commercial, New, Office, Base Centrifugal Chiller, 0.58 kW/ton, 500 tons, ECM-302, Cooling & Ventilation 30% More Efficient Design | 0.83242 | 2.01 | 2.41 | 0 | 0 | 0
979 | Commercial, Existing, Restaurant, Base Centrifugal Chiller, 0.58 kW/ton, 500 tons, ECM-302, High Efficiency Chiller Motors | 0.8324 | 2.5703 | 3.0878 | 0 | 0 | 0
980 | Commercial, New, Restaurant, Base Centrifugal Chiller, 0.58 kW/ton, 500 tons, ECM-302, Cooling & Ventilation 30% More Efficient Design | 0.8324 | 4.77 | 5.73 | 0 | 0 | 0
981 | Commercial, Existing, Retail, Base Centrifugal Chiller, 0.58 kW/ton, 500 tons, ECM-302, High Efficiency Chiller Motors | 0.83244 | 2.4053 | 2.8895 | 0 | 0 | 0
982 | Commercial, New, Retail, Base Centrifugal Chiller, 0.58 kW/ton, 500 tons, ECM-302, Cooling & Ventilation 30% More Efficient Design | 0.83243 | 2.1 | 2.52 | 0 | 0 | 0
983 | Commercial, Existing, FoodStore, Base Centrifugal Chiller, 0.58 kW/ton, 500 tons, ECM-302, High Efficiency Chiller Motors | 0.83238 | 2.3589 | 2.8339 | 0 | 0 | 0
984 | Commercial, New, FoodStore, Base Centrifugal Chiller, 0.58 kW/ton, 500 tons, ECM-302, Cooling & Ventilation 30% More Efficient Design | 0.83238 | 5.22 | 6.27 | 0 | 0 | 0
985 | Commercial, Existing, School, Base Centrifugal Chiller, 0.58 kW/ton, 500 tons, ECM-302, High Efficiency Chiller Motors | 0.83241 | 1.5497 | 1.8617 | 0 | 0 | 0
986 | Commercial, New, School, Base Centrifugal Chiller, 0.58 kW/ton, 500 tons, ECM-302, Cooling & Ventilation 30% More Efficient Design | 0.8324 | 2.18 | 2.62 | 0 | 0 | 0
987 | Commercial, Existing, College, Base Centrifugal Chiller, 0.58 kW/ton, 500 tons, ECM-302, High Efficiency Chiller Motors | 0.8324 | 1.5195 | 1.8254 | 0 | 0 | 0
988 | Commercial, New, College, Base Centrifugal Chiller, 0.58 kW/ton, 500 tons, ECM-302, Cooling & Ventilation 30% More Efficient Design | 0.8324 | 1.61 | 1.94 | 0 | 0 | 0
989 | Commercial, Existing, Hospital, Base Centrifugal Chiller, 0.58 kW/ton, 500 tons, ECM-302, High Efficiency Chiller Motors | 0.83237 | 3.0505 | 3.6648 | 0 | 0 | 0
990 | Commercial, New, Hospital, Base Centrifugal Chiller, 0.58 kW/ton, 500 tons, ECM-302, Cooling & Ventilation 30% More Efficient Design | 0.83237 | 6.41 | 7.7 | 0 | 0 | 0
991 | Commercial, Existing, Other Health, Base Centrifugal Chiller, 0.58 kW/ton, 500 tons, ECM-302, High Efficiency Chiller Motors | 0.83244 | 1.4213 | 1.7073 | 0 | 0 | 0
992 | Commercial, New, Other Health, Base Centrifugal Chiller, 0.58 kW/ton, 500 tons, ECM-302, Cooling & Ventilation 30% More Efficient Design | 0.83243 | 3.53 | 4.24 | 0 | 0 | 0
993 | Commercial, Existing, Warehouse, Base Centrifugal Chiller, 0.58 kW/ton, 500 tons, ECM-302, High Efficiency Chiller Motors | 0.83241 | 1.5639 | 1.8788 | 0 | 0 | 0
994 | Commercial, New, Warehouse, Base Centrifugal Chiller, 0.58 kW/ton, 500 tons, ECM-302, Cooling & Ventilation 30% More Efficient Design | 0.83242 | 0.12 | 0.15 | 0 | 0 | 0
995 | Commercial, Existing, Hotel, Base Centrifugal Chiller, 0.58 kW/ton, 500 tons, ECM-302, High Efficiency Chiller Motors | 0.83237 | 3.2106 | 3.8572 | 0 | 0 | 0
996 | Commercial, New, Hotel, Base Centrifugal Chiller, 0.58 kW/ton, 500 tons, ECM-302, Cooling & Ventilation 30% More Efficient Design | 0.83236 | 2.38 | 2.86 | 0 | 0 | 0
997 | Commercial, Existing, Other, Base Centrifugal Chiller, 0.58 kW/ton, 500 tons, ECM-302, High Efficiency Chiller Motors | 0.83239 | 1.6281 | 1.956 | 0 | 0 | 0
998 | Commercial, New, Other, Base Centrifugal Chiller, 0.58 kW/ton, 500 tons, ECM-302, Cooling & Ventilation 30% More Efficient Design | 0.83239 | 0.64 | 0.77 | 0 | 0 | 0
999 | Commercial, Existing, Office, Base Centrifugal Chiller, 0.58 kW/ton, 500 tons, ECM-304, EMS - Chiller | 0.83243 | 0.88612 | 1.4594 | 0 | 0 | 0
1000 | Commercial, Existing, Restaurant, Base Centrifugal Chiller, 0.58 kW/ton, 500 tons, ECM-304, EMS - Chiller | 0.8324 | 1.4825 | 2.4418 | 0 | 0 | 0
1001 | Commercial, Existing, Retail, Base Centrifugal Chiller, 0.58 kW/ton, 500 tons, ECM-304, EMS - Chiller | 0.83244 | 1.4629 | 2.4094 | 0 | 0 | 0
1002 | Commercial, Existing, FoodStore, Base Centrifugal Chiller, 0.58 kW/ton, 500 tons, ECM-304, EMS - Chiller | 0.83238 | 1.3181 | 2.171 | 0 | 0 | 0
1003 | Commercial, Existing, School, Base Centrifugal Chiller, 0.58 kW/ton, 500 tons, ECM-304, EMS - Chiller | 0.8324 | 0.89551 | 1.4749 | 0 | 0 | 0
1004 | Commercial, Existing, College, Base Centrifugal Chiller, 0.58 kW/ton, 500 tons, ECM-304, EMS - Chiller | 0.8324 | 0.92417 | 1.5221 | 0 | 0 | 0
1005 | Commercial, Existing, Hospital, Base Centrifugal Chiller, 0.58 kW/ton, 500 tons, ECM-304, EMS - Chiller | 0.83237 | 1.7595 | 2.8981 | 0 | 0 | 0
1006 | Commercial, Existing, Other Health, Base Centrifugal Chiller, 0.58 kW/ton, 500 tons, ECM-304, EMS - Chiller | 0.83244 | 0.81979 | 1.3502 | 0 | 0 | 0
1007 | Commercial, Existing, Warehouse, Base Centrifugal Chiller, 0.58 kW/ton, 500 tons, ECM-304, EMS - Chiller | 0.83245 | 0.95132 | 1.5668 | 0 | 0 | 0
1008 | Commercial, Existing, Hotel, Base Centrifugal Chiller, 0.58 kW/ton, 500 tons, ECM-304, EMS - Chiller | 0.83237 | 1.9528 | 3.2164 | 0 | 0 | 0
1009 | Commercial, Existing, Other, Base Centrifugal Chiller, 0.58 kW/ton, 500 tons, ECM-304, EMS - Chiller | 0.83243 | 0.99037 | 1.6311 | 0 | 0 | 0
1010 | Commercial, Existing, Office, Base Centrifugal Chiller, 0.58 kW/ton, 500 tons, ECM-305, Chiller Tune Up/Diagnostics | 0.83252 | 0.99742 | 1.6426 | 0 | 0 | 0
1011 | Commercial, Existing, Restaurant, Base Centrifugal Chiller, 0.58 kW/ton, 500 tons, ECM-305, Chiller Tune Up/Diagnostics | 0.83248 | 2.7917 | 4.5976 | 0 | 0 | 0
1012 | Commercial, Existing, Retail, Base Centrifugal Chiller, 0.58 kW/ton, 500 tons, ECM-305, Chiller Tune Up/Diagnostics | 0.83254 | 1.0182 | 1.6768 | 0 | 0 | 0
1013 | Commercial, Existing, FoodStore, Base Centrifugal Chiller, 0.58 kW/ton, 500 tons, ECM-305, Chiller Tune Up/Diagnostics | 0.83245 | 2.2827 | 3.7594 | 0 | 0 | 0
1014 | Commercial, Existing, School, Base Centrifugal Chiller, 0.58 kW/ton, 500 tons, ECM-305, Chiller Tune Up/Diagnostics | 0.83249 | 1.1028 | 1.8162 | 0 | 0 | 0
1015 | Commercial, Existing, College, Base Centrifugal Chiller, 0.58 kW/ton, 500 tons, ECM-305, Chiller Tune Up/Diagnostics | 0.83248 | 0.79855 | 1.3151 | 0 | 0 | 0
1016 | Commercial, Existing, Hospital, Base Centrifugal Chiller, 0.58 kW/ton, 500 tons, ECM-305, Chiller Tune Up/Diagnostics | 0.83244 | 3.7165 | 6.1209 | 0 | 0 | 0
1017 | Commercial, Existing, Other Health, Base Centrifugal Chiller, 0.58 kW/ton, 500 tons, ECM-305, Chiller Tune Up/Diagnostics | 0.83254 | 1.6271 | 2.6795 | 0 | 0 | 0
1018 | Commercial, Existing, Warehouse, Base Centrifugal Chiller, 0.58 kW/ton, 500 tons, ECM-305, Chiller Tune Up/Diagnostics | 0.83252 | 0.13663 | 0.225 | 0 | 0 | 0
1019 | Commercial, Existing, Hotel, Base Centrifugal Chiller, 0.58 kW/ton, 500 tons, ECM-305, Chiller Tune Up/Diagnostics | 0.83244 | 1.4762 | 2.4312 | 0 | 0 | 0
1020 | Commercial, Existing, Other, Base Centrifugal Chiller, 0.58 kW/ton, 500 tons, ECM-305, Chiller Tune Up/Diagnostics | 0.83248 | 0.60983 | 1.0043 | 0 | 0 | 0
1021 | Commercial, Existing, Office, Base Centrifugal Chiller, 0.58 kW/ton, 500 tons, ECM-306, VSD for Chiller Pumps and Towers | 0.83242 | 1.9778 | 2.7827 | 0 | 0 | 0
1022 | Commercial, Existing, Restaurant, Base Centrifugal Chiller, 0.58 kW/ton, 500 tons, ECM-306, VSD for Chiller Pumps and Towers | 0.8324 | 3.4893 | 4.9095 | 0 | 0 | 0
1023 | Commercial, Existing, Retail, Base Centrifugal Chiller, 0.58 kW/ton, 500 tons, ECM-306, VSD for Chiller Pumps and Towers | 0.83243 | 3.1024 | 4.365 | 0 | 0 | 0
1024 | Commercial, Existing, FoodStore, Base Centrifugal Chiller, 0.58 kW/ton, 500 tons, ECM-306, VSD for Chiller Pumps and Towers | 0.83238 | 3.1022 | 4.3649 | 0 | 0 | 0
1025 | Commercial, Existing, School, Base Centrifugal Chiller, 0.58 kW/ton, 500 tons, ECM-306, VSD for Chiller Pumps and Towers | 0.8324 | 1.9988 | 2.8123 | 0 | 0 | 0
1026 | Commercial, Existing, College, Base Centrifugal Chiller, 0.58 kW/ton, 500 tons, ECM-306, VSD for Chiller Pumps and Towers | 0.8324 | 1.9598 | 2.7575 | 0 | 0 | 0
1027 | Commercial, Existing, Hospital, Base Centrifugal Chiller, 0.58 kW/ton, 500 tons, ECM-306, VSD for Chiller Pumps and Towers | 0.83237 | 4.0615 | 5.7148 | 0 | 0 | 0
1028 | Commercial, Existing, Other Health, Base Centrifugal Chiller, 0.58 kW/ton, 500 tons, ECM-306, VSD for Chiller Pumps and Towers | 0.83243 | 1.9294 | 2.7146 | 0 | 0 | 0
1029 | Commercial, Existing, Warehouse, Base Centrifugal Chiller, 0.58 kW/ton, 500 tons, ECM-306, VSD for Chiller Pumps and Towers | 0.83242 | 2.0172 | 2.8382 | 0 | 0 | 0
1030 | Commercial, Existing, Hotel, Base Centrifugal Chiller, 0.58 kW/ton, 500 tons, ECM-306, VSD for Chiller Pumps and Towers | 0.83236 | 4.1412 | 5.8269 | 0 | 0 | 0
1031 | Commercial, Existing, Other, Base Centrifugal Chiller, 0.58 kW/ton, 500 tons, ECM-306, VSD for Chiller Pumps and Towers | 0.83239 | 2.1001 | 2.9548 | 0 | 0 | 0
1032 | Commercial, Existing, Office, Base Centrifugal Chiller, 0.58 kW/ton, 500 tons, ECM-307, EMS Optimization | 0.83227 | 1.099 | 2.198 | 0 | 0 | 0
1033 | Commercial, Existing, Restaurant, Base Centrifugal Chiller, 0.58 kW/ton, 500 tons, ECM-307, EMS Optimization | 0.83226 | 3.0762 | 6.1526 | 0 | 0 | 0
1034 | Commercial, Existing, Retail, Base Centrifugal Chiller, 0.58 kW/ton, 500 tons, ECM-307, EMS Optimization | 0.83227 | 1.1218 | 2.2438 | 0 | 0 | 0
1035 | Commercial, Existing, FoodStore, Base Centrifugal Chiller, 0.58 kW/ton, 500 tons, ECM-307, EMS Optimization | 0.83226 | 2.5892 | 5.1787 | 0 | 0 | 0
1036 | Commercial, Existing, School, Base Centrifugal Chiller, 0.58 kW/ton, 500 tons, ECM-307, EMS Optimization | 0.83226 | 1.2152 | 2.4305 | 0 | 0 | 0
1037 | Commercial, Existing, College, Base Centrifugal Chiller, 0.58 kW/ton, 500 tons, ECM-307, EMS Optimization | 0.83226 | 0.87991 | 1.7599 | 0 | 0 | 0
1038 | Commercial, Existing, Hospital, Base Centrifugal Chiller, 0.58 kW/ton, 500 tons, ECM-307, EMS Optimization | 0.83226 | 4.3026 | 8.6056 | 0 | 0 | 0
1039 | Commercial, Existing, Other Health, Base Centrifugal Chiller, 0.58 kW/ton, 500 tons, ECM-307, EMS Optimization | 0.83227 | 1.7927 | 3.5856 | 0 | 0 | 0
1040 | Commercial, Existing, Warehouse, Base Centrifugal Chiller, 0.58 kW/ton, 500 tons, ECM-307, EMS Optimization | 0.83227 | 0.15054 | 0.30109 | 0 | 0 | 0
1041 | Commercial, Existing, Hotel, Base Centrifugal Chiller, 0.58 kW/ton, 500 tons, ECM-307, EMS Optimization | 0.83225 | 1.6267 | 3.2536 | 0 | 0 | 0
1042 | Commercial, Existing, Other, Base Centrifugal Chiller, 0.58 kW/ton, 500 tons, ECM-307, EMS Optimization | 0.83227 | 0.67197 | 1.344 | 0 | 0 | 0
1043 | Commercial, Existing, Office, Base Centrifugal Chiller, 0.58 kW/ton, 500 tons, ECM-308, Aerosole Duct Sealing | 0.83242 | 4.444 | 6.2526 | 0 | 0 | 0
1044 | Commercial, Existing, Restaurant, Base Centrifugal Chiller, 0.58 kW/ton, 500 tons, ECM-308, Aerosole Duct Sealing | 0.8324 | 7.8402 | 11.0312 | 0 | 0 | 0
1045 | Commercial, Existing, Retail, Base Centrifugal Chiller, 0.58 kW/ton, 500 tons, ECM-308, Aerosole Duct Sealing | 0.83243 | 6.971 | 9.8078 | 0 | 0 | 0
1046 | Commercial, Existing, FoodStore, Base Centrifugal Chiller, 0.58 kW/ton, 500 tons, ECM-308, Aerosole Duct Sealing | 0.83238 | 6.9705 | 9.8077 | 0 | 0 | 0
1047 | Commercial, Existing, School, Base Centrifugal Chiller, 0.58 kW/ton, 500 tons, ECM-308, Aerosole Duct Sealing | 0.8324 | 4.4911 | 6.319 | 0 | 0 | 0
1048 | Commercial, Existing, College, Base Centrifugal Chiller, 0.58 kW/ton, 500 tons, ECM-308, Aerosole Duct Sealing | 0.8324 | 4.4036 | 6.1959 | 0 | 0 | 0
1049 | Commercial, Existing, Hospital, Base Centrifugal Chiller, 0.58 kW/ton, 500 tons, ECM-308, Aerosole Duct Sealing | 0.83237 | 9.3049 | 13.0925 | 0 | 0 | 0
1050 | Commercial, Existing, Other Health, Base Centrifugal Chiller, 0.58 kW/ton, 500 tons, ECM-308, Aerosole Duct Sealing | 0.83243 | 4.3353 | 6.0995 | 0 | 0 | 0
1051 | Commercial, Existing, Warehouse, Base Centrifugal Chiller, 0.58 kW/ton, 500 tons, ECM-308, Aerosole Duct Sealing | 0.83242 | 4.5325 | 6.3772 | 0 | 0 | 0
1052 | Commercial, Existing, Hotel, Base Centrifugal Chiller, 0.58 kW/ton, 500 tons, ECM-308, Aerosole Duct Sealing | 0.83236 | 9.3049 | 13.0926 | 0 | 0 | 0
1053 | Commercial, Existing, Other, Base Centrifugal Chiller, 0.58 kW/ton, 500 tons, ECM-308, Aerosole Duct Sealing | 0.83239 | 4.7187 | 6.6392 | 0 | 0 | 0
1054 | Commercial, Existing, Office, Base Centrifugal Chiller, 0.58 kW/ton, 500 tons, ECM-309, Duct/Pipe Insulation | 0.83242 | 0.023753 | 0.039121 | 0 | 0 | 0
1055 | Commercial, Existing, Restaurant, Base Centrifugal Chiller, 0.58 kW/ton, 500 tons, ECM-309, Duct/Pipe Insulation | 0.8324 | 0.06224 | 0.10251 | 0 | 0 | 0
1056 | Commercial, Existing, Retail, Base Centrifugal Chiller, 0.58 kW/ton, 500 tons, ECM-309, Duct/Pipe Insulation | 0.83243 | 0.023544 | 0.038776 | 0 | 0 | 0
1057 | Commercial, Existing, FoodStore, Base Centrifugal Chiller, 0.58 kW/ton, 500 tons, ECM-309, Duct/Pipe Insulation | 0.83238 | 0.053671 | 0.088402 | 0 | 0 | 0
1058 | Commercial, Existing, School, Base Centrifugal Chiller, 0.58 kW/ton, 500 tons, ECM-309, Duct/Pipe Insulation | 0.8324 | 0.024577 | 0.040479 | 0 | 0 | 0
1059 | Commercial, Existing, College, Base Centrifugal Chiller, 0.58 kW/ton, 500 tons, ECM-309, Duct/Pipe Insulation | 0.8324 | 0.017603 | 0.028993 | 0 | 0 | 0
1060 | Commercial, Existing, Hospital, Base Centrifugal Chiller, 0.58 kW/ton, 500 tons, ECM-309, Duct/Pipe Insulation | 0.83237 | 0.083573 | 0.13765 | 0 | 0 | 0
1061 | Commercial, Existing, Other Health, Base Centrifugal Chiller, 0.58 kW/ton, 500 tons, ECM-309, Duct/Pipe Insulation | 0.83243 | 0.036587 | 0.060258 | 0 | 0 | 0
1062 | Commercial, Existing, Warehouse, Base Centrifugal Chiller, 0.58 kW/ton, 500 tons, ECM-309, Duct/Pipe Insulation | 0.83242 | 0.003579 | 0.005894 | 0 | 0 | 0
1063 | Commercial, Existing, Hotel, Base Centrifugal Chiller, 0.58 kW/ton, 500 tons, ECM-309, Duct/Pipe Insulation | 0.83236 | 0.032672 | 0.053815 | 0 | 0 | 0
1064 | Commercial, Existing, Other, Base Centrifugal Chiller, 0.58 kW/ton, 500 tons, ECM-309, Duct/Pipe Insulation | 0.83239 | 0.013517 | 0.022263 | 0 | 0 | 0
1065 | Commercial, Existing, Office, Base Centrifugal Chiller, 0.58 kW/ton, 500 tons, ECM-311, Window Film (Standard) | 0.83242 | 0.47643 | 0.78468 | 0 | 0 | 0
1066 | Commercial, Existing, Restaurant, Base Centrifugal Chiller, 0.58 kW/ton, 500 tons, ECM-311, Window Film (Standard) | 0.8324 | 1.2368 | 2.037 | 0 | 0 | 0
1067 | Commercial, Existing, Retail, Base Centrifugal Chiller, 0.58 kW/ton, 500 tons, ECM-311, Window Film (Standard) | 0.83244 | 0.41992 | 0.69161 | 0 | 0 | 0
1068 | Commercial, Existing, FoodStore, Base Centrifugal Chiller, 0.58 kW/ton, 500 tons, ECM-311, Window Film (Standard) | 0.83237 | 1.0675 | 1.7583 | 0 | 0 | 0
1069 | Commercial, Existing, School, Base Centrifugal Chiller, 0.58 kW/ton, 500 tons, ECM-311, Window Film (Standard) | 0.8324 | 0.50673 | 0.83461 | 0 | 0 | 0
1070 | Commercial, Existing, College, Base Centrifugal Chiller, 0.58 kW/ton, 500 tons, ECM-311, Window Film (Standard) | 0.83239 | 0.36823 | 0.6065 | 0 | 0 | 0
1071 | Commercial, Existing, Hospital, Base Centrifugal Chiller, 0.58 kW/ton, 500 tons, ECM-311, Window Film (Standard) | 0.83236 | 1.704 | 2.8067 | 0 | 0 | 0
1072 | Commercial, Existing, Other Health, Base Centrifugal Chiller, 0.58 kW/ton, 500 tons, ECM-311, Window Film (Standard) | 0.83242 | 0.74598 | 1.2286 | 0 | 0 | 0
1073 | Commercial, Existing, Warehouse, Base Centrifugal Chiller, 0.58 kW/ton, 500 tons, ECM-311, Window Film (Standard) | 0.83234 | 0.065004 | 0.10707 | 0 | 0 | 0
1074 | Commercial, Existing, Hotel, Base Centrifugal Chiller, 0.58 kW/ton, 500 tons, ECM-311, Window Film (Standard) | 0.83236 | 0.61804 | 1.018 | 0 | 0 | 0
1075 | Commercial, Existing, Other, Base Centrifugal Chiller, 0.58 kW/ton, 500 tons, ECM-311, Window Film (Standard) | 0.83233 | 0.25302 | 0.41677 | 0 | 0 | 0
1076 | Commercial, Existing, Office, Base Centrifugal Chiller, 0.58 kW/ton, 500 tons, ECM-313, Ceiling Insulation | 0.83287 | 0.68747 | 0.82542 | 0 | 0 | 0
1077 | Commercial, Existing, Restaurant, Base Centrifugal Chiller, 0.58 kW/ton, 500 tons, ECM-313, Ceiling Insulation | 0.83279 | 1.8847 | 2.2632 | 0 | 0 | 0
1078 | Commercial, Existing, Retail, Base Centrifugal Chiller, 0.58 kW/ton, 500 tons, ECM-313, Ceiling Insulation | 0.83291 | 0.70771 | 0.84969 | 0 | 0 | 0
1079 | Commercial, Existing, FoodStore, Base Centrifugal Chiller, 0.58 kW/ton, 500 tons, ECM-313, Ceiling Insulation | 0.83274 | 1.5862 | 1.9048 | 0 | 0 | 0
1080 | Commercial, Existing, School, Base Centrifugal Chiller, 0.58 kW/ton, 500 tons, ECM-313, Ceiling Insulation | 0.8328 | 0.76004 | 0.91264 | 0 | 0 | 0
1081 | Commercial, Existing, College, Base Centrifugal Chiller, 0.58 kW/ton, 500 tons, ECM-313, Ceiling Insulation | 0.83281 | 0.55498 | 0.66639 | 0 | 0 | 0
1082 | Commercial, Existing, Hospital, Base Centrifugal Chiller, 0.58 kW/ton, 500 tons, ECM-313, Ceiling Insulation | 0.83271 | 2.5089 | 3.0129 | 0 | 0 | 0
1083 | Commercial, Existing, Other Health, Base Centrifugal Chiller, 0.58 kW/ton, 500 tons, ECM-313, Ceiling Insulation | 0.83293 | 1.0988 | 1.3192 | 0 | 0 | 0
1084 | Commercial, Existing, Warehouse, Base Centrifugal Chiller, 0.58 kW/ton, 500 tons, ECM-313, Ceiling Insulation | 0.83298 | 0.094996 | 0.11404 | 0 | 0 | 0
1085 | Commercial, Existing, Hotel, Base Centrifugal Chiller, 0.58 kW/ton, 500 tons, ECM-313, Ceiling Insulation | 0.8327 | 1.0258 | 1.2318 | 0 | 0 | 0
1086 | Commercial, Existing, Other, Base Centrifugal Chiller, 0.58 kW/ton, 500 tons, ECM-313, Ceiling Insulation | 0.83289 | 0.42395 | 0.50901 | 0 | 0 | 0
1087 | Commercial, Existing, Office, Base Centrifugal Chiller, 0.58 kW/ton, 500 tons, ECM-314, Roof Insulation | 0.83275 | 0.61963 | 0.74407 | 0 | 0 | 0
1088 | Commercial, Existing, Restaurant, Base Centrifugal Chiller, 0.58 kW/ton, 500 tons, ECM-314, Roof Insulation | 0.83269 | 1.6989 | 2.0402 | 0 | 0 | 0
1089 | Commercial, Existing, Retail, Base Centrifugal Chiller, 0.58 kW/ton, 500 tons, ECM-314, Roof Insulation | 0.83278 | 0.63787 | 0.76595 | 0 | 0 | 0
1090 | Commercial, Existing, FoodStore, Base Centrifugal Chiller, 0.58 kW/ton, 500 tons, ECM-314, Roof Insulation | 0.83264 | 1.4298 | 1.7172 | 0 | 0 | 0
1091 | Commercial, Existing, School, Base Centrifugal Chiller, 0.58 kW/ton, 500 tons, ECM-314, Roof Insulation | 0.8327 | 0.68507 | 0.82272 | 0 | 0 | 0
1092 | Commercial, Existing, College, Base Centrifugal Chiller, 0.58 kW/ton, 500 tons, ECM-314, Roof Insulation | 0.83269 | 0.50021 | 0.60071 | 0 | 0 | 0
1093 | Commercial, Existing, Hospital, Base Centrifugal Chiller, 0.58 kW/ton, 500 tons, ECM-314, Roof Insulation | 0.83261 | 2.2614 | 2.7161 | 0 | 0 | 0
1094 | Commercial, Existing, Other Health, Base Centrifugal Chiller, 0.58 kW/ton, 500 tons, ECM-314, Roof Insulation | 0.83279 | 0.99027 | 1.1891 | 0 | 0 | 0
1095 | Commercial, Existing, Warehouse, Base Centrifugal Chiller, 0.58 kW/ton, 500 tons, ECM-314, Roof Insulation | 0.83275 | 0.08559 | 0.10278 | 0 | 0 | 0
1096 | Commercial, Existing, Hotel, Base Centrifugal Chiller, 0.58 kW/ton, 500 tons, ECM-314, Roof Insulation | 0.83261 | 0.9246 | 1.1105 | 0 | 0 | 0
1097 | Commercial, Existing, Other, Base Centrifugal Chiller, 0.58 kW/ton, 500 tons, ECM-314, Roof Insulation | 0.83269 | 0.34209 | 0.41083 | 0 | 0 | 0
1098 | Commercial, Existing, Office, Base Centrifugal Chiller, 0.58 kW/ton, 500 tons, ECM-315, Cool Roof - Chiller | 0.83266 | 0.2857 | 0.40186 | 0 | 0 | 0
1099 | Commercial, Existing, Restaurant, Base Centrifugal Chiller, 0.58 kW/ton, 500 tons, ECM-315, Cool Roof - Chiller | 0.83261 | 0.83352 | 1.1725 | 0 | 0 | 0
1100 | Commercial, Existing, Retail, Base Centrifugal Chiller, 0.58 kW/ton, 500 tons, ECM-315, Cool Roof - Chiller | 0.83269 | 0.27738 | 0.39014 | 0 | 0 | 0
1101 | Commercial, Existing, FoodStore, Base Centrifugal Chiller, 0.58 kW/ton, 500 tons, ECM-315, Cool Roof - Chiller | 0.83256 | 0.72333 | 1.0175 | 0 | 0 | 0
1102 | Commercial, Existing, School, Base Centrifugal Chiller, 0.58 kW/ton, 500 tons, ECM-315, Cool Roof - Chiller | 0.83261 | 0.28258 | 0.39749 | 0 | 0 | 0
1103 | Commercial, Existing, College, Base Centrifugal Chiller, 0.58 kW/ton, 500 tons, ECM-315, Cool Roof - Chiller | 0.8326 | 0.19837 | 0.27903 | 0 | 0 | 0
1104 | Commercial, Existing, Hospital, Base Centrifugal Chiller, 0.58 kW/ton, 500 tons, ECM-315, Cool Roof - Chiller | 0.83254 | 1.0969 | 1.543 | 0 | 0 | 0
1105 | Commercial, Existing, Other Health, Base Centrifugal Chiller, 0.58 kW/ton, 500 tons, ECM-315, Cool Roof - Chiller | 0.83268 | 0.48028 | 0.67553 | 0 | 0 | 0
1106 | Commercial, Existing, Warehouse, Base Centrifugal Chiller, 0.58 kW/ton, 500 tons, ECM-315, Cool Roof - Chiller | 0.83263 | 0.042064 | 0.059168 | 0 | 0 | 0
1107 | Commercial, Existing, Hotel, Base Centrifugal Chiller, 0.58 kW/ton, 500 tons, ECM-315, Cool Roof - Chiller | 0.83254 | 0.36519 | 0.51374 | 0 | 0 | 0
1108 | Commercial, Existing, Other, Base Centrifugal Chiller, 0.58 kW/ton, 500 tons, ECM-315, Cool Roof - Chiller | 0.83258 | 0.15268 | 0.21477 | 0 | 0 | 0
1109 | Commercial, Existing, Office, Base Centrifugal Chiller, 0.58 kW/ton, 500 tons, ECM-317, Thermal Energy Storage (TES) | 0.82864 | -0.07543 | -0.09103 | 0 | 0 | 0
1110 | Commercial, Existing, Restaurant, Base Centrifugal Chiller, 0.58 kW/ton, 500 tons, ECM-317, Thermal Energy Storage (TES) | 0.82907 | -0.19787 | -0.23867 | 0 | 0 | 0
1111 | Commercial, Existing, Retail, Base Centrifugal Chiller, 0.58 kW/ton, 500 tons, ECM-317, Thermal Energy Storage (TES) | 0.82841 | -0.17552 | -0.21187 | 0 | 0 | 0
1112 | Commercial, Existing, FoodStore, Base Centrifugal Chiller, 0.58 kW/ton, 500 tons, ECM-317, Thermal Energy Storage (TES) | 0.82941 | -0.18039 | -0.21749 | 0 | 0 | 0
1113 | Commercial, Existing, School, Base Centrifugal Chiller, 0.58 kW/ton, 500 tons, ECM-317, Thermal Energy Storage (TES) | 0.829 | -0.11005 | -0.13275 | 0 | 0 | 0
1114 | Commercial, Existing, College, Base Centrifugal Chiller, 0.58 kW/ton, 500 tons, ECM-317, Thermal Energy Storage (TES) | 0.82908 | -0.10587 | -0.1277 | 0 | 0 | 0
1115 | Commercial, Existing, Hospital, Base Centrifugal Chiller, 0.58 kW/ton, 500 tons, ECM-317, Thermal Energy Storage (TES) | 0.82959 | -0.23716 | -0.28588 | 0 | 0 | 0
1116 | Commercial, Existing, Other Health, Base Centrifugal Chiller, 0.58 kW/ton, 500 tons, ECM-317, Thermal Energy Storage (TES) | 0.82843 | -0.11018 | -0.133 | 0 | 0 | 0
1117 | Commercial, Existing, Warehouse, Base Centrifugal Chiller, 0.58 kW/ton, 500 tons, ECM-317, Thermal Energy Storage (TES) | 0.82888 | -0.11589 | -0.13982 | 0 | 0 | 0
1118 | Commercial, Existing, Hotel, Base Centrifugal Chiller, 0.58 kW/ton, 500 tons, ECM-317, Thermal Energy Storage (TES) | 0.82964 | -0.22491 | -0.2711 | 0 | 0 | 0
1119 | Commercial, Existing, Other, Base Centrifugal Chiller, 0.58 kW/ton, 500 tons, ECM-317, Thermal Energy Storage (TES) | 0.82925 | -0.11412 | -0.13761 | 0 | 0 | 0
1120 | Commercial, Existing, Office, Base DX Packaged System, EER=11.2, 10 tons, ECM-321, DX Packaged System, EER=11.7, 10 tons | 0.83236 | 0.65135 | 0.91649 | 0 | 0 | 0
1121 | Commercial, Existing, Restaurant, Base DX Packaged System, EER=11.2, 10 tons, ECM-321, DX Packaged System, EER=11.7, 10 tons | 0.83235 | 1.035 | 1.4563 | 0 | 0 | 0
1122 | Commercial, Existing, Retail, Base DX Packaged System, EER=11.2, 10 tons, ECM-321, DX Packaged System, EER=11.7, 10 tons | 0.83237 | 1.0555 | 1.4852 | 0 | 0 | 0
1123 | Commercial, Existing, FoodStore, Base DX Packaged System, EER=11.2, 10 tons, ECM-321, DX Packaged System, EER=11.7, 10 tons | 0.83233 | 0.94203 | 1.3255 | 0 | 0 | 0
1124 | Commercial, Existing, School, Base DX Packaged System, EER=11.2, 10 tons, ECM-321, DX Packaged System, EER=11.7, 10 tons | 0.83235 | 0.64028 | 0.90093 | 0 | 0 | 0
1125 | Commercial, Existing, College, Base DX Packaged System, EER=11.2, 10 tons, ECM-321, DX Packaged System, EER=11.7, 10 tons | 0.83235 | 0.65745 | 0.92509 | 0 | 0 | 0
1126 | Commercial, Existing, Hospital, Base DX Packaged System, EER=11.2, 10 tons, ECM-321, DX Packaged System, EER=11.7, 10 tons | 0.83232 | 1.2376 | 1.7415 | 0 | 0 | 0
1127 | Commercial, Existing, Other Health, Base DX Packaged System, EER=11.2, 10 tons, ECM-321, DX Packaged System, EER=11.7, 10 tons | 0.83237 | 0.57658 | 0.81128 | 0 | 0 | 0
1128 | Commercial, Existing, Warehouse, Base DX Packaged System, EER=11.2, 10 tons, ECM-321, DX Packaged System, EER=11.7, 10 tons | 0.83235 | 0.7228 | 1.017 | 0 | 0 | 0
1129 | Commercial, Existing, Hotel, Base DX Packaged System, EER=11.2, 10 tons, ECM-321, DX Packaged System, EER=11.7, 10 tons | 0.83232 | 1.3892 | 1.9548 | 0 | 0 | 0
1130 | Commercial, Existing, Other, Base DX Packaged System, EER=11.2, 10 tons, ECM-321, DX Packaged System, EER=11.7, 10 tons | 0.83234 | 0.74286 | 1.0453 | 0 | 0 | 0
1131 | Commercial, Existing, Office, Base DX Packaged System, EER=11.2, 10 tons, ECM-326, DX Tune Up/ Advanced Diagnostics | 0.83252 | 0.86979 | 1.4324 | 0 | 0 | 0
1132 | Commercial, Existing, Restaurant, Base DX Packaged System, EER=11.2, 10 tons, ECM-326, DX Tune Up/ Advanced Diagnostics | 0.83248 | 2.3651 | 3.8951 | 0 | 0 | 0
1133 | Commercial, Existing, Retail, Base DX Packaged System, EER=11.2, 10 tons, ECM-326, DX Tune Up/ Advanced Diagnostics | 0.83254 | 0.84506 | 1.3916 | 0 | 0 | 0
1134 | Commercial, Existing, FoodStore, Base DX Packaged System, EER=11.2, 10 tons, ECM-326, DX Tune Up/ Advanced Diagnostics | 0.83245 | 1.9906 | 3.2784 | 0 | 0 | 0
1135 | Commercial, Existing, School, Base DX Packaged System, EER=11.2, 10 tons, ECM-326, DX Tune Up/ Advanced Diagnostics | 0.83249 | 0.96172 | 1.5838 | 0 | 0 | 0
1136 | Commercial, Existing, College, Base DX Packaged System, EER=11.2, 10 tons, ECM-326, DX Tune Up/ Advanced Diagnostics | 0.83248 | 0.66273 | 1.0915 | 0 | 0 | 0
1137 | Commercial, Existing, Hospital, Base DX Packaged System, EER=11.2, 10 tons, ECM-326, DX Tune Up/ Advanced Diagnostics | 0.83244 | 3.1485 | 5.1855 | 0 | 0 | 0
1138 | Commercial, Existing, Other Health, Base DX Packaged System, EER=11.2, 10 tons, ECM-326, DX Tune Up/ Advanced Diagnostics | 0.83253 | 1.3784 | 2.27 | 0 | 0 | 0
1139 | Commercial, Existing, Warehouse, Base DX Packaged System, EER=11.2, 10 tons, ECM-326, DX Tune Up/ Advanced Diagnostics | 0.83249 | 0.1174 | 0.19334 | 0 | 0 | 0
1140 | Commercial, Existing, Hotel, Base DX Packaged System, EER=11.2, 10 tons, ECM-326, DX Tune Up/ Advanced Diagnostics | 0.83243 | 1.2251 | 2.0178 | 0 | 0 | 0
1141 | Commercial, Existing, Other, Base DX Packaged System, EER=11.2, 10 tons, ECM-326, DX Tune Up/ Advanced Diagnostics | 0.83246 | 0.50607 | 0.83346 | 0 | 0 | 0
1142 | Commercial, Existing, Office, Base DX Packaged System, EER=11.2, 10 tons, ECM-327, DX Coil Cleaning | 0.83252 | 2.5187 | 5.036 | 0 | 0 | 0
1143 | Commercial, Existing, Restaurant, Base DX Packaged System, EER=11.2, 10 tons, ECM-327, DX Coil Cleaning | 0.83248 | 4.4433 | 8.8848 | 0 | 0 | 0
1144 | Commercial, Existing, Retail, Base DX Packaged System, EER=11.2, 10 tons, ECM-327, DX Coil Cleaning | 0.83254 | 3.9509 | 7.8995 | 0 | 0 | 0
1145 | Commercial, Existing, FoodStore, Base DX Packaged System, EER=11.2, 10 tons, ECM-327, DX Coil Cleaning | 0.83245 | 3.9503 | 7.8993 | 0 | 0 | 0
1146 | Commercial, Existing, School, Base DX Packaged System, EER=11.2, 10 tons, ECM-327, DX Coil Cleaning | 0.83249 | 2.5453 | 5.0895 | 0 | 0 | 0
1147 | Commercial, Existing, College, Base DX Packaged System, EER=11.2, 10 tons, ECM-327, DX Coil Cleaning | 0.83248 | 2.4957 | 4.9903 | 0 | 0 | 0
1148 | Commercial, Existing, Hospital, Base DX Packaged System, EER=11.2, 10 tons, ECM-327, DX Coil Cleaning | 0.83244 | 5.2057 | 10.4098 | 0 | 0 | 0
1149 | Commercial, Existing, Other Health, Base DX Packaged System, EER=11.2, 10 tons, ECM-327, DX Coil Cleaning | 0.83253 | 2.4256 | 4.8498 | 0 | 0 | 0
1150 | Commercial, Existing, Warehouse, Base DX Packaged System, EER=11.2, 10 tons, ECM-327, DX Coil Cleaning | 0.83249 | 2.5687 | 5.1362 | 0 | 0 | 0
1151 | Commercial, Existing, Hotel, Base DX Packaged System, EER=11.2, 10 tons, ECM-327, DX Coil Cleaning | 0.83243 | 5.2732 | 10.5448 | 0 | 0 | 0
1152 | Commercial, Existing, Other, Base DX Packaged System, EER=11.2, 10 tons, ECM-327, DX Coil Cleaning | 0.83246 | 2.6741 | 5.3472 | 0 | 0 | 0
1153 | Commercial, Existing, Office, Base DX Packaged System, EER=11.2, 10 tons, ECM-328, Optimize Controls | 0.83227 | 1.5295 | 3.0591 | 0 | 0 | 0
1154 | Commercial, Existing, Restaurant, Base DX Packaged System, EER=11.2, 10 tons, ECM-328, Optimize Controls | 0.83226 | 4.1592 | 8.3189 | 0 | 0 | 0
1155 | Commercial, Existing, Retail, Base DX Packaged System, EER=11.2, 10 tons, ECM-328, Optimize Controls | 0.83227 | 1.5744 | 3.149 | 0 | 0 | 0
1156 | Commercial, Existing, FoodStore, Base DX Packaged System, EER=11.2, 10 tons, ECM-328, Optimize Controls | 0.83226 | 3.5008 | 7.002 | 0 | 0 | 0
1157 | Commercial, Existing, School, Base DX Packaged System, EER=11.2, 10 tons, ECM-328, Optimize Controls | 0.83226 | 1.6913 | 3.3827 | 0 | 0 | 0
1158 | Commercial, Existing, College, Base DX Packaged System, EER=11.2, 10 tons, ECM-328, Optimize Controls | 0.83226 | 1.2349 | 2.4699 | 0 | 0 | 0
1159 | Commercial, Existing, Hospital, Base DX Packaged System, EER=11.2, 10 tons, ECM-328, Optimize Controls | 0.83226 | 5.6425 | 11.2857 | 0 | 0 | 0
1160 | Commercial, Existing, Other Health, Base DX Packaged System, EER=11.2, 10 tons, ECM-328, Optimize Controls | 0.83227 | 2.4699 | 4.94 | 0 | 0 | 0
1161 | Commercial, Existing, Warehouse, Base DX Packaged System, EER=11.2, 10 tons, ECM-328, Optimize Controls | 0.83227 | 0.20647 | 0.41295 | 0 | 0 | 0
1162 | Commercial, Existing, Hotel, Base DX Packaged System, EER=11.2, 10 tons, ECM-328, Optimize Controls | 0.83225 | 2.283 | 4.5663 | 0 | 0 | 0
1163 | Commercial, Existing, Other, Base DX Packaged System, EER=11.2, 10 tons, ECM-328, Optimize Controls | 0.83227 | 0.94307 | 1.8862 | 0 | 0 | 0
1164 | Commercial, Existing, Office, Base DX Packaged System, EER=11.2, 10 tons, ECM-329, Aerosole Duct Sealing | 0.83242 | 7.703 | 10.8378 | 0 | 0 | 0
1165 | Commercial, Existing, Restaurant, Base DX Packaged System, EER=11.2, 10 tons, ECM-329, Aerosole Duct Sealing | 0.83239 | 13.5896 | 19.1207 | 0 | 0 | 0
1166 | Commercial, Existing, Retail, Base DX Packaged System, EER=11.2, 10 tons, ECM-329, Aerosole Duct Sealing | 0.83243 | 12.083 | 17.0001 | 0 | 0 | 0
1167 | Commercial, Existing, FoodStore, Base DX Packaged System, EER=11.2, 10 tons, ECM-329, Aerosole Duct Sealing | 0.83237 | 12.0821 | 17 | 0 | 0 | 0
1168 | Commercial, Existing, School, Base DX Packaged System, EER=11.2, 10 tons, ECM-329, Aerosole Duct Sealing | 0.8324 | 7.7846 | 10.9529 | 0 | 0 | 0
1169 | Commercial, Existing, College, Base DX Packaged System, EER=11.2, 10 tons, ECM-329, Aerosole Duct Sealing | 0.83239 | 7.6329 | 10.7395 | 0 | 0 | 0
1170 | Commercial, Existing, Hospital, Base DX Packaged System, EER=11.2, 10 tons, ECM-329, Aerosole Duct Sealing | 0.83237 | 16.1284 | 22.6936 | 0 | 0 | 0
1171 | Commercial, Existing, Other Health, Base DX Packaged System, EER=11.2, 10 tons, ECM-329, Aerosole Duct Sealing | 0.83243 | 7.5144 | 10.5724 | 0 | 0 | 0
1172 | Commercial, Existing, Warehouse, Base DX Packaged System, EER=11.2, 10 tons, ECM-329, Aerosole Duct Sealing | 0.8324 | 7.8561 | 11.0535 | 0 | 0 | 0
1173 | Commercial, Existing, Hotel, Base DX Packaged System, EER=11.2, 10 tons, ECM-329, Aerosole Duct Sealing | 0.83236 | 16.1284 | 22.6937 | 0 | 0 | 0
1174 | Commercial, Existing, Other, Base DX Packaged System, EER=11.2, 10 tons, ECM-329, Aerosole Duct Sealing | 0.83238 | 8.1787 | 11.5077 | 0 | 0 | 0
1175 | Commercial, Existing, Office, Base DX Packaged System, EER=11.2, 10 tons, ECM-330, Duct/Pipe Insulation | 0.83242 | 0.044176 | 0.072759 | 0 | 0 | 0
1176 | Commercial, Existing, Restaurant, Base DX Packaged System, EER=11.2, 10 tons, ECM-330, Duct/Pipe Insulation | 0.83239 | 0.11593 | 0.19094 | 0 | 0 | 0
1177 | Commercial, Existing, Retail, Base DX Packaged System, EER=11.2, 10 tons, ECM-330, Duct/Pipe Insulation | 0.83243 | 0.043825 | 0.07218 | 0 | 0 | 0
1178 | Commercial, Existing, FoodStore, Base DX Packaged System, EER=11.2, 10 tons, ECM-330, Duct/Pipe Insulation | 0.83237 | 0.099888 | 0.16453 | 0 | 0 | 0
1179 | Commercial, Existing, School, Base DX Packaged System, EER=11.2, 10 tons, ECM-330, Duct/Pipe Insulation | 0.8324 | 0.045766 | 0.075379 | 0 | 0 | 0
1180 | Commercial, Existing, College, Base DX Packaged System, EER=11.2, 10 tons, ECM-330, Duct/Pipe Insulation | 0.83239 | 0.032783 | 0.053997 | 0 | 0 | 0
1181 | Commercial, Existing, Hospital, Base DX Packaged System, EER=11.2, 10 tons, ECM-330, Duct/Pipe Insulation | 0.83237 | 0.15549 | 0.25612 | 0 | 0 | 0
1182 | Commercial, Existing, Other Health, Base DX Packaged System, EER=11.2, 10 tons, ECM-330, Duct/Pipe Insulation | 0.83243 | 0.068072 | 0.11211 | 0 | 0 | 0
1183 | Commercial, Existing, Warehouse, Base DX Packaged System, EER=11.2, 10 tons, ECM-330, Duct/Pipe Insulation | 0.8324 | 0.006656 | 0.010963 | 0 | 0 | 0
1184 | Commercial, Existing, Hotel, Base DX Packaged System, EER=11.2, 10 tons, ECM-330, Duct/Pipe Insulation | 0.83236 | 0.060824 | 0.10018 | 0 | 0 | 0
1185 | Commercial, Existing, Other, Base DX Packaged System, EER=11.2, 10 tons, ECM-330, Duct/Pipe Insulation | 0.83238 | 0.025169 | 0.041456 | 0 | 0 | 0
1186 | Commercial, Existing, Office, Base DX Packaged System, EER=11.2, 10 tons, ECM-332, Window Film (Standard) | 0.83238 | 0.82564 | 1.3599 | 0 | 0 | 0
1187 | Commercial, Existing, Restaurant, Base DX Packaged System, EER=11.2, 10 tons, ECM-332, Window Film (Standard) | 0.83237 | 2.1476 | 3.5374 | 0 | 0 | 0
1188 | Commercial, Existing, Retail, Base DX Packaged System, EER=11.2, 10 tons, ECM-332, Window Film (Standard) | 0.8324 | 0.76846 | 1.2657 | 0 | 0 | 0
1189 | Commercial, Existing, FoodStore, Base DX Packaged System, EER=11.2, 10 tons, ECM-332, Window Film (Standard) | 0.83233 | 1.8516 | 3.05 | 0 | 0 | 0
1190 | Commercial, Existing, School, Base DX Packaged System, EER=11.2, 10 tons, ECM-332, Window Film (Standard) | 0.83237 | 0.87966 | 1.4489 | 0 | 0 | 0
1191 | Commercial, Existing, College, Base DX Packaged System, EER=11.2, 10 tons, ECM-332, Window Film (Standard) | 0.83233 | 0.60336 | 0.99385 | 0 | 0 | 0
1192 | Commercial, Existing, Hospital, Base DX Packaged System, EER=11.2, 10 tons, ECM-332, Window Film (Standard) | 0.83231 | 2.9545 | 4.8668 | 0 | 0 | 0
1193 | Commercial, Existing, Other Health, Base DX Packaged System, EER=11.2, 10 tons, ECM-332, Window Film (Standard) | 0.83235 | 1.2933 | 2.1303 | 0 | 0 | 0
1194 | Commercial, Existing, Warehouse, Base DX Packaged System, EER=11.2, 10 tons, ECM-332, Window Film (Standard) | 0.83211 | 0.11007 | 0.18136 | 0 | 0 | 0
1195 | Commercial, Existing, Hotel, Base DX Packaged System, EER=11.2, 10 tons, ECM-332, Window Film (Standard) | 0.83232 | 1.1303 | 1.8618 | 0 | 0 | 0
1196 | Commercial, Existing, Other, Base DX Packaged System, EER=11.2, 10 tons, ECM-332, Window Film (Standard) | 0.83212 | 0.46263 | 0.76222 | 0 | 0 | 0
1197 | Commercial, Existing, Office, Base DX Packaged System, EER=11.2, 10 tons, ECM-334, Ceiling Insulation | 0.83291 | 1.3252 | 1.591 | 0 | 0 | 0
1198 | Commercial, Existing, Restaurant, Base DX Packaged System, EER=11.2, 10 tons, ECM-334, Ceiling Insulation | 0.8328 | 3.6026 | 4.3259 | 0 | 0 | 0
1199 | Commercial, Existing, Retail, Base DX Packaged System, EER=11.2, 10 tons, ECM-334, Ceiling Insulation | 0.83293 | 1.3641 | 1.6378 | 0 | 0 | 0
1200 | Commercial, Existing, FoodStore, Base DX Packaged System, EER=11.2, 10 tons, ECM-334, Ceiling Insulation | 0.83279 | 3.0324 | 3.6412 | 0 | 0 | 0
1201 | Commercial, Existing, School, Base DX Packaged System, EER=11.2, 10 tons, ECM-334, Ceiling Insulation | 0.83282 | 1.465 | 1.7591 | 0 | 0 | 0
1202 | Commercial, Existing, College, Base DX Packaged System, EER=11.2, 10 tons, ECM-334, Ceiling Insulation | 0.83289 | 1.0699 | 1.2846 | 0 | 0 | 0
1203 | Commercial, Existing, Hospital, Base DX Packaged System, EER=11.2, 10 tons, ECM-334, Ceiling Insulation | 0.83278 | 4.7965 | 5.7596 | 0 | 0 | 0
1204 | Commercial, Existing, Other Health, Base DX Packaged System, EER=11.2, 10 tons, ECM-334, Ceiling Insulation | 0.83303 | 2.1009 | 2.522 | 0 | 0 | 0
1205 | Commercial, Existing, Warehouse, Base DX Packaged System, EER=11.2, 10 tons, ECM-334, Ceiling Insulation | 0.83343 | 0.17919 | 0.21501 | 0 | 0 | 0
1206 | Commercial, Existing, Hotel, Base DX Packaged System, EER=11.2, 10 tons, ECM-334, Ceiling Insulation | 0.83275 | 1.9774 | 2.3745 | 0 | 0 | 0
1207 | Commercial, Existing, Other, Base DX Packaged System, EER=11.2, 10 tons, ECM-334, Ceiling Insulation | 0.83329 | 0.77219 | 0.92667 | 0 | 0 | 0
1208 | Commercial, Existing, Office, Base DX Packaged System, EER=11.2, 10 tons, ECM-335, Roof Insulation | 0.83287 | 1.1946 | 1.4344 | 0 | 0 | 0
1209 | Commercial, Existing, Restaurant, Base DX Packaged System, EER=11.2, 10 tons, ECM-335, Roof Insulation | 0.83276 | 3.2478 | 3.9 | 0 | 0 | 0
1210 | Commercial, Existing, Retail, Base DX Packaged System, EER=11.2, 10 tons, ECM-335, Roof Insulation | 0.83288 | 1.1606 | 1.3935 | 0 | 0 | 0
1211 | Commercial, Existing, FoodStore, Base DX Packaged System, EER=11.2, 10 tons, ECM-335, Roof Insulation | 0.83276 | 2.7337 | 3.2827 | 0 | 0 | 0
1212 | Commercial, Existing, School, Base DX Packaged System, EER=11.2, 10 tons, ECM-335, Roof Insulation | 0.83278 | 1.3207 | 1.5859 | 0 | 0 | 0
1213 | Commercial, Existing, College, Base DX Packaged System, EER=11.2, 10 tons, ECM-335, Roof Insulation | 0.83286 | 0.96456 | 1.1581 | 0 | 0 | 0
1214 | Commercial, Existing, Hospital, Base DX Packaged System, EER=11.2, 10 tons, ECM-335, Roof Insulation | 0.83275 | 4.3241 | 5.1926 | 0 | 0 | 0
1215 | Commercial, Existing, Other Health, Base DX Packaged System, EER=11.2, 10 tons, ECM-335, Roof Insulation | 0.83299 | 1.8939 | 2.2736 | 0 | 0 | 0
1216 | Commercial, Existing, Warehouse, Base DX Packaged System, EER=11.2, 10 tons, ECM-335, Roof Insulation | 0.8334 | 0.16153 | 0.19382 | 0 | 0 | 0
1217 | Commercial, Existing, Hotel, Base DX Packaged System, EER=11.2, 10 tons, ECM-335, Roof Insulation | 0.83272 | 1.7826 | 2.1407 | 0 | 0 | 0
1218 | Commercial, Existing, Other, Base DX Packaged System, EER=11.2, 10 tons, ECM-335, Roof Insulation | 0.83326 | 0.6961 | 0.83539 | 0 | 0 | 0
1219 | Commercial, Existing, Office, Base DX Packaged System, EER=11.2, 10 tons, ECM-336, Cool Roof - DX | 0.83258 | 0.57293 | 0.80594 | 0 | 0 | 0
1220 | Commercial, Existing, Restaurant, Base DX Packaged System, EER=11.2, 10 tons, ECM-336, Cool Roof - DX | 0.83253 | 1.5883 | 2.2344 | 0 | 0 | 0
1221 | Commercial, Existing, Retail, Base DX Packaged System, EER=11.2, 10 tons, ECM-336, Cool Roof - DX | 0.8326 | 0.55672 | 0.78311 | 0 | 0 | 0
1222 | Commercial, Existing, FoodStore, Base DX Packaged System, EER=11.2, 10 tons, ECM-336, Cool Roof - DX | 0.8325 | 1.3773 | 1.9376 | 0 | 0 | 0
1223 | Commercial, Existing, School, Base DX Packaged System, EER=11.2, 10 tons, ECM-336, Cool Roof - DX | 0.83254 | 0.56739 | 0.79818 | 0 | 0 | 0
1224 | Commercial, Existing, College, Base DX Packaged System, EER=11.2, 10 tons, ECM-336, Cool Roof - DX | 0.83253 | 0.39835 | 0.56039 | 0 | 0 | 0
1225 | Commercial, Existing, Hospital, Base DX Packaged System, EER=11.2, 10 tons, ECM-336, Cool Roof - DX | 0.83248 | 2.088 | 2.9375 | 0 | 0 | 0
1226 | Commercial, Existing, Other Health, Base DX Packaged System, EER=11.2, 10 tons, ECM-336, Cool Roof - DX | 0.8326 | 0.91419 | 1.286 | 0 | 0 | 0
1227 | Commercial, Existing, Warehouse, Base DX Packaged System, EER=11.2, 10 tons, ECM-336, Cool Roof - DX | 0.83255 | 0.078228 | 0.11005 | 0 | 0 | 0
1228 | Commercial, Existing, Hotel, Base DX Packaged System, EER=11.2, 10 tons, ECM-336, Cool Roof - DX | 0.83248 | 0.73307 | 1.0313 | 0 | 0 | 0
1229 | Commercial, Existing, Other, Base DX Packaged System, EER=11.2, 10 tons, ECM-336, Cool Roof - DX | 0.83251 | 0.28426 | 0.39989 | 0 | 0 | 0
1230 | Commercial, Existing, Office, Base DX Packaged System, EER=11.2, 10 tons, ECM-337, Run Time Optimizer | 0.83246 | 0.31821 | 0.44768 | 0 | 0 | 0
1231 | Commercial, Existing, Restaurant, Base DX Packaged System, EER=11.2, 10 tons, ECM-337, Run Time Optimizer | 0.83243 | 0.54176 | 0.76222 | 0 | 0 | 0
1232 | Commercial, Existing, Retail, Base DX Packaged System, EER=11.2, 10 tons, ECM-337, Run Time Optimizer | 0.83248 | 0.48103 | 0.67675 | 0 | 0 | 0
1233 | Commercial, Existing, FoodStore, Base DX Packaged System, EER=11.2, 10 tons, ECM-337, Run Time Optimizer | 0.83241 | 0.49309 | 0.69377 | 0 | 0 | 0
1234 | Commercial, Existing, School, Base DX Packaged System, EER=11.2, 10 tons, ECM-337, Run Time Optimizer | 0.83244 | 0.30129 | 0.4239 | 0 | 0 | 0
1235 | Commercial, Existing, College, Base DX Packaged System, EER=11.2, 10 tons, ECM-337, Run Time Optimizer | 0.83243 | 0.28983 | 0.40777 | 0 | 0 | 0
1236 | Commercial, Existing, Hospital, Base DX Packaged System, EER=11.2, 10 tons, ECM-337, Run Time Optimizer | 0.8324 | 0.6478 | 0.91145 | 0 | 0 | 0
1237 | Commercial, Existing, Other Health, Base DX Packaged System, EER=11.2, 10 tons, ECM-337, Run Time Optimizer | 0.83248 | 0.30182 | 0.42462 | 0 | 0 | 0
1238 | Commercial, Existing, Warehouse, Base DX Packaged System, EER=11.2, 10 tons, ECM-337, Run Time Optimizer | 0.83244 | 0.37835 | 0.53231 | 0 | 0 | 0
1239 | Commercial, Existing, Hotel, Base DX Packaged System, EER=11.2, 10 tons, ECM-337, Run Time Optimizer | 0.83239 | 0.61461 | 0.86476 | 0 | 0 | 0
1240 | Commercial, Existing, Other, Base DX Packaged System, EER=11.2, 10 tons, ECM-337, Run Time Optimizer | 0.83242 | 0.35215 | 0.49547 | 0 | 0 | 0
1241 | Commercial, Existing, Office, Base DX Packaged System, EER=11.2, 10 tons, ECM-338, Hybrid Dessicant-HP System | 0.83243 | 0.41995 | 0.59085 | 0 | 0 | 0
1242 | Commercial, Existing, Restaurant, Base DX Packaged System, EER=11.2, 10 tons, ECM-338, Hybrid Dessicant-HP System | 0.8324 | 0.66728 | 0.93886 | 0 | 0 | 0
1243 | Commercial, Existing, Retail, Base DX Packaged System, EER=11.2, 10 tons, ECM-338, Hybrid Dessicant-HP System | 0.83244 | 0.68054 | 0.95748 | 0 | 0 | 0
1244 | Commercial, Existing, FoodStore, Base DX Packaged System, EER=11.2, 10 tons, ECM-338, Hybrid Dessicant-HP System | 0.83238 | 0.60735 | 0.85455 | 0 | 0 | 0
1245 | Commercial, Existing, School, Base DX Packaged System, EER=11.2, 10 tons, ECM-338, Hybrid Dessicant-HP System | 0.8324 | 0.41281 | 0.58082 | 0 | 0 | 0
1246 | Commercial, Existing, College, Base DX Packaged System, EER=11.2, 10 tons, ECM-338, Hybrid Dessicant-HP System | 0.8324 | 0.42388 | 0.5964 | 0 | 0 | 0
1247 | Commercial, Existing, Hospital, Base DX Packaged System, EER=11.2, 10 tons, ECM-338, Hybrid Dessicant-HP System | 0.83237 | 0.79791 | 1.1227 | 0 | 0 | 0
1248 | Commercial, Existing, Other Health, Base DX Packaged System, EER=11.2, 10 tons, ECM-338, Hybrid Dessicant-HP System | 0.83244 | 0.37176 | 0.52303 | 0 | 0 | 0
1249 | Commercial, Existing, Warehouse, Base DX Packaged System, EER=11.2, 10 tons, ECM-338, Hybrid Dessicant-HP System | 0.83245 | 0.46607 | 0.65572 | 0 | 0 | 0
1250 | Commercial, Existing, Hotel, Base DX Packaged System, EER=11.2, 10 tons, ECM-338, Hybrid Dessicant-HP System | 0.83237 | 0.89566 | 1.2602 | 0 | 0 | 0
1251 | Commercial, Existing, Other, Base DX Packaged System, EER=11.2, 10 tons, ECM-338, Hybrid Dessicant-HP System | 0.83243 | 0.47899 | 0.67392 | 0 | 0 | 0
1252 | Commercial, Existing, Office, Packaged HP System, EER=11.2, 10 tons, ECM-341, Packaged HP System, EER=11.7, 10 tons | 0.8325 | 0.096484 | 0.13574 | 0 | 0 | 0
1253 | Commercial, Existing, Restaurant, Packaged HP System, EER=11.2, 10 tons, ECM-341, Packaged HP System, EER=11.7, 10 tons | 0.83247 | 0.16427 | 0.2311 | 0 | 0 | 0
1254 | Commercial, Existing, Retail, Packaged HP System, EER=11.2, 10 tons, ECM-341, Packaged HP System, EER=11.7, 10 tons | 0.83252 | 0.14844 | 0.20883 | 0 | 0 | 0
1255 | Commercial, Existing, FoodStore, Packaged HP System, EER=11.2, 10 tons, ECM-341, Packaged HP System, EER=11.7, 10 tons | 0.83244 | 0.14951 | 0.21035 | 0 | 0 | 0
1256 | Commercial, Existing, School, Packaged HP System, EER=11.2, 10 tons, ECM-341, Packaged HP System, EER=11.7, 10 tons | 0.83247 | 0.091355 | 0.12853 | 0 | 0 | 0
1257 | Commercial, Existing, College, Packaged HP System, EER=11.2, 10 tons, ECM-341, Packaged HP System, EER=11.7, 10 tons | 0.83247 | 0.087879 | 0.12364 | 0 | 0 | 0
1258 | Commercial, Existing, Hospital, Packaged HP System, EER=11.2, 10 tons, ECM-341, Packaged HP System, EER=11.7, 10 tons | 0.83243 | 0.19642 | 0.27635 | 0 | 0 | 0
1259 | Commercial, Existing, Other Health, Packaged HP System, EER=11.2, 10 tons, ECM-341, Packaged HP System, EER=11.7, 10 tons | 0.83252 | 0.091518 | 0.12875 | 0 | 0 | 0
1260 | Commercial, Existing, Warehouse, Packaged HP System, EER=11.2, 10 tons, ECM-341, Packaged HP System, EER=11.7, 10 tons | 0.83248 | 0.10602 | 0.14916 | 0 | 0 | 0
1261 | Commercial, Existing, Hotel, Packaged HP System, EER=11.2, 10 tons, ECM-341, Packaged HP System, EER=11.7, 10 tons | 0.83242 | 0.18635 | 0.26219 | 0 | 0 | 0
1262 | Commercial, Existing, Other, Packaged HP System, EER=11.2, 10 tons, ECM-341, Packaged HP System, EER=11.7, 10 tons | 0.83245 | 0.094669 | 0.13319 | 0 | 0 | 0
1263 | Commercial, Existing, Office, Packaged HP System, EER=11.2, 10 tons, ECM-342, Geothermal Heat Pump, EER=13, 10 tons | 0.83258 | 0.20086 | 0.24125 | 0 | 0 | 0
1264 | Commercial, Existing, Restaurant, Packaged HP System, EER=11.2, 10 tons, ECM-342, Geothermal Heat Pump, EER=13, 10 tons | 0.83254 | 0.34196 | 0.41075 | 0 | 0 | 0
1265 | Commercial, Existing, Retail, Packaged HP System, EER=11.2, 10 tons, ECM-342, Geothermal Heat Pump, EER=13, 10 tons | 0.8326 | 0.30904 | 0.37117 | 0 | 0 | 0
1266 | Commercial, Existing, FoodStore, Packaged HP System, EER=11.2, 10 tons, ECM-342, Geothermal Heat Pump, EER=13, 10 tons | 0.8325 | 0.31124 | 0.37386 | 0 | 0 | 0
1267 | Commercial, Existing, School, Packaged HP System, EER=11.2, 10 tons, ECM-342, Geothermal Heat Pump, EER=13, 10 tons | 0.83254 | 0.19018 | 0.22843 | 0 | 0 | 0
1268 | Commercial, Existing, College, Packaged HP System, EER=11.2, 10 tons, ECM-342, Geothermal Heat Pump, EER=13, 10 tons | 0.83253 | 0.18294 | 0.21974 | 0 | 0 | 0
1269 | Commercial, Existing, Hospital, Packaged HP System, EER=11.2, 10 tons, ECM-342, Geothermal Heat Pump, EER=13, 10 tons | 0.83248 | 0.40888 | 0.49116 | 0 | 0 | 0
1270 | Commercial, Existing, Other Health, Packaged HP System, EER=11.2, 10 tons, ECM-342, Geothermal Heat Pump, EER=13, 10 tons | 0.8326 | 0.19052 | 0.22883 | 0 | 0 | 0
1271 | Commercial, Existing, Warehouse, Packaged HP System, EER=11.2, 10 tons, ECM-342, Geothermal Heat Pump, EER=13, 10 tons | 0.83255 | 0.22072 | 0.26511 | 0 | 0 | 0
1272 | Commercial, Existing, Hotel, Packaged HP System, EER=11.2, 10 tons, ECM-342, Geothermal Heat Pump, EER=13, 10 tons | 0.83248 | 0.38793 | 0.466 | 0 | 0 | 0
1273 | Commercial, Existing, Other, Packaged HP System, EER=11.2, 10 tons, ECM-342, Geothermal Heat Pump, EER=13, 10 tons | 0.83251 | 0.19708 | 0.23673 | 0 | 0 | 0
1274 | Commercial, Existing, Office, Packaged HP System, EER=11.2, 10 tons, ECM-344, Aerosole Duct Sealing | 0.83242 | 7.703 | 10.8378 | 0 | 0 | 0
1275 | Commercial, Existing, Restaurant, Packaged HP System, EER=11.2, 10 tons, ECM-344, Aerosole Duct Sealing | 0.8324 | 13.5897 | 19.1208 | 0 | 0 | 0
1276 | Commercial, Existing, Retail, Packaged HP System, EER=11.2, 10 tons, ECM-344, Aerosole Duct Sealing | 0.83243 | 12.083 | 17.0001 | 0 | 0 | 0
1277 | Commercial, Existing, FoodStore, Packaged HP System, EER=11.2, 10 tons, ECM-344, Aerosole Duct Sealing | 0.83238 | 12.0822 | 17.0001 | 0 | 0 | 0
1278 | Commercial, Existing, School, Packaged HP System, EER=11.2, 10 tons, ECM-344, Aerosole Duct Sealing | 0.8324 | 7.7846 | 10.953 | 0 | 0 | 0
1279 | Commercial, Existing, College, Packaged HP System, EER=11.2, 10 tons, ECM-344, Aerosole Duct Sealing | 0.8324 | 7.6329 | 10.7396 | 0 | 0 | 0
1280 | Commercial, Existing, Hospital, Packaged HP System, EER=11.2, 10 tons, ECM-344, Aerosole Duct Sealing | 0.83237 | 16.1285 | 22.6937 | 0 | 0 | 0
1281 | Commercial, Existing, Other Health, Packaged HP System, EER=11.2, 10 tons, ECM-344, Aerosole Duct Sealing | 0.83243 | 7.5145 | 10.5724 | 0 | 0 | 0
1282 | Commercial, Existing, Warehouse, Packaged HP System, EER=11.2, 10 tons, ECM-344, Aerosole Duct Sealing | 0.83242 | 7.8564 | 11.0537 | 0 | 0 | 0
1283 | Commercial, Existing, Hotel, Packaged HP System, EER=11.2, 10 tons, ECM-344, Aerosole Duct Sealing | 0.83236 | 16.1285 | 22.6938 | 0 | 0 | 0
1284 | Commercial, Existing, Other, Packaged HP System, EER=11.2, 10 tons, ECM-344, Aerosole Duct Sealing | 0.83239 | 8.179 | 11.508 | 0 | 0 | 0
1285 | Commercial, Existing, Office, Packaged HP System, EER=11.2, 10 tons, ECM-345, Duct/Pipe Insulation | 0.83242 | 0.046133 | 0.075982 | 0 | 0 | 0
1286 | Commercial, Existing, Restaurant, Packaged HP System, EER=11.2, 10 tons, ECM-345, Duct/Pipe Insulation | 0.8324 | 0.12106 | 0.1994 | 0 | 0 | 0
1287 | Commercial, Existing, Retail, Packaged HP System, EER=11.2, 10 tons, ECM-345, Duct/Pipe Insulation | 0.83243 | 0.046578 | 0.076714 | 0 | 0 | 0
1288 | Commercial, Existing, FoodStore, Packaged HP System, EER=11.2, 10 tons, ECM-345, Duct/Pipe Insulation | 0.83238 | 0.10431 | 0.17182 | 0 | 0 | 0
1289 | Commercial, Existing, School, Packaged HP System, EER=11.2, 10 tons, ECM-345, Duct/Pipe Insulation | 0.8324 | 0.047793 | 0.078718 | 0 | 0 | 0
1290 | Commercial, Existing, College, Packaged HP System, EER=11.2, 10 tons, ECM-345, Duct/Pipe Insulation | 0.8324 | 0.034236 | 0.056389 | 0 | 0 | 0
1291 | Commercial, Existing, Hospital, Packaged HP System, EER=11.2, 10 tons, ECM-345, Duct/Pipe Insulation | 0.83237 | 0.16238 | 0.26747 | 0 | 0 | 0
1292 | Commercial, Existing, Other Health, Packaged HP System, EER=11.2, 10 tons, ECM-345, Duct/Pipe Insulation | 0.83243 | 0.071088 | 0.11708 | 0 | 0 | 0
1293 | Commercial, Existing, Warehouse, Packaged HP System, EER=11.2, 10 tons, ECM-345, Duct/Pipe Insulation | 0.83242 | 0.006952 | 0.01145 | 0 | 0 | 0
1294 | Commercial, Existing, Hotel, Packaged HP System, EER=11.2, 10 tons, ECM-345, Duct/Pipe Insulation | 0.83236 | 0.063519 | 0.10462 | 0 | 0 | 0
1295 | Commercial, Existing, Other, Packaged HP System, EER=11.2, 10 tons, ECM-345, Duct/Pipe Insulation | 0.83239 | 0.026286 | 0.043294 | 0 | 0 | 0
1296 | Commercial, Existing, Office, Packaged HP System, EER=11.2, 10 tons, ECM-347, Window Film (Standard) | 0.83242 | 0.90644 | 1.4929 | 0 | 0 | 0
1297 | Commercial, Existing, Restaurant, Packaged HP System, EER=11.2, 10 tons, ECM-347, Window Film (Standard) | 0.8324 | 2.3577 | 3.8832 | 0 | 0 | 0
1298 | Commercial, Existing, Retail, Packaged HP System, EER=11.2, 10 tons, ECM-347, Window Film (Standard) | 0.83244 | 0.90972 | 1.4983 | 0 | 0 | 0
1299 | Commercial, Existing, FoodStore, Packaged HP System, EER=11.2, 10 tons, ECM-347, Window Film (Standard) | 0.83238 | 2.0328 | 3.3483 | 0 | 0 | 0
1300 | Commercial, Existing, School, Packaged HP System, EER=11.2, 10 tons, ECM-347, Window Film (Standard) | 0.8324 | 0.96569 | 1.5905 | 0 | 0 | 0
1301 | Commercial, Existing, College, Packaged HP System, EER=11.2, 10 tons, ECM-347, Window Film (Standard) | 0.8324 | 0.7019 | 1.1561 | 0 | 0 | 0
1302 | Commercial, Existing, Hospital, Packaged HP System, EER=11.2, 10 tons, ECM-347, Window Film (Standard) | 0.83237 | 3.2438 | 5.3429 | 0 | 0 | 0
1303 | Commercial, Existing, Other Health, Packaged HP System, EER=11.2, 10 tons, ECM-347, Window Film (Standard) | 0.83243 | 1.4201 | 2.3388 | 0 | 0 | 0
1304 | Commercial, Existing, Warehouse, Packaged HP System, EER=11.2, 10 tons, ECM-347, Window Film (Standard) | 0.83239 | 0.1208 | 0.19896 | 0 | 0 | 0
1305 | Commercial, Existing, Hotel, Packaged HP System, EER=11.2, 10 tons, ECM-347, Window Film (Standard) | 0.83237 | 1.3148 | 2.1656 | 0 | 0 | 0
1306 | Commercial, Existing, Other, Packaged HP System, EER=11.2, 10 tons, ECM-347, Window Film (Standard) | 0.83237 | 0.53851 | 0.88699 | 0 | 0 | 0
1307 | Commercial, Existing, Office, Packaged HP System, EER=11.2, 10 tons, ECM-349, Ceiling Insulation | 0.83281 | 1.3674 | 1.6419 | 0 | 0 | 0
1308 | Commercial, Existing, Restaurant, Packaged HP System, EER=11.2, 10 tons, ECM-349, Ceiling Insulation | 0.83274 | 3.7179 | 4.4646 | 0 | 0 | 0
1309 | Commercial, Existing, Retail, Packaged HP System, EER=11.2, 10 tons, ECM-349, Ceiling Insulation | 0.83285 | 1.4327 | 1.7202 | 0 | 0 | 0
1310 | Commercial, Existing, FoodStore, Packaged HP System, EER=11.2, 10 tons, ECM-349, Ceiling Insulation | 0.83269 | 3.129 | 3.7577 | 0 | 0 | 0
1311 | Commercial, Existing, School, Packaged HP System, EER=11.2, 10 tons, ECM-349, Ceiling Insulation | 0.83275 | 1.5118 | 1.8155 | 0 | 0 | 0
1312 | Commercial, Existing, College, Packaged HP System, EER=11.2, 10 tons, ECM-349, Ceiling Insulation | 0.83274 | 1.1039 | 1.3256 | 0 | 0 | 0
1313 | Commercial, Existing, Hospital, Packaged HP System, EER=11.2, 10 tons, ECM-349, Ceiling Insulation | 0.83266 | 4.9489 | 5.9435 | 0 | 0 | 0
1314 | Commercial, Existing, Other Health, Packaged HP System, EER=11.2, 10 tons, ECM-349, Ceiling Insulation | 0.83285 | 2.1672 | 2.6022 | 0 | 0 | 0
1315 | Commercial, Existing, Warehouse, Packaged HP System, EER=11.2, 10 tons, ECM-349, Ceiling Insulation | 0.83281 | 0.21092 | 0.25326 | 0 | 0 | 0
1316 | Commercial, Existing, Hotel, Packaged HP System, EER=11.2, 10 tons, ECM-349, Ceiling Insulation | 0.83265 | 2.0403 | 2.4504 | 0 | 0 | 0
1317 | Commercial, Existing, Other, Packaged HP System, EER=11.2, 10 tons, ECM-349, Ceiling Insulation | 0.83274 | 0.843 | 1.0123 | 0 | 0 | 0
1318 | Commercial, Existing, Office, Packaged HP System, EER=11.2, 10 tons, ECM-350, Roof Insulation | 0.83277 | 1.2327 | 1.4803 | 0 | 0 | 0
1319 | Commercial, Existing, Restaurant, Packaged HP System, EER=11.2, 10 tons, ECM-350, Roof Insulation | 0.8327 | 3.3517 | 4.0251 | 0 | 0 | 0
1320 | Commercial, Existing, Retail, Packaged HP System, EER=11.2, 10 tons, ECM-350, Roof Insulation | 0.8328 | 1.2915 | 1.5508 | 0 | 0 | 0
1321 | Commercial, Existing, FoodStore, Packaged HP System, EER=11.2, 10 tons, ECM-350, Roof Insulation | 0.83265 | 2.8208 | 3.3878 | 0 | 0 | 0
1322 | Commercial, Existing, School, Packaged HP System, EER=11.2, 10 tons, ECM-350, Roof Insulation | 0.83271 | 1.3629 | 1.6367 | 0 | 0 | 0
1323 | Commercial, Existing, College, Packaged HP System, EER=11.2, 10 tons, ECM-350, Roof Insulation | 0.8327 | 0.99514 | 1.1951 | 0 | 0 | 0
1324 | Commercial, Existing, Hospital, Packaged HP System, EER=11.2, 10 tons, ECM-350, Roof Insulation | 0.83262 | 4.4616 | 5.3585 | 0 | 0 | 0
1325 | Commercial, Existing, Other Health, Packaged HP System, EER=11.2, 10 tons, ECM-350, Roof Insulation | 0.83281 | 1.9537 | 2.346 | 0 | 0 | 0
1326 | Commercial, Existing, Warehouse, Packaged HP System, EER=11.2, 10 tons, ECM-350, Roof Insulation | 0.83277 | 0.19014 | 0.22833 | 0 | 0 | 0
1327 | Commercial, Existing, Hotel, Packaged HP System, EER=11.2, 10 tons, ECM-350, Roof Insulation | 0.83262 | 1.8394 | 2.2092 | 0 | 0 | 0
1328 | Commercial, Existing, Other, Packaged HP System, EER=11.2, 10 tons, ECM-350, Roof Insulation | 0.83271 | 0.75998 | 0.91266 | 0 | 0 | 0
1329 | Commercial, Existing, Office, Packaged HP System, EER=11.2, 10 tons, ECM-351, Cool Roof - DX | 0.83258 | 0.63472 | 0.89286 | 0 | 0 | 0
1330 | Commercial, Existing, Restaurant, Packaged HP System, EER=11.2, 10 tons, ECM-351, Cool Roof - DX | 0.83253 | 1.6608 | 2.3363 | 0 | 0 | 0
1331 | Commercial, Existing, Retail, Packaged HP System, EER=11.2, 10 tons, ECM-351, Cool Roof - DX | 0.8326 | 0.62769 | 0.88295 | 0 | 0 | 0
1332 | Commercial, Existing, FoodStore, Packaged HP System, EER=11.2, 10 tons, ECM-351, Cool Roof - DX | 0.8325 | 1.4401 | 2.026 | 0 | 0 | 0
1333 | Commercial, Existing, School, Packaged HP System, EER=11.2, 10 tons, ECM-351, Cool Roof - DX | 0.83254 | 0.62857 | 0.88426 | 0 | 0 | 0
1334 | Commercial, Existing, College, Packaged HP System, EER=11.2, 10 tons, ECM-351, Cool Roof - DX | 0.83253 | 0.44131 | 0.62083 | 0 | 0 | 0
1335 | Commercial, Existing, Hospital, Packaged HP System, EER=11.2, 10 tons, ECM-351, Cool Roof - DX | 0.83248 | 2.1832 | 3.0715 | 0 | 0 | 0
1336 | Commercial, Existing, Other Health, Packaged HP System, EER=11.2, 10 tons, ECM-351, Cool Roof - DX | 0.8326 | 0.95588 | 1.3446 | 0 | 0 | 0
1337 | Commercial, Existing, Warehouse, Packaged HP System, EER=11.2, 10 tons, ECM-351, Cool Roof - DX | 0.83255 | 0.081697 | 0.11493 | 0 | 0 | 0
1338 | Commercial, Existing, Hotel, Packaged HP System, EER=11.2, 10 tons, ECM-351, Cool Roof - DX | 0.83248 | 0.81213 | 1.1426 | 0 | 0 | 0
1339 | Commercial, Existing, Other, Packaged HP System, EER=11.2, 10 tons, ECM-351, Cool Roof - DX | 0.83251 | 0.33962 | 0.47779 | 0 | 0 | 0
1340 | Commercial, Existing, Office, Base PTAC, 1 ton, ECM-361, HE PTAC, EER=9.6, 1 ton | 0.83236 | 1.4982 | 2.1081 | 0 | 0 | 0
1341 | Commercial, Existing, Restaurant, Base PTAC, 1 ton, ECM-361, HE PTAC, EER=9.6, 1 ton | 0.83235 | 2.6432 | 3.7192 | 0 | 0 | 0
1342 | Commercial, Existing, Retail, Base PTAC, 1 ton, ECM-361, HE PTAC, EER=9.6, 1 ton | 0.83237 | 2.3501 | 3.3067 | 0 | 0 | 0
1343 | Commercial, Existing, FoodStore, Base PTAC, 1 ton, ECM-361, HE PTAC, EER=9.6, 1 ton | 0.83233 | 2.35 | 3.3067 | 0 | 0 | 0
1344 | Commercial, Existing, School, Base PTAC, 1 ton, ECM-361, HE PTAC, EER=9.6, 1 ton | 0.83235 | 1.5141 | 2.1305 | 0 | 0 | 0
1345 | Commercial, Existing, College, Base PTAC, 1 ton, ECM-361, HE PTAC, EER=9.6, 1 ton | 0.83235 | 1.4846 | 2.089 | 0 | 0 | 0
1346 | Commercial, Existing, Hospital, Base PTAC, 1 ton, ECM-361, HE PTAC, EER=9.6, 1 ton | 0.83232 | 3.137 | 4.4142 | 0 | 0 | 0
1347 | Commercial, Existing, Other Health, Base PTAC, 1 ton, ECM-361, HE PTAC, EER=9.6, 1 ton | 0.83237 | 1.4615 | 2.0564 | 0 | 0 | 0
1348 | Commercial, Existing, Warehouse, Base PTAC, 1 ton, ECM-361, HE PTAC, EER=9.6, 1 ton | 0.83235 | 1.528 | 2.15 | 0 | 0 | 0
1349 | Commercial, Existing, Hotel, Base PTAC, 1 ton, ECM-361, HE PTAC, EER=9.6, 1 ton | 0.83232 | 3.137 | 4.4142 | 0 | 0 | 0
1350 | Commercial, Existing, Other, Base PTAC, 1 ton, ECM-361, HE PTAC, EER=9.6, 1 ton | 0.83234 | 1.5908 | 2.2384 | 0 | 0 | 0
1351 | Commercial, Existing, Office, Base PTAC, 1 ton, ECM-362, Occupancy Sensor | 0.83227 | 0.79102 | 1.1131 | 0 | 0 | 0
1352 | Commercial, Existing, Restaurant, Base PTAC, 1 ton, ECM-362, Occupancy Sensor | 0.83226 | 1.3956 | 1.9639 | 0 | 0 | 0
1353 | Commercial, Existing, Retail, Base PTAC, 1 ton, ECM-362, Occupancy Sensor | 0.83227 | 1.2408 | 1.746 | 0 | 0 | 0
1354 | Commercial, Existing, FoodStore, Base PTAC, 1 ton, ECM-362, Occupancy Sensor | 0.83226 | 1.2408 | 1.7461 | 0 | 0 | 0
1355 | Commercial, Existing, School, Base PTAC, 1 ton, ECM-362, Occupancy Sensor | 0.83226 | 0.79943 | 1.125 | 0 | 0 | 0
1356 | Commercial, Existing, College, Base PTAC, 1 ton, ECM-362, Occupancy Sensor | 0.83226 | 0.78386 | 1.1031 | 0 | 0 | 0
1357 | Commercial, Existing, Hospital, Base PTAC, 1 ton, ECM-362, Occupancy Sensor | 0.83226 | 1.6564 | 2.331 | 0 | 0 | 0
1358 | Commercial, Existing, Other Health, Base PTAC, 1 ton, ECM-362, Occupancy Sensor | 0.83227 | 0.77165 | 1.0859 | 0 | 0 | 0
1359 | Commercial, Existing, Warehouse, Base PTAC, 1 ton, ECM-362, Occupancy Sensor | 0.83227 | 0.80681 | 1.1353 | 0 | 0 | 0
1360 | Commercial, Existing, Hotel, Base PTAC, 1 ton, ECM-362, Occupancy Sensor | 0.83225 | 1.6564 | 2.331 | 0 | 0 | 0
1361 | Commercial, Existing, Other, Base PTAC, 1 ton, ECM-362, Occupancy Sensor | 0.83227 | 0.83997 | 1.182 | 0 | 0 | 0
1362 | Commercial, Existing, Office, Base Fan Motor, 15hp, 1800rpm, 91.0%, ECM-401, High Efficiency Fan Motor, 15hp, 1800rpm, 92.4% | 0.83241 | 0.21527 | 0.30288 | 0 | 0 | 0
1363 | Commercial, Existing, Restaurant, Base Fan Motor, 15hp, 1800rpm, 91.0%, ECM-401, High Efficiency Fan Motor, 15hp, 1800rpm, 92.4% | 0.83237 | 0.1453 | 0.20445 | 0 | 0 | 0
1364 | Commercial, Existing, Retail, Base Fan Motor, 15hp, 1800rpm, 91.0%, ECM-401, High Efficiency Fan Motor, 15hp, 1800rpm, 92.4% | 0.8324 | 0.1941 | 0.27311 | 0 | 0 | 0
1365 | Commercial, Existing, FoodStore, Base Fan Motor, 15hp, 1800rpm, 91.0%, ECM-401, High Efficiency Fan Motor, 15hp, 1800rpm, 92.4% | 0.83237 | 0.38705 | 0.5446 | 0 | 0 | 0
1366 | Commercial, Existing, School, Base Fan Motor, 15hp, 1800rpm, 91.0%, ECM-401, High Efficiency Fan Motor, 15hp, 1800rpm, 92.4% | 0.8324 | 0.19895 | 0.27992 | 0 | 0 | 0
1367 | Commercial, Existing, College, Base Fan Motor, 15hp, 1800rpm, 91.0%, ECM-401, High Efficiency Fan Motor, 15hp, 1800rpm, 92.4% | 0.83237 | 0.16477 | 0.23184 | 0 | 0 | 0
1368 | Commercial, Existing, Hospital, Base Fan Motor, 15hp, 1800rpm, 91.0%, ECM-401, High Efficiency Fan Motor, 15hp, 1800rpm, 92.4% | 0.83238 | 0.53056 | 0.74651 | 0 | 0 | 0
1369 | Commercial, Existing, Other Health, Base Fan Motor, 15hp, 1800rpm, 91.0%, ECM-401, High Efficiency Fan Motor, 15hp, 1800rpm, 92.4% | 0.83285 | 0.13128 | 0.18462 | 0 | 0 | 0
1370 | Commercial, Existing, Warehouse, Base Fan Motor, 15hp, 1800rpm, 91.0%, ECM-401, High Efficiency Fan Motor, 15hp, 1800rpm, 92.4% | 0.83271 | 0.14816 | 0.20838 | 0 | 0 | 0
1371 | Commercial, Existing, Hotel, Base Fan Motor, 15hp, 1800rpm, 91.0%, ECM-401, High Efficiency Fan Motor, 15hp, 1800rpm, 92.4% | 0.83239 | 0.18117 | 0.25491 | 0 | 0 | 0
1372 | Commercial, Existing, Other, Base Fan Motor, 15hp, 1800rpm, 91.0%, ECM-401, High Efficiency Fan Motor, 15hp, 1800rpm, 92.4% | 0.83255 | 0.26273 | 0.36959 | 0 | 0 | 0
1373 | Commercial, Existing, Office, Base Fan Motor, 15hp, 1800rpm, 91.0%, ECM-402, Variable Speed Drive Control | 0.83226 | 1.439 | 2.025 | 0 | 0 | 0
1374 | Commercial, Existing, Restaurant, Base Fan Motor, 15hp, 1800rpm, 91.0%, ECM-402, Variable Speed Drive Control | 0.83225 | 0.71112 | 1.0007 | 0 | 0 | 0
1375 | Commercial, Existing, Retail, Base Fan Motor, 15hp, 1800rpm, 91.0%, ECM-402, Variable Speed Drive Control | 0.83226 | 1.0594 | 1.4909 | 0 | 0 | 0
1376 | Commercial, Existing, FoodStore, Base Fan Motor, 15hp, 1800rpm, 91.0%, ECM-402, Variable Speed Drive Control | 0.83225 | 2.2637 | 3.1856 | 0 | 0 | 0
1377 | Commercial, Existing, School, Base Fan Motor, 15hp, 1800rpm, 91.0%, ECM-402, Variable Speed Drive Control | 0.83226 | 1.2277 | 1.7276 | 0 | 0 | 0
1378 | Commercial, Existing, College, Base Fan Motor, 15hp, 1800rpm, 91.0%, ECM-402, Variable Speed Drive Control | 0.83226 | 1.1063 | 1.5569 | 0 | 0 | 0
1379 | Commercial, Existing, Hospital, Base Fan Motor, 15hp, 1800rpm, 91.0%, ECM-402, Variable Speed Drive Control | 0.83226 | 3.3524 | 4.7176 | 0 | 0 | 0
1380 | Commercial, Existing, Other Health, Base Fan Motor, 15hp, 1800rpm, 91.0%, ECM-402, Variable Speed Drive Control | 0.83237 | 0.82859 | 1.1659 | 0 | 0 | 0
1381 | Commercial, Existing, Warehouse, Base Fan Motor, 15hp, 1800rpm, 91.0%, ECM-402, Variable Speed Drive Control | 0.83234 | 0.99249 | 1.3965 | 0 | 0 | 0
1382 | Commercial, Existing, Hotel, Base Fan Motor, 15hp, 1800rpm, 91.0%, ECM-402, Variable Speed Drive Control | 0.83226 | 0.95936 | 1.3501 | 0 | 0 | 0
1383 | Commercial, Existing, Other, Base Fan Motor, 15hp, 1800rpm, 91.0%, ECM-402, Variable Speed Drive Control | 0.8323 | 1.5227 | 2.1427 | 0 | 0 | 0
1384 | Commercial, Existing, Office, Base Fan Motor, 15hp, 1800rpm, 91.0%, ECM-403, Air Handler Optimization | 0.83226 | 1.2176 | 2.172 | 0 | 0 | 0
1385 | Commercial, Existing, Restaurant, Base Fan Motor, 15hp, 1800rpm, 91.0%, ECM-403, Air Handler Optimization | 0.83225 | 2.1503 | 3.836 | 0 | 0 | 0
1386 | Commercial, Existing, Retail, Base Fan Motor, 15hp, 1800rpm, 91.0%, ECM-403, Air Handler Optimization | 0.83226 | 1.1801 | 2.1053 | 0 | 0 | 0
1387 | Commercial, Existing, FoodStore, Base Fan Motor, 15hp, 1800rpm, 91.0%, ECM-403, Air Handler Optimization | 0.83225 | 2.9891 | 5.3323 | 0 | 0 | 0
1388 | Commercial, Existing, School, Base Fan Motor, 15hp, 1800rpm, 91.0%, ECM-403, Air Handler Optimization | 0.83226 | 1.5783 | 2.8155 | 0 | 0 | 0
1389 | Commercial, Existing, College, Base Fan Motor, 15hp, 1800rpm, 91.0%, ECM-403, Air Handler Optimization | 0.83226 | 1.5222 | 2.7155 | 0 | 0 | 0
1390 | Commercial, Existing, Hospital, Base Fan Motor, 15hp, 1800rpm, 91.0%, ECM-403, Air Handler Optimization | 0.83226 | 7.7605 | 13.8442 | 0 | 0 | 0
1391 | Commercial, Existing, Other Health, Base Fan Motor, 15hp, 1800rpm, 91.0%, ECM-403, Air Handler Optimization | 0.83237 | 1.9932 | 3.5552 | 0 | 0 | 0
1392 | Commercial, Existing, Warehouse, Base Fan Motor, 15hp, 1800rpm, 91.0%, ECM-403, Air Handler Optimization | 0.83234 | 0.15738 | 0.28073 | 0 | 0 | 0
1393 | Commercial, Existing, Hotel, Base Fan Motor, 15hp, 1800rpm, 91.0%, ECM-403, Air Handler Optimization | 0.83226 | 1.1348 | 2.0244 | 0 | 0 | 0
1394 | Commercial, Existing, Other, Base Fan Motor, 15hp, 1800rpm, 91.0%, ECM-403, Air Handler Optimization | 0.8323 | 0.8475 | 1.5118 | 0 | 0 | 0
1395 | Commercial, Existing, Office, Base Fan Motor, 15hp, 1800rpm, 91.0%, ECM-404, Electronically Commutated Motors (ECM) on an Air Handler Unit | 0.83234 | 1.7156 | 2.4141 | 0 | 0 | 0
1396 | Commercial, Existing, Restaurant, Base Fan Motor, 15hp, 1800rpm, 91.0%, ECM-404, Electronically Commutated Motors (ECM) on an Air Handler Unit | 0.83233 | 1.423 | 2.0024 | 0 | 0 | 0
1397 | Commercial, Existing, Retail, Base Fan Motor, 15hp, 1800rpm, 91.0%, ECM-404, Electronically Commutated Motors (ECM) on an Air Handler Unit | 0.83234 | 2.276 | 3.2025 | 0 | 0 | 0
1398 | Commercial, Existing, FoodStore, Base Fan Motor, 15hp, 1800rpm, 91.0%, ECM-404, Electronically Commutated Motors (ECM) on an Air Handler Unit | 0.83231 | 2.0894 | 2.9402 | 0 | 0 | 0
1399 | Commercial, Existing, School, Base Fan Motor, 15hp, 1800rpm, 91.0%, ECM-404, Electronically Commutated Motors (ECM) on an Air Handler Unit | 0.83232 | 1.4713 | 2.0704 | 0 | 0 | 0
1400 | Commercial, Existing, College, Base Fan Motor, 15hp, 1800rpm, 91.0%, ECM-404, Electronically Commutated Motors (ECM) on an Air Handler Unit | 0.83232 | 2.3645 | 3.3272 | 0 | 0 | 0
1401 | Commercial, Existing, Hospital, Base Fan Motor, 15hp, 1800rpm, 91.0%, ECM-404, Electronically Commutated Motors (ECM) on an Air Handler Unit | 0.83232 | 4.5783 | 6.4424 | 0 | 0 | 0
1402 | Commercial, Existing, Other Health, Base Fan Motor, 15hp, 1800rpm, 91.0%, ECM-404, Electronically Commutated Motors (ECM) on an Air Handler Unit | 0.83261 | 1.2519 | 1.761 | 0 | 0 | 0
1403 | Commercial, Existing, Warehouse, Base Fan Motor, 15hp, 1800rpm, 91.0%, ECM-404, Electronically Commutated Motors (ECM) on an Air Handler Unit | 0.83231 | 1.6628 | 2.3398 | 0 | 0 | 0
1404 | Commercial, Existing, Hotel, Base Fan Motor, 15hp, 1800rpm, 91.0%, ECM-404, Electronically Commutated Motors (ECM) on an Air Handler Unit | 0.8323 | 2.0147 | 2.8351 | 0 | 0 | 0
1405 | Commercial, Existing, Other, Base Fan Motor, 15hp, 1800rpm, 91.0%, ECM-404, Electronically Commutated Motors (ECM) on an Air Handler Unit | 0.83232 | 2.0173 | 2.8386 | 0 | 0 | 0
1406 | Commercial, Existing, Office, Base Fan Motor, 15hp, 1800rpm, 91.0%, ECM-405, Demand Control Ventilation (DCV) | 0.83332 | 0.037164 | 0.052233 | 0 | 0 | 0
1407 | Commercial, Existing, Restaurant, Base Fan Motor, 15hp, 1800rpm, 91.0%, ECM-405, Demand Control Ventilation (DCV) | 0.83305 | 0.056092 | 0.078859 | 0 | 0 | 0
1408 | Commercial, Existing, Retail, Base Fan Motor, 15hp, 1800rpm, 91.0%, ECM-405, Demand Control Ventilation (DCV) | 0.83324 | 0.034385 | 0.048331 | 0 | 0 | 0
1409 | Commercial, Existing, FoodStore, Base Fan Motor, 15hp, 1800rpm, 91.0%, ECM-405, Demand Control Ventilation (DCV) | 0.83313 | 0.077996 | 0.10964 | 0 | 0 | 0
1410 | Commercial, Existing, School, Base Fan Motor, 15hp, 1800rpm, 91.0%, ECM-405, Demand Control Ventilation (DCV) | 0.83336 | 0.036352 | 0.051089 | 0 | 0 | 0
1411 | Commercial, Existing, College, Base Fan Motor, 15hp, 1800rpm, 91.0%, ECM-405, Demand Control Ventilation (DCV) | 0.83313 | 0.039223 | 0.055139 | 0 | 0 | 0
1412 | Commercial, Existing, Hospital, Base Fan Motor, 15hp, 1800rpm, 91.0%, ECM-405, Demand Control Ventilation (DCV) | 0.83318 | 0.16034 | 0.22538 | 0 | 0 | 0
1413 | Commercial, Existing, Other Health, Base Fan Motor, 15hp, 1800rpm, 91.0%, ECM-405, Demand Control Ventilation (DCV) | 0.83598 | 0.041501 | 0.058142 | 0 | 0 | 0
1414 | Commercial, Existing, Warehouse, Base Fan Motor, 15hp, 1800rpm, 91.0%, ECM-405, Demand Control Ventilation (DCV) | 0.83625 | 0.004848 | 0.00679 | 0 | 0 | 0
1415 | Commercial, Existing, Hotel, Base Fan Motor, 15hp, 1800rpm, 91.0%, ECM-405, Demand Control Ventilation (DCV) | 0.83332 | 0.034093 | 0.047916 | 0 | 0 | 0
1416 | Commercial, Existing, Other, Base Fan Motor, 15hp, 1800rpm, 91.0%, ECM-405, Demand Control Ventilation (DCV) | 0.83479 | 0.02599 | 0.036462 | 0 | 0 | 0
1417 | Commercial, Existing, Office, Base Fan Motor, 15hp, 1800rpm, 91.0%, ECM-406, Energy Recovery Ventilation (ERV) | 0.83332 | 0.16466 | 0.19759 | 0 | 0 | 0
1418 | Commercial, Existing, Restaurant, Base Fan Motor, 15hp, 1800rpm, 91.0%, ECM-406, Energy Recovery Ventilation (ERV) | 0.83312 | 0.16375 | 0.19655 | 0 | 0 | 0
1419 | Commercial, Existing, Retail, Base Fan Motor, 15hp, 1800rpm, 91.0%, ECM-406, Energy Recovery Ventilation (ERV) | 0.83327 | 0.23573 | 0.2829 | 0 | 0 | 0
1420 | Commercial, Existing, FoodStore, Base Fan Motor, 15hp, 1800rpm, 91.0%, ECM-406, Energy Recovery Ventilation (ERV) | 0.83312 | 0.23683 | 0.28426 | 0 | 0 | 0
1421 | Commercial, Existing, School, Base Fan Motor, 15hp, 1800rpm, 91.0%, ECM-406, Energy Recovery Ventilation (ERV) | 0.8333 | 0.14718 | 0.17663 | 0 | 0 | 0
1422 | Commercial, Existing, College, Base Fan Motor, 15hp, 1800rpm, 91.0%, ECM-406, Energy Recovery Ventilation (ERV) | 0.83314 | 0.21658 | 0.25996 | 0 | 0 | 0
1423 | Commercial, Existing, Hospital, Base Fan Motor, 15hp, 1800rpm, 91.0%, ECM-406, Energy Recovery Ventilation (ERV) | 0.83317 | 0.41088 | 0.49315 | 0 | 0 | 0
1424 | Commercial, Existing, Other Health, Base Fan Motor, 15hp, 1800rpm, 91.0%, ECM-406, Energy Recovery Ventilation (ERV) | 0.83594 | 0.11314 | 0.13534 | 0 | 0 | 0
1425 | Commercial, Existing, Warehouse, Base Fan Motor, 15hp, 1800rpm, 91.0%, ECM-406, Energy Recovery Ventilation (ERV) | 0.83535 | 0.14164 | 0.16956 | 0 | 0 | 0
1426 | Commercial, Existing, Hotel, Base Fan Motor, 15hp, 1800rpm, 91.0%, ECM-406, Energy Recovery Ventilation (ERV) | 0.83323 | 0.21512 | 0.25817 | 0 | 0 | 0
1427 | Commercial, Existing, Other, Base Fan Motor, 15hp, 1800rpm, 91.0%, ECM-406, Energy Recovery Ventilation (ERV) | 0.83433 | 0.19802 | 0.23734 | 0 | 0 | 0
1428 | Commercial, Existing, Office, Base Fan Motor, 15hp, 1800rpm, 91.0%, ECM-407, Separate Makeup Air / Exhaust Hoods AC | . | 99999 | 99999 | 0 | 0 | 0
1429 | Commercial, Existing, Restaurant, Base Fan Motor, 15hp, 1800rpm, 91.0%, ECM-407, Separate Makeup Air / Exhaust Hoods AC | 0.83234 | 74.3707 | 104.6465 | 0 | 0 | 0
1430 | Commercial, Existing, Retail, Base Fan Motor, 15hp, 1800rpm, 91.0%, ECM-407, Separate Makeup Air / Exhaust Hoods AC | . | 99999 | 99999 | 0 | 0 | 0
1431 | Commercial, Existing, FoodStore, Base Fan Motor, 15hp, 1800rpm, 91.0%, ECM-407, Separate Makeup Air / Exhaust Hoods AC | 0.83233 | 146.2689 | 205.8179 | 0 | 0 | 0
1432 | Commercial, Existing, School, Base Fan Motor, 15hp, 1800rpm, 91.0%, ECM-407, Separate Makeup Air / Exhaust Hoods AC | . | 99999 | 99999 | 0 | 0 | 0
1433 | Commercial, Existing, College, Base Fan Motor, 15hp, 1800rpm, 91.0%, ECM-407, Separate Makeup Air / Exhaust Hoods AC | . | 99999 | 99999 | 0 | 0 | 0
1434 | Commercial, Existing, Hospital, Base Fan Motor, 15hp, 1800rpm, 91.0%, ECM-407, Separate Makeup Air / Exhaust Hoods AC | . | 99999 | 99999 | 0 | 0 | 0
1435 | Commercial, Existing, Other Health, Base Fan Motor, 15hp, 1800rpm, 91.0%, ECM-407, Separate Makeup Air / Exhaust Hoods AC | . | 99999 | 99999 | 0 | 0 | 0
1436 | Commercial, Existing, Warehouse, Base Fan Motor, 15hp, 1800rpm, 91.0%, ECM-407, Separate Makeup Air / Exhaust Hoods AC | . | 99999 | 99999 | 0 | 0 | 0
1437 | Commercial, Existing, Hotel, Base Fan Motor, 15hp, 1800rpm, 91.0%, ECM-407, Separate Makeup Air / Exhaust Hoods AC | . | 99999 | 99999 | 0 | 0 | 0
1438 | Commercial, Existing, Other, Base Fan Motor, 15hp, 1800rpm, 91.0%, ECM-407, Separate Makeup Air / Exhaust Hoods AC | . | 99999 | 99999 | 0 | 0 | 0
1439 | Commercial, Existing, FoodStore, Base Refrigeration System, ECM-501, High-efficiency fan motors | 0.83238 | 1.1948 | 1.6245 | 0 | 0 | 0
1440 | Commercial, New, FoodStore, Base Refrigeration System, ECM-501, Refrigeration 10% More Efficient Design | 0.83234 | 1.78 | 2.93 | 0 | 0 | 0
1441 | Commercial, Existing, FoodStore, Base Refrigeration System, ECM-502, Strip curtains for walk-ins | 0.83238 | 2.8854 | 6.0172 | 0 | 0 | 0
1442 | Commercial, New, FoodStore, Base Refrigeration System, ECM-502, Refrigeration 20% More Efficient Design | 0.83234 | 1.13 | 1.87 | 0 | 0 | 0
1443 | Commercial, Existing, FoodStore, Base Refrigeration System, ECM-503, Night covers for display cases | 0.83227 | 2.1694 | 4.3389 | 0 | 0 | 0
1444 | Commercial, Existing, FoodStore, Base Refrigeration System, ECM-504, Evaporator fan controller for MT walk-ins | 0.83238 | 0.37035 | 0.74063 | 0 | 0 | 0
1445 | Commercial, Existing, FoodStore, Base Refrigeration System, ECM-505, Efficient compressor motor | 0.83238 | 7.2529 | 11.9463 | 0 | 0 | 0
1446 | Commercial, Existing, FoodStore, Base Refrigeration System, ECM-506, Compressor VSD retrofit | 0.8323 | 1.0299 | 1.6965 | 0 | 0 | 0
1447 | Commercial, Existing, FoodStore, Base Refrigeration System, ECM-507, Floating head pressure controls | 0.83238 | 8.5093 | 11.5696 | 0 | 0 | 0
1448 | Commercial, Existing, FoodStore, Base Refrigeration System, ECM-508, Refrigeration Commissioning | 0.83238 | 0.60375 | 1.3152 | 0 | 0 | 0
1449 | Commercial, Existing, FoodStore, Base Refrigeration System, ECM-509, Demand Hot Gas Defrost | 0.83238 | 6.8367 | 11.2607 | 0 | 0 | 0
1450 | Commercial, Existing, FoodStore, Base Refrigeration System, ECM-510, Demand Defrost Electric | 0.83238 | 24.9992 | 41.1761 | 0 | 0 | 0
1451 | Commercial, Existing, FoodStore, Base Refrigeration System, ECM-511, Anti-sweat (humidistat) controls | 0.83232 | 3.2208 | 5.0169 | 0 | 0 | 0
1452 | Commercial, Existing, FoodStore, Base Refrigeration System, ECM-513, High R-Value Glass Doors | 0.83238 | 0.81244 | 1.3382 | 0 | 0 | 0
1453 | Commercial, Existing, FoodStore, Base Refrigeration System, ECM-514, Multiplex Compressor System | 0.83238 | 0.48227 | 0.70249 | 0 | 0 | 0
1454 | Commercial, Existing, FoodStore, Base Refrigeration System, ECM-515, Oversized Air Cooled Condenser | 0.83238 | 1.8658 | 2.5368 | 0 | 0 | 0
1455 | Commercial, Existing, FoodStore, Base Refrigeration System, ECM-516, Freezer-Cooler Replacement Gaskets | 0.83238 | 7.953 | 16.5853 | 0 | 0 | 0
1456 | Commercial, Existing, FoodStore, Base Refrigeration System, ECM-517, LED Display Lighting | 0.83238 | 0.36635 | 0.60341 | 0 | 0 | 0
1457 | Commercial, Existing, Office, Base Ice Maker, ECM-551, Efficient Ice Maker | 0.83238 | 0.000206 | 0.000339 | 0 | 0 | 0
1458 | Commercial, Existing, Restaurant, Base Ice Maker, ECM-551, Efficient Ice Maker | 0.83238 | 0.000691 | 0.001139 | 0 | 0 | 0
1459 | Commercial, Existing, Retail, Base Ice Maker, ECM-551, Efficient Ice Maker | 0.83238 | 0.000475 | 0.000782 | 0 | 0 | 0
1460 | Commercial, Existing, FoodStore, Base Ice Maker, ECM-551, Efficient Ice Maker | 0.83238 | 0.00084 | 0.001383 | 0 | 0 | 0
1461 | Commercial, Existing, School, Base Ice Maker, ECM-551, Efficient Ice Maker | 0.83238 | 0.000384 | 0.000632 | 0 | 0 | 0
1462 | Commercial, Existing, College, Base Ice Maker, ECM-551, Efficient Ice Maker | 0.83238 | 0.000289 | 0.000476 | 0 | 0 | 0
1463 | Commercial, Existing, Hospital, Base Ice Maker, ECM-551, Efficient Ice Maker | 0.83238 | 0.000381 | 0.000628 | 0 | 0 | 0
1464 | Commercial, Existing, Other Health, Base Ice Maker, ECM-551, Efficient Ice Maker | 0.83238 | 0.000505 | 0.000832 | 0 | 0 | 0
1465 | Commercial, Existing, Warehouse, Base Ice Maker, ECM-551, Efficient Ice Maker | 0.83238 | 0.000268 | 0.000441 | 0 | 0 | 0
1466 | Commercial, Existing, Hotel, Base Ice Maker, ECM-551, Efficient Ice Maker | 0.83238 | 0.000272 | 0.000449 | 0 | 0 | 0
1467 | Commercial, Existing, Other, Base Ice Maker, ECM-551, Efficient Ice Maker | 0.83238 | 0.000453 | 0.000747 | 0 | 0 | 0
1468 | Commercial, Existing, Office, Base Water Heater, ECM-601, High Efficiency Water Heater (electric) | 0.83242 | 0.64743 | 0.91092 | 0 | 0 | 0
1469 | Commercial, Existing, Restaurant, Base Water Heater, ECM-601, High Efficiency Water Heater (electric) | 0.83239 | 0.75576 | 1.0634 | 0 | 0 | 0
1470 | Commercial, Existing, Retail, Base Water Heater, ECM-601, High Efficiency Water Heater (electric) | 0.8324 | 0.62547 | 0.88004 | 0 | 0 | 0
1471 | Commercial, Existing, FoodStore, Base Water Heater, ECM-601, High Efficiency Water Heater (electric) | 0.83237 | 0.3484 | 0.49021 | 0 | 0 | 0
1472 | Commercial, Existing, School, Base Water Heater, ECM-601, High Efficiency Water Heater (electric) | 0.83238 | 0.42344 | 0.59579 | 0 | 0 | 0
1473 | Commercial, Existing, College, Base Water Heater, ECM-601, High Efficiency Water Heater (electric) | 0.83239 | 2.0202 | 2.8425 | 0 | 0 | 0
1474 | Commercial, Existing, Hospital, Base Water Heater, ECM-601, High Efficiency Water Heater (electric) | 0.8324 | 9.2952 | 13.0784 | 0 | 0 | 0
1475 | Commercial, Existing, Other Health, Base Water Heater, ECM-601, High Efficiency Water Heater (electric) | 0.83224 | 1.0991 | 1.5467 | 0 | 0 | 0
1476 | Commercial, Existing, Warehouse, Base Water Heater, ECM-601, High Efficiency Water Heater (electric) | 0.83242 | 0.25191 | 0.35443 | 0 | 0 | 0
1477 | Commercial, Existing, Hotel, Base Water Heater, ECM-601, High Efficiency Water Heater (electric) | 0.83239 | 0.99121 | 1.3946 | 0 | 0 | 0
1478 | Commercial, Existing, Other, Base Water Heater, ECM-601, High Efficiency Water Heater (electric) | 0.83236 | 0.85196 | 1.1988 | 0 | 0 | 0
1479 | Commercial, Existing, Office, Base Water Heater, ECM-603, Heat Pump Water Heater (air source) | 0.83242 | 1.0063 | 1.4158 | 0 | 0 | 0
1480 | Commercial, Existing, Restaurant, Base Water Heater, ECM-603, Heat Pump Water Heater (air source) | 0.83239 | 1.1746 | 1.6527 | 0 | 0 | 0
1481 | Commercial, Existing, Retail, Base Water Heater, ECM-603, Heat Pump Water Heater (air source) | 0.8324 | 0.97215 | 1.3678 | 0 | 0 | 0
1482 | Commercial, Existing, FoodStore, Base Water Heater, ECM-603, Heat Pump Water Heater (air source) | 0.83237 | 0.5415 | 0.76192 | 0 | 0 | 0
1483 | Commercial, Existing, School, Base Water Heater, ECM-603, Heat Pump Water Heater (air source) | 0.83238 | 4.1574 | 5.8496 | 0 | 0 | 0
1484 | Commercial, Existing, College, Base Water Heater, ECM-603, Heat Pump Water Heater (air source) | 0.83239 | 3.1399 | 4.4179 | 0 | 0 | 0
1485 | Commercial, Existing, Hospital, Base Water Heater, ECM-603, Heat Pump Water Heater (air source) | 0.8324 | 14.4473 | 20.3273 | 0 | 0 | 0
1486 | Commercial, Existing, Other Health, Base Water Heater, ECM-603, Heat Pump Water Heater (air source) | 0.83224 | 1.7083 | 2.404 | 0 | 0 | 0
1487 | Commercial, Existing, Warehouse, Base Water Heater, ECM-603, Heat Pump Water Heater (air source) | 0.83242 | 0.39154 | 0.55088 | 0 | 0 | 0
1488 | Commercial, Existing, Hotel, Base Water Heater, ECM-603, Heat Pump Water Heater (air source) | 0.83239 | 1.5406 | 2.1677 | 0 | 0 | 0
1489 | Commercial, Existing, Other, Base Water Heater, ECM-603, Heat Pump Water Heater (air source) | 0.83236 | 1.3242 | 1.8632 | 0 | 0 | 0
1490 | Commercial, Existing, Office, Base Water Heater, ECM-604, Solar Water Heater | 0.83242 | 0.017937 | 0.021549 | 0 | 0 | 0
1491 | Commercial, Existing, Restaurant, Base Water Heater, ECM-604, Solar Water Heater | 0.83239 | 0.037163 | 0.044646 | 0 | 0 | 0
1492 | Commercial, Existing, Retail, Base Water Heater, ECM-604, Solar Water Heater | 0.8324 | 0.030756 | 0.036949 | 0 | 0 | 0
1493 | Commercial, Existing, FoodStore, Base Water Heater, ECM-604, Solar Water Heater | 0.83237 | 0.017132 | 0.020582 | 0 | 0 | 0
1494 | Commercial, Existing, School, Base Water Heater, ECM-604, Solar Water Heater | 0.83238 | 0.062146 | 0.074661 | 0 | 0 | 0
1495 | Commercial, Existing, College, Base Water Heater, ECM-604, Solar Water Heater | 0.83239 | 0.099339 | 0.11934 | 0 | 0 | 0
1496 | Commercial, Existing, Hospital, Base Water Heater, ECM-604, Solar Water Heater | 0.8324 | 0.45707 | 0.5491 | 0 | 0 | 0
1497 | Commercial, Existing, Other Health, Base Water Heater, ECM-604, Solar Water Heater | 0.83224 | 0.054045 | 0.064939 | 0 | 0 | 0
1498 | Commercial, Existing, Warehouse, Base Water Heater, ECM-604, Solar Water Heater | 0.83242 | 0.008181 | 0.009828 | 0 | 0 | 0
1499 | Commercial, Existing, Hotel, Base Water Heater, ECM-604, Solar Water Heater | 0.83239 | 0.047514 | 0.057081 | 0 | 0 | 0
1500 | Commercial, Existing, Other, Base Water Heater, ECM-604, Solar Water Heater | 0.83236 | 0.023604 | 0.028358 | 0 | 0 | 0
1501 | Commercial, Existing, Office, Base Water Heater, ECM-606, Demand controlled circulating systems | 0.83242 | 0.024769 | 0.03485 | 0 | 0 | 0
1502 | Commercial, Existing, Restaurant, Base Water Heater, ECM-606, Demand controlled circulating systems | 0.83239 | 0.04761 | 0.066988 | 0 | 0 | 0
1503 | Commercial, Existing, Retail, Base Water Heater, ECM-606, Demand controlled circulating systems | 0.8324 | 0.042811 | 0.060235 | 0 | 0 | 0
1504 | Commercial, Existing, FoodStore, Base Water Heater, ECM-606, Demand controlled circulating systems | 0.83237 | 0.069623 | 0.097963 | 0 | 0 | 0
1505 | Commercial, Existing, School, Base Water Heater, ECM-606, Demand controlled circulating systems | 0.83238 | 0.30235 | 0.42542 | 0 | 0 | 0
1506 | Commercial, Existing, College, Base Water Heater, ECM-606, Demand controlled circulating systems | 0.83239 | 3.9131 | 5.5058 | 0 | 0 | 0
1507 | Commercial, Existing, Hospital, Base Water Heater, ECM-606, Demand controlled circulating systems | 0.8324 | 18.7587 | 26.3935 | 0 | 0 | 0
1508 | Commercial, Existing, Other Health, Base Water Heater, ECM-606, Demand controlled circulating systems | 0.83224 | 2.218 | 3.1214 | 0 | 0 | 0
1509 | Commercial, Existing, Warehouse, Base Water Heater, ECM-606, Demand controlled circulating systems | 0.83242 | 0.028658 | 0.040321 | 0 | 0 | 0
1510 | Commercial, Existing, Hotel, Base Water Heater, ECM-606, Demand controlled circulating systems | 0.83239 | 0.36618 | 0.51521 | 0 | 0 | 0
1511 | Commercial, Existing, Other, Base Water Heater, ECM-606, Demand controlled circulating systems | 0.83236 | 0.035161 | 0.049474 | 0 | 0 | 0
1512 | Commercial, Existing, Office, Base Water Heater, ECM-608, Heat Recovery Unit | 0.83242 | 0.19497 | 0.32112 | 0 | 0 | 0
1513 | Commercial, Existing, Restaurant, Base Water Heater, ECM-608, Heat Recovery Unit | 0.83239 | 7.6319 | 12.5703 | 0 | 0 | 0
1514 | Commercial, Existing, Retail, Base Water Heater, ECM-608, Heat Recovery Unit | 0.8324 | 0.076674 | 0.12629 | 0 | 0 | 0
1515 | Commercial, Existing, FoodStore, Base Water Heater, ECM-608, Heat Recovery Unit | 0.83237 | 1.0015 | 1.6496 | 0 | 0 | 0
1516 | Commercial, Existing, School, Base Water Heater, ECM-608, Heat Recovery Unit | 0.83238 | 0.76145 | 1.2542 | 0 | 0 | 0
1517 | Commercial, Existing, College, Base Water Heater, ECM-608, Heat Recovery Unit | 0.83239 | 0.35438 | 0.58369 | 0 | 0 | 0
1518 | Commercial, Existing, Hospital, Base Water Heater, ECM-608, Heat Recovery Unit | 0.8324 | 2.0996 | 3.4581 | 0 | 0 | 0
1519 | Commercial, Existing, Other Health, Base Water Heater, ECM-608, Heat Recovery Unit | 0.83224 | 11.6748 | 19.2326 | 0 | 0 | 0
1520 | Commercial, Existing, Warehouse, Base Water Heater, ECM-608, Heat Recovery Unit | 0.83242 | 0.008642 | 0.014233 | 0 | 0 | 0
1521 | Commercial, Existing, Hotel, Base Water Heater, ECM-608, Heat Recovery Unit | 0.83239 | 4.7032 | 7.7466 | 0 | 0 | 0
1522 | Commercial, Existing, Other, Base Water Heater, ECM-608, Heat Recovery Unit | 0.83236 | 0.24804 | 0.40856 | 0 | 0 | 0
1523 | Commercial, Existing, Office, Base Water Heater, ECM-609, Heat Trap | 0.83242 | 52.3449 | 86.2134 | 0 | 0 | 0
1524 | Commercial, Existing, Restaurant, Base Water Heater, ECM-609, Heat Trap | 0.83239 | 83.7812 | 137.9939 | 0 | 0 | 0
1525 | Commercial, Existing, Retail, Base Water Heater, ECM-609, Heat Trap | 0.8324 | 50.5695 | 83.2906 | 0 | 0 | 0
1526 | Commercial, Existing, FoodStore, Base Water Heater, ECM-609, Heat Trap | 0.83237 | 49.9937 | 82.345 | 0 | 0 | 0
1527 | Commercial, Existing, School, Base Water Heater, ECM-609, Heat Trap | 0.83238 | 140.1041 | 230.7654 | 0 | 0 | 0
1528 | Commercial, Existing, College, Base Water Heater, ECM-609, Heat Trap | 0.83239 | 110.6543 | 182.2552 | 0 | 0 | 0
1529 | Commercial, Existing, Hospital, Base Water Heater, ECM-609, Heat Trap | 0.8324 | 509.1355 | 838.5722 | 0 | 0 | 0
1530 | Commercial, Existing, Other Health, Base Water Heater, ECM-609, Heat Trap | 0.83224 | 106.8462 | 176.0149 | 0 | 0 | 0
1531 | Commercial, Existing, Warehouse, Base Water Heater, ECM-609, Heat Trap | 0.83242 | 13.4508 | 22.1536 | 0 | 0 | 0
1532 | Commercial, Existing, Hotel, Base Water Heater, ECM-609, Heat Trap | 0.83239 | 93.934 | 154.7155 | 0 | 0 | 0
1533 | Commercial, Existing, Other, Base Water Heater, ECM-609, Heat Trap | 0.83236 | 68.8812 | 113.4566 | 0 | 0 | 0
1534 | Commercial, Existing, Office, Base Water Heater, ECM-610, Hot Water Pipe Insulation | 0.83242 | 0.069693 | 0.098057 | 0 | 0 | 0
1535 | Commercial, Existing, Restaurant, Base Water Heater, ECM-610, Hot Water Pipe Insulation | 0.83239 | 0.14439 | 0.20316 | 0 | 0 | 0
1536 | Commercial, Existing, Retail, Base Water Heater, ECM-610, Hot Water Pipe Insulation | 0.8324 | 0.1195 | 0.16813 | 0 | 0 | 0
1537 | Commercial, Existing, FoodStore, Base Water Heater, ECM-610, Hot Water Pipe Insulation | 0.83237 | 0.064887 | 0.091299 | 0 | 0 | 0
1538 | Commercial, Existing, School, Base Water Heater, ECM-610, Hot Water Pipe Insulation | 0.83238 | 0.23538 | 0.33119 | 0 | 0 | 0
1539 | Commercial, Existing, College, Base Water Heater, ECM-610, Hot Water Pipe Insulation | 0.83239 | 0.1859 | 0.26157 | 0 | 0 | 0
1540 | Commercial, Existing, Hospital, Base Water Heater, ECM-610, Hot Water Pipe Insulation | 0.8324 | 1.0006 | 1.4078 | 0 | 0 | 0
1541 | Commercial, Existing, Other Health, Base Water Heater, ECM-610, Hot Water Pipe Insulation | 0.83224 | 0.20998 | 0.2955 | 0 | 0 | 0
1542 | Commercial, Existing, Warehouse, Base Water Heater, ECM-610, Hot Water Pipe Insulation | 0.83242 | 0.031785 | 0.04472 | 0 | 0 | 0
1543 | Commercial, Existing, Hotel, Base Water Heater, ECM-610, Hot Water Pipe Insulation | 0.83239 | 0.18461 | 0.25974 | 0 | 0 | 0
1544 | Commercial, Existing, Other, Base Water Heater, ECM-610, Hot Water Pipe Insulation | 0.83236 | 0.09171 | 0.12904 | 0 | 0 | 0
1545 | Commercial, Existing, Office, Base Water Heater, ECM-611, Faucet Aerator (0.5 gpm) | 0.83242 | 2.8576 | 4.7066 | 0 | 0 | 0
1546 | Commercial, Existing, Restaurant, Base Water Heater, ECM-611, Faucet Aerator (0.5 gpm) | 0.83239 | 2.4123 | 3.9732 | 0 | 0 | 0
1547 | Commercial, Existing, Retail, Base Water Heater, ECM-611, Faucet Aerator (0.5 gpm) | 0.8324 | 3.313 | 5.4568 | 0 | 0 | 0
1548 | Commercial, Existing, FoodStore, Base Water Heater, ECM-611, Faucet Aerator (0.5 gpm) | 0.83237 | 13.5524 | 22.3223 | 0 | 0 | 0
1549 | Commercial, Existing, School, Base Water Heater, ECM-611, Faucet Aerator (0.5 gpm) | 0.83238 | 0.90935 | 1.4978 | 0 | 0 | 0
1550 | Commercial, Existing, College, Base Water Heater, ECM-611, Faucet Aerator (0.5 gpm) | 0.83239 | 0.42321 | 0.69706 | 0 | 0 | 0
1551 | Commercial, Existing, Hospital, Base Water Heater, ECM-611, Faucet Aerator (0.5 gpm) | 0.8324 | 0.11119 | 0.18313 | 0 | 0 | 0
1552 | Commercial, Existing, Other Health, Base Water Heater, ECM-611, Faucet Aerator (0.5 gpm) | 0.83224 | 0.1909 | 0.31449 | 0 | 0 | 0
1553 | Commercial, Existing, Warehouse, Base Water Heater, ECM-611, Faucet Aerator (0.5 gpm) | 0.83242 | 0.1259 | 0.20736 | 0 | 0 | 0
1554 | Commercial, Existing, Hotel, Base Water Heater, ECM-611, Faucet Aerator (0.5 gpm) | 0.83239 | 0.03526 | 0.058075 | 0 | 0 | 0
1555 | Commercial, Existing, Other, Base Water Heater, ECM-611, Faucet Aerator (0.5 gpm) | 0.83236 | 3.6355 | 5.9882 | 0 | 0 | 0
1556 | Commercial, Existing, Office, Base Desktop PC, ECM-701, PC Manual Power Management Enabling | 0.83237 | 2.4309 | 5.0694 | 0 | 0 | 0
1557 | Commercial, Existing, Restaurant, Base Desktop PC, ECM-701, PC Manual Power Management Enabling | 0.83235 | 2.4308 | 5.0694 | 0 | 0 | 0
1558 | Commercial, Existing, Retail, Base Desktop PC, ECM-701, PC Manual Power Management Enabling | 0.83237 | 2.4308 | 5.0694 | 0 | 0 | 0
1559 | Commercial, Existing, FoodStore, Base Desktop PC, ECM-701, PC Manual Power Management Enabling | 0.83235 | 2.4308 | 5.0694 | 0 | 0 | 0
1560 | Commercial, Existing, School, Base Desktop PC, ECM-701, PC Manual Power Management Enabling | 0.83236 | 2.4308 | 5.0694 | 0 | 0 | 0
1561 | Commercial, Existing, College, Base Desktop PC, ECM-701, PC Manual Power Management Enabling | 0.83236 | 2.4308 | 5.0694 | 0 | 0 | 0
1562 | Commercial, Existing, Hospital, Base Desktop PC, ECM-701, PC Manual Power Management Enabling | 0.83236 | 2.4308 | 5.0694 | 0 | 0 | 0
1563 | Commercial, Existing, Other Health, Base Desktop PC, ECM-701, PC Manual Power Management Enabling | 0.8329 | 2.4323 | 5.0692 | 0 | 0 | 0
1564 | Commercial, Existing, Warehouse, Base Desktop PC, ECM-701, PC Manual Power Management Enabling | 0.83236 | 2.4308 | 5.0694 | 0 | 0 | 0
1565 | Commercial, Existing, Hotel, Base Desktop PC, ECM-701, PC Manual Power Management Enabling | 0.83236 | 2.4308 | 5.0694 | 0 | 0 | 0
1566 | Commercial, Existing, Other, Base Desktop PC, ECM-701, PC Manual Power Management Enabling | 0.83273 | 2.4319 | 5.0694 | 0 | 0 | 0
1567 | Commercial, Existing, Office, Base Desktop PC, ECM-702, PC Network Power Management Enabling | 0.83237 | 9.0168 | 18.804 | 0 | 0 | 0
1568 | Commercial, Existing, Restaurant, Base Desktop PC, ECM-702, PC Network Power Management Enabling | 0.83235 | 9.0165 | 18.8039 | 0 | 0 | 0
1569 | Commercial, Existing, Retail, Base Desktop PC, ECM-702, PC Network Power Management Enabling | 0.83237 | 9.0167 | 18.8038 | 0 | 0 | 0
1570 | Commercial, Existing, FoodStore, Base Desktop PC, ECM-702, PC Network Power Management Enabling | 0.83235 | 9.0166 | 18.804 | 0 | 0 | 0
1571 | Commercial, Existing, School, Base Desktop PC, ECM-702, PC Network Power Management Enabling | 0.83236 | 9.0168 | 18.8043 | 0 | 0 | 0
1572 | Commercial, Existing, College, Base Desktop PC, ECM-702, PC Network Power Management Enabling | 0.83236 | 9.0166 | 18.8039 | 0 | 0 | 0
1573 | Commercial, Existing, Hospital, Base Desktop PC, ECM-702, PC Network Power Management Enabling | 0.83236 | 9.0168 | 18.8041 | 0 | 0 | 0
1574 | Commercial, Existing, Other Health, Base Desktop PC, ECM-702, PC Network Power Management Enabling | 0.8329 | 9.021 | 18.8009 | 0 | 0 | 0
1575 | Commercial, Existing, Warehouse, Base Desktop PC, ECM-702, PC Network Power Management Enabling | 0.83236 | 9.0167 | 18.8039 | 0 | 0 | 0
1576 | Commercial, Existing, Hotel, Base Desktop PC, ECM-702, PC Network Power Management Enabling | 0.83236 | 9.0167 | 18.804 | 0 | 0 | 0
1577 | Commercial, Existing, Other, Base Desktop PC, ECM-702, PC Network Power Management Enabling | 0.83273 | 9.0207 | 18.8041 | 0 | 0 | 0
1578 | Commercial, Existing, Office, Base Monitor CRT, ECM-711, Energy Star or Better Monitor | 0.83241 | 99999 | 99999 | 0 | 0 | 0
1579 | Commercial, Existing, Restaurant, Base Monitor CRT, ECM-711, Energy Star or Better Monitor | 0.83239 | 99999 | 99999 | 0 | 0 | 0
1580 | Commercial, Existing, Retail, Base Monitor CRT, ECM-711, Energy Star or Better Monitor | 0.83241 | 99999 | 99999 | 0 | 0 | 0
1581 | Commercial, Existing, FoodStore, Base Monitor CRT, ECM-711, Energy Star or Better Monitor | 0.83239 | 99999 | 99999 | 0 | 0 | 0
1582 | Commercial, Existing, School, Base Monitor CRT, ECM-711, Energy Star or Better Monitor | 0.83239 | 99999 | 99999 | 0 | 0 | 0
1583 | Commercial, Existing, College, Base Monitor CRT, ECM-711, Energy Star or Better Monitor | 0.8324 | 99999 | 99999 | 0 | 0 | 0
1584 | Commercial, Existing, Hospital, Base Monitor CRT, ECM-711, Energy Star or Better Monitor | 0.8324 | 99999 | 99999 | 0 | 0 | 0
1585 | Commercial, Existing, Other Health, Base Monitor CRT, ECM-711, Energy Star or Better Monitor | 0.83305 | 99999 | 99999 | 0 | 0 | 0
1586 | Commercial, Existing, Warehouse, Base Monitor CRT, ECM-711, Energy Star or Better Monitor | 0.8324 | 99999 | 99999 | 0 | 0 | 0
1587 | Commercial, Existing, Hotel, Base Monitor CRT, ECM-711, Energy Star or Better Monitor | 0.8324 | 99999 | 99999 | 0 | 0 | 0
1588 | Commercial, Existing, Other, Base Monitor CRT, ECM-711, Energy Star or Better Monitor | 0.83276 | 99999 | 99999 | 0 | 0 | 0
1589 | Commercial, Existing, Office, Base Monitor CRT, ECM-712, Monitor Power Management Enabling | 0.83237 | 4.1853 | 8.7281 | 0 | 0 | 0
1590 | Commercial, Existing, Restaurant, Base Monitor CRT, ECM-712, Monitor Power Management Enabling | 0.83235 | 4.1851 | 8.7281 | 0 | 0 | 0
1591 | Commercial, Existing, Retail, Base Monitor CRT, ECM-712, Monitor Power Management Enabling | 0.83237 | 4.1852 | 8.728 | 0 | 0 | 0
1592 | Commercial, Existing, FoodStore, Base Monitor CRT, ECM-712, Monitor Power Management Enabling | 0.83235 | 4.1852 | 8.7281 | 0 | 0 | 0
1593 | Commercial, Existing, School, Base Monitor CRT, ECM-712, Monitor Power Management Enabling | 0.83236 | 4.1853 | 8.7283 | 0 | 0 | 0
1594 | Commercial, Existing, College, Base Monitor CRT, ECM-712, Monitor Power Management Enabling | 0.83236 | 4.1852 | 8.7281 | 0 | 0 | 0
1595 | Commercial, Existing, Hospital, Base Monitor CRT, ECM-712, Monitor Power Management Enabling | 0.83236 | 4.1853 | 8.7282 | 0 | 0 | 0
1596 | Commercial, Existing, Other Health, Base Monitor CRT, ECM-712, Monitor Power Management Enabling | 0.8329 | 4.1871 | 8.7264 | 0 | 0 | 0
1597 | Commercial, Existing, Warehouse, Base Monitor CRT, ECM-712, Monitor Power Management Enabling | 0.83236 | 4.1852 | 8.7281 | 0 | 0 | 0
1598 | Commercial, Existing, Hotel, Base Monitor CRT, ECM-712, Monitor Power Management Enabling | 0.83236 | 4.1852 | 8.7281 | 0 | 0 | 0
1599 | Commercial, Existing, Other, Base Monitor CRT, ECM-712, Monitor Power Management Enabling | 0.83273 | 4.1871 | 8.7282 | 0 | 0 | 0
1600 | Commercial, Existing, Office, Base Monitor LCD, ECM-721, Energy Star or Better Monitor | 0.83241 | 99999 | 99999 | 0 | 0 | 0
1601 | Commercial, Existing, Restaurant, Base Monitor LCD, ECM-721, Energy Star or Better Monitor | 0.83239 | 99999 | 99999 | 0 | 0 | 0
1602 | Commercial, Existing, Retail, Base Monitor LCD, ECM-721, Energy Star or Better Monitor | 0.83241 | 99999 | 99999 | 0 | 0 | 0
1603 | Commercial, Existing, FoodStore, Base Monitor LCD, ECM-721, Energy Star or Better Monitor | 0.83239 | 99999 | 99999 | 0 | 0 | 0
1604 | Commercial, Existing, School, Base Monitor LCD, ECM-721, Energy Star or Better Monitor | 0.83239 | 99999 | 99999 | 0 | 0 | 0
1605 | Commercial, Existing, College, Base Monitor LCD, ECM-721, Energy Star or Better Monitor | 0.8324 | 99999 | 99999 | 0 | 0 | 0
1606 | Commercial, Existing, Hospital, Base Monitor LCD, ECM-721, Energy Star or Better Monitor | 0.8324 | 99999 | 99999 | 0 | 0 | 0
1607 | Commercial, Existing, Other Health, Base Monitor LCD, ECM-721, Energy Star or Better Monitor | 0.83305 | 99999 | 99999 | 0 | 0 | 0
1608 | Commercial, Existing, Warehouse, Base Monitor LCD, ECM-721, Energy Star or Better Monitor | 0.8324 | 99999 | 99999 | 0 | 0 | 0
1609 | Commercial, Existing, Hotel, Base Monitor LCD, ECM-721, Energy Star or Better Monitor | 0.8324 | 99999 | 99999 | 0 | 0 | 0
1610 | Commercial, Existing, Other, Base Monitor LCD, ECM-721, Energy Star or Better Monitor | 0.83276 | 99999 | 99999 | 0 | 0 | 0
1611 | Commercial, Existing, Office, Base Monitor LCD, ECM-722, Monitor Power Management Enabling | 0.83237 | 0.13995 | 0.29186 | 0 | 0 | 0
1612 | Commercial, Existing, Restaurant, Base Monitor LCD, ECM-722, Monitor Power Management Enabling | 0.83235 | 0.13995 | 0.29186 | 0 | 0 | 0
1613 | Commercial, Existing, Retail, Base Monitor LCD, ECM-722, Monitor Power Management Enabling | 0.83237 | 0.13995 | 0.29186 | 0 | 0 | 0
1614 | Commercial, Existing, FoodStore, Base Monitor LCD, ECM-722, Monitor Power Management Enabling | 0.83235 | 0.13995 | 0.29186 | 0 | 0 | 0
1615 | Commercial, Existing, School, Base Monitor LCD, ECM-722, Monitor Power Management Enabling | 0.83236 | 0.13995 | 0.29186 | 0 | 0 | 0
1616 | Commercial, Existing, College, Base Monitor LCD, ECM-722, Monitor Power Management Enabling | 0.83236 | 0.13995 | 0.29186 | 0 | 0 | 0
1617 | Commercial, Existing, Hospital, Base Monitor LCD, ECM-722, Monitor Power Management Enabling | 0.83236 | 0.13995 | 0.29186 | 0 | 0 | 0
1618 | Commercial, Existing, Other Health, Base Monitor LCD, ECM-722, Monitor Power Management Enabling | 0.8329 | 0.14002 | 0.29181 | 0 | 0 | 0
1619 | Commercial, Existing, Warehouse, Base Monitor LCD, ECM-722, Monitor Power Management Enabling | 0.83236 | 0.13995 | 0.29186 | 0 | 0 | 0
1620 | Commercial, Existing, Hotel, Base Monitor LCD, ECM-722, Monitor Power Management Enabling | 0.83236 | 0.13995 | 0.29186 | 0 | 0 | 0
1621 | Commercial, Existing, Other, Base Monitor LCD, ECM-722, Monitor Power Management Enabling | 0.83273 | 0.14001 | 0.29186 | 0 | 0 | 0
1622 | Commercial, Existing, Office, Base Copier, ECM-731, Energy Star or Better Copier | 0.83241 | 99999 | 99999 | 0 | 0 | 0
1623 | Commercial, Existing, Restaurant, Base Copier, ECM-731, Energy Star or Better Copier | 0.83239 | 99999 | 99999 | 0 | 0 | 0
1624 | Commercial, Existing, Retail, Base Copier, ECM-731, Energy Star or Better Copier | 0.83241 | 99999 | 99999 | 0 | 0 | 0
1625 | Commercial, Existing, FoodStore, Base Copier, ECM-731, Energy Star or Better Copier | 0.83239 | 99999 | 99999 | 0 | 0 | 0
1626 | Commercial, Existing, School, Base Copier, ECM-731, Energy Star or Better Copier | 0.83239 | 99999 | 99999 | 0 | 0 | 0
1627 | Commercial, Existing, College, Base Copier, ECM-731, Energy Star or Better Copier | 0.8324 | 99999 | 99999 | 0 | 0 | 0
1628 | Commercial, Existing, Hospital, Base Copier, ECM-731, Energy Star or Better Copier | 0.8324 | 99999 | 99999 | 0 | 0 | 0
1629 | Commercial, Existing, Other Health, Base Copier, ECM-731, Energy Star or Better Copier | 0.83305 | 99999 | 99999 | 0 | 0 | 0
1630 | Commercial, Existing, Warehouse, Base Copier, ECM-731, Energy Star or Better Copier | 0.8324 | 99999 | 99999 | 0 | 0 | 0
1631 | Commercial, Existing, Hotel, Base Copier, ECM-731, Energy Star or Better Copier | 0.8324 | 99999 | 99999 | 0 | 0 | 0
1632 | Commercial, Existing, Other, Base Copier, ECM-731, Energy Star or Better Copier | 0.83276 | 99999 | 99999 | 0 | 0 | 0
1633 | Commercial, Existing, Office, Base Copier, ECM-732, Copier Power Management Enabling | 0.83237 | 1.0366 | 1.9943 | 0 | 0 | 0
1634 | Commercial, Existing, Restaurant, Base Copier, ECM-732, Copier Power Management Enabling | 0.83235 | 1.0366 | 1.9942 | 0 | 0 | 0
1635 | Commercial, Existing, Retail, Base Copier, ECM-732, Copier Power Management Enabling | 0.83237 | 1.0366 | 1.9942 | 0 | 0 | 0
1636 | Commercial, Existing, FoodStore, Base Copier, ECM-732, Copier Power Management Enabling | 0.83235 | 1.0366 | 1.9943 | 0 | 0 | 0
1637 | Commercial, Existing, School, Base Copier, ECM-732, Copier Power Management Enabling | 0.83236 | 1.0366 | 1.9943 | 0 | 0 | 0
1638 | Commercial, Existing, College, Base Copier, ECM-732, Copier Power Management Enabling | 0.83236 | 1.0366 | 1.9943 | 0 | 0 | 0
1639 | Commercial, Existing, Hospital, Base Copier, ECM-732, Copier Power Management Enabling | 0.83236 | 1.0366 | 1.9943 | 0 | 0 | 0
1640 | Commercial, Existing, Other Health, Base Copier, ECM-732, Copier Power Management Enabling | 0.8329 | 1.0371 | 1.994 | 0 | 0 | 0
1641 | Commercial, Existing, Warehouse, Base Copier, ECM-732, Copier Power Management Enabling | 0.83236 | 1.0366 | 1.9943 | 0 | 0 | 0
1642 | Commercial, Existing, Hotel, Base Copier, ECM-732, Copier Power Management Enabling | 0.83236 | 1.0366 | 1.9943 | 0 | 0 | 0
1643 | Commercial, Existing, Other, Base Copier, ECM-732, Copier Power Management Enabling | 0.83273 | 1.0371 | 1.9943 | 0 | 0 | 0
1644 | Commercial, Existing, Office, Base Printer, ECM-741, Printer Power Management Enabling | 0.83237 | 1.8374 | 3.6746 | 0 | 0 | 0
1645 | Commercial, Existing, Restaurant, Base Printer, ECM-741, Printer Power Management Enabling | 0.83235 | 1.8374 | 3.6746 | 0 | 0 | 0
1646 | Commercial, Existing, Retail, Base Printer, ECM-741, Printer Power Management Enabling | 0.83237 | 1.8374 | 3.6745 | 0 | 0 | 0
1647 | Commercial, Existing, FoodStore, Base Printer, ECM-741, Printer Power Management Enabling | 0.83235 | 1.8374 | 3.6746 | 0 | 0 | 0
1648 | Commercial, Existing, School, Base Printer, ECM-741, Printer Power Management Enabling | 0.83236 | 1.8374 | 3.6746 | 0 | 0 | 0
1649 | Commercial, Existing, College, Base Printer, ECM-741, Printer Power Management Enabling | 0.83236 | 1.8374 | 3.6746 | 0 | 0 | 0
1650 | Commercial, Existing, Hospital, Base Printer, ECM-741, Printer Power Management Enabling | 0.83236 | 1.8374 | 3.6746 | 0 | 0 | 0
1651 | Commercial, Existing, Other Health, Base Printer, ECM-741, Printer Power Management Enabling | 0.8329 | 1.8383 | 3.6739 | 0 | 0 | 0
1652 | Commercial, Existing, Warehouse, Base Printer, ECM-741, Printer Power Management Enabling | 0.83236 | 1.8374 | 3.6746 | 0 | 0 | 0
1653 | Commercial, Existing, Hotel, Base Printer, ECM-741, Printer Power Management Enabling | 0.83236 | 1.8374 | 3.6746 | 0 | 0 | 0
1654 | Commercial, Existing, Other, Base Printer, ECM-741, Printer Power Management Enabling | 0.83273 | 1.8382 | 3.6746 | 0 | 0 | 0
1655 | Commercial, Existing, Office, Base Commercial Oven, ECM-801, Convection Oven | 0.83237 | 0.000125 | 0.000206 | 0 | 0 | 0
1656 | Commercial, Existing, Restaurant, Base Commercial Oven, ECM-801, Convection Oven | 0.83236 | 0.000866 | 0.001426 | 0 | 0 | 0
1657 | Commercial, Existing, Retail, Base Commercial Oven, ECM-801, Convection Oven | 0.83235 | 0.000221 | 0.000364 | 0 | 0 | 0
1658 | Commercial, Existing, FoodStore, Base Commercial Oven, ECM-801, Convection Oven | 0.83234 | 0.001036 | 0.001707 | 0 | 0 | 0
1659 | Commercial, Existing, School, Base Commercial Oven, ECM-801, Convection Oven | 0.83229 | 0.000293 | 0.000482 | 0 | 0 | 0
1660 | Commercial, Existing, College, Base Commercial Oven, ECM-801, Convection Oven | 0.83239 | 0.000303 | 0.0005 | 0 | 0 | 0
1661 | Commercial, Existing, Hospital, Base Commercial Oven, ECM-801, Convection Oven | 0.83239 | 0.001016 | 0.001674 | 0 | 0 | 0
1662 | Commercial, Existing, Other Health, Base Commercial Oven, ECM-801, Convection Oven | 0.83232 | 0.000361 | 0.000595 | 0 | 0 | 0
1663 | Commercial, Existing, Warehouse, Base Commercial Oven, ECM-801, Convection Oven | 0.83235 | 3.1e-05 | 5e-05 | 0 | 0 | 0
1664 | Commercial, Existing, Hotel, Base Commercial Oven, ECM-801, Convection Oven | 0.83236 | 7.1e-05 | 0.000117 | 0 | 0 | 0
1665 | Commercial, Existing, Other, Base Commercial Oven, ECM-801, Convection Oven | 0.83237 | 0.000138 | 0.000227 | 0 | 0 | 0
1666 | Commercial, Existing, Office, Base Commercial Fryer, ECM-811, Efficient Fryer | 0.83237 | 0.0001 | 0.000164 | 0 | 0 | 0
1667 | Commercial, Existing, Restaurant, Base Commercial Fryer, ECM-811, Efficient Fryer | 0.83236 | 0.000942 | 0.001552 | 0 | 0 | 0
1668 | Commercial, Existing, Retail, Base Commercial Fryer, ECM-811, Efficient Fryer | 0.83235 | 0.000133 | 0.00022 | 0 | 0 | 0
1669 | Commercial, Existing, FoodStore, Base Commercial Fryer, ECM-811, Efficient Fryer | 0.83234 | 0.000453 | 0.000746 | 0 | 0 | 0
1670 | Commercial, Existing, School, Base Commercial Fryer, ECM-811, Efficient Fryer | 0.83229 | 0.00015 | 0.000246 | 0 | 0 | 0
1671 | Commercial, Existing, College, Base Commercial Fryer, ECM-811, Efficient Fryer | 0.83239 | 0.0002 | 0.000329 | 0 | 0 | 0
1672 | Commercial, Existing, Hospital, Base Commercial Fryer, ECM-811, Efficient Fryer | 0.83239 | 0.000402 | 0.000661 | 0 | 0 | 0
1673 | Commercial, Existing, Other Health, Base Commercial Fryer, ECM-811, Efficient Fryer | 0.83232 | 0.000401 | 0.00066 | 0 | 0 | 0
1674 | Commercial, Existing, Warehouse, Base Commercial Fryer, ECM-811, Efficient Fryer | 0.83235 | 1.5e-05 | 2.5e-05 | 0 | 0 | 0
1675 | Commercial, Existing, Hotel, Base Commercial Fryer, ECM-811, Efficient Fryer | 0.83236 | 0.000102 | 0.000169 | 0 | 0 | 0
1676 | Commercial, Existing, Other, Base Commercial Fryer, ECM-811, Efficient Fryer | . | 0 | 0 | 0 | 0 | 0
1677 | Commercial, Existing, Office, Base Holding Cabinet, ECM-821, Efficient Holding Cabinet | 0.83237 | 0.000228 | 0.000356 | 0 | 0 | 0
1678 | Commercial, Existing, Restaurant, Base Holding Cabinet, ECM-821, Efficient Holding Cabinet | 0.83236 | 0.002857 | 0.00445 | 0 | 0 | 0
1679 | Commercial, Existing, Retail, Base Holding Cabinet, ECM-821, Efficient Holding Cabinet | 0.83235 | 0.000255 | 0.000397 | 0 | 0 | 0
1680 | Commercial, Existing, FoodStore, Base Holding Cabinet, ECM-821, Efficient Holding Cabinet | 0.83234 | 0.002503 | 0.003899 | 0 | 0 | 0
1681 | Commercial, Existing, School, Base Holding Cabinet, ECM-821, Efficient Holding Cabinet | 0.83229 | 0.000358 | 0.000557 | 0 | 0 | 0
1682 | Commercial, Existing, College, Base Holding Cabinet, ECM-821, Efficient Holding Cabinet | 0.83239 | 0.000171 | 0.000266 | 0 | 0 | 0
1683 | Commercial, Existing, Hospital, Base Holding Cabinet, ECM-821, Efficient Holding Cabinet | 0.83239 | 0.000655 | 0.00102 | 0 | 0 | 0
1684 | Commercial, Existing, Other Health, Base Holding Cabinet, ECM-821, Efficient Holding Cabinet | 0.83232 | 0.001267 | 0.001974 | 0 | 0 | 0
1685 | Commercial, Existing, Warehouse, Base Holding Cabinet, ECM-821, Efficient Holding Cabinet | 0.83235 | 0.000111 | 0.000173 | 0 | 0 | 0
1686 | Commercial, Existing, Hotel, Base Holding Cabinet, ECM-821, Efficient Holding Cabinet | 0.83236 | 0.000138 | 0.000215 | 0 | 0 | 0
1687 | Commercial, Existing, Other, Base Holding Cabinet, ECM-821, Efficient Holding Cabinet | 0.83237 | 0.000172 | 0.000268 | 0 | 0 | 0
1688 | Commercial, Existing, Office, Base Griddle, ECM-831, Efficient Griddle | 0.83237 | 99999 | 99999 | 0 | 0 | 0
1689 | Commercial, Existing, Restaurant, Base Griddle, ECM-831, Efficient Griddle | 0.83236 | 99999 | 99999 | 0 | 0 | 0
1690 | Commercial, Existing, Retail, Base Griddle, ECM-831, Efficient Griddle | 0.83235 | 99999 | 99999 | 0 | 0 | 0
1691 | Commercial, Existing, FoodStore, Base Griddle, ECM-831, Efficient Griddle | 0.83234 | 99999 | 99999 | 0 | 0 | 0
1692 | Commercial, Existing, School, Base Griddle, ECM-831, Efficient Griddle | 0.83229 | 99999 | 99999 | 0 | 0 | 0
1693 | Commercial, Existing, College, Base Griddle, ECM-831, Efficient Griddle | 0.83239 | 99999 | 99999 | 0 | 0 | 0
1694 | Commercial, Existing, Hospital, Base Griddle, ECM-831, Efficient Griddle | 0.83239 | 99999 | 99999 | 0 | 0 | 0
1695 | Commercial, Existing, Other Health, Base Griddle, ECM-831, Efficient Griddle | 0.83232 | 99999 | 99999 | 0 | 0 | 0
1696 | Commercial, Existing, Warehouse, Base Griddle, ECM-831, Efficient Griddle | 0.83235 | 99999 | 99999 | 0 | 0 | 0
1697 | Commercial, Existing, Hotel, Base Griddle, ECM-831, Efficient Griddle | 0.83236 | 99999 | 99999 | 0 | 0 | 0
1698 | Commercial, Existing, Other, Base Griddle, ECM-831, Efficient Griddle | 0.83237 | 99999 | 99999 | 0 | 0 | 0
1699 | Commercial, Existing, Office, Base Steamer, ECM-841, Efficient Steamer | 0.83237 | 0.000356 | 0.000586 | 0 | 0 | 0
1700 | Commercial, Existing, Restaurant, Base Steamer, ECM-841, Efficient Steamer | 0.83236 | 0.002205 | 0.003632 | 0 | 0 | 0
1701 | Commercial, Existing, Retail, Base Steamer, ECM-841, Efficient Steamer | 0.83235 | 0.000112 | 0.000184 | 0 | 0 | 0
1702 | Commercial, Existing, FoodStore, Base Steamer, ECM-841, Efficient Steamer | 0.83234 | 0.002558 | 0.004213 | 0 | 0 | 0
1703 | Commercial, Existing, School, Base Steamer, ECM-841, Efficient Steamer | 0.83229 | 0.000657 | 0.001082 | 0 | 0 | 0
1704 | Commercial, Existing, College, Base Steamer, ECM-841, Efficient Steamer | 0.83239 | 9.4e-05 | 0.000155 | 0 | 0 | 0
1705 | Commercial, Existing, Hospital, Base Steamer, ECM-841, Efficient Steamer | 0.83239 | 0.001802 | 0.002968 | 0 | 0 | 0
1706 | Commercial, Existing, Other Health, Base Steamer, ECM-841, Efficient Steamer | 0.83232 | 0.000911 | 0.001501 | 0 | 0 | 0
1707 | Commercial, Existing, Warehouse, Base Steamer, ECM-841, Efficient Steamer | 0.83235 | 3.5e-05 | 5.7e-05 | 0 | 0 | 0
1708 | Commercial, Existing, Hotel, Base Steamer, ECM-841, Efficient Steamer | 0.83236 | 0.000275 | 0.000453 | 0 | 0 | 0
1709 | Commercial, Existing, Other, Base Steamer, ECM-841, Efficient Steamer | . | 0 | 0 | 0 | 0 | 0
1710 | Commercial, Existing, Office, Base Vending Machine, ECM-901, Vending Misers (cooled machines only) | 0.83232 | 2.6689 | 4.3962 | 0 | 0 | 0
1711 | Commercial, Existing, Restaurant, Base Vending Machine, ECM-901, Vending Misers (cooled machines only) | 0.83233 | 2.6155 | 4.3083 | 0 | 0 | 0
1712 | Commercial, Existing, Retail, Base Vending Machine, ECM-901, Vending Misers (cooled machines only) | 0.83234 | 2.7561 | 4.5397 | 0 | 0 | 0
1713 | Commercial, Existing, FoodStore, Base Vending Machine, ECM-901, Vending Misers (cooled machines only) | 0.83234 | 2.6155 | 4.3083 | 0 | 0 | 0
1714 | Commercial, Existing, School, Base Vending Machine, ECM-901, Vending Misers (cooled machines only) | 0.83233 | 2.9061 | 4.787 | 0 | 0 | 0
1715 | Commercial, Existing, College, Base Vending Machine, ECM-901, Vending Misers (cooled machines only) | 0.83234 | 2.9061 | 4.7869 | 0 | 0 | 0
1716 | Commercial, Existing, Hospital, Base Vending Machine, ECM-901, Vending Misers (cooled machines only) | 0.83234 | 2.6156 | 4.3083 | 0 | 0 | 0
1717 | Commercial, Existing, Other Health, Base Vending Machine, ECM-901, Vending Misers (cooled machines only) | 0.83231 | 2.6155 | 4.3083 | 0 | 0 | 0
1718 | Commercial, Existing, Warehouse, Base Vending Machine, ECM-901, Vending Misers (cooled machines only) | 0.83235 | 2.5975 | 4.2785 | 0 | 0 | 0
1719 | Commercial, Existing, Hotel, Base Vending Machine, ECM-901, Vending Misers (cooled machines only) | 0.83238 | 3.2443 | 5.3437 | 0 | 0 | 0
1720 | Commercial, Existing, Other, Base Vending Machine, ECM-901, Vending Misers (cooled machines only) | 0.83235 | 2.6156 | 4.3082 | 0 | 0 | 0
Industrial
1721 | Industrial, Existing, SIC20 Food, Base Compressed Air, ECM-101, Compressed Air-O&M | 1.0345 | 5.2684 | 6.9821 | 0.50727 | 0.35534 | 3.3331
1722 | Industrial, Existing, SIC22-23Textiles, Base Compressed Air, ECM-101, Compressed Air-O&M | 1.0348 | 5.2696 | 6.9821 | 0.0031936 | 0.0053104 | 0.014679
1723 | Industrial, Existing, SIC24-25 Lumber, Base Compressed Air, ECM-101, Compressed Air-O&M | 1.0346 | 5.2688 | 6.9821 | 0.011898 | 0.0091919 | 0.062974
1724 | Industrial, Existing, SIC26 Paper, Base Compressed Air, ECM-101, Compressed Air-O&M | 1.0345 | 5.2682 | 6.9821 | 0.057658 | 0.04458 | 0.45947
1725 | Industrial, Existing, SIC27 Printing, Base Compressed Air, ECM-101, Compressed Air-O&M | 1.0345 | 5.2684 | 6.9821 | 0.02531 | 0.015199 | 0.16874
1726 | Industrial, Existing, SIC28 Chemicals, Base Compressed Air, ECM-101, Compressed Air-O&M | 1.0344 | 5.268 | 6.9821 | 0.025551 | 0.018478 | 0.25989
1727 | Industrial, Existing, SIC29 Petroleum, Base Compressed Air, ECM-101, Compressed Air-O&M | 1.0344 | 5.2679 | 6.9821 | 0.0017656 | 0.0020958 | 0.022945
1728 | Industrial, Existing, SIC30 Rubber/Plastics, Base Compressed Air, ECM-101, Compressed Air-O&M | 1.0345 | 5.2684 | 6.9821 | 0.0096264 | 0.008794 | 0.06972
1729 | Industrial, Existing, SIC32 Stone/Clay/Glass, Base Compressed Air, ECM-101, Compressed Air-O&M | 1.0345 | 5.2683 | 6.9821 | 0.21914 | 0.17246 | 1.7202
1730 | Industrial, Existing, SIC33 Primary Metals, Base Compressed Air, ECM-101, Compressed Air-O&M | 1.0346 | 5.2688 | 6.9821 | 0.014744 | 0.013744 | 0.084121
1731 | Industrial, Existing, SIC34 Fab Metals, Base Compressed Air, ECM-101, Compressed Air-O&M | 1.0345 | 5.2686 | 6.9821 | 0.185 | 0.17171 | 1.1765
1732 | Industrial, Existing, SIC35 Ind Machinery, Base Compressed Air, ECM-101, Compressed Air-O&M | 1.0346 | 5.269 | 6.9821 | 0.029511 | 0.013576 | 0.11838
1733 | Industrial, Existing, SIC36 Electronics, Base Compressed Air, ECM-101, Compressed Air-O&M | 1.0345 | 5.2684 | 6.9821 | 0.037626 | 0.030229 | 0.27022
1734 | Industrial, Existing, SIC37 Transp Eqp, Base Compressed Air, ECM-101, Compressed Air-O&M | 1.0346 | 5.2686 | 6.9821 | 0.079381 | 0.071971 | 0.49358
1735 | Industrial, Existing, SIC38 Instruments, Base Compressed Air, ECM-101, Compressed Air-O&M | 1.0345 | 5.2683 | 6.9821 | 0.1329 | 0.11189 | 0.99023
1736 | Industrial, Existing, SIC39/21/31 Misc, Base Compressed Air, ECM-101, Compressed Air-O&M | 1.0345 | 5.2683 | 6.9821 | 0.083979 | 0.071911 | 0.66964
1737 | Industrial, Existing, SIC20 Food, Base Compressed Air, ECM-102, Compressed Air - Controls | 1.0345 | 1.7922 | 2.3752 | 0.098157 | 0.068758 | 0.64495
1738 | Industrial, Existing, SIC22-23Textiles, Base Compressed Air, ECM-102, Compressed Air - Controls | 1.0348 | 1.7927 | 2.3752 | 0.00061796 | 0.0010276 | 0.0028404
1739 | Industrial, Existing, SIC24-25 Lumber, Base Compressed Air, ECM-102, Compressed Air - Controls | 1.0346 | 1.7924 | 2.3752 | 0.0023023 | 0.0017786 | 0.012185
1740 | Industrial, Existing, SIC26 Paper, Base Compressed Air, ECM-102, Compressed Air - Controls | 1.0345 | 1.7922 | 2.3752 | 0.011157 | 0.0086261 | 0.088907
1741 | Industrial, Existing, SIC27 Printing, Base Compressed Air, ECM-102, Compressed Air - Controls | 1.0345 | 1.7922 | 2.3752 | 0.0048975 | 0.0029409 | 0.032651
1742 | Industrial, Existing, SIC28 Chemicals, Base Compressed Air, ECM-102, Compressed Air - Controls | 1.0344 | 1.7921 | 2.3752 | 0.0049441 | 0.0035755 | 0.050288
1743 | Industrial, Existing, SIC29 Petroleum, Base Compressed Air, ECM-102, Compressed Air - Controls | 1.0344 | 1.7921 | 2.3752 | 0.00034165 | 0.00040555 | 0.0044398
1744 | Industrial, Existing, SIC30 Rubber/Plastics, Base Compressed Air, ECM-102, Compressed Air - Controls | 1.0345 | 1.7922 | 2.3752 | 0.0018627 | 0.0017017 | 0.013491
1745 | Industrial, Existing, SIC32 Stone/Clay/Glass, Base Compressed Air, ECM-102, Compressed Air - Controls | 1.0345 | 1.7922 | 2.3752 | 0.042403 | 0.033372 | 0.33285
1746 | Industrial, Existing, SIC33 Primary Metals, Base Compressed Air, ECM-102, Compressed Air - Controls | 1.0346 | 1.7923 | 2.3752 | 0.002853 | 0.0026595 | 0.016277
1747 | Industrial, Existing, SIC34 Fab Metals, Base Compressed Air, ECM-102, Compressed Air - Controls | 1.0345 | 1.7923 | 2.3752 | 0.035798 | 0.033225 | 0.22765
1748 | Industrial, Existing, SIC35 Ind Machinery, Base Compressed Air, ECM-102, Compressed Air - Controls | 1.0346 | 1.7924 | 2.3752 | 0.0057103 | 0.0026269 | 0.022906
1749 | Industrial, Existing, SIC36 Electronics, Base Compressed Air, ECM-102, Compressed Air - Controls | 1.0345 | 1.7922 | 2.3752 | 0.0072805 | 0.0058493 | 0.052287
1750 | Industrial, Existing, SIC37 Transp Eqp, Base Compressed Air, ECM-102, Compressed Air - Controls | 1.0346 | 1.7923 | 2.3752 | 0.01536 | 0.013926 | 0.095508
1751 | Industrial, Existing, SIC38 Instruments, Base Compressed Air, ECM-102, Compressed Air - Controls | 1.0345 | 1.7922 | 2.3752 | 0.025715 | 0.02165 | 0.19161
1752 | Industrial, Existing, SIC39/21/31 Misc, Base Compressed Air, ECM-102, Compressed Air - Controls | 1.0345 | 1.7922 | 2.3752 | 0.01625 | 0.013915 | 0.12957
1753 | Industrial, Existing, SIC20 Food, Base Compressed Air, ECM-103, Compressed Air - System Optimization | 1.0345 | 3.6531 | 4.8413 | 0.37218 | 0.26071 | 2.4454
1754 | Industrial, Existing, SIC22-23Textiles, Base Compressed Air, ECM-103, Compressed Air - System Optimization | 1.0348 | 3.654 | 4.8414 | 0.0023431 | 0.0038962 | 0.01077
1755 | Industrial, Existing, SIC24-25 Lumber, Base Compressed Air, ECM-103, Compressed Air - System Optimization | 1.0346 | 3.6534 | 4.8413 | 0.0087295 | 0.006744 | 0.046203
1756 | Industrial, Existing, SIC26 Paper, Base Compressed Air, ECM-103, Compressed Air - System Optimization | 1.0345 | 3.653 | 4.8413 | 0.042303 | 0.032707 | 0.33711
1757 | Industrial, Existing, SIC27 Printing, Base Compressed Air, ECM-103, Compressed Air - System Optimization | 1.0345 | 3.6531 | 4.8413 | 0.01857 | 0.011151 | 0.1238
1758 | Industrial, Existing, SIC28 Chemicals, Base Compressed Air, ECM-103, Compressed Air - System Optimization | 1.0344 | 3.6528 | 4.8413 | 0.018746 | 0.013557 | 0.19068
1759 | Industrial, Existing, SIC29 Petroleum, Base Compressed Air, ECM-103, Compressed Air - System Optimization | 1.0344 | 3.6528 | 4.8413 | 0.0012954 | 0.0015377 | 0.016834
1760 | Industrial, Existing, SIC30 Rubber/Plastics, Base Compressed Air, ECM-103, Compressed Air - System Optimization | 1.0345 | 3.6531 | 4.8413 | 0.0070628 | 0.0064521 | 0.051152
1761 | Industrial, Existing, SIC32 Stone/Clay/Glass, Base Compressed Air, ECM-103, Compressed Air - System Optimization | 1.0345 | 3.653 | 4.8413 | 0.16078 | 0.12653 | 1.2621
1762 | Industrial, Existing, SIC33 Primary Metals, Base Compressed Air, ECM-103, Compressed Air - System Optimization | 1.0346 | 3.6533 | 4.8413 | 0.010818 | 0.010084 | 0.061718
1763 | Industrial, Existing, SIC34 Fab Metals, Base Compressed Air, ECM-103, Compressed Air - System Optimization | 1.0345 | 3.6532 | 4.8413 | 0.13573 | 0.12598 | 0.86316
1764 | Industrial, Existing, SIC35 Ind Machinery, Base Compressed Air, ECM-103, Compressed Air - System Optimization | 1.0346 | 3.6535 | 4.8414 | 0.021652 | 0.0099602 | 0.086851
1765 | Industrial, Existing, SIC36 Electronics, Base Compressed Air, ECM-103, Compressed Air - System Optimization | 1.0345 | 3.6531 | 4.8413 | 0.027605 | 0.022179 | 0.19826
1766 | Industrial, Existing, SIC37 Transp Eqp, Base Compressed Air, ECM-103, Compressed Air - System Optimization | 1.0346 | 3.6532 | 4.8413 | 0.05824 | 0.052804 | 0.36213
1767 | Industrial, Existing, SIC38 Instruments, Base Compressed Air, ECM-103, Compressed Air - System Optimization | 1.0345 | 3.6531 | 4.8413 | 0.097503 | 0.082089 | 0.72652
1768 | Industrial, Existing, SIC39/21/31 Misc, Base Compressed Air, ECM-103, Compressed Air - System Optimization | 1.0345 | 3.653 | 4.8413 | 0.061615 | 0.05276 | 0.4913
1769 | Industrial, Existing, SIC20 Food, Base Compressed Air, ECM-104, Compressed Air- Sizing | 1.0345 | 6.6095 | 8.7593 | 0.15258 | 0.10688 | 1.0025
1770 | Industrial, Existing, SIC22-23Textiles, Base Compressed Air, ECM-104, Compressed Air- Sizing | 1.0348 | 6.611 | 8.7594 | 0.00096059 | 0.0015973 | 0.0044153
1771 | Industrial, Existing, SIC24-25 Lumber, Base Compressed Air, ECM-104, Compressed Air- Sizing | 1.0346 | 6.6099 | 8.7594 | 0.0035788 | 0.0027648 | 0.018942
1772 | Industrial, Existing, SIC26 Paper, Base Compressed Air, ECM-104, Compressed Air- Sizing | 1.0345 | 6.6093 | 8.7593 | 0.017343 | 0.013409 | 0.1382
1773 | Industrial, Existing, SIC27 Printing, Base Compressed Air, ECM-104, Compressed Air- Sizing | 1.0345 | 6.6094 | 8.7593 | 0.0076129 | 0.0045715 | 0.050754
1774 | Industrial, Existing, SIC28 Chemicals, Base Compressed Air, ECM-104, Compressed Air- Sizing | 1.0344 | 6.609 | 8.7593 | 0.0076853 | 0.0055579 | 0.07817
1775 | Industrial, Existing, SIC29 Petroleum, Base Compressed Air, ECM-104, Compressed Air- Sizing | 1.0344 | 6.6089 | 8.7593 | 0.00053108 | 0.0006304 | 0.0069015
1776 | Industrial, Existing, SIC30 Rubber/Plastics, Base Compressed Air, ECM-104, Compressed Air- Sizing | 1.0345 | 6.6095 | 8.7593 | 0.0028955 | 0.0026451 | 0.020971
1777 | Industrial, Existing, SIC32 Stone/Clay/Glass, Base Compressed Air, ECM-104, Compressed Air- Sizing | 1.0345 | 6.6093 | 8.7593 | 0.065913 | 0.051875 | 0.5174
1778 | Industrial, Existing, SIC33 Primary Metals, Base Compressed Air, ECM-104, Compressed Air- Sizing | 1.0346 | 6.6099 | 8.7594 | 0.0044349 | 0.004134 | 0.025302
1779 | Industrial, Existing, SIC34 Fab Metals, Base Compressed Air, ECM-104, Compressed Air- Sizing | 1.0345 | 6.6097 | 8.7594 | 0.055646 | 0.051647 | 0.35386
1780 | Industrial, Existing, SIC35 Ind Machinery, Base Compressed Air, ECM-104, Compressed Air- Sizing | 1.0346 | 6.6102 | 8.7594 | 0.0088764 | 0.0040833 | 0.035606
1781 | Industrial, Existing, SIC36 Electronics, Base Compressed Air, ECM-104, Compressed Air- Sizing | 1.0345 | 6.6094 | 8.7593 | 0.011317 | 0.0090924 | 0.081278
1782 | Industrial, Existing, SIC37 Transp Eqp, Base Compressed Air, ECM-104, Compressed Air- Sizing | 1.0346 | 6.6097 | 8.7594 | 0.023877 | 0.021648 | 0.14846
1783 | Industrial, Existing, SIC38 Instruments, Base Compressed Air, ECM-104, Compressed Air- Sizing | 1.0345 | 6.6094 | 8.7593 | 0.039973 | 0.033654 | 0.29785
1784 | Industrial, Existing, SIC39/21/31 Misc, Base Compressed Air, ECM-104, Compressed Air- Sizing | 1.0345 | 6.6093 | 8.7593 | 0.02526 | 0.02163 | 0.20142
1785 | Industrial, Existing, SIC20 Food, Base Compressed Air, ECM-105, Comp Air - Replace 1-5 HP motor | 1.0345 | 0.16256 | 0.19052 | 0.0023204 | 0.0016254 | 0.015246
1786 | Industrial, Existing, SIC22-23Textiles, Base Compressed Air, ECM-105, Comp Air - Replace 1-5 HP motor | 1.0348 | 0.1626 | 0.19052 | 1.461e-05 | 2.429e-05 | 6.715e-05
1787 | Industrial, Existing, SIC24-25 Lumber, Base Compressed Air, ECM-105, Comp Air - Replace 1-5 HP motor | 1.0346 | 0.16257 | 0.19052 | 5.442e-05 | 4.205e-05 | 0.00028806
1788 | Industrial, Existing, SIC26 Paper, Base Compressed Air, ECM-105, Comp Air - Replace 1-5 HP motor | 1.0345 | 0.16256 | 0.19052 | 0.00026374 | 0.00020392 | 0.0021017
1789 | Industrial, Existing, SIC27 Printing, Base Compressed Air, ECM-105, Comp Air - Replace 1-5 HP motor | 1.0345 | 0.16256 | 0.19052 | 0.00011577 | 6.952e-05 | 0.00077185
1790 | Industrial, Existing, SIC28 Chemicals, Base Compressed Air, ECM-105, Comp Air - Replace 1-5 HP motor | 1.0344 | 0.16255 | 0.19052 | 0.00011688 | 8.452e-05 | 0.0011888
1791 | Industrial, Existing, SIC29 Petroleum, Base Compressed Air, ECM-105, Comp Air - Replace 1-5 HP motor | 1.0344 | 0.16255 | 0.19052 | 8.08e-06 | 9.59e-06 | 0.00010495
1792 | Industrial, Existing, SIC30 Rubber/Plastics, Base Compressed Air, ECM-105, Comp Air - Replace 1-5 HP motor | 1.0345 | 0.16256 | 0.19052 | 4.403e-05 | 4.023e-05 | 0.00031891
1793 | Industrial, Existing, SIC32 Stone/Clay/Glass, Base Compressed Air, ECM-105, Comp Air - Replace 1-5 HP motor | 1.0345 | 0.16256 | 0.19052 | 0.0010024 | 0.00078889 | 0.0078685
1794 | Industrial, Existing, SIC33 Primary Metals, Base Compressed Air, ECM-105, Comp Air - Replace 1-5 HP motor | 1.0346 | 0.16257 | 0.19052 | 6.744e-05 | 6.287e-05 | 0.00038479
1795 | Industrial, Existing, SIC34 Fab Metals, Base Compressed Air, ECM-105, Comp Air - Replace 1-5 HP motor | 1.0345 | 0.16257 | 0.19052 | 0.00084624 | 0.00078542 | 0.0053814
1796 | Industrial, Existing, SIC35 Ind Machinery, Base Compressed Air, ECM-105, Comp Air - Replace 1-5 HP motor | 1.0346 | 0.16258 | 0.19052 | 0.00013499 | 6.21e-05 | 0.00054148
1797 | Industrial, Existing, SIC36 Electronics, Base Compressed Air, ECM-105, Comp Air - Replace 1-5 HP motor | 1.0345 | 0.16256 | 0.19052 | 0.00017211 | 0.00013827 | 0.001236
1798 | Industrial, Existing, SIC37 Transp Eqp, Base Compressed Air, ECM-105, Comp Air - Replace 1-5 HP motor | 1.0346 | 0.16257 | 0.19052 | 0.0003631 | 0.00032921 | 0.0022578
1799 | Industrial, Existing, SIC38 Instruments, Base Compressed Air, ECM-105, Comp Air - Replace 1-5 HP motor | 1.0345 | 0.16256 | 0.19052 | 0.00060789 | 0.00051179 | 0.0045295
1800 | Industrial, Existing, SIC39/21/31 Misc, Base Compressed Air, ECM-105, Comp Air - Replace 1-5 HP motor | 1.0345 | 0.16256 | 0.19052 | 0.00038414 | 0.00032893 | 0.0030631
1801 | Industrial, Existing, SIC20 Food, Base Compressed Air, ECM-106, Comp Air - ASD (1-5 hp) | 1.0344 | 0.24474 | 0.28689 | 0.00042327 | 0.0032784 | 0.030751
1802 | Industrial, Existing, SIC22-23Textiles, Base Compressed Air, ECM-106, Comp Air - ASD (1-5 hp) | 1.0345 | 0.24477 | 0.28687 | 2.66e-06 | 4.899e-05 | 0.00013542
1803 | Industrial, Existing, SIC24-25 Lumber, Base Compressed Air, ECM-106, Comp Air - ASD (1-5 hp) | 1.0344 | 0.24474 | 0.28688 | 9.93e-06 | 8.48e-05 | 0.00058098
1804 | Industrial, Existing, SIC26 Paper, Base Compressed Air, ECM-106, Comp Air - ASD (1-5 hp) | 1.0344 | 0.24475 | 0.28689 | 4.811e-05 | 0.0004113 | 0.0042392
1805 | Industrial, Existing, SIC27 Printing, Base Compressed Air, ECM-106, Comp Air - ASD (1-5 hp) | 1.0344 | 0.24474 | 0.28689 | 2.112e-05 | 0.00014022 | 0.0015568
1806 | Industrial, Existing, SIC28 Chemicals, Base Compressed Air, ECM-106, Comp Air - ASD (1-5 hp) | 1.0343 | 0.24475 | 0.2869 | 2.132e-05 | 0.00017049 | 0.0023978
1807 | Industrial, Existing, SIC29 Petroleum, Base Compressed Air, ECM-106, Comp Air - ASD (1-5 hp) | 1.0343 | 0.24476 | 0.28691 | 1.47e-06 | 1.934e-05 | 0.0002117
1808 | Industrial, Existing, SIC30 Rubber/Plastics, Base Compressed Air, ECM-106, Comp Air - ASD (1-5 hp) | 1.0344 | 0.24475 | 0.28689 | 8.03e-06 | 8.114e-05 | 0.00064324
1809 | Industrial, Existing, SIC32 Stone/Clay/Glass, Base Compressed Air, ECM-106, Comp Air - ASD (1-5 hp) | 1.0344 | 0.24475 | 0.28689 | 0.00018285 | 0.0015912 | 0.015871
1810 | Industrial, Existing, SIC33 Primary Metals, Base Compressed Air, ECM-106, Comp Air - ASD (1-5 hp) | 1.0344 | 0.24475 | 0.28688 | 1.23e-05 | 0.0001268 | 0.00077609
1811 | Industrial, Existing, SIC34 Fab Metals, Base Compressed Air, ECM-106, Comp Air - ASD (1-5 hp) | 1.0344 | 0.24475 | 0.28689 | 0.00015437 | 0.0015842 | 0.010854
1812 | Industrial, Existing, SIC35 Ind Machinery, Base Compressed Air, ECM-106, Comp Air - ASD (1-5 hp) | 1.0344 | 0.24473 | 0.28686 | 2.462e-05 | 0.00012524 | 0.001092
1813 | Industrial, Existing, SIC36 Electronics, Base Compressed Air, ECM-106, Comp Air - ASD (1-5 hp) | 1.0344 | 0.24475 | 0.28689 | 3.139e-05 | 0.0002789 | 0.0024931
1814 | Industrial, Existing, SIC37 Transp Eqp, Base Compressed Air, ECM-106, Comp Air - ASD (1-5 hp) | 1.0344 | 0.24475 | 0.28688 | 6.624e-05 | 0.000664 | 0.0045538
1815 | Industrial, Existing, SIC38 Instruments, Base Compressed Air, ECM-106, Comp Air - ASD (1-5 hp) | 1.0344 | 0.24475 | 0.28689 | 0.00011089 | 0.0010323 | 0.0091361
1816 | Industrial, Existing, SIC39/21/31 Misc, Base Compressed Air, ECM-106, Comp Air - ASD (1-5 hp) | 1.0344 | 0.24475 | 0.28689 | 7.007e-05 | 0.00066346 | 0.0061782
1817 | Industrial, Existing, SIC20 Food, Base Compressed Air, ECM-107, Comp Air - Motor practices-1 (1-5 HP) | 1.0345 | 0.66883 | 0.78387 | 0.0062873 | 0.0044041 | 0.041311
1818 | Industrial, Existing, SIC22-23Textiles, Base Compressed Air, ECM-107, Comp Air - Motor practices-1 (1-5 HP) | 1.0348 | 0.66898 | 0.78387 | 3.958e-05 | 6.582e-05 | 0.00018194
1819 | Industrial, Existing, SIC24-25 Lumber, Base Compressed Air, ECM-107, Comp Air - Motor practices-1 (1-5 HP) | 1.0346 | 0.66887 | 0.78387 | 0.00014747 | 0.00011393 | 0.00078051
1820 | Industrial, Existing, SIC26 Paper, Base Compressed Air, ECM-107, Comp Air - Motor practices-1 (1-5 HP) | 1.0345 | 0.6688 | 0.78387 | 0.00071462 | 0.00055253 | 0.0056948
1821 | Industrial, Existing, SIC27 Printing, Base Compressed Air, ECM-107, Comp Air - Motor practices-1 (1-5 HP) | 1.0345 | 0.66882 | 0.78387 | 0.0003137 | 0.00018838 | 0.0020914
1822 | Industrial, Existing, SIC28 Chemicals, Base Compressed Air, ECM-107, Comp Air - Motor practices-1 (1-5 HP) | 1.0344 | 0.66877 | 0.78387 | 0.00031668 | 0.00022902 | 0.0032211
1823 | Industrial, Existing, SIC29 Petroleum, Base Compressed Air, ECM-107, Comp Air - Motor practices-1 (1-5 HP) | 1.0344 | 0.66876 | 0.78387 | 2.188e-05 | 2.598e-05 | 0.00028438
1824 | Industrial, Existing, SIC30 Rubber/Plastics, Base Compressed Air, ECM-107, Comp Air - Motor practices-1 (1-5 HP) | 1.0345 | 0.66882 | 0.78387 | 0.00011931 | 0.00010899 | 0.00086412
1825 | Industrial, Existing, SIC32 Stone/Clay/Glass, Base Compressed Air, ECM-107, Comp Air - Motor practices-1 (1-5 HP) | 1.0345 | 0.6688 | 0.78387 | 0.002716 | 0.0021376 | 0.02132
1826 | Industrial, Existing, SIC33 Primary Metals, Base Compressed Air, ECM-107, Comp Air - Motor practices-1 (1-5 HP) | 1.0346 | 0.66887 | 0.78387 | 0.00018274 | 0.00017035 | 0.0010426
1827 | Industrial, Existing, SIC34 Fab Metals, Base Compressed Air, ECM-107, Comp Air - Motor practices-1 (1-5 HP) | 1.0345 | 0.66885 | 0.78387 | 0.002293 | 0.0021282 | 0.014581
1828 | Industrial, Existing, SIC35 Ind Machinery, Base Compressed Air, ECM-107, Comp Air - Motor practices-1 (1-5 HP) | 1.0346 | 0.6689 | 0.78387 | 0.00036576 | 0.00016826 | 0.0014672
1829 | Industrial, Existing, SIC36 Electronics, Base Compressed Air, ECM-107, Comp Air - Motor practices-1 (1-5 HP) | 1.0345 | 0.66882 | 0.78387 | 0.00046634 | 0.00037466 | 0.0033491
1830 | Industrial, Existing, SIC37 Transp Eqp, Base Compressed Air, ECM-107, Comp Air - Motor practices-1 (1-5 HP) | 1.0346 | 0.66885 | 0.78387 | 0.00098386 | 0.00089203 | 0.0061176
1831 | Industrial, Existing, SIC38 Instruments, Base Compressed Air, ECM-107, Comp Air - Motor practices-1 (1-5 HP) | 1.0345 | 0.66882 | 0.78387 | 0.0016471 | 0.0013867 | 0.012273
1832 | Industrial, Existing, SIC39/21/31 Misc, Base Compressed Air, ECM-107, Comp Air - Motor practices-1 (1-5 HP) | 1.0345 | 0.66881 | 0.78387 | 0.0010409 | 0.00089127 | 0.0082996
1833 | Industrial, Existing, SIC20 Food, Base Compressed Air, ECM-108, Comp Air - Replace 6-100 HP motor | 1.0345 | 0.25362 | 0.33611 | 0.021223 | 0.014867 | 0.13945
1834 | Industrial, Existing, SIC22-23Textiles, Base Compressed Air, ECM-108, Comp Air - Replace 6-100 HP motor | 1.0348 | 0.25367 | 0.33611 | 0.00013361 | 0.00022218 | 0.00061415
1835 | Industrial, Existing, SIC24-25 Lumber, Base Compressed Air, ECM-108, Comp Air - Replace 6-100 HP motor | 1.0346 | 0.25363 | 0.33611 | 0.0004978 | 0.00038457 | 0.0026347
1836 | Industrial, Existing, SIC26 Paper, Base Compressed Air, ECM-108, Comp Air - Replace 6-100 HP motor | 1.0345 | 0.25361 | 0.33611 | 0.0024123 | 0.0018651 | 0.019223
1837 | Industrial, Existing, SIC27 Printing, Base Compressed Air, ECM-108, Comp Air - Replace 6-100 HP motor | 1.0345 | 0.25361 | 0.33611 | 0.0010589 | 0.00063588 | 0.0070598
1838 | Industrial, Existing, SIC28 Chemicals, Base Compressed Air, ECM-108, Comp Air - Replace 6-100 HP motor | 1.0344 | 0.2536 | 0.33611 | 0.001069 | 0.00077309 | 0.010873
1839 | Industrial, Existing, SIC29 Petroleum, Base Compressed Air, ECM-108, Comp Air - Replace 6-100 HP motor | 1.0344 | 0.25359 | 0.33611 | 7.387e-05 | 8.769e-05 | 0.00095997
1840 | Industrial, Existing, SIC30 Rubber/Plastics, Base Compressed Air, ECM-108, Comp Air - Replace 6-100 HP motor | 1.0345 | 0.25361 | 0.33611 | 0.00040275 | 0.00036793 | 0.0029169
1841 | Industrial, Existing, SIC32 Stone/Clay/Glass, Base Compressed Air, ECM-108, Comp Air - Replace 6-100 HP motor | 1.0345 | 0.25361 | 0.33611 | 0.0091682 | 0.0072156 | 0.071969
1842 | Industrial, Existing, SIC33 Primary Metals, Base Compressed Air, ECM-108, Comp Air - Replace 6-100 HP motor | 1.0346 | 0.25363 | 0.33611 | 0.00061687 | 0.00057503 | 0.0035195
1843 | Industrial, Existing, SIC34 Fab Metals, Base Compressed Air, ECM-108, Comp Air - Replace 6-100 HP motor | 1.0345 | 0.25362 | 0.33611 | 0.0077402 | 0.0071839 | 0.049221
1844 | Industrial, Existing, SIC35 Ind Machinery, Base Compressed Air, ECM-108, Comp Air - Replace 6-100 HP motor | 1.0346 | 0.25365 | 0.33611 | 0.0012347 | 0.00056798 | 0.0049526
1845 | Industrial, Existing, SIC36 Electronics, Base Compressed Air, ECM-108, Comp Air - Replace 6-100 HP motor | 1.0345 | 0.25361 | 0.33611 | 0.0015742 | 0.0012647 | 0.011305
1846 | Industrial, Existing, SIC37 Transp Eqp, Base Compressed Air, ECM-108, Comp Air - Replace 6-100 HP motor | 1.0346 | 0.25362 | 0.33611 | 0.0033211 | 0.0030112 | 0.020651
1847 | Industrial, Existing, SIC38 Instruments, Base Compressed Air, ECM-108, Comp Air - Replace 6-100 HP motor | 1.0345 | 0.25361 | 0.33611 | 0.0055601 | 0.0046811 | 0.041429
1848 | Industrial, Existing, SIC39/21/31 Misc, Base Compressed Air, ECM-108, Comp Air - Replace 6-100 HP motor | 1.0345 | 0.25361 | 0.33611 | 0.0035135 | 0.0030086 | 0.028016
1849 | Industrial, Existing, SIC20 Food, Base Compressed Air, ECM-109, Comp Air - ASD (6-100 hp) | 1.0344 | 8.0045 | 10.6097 | 0.0078651 | 0.060917 | 0.57141
1850 | Industrial, Existing, SIC22-23Textiles, Base Compressed Air, ECM-109, Comp Air - ASD (6-100 hp) | 1.0345 | 8.0054 | 10.6091 | 4.952e-05 | 0.00091033 | 0.0025164
1851 | Industrial, Existing, SIC24-25 Lumber, Base Compressed Air, ECM-109, Comp Air - ASD (6-100 hp) | 1.0344 | 8.0045 | 10.6094 | 0.00018448 | 0.0015758 | 0.010796
1852 | Industrial, Existing, SIC26 Paper, Base Compressed Air, ECM-109, Comp Air - ASD (6-100 hp) | 1.0344 | 8.0047 | 10.61 | 0.00089396 | 0.0076427 | 0.078771
1853 | Industrial, Existing, SIC27 Printing, Base Compressed Air, ECM-109, Comp Air - ASD (6-100 hp) | 1.0344 | 8.0045 | 10.6097 | 0.00039242 | 0.0026056 | 0.028928
1854 | Industrial, Existing, SIC28 Chemicals, Base Compressed Air, ECM-109, Comp Air - ASD (6-100 hp) | 1.0343 | 8.0047 | 10.6102 | 0.00039616 | 0.003168 | 0.044556
1855 | Industrial, Existing, SIC29 Petroleum, Base Compressed Air, ECM-109, Comp Air - ASD (6-100 hp) | 1.0343 | 8.005 | 10.6104 | 2.738e-05 | 0.00035933 | 0.0039338
1856 | Industrial, Existing, SIC30 Rubber/Plastics, Base Compressed Air, ECM-109, Comp Air - ASD (6-100 hp) | 1.0344 | 8.0047 | 10.6098 | 0.00014925 | 0.0015076 | 0.011953
1857 | Industrial, Existing, SIC32 Stone/Clay/Glass, Base Compressed Air, ECM-109, Comp Air - ASD (6-100 hp) | 1.0344 | 8.0047 | 10.6099 | 0.0033976 | 0.029567 | 0.29491
1858 | Industrial, Existing, SIC33 Primary Metals, Base Compressed Air, ECM-109, Comp Air - ASD (6-100 hp) | 1.0344 | 8.0047 | 10.6095 | 0.0002286 | 0.0023562 | 0.014421
1859 | Industrial, Existing, SIC34 Fab Metals, Base Compressed Air, ECM-109, Comp Air - ASD (6-100 hp) | 1.0344 | 8.0047 | 10.6097 | 0.0028684 | 0.029436 | 0.20169
1860 | Industrial, Existing, SIC35 Ind Machinery, Base Compressed Air, ECM-109, Comp Air - ASD (6-100 hp) | 1.0344 | 8.0039 | 10.6088 | 0.00045755 | 0.0023271 | 0.020292
1861 | Industrial, Existing, SIC36 Electronics, Base Compressed Air, ECM-109, Comp Air - ASD (6-100 hp) | 1.0344 | 8.0046 | 10.6098 | 0.00058337 | 0.0051824 | 0.046326
1862 | Industrial, Existing, SIC37 Transp Eqp, Base Compressed Air, ECM-109, Comp Air - ASD (6-100 hp) | 1.0344 | 8.0047 | 10.6096 | 0.0012308 | 0.012338 | 0.084616
1863 | Industrial, Existing, SIC38 Instruments, Base Compressed Air, ECM-109, Comp Air - ASD (6-100 hp) | 1.0344 | 8.0047 | 10.6099 | 0.0020605 | 0.019182 | 0.16976
1864 | Industrial, Existing, SIC39/21/31 Misc, Base Compressed Air, ECM-109, Comp Air - ASD (6-100 hp) | 1.0344 | 8.0047 | 10.61 | 0.0013021 | 0.012328 | 0.1148
1865 | Industrial, Existing, SIC20 Food, Base Compressed Air, ECM-110, Comp Air - Motor practices-1 (6-100 HP) | 1.0345 | 0.99279 | 1.3157 | 0.023794 | 0.016668 | 0.15634
1866 | Industrial, Existing, SIC22-23Textiles, Base Compressed Air, ECM-110, Comp Air - Motor practices-1 (6-100 HP) | 1.0348 | 0.99302 | 1.3157 | 0.0001498 | 0.00024909 | 0.00068855
1867 | Industrial, Existing, SIC24-25 Lumber, Base Compressed Air, ECM-110, Comp Air - Motor practices-1 (6-100 HP) | 1.0346 | 0.99286 | 1.3157 | 0.0005581 | 0.00043116 | 0.0029539
1868 | Industrial, Existing, SIC26 Paper, Base Compressed Air, ECM-110, Comp Air - Motor practices-1 (6-100 HP) | 1.0345 | 0.99276 | 1.3157 | 0.0027045 | 0.0020911 | 0.021552
1869 | Industrial, Existing, SIC27 Printing, Base Compressed Air, ECM-110, Comp Air - Motor practices-1 (6-100 HP) | 1.0345 | 0.99278 | 1.3157 | 0.0011872 | 0.00071292 | 0.007915
1870 | Industrial, Existing, SIC28 Chemicals, Base Compressed Air, ECM-110, Comp Air - Motor practices-1 (6-100 HP) | 1.0344 | 0.99271 | 1.3157 | 0.0011985 | 0.00086674 | 0.01219
1871 | Industrial, Existing, SIC29 Petroleum, Base Compressed Air, ECM-110, Comp Air - Motor practices-1 (6-100 HP) | 1.0344 | 0.9927 | 1.3157 | 8.282e-05 | 9.831e-05 | 0.0010763
1872 | Industrial, Existing, SIC30 Rubber/Plastics, Base Compressed Air, ECM-110, Comp Air - Motor practices-1 (6-100 HP) | 1.0345 | 0.99279 | 1.3157 | 0.00045154 | 0.0004125 | 0.0032703
1873 | Industrial, Existing, SIC32 Stone/Clay/Glass, Base Compressed Air, ECM-110, Comp Air - Motor practices-1 (6-100 HP) | 1.0345 | 0.99276 | 1.3157 | 0.010279 | 0.0080897 | 0.080687
1874 | Industrial, Existing, SIC33 Primary Metals, Base Compressed Air, ECM-110, Comp Air - Motor practices-1 (6-100 HP) | 1.0346 | 0.99285 | 1.3157 | 0.0006916 | 0.00064469 | 0.0039458
1875 | Industrial, Existing, SIC34 Fab Metals, Base Compressed Air, ECM-110, Comp Air - Motor practices-1 (6-100 HP) | 1.0345 | 0.99282 | 1.3157 | 0.0086778 | 0.0080541 | 0.055184
1876 | Industrial, Existing, SIC35 Ind Machinery, Base Compressed Air, ECM-110, Comp Air - Motor practices-1 (6-100 HP) | 1.0346 | 0.99291 | 1.3157 | 0.0013843 | 0.00063678 | 0.0055526
1877 | Industrial, Existing, SIC36 Electronics, Base Compressed Air, ECM-110, Comp Air - Motor practices-1 (6-100 HP) | 1.0345 | 0.99278 | 1.3157 | 0.0017649 | 0.0014179 | 0.012675
1878 | Industrial, Existing, SIC37 Transp Eqp, Base Compressed Air, ECM-110, Comp Air - Motor practices-1 (6-100 HP) | 1.0346 | 0.99283 | 1.3157 | 0.0037235 | 0.0033759 | 0.023152
1879 | Industrial, Existing, SIC38 Instruments, Base Compressed Air, ECM-110, Comp Air - Motor practices-1 (6-100 HP) | 1.0345 | 0.99278 | 1.3157 | 0.0062336 | 0.0052482 | 0.046448
1880 | Industrial, Existing, SIC39/21/31 Misc, Base Compressed Air, ECM-110, Comp Air - Motor practices-1 (6-100 HP) | 1.0345 | 0.99276 | 1.3157 | 0.0039392 | 0.0033731 | 0.03141
1881 | Industrial, Existing, SIC20 Food, Base Compressed Air, ECM-111, Comp Air - Replace 100+ HP motor | 1.0345 | 0.47794 | 0.7398 | 0.019391 | 0.013583 | 0.12741
1882 | Industrial, Existing, SIC22-23Textiles, Base Compressed Air, ECM-111, Comp Air - Replace 100+ HP motor | 1.0348 | 0.47805 | 0.7398 | 0.00012208 | 0.000203 | 0.00056113
1883 | Industrial, Existing, SIC24-25 Lumber, Base Compressed Air, ECM-111, Comp Air - Replace 100+ HP motor | 1.0346 | 0.47797 | 0.7398 | 0.00045482 | 0.00035137 | 0.0024073
1884 | Industrial, Existing, SIC26 Paper, Base Compressed Air, ECM-111, Comp Air - Replace 100+ HP motor | 1.0345 | 0.47792 | 0.7398 | 0.002204 | 0.0017041 | 0.017564
1885 | Industrial, Existing, SIC27 Printing, Base Compressed Air, ECM-111, Comp Air - Replace 100+ HP motor | 1.0345 | 0.47794 | 0.7398 | 0.00096751 | 0.00058099 | 0.0064503
1886 | Industrial, Existing, SIC28 Chemicals, Base Compressed Air, ECM-111, Comp Air - Replace 100+ HP motor | 1.0344 | 0.4779 | 0.7398 | 0.00097672 | 0.00070635 | 0.0099345
1887 | Industrial, Existing, SIC29 Petroleum, Base Compressed Air, ECM-111, Comp Air - Replace 100+ HP motor | 1.0344 | 0.4779 | 0.7398 | 6.749e-05 | 8.012e-05 | 0.0008771
1888 | Industrial, Existing, SIC30 Rubber/Plastics, Base Compressed Air, ECM-111, Comp Air - Replace 100+ HP motor | 1.0345 | 0.47794 | 0.7398 | 0.00036798 | 0.00033616 | 0.0026651
1889 | Industrial, Existing, SIC32 Stone/Clay/Glass, Base Compressed Air, ECM-111, Comp Air - Replace 100+ HP motor | 1.0345 | 0.47793 | 0.7398 | 0.0083767 | 0.0065927 | 0.065756
1890 | Industrial, Existing, SIC33 Primary Metals, Base Compressed Air, ECM-111, Comp Air - Replace 100+ HP motor | 1.0346 | 0.47797 | 0.7398 | 0.00056362 | 0.00052539 | 0.0032156
1891 | Industrial, Existing, SIC34 Fab Metals, Base Compressed Air, ECM-111, Comp Air - Replace 100+ HP motor | 1.0345 | 0.47796 | 0.7398 | 0.0070719 | 0.0065637 | 0.044972
1892 | Industrial, Existing, SIC35 Ind Machinery, Base Compressed Air, ECM-111, Comp Air - Replace 100+ HP motor | 1.0346 | 0.478 | 0.7398 | 0.0011281 | 0.00051895 | 0.0045251
1893 | Industrial, Existing, SIC36 Electronics, Base Compressed Air, ECM-111, Comp Air - Replace 100+ HP motor | 1.0345 | 0.47794 | 0.7398 | 0.0014383 | 0.0011555 | 0.010329
1894 | Industrial, Existing, SIC37 Transp Eqp, Base Compressed Air, ECM-111, Comp Air - Replace 100+ HP motor | 1.0346 | 0.47796 | 0.7398 | 0.0030344 | 0.0027512 | 0.018868
1895 | Industrial, Existing, SIC38 Instruments, Base Compressed Air, ECM-111, Comp Air - Replace 100+ HP motor | 1.0345 | 0.47793 | 0.7398 | 0.0050801 | 0.004277 | 0.037853
1896 | Industrial, Existing, SIC39/21/31 Misc, Base Compressed Air, ECM-111, Comp Air - Replace 100+ HP motor | 1.0345 | 0.47793 | 0.7398 | 0.0032102 | 0.0027489 | 0.025598
1897 | Industrial, Existing, SIC20 Food, Base Compressed Air, ECM-112, Comp Air - ASD (100+ hp) | 1.0344 | 1.595 | 2.4693 | 0.0092392 | 0.07156 | 0.67124
1898 | Industrial, Existing, SIC22-23Textiles, Base Compressed Air, ECM-112, Comp Air - ASD (100+ hp) | 1.0345 | 1.5952 | 2.4691 | 5.817e-05 | 0.0010694 | 0.002956
1899 | Industrial, Existing, SIC24-25 Lumber, Base Compressed Air, ECM-112, Comp Air - ASD (100+ hp) | 1.0344 | 1.595 | 2.4692 | 0.00021671 | 0.0018511 | 0.012682
1900 | Industrial, Existing, SIC26 Paper, Base Compressed Air, ECM-112, Comp Air - ASD (100+ hp) | 1.0344 | 1.595 | 2.4693 | 0.0010501 | 0.0089779 | 0.092534
1901 | Industrial, Existing, SIC27 Printing, Base Compressed Air, ECM-112, Comp Air - ASD (100+ hp) | 1.0344 | 1.595 | 2.4693 | 0.00046098 | 0.0030608 | 0.033982
1902 | Industrial, Existing, SIC28 Chemicals, Base Compressed Air, ECM-112, Comp Air - ASD (100+ hp) | 1.0343 | 1.595 | 2.4694 | 0.00046537 | 0.0037214 | 0.05234
1903 | Industrial, Existing, SIC29 Petroleum, Base Compressed Air, ECM-112, Comp Air - ASD (100+ hp) | 1.0343 | 1.5951 | 2.4694 | 3.216e-05 | 0.00042211 | 0.0046211
1904 | Industrial, Existing, SIC30 Rubber/Plastics, Base Compressed Air, ECM-112, Comp Air - ASD (100+ hp) | 1.0344 | 1.5951 | 2.4693 | 0.00017533 | 0.001771 | 0.014041
1905 | Industrial, Existing, SIC32 Stone/Clay/Glass, Base Compressed Air, ECM-112, Comp Air - ASD (100+ hp) | 1.0344 | 1.595 | 2.4693 | 0.0039912 | 0.034733 | 0.34643
1906 | Industrial, Existing, SIC33 Primary Metals, Base Compressed Air, ECM-112, Comp Air - ASD (100+ hp) | 1.0344 | 1.595 | 2.4692 | 0.00026854 | 0.0027678 | 0.01694
1907 | Industrial, Existing, SIC34 Fab Metals, Base Compressed Air, ECM-112, Comp Air - ASD (100+ hp) | 1.0344 | 1.595 | 2.4693 | 0.0033695 | 0.034579 | 0.23692
1908 | Industrial, Existing, SIC35 Ind Machinery, Base Compressed Air, ECM-112, Comp Air - ASD (100+ hp) | 1.0344 | 1.5949 | 2.4691 | 0.00053749 | 0.0027337 | 0.023837
1909 | Industrial, Existing, SIC36 Electronics, Base Compressed Air, ECM-112, Comp Air - ASD (100+ hp) | 1.0344 | 1.595 | 2.4693 | 0.00068529 | 0.0060878 | 0.054419
1910 | Industrial, Existing, SIC37 Transp Eqp, Base Compressed Air, ECM-112, Comp Air - ASD (100+ hp) | 1.0344 | 1.595 | 2.4693 | 0.0014458 | 0.014494 | 0.0994
1911 | Industrial, Existing, SIC38 Instruments, Base Compressed Air, ECM-112, Comp Air - ASD (100+ hp) | 1.0344 | 1.595 | 2.4693 | 0.0024205 | 0.022533 | 0.19942
1912 | Industrial, Existing, SIC39/21/31 Misc, Base Compressed Air, ECM-112, Comp Air - ASD (100+ hp) | 1.0344 | 1.595 | 2.4693 | 0.0015295 | 0.014482 | 0.13486
1913 | Industrial, Existing, SIC20 Food, Base Compressed Air, ECM-113, Comp Air - Motor practices-1 (100+ HP) | 1.0345 | 0.95742 | 1.482 | 0.024491 | 0.017156 | 0.16092
1914 | Industrial, Existing, SIC22-23Textiles, Base Compressed Air, ECM-113, Comp Air - Motor practices-1 (100+ HP) | 1.0348 | 0.95764 | 1.482 | 0.00015419 | 0.00025638 | 0.0007087
1915 | Industrial, Existing, SIC24-25 Lumber, Base Compressed Air, ECM-113, Comp Air - Motor practices-1 (100+ HP) | 1.0346 | 0.95748 | 1.482 | 0.00057444 | 0.00044378 | 0.0030403
1916 | Industrial, Existing, SIC26 Paper, Base Compressed Air, ECM-113, Comp Air - Motor practices-1 (100+ HP) | 1.0345 | 0.95738 | 1.482 | 0.0027837 | 0.0021523 | 0.022183
1917 | Industrial, Existing, SIC27 Printing, Base Compressed Air, ECM-113, Comp Air - Motor practices-1 (100+ HP) | 1.0345 | 0.95741 | 1.482 | 0.001222 | 0.00073378 | 0.0081467
1918 | Industrial, Existing, SIC28 Chemicals, Base Compressed Air, ECM-113, Comp Air - Motor practices-1 (100+ HP) | 1.0344 | 0.95734 | 1.482 | 0.0012336 | 0.00089211 | 0.012547
1919 | Industrial, Existing, SIC29 Petroleum, Base Compressed Air, ECM-113, Comp Air - Motor practices-1 (100+ HP) | 1.0344 | 0.95733 | 1.482 | 8.524e-05 | 0.00010119 | 0.0011078
1920 | Industrial, Existing, SIC30 Rubber/Plastics, Base Compressed Air, ECM-113, Comp Air - Motor practices-1 (100+ HP) | 1.0345 | 0.95741 | 1.482 | 0.00046476 | 0.00042457 | 0.003366
1921 | Industrial, Existing, SIC32 Stone/Clay/Glass, Base Compressed Air, ECM-113, Comp Air - Motor practices-1 (100+ HP) | 1.0345 | 0.95739 | 1.482 | 0.01058 | 0.0083265 | 0.083049
1922 | Industrial, Existing, SIC33 Primary Metals, Base Compressed Air, ECM-113, Comp Air - Motor practices-1 (100+ HP) | 1.0346 | 0.95748 | 1.482 | 0.00071185 | 0.00066356 | 0.0040613
1923 | Industrial, Existing, SIC34 Fab Metals, Base Compressed Air, ECM-113, Comp Air - Motor practices-1 (100+ HP) | 1.0345 | 0.95745 | 1.482 | 0.0089318 | 0.0082898 | 0.056799
1924 | Industrial, Existing, SIC35 Ind Machinery, Base Compressed Air, ECM-113, Comp Air - Motor practices-1 (100+ HP) | 1.0346 | 0.95753 | 1.482 | 0.0014248 | 0.00065542 | 0.0057151
1925 | Industrial, Existing, SIC36 Electronics, Base Compressed Air, ECM-113, Comp Air - Motor practices-1 (100+ HP) | 1.0345 | 0.95741 | 1.482 | 0.0018165 | 0.0014594 | 0.013046
1926 | Industrial, Existing, SIC37 Transp Eqp, Base Compressed Air, ECM-113, Comp Air - Motor practices-1 (100+ HP) | 1.0346 | 0.95745 | 1.482 | 0.0038324 | 0.0034747 | 0.02383
1927 | Industrial, Existing, SIC38 Instruments, Base Compressed Air, ECM-113, Comp Air - Motor practices-1 (100+ HP) | 1.0345 | 0.9574 | 1.482 | 0.0064161 | 0.0054018 | 0.047808
1928 | Industrial, Existing, SIC39/21/31 Misc, Base Compressed Air, ECM-113, Comp Air - Motor practices-1 (100+ HP) | 1.0345 | 0.95739 | 1.482 | 0.0040545 | 0.0034718 | 0.03233
1929 | Industrial, Existing, SIC20 Food, Base Fans, ECM-201, Fans - O&M | 1.0345 | 6.2568 | 8.2919 | 0.044361 | 0.031074 | 0.29148
1930 | Industrial, Existing, SIC22-23Textiles, Base Fans, ECM-201, Fans - O&M | 1.0348 | 6.2582 | 8.2919 | 0.000483 | 0.00080314 | 0.00222
1931 | Industrial, Existing, SIC24-25 Lumber, Base Fans, ECM-201, Fans - O&M | 1.0346 | 6.2572 | 8.2919 | 0.0017995 | 0.0013902 | 0.0095241
1932 | Industrial, Existing, SIC26 Paper, Base Fans, ECM-201, Fans - O&M | 1.0345 | 6.2565 | 8.2919 | 0.018706 | 0.014463 | 0.14907
1933 | Industrial, Existing, SIC27 Printing, Base Fans, ECM-201, Fans - O&M | 1.0345 | 6.2567 | 8.2919 | 0.0038279 | 0.0022986 | 0.02552
1934 | Industrial, Existing, SIC28 Chemicals, Base Fans, ECM-201, Fans - O&M | 1.0344 | 6.2563 | 8.2919 | 0.0051785 | 0.003745 | 0.052672
1935 | Industrial, Existing, SIC29 Petroleum, Base Fans, ECM-201, Fans - O&M | 1.0344 | 6.2562 | 8.2919 | 8.464e-05 | 0.00010047 | 0.0011
1936 | Industrial, Existing, SIC30 Rubber/Plastics, Base Fans, ECM-201, Fans - O&M | 1.0345 | 6.2567 | 8.2919 | 0.0014559 | 0.00133 | 0.010544
1937 | Industrial, Existing, SIC32 Stone/Clay/Glass, Base Fans, ECM-201, Fans - O&M | 1.0345 | 6.2566 | 8.2919 | 0.041146 | 0.032383 | 0.32299
1938 | Industrial, Existing, SIC33 Primary Metals, Base Fans, ECM-201, Fans - O&M | 1.0346 | 6.2571 | 8.2919 | 0.0027684 | 0.0025806 | 0.015795
1939 | Industrial, Existing, SIC34 Fab Metals, Base Fans, ECM-201, Fans - O&M | 1.0345 | 6.2569 | 8.2919 | 0.0082332 | 0.0076414 | 0.052356
1940 | Industrial, Existing, SIC35 Ind Machinery, Base Fans, ECM-201, Fans - O&M | 1.0346 | 6.2575 | 8.2919 | 0.00085374 | 0.00039274 | 0.0034246
1941 | Industrial, Existing, SIC36 Electronics, Base Fans, ECM-201, Fans - O&M | 1.0345 | 6.2567 | 8.2919 | 0.00091097 | 0.00073189 | 0.0065424
1942 | Industrial, Existing, SIC37 Transp Eqp, Base Fans, ECM-201, Fans - O&M | 1.0346 | 6.257 | 8.2919 | 0.0028395 | 0.0025745 | 0.017656
1943 | Industrial, Existing, SIC38 Instruments, Base Fans, ECM-201, Fans - O&M | 1.0345 | 6.2567 | 8.2919 | 0.0048146 | 0.0040535 | 0.035875
1944 | Industrial, Existing, SIC39/21/31 Misc, Base Fans, ECM-201, Fans - O&M | 1.0345 | 6.2566 | 8.2919 | 0.002492 | 0.0021339 | 0.019871
1945 | Industrial, Existing, SIC20 Food, Base Fans, ECM-202, Fans - Controls | 1.0345 | 1.1775 | 1.5605 | 0.37949 | 0.26583 | 2.4935
1946 | Industrial, Existing, SIC22-23Textiles, Base Fans, ECM-202, Fans - Controls | 1.0348 | 1.1778 | 1.5605 | 0.0041318 | 0.0068705 | 0.018992
1947 | Industrial, Existing, SIC24-25 Lumber, Base Fans, ECM-202, Fans - Controls | 1.0346 | 1.1776 | 1.5605 | 0.015394 | 0.011892 | 0.081475
1948 | Industrial, Existing, SIC26 Paper, Base Fans, ECM-202, Fans - Controls | 1.0345 | 1.1775 | 1.5605 | 0.16003 | 0.12373 | 1.2752
1949 | Industrial, Existing, SIC27 Printing, Base Fans, ECM-202, Fans - Controls | 1.0345 | 1.1775 | 1.5605 | 0.032746 | 0.019664 | 0.21831
1950 | Industrial, Existing, SIC28 Chemicals, Base Fans, ECM-202, Fans - Controls | 1.0344 | 1.1774 | 1.5605 | 0.044299 | 0.032037 | 0.45058
1951 | Industrial, Existing, SIC29 Petroleum, Base Fans, ECM-202, Fans - Controls | 1.0344 | 1.1774 | 1.5605 | 0.0007241 | 0.00085951 | 0.0094098
1952 | Industrial, Existing, SIC30 Rubber/Plastics, Base Fans, ECM-202, Fans - Controls | 1.0345 | 1.1775 | 1.5605 | 0.012454 | 0.011378 | 0.090202
1953 | Industrial, Existing, SIC32 Stone/Clay/Glass, Base Fans, ECM-202, Fans - Controls | 1.0345 | 1.1775 | 1.5605 | 0.35198 | 0.27702 | 2.763
1954 | Industrial, Existing, SIC33 Primary Metals, Base Fans, ECM-202, Fans - Controls | 1.0346 | 1.1776 | 1.5605 | 0.023683 | 0.022076 | 0.13512
1955 | Industrial, Existing, SIC34 Fab Metals, Base Fans, ECM-202, Fans - Controls | 1.0345 | 1.1776 | 1.5605 | 0.070431 | 0.065369 | 0.44789
1956 | Industrial, Existing, SIC35 Ind Machinery, Base Fans, ECM-202, Fans - Controls | 1.0346 | 1.1777 | 1.5606 | 0.0073034 | 0.0033597 | 0.029296
1957 | Industrial, Existing, SIC36 Electronics, Base Fans, ECM-202, Fans - Controls | 1.0345 | 1.1775 | 1.5605 | 0.0077929 | 0.006261 | 0.055967
1958 | Industrial, Existing, SIC37 Transp Eqp, Base Fans, ECM-202, Fans - Controls | 1.0346 | 1.1776 | 1.5605 | 0.024291 | 0.022024 | 0.15104
1959 | Industrial, Existing, SIC38 Instruments, Base Fans, ECM-202, Fans - Controls | 1.0345 | 1.1775 | 1.5605 | 0.041187 | 0.034676 | 0.30689
1960 | Industrial, Existing, SIC39/21/31 Misc, Base Fans, ECM-202, Fans - Controls | 1.0345 | 1.1775 | 1.5605 | 0.021318 | 0.018254 | 0.16999
1961 | Industrial, Existing, SIC20 Food, Base Fans, ECM-203, Fans - System Optimization | 1.0344 | 1.257 | 1.666 | 0.074622 | 0.11068 | 1.0382
1962 | Industrial, Existing, SIC22-23Textiles, Base Fans, ECM-203, Fans - System Optimization | 1.0346 | 1.2572 | 1.666 | 0.00081246 | 0.0028605 | 0.0079072
1963 | Industrial, Existing, SIC24-25 Lumber, Base Fans, ECM-203, Fans - System Optimization | 1.0345 | 1.2571 | 1.666 | 0.003027 | 0.0049515 | 0.033923
1964 | Industrial, Existing, SIC26 Paper, Base Fans, ECM-203, Fans - System Optimization | 1.0344 | 1.257 | 1.6661 | 0.031467 | 0.051517 | 0.53098
1965 | Industrial, Existing, SIC27 Printing, Base Fans, ECM-203, Fans - System Optimization | 1.0344 | 1.257 | 1.6661 | 0.006439 | 0.0081874 | 0.090899
1966 | Industrial, Existing, SIC28 Chemicals, Base Fans, ECM-203, Fans - System Optimization | 1.0344 | 1.257 | 1.6661 | 0.008711 | 0.01334 | 0.18762
1967 | Industrial, Existing, SIC29 Petroleum, Base Fans, ECM-203, Fans - System Optimization | 1.0344 | 1.257 | 1.6661 | 0.00014239 | 0.00035789 | 0.0039181
1968 | Industrial, Existing, SIC30 Rubber/Plastics, Base Fans, ECM-203, Fans - System Optimization | 1.0344 | 1.2571 | 1.6661 | 0.002449 | 0.0047373 | 0.037557
1969 | Industrial, Existing, SIC32 Stone/Clay/Glass, Base Fans, ECM-203, Fans - System Optimization | 1.0344 | 1.257 | 1.6661 | 0.069213 | 0.11534 | 1.1505
1970 | Industrial, Existing, SIC33 Primary Metals, Base Fans, ECM-203, Fans - System Optimization | 1.0345 | 1.2571 | 1.666 | 0.0046569 | 0.0091918 | 0.056258
1971 | Industrial, Existing, SIC34 Fab Metals, Base Fans, ECM-203, Fans - System Optimization | 1.0345 | 1.2571 | 1.666 | 0.013849 | 0.027218 | 0.18648
1972 | Industrial, Existing, SIC35 Ind Machinery, Base Fans, ECM-203, Fans - System Optimization | 1.0345 | 1.257 | 1.666 | 0.0014361 | 0.0013988 | 0.012197
1973 | Industrial, Existing, SIC36 Electronics, Base Fans, ECM-203, Fans - System Optimization | 1.0344 | 1.257 | 1.6661 | 0.0015324 | 0.0026069 | 0.023303
1974 | Industrial, Existing, SIC37 Transp Eqp, Base Fans, ECM-203, Fans - System Optimization | 1.0345 | 1.2571 | 1.666 | 0.0047765 | 0.00917 | 0.062888
1975 | Industrial, Existing, SIC38 Instruments, Base Fans, ECM-203, Fans - System Optimization | 1.0344 | 1.257 | 1.6661 | 0.0080988 | 0.014438 | 0.12778
1976 | Industrial, Existing, SIC39/21/31 Misc, Base Fans, ECM-203, Fans - System Optimization | 1.0344 | 1.257 | 1.6661 | 0.0041919 | 0.0076007 | 0.070778
1977 | Industrial, Existing, SIC20 Food, Base Fans, ECM-204, Fans- Improve components | 1.0345 | 3.2527 | 4.3107 | 0.045285 | 0.031722 | 0.29755
1978 | Industrial, Existing, SIC22-23Textiles, Base Fans, ECM-204, Fans- Improve components | 1.0348 | 3.2534 | 4.3107 | 0.00049306 | 0.00081987 | 0.0022663
1979 | Industrial, Existing, SIC24-25 Lumber, Base Fans, ECM-204, Fans- Improve components | 1.0346 | 3.2529 | 4.3107 | 0.0018369 | 0.0014191 | 0.0097225
1980 | Industrial, Existing, SIC26 Paper, Base Fans, ECM-204, Fans- Improve components | 1.0345 | 3.2526 | 4.3107 | 0.019096 | 0.014765 | 0.15218
1981 | Industrial, Existing, SIC27 Printing, Base Fans, ECM-204, Fans- Improve components | 1.0345 | 3.2527 | 4.3107 | 0.0039076 | 0.0023465 | 0.026052
1982 | Industrial, Existing, SIC28 Chemicals, Base Fans, ECM-204, Fans- Improve components | 1.0344 | 3.2524 | 4.3107 | 0.0052863 | 0.003823 | 0.053769
1983 | Industrial, Existing, SIC29 Petroleum, Base Fans, ECM-204, Fans- Improve components | 1.0344 | 3.2524 | 4.3107 | 8.641e-05 | 0.00010257 | 0.0011229
1984 | Industrial, Existing, SIC30 Rubber/Plastics, Base Fans, ECM-204, Fans- Improve components | 1.0345 | 3.2527 | 4.3107 | 0.0014862 | 0.0013577 | 0.010764
1985 | Industrial, Existing, SIC32 Stone/Clay/Glass, Base Fans, ECM-204, Fans- Improve components | 1.0345 | 3.2526 | 4.3107 | 0.042003 | 0.033057 | 0.32972
1986 | Industrial, Existing, SIC33 Primary Metals, Base Fans, ECM-204, Fans- Improve components | 1.0346 | 3.2529 | 4.3107 | 0.0028261 | 0.0026344 | 0.016124
1987 | Industrial, Existing, SIC34 Fab Metals, Base Fans, ECM-204, Fans- Improve components | 1.0345 | 3.2528 | 4.3107 | 0.0084047 | 0.0078006 | 0.053447
1988 | Industrial, Existing, SIC35 Ind Machinery, Base Fans, ECM-204, Fans- Improve components | 1.0346 | 3.2531 | 4.3107 | 0.00087152 | 0.00040092 | 0.0034959
1989 | Industrial, Existing, SIC36 Electronics, Base Fans, ECM-204, Fans- Improve components | 1.0345 | 3.2527 | 4.3107 | 0.00092995 | 0.00074713 | 0.0066787
1990 | Industrial, Existing, SIC37 Transp Eqp, Base Fans, ECM-204, Fans- Improve components | 1.0346 | 3.2528 | 4.3107 | 0.0028987 | 0.0026281 | 0.018024
1991 | Industrial, Existing, SIC38 Instruments, Base Fans, ECM-204, Fans- Improve components | 1.0345 | 3.2526 | 4.3107 | 0.0049149 | 0.0041379 | 0.036622
1992 | Industrial, Existing, SIC39/21/31 Misc, Base Fans, ECM-204, Fans- Improve components | 1.0345 | 3.2526 | 4.3107 | 0.0025439 | 0.0021783 | 0.020285
1993 | Industrial, Existing, SIC20 Food, Base Fans, ECM-205, Fans - Replace 1-5 HP motor | 1.0345 | 0.1928 | 0.22597 | 0.0030121 | 0.0021099 | 0.019791
1994 | Industrial, Existing, SIC22-23Textiles, Base Fans, ECM-205, Fans - Replace 1-5 HP motor | 1.0348 | 0.19285 | 0.22597 | 3.28e-05 | 5.453e-05 | 0.00015074
1995 | Industrial, Existing, SIC24-25 Lumber, Base Fans, ECM-205, Fans - Replace 1-5 HP motor | 1.0346 | 0.19282 | 0.22597 | 0.00012218 | 9.439e-05 | 0.00064668
1996 | Industrial, Existing, SIC26 Paper, Base Fans, ECM-205, Fans - Replace 1-5 HP motor | 1.0345 | 0.1928 | 0.22597 | 0.0012702 | 0.00098206 | 0.010122
1997 | Industrial, Existing, SIC27 Printing, Base Fans, ECM-205, Fans - Replace 1-5 HP motor | 1.0345 | 0.1928 | 0.22597 | 0.00025991 | 0.00015608 | 0.0017328
1998 | Industrial, Existing, SIC28 Chemicals, Base Fans, ECM-205, Fans - Replace 1-5 HP motor | 1.0344 | 0.19279 | 0.22597 | 0.00035161 | 0.00025428 | 0.0035764
1999 | Industrial, Existing, SIC29 Petroleum, Base Fans, ECM-205, Fans - Replace 1-5 HP motor | 1.0344 | 0.19279 | 0.22597 | 5.75e-06 | 6.82e-06 | 7.469e-05
2000 | Industrial, Existing, SIC30 Rubber/Plastics, Base Fans, ECM-205, Fans - Replace 1-5 HP motor | 1.0345 | 0.1928 | 0.22597 | 9.885e-05 | 9.031e-05 | 0.00071595
2001 | Industrial, Existing, SIC32 Stone/Clay/Glass, Base Fans, ECM-205, Fans - Replace 1-5 HP motor | 1.0345 | 0.1928 | 0.22597 | 0.0027938 | 0.0021988 | 0.021931
2002 | Industrial, Existing, SIC33 Primary Metals, Base Fans, ECM-205, Fans - Replace 1-5 HP motor | 1.0346 | 0.19282 | 0.22597 | 0.00018798 | 0.00017523 | 0.0010725
2003 | Industrial, Existing, SIC34 Fab Metals, Base Fans, ECM-205, Fans - Replace 1-5 HP motor | 1.0345 | 0.19281 | 0.22597 | 0.00055903 | 0.00051885 | 0.003555
2004 | Industrial, Existing, SIC35 Ind Machinery, Base Fans, ECM-205, Fans - Replace 1-5 HP motor | 1.0346 | 0.19283 | 0.22597 | 5.797e-05 | 2.667e-05 | 0.00023253
2005 | Industrial, Existing, SIC36 Electronics, Base Fans, ECM-205, Fans - Replace 1-5 HP motor | 1.0345 | 0.1928 | 0.22597 | 6.185e-05 | 4.969e-05 | 0.00044423
2006 | Industrial, Existing, SIC37 Transp Eqp, Base Fans, ECM-205, Fans - Replace 1-5 HP motor | 1.0346 | 0.19281 | 0.22597 | 0.0001928 | 0.00017481 | 0.0011988
2007 | Industrial, Existing, SIC38 Instruments, Base Fans, ECM-205, Fans - Replace 1-5 HP motor | 1.0345 | 0.1928 | 0.22597 | 0.00032691 | 0.00027523 | 0.0024359
2008 | Industrial, Existing, SIC39/21/31 Misc, Base Fans, ECM-205, Fans - Replace 1-5 HP motor | 1.0345 | 0.1928 | 0.22597 | 0.00016921 | 0.00014489 | 0.0013492
2009 | Industrial, Existing, SIC20 Food, Base Fans, ECM-206, Fans - ASD (1-5 hp) | 1.0344 | 0.291 | 0.3411 | 0.00052373 | 0.0040564 | 0.03805
2010 | Industrial, Existing, SIC22-23Textiles, Base Fans, ECM-206, Fans - ASD (1-5 hp) | 1.0345 | 0.29103 | 0.34108 | 5.7e-06 | 0.00010484 | 0.00028979
2011 | Industrial, Existing, SIC24-25 Lumber, Base Fans, ECM-206, Fans - ASD (1-5 hp) | 1.0344 | 0.29099 | 0.34109 | 2.124e-05 | 0.00018147 | 0.0012432
2012 | Industrial, Existing, SIC26 Paper, Base Fans, ECM-206, Fans - ASD (1-5 hp) | 1.0344 | 0.291 | 0.34111 | 0.00022085 | 0.0018881 | 0.01946
2013 | Industrial, Existing, SIC27 Printing, Base Fans, ECM-206, Fans - ASD (1-5 hp) | 1.0344 | 0.29099 | 0.3411 | 4.519e-05 | 0.00030006 | 0.0033314
2014 | Industrial, Existing, SIC28 Chemicals, Base Fans, ECM-206, Fans - ASD (1-5 hp) | 1.0343 | 0.291 | 0.34112 | 6.114e-05 | 0.00048889 | 0.0068761
2015 | Industrial, Existing, SIC29 Petroleum, Base Fans, ECM-206, Fans - ASD (1-5 hp) | 1.0343 | 0.29101 | 0.34112 | 1e-06 | 1.312e-05 | 0.0001436
2016 | Industrial, Existing, SIC30 Rubber/Plastics, Base Fans, ECM-206, Fans - ASD (1-5 hp) | 1.0344 | 0.291 | 0.3411 | 1.719e-05 | 0.00017362 | 0.0013765
2017 | Industrial, Existing, SIC32 Stone/Clay/Glass, Base Fans, ECM-206, Fans - ASD (1-5 hp) | 1.0344 | 0.291 | 0.34111 | 0.00048577 | 0.0042273 | 0.042164
2018 | Industrial, Existing, SIC33 Primary Metals, Base Fans, ECM-206, Fans - ASD (1-5 hp) | 1.0344 | 0.291 | 0.34109 | 3.268e-05 | 0.00033687 | 0.0020618
2019 | Industrial, Existing, SIC34 Fab Metals, Base Fans, ECM-206, Fans - ASD (1-5 hp) | 1.0344 | 0.291 | 0.3411 | 9.72e-05 | 0.00099751 | 0.0068346
2020 | Industrial, Existing, SIC35 Ind Machinery, Base Fans, ECM-206, Fans - ASD (1-5 hp) | 1.0344 | 0.29097 | 0.34107 | 1.008e-05 | 5.126e-05 | 0.00044701
2021 | Industrial, Existing, SIC36 Electronics, Base Fans, ECM-206, Fans - ASD (1-5 hp) | 1.0344 | 0.291 | 0.3411 | 1.075e-05 | 9.554e-05 | 0.00085405
2022 | Industrial, Existing, SIC37 Transp Eqp, Base Fans, ECM-206, Fans - ASD (1-5 hp) | 1.0344 | 0.291 | 0.3411 | 3.352e-05 | 0.00033607 | 0.0023048
2023 | Industrial, Existing, SIC38 Instruments, Base Fans, ECM-206, Fans - ASD (1-5 hp) | 1.0344 | 0.291 | 0.3411 | 5.684e-05 | 0.00052915 | 0.0046831
2024 | Industrial, Existing, SIC39/21/31 Misc, Base Fans, ECM-206, Fans - ASD (1-5 hp) | 1.0344 | 0.291 | 0.34111 | 2.942e-05 | 0.00027856 | 0.002594
2025 | Industrial, Existing, SIC20 Food, Base Fans, ECM-207, Fans - Motor practices-1 (1-5 HP) | 1.0345 | 0.79315 | 0.92958 | 0.0081606 | 0.0057164 | 0.05362
2026 | Industrial, Existing, SIC22-23Textiles, Base Fans, ECM-207, Fans - Motor practices-1 (1-5 HP) | 1.0348 | 0.79334 | 0.92959 | 8.885e-05 | 0.00014774 | 0.0004084
2027 | Industrial, Existing, SIC24-25 Lumber, Base Fans, ECM-207, Fans - Motor practices-1 (1-5 HP) | 1.0346 | 0.79321 | 0.92959 | 0.00033103 | 0.00025573 | 0.001752
2028 | Industrial, Existing, SIC26 Paper, Base Fans, ECM-207, Fans - Motor practices-1 (1-5 HP) | 1.0345 | 0.79312 | 0.92958 | 0.0034412 | 0.0026607 | 0.027423
2029 | Industrial, Existing, SIC27 Printing, Base Fans, ECM-207, Fans - Motor practices-1 (1-5 HP) | 1.0345 | 0.79314 | 0.92958 | 0.00070416 | 0.00042285 | 0.0046946
2030 | Industrial, Existing, SIC28 Chemicals, Base Fans, ECM-207, Fans - Motor practices-1 (1-5 HP) | 1.0344 | 0.79309 | 0.92958 | 0.00095261 | 0.00068892 | 0.0096894
2031 | Industrial, Existing, SIC29 Petroleum, Base Fans, ECM-207, Fans - Motor practices-1 (1-5 HP) | 1.0344 | 0.79308 | 0.92958 | 1.557e-05 | 1.848e-05 | 0.00020235
2032 | Industrial, Existing, SIC30 Rubber/Plastics, Base Fans, ECM-207, Fans - Motor practices-1 (1-5 HP) | 1.0345 | 0.79315 | 0.92958 | 0.00026782 | 0.00024466 | 0.0019397
2033 | Industrial, Existing, SIC32 Stone/Clay/Glass, Base Fans, ECM-207, Fans - Motor practices-1 (1-5 HP) | 1.0345 | 0.79313 | 0.92958 | 0.0075691 | 0.005957 | 0.059416
2034 | Industrial, Existing, SIC33 Primary Metals, Base Fans, ECM-207, Fans - Motor practices-1 (1-5 HP) | 1.0346 | 0.7932 | 0.92958 | 0.00050928 | 0.00047473 | 0.0029056
2035 | Industrial, Existing, SIC34 Fab Metals, Base Fans, ECM-207, Fans - Motor practices-1 (1-5 HP) | 1.0345 | 0.79318 | 0.92958 | 0.0015146 | 0.0014057 | 0.0096314
2036 | Industrial, Existing, SIC35 Ind Machinery, Base Fans, ECM-207, Fans - Motor practices-1 (1-5 HP) | 1.0346 | 0.79325 | 0.92959 | 0.00015705 | 7.225e-05 | 0.00062998
2037 | Industrial, Existing, SIC36 Electronics, Base Fans, ECM-207, Fans - Motor practices-1 (1-5 HP) | 1.0345 | 0.79314 | 0.92958 | 0.00016758 | 0.00013464 | 0.0012035
2038 | Industrial, Existing, SIC37 Transp Eqp, Base Fans, ECM-207, Fans - Motor practices-1 (1-5 HP) | 1.0346 | 0.79318 | 0.92958 | 0.00052236 | 0.0004736 | 0.003248
2039 | Industrial, Existing, SIC38 Instruments, Base Fans, ECM-207, Fans - Motor practices-1 (1-5 HP) | 1.0345 | 0.79314 | 0.92958 | 0.00088568 | 0.00074567 | 0.0065994
2040 | Industrial, Existing, SIC39/21/31 Misc, Base Fans, ECM-207, Fans - Motor practices-1 (1-5 HP) | 1.0345 | 0.79313 | 0.92958 | 0.00045842 | 0.00039254 | 0.0036554
2041 | Industrial, Existing, SIC20 Food, Base Fans, ECM-208, Fans - Replace 6-100 HP motor | 1.0345 | 0.30076 | 0.39859 | 0.027547 | 0.019296 | 0.181
2042 | Industrial, Existing, SIC22-23Textiles, Base Fans, ECM-208, Fans - Replace 6-100 HP motor | 1.0348 | 0.30083 | 0.39859 | 0.00029993 | 0.00049873 | 0.0013786
2043 | Industrial, Existing, SIC24-25 Lumber, Base Fans, ECM-208, Fans - Replace 6-100 HP motor | 1.0346 | 0.30078 | 0.39859 | 0.0011174 | 0.00086326 | 0.0059142
2044 | Industrial, Existing, SIC26 Paper, Base Fans, ECM-208, Fans - Replace 6-100 HP motor | 1.0345 | 0.30075 | 0.39859 | 0.011616 | 0.0089814 | 0.092569
2045 | Industrial, Existing, SIC27 Printing, Base Fans, ECM-208, Fans - Replace 6-100 HP motor | 1.0345 | 0.30076 | 0.39859 | 0.002377 | 0.0014274 | 0.015847
2046 | Industrial, Existing, SIC28 Chemicals, Base Fans, ECM-208, Fans - Replace 6-100 HP motor | 1.0344 | 0.30073 | 0.39859 | 0.0032157 | 0.0023255 | 0.032708
2047 | Industrial, Existing, SIC29 Petroleum, Base Fans, ECM-208, Fans - Replace 6-100 HP motor | 1.0344 | 0.30073 | 0.39859 | 5.256e-05 | 6.239e-05 | 0.00068305
2048 | Industrial, Existing, SIC30 Rubber/Plastics, Base Fans, ECM-208, Fans - Replace 6-100 HP motor | 1.0345 | 0.30076 | 0.39859 | 0.00090406 | 0.00082589 | 0.0065477
2049 | Industrial, Existing, SIC32 Stone/Clay/Glass, Base Fans, ECM-208, Fans - Replace 6-100 HP motor | 1.0345 | 0.30075 | 0.39859 | 0.02555 | 0.020109 | 0.20057
2050 | Industrial, Existing, SIC33 Primary Metals, Base Fans, ECM-208, Fans - Replace 6-100 HP motor | 1.0346 | 0.30078 | 0.39859 | 0.0017191 | 0.0016025 | 0.0098082
2051 | Industrial, Existing, SIC34 Fab Metals, Base Fans, ECM-208, Fans - Replace 6-100 HP motor | 1.0345 | 0.30077 | 0.39859 | 0.0051126 | 0.0047451 | 0.032512
2052 | Industrial, Existing, SIC35 Ind Machinery, Base Fans, ECM-208, Fans - Replace 6-100 HP motor | 1.0346 | 0.3008 | 0.39859 | 0.00053015 | 0.00024388 | 0.0021266
2053 | Industrial, Existing, SIC36 Electronics, Base Fans, ECM-208, Fans - Replace 6-100 HP motor | 1.0345 | 0.30076 | 0.39859 | 0.00056569 | 0.00045448 | 0.0040627
2054 | Industrial, Existing, SIC37 Transp Eqp, Base Fans, ECM-208, Fans - Replace 6-100 HP motor | 1.0346 | 0.30077 | 0.39859 | 0.0017633 | 0.0015987 | 0.010964
2055 | Industrial, Existing, SIC38 Instruments, Base Fans, ECM-208, Fans - Replace 6-100 HP motor | 1.0345 | 0.30075 | 0.39859 | 0.0029897 | 0.0025171 | 0.022277
2056 | Industrial, Existing, SIC39/21/31 Misc, Base Fans, ECM-208, Fans - Replace 6-100 HP motor | 1.0345 | 0.30075 | 0.39859 | 0.0015475 | 0.0013251 | 0.012339
2057 | Industrial, Existing, SIC20 Food, Base Fans, ECM-209, Fans - ASD (6-100 hp) | 1.0344 | 8.0225 | 10.6335 | 0.0083032 | 0.064311 | 0.60324
2058 | Industrial, Existing, SIC22-23Textiles, Base Fans, ECM-209, Fans - ASD (6-100 hp) | 1.0345 | 8.0233 | 10.6328 | 9.04e-05 | 0.0016621 | 0.0045943
2059 | Industrial, Existing, SIC24-25 Lumber, Base Fans, ECM-209, Fans - ASD (6-100 hp) | 1.0344 | 8.0224 | 10.6331 | 0.00033681 | 0.002877 | 0.01971
2060 | Industrial, Existing, SIC26 Paper, Base Fans, ECM-209, Fans - ASD (6-100 hp) | 1.0344 | 8.0226 | 10.6337 | 0.0035014 | 0.029934 | 0.30852
2061 | Industrial, Existing, SIC27 Printing, Base Fans, ECM-209, Fans - ASD (6-100 hp) | 1.0344 | 8.0224 | 10.6335 | 0.00071648 | 0.0047572 | 0.052816
2062 | Industrial, Existing, SIC28 Chemicals, Base Fans, ECM-209, Fans - ASD (6-100 hp) | 1.0343 | 8.0226 | 10.634 | 0.00096928 | 0.007751 | 0.10901
2063 | Industrial, Existing, SIC29 Petroleum, Base Fans, ECM-209, Fans - ASD (6-100 hp) | 1.0343 | 8.0229 | 10.6342 | 1.584e-05 | 0.00020796 | 0.0022767
2064 | Industrial, Existing, SIC30 Rubber/Plastics, Base Fans, ECM-209, Fans - ASD (6-100 hp) | 1.0344 | 8.0227 | 10.6336 | 0.0002725 | 0.0027526 | 0.021823
2065 | Industrial, Existing, SIC32 Stone/Clay/Glass, Base Fans, ECM-209, Fans - ASD (6-100 hp) | 1.0344 | 8.0226 | 10.6337 | 0.0077014 | 0.06702 | 0.66847
2066 | Industrial, Existing, SIC33 Primary Metals, Base Fans, ECM-209, Fans - ASD (6-100 hp) | 1.0344 | 8.0226 | 10.6333 | 0.00051818 | 0.0053408 | 0.032688
2067 | Industrial, Existing, SIC34 Fab Metals, Base Fans, ECM-209, Fans - ASD (6-100 hp) | 1.0344 | 8.0226 | 10.6334 | 0.001541 | 0.015815 | 0.10836
2068 | Industrial, Existing, SIC35 Ind Machinery, Base Fans, ECM-209, Fans - ASD (6-100 hp) | 1.0344 | 8.0219 | 10.6325 | 0.0001598 | 0.00081273 | 0.0070868
2069 | Industrial, Existing, SIC36 Electronics, Base Fans, ECM-209, Fans - ASD (6-100 hp) | 1.0344 | 8.0226 | 10.6336 | 0.00017051 | 0.0015147 | 0.01354
2070 | Industrial, Existing, SIC37 Transp Eqp, Base Fans, ECM-209, Fans - ASD (6-100 hp) | 1.0344 | 8.0226 | 10.6334 | 0.00053149 | 0.0053281 | 0.036541
2071 | Industrial, Existing, SIC38 Instruments, Base Fans, ECM-209, Fans - ASD (6-100 hp) | 1.0344 | 8.0226 | 10.6337 | 0.00090117 | 0.0083892 | 0.074247
2072 | Industrial, Existing, SIC39/21/31 Misc, Base Fans, ECM-209, Fans - ASD (6-100 hp) | 1.0344 | 8.0227 | 10.6337 | 0.00046644 | 0.0044164 | 0.041126
2073 | Industrial, Existing, SIC20 Food, Base Fans, ECM-210, Fans - Motor practices-1 (6-100 HP) | 1.0345 | 1.356 | 1.7971 | 0.035571 | 0.024917 | 0.23372
2074 | Industrial, Existing, SIC22-23Textiles, Base Fans, ECM-210, Fans - Motor practices-1 (6-100 HP) | 1.0348 | 1.3563 | 1.7971 | 0.00038729 | 0.00064399 | 0.0017802
2075 | Industrial, Existing, SIC24-25 Lumber, Base Fans, ECM-210, Fans - Motor practices-1 (6-100 HP) | 1.0346 | 1.3561 | 1.7971 | 0.0014429 | 0.0011147 | 0.0076369
2076 | Industrial, Existing, SIC26 Paper, Base Fans, ECM-210, Fans - Motor practices-1 (6-100 HP) | 1.0345 | 1.356 | 1.7971 | 0.015 | 0.011597 | 0.11953
2077 | Industrial, Existing, SIC27 Printing, Base Fans, ECM-210, Fans - Motor practices-1 (6-100 HP) | 1.0345 | 1.356 | 1.7971 | 0.0030694 | 0.0018431 | 0.020463
2078 | Industrial, Existing, SIC28 Chemicals, Base Fans, ECM-210, Fans - Motor practices-1 (6-100 HP) | 1.0344 | 1.3559 | 1.7971 | 0.0041523 | 0.0030029 | 0.042235
2079 | Industrial, Existing, SIC29 Petroleum, Base Fans, ECM-210, Fans - Motor practices-1 (6-100 HP) | 1.0344 | 1.3559 | 1.7971 | 6.787e-05 | 8.057e-05 | 0.00088201
2080 | Industrial, Existing, SIC30 Rubber/Plastics, Base Fans, ECM-210, Fans - Motor practices-1 (6-100 HP) | 1.0345 | 1.356 | 1.7971 | 0.0011674 | 0.0010665 | 0.0084549
2081 | Industrial, Existing, SIC32 Stone/Clay/Glass, Base Fans, ECM-210, Fans - Motor practices-1 (6-100 HP) | 1.0345 | 1.356 | 1.7971 | 0.032993 | 0.025966 | 0.25899
2082 | Industrial, Existing, SIC33 Primary Metals, Base Fans, ECM-210, Fans - Motor practices-1 (6-100 HP) | 1.0346 | 1.3561 | 1.7971 | 0.0022199 | 0.0020693 | 0.012665
2083 | Industrial, Existing, SIC34 Fab Metals, Base Fans, ECM-210, Fans - Motor practices-1 (6-100 HP) | 1.0345 | 1.356 | 1.7971 | 0.0066017 | 0.0061273 | 0.041982
2084 | Industrial, Existing, SIC35 Ind Machinery, Base Fans, ECM-210, Fans - Motor practices-1 (6-100 HP) | 1.0346 | 1.3562 | 1.7971 | 0.00068457 | 0.00031492 | 0.002746
2085 | Industrial, Existing, SIC36 Electronics, Base Fans, ECM-210, Fans - Motor practices-1 (6-100 HP) | 1.0345 | 1.356 | 1.7971 | 0.00073046 | 0.00058686 | 0.005246
2086 | Industrial, Existing, SIC37 Transp Eqp, Base Fans, ECM-210, Fans - Motor practices-1 (6-100 HP) | 1.0346 | 1.3561 | 1.7971 | 0.0022769 | 0.0020644 | 0.014157
2087 | Industrial, Existing, SIC38 Instruments, Base Fans, ECM-210, Fans - Motor practices-1 (6-100 HP) | 1.0345 | 1.356 | 1.7971 | 0.0038606 | 0.0032503 | 0.028766
2088 | Industrial, Existing, SIC39/21/31 Misc, Base Fans, ECM-210, Fans - Motor practices-1 (6-100 HP) | 1.0345 | 1.356 | 1.7971 | 0.0019982 | 0.001711 | 0.015933
2089 | Industrial, Existing, SIC20 Food, Base Fans, ECM-211, Fans - Replace 100+ HP motor | 1.0345 | 0.56679 | 0.87732 | 0.025169 | 0.01763 | 0.16537
2090 | Industrial, Existing, SIC22-23Textiles, Base Fans, ECM-211, Fans - Replace 100+ HP motor | 1.0348 | 0.56692 | 0.87733 | 0.00027404 | 0.00045567 | 0.0012596
2091 | Industrial, Existing, SIC24-25 Lumber, Base Fans, ECM-211, Fans - Replace 100+ HP motor | 1.0346 | 0.56682 | 0.87732 | 0.001021 | 0.00078873 | 0.0054036
2092 | Industrial, Existing, SIC26 Paper, Base Fans, ECM-211, Fans - Replace 100+ HP motor | 1.0345 | 0.56676 | 0.87732 | 0.010613 | 0.008206 | 0.084577
2093 | Industrial, Existing, SIC27 Printing, Base Fans, ECM-211, Fans - Replace 100+ HP motor | 1.0345 | 0.56678 | 0.87732 | 0.0021718 | 0.0013042 | 0.014479
2094 | Industrial, Existing, SIC28 Chemicals, Base Fans, ECM-211, Fans - Replace 100+ HP motor | 1.0344 | 0.56674 | 0.87732 | 0.0029381 | 0.0021248 | 0.029884
2095 | Industrial, Existing, SIC29 Petroleum, Base Fans, ECM-211, Fans - Replace 100+ HP motor | 1.0344 | 0.56673 | 0.87732 | 4.802e-05 | 5.701e-05 | 0.00062408
2096 | Industrial, Existing, SIC30 Rubber/Plastics, Base Fans, ECM-211, Fans - Replace 100+ HP motor | 1.0345 | 0.56678 | 0.87732 | 0.00082602 | 0.00075459 | 0.0059824
2097 | Industrial, Existing, SIC32 Stone/Clay/Glass, Base Fans, ECM-211, Fans - Replace 100+ HP motor | 1.0345 | 0.56677 | 0.87732 | 0.023345 | 0.018373 | 0.18325
2098 | Industrial, Existing, SIC33 Primary Metals, Base Fans, ECM-211, Fans - Replace 100+ HP motor | 1.0346 | 0.56682 | 0.87732 | 0.0015707 | 0.0014642 | 0.0089615
2099 | Industrial, Existing, SIC34 Fab Metals, Base Fans, ECM-211, Fans - Replace 100+ HP motor | 1.0345 | 0.5668 | 0.87732 | 0.0046712 | 0.0043355 | 0.029705
2100 | Industrial, Existing, SIC35 Ind Machinery, Base Fans, ECM-211, Fans - Replace 100+ HP motor | 1.0346 | 0.56685 | 0.87733 | 0.00048438 | 0.00022283 | 0.001943
2101 | Industrial, Existing, SIC36 Electronics, Base Fans, ECM-211, Fans - Replace 100+ HP motor | 1.0345 | 0.56678 | 0.87732 | 0.00051685 | 0.00041525 | 0.0037119
2102 | Industrial, Existing, SIC37 Transp Eqp, Base Fans, ECM-211, Fans - Replace 100+ HP motor | 1.0346 | 0.56681 | 0.87732 | 0.0016111 | 0.0014607 | 0.010017
2103 | Industrial, Existing, SIC38 Instruments, Base Fans, ECM-211, Fans - Replace 100+ HP motor | 1.0345 | 0.56678 | 0.87732 | 0.0027316 | 0.0022998 | 0.020354
2104 | Industrial, Existing, SIC39/21/31 Misc, Base Fans, ECM-211, Fans - Replace 100+ HP motor | 1.0345 | 0.56677 | 0.87732 | 0.0014139 | 0.0012107 | 0.011274
2105 | Industrial, Existing, SIC20 Food, Base Fans, ECM-212, Fans - ASD (100+ hp) | 1.0344 | 2.1794 | 3.3739 | 0.013611 | 0.10543 | 0.98889
2106 | Industrial, Existing, SIC22-23Textiles, Base Fans, ECM-212, Fans - ASD (100+ hp) | 1.0345 | 2.1796 | 3.3737 | 0.0001482 | 0.0027246 | 0.0075315
2107 | Industrial, Existing, SIC24-25 Lumber, Base Fans, ECM-212, Fans - ASD (100+ hp) | 1.0344 | 2.1794 | 3.3738 | 0.00055214 | 0.0047162 | 0.032311
2108 | Industrial, Existing, SIC26 Paper, Base Fans, ECM-212, Fans - ASD (100+ hp) | 1.0344 | 2.1794 | 3.374 | 0.0057398 | 0.049071 | 0.50576
2109 | Industrial, Existing, SIC27 Printing, Base Fans, ECM-212, Fans - ASD (100+ hp) | 1.0344 | 2.1794 | 3.3739 | 0.0011745 | 0.0077985 | 0.086581
2110 | Industrial, Existing, SIC28 Chemicals, Base Fans, ECM-212, Fans - ASD (100+ hp) | 1.0343 | 2.1794 | 3.3741 | 0.0015889 | 0.012706 | 0.17871
2111 | Industrial, Existing, SIC29 Petroleum, Base Fans, ECM-212, Fans - ASD (100+ hp) | 1.0343 | 2.1795 | 3.3742 | 2.597e-05 | 0.0003409 | 0.0037321
2112 | Industrial, Existing, SIC30 Rubber/Plastics, Base Fans, ECM-212, Fans - ASD (100+ hp) | 1.0344 | 2.1794 | 3.374 | 0.00044671 | 0.0045123 | 0.035774
2113 | Industrial, Existing, SIC32 Stone/Clay/Glass, Base Fans, ECM-212, Fans - ASD (100+ hp) | 1.0344 | 2.1794 | 3.374 | 0.012625 | 0.10987 | 1.0958
2114 | Industrial, Existing, SIC33 Primary Metals, Base Fans, ECM-212, Fans - ASD (100+ hp) | 1.0344 | 2.1794 | 3.3739 | 0.00084945 | 0.0087551 | 0.053586
2115 | Industrial, Existing, SIC34 Fab Metals, Base Fans, ECM-212, Fans - ASD (100+ hp) | 1.0344 | 2.1794 | 3.3739 | 0.0025262 | 0.025925 | 0.17763
2116 | Industrial, Existing, SIC35 Ind Machinery, Base Fans, ECM-212, Fans - ASD (100+ hp) | 1.0344 | 2.1792 | 3.3736 | 0.00026196 | 0.0013323 | 0.011617
2117 | Industrial, Existing, SIC36 Electronics, Base Fans, ECM-212, Fans - ASD (100+ hp) | 1.0344 | 2.1794 | 3.374 | 0.00027952 | 0.0024831 | 0.022196
2118 | Industrial, Existing, SIC37 Transp Eqp, Base Fans, ECM-212, Fans - ASD (100+ hp) | 1.0344 | 2.1794 | 3.3739 | 0.00087127 | 0.0087344 | 0.059901
2119 | Industrial, Existing, SIC38 Instruments, Base Fans, ECM-212, Fans - ASD (100+ hp) | 1.0344 | 2.1794 | 3.374 | 0.0014773 | 0.013752 | 0.12171
2120 | Industrial, Existing, SIC39/21/31 Misc, Base Fans, ECM-212, Fans - ASD (100+ hp) | 1.0344 | 2.1794 | 3.374 | 0.00076463 | 0.0072397 | 0.067417
2121 | Industrial, Existing, SIC20 Food, Base Fans, ECM-213, Fans - Motor practices-1 (100+ HP) | 1.0345 | 1.3077 | 2.0242 | 0.036612 | 0.025646 | 0.24056
2122 | Industrial, Existing, SIC22-23Textiles, Base Fans, ECM-213, Fans - Motor practices-1 (100+ HP) | 1.0348 | 1.308 | 2.0242 | 0.00039863 | 0.00066284 | 0.0018322
2123 | Industrial, Existing, SIC24-25 Lumber, Base Fans, ECM-213, Fans - Motor practices-1 (100+ HP) | 1.0346 | 1.3078 | 2.0242 | 0.0014851 | 0.0011473 | 0.0078604
2124 | Industrial, Existing, SIC26 Paper, Base Fans, ECM-213, Fans - Motor practices-1 (100+ HP) | 1.0345 | 1.3076 | 2.0242 | 0.015439 | 0.011937 | 0.12303
2125 | Industrial, Existing, SIC27 Printing, Base Fans, ECM-213, Fans - Motor practices-1 (100+ HP) | 1.0345 | 1.3077 | 2.0242 | 0.0031592 | 0.0018971 | 0.021062
2126 | Industrial, Existing, SIC28 Chemicals, Base Fans, ECM-213, Fans - Motor practices-1 (100+ HP) | 1.0344 | 1.3076 | 2.0242 | 0.0042739 | 0.0030908 | 0.043471
2127 | Industrial, Existing, SIC29 Petroleum, Base Fans, ECM-213, Fans - Motor practices-1 (100+ HP) | 1.0344 | 1.3076 | 2.0242 | 6.986e-05 | 8.292e-05 | 0.00090783
2128 | Industrial, Existing, SIC30 Rubber/Plastics, Base Fans, ECM-213, Fans - Motor practices-1 (100+ HP) | 1.0345 | 1.3077 | 2.0242 | 0.0012016 | 0.0010977 | 0.0087024
2129 | Industrial, Existing, SIC32 Stone/Clay/Glass, Base Fans, ECM-213, Fans - Motor practices-1 (100+ HP) | 1.0345 | 1.3076 | 2.0242 | 0.033958 | 0.026726 | 0.26657
2130 | Industrial, Existing, SIC33 Primary Metals, Base Fans, ECM-213, Fans - Motor practices-1 (100+ HP) | 1.0346 | 1.3078 | 2.0242 | 0.0022849 | 0.0021299 | 0.013036
2131 | Industrial, Existing, SIC34 Fab Metals, Base Fans, ECM-213, Fans - Motor practices-1 (100+ HP) | 1.0345 | 1.3077 | 2.0242 | 0.006795 | 0.0063066 | 0.043211
2132 | Industrial, Existing, SIC35 Ind Machinery, Base Fans, ECM-213, Fans - Motor practices-1 (100+ HP) | 1.0346 | 1.3078 | 2.0242 | 0.00070461 | 0.00032413 | 0.0028264
2133 | Industrial, Existing, SIC36 Electronics, Base Fans, ECM-213, Fans - Motor practices-1 (100+ HP) | 1.0345 | 1.3077 | 2.0242 | 0.00075184 | 0.00060404 | 0.0053996
2134 | Industrial, Existing, SIC37 Transp Eqp, Base Fans, ECM-213, Fans - Motor practices-1 (100+ HP) | 1.0346 | 1.3077 | 2.0242 | 0.0023435 | 0.0021248 | 0.014572
2135 | Industrial, Existing, SIC38 Instruments, Base Fans, ECM-213, Fans - Motor practices-1 (100+ HP) | 1.0345 | 1.3077 | 2.0242 | 0.0039736 | 0.0033454 | 0.029608
2136 | Industrial, Existing, SIC39/21/31 Misc, Base Fans, ECM-213, Fans - Motor practices-1 (100+ HP) | 1.0345 | 1.3077 | 2.0242 | 0.0020567 | 0.0017611 | 0.0164
2137 | Industrial, Existing, SIC20 Food, Base Pumps, ECM-301, Pumps - O&M | 1.0345 | 6.7096 | 8.892 | 0.32876 | 0.23029 | 2.1601
2138 | Industrial, Existing, SIC22-23Textiles, Base Pumps, ECM-301, Pumps - O&M | 1.0348 | 6.7112 | 8.892 | 0.002722 | 0.0045262 | 0.012511
2139 | Industrial, Existing, SIC24-25 Lumber, Base Pumps, ECM-301, Pumps - O&M | 1.0346 | 6.7101 | 8.892 | 0.0099378 | 0.0076774 | 0.052598
2140 | Industrial, Existing, SIC26 Paper, Base Pumps, ECM-301, Pumps - O&M | 1.0345 | 6.7094 | 8.892 | 0.13111 | 0.10137 | 1.0448
2141 | Industrial, Existing, SIC27 Printing, Base Pumps, ECM-301, Pumps - O&M | 1.0345 | 6.7095 | 8.892 | 0.02114 | 0.012694 | 0.14094
2142 | Industrial, Existing, SIC28 Chemicals, Base Pumps, ECM-301, Pumps - O&M | 1.0344 | 6.7091 | 8.892 | 0.088495 | 0.063998 | 0.90011
2143 | Industrial, Existing, SIC29 Petroleum, Base Pumps, ECM-301, Pumps - O&M | 1.0344 | 6.709 | 8.892 | 0.0023766 | 0.002821 | 0.030884
2144 | Industrial, Existing, SIC30 Rubber/Plastics, Base Pumps, ECM-301, Pumps - O&M | 1.0345 | 6.7096 | 8.892 | 0.0080403 | 0.0073451 | 0.058232
2145 | Industrial, Existing, SIC32 Stone/Clay/Glass, Base Pumps, ECM-301, Pumps - O&M | 1.0345 | 6.7094 | 8.892 | 0.21999 | 0.17313 | 1.7269
2146 | Industrial, Existing, SIC33 Primary Metals, Base Pumps, ECM-301, Pumps - O&M | 1.0346 | 6.71 | 8.892 | 0.014802 | 0.013798 | 0.084448
2147 | Industrial, Existing, SIC34 Fab Metals, Base Pumps, ECM-301, Pumps - O&M | 1.0345 | 6.7098 | 8.892 | 0.045469 | 0.042201 | 0.28915
2148 | Industrial, Existing, SIC35 Ind Machinery, Base Pumps, ECM-301, Pumps - O&M | 1.0346 | 6.7104 | 8.892 | 0.0047149 | 0.0021689 | 0.018913
2149 | Industrial, Existing, SIC36 Electronics, Base Pumps, ECM-301, Pumps - O&M | 1.0345 | 6.7095 | 8.892 | 0.005031 | 0.004042 | 0.036131
2150 | Industrial, Existing, SIC37 Transp Eqp, Base Pumps, ECM-301, Pumps - O&M | 1.0346 | 6.7098 | 8.892 | 0.015682 | 0.014218 | 0.097508
2151 | Industrial, Existing, SIC38 Instruments, Base Pumps, ECM-301, Pumps - O&M | 1.0345 | 6.7095 | 8.892 | 0.026589 | 0.022386 | 0.19812
2152 | Industrial, Existing, SIC39/21/31 Misc, Base Pumps, ECM-301, Pumps - O&M | 1.0345 | 6.7094 | 8.892 | 0.013763 | 0.011785 | 0.10974
2153 | Industrial, Existing, SIC20 Food, Base Pumps, ECM-302, Pumps - Controls | 1.0345 | 4.1618 | 5.5154 | 0.96483 | 0.67585 | 6.3395
2154 | Industrial, Existing, SIC22-23Textiles, Base Pumps, ECM-302, Pumps - Controls | 1.0348 | 4.1627 | 5.5154 | 0.0079885 | 0.013283 | 0.036718
2155 | Industrial, Existing, SIC24-25 Lumber, Base Pumps, ECM-302, Pumps - Controls | 1.0346 | 4.162 | 5.5154 | 0.029165 | 0.022532 | 0.15436
2156 | Industrial, Existing, SIC26 Paper, Base Pumps, ECM-302, Pumps - Controls | 1.0345 | 4.1616 | 5.5154 | 0.38478 | 0.2975 | 3.0662
2157 | Industrial, Existing, SIC27 Printing, Base Pumps, ECM-302, Pumps - Controls | 1.0345 | 4.1617 | 5.5154 | 0.062041 | 0.037256 | 0.41362
2158 | Industrial, Existing, SIC28 Chemicals, Base Pumps, ECM-302, Pumps - Controls | 1.0344 | 4.1614 | 5.5154 | 0.25971 | 0.18782 | 2.6416
2159 | Industrial, Existing, SIC29 Petroleum, Base Pumps, ECM-302, Pumps - Controls | 1.0344 | 4.1614 | 5.5154 | 0.0069747 | 0.008279 | 0.090637
2160 | Industrial, Existing, SIC30 Rubber/Plastics, Base Pumps, ECM-302, Pumps - Controls | 1.0345 | 4.1617 | 5.5154 | 0.023597 | 0.021556 | 0.1709
2161 | Industrial, Existing, SIC32 Stone/Clay/Glass, Base Pumps, ECM-302, Pumps - Controls | 1.0345 | 4.1616 | 5.5154 | 0.64562 | 0.50811 | 5.068
2162 | Industrial, Existing, SIC33 Primary Metals, Base Pumps, ECM-302, Pumps - Controls | 1.0346 | 4.162 | 5.5154 | 0.043439 | 0.040493 | 0.24784
2163 | Industrial, Existing, SIC34 Fab Metals, Base Pumps, ECM-302, Pumps - Controls | 1.0345 | 4.1619 | 5.5154 | 0.13344 | 0.12385 | 0.84858
2164 | Industrial, Existing, SIC35 Ind Machinery, Base Pumps, ECM-302, Pumps - Controls | 1.0346 | 4.1622 | 5.5154 | 0.013837 | 0.0063654 | 0.055505
2165 | Industrial, Existing, SIC36 Electronics, Base Pumps, ECM-302, Pumps - Controls | 1.0345 | 4.1617 | 5.5154 | 0.014765 | 0.011862 | 0.10604
2166 | Industrial, Existing, SIC37 Transp Eqp, Base Pumps, ECM-302, Pumps - Controls | 1.0346 | 4.1619 | 5.5154 | 0.046023 | 0.041727 | 0.28617
2167 | Industrial, Existing, SIC38 Instruments, Base Pumps, ECM-302, Pumps - Controls | 1.0345 | 4.1617 | 5.5154 | 0.078034 | 0.065698 | 0.58145
2168 | Industrial, Existing, SIC39/21/31 Misc, Base Pumps, ECM-302, Pumps - Controls | 1.0345 | 4.1616 | 5.5154 | 0.04039 | 0.034585 | 0.32206
2169 | Industrial, Existing, SIC20 Food, Base Pumps, ECM-303, Pumps - System Optimization | 1.0345 | 1.563 | 2.0714 | 0.76052 | 0.53273 | 4.997
2170 | Industrial, Existing, SIC22-23Textiles, Base Pumps, ECM-303, Pumps - System Optimization | 1.0348 | 1.5634 | 2.0714 | 0.0062968 | 0.01047 | 0.028943
2171 | Industrial, Existing, SIC24-25 Lumber, Base Pumps, ECM-303, Pumps - System Optimization | 1.0346 | 1.5631 | 2.0714 | 0.022989 | 0.01776 | 0.12168
2172 | Industrial, Existing, SIC26 Paper, Base Pumps, ECM-303, Pumps - System Optimization | 1.0345 | 1.5629 | 2.0714 | 0.30329 | 0.2345 | 2.4169
2173 | Industrial, Existing, SIC27 Printing, Base Pumps, ECM-303, Pumps - System Optimization | 1.0345 | 1.563 | 2.0714 | 0.048903 | 0.029366 | 0.32603
2174 | Industrial, Existing, SIC28 Chemicals, Base Pumps, ECM-303, Pumps - System Optimization | 1.0344 | 1.5629 | 2.0714 | 0.20471 | 0.14805 | 2.0822
2175 | Industrial, Existing, SIC29 Petroleum, Base Pumps, ECM-303, Pumps - System Optimization | 1.0344 | 1.5628 | 2.0714 | 0.0054977 | 0.0065258 | 0.071443
2176 | Industrial, Existing, SIC30 Rubber/Plastics, Base Pumps, ECM-303, Pumps - System Optimization | 1.0345 | 1.563 | 2.0714 | 0.0186 | 0.016991 | 0.13471
2177 | Industrial, Existing, SIC32 Stone/Clay/Glass, Base Pumps, ECM-303, Pumps - System Optimization | 1.0345 | 1.5629 | 2.0714 | 0.5089 | 0.40051 | 3.9948
2178 | Industrial, Existing, SIC33 Primary Metals, Base Pumps, ECM-303, Pumps - System Optimization | 1.0346 | 1.5631 | 2.0714 | 0.034241 | 0.031918 | 0.19535
2179 | Industrial, Existing, SIC34 Fab Metals, Base Pumps, ECM-303, Pumps - System Optimization | 1.0345 | 1.563 | 2.0714 | 0.10518 | 0.097624 | 0.66888
2180 | Industrial, Existing, SIC35 Ind Machinery, Base Pumps, ECM-303, Pumps - System Optimization | 1.0346 | 1.5632 | 2.0714 | 0.010907 | 0.0050174 | 0.043751
2181 | Industrial, Existing, SIC36 Electronics, Base Pumps, ECM-303, Pumps - System Optimization | 1.0345 | 1.563 | 2.0714 | 0.011638 | 0.0093502 | 0.083583
2182 | Industrial, Existing, SIC37 Transp Eqp, Base Pumps, ECM-303, Pumps - System Optimization | 1.0346 | 1.563 | 2.0714 | 0.036277 | 0.032891 | 0.22557
2183 | Industrial, Existing, SIC38 Instruments, Base Pumps, ECM-303, Pumps - System Optimization | 1.0345 | 1.563 | 2.0714 | 0.061509 | 0.051785 | 0.45832
2184 | Industrial, Existing, SIC39/21/31 Misc, Base Pumps, ECM-303, Pumps - System Optimization | 1.0345 | 1.5629 | 2.0714 | 0.031837 | 0.027261 | 0.25386
2185 | Industrial, Existing, SIC20 Food, Base Pumps, ECM-304, Pumps - Sizing | 1.0345 | 3.1112 | 4.1232 | 0.3063 | 0.21456 | 2.0126
2186 | Industrial, Existing, SIC22-23Textiles, Base Pumps, ECM-304, Pumps - Sizing | 1.0348 | 3.1119 | 4.1232 | 0.002536 | 0.004217 | 0.011657
2187 | Industrial, Existing, SIC24-25 Lumber, Base Pumps, ECM-304, Pumps - Sizing | 1.0346 | 3.1114 | 4.1232 | 0.0092588 | 0.0071529 | 0.049005
2188 | Industrial, Existing, SIC26 Paper, Base Pumps, ECM-304, Pumps - Sizing | 1.0345 | 3.1111 | 4.1232 | 0.12215 | 0.094444 | 0.97341
2189 | Industrial, Existing, SIC27 Printing, Base Pumps, ECM-304, Pumps - Sizing | 1.0345 | 3.1112 | 4.1232 | 0.019696 | 0.011827 | 0.13131
2190 | Industrial, Existing, SIC28 Chemicals, Base Pumps, ECM-304, Pumps - Sizing | 1.0344 | 3.1109 | 4.1232 | 0.082449 | 0.059626 | 0.83861
2191 | Industrial, Existing, SIC29 Petroleum, Base Pumps, ECM-304, Pumps - Sizing | 1.0344 | 3.1109 | 4.1232 | 0.0022142 | 0.0026283 | 0.028774
2192 | Industrial, Existing, SIC30 Rubber/Plastics, Base Pumps, ECM-304, Pumps - Sizing | 1.0345 | 3.1112 | 4.1232 | 0.007491 | 0.0068433 | 0.054254
2193 | Industrial, Existing, SIC32 Stone/Clay/Glass, Base Pumps, ECM-304, Pumps - Sizing | 1.0345 | 3.1111 | 4.1232 | 0.20496 | 0.16131 | 1.6089
2194 | Industrial, Existing, SIC33 Primary Metals, Base Pumps, ECM-304, Pumps - Sizing | 1.0346 | 3.1114 | 4.1232 | 0.01379 | 0.012855 | 0.078678
2195 | Industrial, Existing, SIC34 Fab Metals, Base Pumps, ECM-304, Pumps - Sizing | 1.0345 | 3.1113 | 4.1232 | 0.042362 | 0.039318 | 0.26939
2196 | Industrial, Existing, SIC35 Ind Machinery, Base Pumps, ECM-304, Pumps - Sizing | 1.0346 | 3.1115 | 4.1232 | 0.0043928 | 0.0020208 | 0.017621
2197 | Industrial, Existing, SIC36 Electronics, Base Pumps, ECM-304, Pumps - Sizing | 1.0345 | 3.1112 | 4.1232 | 0.0046872 | 0.0037658 | 0.033663
2198 | Industrial, Existing, SIC37 Transp Eqp, Base Pumps, ECM-304, Pumps - Sizing | 1.0346 | 3.1113 | 4.1232 | 0.01461 | 0.013247 | 0.090846
2199 | Industrial, Existing, SIC38 Instruments, Base Pumps, ECM-304, Pumps - Sizing | 1.0345 | 3.1111 | 4.1232 | 0.024773 | 0.020856 | 0.18459
2200 | Industrial, Existing, SIC39/21/31 Misc, Base Pumps, ECM-304, Pumps - Sizing | 1.0345 | 3.1111 | 4.1232 | 0.012822 | 0.01098 | 0.10224
2201 | Industrial, Existing, SIC20 Food, Base Pumps, ECM-305, Pumps - Replace 1-5 HP motor | 1.0345 | 0.15644 | 0.18335 | 0.0043008 | 0.0030126 | 0.028259
2202 | Industrial, Existing, SIC22-23Textiles, Base Pumps, ECM-305, Pumps - Replace 1-5 HP motor | 1.0348 | 0.15648 | 0.18335 | 3.561e-05 | 5.921e-05 | 0.00016367
2203 | Industrial, Existing, SIC24-25 Lumber, Base Pumps, ECM-305, Pumps - Replace 1-5 HP motor | 1.0346 | 0.15645 | 0.18335 | 0.00013 | 0.00010043 | 0.00068808
2204 | Industrial, Existing, SIC26 Paper, Base Pumps, ECM-305, Pumps - Replace 1-5 HP motor | 1.0345 | 0.15644 | 0.18335 | 0.0017151 | 0.0013261 | 0.013668
2205 | Industrial, Existing, SIC27 Printing, Base Pumps, ECM-305, Pumps - Replace 1-5 HP motor | 1.0345 | 0.15644 | 0.18335 | 0.00027655 | 0.00016607 | 0.0018437
2206 | Industrial, Existing, SIC28 Chemicals, Base Pumps, ECM-305, Pumps - Replace 1-5 HP motor | 1.0344 | 0.15643 | 0.18335 | 0.0011577 | 0.00083721 | 0.011775
2207 | Industrial, Existing, SIC29 Petroleum, Base Pumps, ECM-305, Pumps - Replace 1-5 HP motor | 1.0344 | 0.15643 | 0.18335 | 3.109e-05 | 3.69e-05 | 0.00040401
2208 | Industrial, Existing, SIC30 Rubber/Plastics, Base Pumps, ECM-305, Pumps - Replace 1-5 HP motor | 1.0345 | 0.15644 | 0.18335 | 0.00010518 | 9.609e-05 | 0.00076178
2209 | Industrial, Existing, SIC32 Stone/Clay/Glass, Base Pumps, ECM-305, Pumps - Replace 1-5 HP motor | 1.0345 | 0.15644 | 0.18335 | 0.0028778 | 0.0022649 | 0.022591
2210 | Industrial, Existing, SIC33 Primary Metals, Base Pumps, ECM-305, Pumps - Replace 1-5 HP motor | 1.0346 | 0.15645 | 0.18335 | 0.00019363 | 0.0001805 | 0.0011047
2211 | Industrial, Existing, SIC34 Fab Metals, Base Pumps, ECM-305, Pumps - Replace 1-5 HP motor | 1.0345 | 0.15645 | 0.18335 | 0.00059482 | 0.00055207 | 0.0037825
2212 | Industrial, Existing, SIC35 Ind Machinery, Base Pumps, ECM-305, Pumps - Replace 1-5 HP motor | 1.0346 | 0.15646 | 0.18335 | 6.168e-05 | 2.837e-05 | 0.00024741
2213 | Industrial, Existing, SIC36 Electronics, Base Pumps, ECM-305, Pumps - Replace 1-5 HP motor | 1.0345 | 0.15644 | 0.18335 | 6.581e-05 | 5.288e-05 | 0.00047266
2214 | Industrial, Existing, SIC37 Transp Eqp, Base Pumps, ECM-305, Pumps - Replace 1-5 HP motor | 1.0346 | 0.15645 | 0.18335 | 0.00020515 | 0.000186 | 0.0012756
2215 | Industrial, Existing, SIC38 Instruments, Base Pumps, ECM-305, Pumps - Replace 1-5 HP motor | 1.0345 | 0.15644 | 0.18335 | 0.00034784 | 0.00029285 | 0.0025918
2216 | Industrial, Existing, SIC39/21/31 Misc, Base Pumps, ECM-305, Pumps - Replace 1-5 HP motor | 1.0345 | 0.15644 | 0.18335 | 0.00018004 | 0.00015416 | 0.0014356
2217 | Industrial, Existing, SIC20 Food, Base Pumps, ECM-306, Pumps - ASD (1-5 hp) | 1.0344 | 0.23591 | 0.27653 | 0.0007607 | 0.0058919 | 0.055266
2218 | Industrial, Existing, SIC22-23Textiles, Base Pumps, ECM-306, Pumps - ASD (1-5 hp) | 1.0345 | 0.23594 | 0.27651 | 6.3e-06 | 0.00011579 | 0.00032008
2219 | Industrial, Existing, SIC24-25 Lumber, Base Pumps, ECM-306, Pumps - ASD (1-5 hp) | 1.0344 | 0.23591 | 0.27652 | 2.299e-05 | 0.00019642 | 0.0013457
2220 | Industrial, Existing, SIC26 Paper, Base Pumps, ECM-306, Pumps - ASD (1-5 hp) | 1.0344 | 0.23591 | 0.27654 | 0.00030337 | 0.0025936 | 0.026731
2221 | Industrial, Existing, SIC27 Printing, Base Pumps, ECM-306, Pumps - ASD (1-5 hp) | 1.0344 | 0.23591 | 0.27653 | 4.892e-05 | 0.00032478 | 0.0036058
2222 | Industrial, Existing, SIC28 Chemicals, Base Pumps, ECM-306, Pumps - ASD (1-5 hp) | 1.0343 | 0.23592 | 0.27654 | 0.00020477 | 0.0016374 | 0.02303
2223 | Industrial, Existing, SIC29 Petroleum, Base Pumps, ECM-306, Pumps - ASD (1-5 hp) | 1.0343 | 0.23592 | 0.27655 | 5.5e-06 | 7.218e-05 | 0.0007902
2224 | Industrial, Existing, SIC30 Rubber/Plastics, Base Pumps, ECM-306, Pumps - ASD (1-5 hp) | 1.0344 | 0.23592 | 0.27653 | 1.86e-05 | 0.00018792 | 0.0014899
2225 | Industrial, Existing, SIC32 Stone/Clay/Glass, Base Pumps, ECM-306, Pumps - ASD (1-5 hp) | 1.0344 | 0.23591 | 0.27654 | 0.00050902 | 0.0044297 | 0.044182
2226 | Industrial, Existing, SIC33 Primary Metals, Base Pumps, ECM-306, Pumps - ASD (1-5 hp) | 1.0344 | 0.23591 | 0.27652 | 3.425e-05 | 0.000353 | 0.0021605
2227 | Industrial, Existing, SIC34 Fab Metals, Base Pumps, ECM-306, Pumps - ASD (1-5 hp) | 1.0344 | 0.23592 | 0.27653 | 0.00010521 | 0.0010797 | 0.0073976
2228 | Industrial, Existing, SIC35 Ind Machinery, Base Pumps, ECM-306, Pumps - ASD (1-5 hp) | 1.0344 | 0.23589 | 0.27651 | 1.091e-05 | 5.549e-05 | 0.00048383
2229 | Industrial, Existing, SIC36 Electronics, Base Pumps, ECM-306, Pumps - ASD (1-5 hp) | 1.0344 | 0.23591 | 0.27653 | 1.164e-05 | 0.00010341 | 0.00092442
2230 | Industrial, Existing, SIC37 Transp Eqp, Base Pumps, ECM-306, Pumps - ASD (1-5 hp) | 1.0344 | 0.23591 | 0.27653 | 3.629e-05 | 0.00036376 | 0.0024947
2231 | Industrial, Existing, SIC38 Instruments, Base Pumps, ECM-306, Pumps - ASD (1-5 hp) | 1.0344 | 0.23591 | 0.27653 | 6.152e-05 | 0.00057274 | 0.005069
2232 | Industrial, Existing, SIC39/21/31 Misc, Base Pumps, ECM-306, Pumps - ASD (1-5 hp) | 1.0344 | 0.23592 | 0.27654 | 3.184e-05 | 0.00030151 | 0.0028077
2233 | Industrial, Existing, SIC20 Food, Base Pumps, ECM-307, Pumps - Motor practices-1 (1-5 HP) | 1.0345 | 0.6436 | 0.7543 | 0.011652 | 0.0081623 | 0.076563
2234 | Industrial, Existing, SIC22-23Textiles, Base Pumps, ECM-307, Pumps - Motor practices-1 (1-5 HP) | 1.0348 | 0.64375 | 0.7543 | 9.648e-05 | 0.00016042 | 0.00044345
2235 | Industrial, Existing, SIC24-25 Lumber, Base Pumps, ECM-307, Pumps - Motor practices-1 (1-5 HP) | 1.0346 | 0.64364 | 0.7543 | 0.00035223 | 0.00027211 | 0.0018643
2236 | Industrial, Existing, SIC26 Paper, Base Pumps, ECM-307, Pumps - Motor practices-1 (1-5 HP) | 1.0345 | 0.64357 | 0.7543 | 0.0046469 | 0.0035929 | 0.037031
2237 | Industrial, Existing, SIC27 Printing, Base Pumps, ECM-307, Pumps - Motor practices-1 (1-5 HP) | 1.0345 | 0.64359 | 0.7543 | 0.00074927 | 0.00044994 | 0.0049953
2238 | Industrial, Existing, SIC28 Chemicals, Base Pumps, ECM-307, Pumps - Motor practices-1 (1-5 HP) | 1.0344 | 0.64354 | 0.7543 | 0.0031366 | 0.0022683 | 0.031903
2239 | Industrial, Existing, SIC29 Petroleum, Base Pumps, ECM-307, Pumps - Motor practices-1 (1-5 HP) | 1.0344 | 0.64354 | 0.7543 | 8.423e-05 | 9.999e-05 | 0.0010946
2240 | Industrial, Existing, SIC30 Rubber/Plastics, Base Pumps, ECM-307, Pumps - Motor practices-1 (1-5 HP) | 1.0345 | 0.6436 | 0.7543 | 0.00028498 | 0.00026034 | 0.002064
2241 | Industrial, Existing, SIC32 Stone/Clay/Glass, Base Pumps, ECM-307, Pumps - Motor practices-1 (1-5 HP) | 1.0345 | 0.64358 | 0.7543 | 0.0077971 | 0.0061365 | 0.061206
2242 | Industrial, Existing, SIC33 Primary Metals, Base Pumps, ECM-307, Pumps - Motor practices-1 (1-5 HP) | 1.0346 | 0.64364 | 0.7543 | 0.00052462 | 0.00048903 | 0.0029931
2243 | Industrial, Existing, SIC34 Fab Metals, Base Pumps, ECM-307, Pumps - Motor practices-1 (1-5 HP) | 1.0345 | 0.64362 | 0.7543 | 0.0016116 | 0.0014957 | 0.010248
2244 | Industrial, Existing, SIC35 Ind Machinery, Base Pumps, ECM-307, Pumps - Motor practices-1 (1-5 HP) | 1.0346 | 0.64367 | 0.75431 | 0.00016711 | 7.688e-05 | 0.00067034
2245 | Industrial, Existing, SIC36 Electronics, Base Pumps, ECM-307, Pumps - Motor practices-1 (1-5 HP) | 1.0345 | 0.64359 | 0.7543 | 0.00017831 | 0.00014326 | 0.0012806
2246 | Industrial, Existing, SIC37 Transp Eqp, Base Pumps, ECM-307, Pumps - Motor practices-1 (1-5 HP) | 1.0346 | 0.64362 | 0.7543 | 0.00055582 | 0.00050394 | 0.003456
2247 | Industrial, Existing, SIC38 Instruments, Base Pumps, ECM-307, Pumps - Motor practices-1 (1-5 HP) | 1.0345 | 0.64359 | 0.7543 | 0.00094242 | 0.00079343 | 0.0070222
2248 | Industrial, Existing, SIC39/21/31 Misc, Base Pumps, ECM-307, Pumps - Motor practices-1 (1-5 HP) | 1.0345 | 0.64358 | 0.7543 | 0.00048779 | 0.00041769 | 0.0038896
2249 | Industrial, Existing, SIC20 Food, Base Pumps, ECM-308, Pumps - Replace 6-100 HP motor | 1.0345 | 0.24405 | 0.32343 | 0.039334 | 0.027553 | 0.25845
2250 | Industrial, Existing, SIC22-23Textiles, Base Pumps, ECM-308, Pumps - Replace 6-100 HP motor | 1.0348 | 0.2441 | 0.32343 | 0.00032567 | 0.00054153 | 0.0014969
2251 | Industrial, Existing, SIC24-25 Lumber, Base Pumps, ECM-308, Pumps - Replace 6-100 HP motor | 1.0346 | 0.24407 | 0.32343 | 0.001189 | 0.00091856 | 0.0062931
2252 | Industrial, Existing, SIC26 Paper, Base Pumps, ECM-308, Pumps - Replace 6-100 HP motor | 1.0345 | 0.24404 | 0.32343 | 0.015686 | 0.012128 | 0.125
2253 | Industrial, Existing, SIC27 Printing, Base Pumps, ECM-308, Pumps - Replace 6-100 HP motor | 1.0345 | 0.24405 | 0.32343 | 0.0025293 | 0.0015188 | 0.016862
2254 | Industrial, Existing, SIC28 Chemicals, Base Pumps, ECM-308, Pumps - Replace 6-100 HP motor | 1.0344 | 0.24403 | 0.32343 | 0.010588 | 0.007657 | 0.10769
2255 | Industrial, Existing, SIC29 Petroleum, Base Pumps, ECM-308, Pumps - Replace 6-100 HP motor | 1.0344 | 0.24403 | 0.32343 | 0.00028434 | 0.00033751 | 0.003695
2256 | Industrial, Existing, SIC30 Rubber/Plastics, Base Pumps, ECM-308, Pumps - Replace 6-100 HP motor | 1.0345 | 0.24405 | 0.32343 | 0.00096198 | 0.0008788 | 0.0069671
2257 | Industrial, Existing, SIC32 Stone/Clay/Glass, Base Pumps, ECM-308, Pumps - Replace 6-100 HP motor | 1.0345 | 0.24404 | 0.32343 | 0.02632 | 0.020714 | 0.20661
2258 | Industrial, Existing, SIC33 Primary Metals, Base Pumps, ECM-308, Pumps - Replace 6-100 HP motor | 1.0346 | 0.24406 | 0.32343 | 0.0017709 | 0.0016508 | 0.010104
2259 | Industrial, Existing, SIC34 Fab Metals, Base Pumps, ECM-308, Pumps - Replace 6-100 HP motor | 1.0345 | 0.24406 | 0.32343 | 0.0054401 | 0.0050491 | 0.034594
2260 | Industrial, Existing, SIC35 Ind Machinery, Base Pumps, ECM-308, Pumps - Replace 6-100 HP motor | 1.0346 | 0.24408 | 0.32343 | 0.00056411 | 0.0002595 | 0.0022628
2261 | Industrial, Existing, SIC36 Electronics, Base Pumps, ECM-308, Pumps - Replace 6-100 HP motor | 1.0345 | 0.24405 | 0.32343 | 0.00060192 | 0.0004836 | 0.0043229
2262 | Industrial, Existing, SIC37 Transp Eqp, Base Pumps, ECM-308, Pumps - Replace 6-100 HP motor | 1.0346 | 0.24406 | 0.32343 | 0.0018762 | 0.0017011 | 0.011666
2263 | Industrial, Existing, SIC38 Instruments, Base Pumps, ECM-308, Pumps - Replace 6-100 HP motor | 1.0345 | 0.24405 | 0.32343 | 0.0031812 | 0.0026783 | 0.023704
2264 | Industrial, Existing, SIC39/21/31 Misc, Base Pumps, ECM-308, Pumps - Replace 6-100 HP motor | 1.0345 | 0.24404 | 0.32343 | 0.0016466 | 0.00141 | 0.01313
2265 | Industrial, Existing, SIC20 Food, Base Pumps, ECM-309, Pumps - ASD (6-100 hp) | 1.0344 | 8.0156 | 10.6244 | 0.014817 | 0.11476 | 1.0765
2266 | Industrial, Existing, SIC22-23Textiles, Base Pumps, ECM-309, Pumps - ASD (6-100 hp) | 1.0345 | 8.0164 | 10.6237 | 0.00012268 | 0.0022554 | 0.0062346
2267 | Industrial, Existing, SIC24-25 Lumber, Base Pumps, ECM-309, Pumps - ASD (6-100 hp) | 1.0344 | 8.0155 | 10.624 | 0.00044789 | 0.0038258 | 0.026211
2268 | Industrial, Existing, SIC26 Paper, Base Pumps, ECM-309, Pumps - ASD (6-100 hp) | 1.0344 | 8.0157 | 10.6246 | 0.005909 | 0.050518 | 0.52067
2269 | Industrial, Existing, SIC27 Printing, Base Pumps, ECM-309, Pumps - ASD (6-100 hp) | 1.0344 | 8.0155 | 10.6244 | 0.00095277 | 0.0063262 | 0.070235
2270 | Industrial, Existing, SIC28 Chemicals, Base Pumps, ECM-309, Pumps - ASD (6-100 hp) | 1.0343 | 8.0158 | 10.6249 | 0.0039885 | 0.031894 | 0.44858
2271 | Industrial, Existing, SIC29 Petroleum, Base Pumps, ECM-309, Pumps - ASD (6-100 hp) | 1.0343 | 8.016 | 10.6251 | 0.00010711 | 0.0014059 | 0.015392
2272 | Industrial, Existing, SIC30 Rubber/Plastics, Base Pumps, ECM-309, Pumps - ASD (6-100 hp) | 1.0344 | 8.0158 | 10.6245 | 0.00036238 | 0.0036604 | 0.02902
2273 | Industrial, Existing, SIC32 Stone/Clay/Glass, Base Pumps, ECM-309, Pumps - ASD (6-100 hp) | 1.0344 | 8.0157 | 10.6246 | 0.0099148 | 0.086282 | 0.86058
2274 | Industrial, Existing, SIC33 Primary Metals, Base Pumps, ECM-309, Pumps - ASD (6-100 hp) | 1.0344 | 8.0157 | 10.6241 | 0.0006671 | 0.0068757 | 0.042083
2275 | Industrial, Existing, SIC34 Fab Metals, Base Pumps, ECM-309, Pumps - ASD (6-100 hp) | 1.0344 | 8.0158 | 10.6243 | 0.0020493 | 0.02103 | 0.14409
2276 | Industrial, Existing, SIC35 Ind Machinery, Base Pumps, ECM-309, Pumps - ASD (6-100 hp) | 1.0344 | 8.015 | 10.6234 | 0.0002125 | 0.0010808 | 0.0094241
2277 | Industrial, Existing, SIC36 Electronics, Base Pumps, ECM-309, Pumps - ASD (6-100 hp) | 1.0344 | 8.0157 | 10.6245 | 0.00022674 | 0.0020143 | 0.018006
2278 | Industrial, Existing, SIC37 Transp Eqp, Base Pumps, ECM-309, Pumps - ASD (6-100 hp) | 1.0344 | 8.0157 | 10.6243 | 0.00070678 | 0.0070854 | 0.048592
2279 | Industrial, Existing, SIC38 Instruments, Base Pumps, ECM-309, Pumps - ASD (6-100 hp) | 1.0344 | 8.0157 | 10.6245 | 0.0011984 | 0.011156 | 0.098734
2280 | Industrial, Existing, SIC39/21/31 Misc, Base Pumps, ECM-309, Pumps - ASD (6-100 hp) | 1.0344 | 8.0158 | 10.6246 | 0.00062027 | 0.0058729 | 0.054689
2281 | Industrial, Existing, SIC20 Food, Base Pumps, ECM-310, Pumps - Motor practices-1 (6-100 HP) | 1.0345 | 0.95534 | 1.2661 | 0.044099 | 0.030891 | 0.28976
2282 | Industrial, Existing, SIC22-23Textiles, Base Pumps, ECM-310, Pumps - Motor practices-1 (6-100 HP) | 1.0348 | 0.95556 | 1.2661 | 0.00036512 | 0.00060714 | 0.0016783
2283 | Industrial, Existing, SIC24-25 Lumber, Base Pumps, ECM-310, Pumps - Motor practices-1 (6-100 HP) | 1.0346 | 0.9554 | 1.2661 | 0.001333 | 0.0010298 | 0.0070554
2284 | Industrial, Existing, SIC26 Paper, Base Pumps, ECM-310, Pumps - Motor practices-1 (6-100 HP) | 1.0345 | 0.95531 | 1.2661 | 0.017587 | 0.013598 | 0.14015
2285 | Industrial, Existing, SIC27 Printing, Base Pumps, ECM-310, Pumps - Motor practices-1 (6-100 HP) | 1.0345 | 0.95533 | 1.2661 | 0.0028357 | 0.0017028 | 0.018905
2286 | Industrial, Existing, SIC28 Chemicals, Base Pumps, ECM-310, Pumps - Motor practices-1 (6-100 HP) | 1.0344 | 0.95526 | 1.2661 | 0.01187 | 0.0085846 | 0.12074
2287 | Industrial, Existing, SIC29 Petroleum, Base Pumps, ECM-310, Pumps - Motor practices-1 (6-100 HP) | 1.0344 | 0.95525 | 1.2661 | 0.00031878 | 0.0003784 | 0.0041427
2288 | Industrial, Existing, SIC30 Rubber/Plastics, Base Pumps, ECM-310, Pumps - Motor practices-1 (6-100 HP) | 1.0345 | 0.95534 | 1.2661 | 0.0010785 | 0.00098525 | 0.0078111
2289 | Industrial, Existing, SIC32 Stone/Clay/Glass, Base Pumps, ECM-310, Pumps - Motor practices-1 (6-100 HP) | 1.0345 | 0.95531 | 1.2661 | 0.029509 | 0.023224 | 0.23164
2290 | Industrial, Existing, SIC33 Primary Metals, Base Pumps, ECM-310, Pumps - Motor practices-1 (6-100 HP) | 1.0346 | 0.9554 | 1.2661 | 0.0019855 | 0.0018508 | 0.011328
2291 | Industrial, Existing, SIC34 Fab Metals, Base Pumps, ECM-310, Pumps - Motor practices-1 (6-100 HP) | 1.0345 | 0.95537 | 1.2661 | 0.0060991 | 0.0056607 | 0.038785
2292 | Industrial, Existing, SIC35 Ind Machinery, Base Pumps, ECM-310, Pumps - Motor practices-1 (6-100 HP) | 1.0346 | 0.95545 | 1.2661 | 0.00063245 | 0.00029094 | 0.0025369
2293 | Industrial, Existing, SIC36 Electronics, Base Pumps, ECM-310, Pumps - Motor practices-1 (6-100 HP) | 1.0345 | 0.95533 | 1.2661 | 0.00067484 | 0.00054218 | 0.0048466
2294 | Industrial, Existing, SIC37 Transp Eqp, Base Pumps, ECM-310, Pumps - Motor practices-1 (6-100 HP) | 1.0346 | 0.95537 | 1.2661 | 0.0021035 | 0.0019072 | 0.01308
2295 | Industrial, Existing, SIC38 Instruments, Base Pumps, ECM-310, Pumps - Motor practices-1 (6-100 HP) | 1.0345 | 0.95533 | 1.2661 | 0.0035666 | 0.0030028 | 0.026576
2296 | Industrial, Existing, SIC39/21/31 Misc, Base Pumps, ECM-310, Pumps - Motor practices-1 (6-100 HP) | 1.0345 | 0.95531 | 1.2661 | 0.0018461 | 0.0015808 | 0.01472
2297 | Industrial, Existing, SIC20 Food, Base Pumps, ECM-311, Pumps - Replace 100+ HP motor | 1.0345 | 0.45991 | 0.71189 | 0.035938 | 0.025174 | 0.23614
2298 | Industrial, Existing, SIC22-23Textiles, Base Pumps, ECM-311, Pumps - Replace 100+ HP motor | 1.0348 | 0.46002 | 0.7119 | 0.00029756 | 0.00049478 | 0.0013677
2299 | Industrial, Existing, SIC24-25 Lumber, Base Pumps, ECM-311, Pumps - Replace 100+ HP motor | 1.0346 | 0.45994 | 0.7119 | 0.0010864 | 0.00083926 | 0.0057498
2300 | Industrial, Existing, SIC26 Paper, Base Pumps, ECM-311, Pumps - Replace 100+ HP motor | 1.0345 | 0.4599 | 0.71189 | 0.014332 | 0.011081 | 0.11421
2301 | Industrial, Existing, SIC27 Printing, Base Pumps, ECM-311, Pumps - Replace 100+ HP motor | 1.0345 | 0.45991 | 0.71189 | 0.0023109 | 0.0013877 | 0.015407
2302 | Industrial, Existing, SIC28 Chemicals, Base Pumps, ECM-311, Pumps - Replace 100+ HP motor | 1.0344 | 0.45987 | 0.71189 | 0.0096738 | 0.006996 | 0.098396
2303 | Industrial, Existing, SIC29 Petroleum, Base Pumps, ECM-311, Pumps - Replace 100+ HP motor | 1.0344 | 0.45987 | 0.71189 | 0.00025979 | 0.00030838 | 0.003376
2304 | Industrial, Existing, SIC30 Rubber/Plastics, Base Pumps, ECM-311, Pumps - Replace 100+ HP motor | 1.0345 | 0.45991 | 0.71189 | 0.00087893 | 0.00080293 | 0.0063657
2305 | Industrial, Existing, SIC32 Stone/Clay/Glass, Base Pumps, ECM-311, Pumps - Replace 100+ HP motor | 1.0345 | 0.4599 | 0.71189 | 0.024048 | 0.018926 | 0.18877
2306 | Industrial, Existing, SIC33 Primary Metals, Base Pumps, ECM-311, Pumps - Replace 100+ HP motor | 1.0346 | 0.45994 | 0.71189 | 0.001618 | 0.0015083 | 0.0092314
2307 | Industrial, Existing, SIC34 Fab Metals, Base Pumps, ECM-311, Pumps - Replace 100+ HP motor | 1.0345 | 0.45993 | 0.71189 | 0.0049704 | 0.0046132 | 0.031608
2308 | Industrial, Existing, SIC35 Ind Machinery, Base Pumps, ECM-311, Pumps - Replace 100+ HP motor | 1.0346 | 0.45997 | 0.7119 | 0.00051541 | 0.0002371 | 0.0020675
2309 | Industrial, Existing, SIC36 Electronics, Base Pumps, ECM-311, Pumps - Replace 100+ HP motor | 1.0345 | 0.45991 | 0.71189 | 0.00054996 | 0.00044185 | 0.0039497
2310 | Industrial, Existing, SIC37 Transp Eqp, Base Pumps, ECM-311, Pumps - Replace 100+ HP motor | 1.0346 | 0.45993 | 0.71189 | 0.0017143 | 0.0015543 | 0.010659
2311 | Industrial, Existing, SIC38 Instruments, Base Pumps, ECM-311, Pumps - Replace 100+ HP motor | 1.0345 | 0.45991 | 0.71189 | 0.0029066 | 0.0024471 | 0.021658
2312 | Industrial, Existing, SIC39/21/31 Misc, Base Pumps, ECM-311, Pumps - Replace 100+ HP motor | 1.0345 | 0.4599 | 0.71189 | 0.0015045 | 0.0012882 | 0.011996
2313 | Industrial, Existing, SIC20 Food, Base Pumps, ECM-312, Pumps - ASD (100+ hp) | 1.0344 | 1.7614 | 2.7268 | 0.019761 | 0.15305 | 1.4356
2314 | Industrial, Existing, SIC22-23Textiles, Base Pumps, ECM-312, Pumps - ASD (100+ hp) | 1.0345 | 1.7616 | 2.7267 | 0.00016361 | 0.0030079 | 0.0083146
2315 | Industrial, Existing, SIC24-25 Lumber, Base Pumps, ECM-312, Pumps - ASD (100+ hp) | 1.0344 | 1.7614 | 2.7268 | 0.00059733 | 0.0051022 | 0.034956
2316 | Industrial, Existing, SIC26 Paper, Base Pumps, ECM-312, Pumps - ASD (100+ hp) | 1.0344 | 1.7614 | 2.7269 | 0.0078805 | 0.067372 | 0.69439
2317 | Industrial, Existing, SIC27 Printing, Base Pumps, ECM-312, Pumps - ASD (100+ hp) | 1.0344 | 1.7614 | 2.7268 | 0.0012706 | 0.0084368 | 0.093667
2318 | Industrial, Existing, SIC28 Chemicals, Base Pumps, ECM-312, Pumps - ASD (100+ hp) | 1.0343 | 1.7614 | 2.727 | 0.0053191 | 0.042535 | 0.59824
2319 | Industrial, Existing, SIC29 Petroleum, Base Pumps, ECM-312, Pumps - ASD (100+ hp) | 1.0343 | 1.7615 | 2.727 | 0.00014285 | 0.001875 | 0.020527
2320 | Industrial, Existing, SIC30 Rubber/Plastics, Base Pumps, ECM-312, Pumps - ASD (100+ hp) | 1.0344 | 1.7614 | 2.7269 | 0.00048328 | 0.0048816 | 0.038702
2321 | Industrial, Existing, SIC32 Stone/Clay/Glass, Base Pumps, ECM-312, Pumps - ASD (100+ hp) | 1.0344 | 1.7614 | 2.7269 | 0.013223 | 0.11507 | 1.1477
2322 | Industrial, Existing, SIC33 Primary Metals, Base Pumps, ECM-312, Pumps - ASD (100+ hp) | 1.0344 | 1.7614 | 2.7268 | 0.00088967 | 0.0091697 | 0.056123
2323 | Industrial, Existing, SIC34 Fab Metals, Base Pumps, ECM-312, Pumps - ASD (100+ hp) | 1.0344 | 1.7614 | 2.7268 | 0.002733 | 0.028047 | 0.19217
2324 | Industrial, Existing, SIC35 Ind Machinery, Base Pumps, ECM-312, Pumps - ASD (100+ hp) | 1.0344 | 1.7613 | 2.7266 | 0.0002834 | 0.0014414 | 0.012568
2325 | Industrial, Existing, SIC36 Electronics, Base Pumps, ECM-312, Pumps - ASD (100+ hp) | 1.0344 | 1.7614 | 2.7269 | 0.00030239 | 0.0026863 | 0.024013
2326 | Industrial, Existing, SIC37 Transp Eqp, Base Pumps, ECM-312, Pumps - ASD (100+ hp) | 1.0344 | 1.7614 | 2.7268 | 0.00094258 | 0.0094493 | 0.064803
2327 | Industrial, Existing, SIC38 Instruments, Base Pumps, ECM-312, Pumps - ASD (100+ hp) | 1.0344 | 1.7614 | 2.7269 | 0.0015982 | 0.014878 | 0.13167
2328 | Industrial, Existing, SIC39/21/31 Misc, Base Pumps, ECM-312, Pumps - ASD (100+ hp) | 1.0344 | 1.7614 | 2.7269 | 0.00082722 | 0.0078323 | 0.072935
2329 | Industrial, Existing, SIC20 Food, Base Pumps, ECM-313, Pumps - Motor practices-1 (100+ HP) | 1.0345 | 0.9213 | 1.4261 | 0.04539 | 0.031795 | 0.29824
2330 | Industrial, Existing, SIC22-23Textiles, Base Pumps, ECM-313, Pumps - Motor practices-1 (100+ HP) | 1.0348 | 0.92152 | 1.4261 | 0.00037581 | 0.00062491 | 0.0017274
2331 | Industrial, Existing, SIC24-25 Lumber, Base Pumps, ECM-313, Pumps - Motor practices-1 (100+ HP) | 1.0346 | 0.92136 | 1.4261 | 0.0013721 | 0.00106 | 0.0072619
2332 | Industrial, Existing, SIC26 Paper, Base Pumps, ECM-313, Pumps - Motor practices-1 (100+ HP) | 1.0345 | 0.92127 | 1.4261 | 0.018101 | 0.013995 | 0.14425
2333 | Industrial, Existing, SIC27 Printing, Base Pumps, ECM-313, Pumps - Motor practices-1 (100+ HP) | 1.0345 | 0.92129 | 1.4261 | 0.0029187 | 0.0017526 | 0.019458
2334 | Industrial, Existing, SIC28 Chemicals, Base Pumps, ECM-313, Pumps - Motor practices-1 (100+ HP) | 1.0344 | 0.92123 | 1.4261 | 0.012218 | 0.0088358 | 0.12427
2335 | Industrial, Existing, SIC29 Petroleum, Base Pumps, ECM-313, Pumps - Motor practices-1 (100+ HP) | 1.0344 | 0.92122 | 1.4261 | 0.00032812 | 0.00038948 | 0.0042639
2336 | Industrial, Existing, SIC30 Rubber/Plastics, Base Pumps, ECM-313, Pumps - Motor practices-1 (100+ HP) | 1.0345 | 0.9213 | 1.4261 | 0.0011101 | 0.0010141 | 0.0080398
2337 | Industrial, Existing, SIC32 Stone/Clay/Glass, Base Pumps, ECM-313, Pumps - Motor practices-1 (100+ HP) | 1.0345 | 0.92127 | 1.4261 | 0.030372 | 0.023904 | 0.23842
2338 | Industrial, Existing, SIC33 Primary Metals, Base Pumps, ECM-313, Pumps - Motor practices-1 (100+ HP) | 1.0346 | 0.92136 | 1.4261 | 0.0020436 | 0.001905 | 0.011659
2339 | Industrial, Existing, SIC34 Fab Metals, Base Pumps, ECM-313, Pumps - Motor practices-1 (100+ HP) | 1.0345 | 0.92133 | 1.4261 | 0.0062776 | 0.0058264 | 0.039921
2340 | Industrial, Existing, SIC35 Ind Machinery, Base Pumps, ECM-313, Pumps - Motor practices-1 (100+ HP) | 1.0346 | 0.92141 | 1.4261 | 0.00065096 | 0.00029945 | 0.0026112
2341 | Industrial, Existing, SIC36 Electronics, Base Pumps, ECM-313, Pumps - Motor practices-1 (100+ HP) | 1.0345 | 0.92129 | 1.4261 | 0.00069459 | 0.00055805 | 0.0049884
2342 | Industrial, Existing, SIC37 Transp Eqp, Base Pumps, ECM-313, Pumps - Motor practices-1 (100+ HP) | 1.0346 | 0.92133 | 1.4261 | 0.0021651 | 0.001963 | 0.013462
2343 | Industrial, Existing, SIC38 Instruments, Base Pumps, ECM-313, Pumps - Motor practices-1 (100+ HP) | 1.0345 | 0.92129 | 1.4261 | 0.003671 | 0.0030907 | 0.027354
2344 | Industrial, Existing, SIC39/21/31 Misc, Base Pumps, ECM-313, Pumps - Motor practices-1 (100+ HP) | 1.0345 | 0.92127 | 1.4261 | 0.0019001 | 0.001627 | 0.015151
2345 | Industrial, Existing, SIC20 Food, Base Drives, ECM-401, Bakery - Process (Mixing) - O&M | 1.0345 | 6.64 | 8.7997 | 0.54707 | 0.38321 | 3.5946
2346 | Industrial, Existing, SIC22-23Textiles, Base Drives, ECM-401, Bakery - Process (Mixing) - O&M | . | 99999 | 99999 | 0 | 0 | 0
2347 | Industrial, Existing, SIC24-25 Lumber, Base Drives, ECM-401, Bakery - Process (Mixing) - O&M | . | 99999 | 99999 | 0 | 0 | 0
2348 | Industrial, Existing, SIC26 Paper, Base Drives, ECM-401, Bakery - Process (Mixing) - O&M | . | 99999 | 99999 | 0 | 0 | 0
2349 | Industrial, Existing, SIC27 Printing, Base Drives, ECM-401, Bakery - Process (Mixing) - O&M | . | 99999 | 99999 | 0 | 0 | 0
2350 | Industrial, Existing, SIC28 Chemicals, Base Drives, ECM-401, Bakery - Process (Mixing) - O&M | . | 99999 | 99999 | 0 | 0 | 0
2351 | Industrial, Existing, SIC29 Petroleum, Base Drives, ECM-401, Bakery - Process (Mixing) - O&M | . | 99999 | 99999 | 0 | 0 | 0
2352 | Industrial, Existing, SIC30 Rubber/Plastics, Base Drives, ECM-401, Bakery - Process (Mixing) - O&M | . | 99999 | 99999 | 0 | 0 | 0
2353 | Industrial, Existing, SIC32 Stone/Clay/Glass, Base Drives, ECM-401, Bakery - Process (Mixing) - O&M | . | 99999 | 99999 | 0 | 0 | 0
2354 | Industrial, Existing, SIC33 Primary Metals, Base Drives, ECM-401, Bakery - Process (Mixing) - O&M | . | 99999 | 99999 | 0 | 0 | 0
2355 | Industrial, Existing, SIC34 Fab Metals, Base Drives, ECM-401, Bakery - Process (Mixing) - O&M | . | 99999 | 99999 | 0 | 0 | 0
2356 | Industrial, Existing, SIC35 Ind Machinery, Base Drives, ECM-401, Bakery - Process (Mixing) - O&M | . | 99999 | 99999 | 0 | 0 | 0
2357 | Industrial, Existing, SIC36 Electronics, Base Drives, ECM-401, Bakery - Process (Mixing) - O&M | . | 99999 | 99999 | 0 | 0 | 0
2358 | Industrial, Existing, SIC37 Transp Eqp, Base Drives, ECM-401, Bakery - Process (Mixing) - O&M | . | 99999 | 99999 | 0 | 0 | 0
2359 | Industrial, Existing, SIC38 Instruments, Base Drives, ECM-401, Bakery - Process (Mixing) - O&M | . | 99999 | 99999 | 0 | 0 | 0
2360 | Industrial, Existing, SIC39/21/31 Misc, Base Drives, ECM-401, Bakery - Process (Mixing) - O&M | . | 99999 | 99999 | 0 | 0 | 0
2361 | Industrial, Existing, SIC20 Food, Base Heating , ECM-501, Bakery - Process | 1.0345 | 4.6698 | 5.2867 | 0.14417 | 0.10099 | 0.94726
2362 | Industrial, Existing, SIC22-23Textiles, Base Heating , ECM-501, Bakery - Process | . | 99999 | 99999 | 0 | 0 | 0
2363 | Industrial, Existing, SIC24-25 Lumber, Base Heating , ECM-501, Bakery - Process | . | 99999 | 99999 | 0 | 0 | 0
2364 | Industrial, Existing, SIC26 Paper, Base Heating , ECM-501, Bakery - Process | . | 99999 | 99999 | 0 | 0 | 0
2365 | Industrial, Existing, SIC27 Printing, Base Heating , ECM-501, Bakery - Process | . | 99999 | 99999 | 0 | 0 | 0
2366 | Industrial, Existing, SIC28 Chemicals, Base Heating , ECM-501, Bakery - Process | . | 99999 | 99999 | 0 | 0 | 0
2367 | Industrial, Existing, SIC29 Petroleum, Base Heating , ECM-501, Bakery - Process | . | 99999 | 99999 | 0 | 0 | 0
2368 | Industrial, Existing, SIC30 Rubber/Plastics, Base Heating , ECM-501, Bakery - Process | . | 99999 | 99999 | 0 | 0 | 0
2369 | Industrial, Existing, SIC32 Stone/Clay/Glass, Base Heating , ECM-501, Bakery - Process | . | 99999 | 99999 | 0 | 0 | 0
2370 | Industrial, Existing, SIC33 Primary Metals, Base Heating , ECM-501, Bakery - Process | . | 99999 | 99999 | 0 | 0 | 0
2371 | Industrial, Existing, SIC34 Fab Metals, Base Heating , ECM-501, Bakery - Process | . | 99999 | 99999 | 0 | 0 | 0
2372 | Industrial, Existing, SIC35 Ind Machinery, Base Heating , ECM-501, Bakery - Process | . | 99999 | 99999 | 0 | 0 | 0
2373 | Industrial, Existing, SIC36 Electronics, Base Heating , ECM-501, Bakery - Process | . | 99999 | 99999 | 0 | 0 | 0
2374 | Industrial, Existing, SIC37 Transp Eqp, Base Heating , ECM-501, Bakery - Process | . | 99999 | 99999 | 0 | 0 | 0
2375 | Industrial, Existing, SIC38 Instruments, Base Heating , ECM-501, Bakery - Process | . | 99999 | 99999 | 0 | 0 | 0
2376 | Industrial, Existing, SIC39/21/31 Misc, Base Heating , ECM-501, Bakery - Process | . | 99999 | 99999 | 0 | 0 | 0
2377 | Industrial, Existing, SIC20 Food, Base Refrigeration, ECM-551, Efficient Refrigeration - Operations | 1.0345 | 5.9059 | 7.8267 | 0.44544 | 0.18722 | 2.3415
2378 | Industrial, Existing, SIC22-23Textiles, Base Refrigeration, ECM-551, Efficient Refrigeration - Operations | . | 99999 | 99999 | 0 | 0 | 0
2379 | Industrial, Existing, SIC24-25 Lumber, Base Refrigeration, ECM-551, Efficient Refrigeration - Operations | . | 99999 | 99999 | 0 | 0 | 0
2380 | Industrial, Existing, SIC26 Paper, Base Refrigeration, ECM-551, Efficient Refrigeration - Operations | . | 99999 | 99999 | 0 | 0 | 0
2381 | Industrial, Existing, SIC27 Printing, Base Refrigeration, ECM-551, Efficient Refrigeration - Operations | . | 99999 | 99999 | 0 | 0 | 0
2382 | Industrial, Existing, SIC28 Chemicals, Base Refrigeration, ECM-551, Efficient Refrigeration - Operations | . | 99999 | 99999 | 0 | 0 | 0
2383 | Industrial, Existing, SIC29 Petroleum, Base Refrigeration, ECM-551, Efficient Refrigeration - Operations | . | 99999 | 99999 | 0 | 0 | 0
2384 | Industrial, Existing, SIC30 Rubber/Plastics, Base Refrigeration, ECM-551, Efficient Refrigeration - Operations | . | 99999 | 99999 | 0 | 0 | 0
2385 | Industrial, Existing, SIC32 Stone/Clay/Glass, Base Refrigeration, ECM-551, Efficient Refrigeration - Operations | . | 99999 | 99999 | 0 | 0 | 0
2386 | Industrial, Existing, SIC33 Primary Metals, Base Refrigeration, ECM-551, Efficient Refrigeration - Operations | . | 99999 | 99999 | 0 | 0 | 0
2387 | Industrial, Existing, SIC34 Fab Metals, Base Refrigeration, ECM-551, Efficient Refrigeration - Operations | . | 99999 | 99999 | 0 | 0 | 0
2388 | Industrial, Existing, SIC35 Ind Machinery, Base Refrigeration, ECM-551, Efficient Refrigeration - Operations | . | 99999 | 99999 | 0 | 0 | 0
2389 | Industrial, Existing, SIC36 Electronics, Base Refrigeration, ECM-551, Efficient Refrigeration - Operations | . | 99999 | 99999 | 0 | 0 | 0
2390 | Industrial, Existing, SIC37 Transp Eqp, Base Refrigeration, ECM-551, Efficient Refrigeration - Operations | . | 99999 | 99999 | 0 | 0 | 0
2391 | Industrial, Existing, SIC38 Instruments, Base Refrigeration, ECM-551, Efficient Refrigeration - Operations | . | 99999 | 99999 | 0 | 0 | 0
2392 | Industrial, Existing, SIC39/21/31 Misc, Base Refrigeration, ECM-551, Efficient Refrigeration - Operations | . | 99999 | 99999 | 0 | 0 | 0
2393 | Industrial, Existing, SIC20 Food, Base Refrigeration, ECM-552, Optimization Refrigeration | 1.0345 | 1.3849 | 1.5678 | 0.7702 | 0.32371 | 4.0485
2394 | Industrial, Existing, SIC22-23Textiles, Base Refrigeration, ECM-552, Optimization Refrigeration | . | 99999 | 99999 | 0 | 0 | 0
2395 | Industrial, Existing, SIC24-25 Lumber, Base Refrigeration, ECM-552, Optimization Refrigeration | . | 99999 | 99999 | 0 | 0 | 0
2396 | Industrial, Existing, SIC26 Paper, Base Refrigeration, ECM-552, Optimization Refrigeration | . | 99999 | 99999 | 0 | 0 | 0
2397 | Industrial, Existing, SIC27 Printing, Base Refrigeration, ECM-552, Optimization Refrigeration | . | 99999 | 99999 | 0 | 0 | 0
2398 | Industrial, Existing, SIC28 Chemicals, Base Refrigeration, ECM-552, Optimization Refrigeration | . | 99999 | 99999 | 0 | 0 | 0
2399 | Industrial, Existing, SIC29 Petroleum, Base Refrigeration, ECM-552, Optimization Refrigeration | . | 99999 | 99999 | 0 | 0 | 0
2400 | Industrial, Existing, SIC30 Rubber/Plastics, Base Refrigeration, ECM-552, Optimization Refrigeration | . | 99999 | 99999 | 0 | 0 | 0
2401 | Industrial, Existing, SIC32 Stone/Clay/Glass, Base Refrigeration, ECM-552, Optimization Refrigeration | . | 99999 | 99999 | 0 | 0 | 0
2402 | Industrial, Existing, SIC33 Primary Metals, Base Refrigeration, ECM-552, Optimization Refrigeration | . | 99999 | 99999 | 0 | 0 | 0
2403 | Industrial, Existing, SIC34 Fab Metals, Base Refrigeration, ECM-552, Optimization Refrigeration | . | 99999 | 99999 | 0 | 0 | 0
2404 | Industrial, Existing, SIC35 Ind Machinery, Base Refrigeration, ECM-552, Optimization Refrigeration | . | 99999 | 99999 | 0 | 0 | 0
2405 | Industrial, Existing, SIC36 Electronics, Base Refrigeration, ECM-552, Optimization Refrigeration | . | 99999 | 99999 | 0 | 0 | 0
2406 | Industrial, Existing, SIC37 Transp Eqp, Base Refrigeration, ECM-552, Optimization Refrigeration | . | 99999 | 99999 | 0 | 0 | 0
2407 | Industrial, Existing, SIC38 Instruments, Base Refrigeration, ECM-552, Optimization Refrigeration | . | 99999 | 99999 | 0 | 0 | 0
2408 | Industrial, Existing, SIC39/21/31 Misc, Base Refrigeration, ECM-552, Optimization Refrigeration | . | 99999 | 99999 | 0 | 0 | 0
2409 | Industrial, Existing, SIC20 Food, Base Centrifugal Chiller, 0.58 kW/ton, 500 tons, ECM-701, Centrifugal Chiller, 0.51 kW/ton, 500 tons | 1.0343 | 0.65342 | 0.63174 | 0.01316 | 0.0023041 | 0.34581
2410 | Industrial, Existing, SIC22-23Textiles, Base Centrifugal Chiller, 0.58 kW/ton, 500 tons, ECM-701, Centrifugal Chiller, 0.51 kW/ton, 500 tons | 1.0344 | 0.65336 | 0.63166 | 0.00054749 | 0.00022753 | 0.010063
2411 | Industrial, Existing, SIC24-25 Lumber, Base Centrifugal Chiller, 0.58 kW/ton, 500 tons, ECM-701, Centrifugal Chiller, 0.51 kW/ton, 500 tons | 1.0343 | 0.6534 | 0.63171 | 0.00070897 | 0.0001369 | 0.015006
2412 | Industrial, Existing, SIC26 Paper, Base Centrifugal Chiller, 0.58 kW/ton, 500 tons, ECM-701, Centrifugal Chiller, 0.51 kW/ton, 500 tons | 1.0343 | 0.65343 | 0.63175 | 0.0015295 | 0.00029561 | 0.048748
2413 | Industrial, Existing, SIC27 Printing, Base Centrifugal Chiller, 0.58 kW/ton, 500 tons, ECM-701, Centrifugal Chiller, 0.51 kW/ton, 500 tons | 1.0343 | 0.65342 | 0.63174 | 0.0039737 | 0.00059645 | 0.10595
2414 | Industrial, Existing, SIC28 Chemicals, Base Centrifugal Chiller, 0.58 kW/ton, 500 tons, ECM-701, Centrifugal Chiller, 0.51 kW/ton, 500 tons | 1.0343 | 0.65345 | 0.63177 | 0.0009134 | 0.00016512 | 0.037158
2415 | Industrial, Existing, SIC29 Petroleum, Base Centrifugal Chiller, 0.58 kW/ton, 500 tons, ECM-701, Centrifugal Chiller, 0.51 kW/ton, 500 tons | 1.0343 | 0.65346 | 0.63178 | 7.52e-06 | 2.23e-06 | 0.00039086
2416 | Industrial, Existing, SIC30 Rubber/Plastics, Base Centrifugal Chiller, 0.58 kW/ton, 500 tons, ECM-701, Centrifugal Chiller, 0.51 kW/ton, 500 tons | 1.0343 | 0.65342 | 0.63174 | 0.00068436 | 0.00015627 | 0.019823
2417 | Industrial, Existing, SIC32 Stone/Clay/Glass, Base Centrifugal Chiller, 0.58 kW/ton, 500 tons, ECM-701, Centrifugal Chiller, 0.51 kW/ton, 500 tons | 1.0343 | 0.65343 | 0.63175 | 0.0055025 | 0.0010825 | 0.17275
2418 | Industrial, Existing, SIC33 Primary Metals, Base Centrifugal Chiller, 0.58 kW/ton, 500 tons, ECM-701, Centrifugal Chiller, 0.51 kW/ton, 500 tons | 1.0343 | 0.6534 | 0.63171 | 0.00031081 | 7.242e-05 | 0.0070917
2419 | Industrial, Existing, SIC34 Fab Metals, Base Centrifugal Chiller, 0.58 kW/ton, 500 tons, ECM-701, Centrifugal Chiller, 0.51 kW/ton, 500 tons | 1.0343 | 0.65341 | 0.63173 | 0.0037753 | 0.00087583 | 0.096014
2420 | Industrial, Existing, SIC35 Ind Machinery, Base Centrifugal Chiller, 0.58 kW/ton, 500 tons, ECM-701, Centrifugal Chiller, 0.51 kW/ton, 500 tons | 1.0344 | 0.65337 | 0.63167 | 0.00088704 | 0.00010199 | 0.014229
2421 | Industrial, Existing, SIC36 Electronics, Base Centrifugal Chiller, 0.58 kW/ton, 500 tons, ECM-701, Centrifugal Chiller, 0.51 kW/ton, 500 tons | 1.0343 | 0.65343 | 0.63174 | 0.0024062 | 0.00048323 | 0.069113
2422 | Industrial, Existing, SIC37 Transp Eqp, Base Centrifugal Chiller, 0.58 kW/ton, 500 tons, ECM-701, Centrifugal Chiller, 0.51 kW/ton, 500 tons | 1.0343 | 0.65341 | 0.63172 | 0.0024534 | 0.00055599 | 0.061008
2423 | Industrial, Existing, SIC38 Instruments, Base Centrifugal Chiller, 0.58 kW/ton, 500 tons, ECM-701, Centrifugal Chiller, 0.51 kW/ton, 500 tons | 1.0343 | 0.65343 | 0.63175 | 0.0063255 | 0.0013312 | 0.1885
2424 | Industrial, Existing, SIC39/21/31 Misc, Base Centrifugal Chiller, 0.58 kW/ton, 500 tons, ECM-701, Centrifugal Chiller, 0.51 kW/ton, 500 tons | 1.0343 | 0.65343 | 0.63175 | 0.003466 | 0.00074186 | 0.11053
2425 | Industrial, Existing, SIC20 Food, Base Centrifugal Chiller, 0.58 kW/ton, 500 tons, ECM-702, High Efficiency Chiller Motors | 1.0345 | 1.7838 | 1.7243 | 0.024706 | 0.00086529 | 0.12986
2426 | Industrial, Existing, SIC22-23Textiles, Base Centrifugal Chiller, 0.58 kW/ton, 500 tons, ECM-702, High Efficiency Chiller Motors | 1.0346 | 1.7839 | 1.7243 | 0.0010279 | 8.545e-05 | 0.0037794
2427 | Industrial, Existing, SIC24-25 Lumber, Base Centrifugal Chiller, 0.58 kW/ton, 500 tons, ECM-702, High Efficiency Chiller Motors | 1.0345 | 1.7839 | 1.7243 | 0.0013311 | 5.141e-05 | 0.0056358
2428 | Industrial, Existing, SIC26 Paper, Base Centrifugal Chiller, 0.58 kW/ton, 500 tons, ECM-702, High Efficiency Chiller Motors | 1.0345 | 1.7837 | 1.7243 | 0.0028715 | 0.00011101 | 0.018306
2429 | Industrial, Existing, SIC27 Printing, Base Centrifugal Chiller, 0.58 kW/ton, 500 tons, ECM-702, High Efficiency Chiller Motors | 1.0345 | 1.7838 | 1.7243 | 0.0074602 | 0.00022399 | 0.039789
2430 | Industrial, Existing, SIC28 Chemicals, Base Centrifugal Chiller, 0.58 kW/ton, 500 tons, ECM-702, High Efficiency Chiller Motors | 1.0344 | 1.7836 | 1.7243 | 0.0017148 | 6.201e-05 | 0.013953
2431 | Industrial, Existing, SIC29 Petroleum, Base Centrifugal Chiller, 0.58 kW/ton, 500 tons, ECM-702, High Efficiency Chiller Motors | 1.0344 | 1.7836 | 1.7243 | 1.412e-05 | 8.4e-07 | 0.00014677
2432 | Industrial, Existing, SIC30 Rubber/Plastics, Base Centrifugal Chiller, 0.58 kW/ton, 500 tons, ECM-702, High Efficiency Chiller Motors | 1.0345 | 1.7837 | 1.7243 | 0.0012848 | 5.868e-05 | 0.0074441
2433 | Industrial, Existing, SIC32 Stone/Clay/Glass, Base Centrifugal Chiller, 0.58 kW/ton, 500 tons, ECM-702, High Efficiency Chiller Motors | 1.0345 | 1.7837 | 1.7243 | 0.01033 | 0.00040651 | 0.064873
2434 | Industrial, Existing, SIC33 Primary Metals, Base Centrifugal Chiller, 0.58 kW/ton, 500 tons, ECM-702, High Efficiency Chiller Motors | 1.0345 | 1.7838 | 1.7243 | 0.00058353 | 2.72e-05 | 0.0026633
2435 | Industrial, Existing, SIC34 Fab Metals, Base Centrifugal Chiller, 0.58 kW/ton, 500 tons, ECM-702, High Efficiency Chiller Motors | 1.0345 | 1.7838 | 1.7243 | 0.0070878 | 0.00032891 | 0.036057
2436 | Industrial, Existing, SIC35 Ind Machinery, Base Centrifugal Chiller, 0.58 kW/ton, 500 tons, ECM-702, High Efficiency Chiller Motors | 1.0346 | 1.7841 | 1.7243 | 0.0016654 | 3.83e-05 | 0.0053441
2437 | Industrial, Existing, SIC36 Electronics, Base Centrifugal Chiller, 0.58 kW/ton, 500 tons, ECM-702, High Efficiency Chiller Motors | 1.0345 | 1.7838 | 1.7243 | 0.0045175 | 0.00018147 | 0.025954
2438 | Industrial, Existing, SIC37 Transp Eqp, Base Centrifugal Chiller, 0.58 kW/ton, 500 tons, ECM-702, High Efficiency Chiller Motors | 1.0345 | 1.7838 | 1.7243 | 0.004606 | 0.0002088 | 0.022911
2439 | Industrial, Existing, SIC38 Instruments, Base Centrifugal Chiller, 0.58 kW/ton, 500 tons, ECM-702, High Efficiency Chiller Motors | 1.0345 | 1.7837 | 1.7243 | 0.011876 | 0.0004999 | 0.070788
2440 | Industrial, Existing, SIC39/21/31 Misc, Base Centrifugal Chiller, 0.58 kW/ton, 500 tons, ECM-702, High Efficiency Chiller Motors | 1.0345 | 1.7837 | 1.7243 | 0.006507 | 0.00027859 | 0.041508
2441 | Industrial, Existing, SIC20 Food, Base Centrifugal Chiller, 0.58 kW/ton, 500 tons, ECM-703, EMS - Chiller | 1.0343 | 1.0846 | 1.4376 | 0.0010495 | 0.00018376 | 0.027579
2442 | Industrial, Existing, SIC22-23Textiles, Base Centrifugal Chiller, 0.58 kW/ton, 500 tons, ECM-703, EMS - Chiller | 1.0344 | 1.0845 | 1.4375 | 4.366e-05 | 1.815e-05 | 0.00080257
2443 | Industrial, Existing, SIC24-25 Lumber, Base Centrifugal Chiller, 0.58 kW/ton, 500 tons, ECM-703, EMS - Chiller | 1.0343 | 1.0845 | 1.4375 | 5.654e-05 | 1.092e-05 | 0.0011968
2444 | Industrial, Existing, SIC26 Paper, Base Centrifugal Chiller, 0.58 kW/ton, 500 tons, ECM-703, EMS - Chiller | 1.0343 | 1.0846 | 1.4376 | 0.00012198 | 2.358e-05 | 0.0038878
2445 | Industrial, Existing, SIC27 Printing, Base Centrifugal Chiller, 0.58 kW/ton, 500 tons, ECM-703, EMS - Chiller | 1.0343 | 1.0846 | 1.4376 | 0.00031691 | 4.757e-05 | 0.0084499
2446 | Industrial, Existing, SIC28 Chemicals, Base Centrifugal Chiller, 0.58 kW/ton, 500 tons, ECM-703, EMS - Chiller | 1.0343 | 1.0846 | 1.4377 | 7.285e-05 | 1.317e-05 | 0.0029634
2447 | Industrial, Existing, SIC29 Petroleum, Base Centrifugal Chiller, 0.58 kW/ton, 500 tons, ECM-703, EMS - Chiller | 1.0343 | 1.0846 | 1.4377 | 6e-07 | 1.8e-07 | 3.117e-05
2448 | Industrial, Existing, SIC30 Rubber/Plastics, Base Centrifugal Chiller, 0.58 kW/ton, 500 tons, ECM-703, EMS - Chiller | 1.0343 | 1.0846 | 1.4376 | 5.458e-05 | 1.246e-05 | 0.0015809
2449 | Industrial, Existing, SIC32 Stone/Clay/Glass, Base Centrifugal Chiller, 0.58 kW/ton, 500 tons, ECM-703, EMS - Chiller | 1.0343 | 1.0846 | 1.4376 | 0.00043884 | 8.633e-05 | 0.013777
2450 | Industrial, Existing, SIC33 Primary Metals, Base Centrifugal Chiller, 0.58 kW/ton, 500 tons, ECM-703, EMS - Chiller | 1.0343 | 1.0845 | 1.4376 | 2.479e-05 | 5.78e-06 | 0.00056559
2451 | Industrial, Existing, SIC34 Fab Metals, Base Centrifugal Chiller, 0.58 kW/ton, 500 tons, ECM-703, EMS - Chiller | 1.0343 | 1.0846 | 1.4376 | 0.00030109 | 6.985e-05 | 0.0076574
2452 | Industrial, Existing, SIC35 Ind Machinery, Base Centrifugal Chiller, 0.58 kW/ton, 500 tons, ECM-703, EMS - Chiller | 1.0344 | 1.0845 | 1.4375 | 7.074e-05 | 8.13e-06 | 0.0011348
2453 | Industrial, Existing, SIC36 Electronics, Base Centrifugal Chiller, 0.58 kW/ton, 500 tons, ECM-703, EMS - Chiller | 1.0343 | 1.0846 | 1.4376 | 0.0001919 | 3.854e-05 | 0.005512
2454 | Industrial, Existing, SIC37 Transp Eqp, Base Centrifugal Chiller, 0.58 kW/ton, 500 tons, ECM-703, EMS - Chiller | 1.0343 | 1.0846 | 1.4376 | 0.00019566 | 4.434e-05 | 0.0048655
2455 | Industrial, Existing, SIC38 Instruments, Base Centrifugal Chiller, 0.58 kW/ton, 500 tons, ECM-703, EMS - Chiller | 1.0343 | 1.0846 | 1.4376 | 0.00050447 | 0.00010616 | 0.015033
2456 | Industrial, Existing, SIC39/21/31 Misc, Base Centrifugal Chiller, 0.58 kW/ton, 500 tons, ECM-703, EMS - Chiller | 1.0343 | 1.0846 | 1.4376 | 0.00027642 | 5.916e-05 | 0.0088152
2457 | Industrial, Existing, SIC20 Food, Base Centrifugal Chiller, 0.58 kW/ton, 500 tons, ECM-704, Chiller Tune Up/Diagnostics | 1.0345 | 0.9024 | 1.1959 | 0.025641 | 0.00089802 | 0.13478
2458 | Industrial, Existing, SIC22-23Textiles, Base Centrifugal Chiller, 0.58 kW/ton, 500 tons, ECM-704, Chiller Tune Up/Diagnostics | 1.0346 | 0.90247 | 1.1959 | 0.0010668 | 8.869e-05 | 0.0039224
2459 | Industrial, Existing, SIC24-25 Lumber, Base Centrifugal Chiller, 0.58 kW/ton, 500 tons, ECM-704, Chiller Tune Up/Diagnostics | 1.0345 | 0.90245 | 1.1959 | 0.0013814 | 5.336e-05 | 0.005849
2460 | Industrial, Existing, SIC26 Paper, Base Centrifugal Chiller, 0.58 kW/ton, 500 tons, ECM-704, Chiller Tune Up/Diagnostics | 1.0345 | 0.90236 | 1.1959 | 0.0029802 | 0.00011521 | 0.018999
2461 | Industrial, Existing, SIC27 Printing, Base Centrifugal Chiller, 0.58 kW/ton, 500 tons, ECM-704, Chiller Tune Up/Diagnostics | 1.0345 | 0.9024 | 1.1959 | 0.0077425 | 0.00023246 | 0.041294
2462 | Industrial, Existing, SIC28 Chemicals, Base Centrifugal Chiller, 0.58 kW/ton, 500 tons, ECM-704, Chiller Tune Up/Diagnostics | 1.0344 | 0.90233 | 1.1959 | 0.0017797 | 6.435e-05 | 0.014481
2463 | Industrial, Existing, SIC29 Petroleum, Base Centrifugal Chiller, 0.58 kW/ton, 500 tons, ECM-704, Chiller Tune Up/Diagnostics | 1.0344 | 0.90229 | 1.1959 | 1.465e-05 | 8.7e-07 | 0.00015232
2464 | Industrial, Existing, SIC30 Rubber/Plastics, Base Centrifugal Chiller, 0.58 kW/ton, 500 tons, ECM-704, Chiller Tune Up/Diagnostics | 1.0345 | 0.90238 | 1.1959 | 0.0013334 | 6.09e-05 | 0.0077257
2465 | Industrial, Existing, SIC32 Stone/Clay/Glass, Base Centrifugal Chiller, 0.58 kW/ton, 500 tons, ECM-704, Chiller Tune Up/Diagnostics | 1.0345 | 0.90236 | 1.1959 | 0.010721 | 0.00042189 | 0.067327
2466 | Industrial, Existing, SIC33 Primary Metals, Base Centrifugal Chiller, 0.58 kW/ton, 500 tons, ECM-704, Chiller Tune Up/Diagnostics | 1.0345 | 0.90243 | 1.1959 | 0.00060561 | 2.823e-05 | 0.0027641
2467 | Industrial, Existing, SIC34 Fab Metals, Base Centrifugal Chiller, 0.58 kW/ton, 500 tons, ECM-704, Chiller Tune Up/Diagnostics | 1.0345 | 0.9024 | 1.1959 | 0.0073559 | 0.00034135 | 0.037421
2468 | Industrial, Existing, SIC35 Ind Machinery, Base Centrifugal Chiller, 0.58 kW/ton, 500 tons, ECM-704, Chiller Tune Up/Diagnostics | 1.0346 | 0.90253 | 1.196 | 0.0017284 | 3.975e-05 | 0.0055463
2469 | Industrial, Existing, SIC36 Electronics, Base Centrifugal Chiller, 0.58 kW/ton, 500 tons, ECM-704, Chiller Tune Up/Diagnostics | 1.0345 | 0.90238 | 1.1959 | 0.0046884 | 0.00018833 | 0.026936
2470 | Industrial, Existing, SIC37 Transp Eqp, Base Centrifugal Chiller, 0.58 kW/ton, 500 tons, ECM-704, Chiller Tune Up/Diagnostics | 1.0345 | 0.90241 | 1.1959 | 0.0047802 | 0.0002167 | 0.023778
2471 | Industrial, Existing, SIC38 Instruments, Base Centrifugal Chiller, 0.58 kW/ton, 500 tons, ECM-704, Chiller Tune Up/Diagnostics | 1.0345 | 0.90237 | 1.1959 | 0.012325 | 0.00051881 | 0.073466
2472 | Industrial, Existing, SIC39/21/31 Misc, Base Centrifugal Chiller, 0.58 kW/ton, 500 tons, ECM-704, Chiller Tune Up/Diagnostics | 1.0345 | 0.90236 | 1.1959 | 0.0067532 | 0.00028913 | 0.043078
2473 | Industrial, Existing, SIC20 Food, Base Centrifugal Chiller, 0.58 kW/ton, 500 tons, ECM-705, VSD for Chiller Pumps and Towers | 1.0343 | 2.3001 | 2.6044 | 0.0087649 | 0.0015347 | 0.23032
2474 | Industrial, Existing, SIC22-23Textiles, Base Centrifugal Chiller, 0.58 kW/ton, 500 tons, ECM-705, VSD for Chiller Pumps and Towers | 1.0344 | 2.2999 | 2.6041 | 0.00036466 | 0.00015155 | 0.0067026
2475 | Industrial, Existing, SIC24-25 Lumber, Base Centrifugal Chiller, 0.58 kW/ton, 500 tons, ECM-705, VSD for Chiller Pumps and Towers | 1.0343 | 2.3 | 2.6043 | 0.00047221 | 9.118e-05 | 0.0099951
2476 | Industrial, Existing, SIC26 Paper, Base Centrifugal Chiller, 0.58 kW/ton, 500 tons, ECM-705, VSD for Chiller Pumps and Towers | 1.0343 | 2.3001 | 2.6045 | 0.0010187 | 0.00019689 | 0.032468
2477 | Industrial, Existing, SIC27 Printing, Base Centrifugal Chiller, 0.58 kW/ton, 500 tons, ECM-705, VSD for Chiller Pumps and Towers | 1.0343 | 2.3001 | 2.6044 | 0.0026467 | 0.00039726 | 0.070569
2478 | Industrial, Existing, SIC28 Chemicals, Base Centrifugal Chiller, 0.58 kW/ton, 500 tons, ECM-705, VSD for Chiller Pumps and Towers | 1.0343 | 2.3001 | 2.6045 | 0.00060837 | 0.00010998 | 0.024749
2479 | Industrial, Existing, SIC29 Petroleum, Base Centrifugal Chiller, 0.58 kW/ton, 500 tons, ECM-705, VSD for Chiller Pumps and Towers | 1.0343 | 2.3002 | 2.6046 | 5.01e-06 | 1.49e-06 | 0.00026033
2480 | Industrial, Existing, SIC30 Rubber/Plastics, Base Centrifugal Chiller, 0.58 kW/ton, 500 tons, ECM-705, VSD for Chiller Pumps and Towers | 1.0343 | 2.3001 | 2.6044 | 0.00045582 | 0.00010408 | 0.013203
2481 | Industrial, Existing, SIC32 Stone/Clay/Glass, Base Centrifugal Chiller, 0.58 kW/ton, 500 tons, ECM-705, VSD for Chiller Pumps and Towers | 1.0343 | 2.3001 | 2.6045 | 0.003665 | 0.00072099 | 0.11506
2482 | Industrial, Existing, SIC33 Primary Metals, Base Centrifugal Chiller, 0.58 kW/ton, 500 tons, ECM-705, VSD for Chiller Pumps and Towers | 1.0343 | 2.3 | 2.6043 | 0.00020702 | 4.823e-05 | 0.0047235
2483 | Industrial, Existing, SIC34 Fab Metals, Base Centrifugal Chiller, 0.58 kW/ton, 500 tons, ECM-705, VSD for Chiller Pumps and Towers | 1.0343 | 2.3 | 2.6044 | 0.0025145 | 0.00058335 | 0.06395
2484 | Industrial, Existing, SIC35 Ind Machinery, Base Centrifugal Chiller, 0.58 kW/ton, 500 tons, ECM-705, VSD for Chiller Pumps and Towers | 1.0344 | 2.2999 | 2.6042 | 0.00059082 | 6.793e-05 | 0.0094772
2485 | Industrial, Existing, SIC36 Electronics, Base Centrifugal Chiller, 0.58 kW/ton, 500 tons, ECM-705, VSD for Chiller Pumps and Towers | 1.0343 | 2.3001 | 2.6044 | 0.0016027 | 0.00032185 | 0.046033
2486 | Industrial, Existing, SIC37 Transp Eqp, Base Centrifugal Chiller, 0.58 kW/ton, 500 tons, ECM-705, VSD for Chiller Pumps and Towers | 1.0343 | 2.3 | 2.6044 | 0.0016341 | 0.00037032 | 0.040634
2487 | Industrial, Existing, SIC38 Instruments, Base Centrifugal Chiller, 0.58 kW/ton, 500 tons, ECM-705, VSD for Chiller Pumps and Towers | 1.0343 | 2.3001 | 2.6044 | 0.0042131 | 0.00088663 | 0.12555
2488 | Industrial, Existing, SIC39/21/31 Misc, Base Centrifugal Chiller, 0.58 kW/ton, 500 tons, ECM-705, VSD for Chiller Pumps and Towers | 1.0343 | 2.3001 | 2.6045 | 0.0023085 | 0.00049411 | 0.07362
2489 | Industrial, Existing, SIC20 Food, Base Centrifugal Chiller, 0.58 kW/ton, 500 tons, ECM-706, EMS Optimization - Chiller | 1.0345 | 0.99486 | 1.6008 | 0.016088 | 0.00056347 | 0.084566
2490 | Industrial, Existing, SIC22-23Textiles, Base Centrifugal Chiller, 0.58 kW/ton, 500 tons, ECM-706, EMS Optimization - Chiller | 1.0346 | 0.99494 | 1.6008 | 0.00066935 | 5.565e-05 | 0.0024611
2491 | Industrial, Existing, SIC24-25 Lumber, Base Centrifugal Chiller, 0.58 kW/ton, 500 tons, ECM-706, EMS Optimization - Chiller | 1.0345 | 0.99491 | 1.6008 | 0.00086676 | 3.348e-05 | 0.0036699
2492 | Industrial, Existing, SIC26 Paper, Base Centrifugal Chiller, 0.58 kW/ton, 500 tons, ECM-706, EMS Optimization - Chiller | 1.0345 | 0.99482 | 1.6008 | 0.0018699 | 7.229e-05 | 0.011921
2493 | Industrial, Existing, SIC27 Printing, Base Centrifugal Chiller, 0.58 kW/ton, 500 tons, ECM-706, EMS Optimization - Chiller | 1.0345 | 0.99486 | 1.6008 | 0.004858 | 0.00014586 | 0.02591
2494 | Industrial, Existing, SIC28 Chemicals, Base Centrifugal Chiller, 0.58 kW/ton, 500 tons, ECM-706, EMS Optimization - Chiller | 1.0344 | 0.99478 | 1.6008 | 0.0011167 | 4.038e-05 | 0.0090862
2495 | Industrial, Existing, SIC29 Petroleum, Base Centrifugal Chiller, 0.58 kW/ton, 500 tons, ECM-706, EMS Optimization - Chiller | 1.0344 | 0.99475 | 1.6008 | 9.19e-06 | 5.5e-07 | 9.557e-05
2496 | Industrial, Existing, SIC30 Rubber/Plastics, Base Centrifugal Chiller, 0.58 kW/ton, 500 tons, ECM-706, EMS Optimization - Chiller | 1.0345 | 0.99484 | 1.6008 | 0.00083666 | 3.821e-05 | 0.0048475
2497 | Industrial, Existing, SIC32 Stone/Clay/Glass, Base Centrifugal Chiller, 0.58 kW/ton, 500 tons, ECM-706, EMS Optimization - Chiller | 1.0345 | 0.99482 | 1.6008 | 0.0067271 | 0.00026471 | 0.042244
2498 | Industrial, Existing, SIC33 Primary Metals, Base Centrifugal Chiller, 0.58 kW/ton, 500 tons, ECM-706, EMS Optimization - Chiller | 1.0345 | 0.99489 | 1.6008 | 0.00037999 | 1.771e-05 | 0.0017343
2499 | Industrial, Existing, SIC34 Fab Metals, Base Centrifugal Chiller, 0.58 kW/ton, 500 tons, ECM-706, EMS Optimization - Chiller | 1.0345 | 0.99487 | 1.6008 | 0.0046155 | 0.00021418 | 0.02348
2500 | Industrial, Existing, SIC35 Ind Machinery, Base Centrifugal Chiller, 0.58 kW/ton, 500 tons, ECM-706, EMS Optimization - Chiller | 1.0346 | 0.99501 | 1.6009 | 0.0010845 | 2.494e-05 | 0.00348
2501 | Industrial, Existing, SIC36 Electronics, Base Centrifugal Chiller, 0.58 kW/ton, 500 tons, ECM-706, EMS Optimization - Chiller | 1.0345 | 0.99484 | 1.6008 | 0.0029417 | 0.00011817 | 0.016901
2502 | Industrial, Existing, SIC37 Transp Eqp, Base Centrifugal Chiller, 0.58 kW/ton, 500 tons, ECM-706, EMS Optimization - Chiller | 1.0345 | 0.99487 | 1.6008 | 0.0029994 | 0.00013597 | 0.014919
2503 | Industrial, Existing, SIC38 Instruments, Base Centrifugal Chiller, 0.58 kW/ton, 500 tons, ECM-706, EMS Optimization - Chiller | 1.0345 | 0.99483 | 1.6008 | 0.0077332 | 0.00032553 | 0.046096
2504 | Industrial, Existing, SIC39/21/31 Misc, Base Centrifugal Chiller, 0.58 kW/ton, 500 tons, ECM-706, EMS Optimization - Chiller | 1.0345 | 0.99482 | 1.6008 | 0.0042373 | 0.00018141 | 0.027029
2505 | Industrial, Existing, SIC20 Food, Base Centrifugal Chiller, 0.58 kW/ton, 500 tons, ECM-707, Aerosole Duct Sealing - Chiller | 1.0345 | 3.5538 | 4.7098 | 0.048436 | 0.0016964 | 0.2546
2506 | Industrial, Existing, SIC22-23Textiles, Base Centrifugal Chiller, 0.58 kW/ton, 500 tons, ECM-707, Aerosole Duct Sealing - Chiller | 1.0346 | 3.554 | 4.7096 | 0.0020152 | 0.00016753 | 0.0074095
2507 | Industrial, Existing, SIC24-25 Lumber, Base Centrifugal Chiller, 0.58 kW/ton, 500 tons, ECM-707, Aerosole Duct Sealing - Chiller | 1.0345 | 3.554 | 4.7098 | 0.0026095 | 0.0001008 | 0.011049
2508 | Industrial, Existing, SIC26 Paper, Base Centrifugal Chiller, 0.58 kW/ton, 500 tons, ECM-707, Aerosole Duct Sealing - Chiller | 1.0345 | 3.5537 | 4.7098 | 0.0056297 | 0.00021763 | 0.03589
2509 | Industrial, Existing, SIC27 Printing, Base Centrifugal Chiller, 0.58 kW/ton, 500 tons, ECM-707, Aerosole Duct Sealing - Chiller | 1.0345 | 3.5538 | 4.7098 | 0.014626 | 0.00043913 | 0.078006
2510 | Industrial, Existing, SIC28 Chemicals, Base Centrifugal Chiller, 0.58 kW/ton, 500 tons, ECM-707, Aerosole Duct Sealing - Chiller | 1.0344 | 3.5535 | 4.7098 | 0.0033619 | 0.00012156 | 0.027356
2511 | Industrial, Existing, SIC29 Petroleum, Base Centrifugal Chiller, 0.58 kW/ton, 500 tons, ECM-707, Aerosole Duct Sealing - Chiller | 1.0344 | 3.5534 | 4.7098 | 2.768e-05 | 1.64e-06 | 0.00028774
2512 | Industrial, Existing, SIC30 Rubber/Plastics, Base Centrifugal Chiller, 0.58 kW/ton, 500 tons, ECM-707, Aerosole Duct Sealing - Chiller | 1.0345 | 3.5537 | 4.7098 | 0.0025189 | 0.00011505 | 0.014594
2513 | Industrial, Existing, SIC32 Stone/Clay/Glass, Base Centrifugal Chiller, 0.58 kW/ton, 500 tons, ECM-707, Aerosole Duct Sealing - Chiller | 1.0345 | 3.5537 | 4.7098 | 0.020253 | 0.00079696 | 0.12718
2514 | Industrial, Existing, SIC33 Primary Metals, Base Centrifugal Chiller, 0.58 kW/ton, 500 tons, ECM-707, Aerosole Duct Sealing - Chiller | 1.0345 | 3.5539 | 4.7098 | 0.001144 | 5.332e-05 | 0.0052214
2515 | Industrial, Existing, SIC34 Fab Metals, Base Centrifugal Chiller, 0.58 kW/ton, 500 tons, ECM-707, Aerosole Duct Sealing - Chiller | 1.0345 | 3.5538 | 4.7098 | 0.013896 | 0.00064483 | 0.07069
2516 | Industrial, Existing, SIC35 Ind Machinery, Base Centrifugal Chiller, 0.58 kW/ton, 500 tons, ECM-707, Aerosole Duct Sealing - Chiller | 1.0346 | 3.5543 | 4.7099 | 0.003265 | 7.51e-05 | 0.010477
2517 | Industrial, Existing, SIC36 Electronics, Base Centrifugal Chiller, 0.58 kW/ton, 500 tons, ECM-707, Aerosole Duct Sealing - Chiller | 1.0345 | 3.5537 | 4.7098 | 0.0088566 | 0.00035577 | 0.050884
2518 | Industrial, Existing, SIC37 Transp Eqp, Base Centrifugal Chiller, 0.58 kW/ton, 500 tons, ECM-707, Aerosole Duct Sealing - Chiller | 1.0345 | 3.5538 | 4.7098 | 0.0090301 | 0.00040935 | 0.044917
2519 | Industrial, Existing, SIC38 Instruments, Base Centrifugal Chiller, 0.58 kW/ton, 500 tons, ECM-707, Aerosole Duct Sealing - Chiller | 1.0345 | 3.5537 | 4.7098 | 0.023282 | 0.00098005 | 0.13878
2520 | Industrial, Existing, SIC39/21/31 Misc, Base Centrifugal Chiller, 0.58 kW/ton, 500 tons, ECM-707, Aerosole Duct Sealing - Chiller | 1.0345 | 3.5536 | 4.7098 | 0.012757 | 0.00054618 | 0.081377
2521 | Industrial, Existing, SIC20 Food, Base Centrifugal Chiller, 0.58 kW/ton, 500 tons, ECM-708, Duct/Pipe Insulation - Chiller | 1.0345 | 0.031192 | 0.041339 | 0.03271 | 0.0011456 | 0.17194
2522 | Industrial, Existing, SIC22-23Textiles, Base Centrifugal Chiller, 0.58 kW/ton, 500 tons, ECM-708, Duct/Pipe Insulation - Chiller | 1.0346 | 0.031195 | 0.041338 | 0.0013609 | 0.00011314 | 0.005004
2523 | Industrial, Existing, SIC24-25 Lumber, Base Centrifugal Chiller, 0.58 kW/ton, 500 tons, ECM-708, Duct/Pipe Insulation - Chiller | 1.0345 | 0.031194 | 0.041339 | 0.0017623 | 6.807e-05 | 0.0074617
2524 | Industrial, Existing, SIC26 Paper, Base Centrifugal Chiller, 0.58 kW/ton, 500 tons, ECM-708, Duct/Pipe Insulation - Chiller | 1.0345 | 0.031191 | 0.041339 | 0.0038019 | 0.00014697 | 0.024237
2525 | Industrial, Existing, SIC27 Printing, Base Centrifugal Chiller, 0.58 kW/ton, 500 tons, ECM-708, Duct/Pipe Insulation - Chiller | 1.0345 | 0.031192 | 0.041339 | 0.0098773 | 0.00029656 | 0.05268
2526 | Industrial, Existing, SIC28 Chemicals, Base Centrifugal Chiller, 0.58 kW/ton, 500 tons, ECM-708, Duct/Pipe Insulation - Chiller | 1.0344 | 0.03119 | 0.041338 | 0.0022704 | 8.209e-05 | 0.018474
2527 | Industrial, Existing, SIC29 Petroleum, Base Centrifugal Chiller, 0.58 kW/ton, 500 tons, ECM-708, Duct/Pipe Insulation - Chiller | 1.0344 | 0.031189 | 0.041338 | 1.869e-05 | 1.11e-06 | 0.00019432
2528 | Industrial, Existing, SIC30 Rubber/Plastics, Base Centrifugal Chiller, 0.58 kW/ton, 500 tons, ECM-708, Duct/Pipe Insulation - Chiller | 1.0345 | 0.031191 | 0.041339 | 0.0017011 | 7.77e-05 | 0.0098559
2529 | Industrial, Existing, SIC32 Stone/Clay/Glass, Base Centrifugal Chiller, 0.58 kW/ton, 500 tons, ECM-708, Duct/Pipe Insulation - Chiller | 1.0345 | 0.031191 | 0.041339 | 0.013677 | 0.00053821 | 0.085891
2530 | Industrial, Existing, SIC33 Primary Metals, Base Centrifugal Chiller, 0.58 kW/ton, 500 tons, ECM-708, Duct/Pipe Insulation - Chiller | 1.0345 | 0.031193 | 0.041339 | 0.00077259 | 3.601e-05 | 0.0035262
2531 | Industrial, Existing, SIC34 Fab Metals, Base Centrifugal Chiller, 0.58 kW/ton, 500 tons, ECM-708, Duct/Pipe Insulation - Chiller | 1.0345 | 0.031192 | 0.041339 | 0.0093842 | 0.00043547 | 0.047739
2532 | Industrial, Existing, SIC35 Ind Machinery, Base Centrifugal Chiller, 0.58 kW/ton, 500 tons, ECM-708, Duct/Pipe Insulation - Chiller | 1.0346 | 0.031197 | 0.041339 | 0.0022049 | 5.071e-05 | 0.0070755
2533 | Industrial, Existing, SIC36 Electronics, Base Centrifugal Chiller, 0.58 kW/ton, 500 tons, ECM-708, Duct/Pipe Insulation - Chiller | 1.0345 | 0.031192 | 0.041339 | 0.0059811 | 0.00024026 | 0.034363
2534 | Industrial, Existing, SIC37 Transp Eqp, Base Centrifugal Chiller, 0.58 kW/ton, 500 tons, ECM-708, Duct/Pipe Insulation - Chiller | 1.0345 | 0.031193 | 0.041339 | 0.0060983 | 0.00027645 | 0.030334
2535 | Industrial, Existing, SIC38 Instruments, Base Centrifugal Chiller, 0.58 kW/ton, 500 tons, ECM-708, Duct/Pipe Insulation - Chiller | 1.0345 | 0.031191 | 0.041339 | 0.015723 | 0.00066186 | 0.093723
2536 | Industrial, Existing, SIC39/21/31 Misc, Base Centrifugal Chiller, 0.58 kW/ton, 500 tons, ECM-708, Duct/Pipe Insulation - Chiller | 1.0345 | 0.031191 | 0.041339 | 0.0086152 | 0.00036885 | 0.054956
2537 | Industrial, Existing, SIC20 Food, Base Centrifugal Chiller, 0.58 kW/ton, 500 tons, ECM-709, Window Film (Standard) - Chiller | 1.0345 | 0.44153 | 0.58515 | 0.017998 | 0.00063037 | 0.094607
2538 | Industrial, Existing, SIC22-23Textiles, Base Centrifugal Chiller, 0.58 kW/ton, 500 tons, ECM-709, Window Film (Standard) - Chiller | 1.0346 | 0.44156 | 0.58514 | 0.00074883 | 6.225e-05 | 0.0027533
2539 | Industrial, Existing, SIC24-25 Lumber, Base Centrifugal Chiller, 0.58 kW/ton, 500 tons, ECM-709, Window Film (Standard) - Chiller | 1.0345 | 0.44155 | 0.58516 | 0.00096968 | 3.746e-05 | 0.0041057
2540 | Industrial, Existing, SIC26 Paper, Base Centrifugal Chiller, 0.58 kW/ton, 500 tons, ECM-709, Window Film (Standard) - Chiller | 1.0345 | 0.44151 | 0.58515 | 0.0020919 | 8.087e-05 | 0.013336
2541 | Industrial, Existing, SIC27 Printing, Base Centrifugal Chiller, 0.58 kW/ton, 500 tons, ECM-709, Window Film (Standard) - Chiller | 1.0345 | 0.44153 | 0.58516 | 0.0054348 | 0.00016318 | 0.028986
2542 | Industrial, Existing, SIC28 Chemicals, Base Centrifugal Chiller, 0.58 kW/ton, 500 tons, ECM-709, Window Film (Standard) - Chiller | 1.0344 | 0.44149 | 0.58515 | 0.0012492 | 4.517e-05 | 0.010165
2543 | Industrial, Existing, SIC29 Petroleum, Base Centrifugal Chiller, 0.58 kW/ton, 500 tons, ECM-709, Window Film (Standard) - Chiller | 1.0344 | 0.44148 | 0.58515 | 1.029e-05 | 6.1e-07 | 0.00010692
2544 | Industrial, Existing, SIC30 Rubber/Plastics, Base Centrifugal Chiller, 0.58 kW/ton, 500 tons, ECM-709, Window Film (Standard) - Chiller | 1.0345 | 0.44152 | 0.58515 | 0.000936 | 4.275e-05 | 0.0054231
2545 | Industrial, Existing, SIC32 Stone/Clay/Glass, Base Centrifugal Chiller, 0.58 kW/ton, 500 tons, ECM-709, Window Film (Standard) - Chiller | 1.0345 | 0.44151 | 0.58515 | 0.0075258 | 0.00029614 | 0.04726
2546 | Industrial, Existing, SIC33 Primary Metals, Base Centrifugal Chiller, 0.58 kW/ton, 500 tons, ECM-709, Window Film (Standard) - Chiller | 1.0345 | 0.44154 | 0.58515 | 0.00042511 | 1.981e-05 | 0.0019402
2547 | Industrial, Existing, SIC34 Fab Metals, Base Centrifugal Chiller, 0.58 kW/ton, 500 tons, ECM-709, Window Film (Standard) - Chiller | 1.0345 | 0.44153 | 0.58515 | 0.0051635 | 0.00023961 | 0.026268
2548 | Industrial, Existing, SIC35 Ind Machinery, Base Centrifugal Chiller, 0.58 kW/ton, 500 tons, ECM-709, Window Film (Standard) - Chiller | 1.0346 | 0.4416 | 0.58517 | 0.0012132 | 2.791e-05 | 0.0038932
2549 | Industrial, Existing, SIC36 Electronics, Base Centrifugal Chiller, 0.58 kW/ton, 500 tons, ECM-709, Window Film (Standard) - Chiller | 1.0345 | 0.44152 | 0.58515 | 0.003291 | 0.0001322 | 0.018908
2550 | Industrial, Existing, SIC37 Transp Eqp, Base Centrifugal Chiller, 0.58 kW/ton, 500 tons, ECM-709, Window Film (Standard) - Chiller | 1.0345 | 0.44153 | 0.58515 | 0.0033555 | 0.00015211 | 0.016691
2551 | Industrial, Existing, SIC38 Instruments, Base Centrifugal Chiller, 0.58 kW/ton, 500 tons, ECM-709, Window Film (Standard) - Chiller | 1.0345 | 0.44152 | 0.58515 | 0.0086514 | 0.00036418 | 0.05157
2552 | Industrial, Existing, SIC39/21/31 Misc, Base Centrifugal Chiller, 0.58 kW/ton, 500 tons, ECM-709, Window Film (Standard) - Chiller | 1.0345 | 0.44151 | 0.58515 | 0.0047404 | 0.00020295 | 0.030239
2553 | Industrial, Existing, SIC20 Food, Base Centrifugal Chiller, 0.58 kW/ton, 500 tons, ECM-710, Roof Insulation - Chiller | 1.0345 | 0.60482 | 0.58465 | 0.011243 | 0.00039378 | 0.059099
2554 | Industrial, Existing, SIC22-23Textiles, Base Centrifugal Chiller, 0.58 kW/ton, 500 tons, ECM-710, Roof Insulation - Chiller | 1.0346 | 0.60486 | 0.58464 | 0.00046778 | 3.889e-05 | 0.00172
2555 | Industrial, Existing, SIC24-25 Lumber, Base Centrifugal Chiller, 0.58 kW/ton, 500 tons, ECM-710, Roof Insulation - Chiller | 1.0345 | 0.60485 | 0.58465 | 0.00060574 | 2.34e-05 | 0.0025648
2556 | Industrial, Existing, SIC26 Paper, Base Centrifugal Chiller, 0.58 kW/ton, 500 tons, ECM-710, Roof Insulation - Chiller | 1.0345 | 0.60479 | 0.58465 | 0.0013068 | 5.052e-05 | 0.0083309
2557 | Industrial, Existing, SIC27 Printing, Base Centrifugal Chiller, 0.58 kW/ton, 500 tons, ECM-710, Roof Insulation - Chiller | 1.0345 | 0.60481 | 0.58465 | 0.0033951 | 0.00010193 | 0.018107
2558 | Industrial, Existing, SIC28 Chemicals, Base Centrifugal Chiller, 0.58 kW/ton, 500 tons, ECM-710, Roof Insulation - Chiller | 1.0344 | 0.60477 | 0.58464 | 0.00078038 | 2.822e-05 | 0.00635
2559 | Industrial, Existing, SIC29 Petroleum, Base Centrifugal Chiller, 0.58 kW/ton, 500 tons, ECM-710, Roof Insulation - Chiller | 1.0344 | 0.60475 | 0.58464 | 6.42e-06 | 3.8e-07 | 6.679e-05
2560 | Industrial, Existing, SIC30 Rubber/Plastics, Base Centrifugal Chiller, 0.58 kW/ton, 500 tons, ECM-710, Roof Insulation - Chiller | 1.0345 | 0.6048 | 0.58464 | 0.0005847 | 2.671e-05 | 0.0033877
2561 | Industrial, Existing, SIC32 Stone/Clay/Glass, Base Centrifugal Chiller, 0.58 kW/ton, 500 tons, ECM-710, Roof Insulation - Chiller | 1.0345 | 0.60479 | 0.58465 | 0.0047012 | 0.000185 | 0.029523
2562 | Industrial, Existing, SIC33 Primary Metals, Base Centrifugal Chiller, 0.58 kW/ton, 500 tons, ECM-710, Roof Insulation - Chiller | 1.0345 | 0.60483 | 0.58465 | 0.00026556 | 1.238e-05 | 0.001212
2563 | Industrial, Existing, SIC34 Fab Metals, Base Centrifugal Chiller, 0.58 kW/ton, 500 tons, ECM-710, Roof Insulation - Chiller | 1.0345 | 0.60482 | 0.58465 | 0.0032256 | 0.00014968 | 0.016409
2564 | Industrial, Existing, SIC35 Ind Machinery, Base Centrifugal Chiller, 0.58 kW/ton, 500 tons, ECM-710, Roof Insulation - Chiller | 1.0346 | 0.60491 | 0.58466 | 0.00075789 | 1.743e-05 | 0.002432
2565 | Industrial, Existing, SIC36 Electronics, Base Centrifugal Chiller, 0.58 kW/ton, 500 tons, ECM-710, Roof Insulation - Chiller | 1.0345 | 0.6048 | 0.58465 | 0.0020558 | 8.258e-05 | 0.011811
2566 | Industrial, Existing, SIC37 Transp Eqp, Base Centrifugal Chiller, 0.58 kW/ton, 500 tons, ECM-710, Roof Insulation - Chiller | 1.0345 | 0.60482 | 0.58465 | 0.0020961 | 9.502e-05 | 0.010427
2567 | Industrial, Existing, SIC38 Instruments, Base Centrifugal Chiller, 0.58 kW/ton, 500 tons, ECM-710, Roof Insulation - Chiller | 1.0345 | 0.6048 | 0.58465 | 0.0054044 | 0.0002275 | 0.032215
2568 | Industrial, Existing, SIC39/21/31 Misc, Base Centrifugal Chiller, 0.58 kW/ton, 500 tons, ECM-710, Roof Insulation - Chiller | 1.0345 | 0.60479 | 0.58464 | 0.0029612 | 0.00012678 | 0.01889
2569 | Industrial, Existing, SIC20 Food, Base Centrifugal Chiller, 0.58 kW/ton, 500 tons, ECM-711, Cool Roof - Chiller | 1.0345 | 0.28791 | 0.32595 | 0.067797 | 0.0023745 | 0.35636
2570 | Industrial, Existing, SIC22-23Textiles, Base Centrifugal Chiller, 0.58 kW/ton, 500 tons, ECM-711, Cool Roof - Chiller | 1.0346 | 0.28793 | 0.32594 | 0.0028207 | 0.0002345 | 0.010371
2571 | Industrial, Existing, SIC24-25 Lumber, Base Centrifugal Chiller, 0.58 kW/ton, 500 tons, ECM-711, Cool Roof - Chiller | 1.0345 | 0.28792 | 0.32595 | 0.0036526 | 0.00014109 | 0.015465
2572 | Industrial, Existing, SIC26 Paper, Base Centrifugal Chiller, 0.58 kW/ton, 500 tons, ECM-711, Cool Roof - Chiller | 1.0345 | 0.2879 | 0.32595 | 0.0078799 | 0.00030462 | 0.050235
2573 | Industrial, Existing, SIC27 Printing, Base Centrifugal Chiller, 0.58 kW/ton, 500 tons, ECM-711, Cool Roof - Chiller | 1.0345 | 0.28791 | 0.32595 | 0.020472 | 0.00061466 | 0.10919
2574 | Industrial, Existing, SIC28 Chemicals, Base Centrifugal Chiller, 0.58 kW/ton, 500 tons, ECM-711, Cool Roof - Chiller | 1.0344 | 0.28789 | 0.32595 | 0.0047057 | 0.00017015 | 0.03829
2575 | Industrial, Existing, SIC29 Petroleum, Base Centrifugal Chiller, 0.58 kW/ton, 500 tons, ECM-711, Cool Roof - Chiller | 1.0344 | 0.28787 | 0.32595 | 3.874e-05 | 2.3e-06 | 0.00040276
2576 | Industrial, Existing, SIC30 Rubber/Plastics, Base Centrifugal Chiller, 0.58 kW/ton, 500 tons, ECM-711, Cool Roof - Chiller | 1.0345 | 0.2879 | 0.32595 | 0.0035257 | 0.00016104 | 0.020428
2577 | Industrial, Existing, SIC32 Stone/Clay/Glass, Base Centrifugal Chiller, 0.58 kW/ton, 500 tons, ECM-711, Cool Roof - Chiller | 1.0345 | 0.2879 | 0.32595 | 0.028348 | 0.0011155 | 0.17802
2578 | Industrial, Existing, SIC33 Primary Metals, Base Centrifugal Chiller, 0.58 kW/ton, 500 tons, ECM-711, Cool Roof - Chiller | 1.0345 | 0.28792 | 0.32595 | 0.0016013 | 7.463e-05 | 0.0073085
2579 | Industrial, Existing, SIC34 Fab Metals, Base Centrifugal Chiller, 0.58 kW/ton, 500 tons, ECM-711, Cool Roof - Chiller | 1.0345 | 0.28791 | 0.32595 | 0.01945 | 0.00090258 | 0.098946
2580 | Industrial, Existing, SIC35 Ind Machinery, Base Centrifugal Chiller, 0.58 kW/ton, 500 tons, ECM-711, Cool Roof - Chiller | 1.0346 | 0.28795 | 0.32596 | 0.00457 | 0.00010511 | 0.014665
2581 | Industrial, Existing, SIC36 Electronics, Base Centrifugal Chiller, 0.58 kW/ton, 500 tons, ECM-711, Cool Roof - Chiller | 1.0345 | 0.2879 | 0.32595 | 0.012397 | 0.00049797 | 0.071223
2582 | Industrial, Existing, SIC37 Transp Eqp, Base Centrifugal Chiller, 0.58 kW/ton, 500 tons, ECM-711, Cool Roof - Chiller | 1.0345 | 0.28791 | 0.32595 | 0.01264 | 0.00057297 | 0.062871
2583 | Industrial, Existing, SIC38 Instruments, Base Centrifugal Chiller, 0.58 kW/ton, 500 tons, ECM-711, Cool Roof - Chiller | 1.0345 | 0.2879 | 0.32595 | 0.032588 | 0.0013718 | 0.19425
2584 | Industrial, Existing, SIC39/21/31 Misc, Base Centrifugal Chiller, 0.58 kW/ton, 500 tons, ECM-711, Cool Roof - Chiller | 1.0345 | 0.2879 | 0.32595 | 0.017856 | 0.00076449 | 0.1139
2585 | Industrial, Existing, SIC20 Food, Base DX Packaged System, EER=11.2, 10 tons, ECM-721, DX Packaged System, EER=11.9, 10 tons | 1.0344 | 1.1133 | 1.2605 | 0.048834 | 0 | 0.51332
2586 | Industrial, Existing, SIC22-23Textiles, ECM-721, DX Packaged System, EER=11.9, 10 tons | 1.0344 | 1.1232 | 1.2717 | 0.0013316 | 0 | 0.0097906
2587 | Industrial, Existing, SIC24-25 Lumber, ECM-721, DX Packaged System, EER=11.9, 10 tons | 1.0344 | 1.1118 | 1.2588 | 0.0021284 | 0 | 0.018021
2588 | Industrial, Existing, SIC26 Paper, ECM-721, DX Packaged System, EER=11.9, 10 tons | 1.0344 | 1.105 | 1.2512 | 0.0058112 | 0 | 0.074087
2589 | Industrial, Existing, SIC27 Printing, ECM-721, DX Packaged System, EER=11.9, 10 tons | 1.0344 | 1.1621 | 1.3158 | 0.014054 | 0 | 0.14989
2590 | Industrial, Existing, SIC28 Chemicals, ECM-721, DX Packaged System, EER=11.9, 10 tons | 1.0343 | 1.1644 | 1.3184 | 0.0064667 | 0 | 0.10523
2591 | Industrial, Existing, SIC29 Petroleum, ECM-721, DX Packaged System, EER=11.9, 10 tons | 1.0343 | 1.1511 | 1.3034 | 4.681e-05 | 0 | 0.00097313
2592 | Industrial, Existing, SIC30 Rubber/Plastics, ECM-721, DX Packaged System, EER=11.9, 10 tons | 1.0344 | 1.1299 | 1.2793 | 0.003197 | 0 | 0.037043
2593 | Industrial, Existing, SIC32 Stone/Clay/Glass, ECM-721, DX Packaged System, EER=11.9, 10 tons | 1.0344 | 1.1197 | 1.2678 | 0.02271 | 0 | 0.2852
2594 | Industrial, Existing, SIC33 Primary Metals, Base DX Packaged System, EER=11.2, 10 tons, ECM-721, DX Packaged System, EER=11.9, 10 tons | 1.0344 | 1.1596 | 1.3129 | 0.0017196 | 0 | 0.015695
2595 | Industrial, Existing, SIC34 Fab Metals, Base DX Packaged System, EER=11.2, 10 tons, ECM-721, DX Packaged System, EER=11.9, 10 tons | 1.0344 | 1.1512 | 1.3034 | 0.018817 | 0 | 0.19143
2596 | Industrial, Existing, SIC35 Ind Machinery, Base DX Packaged System, EER=11.2, 10 tons, ECM-721, DX Packaged System, EER=11.9, 10 tons | 1.0345 | 1.1322 | 1.2819 | 0.0040984 | 0 | 0.026299
2597 | Industrial, Existing, SIC36 Electronics, ECM-721, DX Packaged System, EER=11.9, 10 tons | 1.0344 | 1.1409 | 1.2918 | 0.0094674 | 0 | 0.10878
2598 | Industrial, Existing, SIC37 Transp Eqp, ECM-721, DX Packaged System, EER=11.9, 10 tons | 1.0344 | 1.143 | 1.2941 | 0.0092127 | 0 | 0.091641
2599 | Industrial, Existing, SIC38 Instruments, ECM-721, DX Packaged System, EER=11.9, 10 tons | 1.0344 | 1.1464 | 1.2981 | 0.042731 | 0 | 0.50938
2600 | Industrial, Existing, SIC39/21/31 Misc, ECM-721, DX Packaged System, EER=11.9, 10 tons | 1.0344 | 1.1398 | 1.2906 | 0.014645 | 0 | 0.18682
2601 | Industrial, Existing, SIC20 Food, ECM-724, DX Tune Up/ Advanced Diagnostics | 1.0345 | 0.82753 | 1.0967 | 0.019738 | 0 | 0.10375
2602 | Industrial, Existing, SIC22-23Textiles, ECM-724, DX Tune Up/ Advanced Diagnostics | 1.0346 | 0.83823 | 1.1108 | 0.00054034 | 0 | 0.0019867
2603 | Industrial, Existing, SIC24-25 Lumber, ECM-724, DX Tune Up/ Advanced Diagnostics | 1.0345 | 0.82591 | 1.0945 | 0.00085974 | 0 | 0.0036402
2604 | Industrial, Existing, SIC26 Paper, ECM-724, DX Tune Up/ Advanced Diagnostics | 1.0345 | 0.81861 | 1.0849 | 0.002341 | 0 | 0.014924
2605 | Industrial, Existing, SIC27 Printing, ECM-724, DX Tune Up/ Advanced Diagnostics | 1.0345 | 0.88038 | 1.1668 | 0.0057895 | 0 | 0.030878
2606 | Industrial, Existing, SIC28 Chemicals, ECM-724, DX Tune Up/ Advanced Diagnostics | 1.0344 | 0.88287 | 1.1702 | 0.0026664 | 0 | 0.021696
2607 | Industrial, Existing, SIC29 Petroleum, ECM-724, DX Tune Up/ Advanced Diagnostics | 1.0344 | 0.86829 | 1.1509 | 1.92e-05 | 0 | 0.00019961
2608 | Industrial, Existing, SIC30 Rubber/Plastics, ECM-724, DX Tune Up/ Advanced Diagnostics | 1.0345 | 0.84535 | 1.1204 | 0.0013007 | 0 | 0.0075362
2609 | Industrial, Existing, SIC32 Stone/Clay/Glass, ECM-724, DX Tune Up/ Advanced Diagnostics | 1.0345 | 0.83437 | 1.1058 | 0.0092023 | 0 | 0.057788
2610 | Industrial, Existing, SIC33 Primary Metals, ECM-724, DX Tune Up/ Advanced Diagnostics | 1.0345 | 0.8777 | 1.1632 | 0.00070773 | 0 | 0.0032301
2611 | Industrial, Existing, SIC34 Fab Metals, ECM-724, DX Tune Up/ Advanced Diagnostics | 1.0345 | 0.86848 | 1.151 | 0.0077194 | 0 | 0.03927
2612 | Industrial, Existing, SIC35 Ind Machinery, ECM-724, DX Tune Up/ Advanced Diagnostics | 1.0346 | 0.84805 | 1.1238 | 0.001669 | 0 | 0.0053557
2613 | Industrial, Existing, SIC36 Electronics, ECM-724, DX Tune Up/ Advanced Diagnostics | 1.0345 | 0.8573 | 1.1362 | 0.0038684 | 0 | 0.022225
2614 | Industrial, Existing, SIC37 Transp Eqp, ECM-724, DX Tune Up/ Advanced Diagnostics | 1.0345 | 0.85956 | 1.1392 | 0.0037674 | 0 | 0.01874
2615 | Industrial, Existing, SIC38 Instruments, ECM-724, DX Tune Up/ Advanced Diagnostics | 1.0345 | 0.86331 | 1.1442 | 0.017498 | 0 | 0.1043
2616 | Industrial, Existing, SIC39/21/31 Misc, ECM-724, DX Tune Up/ Advanced Diagnostics | 1.0345 | 0.85613 | 1.1347 | 0.0059816 | 0 | 0.038156
2617 | Industrial, Existing, SIC20 Food, ECM-725, DX Coil Cleaning | 1.0345 | 3.3305 | 5.3592 | 0.034001 | 0 | 0.17872
2618 | Industrial, Existing, SIC22-23Textiles, ECM-725, DX Coil Cleaning | 1.0346 | 3.3502 | 5.3904 | 0.00092433 | 0 | 0.0033986
2619 | Industrial, Existing, SIC24-25 Lumber, ECM-725, DX Coil Cleaning | 1.0345 | 3.3276 | 5.3542 | 0.0014826 | 0 | 0.0062774
2620 | Industrial, Existing, SIC26 Paper, ECM-725, DX Coil Cleaning | 1.0345 | 3.314 | 5.3327 | 0.0040564 | 0 | 0.025859
2621 | Industrial, Existing, SIC27 Printing, ECM-725, DX Coil Cleaning | 1.0345 | 3.4259 | 5.5126 | 0.0096427 | 0 | 0.051428
2622 | Industrial, Existing, SIC28 Chemicals, ECM-725, DX Coil Cleaning | 1.0344 | 3.4302 | 5.5199 | 0.004434 | 0 | 0.036079
2623 | Industrial, Existing, SIC29 Petroleum, ECM-725, DX Coil Cleaning | 1.0344 | 3.4042 | 5.4784 | 3.222e-05 | 0 | 0.00033496
2624 | Industrial, Existing, SIC30 Rubber/Plastics, ECM-725, DX Coil Cleaning | 1.0345 | 3.3631 | 5.4117 | 0.0022148 | 0 | 0.012832
2625 | Industrial, Existing, SIC32 Stone/Clay/Glass, ECM-725, DX Coil Cleaning | 1.0345 | 3.3431 | 5.3795 | 0.015781 | 0 | 0.0991
2626 | Industrial, Existing, SIC33 Primary Metals, ECM-725, DX Coil Cleaning | 1.0345 | 3.4212 | 5.5049 | 0.0011807 | 0 | 0.0053889
2627 | Industrial, Existing, SIC34 Fab Metals, ECM-725, DX Coil Cleaning | 1.0345 | 3.4047 | 5.4786 | 0.012953 | 0 | 0.065893
2628 | Industrial, Existing, SIC35 Ind Machinery, ECM-725, DX Coil Cleaning | 1.0346 | 3.3683 | 5.4192 | 0.0028372 | 0 | 0.0091044
2629 | Industrial, Existing, SIC36 Electronics, ECM-725, DX Coil Cleaning | 1.0345 | 3.3847 | 5.4464 | 0.006537 | 0 | 0.037557
2630 | Industrial, Existing, SIC37 Transp Eqp, ECM-725, DX Coil Cleaning | 1.0345 | 3.3888 | 5.4529 | 0.0063572 | 0 | 0.031622
2631 | Industrial, Existing, SIC38 Instruments, ECM-725, DX Coil Cleaning | 1.0345 | 3.3955 | 5.4638 | 0.029456 | 0 | 0.17558
2632 | Industrial, Existing, SIC39/21/31 Misc, ECM-725, DX Coil Cleaning | 1.0345 | 3.3826 | 5.4431 | 0.010115 | 0 | 0.064524
2633 | Industrial, Existing, SIC20 Food, ECM-726, Optimize Controls | 1.0345 | 1.5841 | 2.5491 | 0.023031 | 0 | 0.12106
2634 | Industrial, Existing, SIC22-23Textiles, ECM-726, Optimize Controls | 1.0346 | 1.5935 | 2.5639 | 0.00055721 | 0 | 0.0020487
2635 | Industrial, Existing, SIC24-25 Lumber, ECM-726, Optimize Controls | 1.0345 | 1.5828 | 2.5467 | 0.0010214 | 0 | 0.0043246
2636 | Industrial, Existing, SIC26 Paper, ECM-726, Optimize Controls | 1.0345 | 1.5763 | 2.5365 | 0.0030014 | 0 | 0.019134
2637 | Industrial, Existing, SIC27 Printing, ECM-726, Optimize Controls | 1.0345 | 1.6295 | 2.622 | 0.003032 | 0 | 0.016171
2638 | Industrial, Existing, SIC28 Chemicals, ECM-726, Optimize Controls | 1.0344 | 1.6315 | 2.6255 | 0.001318 | 0 | 0.010724
2639 | Industrial, Existing, SIC29 Petroleum, ECM-726, Optimize Controls | 1.0344 | 1.6192 | 2.6057 | 1.274e-05 | 0 | 0.00013248
2640 | Industrial, Existing, SIC30 Rubber/Plastics, ECM-726, Optimize Controls | 1.0345 | 1.5996 | 2.574 | 0.0012251 | 0 | 0.0070977
2641 | Industrial, Existing, SIC32 Stone/Clay/Glass, ECM-726, Optimize Controls | 1.0345 | 1.5901 | 2.5587 | 0.0099312 | 0 | 0.062365
2642 | Industrial, Existing, SIC33 Primary Metals, ECM-726, Optimize Controls | 1.0345 | 1.6273 | 2.6183 | 0.0003927 | 0 | 0.0017923
2643 | Industrial, Existing, SIC34 Fab Metals, ECM-726, Optimize Controls | 1.0345 | 1.6194 | 2.6058 | 0.0051142 | 0 | 0.026017
2644 | Industrial, Existing, SIC35 Ind Machinery, ECM-726, Optimize Controls | 1.0346 | 1.6021 | 2.5776 | 0.0015191 | 0 | 0.0048746
2645 | Industrial, Existing, SIC36 Electronics, ECM-726, Optimize Controls | 1.0345 | 1.6099 | 2.5905 | 0.0030787 | 0 | 0.017688
2646 | Industrial, Existing, SIC37 Transp Eqp, ECM-726, Optimize Controls | 1.0345 | 1.6119 | 2.5936 | 0.0028963 | 0 | 0.014407
2647 | Industrial, Existing, SIC38 Instruments, ECM-726, Optimize Controls | 1.0345 | 1.615 | 2.5988 | 0.012661 | 0 | 0.075467
2648 | Industrial, Existing, SIC39/21/31 Misc, ECM-726, Optimize Controls | 1.0345 | 1.6089 | 2.589 | 0.0048437 | 0 | 0.030898
2649 | Industrial, Existing, SIC20 Food, ECM-727, Aerosole Duct Sealing | 1.0345 | 7.0051 | 9.2839 | 0.097539 | 0 | 0.5127
2650 | Industrial, Existing, SIC22-23Textiles, ECM-727, Aerosole Duct Sealing | 1.0346 | 7.0053 | 9.2833 | 0.0023461 | 0 | 0.0086261
2651 | Industrial, Existing, SIC24-25 Lumber, ECM-727, Aerosole Duct Sealing | 1.0345 | 7.0054 | 9.2838 | 0.0043297 | 0 | 0.018332
2652 | Industrial, Existing, SIC26 Paper, ECM-727, Aerosole Duct Sealing | 1.0345 | 7.0049 | 9.2839 | 0.012775 | 0 | 0.081438
2653 | Industrial, Existing, SIC27 Printing, ECM-727, Aerosole Duct Sealing | 1.0345 | 7.0051 | 9.2839 | 0.012484 | 0 | 0.066581
2654 | Industrial, Existing, SIC28 Chemicals, ECM-727, Aerosole Duct Sealing | 1.0344 | 7.0047 | 9.284 | 0.0054195 | 0 | 0.044098
2655 | Industrial, Existing, SIC29 Petroleum, ECM-727, Aerosole Duct Sealing | 1.0344 | 7.0045 | 9.2839 | 5.28e-05 | 0 | 0.00054888
2656 | Industrial, Existing, SIC30 Rubber/Plastics, ECM-727, Aerosole Duct Sealing | 1.0345 | 7.005 | 9.2838 | 0.005138 | 0 | 0.029769
2657 | Industrial, Existing, SIC32 Stone/Clay/Glass, ECM-727, Aerosole Duct Sealing | 1.0345 | 7.0049 | 9.2839 | 0.041902 | 0 | 0.26313
2658 | Industrial, Existing, SIC33 Primary Metals, ECM-727, Aerosole Duct Sealing | 1.0345 | 7.0053 | 9.2837 | 0.0016191 | 0 | 0.0073898
2659 | Industrial, Existing, SIC34 Fab Metals, ECM-727, Aerosole Duct Sealing | 1.0345 | 7.0051 | 9.2838 | 0.021188 | 0 | 0.10778
2660 | Industrial, Existing, SIC35 Ind Machinery, ECM-727, Aerosole Duct Sealing | 1.0346 | 7.006 | 9.2839 | 0.0063624 | 0 | 0.020417
2661 | Industrial, Existing, SIC36 Electronics, ECM-727, Aerosole Duct Sealing | 1.0345 | 7.005 | 9.2839 | 0.01283 | 0 | 0.073712
2662 | Industrial, Existing, SIC37 Transp Eqp, ECM-727, Aerosole Duct Sealing | 1.0345 | 7.0051 | 9.2838 | 0.012055 | 0 | 0.059966
2663 | Industrial, Existing, SIC38 Instruments, ECM-727, Aerosole Duct Sealing | 1.0345 | 7.005 | 9.2839 | 0.052593 | 0 | 0.3135
2664 | Industrial, Existing, SIC39/21/31 Misc, ECM-727, Aerosole Duct Sealing | 1.0345 | 7.0049 | 9.2839 | 0.020198 | 0 | 0.12884
2665 | Industrial, Existing, SIC20 Food, ECM-728, Duct/Pipe Insulation | 1.0345 | 0.055215 | 0.073177 | 0.059154 | 0 | 0.31093
2666 | Industrial, Existing, SIC22-23Textiles, ECM-728, Duct/Pipe Insulation | 1.0346 | 0.057163 | 0.075751 | 0.001473 | 0 | 0.0054158
2667 | Industrial, Existing, SIC24-25 Lumber, ECM-728, Duct/Pipe Insulation | 1.0345 | 0.054921 | 0.072783 | 0.0026117 | 0 | 0.011058
2668 | Industrial, Existing, SIC26 Paper, ECM-728, Duct/Pipe Insulation | 1.0345 | 0.053622 | 0.071067 | 0.007524 | 0 | 0.047966
2669 | Industrial, Existing, SIC27 Printing, ECM-728, Duct/Pipe Insulation | 1.0345 | 0.065201 | 0.086412 | 0.0089402 | 0 | 0.047681
2670 | Industrial, Existing, SIC28 Chemicals, ECM-728, Duct/Pipe Insulation | 1.0344 | 0.065703 | 0.087082 | 0.0039113 | 0 | 0.031826
2671 | Industrial, Existing, SIC29 Petroleum, ECM-728, Duct/Pipe Insulation | 1.0344 | 0.062849 | 0.083302 | 3.645e-05 | 0 | 0.00037893
2672 | Industrial, Existing, SIC30 Rubber/Plastics, ECM-728, Duct/Pipe Insulation | 1.0345 | 0.058485 | 0.077512 | 0.0033006 | 0 | 0.019123
2673 | Industrial, Existing, SIC32 Stone/Clay/Glass, ECM-728, Duct/Pipe Insulation | 1.0345 | 0.056461 | 0.07483 | 0.025986 | 0 | 0.16318
2674 | Industrial, Existing, SIC33 Primary Metals, ECM-728, Duct/Pipe Insulation | 1.0345 | 0.064672 | 0.085706 | 0.0011501 | 0 | 0.0052491
2675 | Industrial, Existing, SIC34 Fab Metals, ECM-728, Duct/Pipe Insulation | 1.0345 | 0.062875 | 0.083327 | 0.014632 | 0 | 0.074435
2676 | Industrial, Existing, SIC35 Ind Machinery, ECM-728, Duct/Pipe Insulation | 1.0346 | 0.058973 | 0.078146 | 0.0041206 | 0 | 0.013223
2677 | Industrial, Existing, SIC36 Electronics, ECM-728, Duct/Pipe Insulation | 1.0345 | 0.060731 | 0.080489 | 0.0085585 | 0 | 0.049171
2678 | Industrial, Existing, SIC37 Transp Eqp, ECM-728, Duct/Pipe Insulation | 1.0345 | 0.061161 | 0.081055 | 0.0080984 | 0 | 0.040283
2679 | Industrial, Existing, SIC38 Instruments, ECM-728, Duct/Pipe Insulation | 1.0345 | 0.061881 | 0.082013 | 0.035747 | 0 | 0.21308
2680 | Industrial, Existing, SIC39/21/31 Misc, ECM-728, Duct/Pipe Insulation | 1.0345 | 0.060512 | 0.080199 | 0.013425 | 0 | 0.085636
2681 | Industrial, Existing, SIC20 Food, ECM-729, Window Film (Standard) | 1.0345 | 0.76845 | 1.0184 | 0.033597 | 0 | 0.1766
2682 | Industrial, Existing, SIC22-23Textiles, ECM-729, Window Film (Standard) | 1.0346 | 0.7784 | 1.0315 | 0.00081853 | 0 | 0.0030096
2683 | Industrial, Existing, SIC24-25 Lumber, ECM-729, Window Film (Standard) | 1.0345 | 0.76696 | 1.0164 | 0.0014884 | 0 | 0.0063019
2684 | Industrial, Existing, SIC26 Paper, ECM-729, Window Film (Standard) | 1.0345 | 0.76017 | 1.0075 | 0.0043529 | 0 | 0.02775
2685 | Industrial, Existing, SIC27 Printing, ECM-729, Window Film (Standard) | 1.0345 | 0.81753 | 1.0835 | 0.0045746 | 0 | 0.024398
2686 | Industrial, Existing, SIC28 Chemicals, ECM-729, Window Film (Standard) | 1.0344 | 0.81985 | 1.0866 | 0.0019917 | 0 | 0.016206
2687 | Industrial, Existing, SIC29 Petroleum, ECM-729, Window Film (Standard) | 1.0344 | 0.80631 | 1.0687 | 1.908e-05 | 0 | 0.00019839
2688 | Industrial, Existing, SIC30 Rubber/Plastics, ECM-729, Window Film (Standard) | 1.0345 | 0.78501 | 1.0404 | 0.0018079 | 0 | 0.010475
2689 | Industrial, Existing, SIC32 Stone/Clay/Glass, ECM-729, Window Film (Standard) | 1.0345 | 0.77481 | 1.0269 | 0.014553 | 0 | 0.091386
2690 | Industrial, Existing, SIC33 Primary Metals, ECM-729, Window Film (Standard) | 1.0345 | 0.81504 | 1.0801 | 0.0005915 | 0 | 0.0026997
2691 | Industrial, Existing, SIC34 Fab Metals, ECM-729, Window Film (Standard) | 1.0345 | 0.80648 | 1.0688 | 0.0076591 | 0 | 0.038963
2692 | Industrial, Existing, SIC35 Ind Machinery, ECM-729, Window Film (Standard) | 1.0346 | 0.78751 | 1.0436 | 0.0022456 | 0 | 0.0072058
2693 | Industrial, Existing, SIC36 Electronics, ECM-729, Window Film (Standard) | 1.0345 | 0.7961 | 1.0551 | 0.0045783 | 0 | 0.026304
2694 | Industrial, Existing, SIC37 Transp Eqp, ECM-729, Window Film (Standard) | 1.0345 | 0.7982 | 1.0578 | 0.0043132 | 0 | 0.021454
2695 | Industrial, Existing, SIC38 Instruments, ECM-729, Window Film (Standard) | 1.0345 | 0.80168 | 1.0625 | 0.018899 | 0 | 0.11266
2696 | Industrial, Existing, SIC39/21/31 Misc, ECM-729, Window Film (Standard) | 1.0345 | 0.79501 | 1.0537 | 0.0071978 | 0 | 0.045914
2697 | Industrial, Existing, SIC20 Food, ECM-730, Roof Insulation | 1.0345 | 1.3225 | 1.2784 | 0.025116 | 0 | 0.13202
2698 | Industrial, Existing, SIC22-23Textiles, ECM-730, Roof Insulation | 1.0346 | 1.3322 | 1.2877 | 0.00060853 | 0 | 0.0022374
2699 | Industrial, Existing, SIC24-25 Lumber, ECM-730, Roof Insulation | 1.0345 | 1.321 | 1.2769 | 0.0011136 | 0 | 0.0047151
2700 | Industrial, Existing, SIC26 Paper, ECM-730, Roof Insulation | 1.0345 | 1.3143 | 1.2706 | 0.0032692 | 0 | 0.020841
2701 | Industrial, Existing, SIC27 Printing, ECM-730, Roof Insulation | 1.0345 | 1.3698 | 1.3242 | 0.0033296 | 0 | 0.017758
2702 | Industrial, Existing, SIC28 Chemicals, ECM-730, Roof Insulation | 1.0344 | 1.372 | 1.3264 | 0.0014478 | 0 | 0.011781
2703 | Industrial, Existing, SIC29 Petroleum, ECM-730, Roof Insulation | 1.0344 | 1.3591 | 1.3139 | 1.397e-05 | 0 | 0.00014526
2704 | Industrial, Existing, SIC30 Rubber/Plastics, ECM-730, Roof Insulation | 1.0345 | 1.3386 | 1.294 | 0.0013392 | 0 | 0.0077589
2705 | Industrial, Existing, SIC32 Stone/Clay/Glass, ECM-730, Roof Insulation | 1.0345 | 1.3287 | 1.2844 | 0.01084 | 0 | 0.068074
2706 | Industrial, Existing, SIC33 Primary Metals, ECM-730, Roof Insulation | 1.0345 | 1.3675 | 1.3218 | 0.00043109 | 0 | 0.0019675
2707 | Industrial, Existing, SIC34 Fab Metals, ECM-730, Roof Insulation | 1.0345 | 1.3593 | 1.314 | 0.0056076 | 0 | 0.028526
2708 | Industrial, Existing, SIC35 Ind Machinery, ECM-730, Roof Insulation | 1.0346 | 1.3411 | 1.2962 | 0.0016611 | 0 | 0.0053305
2709 | Industrial, Existing, SIC36 Electronics, ECM-730, Roof Insulation | 1.0345 | 1.3493 | 1.3044 | 0.0033708 | 0 | 0.019366
2710 | Industrial, Existing, SIC37 Transp Eqp, ECM-730, Roof Insulation | 1.0345 | 1.3514 | 1.3063 | 0.003172 | 0 | 0.015778
2711 | Industrial, Existing, SIC38 Instruments, ECM-730, Roof Insulation | 1.0345 | 1.3547 | 1.3096 | 0.013873 | 0 | 0.082692
2712 | Industrial, Existing, SIC39/21/31 Misc, ECM-730, Roof Insulation | 1.0345 | 1.3483 | 1.3034 | 0.0053025 | 0 | 0.033824
2713 | Industrial, Existing, SIC20 Food, ECM-731, Cool Roof - DX | 1.0345 | 0.55001 | 0.62269 | 0.13232 | 0 | 0.6955
2714 | Industrial, Existing, SIC22-23Textiles, ECM-731, Cool Roof - DX | 1.0346 | 0.55851 | 0.63226 | 0.0032316 | 0 | 0.011882
2715 | Industrial, Existing, SIC24-25 Lumber, ECM-731, Cool Roof - DX | 1.0345 | 0.54873 | 0.62121 | 0.0058595 | 0 | 0.024809
2716 | Industrial, Existing, SIC26 Paper, ECM-731, Cool Roof - DX | 1.0345 | 0.54295 | 0.61472 | 0.017107 | 0 | 0.10906
2717 | Industrial, Existing, SIC27 Printing, ECM-731, Cool Roof - DX | 1.0345 | 0.59222 | 0.67047 | 0.018234 | 0 | 0.097249
2718 | Industrial, Existing, SIC28 Chemicals, ECM-731, Cool Roof - DX | 1.0344 | 0.59423 | 0.6728 | 0.0079433 | 0 | 0.064634
2719 | Industrial, Existing, SIC29 Petroleum, ECM-731, Cool Roof - DX | 1.0344 | 0.58253 | 0.65957 | 7.586e-05 | 0 | 0.00078867
2720 | Industrial, Existing, SIC30 Rubber/Plastics, ECM-731, Cool Roof - DX | 1.0345 | 0.56419 | 0.63875 | 0.0071497 | 0 | 0.041424
2721 | Industrial, Existing, SIC32 Stone/Clay/Glass, ECM-731, Cool Roof - DX | 1.0345 | 0.55545 | 0.62887 | 0.057405 | 0 | 0.36049
2722 | Industrial, Existing, SIC33 Primary Metals, ECM-731, Cool Roof - DX | 1.0345 | 0.59006 | 0.66801 | 0.0023563 | 0 | 0.010754
2723 | Industrial, Existing, SIC34 Fab Metals, ECM-731, Cool Roof - DX | 1.0345 | 0.58267 | 0.65965 | 0.030448 | 0 | 0.15489
2724 | Industrial, Existing, SIC35 Ind Machinery, ECM-731, Cool Roof - DX | 1.0346 | 0.56632 | 0.64107 | 0.0088856 | 0 | 0.028513
2725 | Industrial, Existing, SIC36 Electronics, ECM-731, Cool Roof - DX | 1.0345 | 0.57372 | 0.64954 | 0.018155 | 0 | 0.10431
2726 | Industrial, Existing, SIC37 Transp Eqp, ECM-731, Cool Roof - DX | 1.0345 | 0.57553 | 0.65157 | 0.017112 | 0 | 0.085119
2727 | Industrial, Existing, SIC38 Instruments, ECM-731, Cool Roof - DX | 1.0345 | 0.57853 | 0.65499 | 0.075046 | 0 | 0.44734
2728 | Industrial, Existing, SIC39/21/31 Misc, ECM-731, Cool Roof - DX | 1.0345 | 0.57279 | 0.6485 | 0.028535 | 0 | 0.18202
2729 | Industrial, Existing, SIC20 Food, ECM-732, Run-time Optimizer | 1.0345 | 0.39344 | 0.44543 | 0.099023 | 0 | 0.5205
2730 | Industrial, Existing, SIC22-23Textiles, ECM-732, Run-time Optimizer | 1.0346 | 0.40381 | 0.45713 | 0.0024445 | 0 | 0.008988
2731 | Industrial, Existing, SIC24-25 Lumber, ECM-732, Run-time Optimizer | 1.0345 | 0.39187 | 0.44362 | 0.0043779 | 0 | 0.018536
2732 | Industrial, Existing, SIC26 Paper, ECM-732, Run-time Optimizer | 1.0345 | 0.38488 | 0.43576 | 0.012687 | 0 | 0.080882
2733 | Industrial, Existing, SIC27 Printing, ECM-732, Run-time Optimizer | 1.0345 | 0.44578 | 0.50468 | 0.01436 | 0 | 0.076585
2734 | Industrial, Existing, SIC28 Chemicals, ECM-732, Run-time Optimizer | 1.0344 | 0.44834 | 0.50762 | 0.0062702 | 0 | 0.05102
2735 | Industrial, Existing, SIC29 Petroleum, ECM-732, Run-time Optimizer | 1.0344 | 0.43361 | 0.49096 | 5.908e-05 | 0 | 0.0006142
2736 | Industrial, Existing, SIC30 Rubber/Plastics, ECM-732, Run-time Optimizer | 1.0345 | 0.4108 | 0.46509 | 0.0054465 | 0 | 0.031556
2737 | Industrial, Existing, SIC32 Stone/Clay/Glass, ECM-732, Run-time Optimizer | 1.0345 | 0.40008 | 0.45296 | 0.043258 | 0 | 0.27165
2738 | Industrial, Existing, SIC33 Primary Metals, ECM-732, Run-time Optimizer | 1.0345 | 0.44305 | 0.50158 | 0.001851 | 0 | 0.0084481
2739 | Industrial, Existing, SIC34 Fab Metals, ECM-732, Run-time Optimizer | 1.0345 | 0.43376 | 0.49107 | 0.023714 | 0 | 0.12064
2740 | Industrial, Existing, SIC35 Ind Machinery, ECM-732, Run-time Optimizer | 1.0346 | 0.41339 | 0.46795 | 0.0067858 | 0 | 0.021775
2741 | Industrial, Existing, SIC36 Electronics, ECM-732, Run-time Optimizer | 1.0345 | 0.4226 | 0.47845 | 0.013991 | 0 | 0.080381
2742 | Industrial, Existing, SIC37 Transp Eqp, ECM-732, Run-time Optimizer | 1.0345 | 0.42484 | 0.48097 | 0.013216 | 0 | 0.065737
2743 | Industrial, Existing, SIC38 Instruments, ECM-732, Run-time Optimizer | 1.0345 | 0.4286 | 0.48524 | 0.058166 | 0 | 0.34672
2744 | Industrial, Existing, SIC39/21/31 Misc, ECM-732, Run-time Optimizer | 1.0345 | 0.42145 | 0.47715 | 0.021966 | 0 | 0.14012
2745 | Industrial, Existing, SIC20 Food, ECM-733, Hybrid Dessicant-HP System | 1.0345 | 0.73702 | 0.83439 | 0.036876 | 0.0051662 | 0.19384
2746 | Industrial, Existing, SIC22-23Textiles, ECM-733, Hybrid Dessicant-HP System | 1.0346 | 0.7437 | 0.84185 | 0.00089489 | 0.00029761 | 0.0032906
2747 | Industrial, Existing, SIC24-25 Lumber, ECM-733, Hybrid Dessicant-HP System | 1.0346 | 0.73605 | 0.83325 | 0.0016347 | 0.00025257 | 0.0069215
2748 | Industrial, Existing, SIC26 Paper, ECM-733, Hybrid Dessicant-HP System | 1.0345 | 0.7315 | 0.82817 | 0.0047936 | 0.00074126 | 0.03056
2749 | Industrial, Existing, SIC27 Printing, ECM-733, Hybrid Dessicant-HP System | 1.0345 | 0.7693 | 0.87094 | 0.0049263 | 0.00059165 | 0.026275
2750 | Industrial, Existing, SIC28 Chemicals, ECM-733, Hybrid Dessicant-HP System | 1.0344 | 0.77078 | 0.87269 | 0.0021429 | 0.00030995 | 0.017437
2751 | Industrial, Existing, SIC29 Petroleum, ECM-733, Hybrid Dessicant-HP System | 1.0344 | 0.76194 | 0.8627 | 2.064e-05 | 4.9e-06 | 0.00021456
2752 | Industrial, Existing, SIC30 Rubber/Plastics, ECM-733, Hybrid Dessicant-HP System | 1.0345 | 0.74798 | 0.84681 | 0.0019714 | 0.00036019 | 0.011422
2753 | Industrial, Existing, SIC32 Stone/Clay/Glass, ECM-733, Hybrid Dessicant-HP System | 1.0345 | 0.74123 | 0.83918 | 0.015932 | 0.0025078 | 0.10005
2754 | Industrial, Existing, SIC33 Primary Metals, ECM-733, Hybrid Dessicant-HP System | 1.0346 | 0.7677 | 0.8691 | 0.00063759 | 0.00011887 | 0.0029101
2755 | Industrial, Existing, SIC34 Fab Metals, ECM-733, Hybrid Dessicant-HP System | 1.0345 | 0.7621 | 0.86278 | 0.0082827 | 0.0015375 | 0.042137
2756 | Industrial, Existing, SIC35 Ind Machinery, ECM-733, Hybrid Dessicant-HP System | 1.0346 | 0.74967 | 0.8486 | 0.0024463 | 0.00022507 | 0.0078503
2757 | Industrial, Existing, SIC36 Electronics, ECM-733, Hybrid Dessicant-HP System | 1.0345 | 0.75528 | 0.85508 | 0.0049708 | 0.00079873 | 0.02856
2758 | Industrial, Existing, SIC37 Transp Eqp, ECM-733, Hybrid Dessicant-HP System | 1.0345 | 0.75668 | 0.85663 | 0.0046792 | 0.00084849 | 0.023276
2759 | Industrial, Existing, SIC38 Instruments, ECM-733, Hybrid Dessicant-HP System | 1.0345 | 0.75894 | 0.85923 | 0.020475 | 0.0034477 | 0.12205
2760 | Industrial, Existing, SIC39/21/31 Misc, ECM-733, Hybrid Dessicant-HP System | 1.0345 | 0.75456 | 0.85428 | 0.0078181 | 0.0013389 | 0.049872
2761 | Industrial, Existing, SIC20 Food, ECM-801, Premium T8, Elecctronic Ballast | 1.0345 | 6.6675 | 7.5483 | 0.53263 | 0.3731 | 3.4997
2762 | Industrial, Existing, SIC22-23Textiles, ECM-801, Premium T8, Elecctronic Ballast | 1.0348 | 6.669 | 7.5483 | 0.011509 | 0.019137 | 0.052899
2763 | Industrial, Existing, SIC24-25 Lumber, ECM-801, Premium T8, Elecctronic Ballast | 1.0346 | 6.6679 | 7.5483 | 0.034837 | 0.026913 | 0.18438
2764 | Industrial, Existing, SIC26 Paper, ECM-801, Premium T8, Elecctronic Ballast | 1.0345 | 6.6672 | 7.5483 | 0.078404 | 0.06062 | 0.6248
2765 | Industrial, Existing, SIC27 Printing, ECM-801, Premium T8, Elecctronic Ballast | 1.0345 | 6.6674 | 7.5483 | 0.1343 | 0.080648 | 0.89538
2766 | Industrial, Existing, SIC28 Chemicals, ECM-801, Premium T8, Elecctronic Ballast | 1.0344 | 6.6669 | 7.5483 | 0.054834 | 0.039655 | 0.55773
2767 | Industrial, Existing, SIC29 Petroleum, ECM-801, Premium T8, Elecctronic Ballast | 1.0344 | 6.6669 | 7.5483 | 0.00046968 | 0.00055752 | 0.0061036
2768 | Industrial, Existing, SIC30 Rubber/Plastics, ECM-801, Premium T8, Elecctronic Ballast | 1.0345 | 6.6674 | 7.5483 | 0.028134 | 0.025701 | 0.20376
2769 | Industrial, Existing, SIC32 Stone/Clay/Glass, ECM-801, Premium T8, Elecctronic Ballast | 1.0345 | 6.6673 | 7.5483 | 0.18017 | 0.1418 | 1.4143
2770 | Industrial, Existing, SIC33 Primary Metals, ECM-801, Premium T8, Elecctronic Ballast | 1.0346 | 6.6679 | 7.5483 | 0.014641 | 0.013648 | 0.083532
2771 | Industrial, Existing, SIC34 Fab Metals, ECM-801, Premium T8, Elecctronic Ballast | 1.0345 | 6.6677 | 7.5483 | 0.23426 | 0.21743 | 1.4897
2772 | Industrial, Existing, SIC35 Ind Machinery, ECM-801, Premium T8, Elecctronic Ballast | 1.0346 | 6.6682 | 7.5483 | 0.037942 | 0.017454 | 0.1522
2773 | Industrial, Existing, SIC36 Electronics, ECM-801, Premium T8, Elecctronic Ballast | 1.0345 | 6.6674 | 7.5483 | 0.071417 | 0.057378 | 0.51291
2774 | Industrial, Existing, SIC37 Transp Eqp, ECM-801, Premium T8, Elecctronic Ballast | 1.0346 | 6.6677 | 7.5483 | 0.12303 | 0.11155 | 0.76501
2775 | Industrial, Existing, SIC38 Instruments, ECM-801, Premium T8, Elecctronic Ballast | 1.0345 | 6.6674 | 7.5483 | 0.39933 | 0.3362 | 2.9755
2776 | Industrial, Existing, SIC39/21/31 Misc, ECM-801, Premium T8, Elecctronic Ballast | 1.0345 | 6.6673 | 7.5483 | 0.19239 | 0.16474 | 1.5341
2777 | Industrial, Existing, SIC20 Food, ECM-802, CFL Hardwired, Modular 18W | 1.0345 | 0.71971 | 1.1581 | 0.088661 | 0.062106 | 0.58256
2778 | Industrial, Existing, SIC22-23Textiles, ECM-802, CFL Hardwired, Modular 18W | 1.0348 | 0.7245 | 1.1655 | 0.00076447 | 0.0012712 | 0.0035138
2779 | Industrial, Existing, SIC24-25 Lumber, ECM-802, CFL Hardwired, Modular 18W | 1.0346 | 0.72504 | 1.1666 | 0.0023911 | 0.0018472 | 0.012655
2780 | Industrial, Existing, SIC26 Paper, ECM-802, CFL Hardwired, Modular 18W | 1.0345 | 0.72365 | 1.1644 | 0.011321 | 0.0087534 | 0.090219
2781 | Industrial, Existing, SIC27 Printing, ECM-802, CFL Hardwired, Modular 18W | 1.0345 | 0.73287 | 1.1792 | 0.0026285 | 0.0015784 | 0.017524
2782 | Industrial, Existing, SIC28 Chemicals, ECM-802, CFL Hardwired, Modular 18W | 1.0344 | 0.71226 | 1.1462 | 0.0053344 | 0.0038578 | 0.054258
2783 | Industrial, Existing, SIC29 Petroleum, ECM-802, CFL Hardwired, Modular 18W | 1.0344 | 0.71225 | 1.1462 | 4.569e-05 | 5.424e-05 | 0.00059378
2784 | Industrial, Existing, SIC30 Rubber/Plastics, ECM-802, CFL Hardwired, Modular 18W | 1.0345 | 0.72669 | 1.1693 | 0.0045693 | 0.0041742 | 0.033093
2785 | Industrial, Existing, SIC32 Stone/Clay/Glass, ECM-802, CFL Hardwired, Modular 18W | 1.0345 | 0.69712 | 1.1218 | 0.041887 | 0.032966 | 0.32881
2786 | Industrial, Existing, SIC33 Primary Metals, ECM-802, CFL Hardwired, Modular 18W | 1.0346 | 0.71354 | 1.1481 | 0.0042541 | 0.0039655 | 0.024271
2787 | Industrial, Existing, SIC34 Fab Metals, ECM-802, CFL Hardwired, Modular 18W | 1.0345 | 0.72577 | 1.1678 | 0.022413 | 0.020802 | 0.14253
2788 | Industrial, Existing, SIC35 Ind Machinery, ECM-802, CFL Hardwired, Modular 18W | 1.0346 | 0.72626 | 1.1685 | 0.0028613 | 0.0013162 | 0.011477
2789 | Industrial, Existing, SIC36 Electronics, ECM-802, CFL Hardwired, Modular 18W | 1.0345 | 0.73056 | 1.1755 | 0.0045736 | 0.0036745 | 0.032847
2790 | Industrial, Existing, SIC37 Transp Eqp, ECM-802, CFL Hardwired, Modular 18W | 1.0346 | 0.72827 | 1.1718 | 0.0076142 | 0.0069035 | 0.047344
2791 | Industrial, Existing, SIC38 Instruments, ECM-802, CFL Hardwired, Modular 18W | 1.0345 | 0.72956 | 1.1739 | 0.02135 | 0.017975 | 0.15908
2792 | Industrial, Existing, SIC39/21/31 Misc, ECM-802, CFL Hardwired, Modular 18W | 1.0345 | 0.73344 | 1.1802 | 0.0093447 | 0.0080018 | 0.074513
2793 | Industrial, Existing, SIC20 Food, ECM-803, CFL Screw-in 18W | 1.0345 | 3.415 | 6.2509 | 0.14095 | 0.098733 | 0.92612
2794 | Industrial, Existing, SIC22-23Textiles, ECM-803, CFL Screw-in 18W | 1.0348 | 3.3374 | 6.1076 | 0.0011799 | 0.0019619 | 0.0054231
2795 | Industrial, Existing, SIC24-25 Lumber, ECM-803, CFL Screw-in 18W | 1.0346 | 3.3427 | 6.1182 | 0.0036933 | 0.0028533 | 0.019548
2796 | Industrial, Existing, SIC26 Paper, ECM-803, CFL Screw-in 18W | 1.0345 | 3.4157 | 6.2524 | 0.017904 | 0.013843 | 0.14267
2797 | Industrial, Existing, SIC27 Printing, ECM-803, CFL Screw-in 18W | 1.0345 | 3.3226 | 6.0818 | 0.0039925 | 0.0023975 | 0.026618
2798 | Industrial, Existing, SIC28 Chemicals, ECM-803, CFL Screw-in 18W | 1.0344 | 3.3074 | 6.0544 | 0.0082989 | 0.0060017 | 0.084411
2799 | Industrial, Existing, SIC29 Petroleum, ECM-803, CFL Screw-in 18W | 1.0344 | 3.3073 | 6.0544 | 7.109e-05 | 8.438e-05 | 0.00092376
2800 | Industrial, Existing, SIC30 Rubber/Plastics, ECM-803, CFL Screw-in 18W | 1.0345 | 3.4512 | 6.3172 | 0.0072705 | 0.0066418 | 0.052657
2801 | Industrial, Existing, SIC32 Stone/Clay/Glass, ECM-803, CFL Screw-in 18W | 1.0345 | 3.3384 | 6.1108 | 0.067205 | 0.052892 | 0.52755
2802 | Industrial, Existing, SIC33 Primary Metals, ECM-803, CFL Screw-in 18W | 1.0346 | 3.486 | 6.3806 | 0.0069633 | 0.0064909 | 0.039728
2803 | Industrial, Existing, SIC34 Fab Metals, ECM-803, CFL Screw-in 18W | 1.0345 | 3.3762 | 6.1796 | 0.034932 | 0.032421 | 0.22214
2804 | Industrial, Existing, SIC35 Ind Machinery, ECM-803, CFL Screw-in 18W | 1.0346 | 3.3564 | 6.143 | 0.0044303 | 0.002038 | 0.017771
2805 | Industrial, Existing, SIC36 Electronics, ECM-803, CFL Screw-in 18W | 1.0345 | 3.3652 | 6.1598 | 0.0070584 | 0.0056709 | 0.050692
2806 | Industrial, Existing, SIC37 Transp Eqp, ECM-803, CFL Screw-in 18W | 1.0346 | 3.3512 | 6.134 | 0.011739 | 0.010643 | 0.072992
2807 | Industrial, Existing, SIC38 Instruments, ECM-803, CFL Screw-in 18W | 1.0345 | 3.3478 | 6.1281 | 0.032824 | 0.027635 | 0.24458
2808 | Industrial, Existing, SIC39/21/31 Misc, ECM-803, CFL Screw-in 18W | 1.0345 | 3.3611 | 6.1524 | 0.014348 | 0.012286 | 0.1144
2809 | Industrial, Existing, SIC20 Food, ECM-804, High Bay T5 | 1.0345 | 3.6008 | 4.772 | 0.082582 | 0.057848 | 0.54262
2810 | Industrial, Existing, SIC22-23Textiles, ECM-804, High Bay T5 | 1.0348 | 3.5112 | 4.6522 | 0.0014239 | 0.0023677 | 0.0065449
2811 | Industrial, Existing, SIC24-25 Lumber, ECM-804, High Bay T5 | 1.0346 | 3.509 | 4.6501 | 0.0039614 | 0.0030603 | 0.020966
2812 | Industrial, Existing, SIC26 Paper, ECM-804, High Bay T5 | 1.0345 | 3.5685 | 4.7294 | 0.0079992 | 0.0061848 | 0.063745
2813 | Industrial, Existing, SIC27 Printing, ECM-804, High Bay T5 | 1.0345 | 3.4248 | 4.5388 | 0.0038266 | 0.0022979 | 0.025511
2814 | Industrial, Existing, SIC28 Chemicals, ECM-804, High Bay T5 | 1.0344 | 3.5905 | 4.7587 | 0.016283 | 0.011776 | 0.16562
2815 | Industrial, Existing, SIC29 Petroleum, ECM-804, High Bay T5 | 1.0344 | 3.5904 | 4.7587 | 0.00013948 | 0.00016556 | 0.0018125
2816 | Industrial, Existing, SIC30 Rubber/Plastics, ECM-804, High Bay T5 | 1.0345 | 3.5655 | 4.7252 | 0.0013142 | 0.0012005 | 0.0095178
2817 | Industrial, Existing, SIC32 Stone/Clay/Glass, ECM-804, High Bay T5 | 1.0345 | 3.7305 | 4.9441 | 0.10232 | 0.080532 | 0.80323
2818 | Industrial, Existing, SIC33 Primary Metals, ECM-804, High Bay T5 | 1.0346 | 3.6914 | 4.8918 | 0.0030602 | 0.0028526 | 0.01746
2819 | Industrial, Existing, SIC34 Fab Metals, ECM-804, High Bay T5 | 1.0345 | 3.5255 | 4.6721 | 0.02175 | 0.020187 | 0.13831
2820 | Industrial, Existing, SIC35 Ind Machinery, ECM-804, High Bay T5 | 1.0346 | 3.5084 | 4.6491 | 0.0035973 | 0.0016548 | 0.01443
2821 | Industrial, Existing, SIC36 Electronics, ECM-804, High Bay T5 | 1.0345 | 3.4763 | 4.6071 | 0.0028662 | 0.0023027 | 0.020584
2822 | Industrial, Existing, SIC37 Transp Eqp, ECM-804, High Bay T5 | 1.0346 | 3.4869 | 4.6209 | 0.0088389 | 0.0080139 | 0.054959
2823 | Industrial, Existing, SIC38 Instruments, ECM-804, High Bay T5 | 1.0345 | 3.4728 | 4.6025 | 0.022986 | 0.019353 | 0.17128
2824 | Industrial, Existing, SIC39/21/31 Misc, ECM-804, High Bay T5 | 1.0345 | 3.4477 | 4.5693 | 0.00184 | 0.0015756 | 0.014672
2825 | Industrial, Existing, SIC20 Food, ECM-805, Occupancy Sensor | 1.0344 | 0.89155 | 1.2295 | 0.013274 | 0.046484 | 0.43603
2826 | Industrial, Existing, SIC22-23Textiles, ECM-805, Occupancy Sensor | 1.0346 | 0.84369 | 1.1633 | 0.00025493 | 0.0021191 | 0.0058577
2827 | Industrial, Existing, SIC24-25 Lumber, ECM-805, Occupancy Sensor | 1.0344 | 0.84436 | 1.1644 | 0.00077074 | 0.0029767 | 0.020394
2828 | Industrial, Existing, SIC26 Paper, ECM-805, Occupancy Sensor | 1.0344 | 0.84283 | 1.1623 | 0.0018765 | 0.0072535 | 0.07476
2829 | Industrial, Existing, SIC27 Printing, ECM-805, Occupancy Sensor | 1.0344 | 0.85353 | 1.1771 | 0.00271 | 0.0081358 | 0.090326
2830 | Industrial, Existing, SIC28 Chemicals, ECM-805, Occupancy Sensor | 1.0343 | 0.8296 | 1.1441 | 0.001333 | 0.0048196 | 0.067785
2831 | Industrial, Existing, SIC29 Petroleum, ECM-805, Occupancy Sensor | 1.0344 | 0.82962 | 1.1441 | 1.142e-05 | 6.776e-05 | 0.00074183
2832 | Industrial, Existing, SIC30 Rubber/Plastics, ECM-805, Occupancy Sensor | 1.0344 | 0.84635 | 1.1672 | 0.00067315 | 0.0030744 | 0.024374
2833 | Industrial, Existing, SIC32 Stone/Clay/Glass, ECM-805, Occupancy Sensor | 1.0344 | 0.81193 | 1.1197 | 0.0053708 | 0.021132 | 0.21078
2834 | Industrial, Existing, SIC33 Primary Metals, ECM-805, Occupancy Sensor | 1.0344 | 0.83099 | 1.1459 | 0.00041694 | 0.001943 | 0.011892
2835 | Industrial, Existing, SIC34 Fab Metals, ECM-805, Occupancy Sensor | 1.0344 | 0.84525 | 1.1656 | 0.0053022 | 0.024602 | 0.16857
2836 | Industrial, Existing, SIC35 Ind Machinery, ECM-805, Occupancy Sensor | 1.0344 | 0.84569 | 1.1662 | 0.00084002 | 0.0019318 | 0.016844
2837 | Industrial, Existing, SIC36 Electronics, ECM-805, Occupancy Sensor | 1.0344 | 0.85085 | 1.1734 | 0.0015282 | 0.0061383 | 0.054871
2838 | Industrial, Existing, SIC37 Transp Eqp, ECM-805, Occupancy Sensor | 1.0344 | 0.84816 | 1.1696 | 0.0026586 | 0.012051 | 0.082646
2839 | Industrial, Existing, SIC38 Instruments, ECM-805, Occupancy Sensor | 1.0344 | 0.84969 | 1.1718 | 0.008497 | 0.035765 | 0.31653
2840 | Industrial, Existing, SIC39/21/31 Misc, ECM-805, Occupancy Sensor | 1.0344 | 0.85423 | 1.178 | 0.0039921 | 0.01709 | 0.15915
2841 | Industrial, Existing, SIC27 Printing, ECM-806, LED Linear Tube 22W | 1.0345 | 0.22914 | 0.29593 | 0.064612 | 0.038799 | 0.43076
2842 | Industrial, Existing, SIC20 Food, ECM-807, Flood LED 14W | 1.0345 | 0.21102 | 0.27253 | 0.10439 | 0.073121 | 0.68588
2843 | Industrial, Existing, SIC22-23Textiles, ECM-807, Flood LED 14W | 1.0348 | 0.21243 | 0.27428 | 0.0020048 | 0.0033336 | 0.0092148
2844 | Industrial, Existing, SIC24-25 Lumber, ECM-807, Flood LED 14W | 1.0346 | 0.21259 | 0.27453 | 0.0060612 | 0.0046826 | 0.032081
2845 | Industrial, Existing, SIC26 Paper, ECM-807, Flood LED 14W | 1.0345 | 0.21218 | 0.27403 | 0.014757 | 0.01141 | 0.1176
2846 | Industrial, Existing, SIC27 Printing, ECM-807, Flood LED 14W | 1.0345 | 0.21488 | 0.27752 | 0.021312 | 0.012798 | 0.14208
2847 | Industrial, Existing, SIC28 Chemicals, ECM-807, Flood LED 14W | 1.0344 | 0.20884 | 0.26973 | 0.010483 | 0.007581 | 0.10662
2848 | Industrial, Existing, SIC29 Petroleum, ECM-807, Flood LED 14W | 1.0344 | 0.20884 | 0.26973 | 8.979e-05 | 0.00010658 | 0.0011669
2849 | Industrial, Existing, SIC30 Rubber/Plastics, ECM-807, Flood LED 14W | 1.0345 | 0.21307 | 0.27517 | 0.0052937 | 0.004836 | 0.03834
2850 | Industrial, Existing, SIC32 Stone/Clay/Glass, ECM-807, Flood LED 14W | 1.0345 | 0.2044 | 0.26399 | 0.042236 | 0.033241 | 0.33155
2851 | Industrial, Existing, SIC33 Primary Metals, ECM-807, Flood LED 14W | 1.0346 | 0.20921 | 0.27018 | 0.0032789 | 0.0030565 | 0.018707
2852 | Industrial, Existing, SIC34 Fab Metals, ECM-807, Flood LED 14W | 1.0345 | 0.2128 | 0.27481 | 0.041697 | 0.0387 | 0.26516
2853 | Industrial, Existing, SIC35 Ind Machinery, ECM-807, Flood LED 14W | 1.0346 | 0.21294 | 0.27498 | 0.006606 | 0.0030389 | 0.026499
2854 | Industrial, Existing, SIC36 Electronics, ECM-807, Flood LED 14W | 1.0345 | 0.2142 | 0.27664 | 0.012018 | 0.0096556 | 0.086312
2855 | Industrial, Existing, SIC37 Transp Eqp, ECM-807, Flood LED 14W | 1.0346 | 0.21353 | 0.27576 | 0.020908 | 0.018957 | 0.13
2856 | Industrial, Existing, SIC38 Instruments, ECM-807, Flood LED 14W | 1.0345 | 0.21391 | 0.27626 | 0.066822 | 0.056258 | 0.4979
2857 | Industrial, Existing, SIC39/21/31 Misc, ECM-807, Flood LED 14W | 1.0345 | 0.21505 | 0.27774 | 0.031395 | 0.026883 | 0.25034
2858 | Industrial, Existing, SIC20 Food, ECM-808, LED High Bay 83W (400W equivalent) | 1.0345 | 0.64566 | 0.66176 | 0.69947 | 0.48997 | 4.596
2859 | Industrial, Existing, SIC22-23Textiles, ECM-808, LED High Bay 83W (400W equivalent) | 1.0348 | 0.64996 | 0.66602 | 0.013434 | 0.022338 | 0.061747
2860 | Industrial, Existing, SIC24-25 Lumber, ECM-808, LED High Bay 83W (400W equivalent) | 1.0346 | 0.65045 | 0.66663 | 0.040615 | 0.031377 | 0.21497
2861 | Industrial, Existing, SIC26 Paper, ECM-808, LED High Bay 83W (400W equivalent) | 1.0345 | 0.6492 | 0.66541 | 0.098883 | 0.076454 | 0.78799
2862 | Industrial, Existing, SIC27 Printing, ECM-808, LED High Bay 83W (400W equivalent) | 1.0345 | 0.65747 | 0.67387 | 0.14281 | 0.085755 | 0.95208
2863 | Industrial, Existing, SIC28 Chemicals, ECM-808, LED High Bay 83W (400W equivalent) | 1.0344 | 0.63898 | 0.65497 | 0.070243 | 0.050799 | 0.71447
2864 | Industrial, Existing, SIC29 Petroleum, ECM-808, LED High Bay 83W (400W equivalent) | 1.0344 | 0.63897 | 0.65497 | 0.00060167 | 0.00071419 | 0.0078188
2865 | Industrial, Existing, SIC30 Rubber/Plastics, ECM-808, LED High Bay 83W (400W equivalent) | 1.0345 | 0.65192 | 0.66819 | 0.035472 | 0.032405 | 0.25691
2866 | Industrial, Existing, SIC32 Stone/Clay/Glass, ECM-808, LED High Bay 83W (400W equivalent) | 1.0345 | 0.6254 | 0.64102 | 0.28302 | 0.22274 | 2.2217
2867 | Industrial, Existing, SIC33 Primary Metals, ECM-808, LED High Bay 83W (400W equivalent) | 1.0346 | 0.64013 | 0.65606 | 0.021971 | 0.020481 | 0.12535
2868 | Industrial, Existing, SIC34 Fab Metals, ECM-808, LED High Bay 83W (400W equivalent) | 1.0345 | 0.65109 | 0.66731 | 0.27941 | 0.25932 | 1.7768
2869 | Industrial, Existing, SIC35 Ind Machinery, ECM-808, LED High Bay 83W (400W equivalent) | 1.0346 | 0.65154 | 0.66771 | 0.044266 | 0.020363 | 0.17756
2870 | Industrial, Existing, SIC36 Electronics, ECM-808, LED High Bay 83W (400W equivalent) | 1.0345 | 0.65539 | 0.67174 | 0.080532 | 0.064701 | 0.57836
2871 | Industrial, Existing, SIC37 Transp Eqp, ECM-808, LED High Bay 83W (400W equivalent) | 1.0346 | 0.65334 | 0.66961 | 0.1401 | 0.12702 | 0.87114
2872 | Industrial, Existing, SIC38 Instruments, ECM-808, LED High Bay 83W (400W equivalent) | 1.0345 | 0.6545 | 0.67083 | 0.44776 | 0.37698 | 3.3364
2873 | Industrial, Existing, SIC39/21/31 Misc, ECM-808, LED High Bay 83W (400W equivalent) | 1.0345 | 0.65798 | 0.67441 | 0.21037 | 0.18014 | 1.6775
2874 | Industrial, Existing, SIC20 Food, ECM-901, Replace V-belts | 1.0345 | 1.1003 | 1.7705 | 0.00073323 | 0.00051362 | 0.0048178
2875 | Industrial, Existing, SIC22-23Textiles, ECM-901, Replace V-belts | 1.0348 | 1.1006 | 1.7705 | 1.359e-05 | 2.259e-05 | 6.245e-05
2876 | Industrial, Existing, SIC24-25 Lumber, ECM-901, Replace V-belts | 1.0346 | 1.1004 | 1.7705 | 4.641e-05 | 3.586e-05 | 0.00024566
2877 | Industrial, Existing, SIC26 Paper, ECM-901, Replace V-belts | 1.0345 | 1.1003 | 1.7705 | 0.00011204 | 8.663e-05 | 0.00089286
2878 | Industrial, Existing, SIC27 Printing, ECM-901, Replace V-belts | 1.0345 | 1.1003 | 1.7705 | 7.794e-05 | 4.681e-05 | 0.00051964
2879 | Industrial, Existing, SIC28 Chemicals, ECM-901, Replace V-belts | . | 99999 | 99999 | 0 | 0 | 0
2880 | Industrial, Existing, SIC29 Petroleum, ECM-901, Replace V-belts | 1.0344 | 1.1002 | 1.7705 | 6e-08 | 7e-08 | 7.6e-07
2881 | Industrial, Existing, SIC30 Rubber/Plastics, ECM-901, Replace V-belts | 1.0345 | 1.1003 | 1.7705 | 2.693e-05 | 2.461e-05 | 0.00019507
2882 | Industrial, Existing, SIC32 Stone/Clay/Glass, ECM-901, Replace V-belts | 1.0345 | 1.1003 | 1.7705 | 0.0002951 | 0.00023225 | 0.0023164
2883 | Industrial, Existing, SIC33 Primary Metals, ECM-901, Replace V-belts | 1.0346 | 1.1004 | 1.7705 | 6.35e-06 | 5.92e-06 | 3.625e-05
2884 | Industrial, Existing, SIC34 Fab Metals, ECM-901, Replace V-belts | 1.0345 | 1.1004 | 1.7705 | 0.00021181 | 0.00019659 | 0.001347
2885 | Industrial, Existing, SIC35 Ind Machinery, ECM-901, Replace V-belts | 1.0346 | 1.1004 | 1.7705 | 2.515e-05 | 1.157e-05 | 0.0001009
2886 | Industrial, Existing, SIC36 Electronics, ECM-901, Replace V-belts | 1.0345 | 1.1003 | 1.7705 | 3.778e-05 | 3.035e-05 | 0.00027129
2887 | Industrial, Existing, SIC37 Transp Eqp, ECM-901, Replace V-belts | 1.0346 | 1.1004 | 1.7705 | 0.00010953 | 9.931e-05 | 0.00068105
2888 | Industrial, Existing, SIC38 Instruments, ECM-901, Replace V-belts | 1.0345 | 1.1003 | 1.7705 | 0.00020459 | 0.00017225 | 0.0015244
2889 | Industrial, Existing, SIC39/21/31 Misc, ECM-901, Replace V-belts | 1.0345 | 1.1003 | 1.7705 | 0.00016237 | 0.00013904 | 0.0012947

## 18b
RIM – Achievable Potential
# | Measure Name | Test Results |  |  | Savings
|  | RIM | TRC | PT | Summer | Winter | Annual Energy
[5 empty] | (MW) | (MW) | (GWh)
Residential
1 | Residential, Existing, Single Family, Base 14 SEER A/C Split w/Elec Heat, ECM-102, 15 SEER Split-System Air Conditioner | 0.73701 | 0.10481 | 0.15078 | . | . | .
2 | Residential, New, Single Family, Base 14 SEER A/C Split w/Elec Heat, ECM-102, 15 SEER Split-System Air Conditioner | 0.73701 | 0.088722 | 0.12764 | . | . | .
3 | Residential, Existing, Multi Family, Base 14 SEER A/C Split w/Elec Heat, ECM-102, 15 SEER Split-System Air Conditioner | 0.73704 | 0.15053 | 0.21655 | . | . | .
4 | Residential, New, Multi Family, Base 14 SEER A/C Split w/Elec Heat, ECM-102, 15 SEER Split-System Air Conditioner | 0.73704 | 0.056567 | 0.081379 | . | . | .
5 | Residential, Existing, Mobile Home, Base 14 SEER A/C Split w/Elec Heat, ECM-102, 15 SEER Split-System Air Conditioner | 0.73711 | 0.082344 | 0.11845 | . | . | .
6 | Residential, New, Mobile Home, Base 14 SEER A/C Split w/Elec Heat, ECM-102, 15 SEER Split-System Air Conditioner | 0.73711 | 0.08925 | 0.12838 | . | . | .
7 | Residential, Existing, Single Family, Base 14 SEER A/C Split w/Elec Heat, ECM-103, 17 SEER Split-System Air Conditioner | 0.73704 | 0.069732 | 0.10032 | . | . | .
8 | Residential, New, Single Family, Base 14 SEER A/C Split w/Elec Heat, ECM-103, 17 SEER Split-System Air Conditioner | 0.73704 | 0.064137 | 0.09227 | . | . | .
9 | Residential, Existing, Multi Family, Base 14 SEER A/C Split w/Elec Heat, ECM-103, 17 SEER Split-System Air Conditioner | 0.73706 | 0.11404 | 0.16406 | . | . | .
10 | Residential, New, Multi Family, Base 14 SEER A/C Split w/Elec Heat, ECM-103, 17 SEER Split-System Air Conditioner | 0.73706 | 0.039203 | 0.056397 | . | . | .
11 | Residential, Existing, Mobile Home, Base 14 SEER A/C Split w/Elec Heat, ECM-103, 17 SEER Split-System Air Conditioner | 0.73714 | 0.061945 | 0.089103 | . | . | .
12 | Residential, New, Mobile Home, Base 14 SEER A/C Split w/Elec Heat, ECM-103, 17 SEER Split-System Air Conditioner | 0.73714 | 0.068611 | 0.098692 | . | . | .
13 | Residential, Existing, Single Family, Base 14 SEER A/C Split w/Elec Heat, ECM-104, 19 SEER Split-System Air Conditioner | 0.73702 | 0.064209 | 0.092374 | . | . | .
14 | Residential, New, Single Family, Base 14 SEER A/C Split w/Elec Heat, ECM-104, 19 SEER Split-System Air Conditioner | 0.73702 | 0.049292 | 0.070913 | . | . | .
15 | Residential, Existing, Multi Family, Base 14 SEER A/C Split w/Elec Heat, ECM-104, 19 SEER Split-System Air Conditioner | 0.73705 | 0.088144 | 0.1268 | . | . | .
16 | Residential, New, Multi Family, Base 14 SEER A/C Split w/Elec Heat, ECM-104, 19 SEER Split-System Air Conditioner | 0.73705 | 0.026617 | 0.038291 | . | . | .
17 | Residential, Existing, Mobile Home, Base 14 SEER A/C Split w/Elec Heat, ECM-104, 19 SEER Split-System Air Conditioner | 0.73712 | 0.048395 | 0.069613 | . | . | .
18 | Residential, New, Mobile Home, Base 14 SEER A/C Split w/Elec Heat, ECM-104, 19 SEER Split-System Air Conditioner | 0.73712 | 0.054181 | 0.077937 | . | . | .
19 | Residential, Existing, Single Family, Base 14 SEER A/C Split w/Elec Heat, ECM-105, 14 SEER Split-System Heat Pump | 0.73706 | 0.25671 | 0.40791 | . | . | .
20 | Residential, New, Single Family, Base 14 SEER A/C Split w/Elec Heat, ECM-105, 14 SEER Split-System Heat Pump | 0.73706 | 0.21731 | 0.34531 | . | . | .
21 | Residential, Existing, Multi Family, Base 14 SEER A/C Split w/Elec Heat, ECM-105, 14 SEER Split-System Heat Pump | 0.73701 | 0.35614 | 0.56595 | . | . | .
22 | Residential, New, Multi Family, Base 14 SEER A/C Split w/Elec Heat, ECM-105, 14 SEER Split-System Heat Pump | 0.73701 | 0.16631 | 0.26428 | . | . | .
23 | Residential, Existing, Mobile Home, Base 14 SEER A/C Split w/Elec Heat, ECM-105, 14 SEER Split-System Heat Pump | 0.73715 | 0.18309 | 0.29089 | . | . | .
24 | Residential, New, Mobile Home, Base 14 SEER A/C Split w/Elec Heat, ECM-105, 14 SEER Split-System Heat Pump | 0.73715 | 0.18674 | 0.2967 | . | . | .
25 | Residential, Existing, Single Family, Base 14 SEER A/C Split w/Elec Heat, ECM-106, 15 SEER Split-System Heat Pump | 0.73705 | 0.085318 | 0.13557 | . | . | .
26 | Residential, New, Single Family, Base 14 SEER A/C Split w/Elec Heat, ECM-106, 15 SEER Split-System Heat Pump | 0.73705 | 0.072225 | 0.11477 | . | . | .
27 | Residential, Existing, Multi Family, Base 14 SEER A/C Split w/Elec Heat, ECM-106, 15 SEER Split-System Heat Pump | 0.73702 | 0.12208 | 0.19399 | . | . | .
28 | Residential, New, Multi Family, Base 14 SEER A/C Split w/Elec Heat, ECM-106, 15 SEER Split-System Heat Pump | 0.73702 | 0.047721 | 0.075833 | . | . | .
29 | Residential, Existing, Mobile Home, Base 14 SEER A/C Split w/Elec Heat, ECM-106, 15 SEER Split-System Heat Pump | 0.73714 | 0.067339 | 0.10699 | . | . | .
30 | Residential, New, Mobile Home, Base 14 SEER A/C Split w/Elec Heat, ECM-106, 15 SEER Split-System Heat Pump | 0.73714 | 0.070428 | 0.1119 | . | . | .
31 | Residential, Existing, Single Family, Base 14 SEER A/C Split w/Elec Heat, ECM-107, 17 SEER Split-System Heat Pump | 0.73705 | 0.054894 | 0.087227 | . | . | .
32 | Residential, New, Single Family, Base 14 SEER A/C Split w/Elec Heat, ECM-107, 17 SEER Split-System Heat Pump | 0.73705 | 0.046469 | 0.07384 | . | . | .
33 | Residential, Existing, Multi Family, Base 14 SEER A/C Split w/Elec Heat, ECM-107, 17 SEER Split-System Heat Pump | 0.73702 | 0.082803 | 0.13158 | . | . | .
34 | Residential, New, Multi Family, Base 14 SEER A/C Split w/Elec Heat, ECM-107, 17 SEER Split-System Heat Pump | 0.73702 | 0.030192 | 0.047977 | . | . | .
35 | Residential, Existing, Mobile Home, Base 14 SEER A/C Split w/Elec Heat, ECM-107, 17 SEER Split-System Heat Pump | 0.73714 | 0.044097 | 0.070063 | . | . | .
36 | Residential, New, Mobile Home, Base 14 SEER A/C Split w/Elec Heat, ECM-107, 17 SEER Split-System Heat Pump | 0.73714 | 0.048157 | 0.076513 | . | . | .
37 | Residential, Existing, Single Family, Base 14 SEER A/C Split w/Elec Heat, ECM-108, 13 EER Geothermal Heat Pump | . | 0 | 0 | . | . | .
38 | Residential, New, Single Family, Base 14 SEER A/C Split w/Elec Heat, ECM-108, 13 EER Geothermal Heat Pump | . | 0 | 0 | . | . | .
39 | Residential, Existing, Multi Family, Base 14 SEER A/C Split w/Elec Heat, ECM-108, 13 EER Geothermal Heat Pump | . | 0 | 0 | . | . | .
40 | Residential, New, Multi Family, Base 14 SEER A/C Split w/Elec Heat, ECM-108, 13 EER Geothermal Heat Pump | . | 0 | 0 | . | . | .
41 | Residential, Existing, Mobile Home, Base 14 SEER A/C Split w/Elec Heat, ECM-108, 13 EER Geothermal Heat Pump | . | 0 | 0 | . | . | .
42 | Residential, New, Mobile Home, Base 14 SEER A/C Split w/Elec Heat, ECM-108, 13 EER Geothermal Heat Pump | . | 0 | 0 | . | . | .
43 | Residential, Existing, Single Family, Base 14 SEER A/C Split w/Elec Heat, ECM-110, Attic Venting | 0.73697 | 0.57059 | 1.0615 | . | . | .
44 | Residential, New, Single Family, Base 14 SEER A/C Split w/Elec Heat, ECM-110, Attic Venting | 0.73697 | 0.49646 | 0.92358 | . | . | .
45 | Residential, Existing, Multi Family, Base 14 SEER A/C Split w/Elec Heat, ECM-110, Attic Venting | 0.73695 | 0.59127 | 1.1 | . | . | .
46 | Residential, New, Multi Family, Base 14 SEER A/C Split w/Elec Heat, ECM-110, Attic Venting | 0.73695 | 0.30192 | 0.56168 | . | . | .
47 | Residential, Existing, Mobile Home, Base 14 SEER A/C Split w/Elec Heat, ECM-110, Attic Venting | 0.73705 | 0.3585 | 0.66685 | . | . | .
48 | Residential, New, Mobile Home, Base 14 SEER A/C Split w/Elec Heat, ECM-110, Attic Venting | 0.73705 | 0.33271 | 0.61888 | . | . | .
49 | Residential, Existing, Single Family, Base 14 SEER A/C Split w/Elec Heat, ECM-111, Sealed Attic w/Sprayed Foam Insulated Roof Deck | 0.73739 | 0.029197 | 0.039595 | . | . | .
50 | Residential, New, Single Family, Base 14 SEER A/C Split w/Elec Heat, ECM-111, Sealed Attic w/Sprayed Foam Insulated Roof Deck | 0.73739 | 0.024717 | 0.03352 | . | . | .
51 | Residential, Existing, Multi Family, Base 14 SEER A/C Split w/Elec Heat, ECM-111, Sealed Attic w/Sprayed Foam Insulated Roof Deck | 0.73735 | 0.093374 | 0.12663 | . | . | .
52 | Residential, New, Multi Family, Base 14 SEER A/C Split w/Elec Heat, ECM-111, Sealed Attic w/Sprayed Foam Insulated Roof Deck | 0.73735 | 0.027234 | 0.036935 | . | . | .
53 | Residential, Existing, Mobile Home, Base 14 SEER A/C Split w/Elec Heat, ECM-111, Sealed Attic w/Sprayed Foam Insulated Roof Deck | 0.73754 | 0.055228 | 0.074881 | . | . | .
54 | Residential, New, Mobile Home, Base 14 SEER A/C Split w/Elec Heat, ECM-111, Sealed Attic w/Sprayed Foam Insulated Roof Deck | 0.73754 | 0.062369 | 0.084563 | . | . | .
55 | Residential, Existing, Single Family, Base 14 SEER A/C Split w/Elec Heat, ECM-112, AC Maintenance (Outdoor Coil Cleaning) | 0.73685 | 0.76457 | 1.8012 | . | . | .
56 | Residential, New, Single Family, Base 14 SEER A/C Split w/Elec Heat, ECM-112, AC Maintenance (Outdoor Coil Cleaning) | 0.73685 | 0.66524 | 1.5672 | . | . | .
57 | Residential, Existing, Multi Family, Base 14 SEER A/C Split w/Elec Heat, ECM-112, AC Maintenance (Outdoor Coil Cleaning) | 0.73686 | 0.76897 | 1.8115 | . | . | .
58 | Residential, New, Multi Family, Base 14 SEER A/C Split w/Elec Heat, ECM-112, AC Maintenance (Outdoor Coil Cleaning) | 0.73686 | 0.41584 | 0.97961 | . | . | .
59 | Residential, Existing, Mobile Home, Base 14 SEER A/C Split w/Elec Heat, ECM-112, AC Maintenance (Outdoor Coil Cleaning) | 0.73692 | 0.47062 | 1.1086 | . | . | .
60 | Residential, New, Mobile Home, Base 14 SEER A/C Split w/Elec Heat, ECM-112, AC Maintenance (Outdoor Coil Cleaning) | 0.73692 | 0.42874 | 1.0099 | . | . | .
61 | Residential, Existing, Single Family, Base 14 SEER A/C Split w/Elec Heat, ECM-113, AC Maintenance (Indoor Coil Cleaning) | 0.73685 | 0.39233 | 0.92426 | . | . | .
62 | Residential, New, Single Family, Base 14 SEER A/C Split w/Elec Heat, ECM-113, AC Maintenance (Indoor Coil Cleaning) | 0.73685 | 0.33212 | 0.78241 | . | . | .
63 | Residential, Existing, Multi Family, Base 14 SEER A/C Split w/Elec Heat, ECM-113, AC Maintenance (Indoor Coil Cleaning) | 0.73686 | 0.44992 | 1.0599 | . | . | .
64 | Residential, New, Multi Family, Base 14 SEER A/C Split w/Elec Heat, ECM-113, AC Maintenance (Indoor Coil Cleaning) | 0.73686 | 0.22603 | 0.53247 | . | . | .
65 | Residential, Existing, Mobile Home, Base 14 SEER A/C Split w/Elec Heat, ECM-113, AC Maintenance (Indoor Coil Cleaning) | 0.73692 | 0.25889 | 0.60984 | . | . | .
66 | Residential, New, Mobile Home, Base 14 SEER A/C Split w/Elec Heat, ECM-113, AC Maintenance (Indoor Coil Cleaning) | 0.73692 | 0.25348 | 0.59709 | . | . | .
67 | Residential, Existing, Single Family, Base 14 SEER A/C Split w/Elec Heat, ECM-114, Proper Refrigerant Charging and Air Flow | 0.73684 | 1.394 | 2.5938 | . | . | .
68 | Residential, New, Single Family, Base 14 SEER A/C Split w/Elec Heat, ECM-114, Proper Refrigerant Charging and Air Flow | 0.73684 | 1.2129 | 2.2568 | . | . | .
69 | Residential, Existing, Multi Family, Base 14 SEER A/C Split w/Elec Heat, ECM-114, Proper Refrigerant Charging and Air Flow | 0.73686 | 1.4221 | 2.646 | . | . | .
70 | Residential, New, Multi Family, Base 14 SEER A/C Split w/Elec Heat, ECM-114, Proper Refrigerant Charging and Air Flow | 0.73686 | 1.077 | 2.0039 | . | . | .
71 | Residential, Existing, Mobile Home, Base 14 SEER A/C Split w/Elec Heat, ECM-114, Proper Refrigerant Charging and Air Flow | 0.73691 | 0.85442 | 1.5896 | . | . | .
72 | Residential, New, Mobile Home, Base 14 SEER A/C Split w/Elec Heat, ECM-114, Proper Refrigerant Charging and Air Flow | 0.73691 | 0.75352 | 1.4019 | . | . | .
73 | Residential, Existing, Single Family, Base 14 SEER A/C Split w/Elec Heat, ECM-115, Electronically Commutated Motors (ECM) on an Air Handler Unit | 0.7368 | 1.7836 | 2.8352 | . | . | .
74 | Residential, New, Single Family, Base 14 SEER A/C Split w/Elec Heat, ECM-115, Electronically Commutated Motors (ECM) on an Air Handler Unit | 0.7368 | 1.5519 | 2.4668 | . | . | .
75 | Residential, Existing, Multi Family, Base 14 SEER A/C Split w/Elec Heat, ECM-115, Electronically Commutated Motors (ECM) on an Air Handler Unit | 0.73681 | 1.7741 | 2.8199 | . | . | .
76 | Residential, New, Multi Family, Base 14 SEER A/C Split w/Elec Heat, ECM-115, Electronically Commutated Motors (ECM) on an Air Handler Unit | 0.73681 | 1.41 | 2.2413 | . | . | .
77 | Residential, Existing, Mobile Home, Base 14 SEER A/C Split w/Elec Heat, ECM-115, Electronically Commutated Motors (ECM) on an Air Handler Unit | 0.73685 | 1.0702 | 1.7011 | . | . | .
78 | Residential, New, Mobile Home, Base 14 SEER A/C Split w/Elec Heat, ECM-115, Electronically Commutated Motors (ECM) on an Air Handler Unit | 0.73685 | 0.93271 | 1.4825 | . | . | .
79 | Residential, Existing, Single Family, Base 14 SEER A/C Split w/Elec Heat, ECM-116, Duct Repair | 0.73725 | 0.37116 | 0.5338 | . | . | .
80 | Residential, New, Single Family, Base 14 SEER A/C Split w/Elec Heat, ECM-116, Duct Repair | 0.73725 | 0.3142 | 0.45188 | . | . | .
81 | Residential, Existing, Multi Family, Base 14 SEER A/C Split w/Elec Heat, ECM-116, Duct Repair | 0.73723 | 0.29066 | 0.41804 | . | . | .
82 | Residential, New, Multi Family, Base 14 SEER A/C Split w/Elec Heat, ECM-116, Duct Repair | 0.73723 | 0.1223 | 0.17589 | . | . | .
83 | Residential, Existing, Mobile Home, Base 14 SEER A/C Split w/Elec Heat, ECM-116, Duct Repair | 0.73738 | 0.2144 | 0.30829 | . | . | .
84 | Residential, New, Mobile Home, Base 14 SEER A/C Split w/Elec Heat, ECM-116, Duct Repair | 0.73738 | 0.21304 | 0.30635 | . | . | .
85 | Residential, Existing, Single Family, Base 14 SEER A/C Split w/Elec Heat, ECM-117, Reflective Roof | 0.73685 | 0.43614 | 0.69323 | . | . | .
86 | Residential, New, Single Family, Base 14 SEER A/C Split w/Elec Heat, ECM-117, Reflective Roof | 0.73685 | 0.36921 | 0.58684 | . | . | .
87 | Residential, Existing, Multi Family, Base 14 SEER A/C Split w/Elec Heat, ECM-117, Reflective Roof | 0.73687 | 0.90458 | 1.4377 | . | . | .
88 | Residential, New, Multi Family, Base 14 SEER A/C Split w/Elec Heat, ECM-117, Reflective Roof | 0.73687 | 0.52462 | 0.83383 | . | . | .
89 | Residential, Existing, Mobile Home, Base 14 SEER A/C Split w/Elec Heat, ECM-117, Reflective Roof | 0.73692 | 0.56487 | 0.89775 | . | . | .
90 | Residential, New, Mobile Home, Base 14 SEER A/C Split w/Elec Heat, ECM-117, Reflective Roof | 0.73692 | 0.5065 | 0.80498 | . | . | .
91 | Residential, Existing, Single Family, Base 14 SEER A/C Split w/Elec Heat, ECM-118, Radient Barrier | 0.73716 | 0.059817 | 0.11125 | . | . | .
92 | Residential, New, Single Family, Base 14 SEER A/C Split w/Elec Heat, ECM-118, Radient Barrier | 0.73716 | 0.050638 | 0.094179 | . | . | .
93 | Residential, Existing, Multi Family, Base 14 SEER A/C Split w/Elec Heat, ECM-118, Radient Barrier | 0.73717 | 0.1187 | 0.22076 | . | . | .
94 | Residential, New, Multi Family, Base 14 SEER A/C Split w/Elec Heat, ECM-118, Radient Barrier | 0.73717 | 0.039073 | 0.072669 | . | . | .
95 | Residential, Existing, Mobile Home, Base 14 SEER A/C Split w/Elec Heat, ECM-118, Radient Barrier | 0.73729 | 0.092216 | 0.17148 | . | . | .
96 | Residential, New, Mobile Home, Base 14 SEER A/C Split w/Elec Heat, ECM-118, Radient Barrier | 0.73729 | 0.097376 | 0.18107 | . | . | .
97 | Residential, Existing, Single Family, Base 14 SEER A/C Split w/Elec Heat, ECM-119, Window Film | 0.73671 | 0.12076 | 0.22472 | . | . | .
98 | Residential, New, Single Family, Base 14 SEER A/C Split w/Elec Heat, ECM-119, Window Film | 0.73671 | 0.10222 | 0.19023 | . | . | .
99 | Residential, Existing, Multi Family, Base 14 SEER A/C Split w/Elec Heat, ECM-119, Window Film | 0.73674 | 0.35576 | 0.66205 | . | . | .
100 | Residential, New, Multi Family, Base 14 SEER A/C Split w/Elec Heat, ECM-119, Window Film | 0.73674 | 1.0058 | 1.8718 | . | . | .
101 | Residential, Existing, Mobile Home, Base 14 SEER A/C Split w/Elec Heat, ECM-119, Window Film | 0.73676 | 0.22344 | 0.41579 | . | . | .
102 | Residential, New, Mobile Home, Base 14 SEER A/C Split w/Elec Heat, ECM-119, Window Film | 0.73676 | 0.36266 | 0.67486 | . | . | .
103 | Residential, Existing, Single Family, Base 14 SEER A/C Split w/Elec Heat, ECM-120, Window Tinting | 0.73671 | 0.47898 | 0.65016 | . | . | .
104 | Residential, New, Single Family, Base 14 SEER A/C Split w/Elec Heat, ECM-120, Window Tinting | 0.7369 | 0.4057 | 0.55055 | . | . | .
105 | Residential, Existing, Multi Family, Base 14 SEER A/C Split w/Elec Heat, ECM-120, Window Tinting | 0.73674 | 0.96732 | 1.313 | . | . | .
106 | Residential, New, Multi Family, Base 14 SEER A/C Split w/Elec Heat, ECM-120, Window Tinting | 0.73692 | 2.036 | 2.7628 | . | . | .
107 | Residential, Existing, Mobile Home, Base 14 SEER A/C Split w/Elec Heat, ECM-120, Window Tinting | 0.73674 | 0.58794 | 0.79803 | . | . | .
108 | Residential, Existing, Mobile Home, Base 14 SEER A/C Split w/Elec Heat, ECM-120, Window Tinting | 0.73692 | 3.3207 | 4.5062 | . | . | .
109 | Residential, Existing, Single Family, Base 14 SEER A/C Split w/Elec Heat, ECM-121, Default Window With Sunscreen | 0.73709 | 0.13328 | 0.24791 | . | . | .
110 | Residential, New, Single Family, Base 14 SEER A/C Split w/Elec Heat, ECM-121, Default Window With Sunscreen | 0.73709 | 0.44315 | 0.82427 | . | . | .
111 | Residential, Existing, Multi Family, Base 14 SEER A/C Split w/Elec Heat, ECM-121, Default Window With Sunscreen | 0.73713 | 0.26579 | 0.49435 | . | . | .
112 | Residential, New, Multi Family, Base 14 SEER A/C Split w/Elec Heat, ECM-121, Default Window With Sunscreen | 0.73713 | 2.1854 | 4.0647 | . | . | .
113 | Residential, Existing, Mobile Home, Base 14 SEER A/C Split w/Elec Heat, ECM-121, Default Window With Sunscreen | 0.73721 | 0.16942 | 0.31507 | . | . | .
114 | Residential, New, Mobile Home, Base 14 SEER A/C Split w/Elec Heat, ECM-121, Default Window With Sunscreen | 0.73721 | 0.57867 | 1.0762 | . | . | .
115 | Residential, Existing, Single Family, Base 14 SEER A/C Split w/Elec Heat, ECM-122, Single Pane Clear Windows to Double Pane Low-E Windows | 0.73701 | 0.26281 | 0.35659 | . | . | .
116 | Residential, New, Single Family, Base 14 SEER A/C Split w/Elec Heat, ECM-122, Single Pane Clear Windows to Double Pane Low-E Windows | 0.73701 | 0.22247 | 0.30186 | . | . | .
117 | Residential, Existing, Multi Family, Base 14 SEER A/C Split w/Elec Heat, ECM-122, Single Pane Clear Windows to Double Pane Low-E Windows | 0.73701 | 0.60598 | 0.82221 | . | . | .
118 | Residential, New, Multi Family, Base 14 SEER A/C Split w/Elec Heat, ECM-122, Single Pane Clear Windows to Double Pane Low-E Windows | 0.73701 | 1.0744 | 1.4578 | . | . | .
119 | Residential, Existing, Mobile Home, Base 14 SEER A/C Split w/Elec Heat, ECM-122, Single Pane Clear Windows to Double Pane Low-E Windows | 0.7371 | 0.36415 | 0.49403 | . | . | .
120 | Residential, New, Mobile Home, Base 14 SEER A/C Split w/Elec Heat, ECM-122, Single Pane Clear Windows to Double Pane Low-E Windows | 0.7371 | 0.34241 | 0.46453 | . | . | .
121 | Residential, Existing, Single Family, Base 14 SEER A/C Split w/Elec Heat, ECM-124, Ceiling R-0 to R-19 Insulation | 0.73739 | 0.16031 | 0.2174 | . | . | .
122 | Residential, New, Single Family, Base 14 SEER A/C Split w/Elec Heat, ECM-124, Ceiling R-0 to R-19 Insulation | 0.73739 | 0.13571 | 0.18404 | . | . | .
123 | Residential, Existing, Multi Family, Base 14 SEER A/C Split w/Elec Heat, ECM-124, Ceiling R-0 to R-19 Insulation | 0.73735 | 0.39587 | 0.53688 | . | . | .
124 | Residential, New, Multi Family, Base 14 SEER A/C Split w/Elec Heat, ECM-124, Ceiling R-0 to R-19 Insulation | 0.73735 | 0.18719 | 0.25388 | . | . | .
125 | Residential, Existing, Mobile Home, Base 14 SEER A/C Split w/Elec Heat, ECM-124, Ceiling R-0 to R-19 Insulation | 0.73754 | 0.20571 | 0.27891 | . | . | .
126 | Residential, New, Mobile Home, Base 14 SEER A/C Split w/Elec Heat, ECM-124, Ceiling R-0 to R-19 Insulation | 0.73754 | 0.20854 | 0.28276 | . | . | .
127 | Residential, Existing, Single Family, Base 14 SEER A/C Split w/Elec Heat, ECM-125, Ceiling R-19 to R-38 Insulation | 0.73739 | 0.00531 | 0.007201 | . | . | .
128 | Residential, New, Single Family, Base 14 SEER A/C Split w/Elec Heat, ECM-125, Ceiling R-19 to R-38 Insulation | 0.73739 | 0.004495 | 0.006096 | . | . | .
129 | Residential, Existing, Multi Family, Base 14 SEER A/C Split w/Elec Heat, ECM-125, Ceiling R-19 to R-38 Insulation | 0.73735 | 0.016742 | 0.022706 | . | . | .
130 | Residential, New, Multi Family, Base 14 SEER A/C Split w/Elec Heat, ECM-125, Ceiling R-19 to R-38 Insulation | 0.73735 | 0.004359 | 0.005911 | . | . | .
131 | Residential, Existing, Mobile Home, Base 14 SEER A/C Split w/Elec Heat, ECM-125, Ceiling R-19 to R-38 Insulation | 0.73754 | 0.008572 | 0.011623 | . | . | .
132 | Residential, New, Mobile Home, Base 14 SEER A/C Split w/Elec Heat, ECM-125, Ceiling R-19 to R-38 Insulation | 0.73754 | 0.009926 | 0.013458 | . | . | .
133 | Residential, Existing, Single Family, Base 14 SEER A/C Split w/Elec Heat, ECM-126, Wall 2x4 R-0 to Blow-In R-13 Insulation | 0.73739 | 0.003554 | 0.004819 | . | . | .
134 | Residential, New, Single Family, Base 14 SEER A/C Split w/Elec Heat, ECM-126, Wall 2x4 R-0 to Blow-In R-13 Insulation | 0.73739 | 0.003008 | 0.00408 | . | . | .
135 | Residential, Existing, Multi Family, Base 14 SEER A/C Split w/Elec Heat, ECM-126, Wall 2x4 R-0 to Blow-In R-13 Insulation | 0.73735 | 0.030787 | 0.041754 | . | . | .
136 | Residential, New, Multi Family, Base 14 SEER A/C Split w/Elec Heat, ECM-126, Wall 2x4 R-0 to Blow-In R-13 Insulation | 0.73735 | 0.008085 | 0.010965 | . | . | .
137 | Residential, Existing, Mobile Home, Base 14 SEER A/C Split w/Elec Heat, ECM-126, Wall 2x4 R-0 to Blow-In R-13 Insulation | 0.73754 | 0.00709 | 0.009613 | . | . | .
138 | Residential, New, Mobile Home, Base 14 SEER A/C Split w/Elec Heat, ECM-126, Wall 2x4 R-0 to Blow-In R-13 Insulation | 0.73754 | 0.008215 | 0.011138 | . | . | .
139 | Residential, Existing, Single Family, Base 14 SEER A/C Split w/Elec Heat, ECM-127, Weather Strip/Caulk w/Blower Door | 0.73653 | 0.16363 | 0.36981 | . | . | .
140 | Residential, New, Single Family, Base 14 SEER A/C Split w/Elec Heat, ECM-127, Weather Strip/Caulk w/Blower Door | 0.73653 | 0.13852 | 0.31306 | . | . | .
141 | Residential, Existing, Multi Family, Base 14 SEER A/C Split w/Elec Heat, ECM-127, Weather Strip/Caulk w/Blower Door | 0.73653 | 0.24407 | 0.55161 | . | . | .
142 | Residential, New, Multi Family, Base 14 SEER A/C Split w/Elec Heat, ECM-127, Weather Strip/Caulk w/Blower Door | 0.73653 | 0.096245 | 0.21752 | . | . | .
143 | Residential, Existing, Mobile Home, Base 14 SEER A/C Split w/Elec Heat, ECM-127, Weather Strip/Caulk w/Blower Door | 0.73654 | 0.13688 | 0.30935 | . | . | .
144 | Residential, New, Mobile Home, Base 14 SEER A/C Split w/Elec Heat, ECM-127, Weather Strip/Caulk w/Blower Door | 0.73654 | 0.14285 | 0.32284 | . | . | .
145 | Residential, Existing, Single Family, Base 14 SEER Heat Pump, ECM-132, 15 SEER Split-System Heat Pump | 0.73706 | 0.072555 | 0.11529 | . | . | .
146 | Residential, New, Single Family, Base 14 SEER Heat Pump, ECM-132, 15 SEER Split-System Heat Pump | 0.73706 | 0.058777 | 0.093397 | . | . | .
147 | Residential, Existing, Multi Family, Base 14 SEER Heat Pump, ECM-132, 15 SEER Split-System Heat Pump | 0.73706 | 0.043324 | 0.068842 | . | . | .
148 | Residential, New, Multi Family, Base 14 SEER Heat Pump, ECM-132, 15 SEER Split-System Heat Pump | 0.73706 | 0.034772 | 0.055252 | . | . | .
149 | Residential, Existing, Mobile Home, Base 14 SEER Heat Pump, ECM-132, 15 SEER Split-System Heat Pump | 0.73716 | 0.044637 | 0.070918 | . | . | .
150 | Residential, New, Mobile Home, Base 14 SEER Heat Pump, ECM-132, 15 SEER Split-System Heat Pump | 0.73716 | 0.035584 | 0.056535 | . | . | .
151 | Residential, Existing, Single Family, Base 14 SEER Heat Pump, ECM-133, 17 SEER Split-System Heat Pump | 0.73709 | 0.046966 | 0.074625 | . | . | .
152 | Residential, New, Single Family, Base 14 SEER Heat Pump, ECM-133, 17 SEER Split-System Heat Pump | 0.73709 | 0.038047 | 0.060454 | . | . | .
153 | Residential, Existing, Multi Family, Base 14 SEER Heat Pump, ECM-133, 17 SEER Split-System Heat Pump | 0.73709 | 0.026196 | 0.041624 | . | . | .
154 | Residential, New, Multi Family, Base 14 SEER Heat Pump, ECM-133, 17 SEER Split-System Heat Pump | 0.73709 | 0.021025 | 0.033407 | . | . | .
155 | Residential, Existing, Mobile Home, Base 14 SEER Heat Pump, ECM-133, 17 SEER Split-System Heat Pump | 0.7372 | 0.026945 | 0.042808 | . | . | .
156 | Residential, New, Mobile Home, Base 14 SEER Heat Pump, ECM-133, 17 SEER Split-System Heat Pump | 0.7372 | 0.021481 | 0.034126 | . | . | .
157 | Residential, Existing, Single Family, Base 14 SEER Heat Pump, ECM-134, 13 EER Geothermal Heat Pump | . | 0 | 0 | . | . | .
158 | Residential, New, Single Family, Base 14 SEER Heat Pump, ECM-134, 13 EER Geothermal Heat Pump | . | 0 | 0 | . | . | .
159 | Residential, Existing, Multi Family, Base 14 SEER Heat Pump, ECM-134, 13 EER Geothermal Heat Pump | . | 0 | 0 | . | . | .
160 | Residential, New, Multi Family, Base 14 SEER Heat Pump, ECM-134, 13 EER Geothermal Heat Pump | . | 0 | 0 | . | . | .
161 | Residential, Existing, Mobile Home, Base 14 SEER Heat Pump, ECM-134, 13 EER Geothermal Heat Pump | . | 0 | 0 | . | . | .
162 | Residential, New, Mobile Home, Base 14 SEER Heat Pump, ECM-134, 13 EER Geothermal Heat Pump | . | 0 | 0 | . | . | .
163 | Residential, Existing, Single Family, Base 14 SEER Heat Pump, ECM-136, Attic Venting | 0.73697 | 0.46489 | 0.86485 | . | . | .
164 | Residential, New, Single Family, Base 14 SEER Heat Pump, ECM-136, Attic Venting | 0.73697 | 0.38813 | 0.72205 | . | . | .
165 | Residential, Existing, Multi Family, Base 14 SEER Heat Pump, ECM-136, Attic Venting | 0.73695 | 0.22714 | 0.42258 | . | . | .
166 | Residential, New, Multi Family, Base 14 SEER Heat Pump, ECM-136, Attic Venting | 0.73695 | 0.18231 | 0.33916 | . | . | .
167 | Residential, Existing, Mobile Home, Base 14 SEER Heat Pump, ECM-136, Attic Venting | 0.73705 | 0.29845 | 0.55516 | . | . | .
168 | Residential, New, Mobile Home, Base 14 SEER Heat Pump, ECM-136, Attic Venting | 0.73705 | 0.23792 | 0.44256 | . | . | .
169 | Residential, Existing, Single Family, Base 14 SEER Heat Pump, ECM-137, Sealed Attics | 0.73775 | 0.02572 | 0.034863 | . | . | .
170 | Residential, New, Single Family, Base 14 SEER Heat Pump, ECM-137, Sealed Attics | 0.73775 | 0.020836 | 0.028243 | . | . | .
171 | Residential, Existing, Multi Family, Base 14 SEER Heat Pump, ECM-137, Sealed Attics | 0.73766 | 0.033404 | 0.045283 | . | . | .
172 | Residential, New, Multi Family, Base 14 SEER Heat Pump, ECM-137, Sealed Attics | 0.73766 | 0.02681 | 0.036344 | . | . | .
173 | Residential, Existing, Mobile Home, Base 14 SEER Heat Pump, ECM-137, Sealed Attics | 0.73795 | 0.038028 | 0.051531 | . | . | .
174 | Residential, New, Mobile Home, Base 14 SEER Heat Pump, ECM-137, Sealed Attics | 0.73795 | 0.030315 | 0.04108 | . | . | .
175 | Residential, Existing, Single Family, Base 14 SEER Heat Pump, ECM-138, AC Maintenance (Outdoor Coil Cleaning) | 0.73685 | 0.64695 | 1.5241 | . | . | .
176 | Residential, New, Single Family, Base 14 SEER Heat Pump, ECM-138, AC Maintenance (Outdoor Coil Cleaning) | 0.73685 | 0.54012 | 1.2724 | . | . | .
177 | Residential, Existing, Multi Family, Base 14 SEER Heat Pump, ECM-138, AC Maintenance (Outdoor Coil Cleaning) | 0.73686 | 0.31614 | 0.74474 | . | . | .
178 | Residential, New, Multi Family, Base 14 SEER Heat Pump, ECM-138, AC Maintenance (Outdoor Coil Cleaning) | 0.73686 | 0.25374 | 0.59773 | . | . | .
179 | Residential, Existing, Mobile Home, Base 14 SEER Heat Pump, ECM-138, AC Maintenance (Outdoor Coil Cleaning) | 0.73692 | 0.42065 | 0.99086 | . | . | .
180 | Residential, New, Mobile Home, Base 14 SEER Heat Pump, ECM-138, AC Maintenance (Outdoor Coil Cleaning) | 0.73692 | 0.33954 | 0.7998 | . | . | .
181 | Residential, Existing, Single Family, Base 14 SEER Heat Pump, ECM-139, AC Maintenance (Indoor Coil Cleaning) | 0.73685 | 0.33076 | 0.77921 | . | . | .
182 | Residential, New, Single Family, Base 14 SEER Heat Pump, ECM-139, AC Maintenance (Indoor Coil Cleaning) | 0.73685 | 0.26831 | 0.63209 | . | . | .
183 | Residential, Existing, Multi Family, Base 14 SEER Heat Pump, ECM-139, AC Maintenance (Indoor Coil Cleaning) | 0.73686 | 0.17762 | 0.41842 | . | . | .
184 | Residential, New, Multi Family, Base 14 SEER Heat Pump, ECM-139, AC Maintenance (Indoor Coil Cleaning) | 0.73686 | 0.14256 | 0.33583 | . | . | .
185 | Residential, Existing, Mobile Home, Base 14 SEER Heat Pump, ECM-139, AC Maintenance (Indoor Coil Cleaning) | 0.73692 | 0.20314 | 0.4785 | . | . | .
186 | Residential, New, Mobile Home, Base 14 SEER Heat Pump, ECM-139, AC Maintenance (Indoor Coil Cleaning) | 0.73692 | 0.16194 | 0.38145 | . | . | .
187 | Residential, Existing, Single Family, Base 14 SEER Heat Pump, ECM-140, Proper Refrigerant Charging and Air Flow | 0.73684 | 1.1826 | 2.2004 | . | . | .
188 | Residential, New, Single Family, Base 14 SEER Heat Pump, ECM-140, Proper Refrigerant Charging and Air Flow | 0.73684 | 0.98731 | 1.837 | . | . | .
189 | Residential, Existing, Multi Family, Base 14 SEER Heat Pump, ECM-140, Proper Refrigerant Charging and Air Flow | 0.73686 | 0.68298 | 1.2708 | . | . | .
190 | Residential, New, Multi Family, Base 14 SEER Heat Pump, ECM-140, Proper Refrigerant Charging and Air Flow | 0.73686 | 0.54816 | 1.0199 | . | . | .
191 | Residential, Existing, Mobile Home, Base 14 SEER Heat Pump, ECM-140, Proper Refrigerant Charging and Air Flow | 0.73691 | 0.81323 | 1.513 | . | . | .
192 | Residential, New, Mobile Home, Base 14 SEER Heat Pump, ECM-140, Proper Refrigerant Charging and Air Flow | 0.73691 | 0.67468 | 1.2552 | . | . | .
193 | Residential, Existing, Single Family, Base 14 SEER Heat Pump, ECM-141, Electronically Commutated Motors (ECM) on an Air Handler Unit | 0.73715 | 3.161 | 5.0222 | . | . | .
194 | Residential, New, Single Family, Base 14 SEER Heat Pump, ECM-141, Electronically Commutated Motors (ECM) on an Air Handler Unit | 0.73715 | 2.6391 | 4.1929 | . | . | .
195 | Residential, Existing, Multi Family, Base 14 SEER Heat Pump, ECM-141, Electronically Commutated Motors (ECM) on an Air Handler Unit | 0.73713 | 1.8665 | 2.9657 | . | . | .
196 | Residential, New, Multi Family, Base 14 SEER Heat Pump, ECM-141, Electronically Commutated Motors (ECM) on an Air Handler Unit | 0.73713 | 1.554 | 2.4691 | . | . | .
197 | Residential, Existing, Mobile Home, Base 14 SEER Heat Pump, ECM-141, Electronically Commutated Motors (ECM) on an Air Handler Unit | 0.73726 | 2.2021 | 3.4982 | . | . | .
198 | Residential, New, Mobile Home, Base 14 SEER Heat Pump, ECM-141, Electronically Commutated Motors (ECM) on an Air Handler Unit | 0.73726 | 1.8498 | 2.9386 | . | . | .
199 | Residential, Existing, Single Family, Base 14 SEER Heat Pump, ECM-142, Duct Repair | 0.73742 | 0.28107 | 0.40413 | . | . | .
200 | Residential, New, Single Family, Base 14 SEER Heat Pump, ECM-142, Duct Repair | 0.73742 | 0.228 | 0.32783 | . | . | .
201 | Residential, Existing, Multi Family, Base 14 SEER Heat Pump, ECM-142, Duct Repair | 0.7374 | 0.099036 | 0.14241 | . | . | .
202 | Residential, New, Multi Family, Base 14 SEER Heat Pump, ECM-142, Duct Repair | 0.7374 | 0.079486 | 0.11429 | . | . | .
203 | Residential, Existing, Mobile Home, Base 14 SEER Heat Pump, ECM-142, Duct Repair | 0.73759 | 0.12905 | 0.18551 | . | . | .
204 | Residential, New, Mobile Home, Base 14 SEER Heat Pump, ECM-142, Duct Repair | 0.73759 | 0.10287 | 0.14789 | . | . | .
205 | Residential, Existing, Single Family, Base 14 SEER Heat Pump, ECM-143, Reflective Roof | 0.73684 | 0.36847 | 0.58567 | . | . | .
206 | Residential, New, Single Family, Base 14 SEER Heat Pump, ECM-143, Reflective Roof | 0.73684 | 0.2989 | 0.4751 | . | . | .
207 | Residential, Existing, Multi Family, Base 14 SEER Heat Pump, ECM-143, Reflective Roof | 0.73686 | 0.38396 | 0.61028 | . | . | .
208 | Residential, New, Multi Family, Base 14 SEER Heat Pump, ECM-143, Reflective Roof | 0.73686 | 0.30817 | 0.48981 | . | . | .
209 | Residential, Existing, Mobile Home, Base 14 SEER Heat Pump, ECM-143, Reflective Roof | 0.73691 | 0.52035 | 0.827 | . | . | .
210 | Residential, New, Mobile Home, Base 14 SEER Heat Pump, ECM-143, Reflective Roof | 0.73691 | 0.42001 | 0.66754 | . | . | .
211 | Residential, Existing, Single Family, Base 14 SEER Heat Pump, ECM-144, Radient Barrier | 0.73716 | 0.039469 | 0.073406 | . | . | .
212 | Residential, New, Single Family, Base 14 SEER Heat Pump, ECM-144, Radient Barrier | 0.73716 | 0.031974 | 0.059467 | . | . | .
213 | Residential, Existing, Multi Family, Base 14 SEER Heat Pump, ECM-144, Radient Barrier | 0.73717 | 0.026758 | 0.049765 | . | . | .
214 | Residential, New, Multi Family, Base 14 SEER Heat Pump, ECM-144, Radient Barrier | 0.73717 | 0.021476 | 0.039942 | . | . | .
215 | Residential, Existing, Mobile Home, Base 14 SEER Heat Pump, ECM-144, Radient Barrier | 0.73729 | 0.050459 | 0.09383 | . | . | .
216 | Residential, New, Mobile Home, Base 14 SEER Heat Pump, ECM-144, Radient Barrier | 0.73729 | 0.040225 | 0.0748 | . | . | .
217 | Residential, Existing, Single Family, Base 14 SEER Heat Pump, ECM-145, Window Film | 0.73669 | 0.1083 | 0.20155 | . | . | .
218 | Residential, New, Single Family, Base 14 SEER Heat Pump, ECM-145, Window Film | 0.73669 | 0.097 | 0.18052 | . | . | .
219 | Residential, Existing, Multi Family, Base 14 SEER Heat Pump, ECM-145, Window Film | 0.73671 | 0.16823 | 0.31307 | . | . | .
220 | Residential, New, Multi Family, Base 14 SEER Heat Pump, ECM-145, Window Film | 0.73671 | 0.59406 | 1.1056 | . | . | .
221 | Residential, Existing, Mobile Home, Base 14 SEER Heat Pump, ECM-145, Window Film | 0.73673 | 0.18751 | 0.34896 | . | . | .
222 | Residential, New, Mobile Home, Base 14 SEER Heat Pump, ECM-145, Window Film | 0.73673 | 0.29675 | 0.55224 | . | . | .
223 | Residential, Existing, Single Family, Base 14 SEER Heat Pump, ECM-146, Window Tinting | 0.7369 | 0.39421 | 0.53496 | . | . | .
224 | Residential, New, Single Family, Base 14 SEER Heat Pump, ECM-146, Window Tinting | 0.7369 | 0.36339 | 0.49313 | . | . | .
225 | Residential, Existing, Multi Family, Base 14 SEER Heat Pump, ECM-146, Window Tinting | 0.73692 | 0.49119 | 0.66655 | . | . | .
226 | Residential, New, Multi Family, Base 14 SEER Heat Pump, ECM-146, Window Tinting | 0.73692 | 1.7993 | 2.4417 | . | . | .
227 | Residential, Existing, Mobile Home, Base 14 SEER Heat Pump, ECM-146, Window Tinting | 0.73698 | 0.57901 | 0.78565 | . | . | .
228 | Residential, New, Mobile Home, Base 14 SEER Heat Pump, ECM-146, Window Tinting | 0.73698 | 0.95361 | 1.294 | . | . | .
229 | Residential, Existing, Single Family, Base 14 SEER Heat Pump, ECM-147, Default Window With Sunscreen | 0.73709 | 0.10721 | 0.19941 | . | . | .
230 | Residential, New, Single Family, Base 14 SEER Heat Pump, ECM-147, Default Window With Sunscreen | 0.73709 | 0.34158 | 0.63535 | . | . | .
231 | Residential, Existing, Multi Family, Base 14 SEER Heat Pump, ECM-147, Default Window With Sunscreen | 0.73713 | 0.12444 | 0.23145 | . | . | .
232 | Residential, New, Multi Family, Base 14 SEER Heat Pump, ECM-147, Default Window With Sunscreen | 0.73713 | 1.0092 | 1.877 | . | . | .
233 | Residential, Existing, Mobile Home, Base 14 SEER Heat Pump, ECM-147, Default Window With Sunscreen | 0.73721 | 0.15142 | 0.2816 | . | . | .
234 | Residential, New, Mobile Home, Base 14 SEER Heat Pump, ECM-147, Default Window With Sunscreen | 0.73721 | 0.48004 | 0.89275 | . | . | .
235 | Residential, Existing, Single Family, Base 14 SEER Heat Pump, ECM-148, Single Pane Clear Windows to Double Pane Low-E Windows | 0.73701 | 0.22564 | 0.30616 | . | . | .
236 | Residential, New, Single Family, Base 14 SEER Heat Pump, ECM-148, Single Pane Clear Windows to Double Pane Low-E Windows | 0.73701 | 0.18304 | 0.24836 | . | . | .
237 | Residential, Existing, Multi Family, Base 14 SEER Heat Pump, ECM-148, Single Pane Clear Windows to Double Pane Low-E Windows | 0.73701 | 0.67988 | 0.92249 | . | . | .
238 | Residential, New, Multi Family, Base 14 SEER Heat Pump, ECM-148, Single Pane Clear Windows to Double Pane Low-E Windows | 0.73701 | 0.54568 | 0.7404 | . | . | .
239 | Residential, Existing, Mobile Home, Base 14 SEER Heat Pump, ECM-148, Single Pane Clear Windows to Double Pane Low-E Windows | 0.7371 | 0.28751 | 0.39005 | . | . | .
240 | Residential, New, Mobile Home, Base 14 SEER Heat Pump, ECM-148, Single Pane Clear Windows to Double Pane Low-E Windows | 0.7371 | 0.2292 | 0.31095 | . | . | .
241 | Residential, Existing, Single Family, Base 14 SEER Heat Pump, ECM-150, Ceiling R-0 to R-19 Insulation | 0.73775 | 0.14628 | 0.19828 | . | . | .
242 | Residential, New, Single Family, Base 14 SEER Heat Pump, ECM-150, Ceiling R-0 to R-19 Insulation | 0.73775 | 0.11867 | 0.16085 | . | . | .
243 | Residential, Existing, Multi Family, Base 14 SEER Heat Pump, ECM-150, Ceiling R-0 to R-19 Insulation | 0.73766 | 0.15073 | 0.20433 | . | . | .
244 | Residential, New, Multi Family, Base 14 SEER Heat Pump, ECM-150, Ceiling R-0 to R-19 Insulation | 0.73766 | 0.12097 | 0.164 | . | . | .
245 | Residential, Existing, Mobile Home, Base 14 SEER Heat Pump, ECM-150, Ceiling R-0 to R-19 Insulation | 0.73795 | 0.16328 | 0.22126 | . | . | .
246 | Residential, New, Mobile Home, Base 14 SEER Heat Pump, ECM-150, Ceiling R-0 to R-19 Insulation | 0.73795 | 0.13017 | 0.17639 | . | . | .
247 | Residential, Existing, Single Family, Base 14 SEER Heat Pump, ECM-151, Ceiling R-19 to R-38 Insulation | 0.73775 | 0.004846 | 0.006568 | . | . | .
248 | Residential, New, Single Family, Base 14 SEER Heat Pump, ECM-151, Ceiling R-19 to R-38 Insulation | 0.73775 | 0.003926 | 0.005321 | . | . | .
249 | Residential, Existing, Multi Family, Base 14 SEER Heat Pump, ECM-151, Ceiling R-19 to R-38 Insulation | 0.73766 | 0.005053 | 0.00685 | . | . | .
250 | Residential, New, Multi Family, Base 14 SEER Heat Pump, ECM-151, Ceiling R-19 to R-38 Insulation | 0.73766 | 0.004055 | 0.005498 | . | . | .
251 | Residential, Existing, Mobile Home, Base 14 SEER Heat Pump, ECM-151, Ceiling R-19 to R-38 Insulation | 0.73795 | 0.005476 | 0.007421 | . | . | .
252 | Residential, New, Mobile Home, Base 14 SEER Heat Pump, ECM-151, Ceiling R-19 to R-38 Insulation | 0.73795 | 0.004366 | 0.005916 | . | . | .
253 | Residential, Existing, Single Family, Base 14 SEER Heat Pump, ECM-152, Wall 2x4 R-0 to Blow-In R-13 Insulation | 0.73775 | 0.00313 | 0.004243 | . | . | .
254 | Residential, New, Single Family, Base 14 SEER Heat Pump, ECM-152, Wall 2x4 R-0 to Blow-In R-13 Insulation | 0.73775 | 0.002536 | 0.003437 | . | . | .
255 | Residential, Existing, Multi Family, Base 14 SEER Heat Pump, ECM-152, Wall 2x4 R-0 to Blow-In R-13 Insulation | 0.73766 | 0.009063 | 0.012286 | . | . | .
256 | Residential, New, Multi Family, Base 14 SEER Heat Pump, ECM-152, Wall 2x4 R-0 to Blow-In R-13 Insulation | 0.73766 | 0.007274 | 0.009861 | . | . | .
257 | Residential, Existing, Mobile Home, Base 14 SEER Heat Pump, ECM-152, Wall 2x4 R-0 to Blow-In R-13 Insulation | 0.73795 | 0.0043 | 0.005827 | . | . | .
258 | Residential, New, Mobile Home, Base 14 SEER Heat Pump, ECM-152, Wall 2x4 R-0 to Blow-In R-13 Insulation | 0.73795 | 0.003428 | 0.004645 | . | . | .
259 | Residential, Existing, Single Family, Base 14 SEER Heat Pump, ECM-153, Weather Strip/Caulk w/Blower Door | 0.73653 | 0.14188 | 0.32065 | . | . | .
260 | Residential, New, Single Family, Base 14 SEER Heat Pump, ECM-153, Weather Strip/Caulk w/Blower Door | 0.73653 | 0.11509 | 0.26011 | . | . | .
261 | Residential, Existing, Multi Family, Base 14 SEER Heat Pump, ECM-153, Weather Strip/Caulk w/Blower Door | 0.73653 | 0.088142 | 0.1992 | . | . | .
262 | Residential, New, Multi Family, Base 14 SEER Heat Pump, ECM-153, Weather Strip/Caulk w/Blower Door | 0.73653 | 0.070743 | 0.15988 | . | . | .
263 | Residential, Existing, Mobile Home, Base 14 SEER Heat Pump, ECM-153, Weather Strip/Caulk w/Blower Door | 0.73654 | 0.09927 | 0.22435 | . | . | .
264 | Residential, New, Mobile Home, Base 14 SEER Heat Pump, ECM-153, Weather Strip/Caulk w/Blower Door | 0.73654 | 0.079137 | 0.17885 | . | . | .
265 | Residential, Existing, Single Family, Base 14 SEER A/C Split w/Gas Heat, ECM-162, 15 SEER Split-System Air Conditioner | . | 0 | 0 | . | . | .
266 | Residential, New, Single Family, Base 14 SEER A/C Split w/Gas Heat, ECM-162, 15 SEER Split-System Air Conditioner | . | 0 | 0 | . | . | .
267 | Residential, Existing, Multi Family, Base 14 SEER A/C Split w/Gas Heat, ECM-162, 15 SEER Split-System Air Conditioner | . | 0 | 0 | . | . | .
268 | Residential, New, Multi Family, Base 14 SEER A/C Split w/Gas Heat, ECM-162, 15 SEER Split-System Air Conditioner | . | 0 | 0 | . | . | .
269 | Residential, Existing, Mobile Home, Base 14 SEER A/C Split w/Gas Heat, ECM-162, 15 SEER Split-System Air Conditioner | . | 0 | 0 | . | . | .
270 | Residential, New, Mobile Home, Base 14 SEER A/C Split w/Gas Heat, ECM-162, 15 SEER Split-System Air Conditioner | . | 0 | 0 | . | . | .
271 | Residential, Existing, Single Family, Base 14 SEER A/C Split w/Gas Heat, ECM-163, 17 SEER Split-System Air Conditioner | . | 0 | 0 | . | . | .
272 | Residential, New, Single Family, Base 14 SEER A/C Split w/Gas Heat, ECM-163, 17 SEER Split-System Air Conditioner | . | 0 | 0 | . | . | .
273 | Residential, Existing, Multi Family, Base 14 SEER A/C Split w/Gas Heat, ECM-163, 17 SEER Split-System Air Conditioner | . | 0 | 0 | . | . | .
274 | Residential, New, Multi Family, Base 14 SEER A/C Split w/Gas Heat, ECM-163, 17 SEER Split-System Air Conditioner | . | 0 | 0 | . | . | .
275 | Residential, Existing, Mobile Home, Base 14 SEER A/C Split w/Gas Heat, ECM-163, 17 SEER Split-System Air Conditioner | . | 0 | 0 | . | . | .
276 | Residential, New, Mobile Home, Base 14 SEER A/C Split w/Gas Heat, ECM-163, 17 SEER Split-System Air Conditioner | . | 0 | 0 | . | . | .
277 | Residential, Existing, Single Family, Base 14 SEER A/C Split w/Gas Heat, ECM-164, 19 SEER Split-System Air Conditioner | . | 0 | 0 | . | . | .
278 | Residential, New, Single Family, Base 14 SEER A/C Split w/Gas Heat, ECM-164, 19 SEER Split-System Air Conditioner | . | 0 | 0 | . | . | .
279 | Residential, Existing, Multi Family, Base 14 SEER A/C Split w/Gas Heat, ECM-164, 19 SEER Split-System Air Conditioner | . | 0 | 0 | . | . | .
280 | Residential, New, Multi Family, Base 14 SEER A/C Split w/Gas Heat, ECM-164, 19 SEER Split-System Air Conditioner | . | 0 | 0 | . | . | .
281 | Residential, Existing, Mobile Home, Base 14 SEER A/C Split w/Gas Heat, ECM-164, 19 SEER Split-System Air Conditioner | . | 0 | 0 | . | . | .
282 | Residential, New, Mobile Home, Base 14 SEER A/C Split w/Gas Heat, ECM-164, 19 SEER Split-System Air Conditioner | . | 0 | 0 | . | . | .
283 | Residential, Existing, Single Family, Base 14 SEER A/C Split w/Gas Heat, ECM-166, Attic Venting | . | 0 | 0 | . | . | .
284 | Residential, New, Single Family, Base 14 SEER A/C Split w/Gas Heat, ECM-166, Attic Venting | . | 0 | 0 | . | . | .
285 | Residential, Existing, Multi Family, Base 14 SEER A/C Split w/Gas Heat, ECM-166, Attic Venting | . | 0 | 0 | . | . | .
286 | Residential, New, Multi Family, Base 14 SEER A/C Split w/Gas Heat, ECM-166, Attic Venting | . | 0 | 0 | . | . | .
287 | Residential, Existing, Mobile Home, Base 14 SEER A/C Split w/Gas Heat, ECM-166, Attic Venting | . | 0 | 0 | . | . | .
288 | Residential, New, Mobile Home, Base 14 SEER A/C Split w/Gas Heat, ECM-166, Attic Venting | . | 0 | 0 | . | . | .
289 | Residential, Existing, Single Family, Base 14 SEER A/C Split w/Gas Heat, ECM-167, Sealed Attic w/Sprayed Foam Insulated Roof Deck | . | 0 | 0 | . | . | .
290 | Residential, New, Single Family, Base 14 SEER A/C Split w/Gas Heat, ECM-167, Sealed Attic w/Sprayed Foam Insulated Roof Deck | . | 0 | 0 | . | . | .
291 | Residential, Existing, Multi Family, Base 14 SEER A/C Split w/Gas Heat, ECM-167, Sealed Attic w/Sprayed Foam Insulated Roof Deck | . | 0 | 0 | . | . | .
292 | Residential, New, Multi Family, Base 14 SEER A/C Split w/Gas Heat, ECM-167, Sealed Attic w/Sprayed Foam Insulated Roof Deck | . | 0 | 0 | . | . | .
293 | Residential, Existing, Mobile Home, Base 14 SEER A/C Split w/Gas Heat, ECM-167, Sealed Attic w/Sprayed Foam Insulated Roof Deck | . | 0 | 0 | . | . | .
294 | Residential, New, Mobile Home, Base 14 SEER A/C Split w/Gas Heat, ECM-167, Sealed Attic w/Sprayed Foam Insulated Roof Deck | . | 0 | 0 | . | . | .
295 | Residential, Existing, Single Family, Base 14 SEER A/C Split w/Gas Heat, ECM-168, AC Maintenance (Outdoor Coil Cleaning) | . | 0 | 0 | . | . | .
296 | Residential, New, Single Family, Base 14 SEER A/C Split w/Gas Heat, ECM-168, AC Maintenance (Outdoor Coil Cleaning) | . | 0 | 0 | . | . | .
297 | Residential, Existing, Multi Family, Base 14 SEER A/C Split w/Gas Heat, ECM-168, AC Maintenance (Outdoor Coil Cleaning) | . | 0 | 0 | . | . | .
298 | Residential, New, Multi Family, Base 14 SEER A/C Split w/Gas Heat, ECM-168, AC Maintenance (Outdoor Coil Cleaning) | . | 0 | 0 | . | . | .
299 | Residential, Existing, Mobile Home, Base 14 SEER A/C Split w/Gas Heat, ECM-168, AC Maintenance (Outdoor Coil Cleaning) | . | 0 | 0 | . | . | .
300 | Residential, New, Mobile Home, Base 14 SEER A/C Split w/Gas Heat, ECM-168, AC Maintenance (Outdoor Coil Cleaning) | . | 0 | 0 | . | . | .
301 | Residential, Existing, Single Family, Base 14 SEER A/C Split w/Gas Heat, ECM-169, AC Maintenance (Indoor Coil Cleaning) | . | 0 | 0 | . | . | .
302 | Residential, New, Single Family, Base 14 SEER A/C Split w/Gas Heat, ECM-169, AC Maintenance (Indoor Coil Cleaning) | . | 0 | 0 | . | . | .
303 | Residential, Existing, Multi Family, Base 14 SEER A/C Split w/Gas Heat, ECM-169, AC Maintenance (Indoor Coil Cleaning) | . | 0 | 0 | . | . | .
304 | Residential, New, Multi Family, Base 14 SEER A/C Split w/Gas Heat, ECM-169, AC Maintenance (Indoor Coil Cleaning) | . | 0 | 0 | . | . | .
305 | Residential, Existing, Mobile Home, Base 14 SEER A/C Split w/Gas Heat, ECM-169, AC Maintenance (Indoor Coil Cleaning) | . | 0 | 0 | . | . | .
306 | Residential, New, Mobile Home, Base 14 SEER A/C Split w/Gas Heat, ECM-169, AC Maintenance (Indoor Coil Cleaning) | . | 0 | 0 | . | . | .
307 | Residential, Existing, Single Family, Base 14 SEER A/C Split w/Gas Heat, ECM-170, Proper Refrigerant Charging and Air Flow | . | 0 | 0 | . | . | .
308 | Residential, New, Single Family, Base 14 SEER A/C Split w/Gas Heat, ECM-170, Proper Refrigerant Charging and Air Flow | . | 0 | 0 | . | . | .
309 | Residential, Existing, Multi Family, Base 14 SEER A/C Split w/Gas Heat, ECM-170, Proper Refrigerant Charging and Air Flow | . | 0 | 0 | . | . | .
310 | Residential, New, Multi Family, Base 14 SEER A/C Split w/Gas Heat, ECM-170, Proper Refrigerant Charging and Air Flow | . | 0 | 0 | . | . | .
311 | Residential, Existing, Mobile Home, Base 14 SEER A/C Split w/Gas Heat, ECM-170, Proper Refrigerant Charging and Air Flow | . | 0 | 0 | . | . | .
312 | Residential, New, Mobile Home, Base 14 SEER A/C Split w/Gas Heat, ECM-170, Proper Refrigerant Charging and Air Flow | . | 0 | 0 | . | . | .
313 | Residential, Existing, Single Family, Base 14 SEER A/C Split w/Gas Heat, ECM-171, Electronically Commutated Motors (ECM) on an Air Handler Unit | . | 0 | 0 | . | . | .
314 | Residential, New, Single Family, Base 14 SEER A/C Split w/Gas Heat, ECM-171, Electronically Commutated Motors (ECM) on an Air Handler Unit | . | 0 | 0 | . | . | .
315 | Residential, Existing, Multi Family, Base 14 SEER A/C Split w/Gas Heat, ECM-171, Electronically Commutated Motors (ECM) on an Air Handler Unit | . | 0 | 0 | . | . | .
316 | Residential, New, Multi Family, Base 14 SEER A/C Split w/Gas Heat, ECM-171, Electronically Commutated Motors (ECM) on an Air Handler Unit | . | 0 | 0 | . | . | .
317 | Residential, Existing, Mobile Home, Base 14 SEER A/C Split w/Gas Heat, ECM-171, Electronically Commutated Motors (ECM) on an Air Handler Unit | . | 0 | 0 | . | . | .
318 | Residential, New, Mobile Home, Base 14 SEER A/C Split w/Gas Heat, ECM-171, Electronically Commutated Motors (ECM) on an Air Handler Unit | . | 0 | 0 | . | . | .
319 | Residential, Existing, Single Family, Base 14 SEER A/C Split w/Gas Heat, ECM-172, Duct Repair | . | 0 | 0 | . | . | .
320 | Residential, New, Single Family, Base 14 SEER A/C Split w/Gas Heat, ECM-172, Duct Repair | . | 0 | 0 | . | . | .
321 | Residential, Existing, Multi Family, Base 14 SEER A/C Split w/Gas Heat, ECM-172, Duct Repair | . | 0 | 0 | . | . | .
322 | Residential, New, Multi Family, Base 14 SEER A/C Split w/Gas Heat, ECM-172, Duct Repair | . | 0 | 0 | . | . | .
323 | Residential, Existing, Mobile Home, Base 14 SEER A/C Split w/Gas Heat, ECM-172, Duct Repair | . | 0 | 0 | . | . | .
324 | Residential, New, Mobile Home, Base 14 SEER A/C Split w/Gas Heat, ECM-172, Duct Repair | . | 0 | 0 | . | . | .
325 | Residential, Existing, Single Family, Base 14 SEER A/C Split w/Gas Heat, ECM-173, Reflective Roof | . | 0 | 0 | . | . | .
326 | Residential, New, Single Family, Base 14 SEER A/C Split w/Gas Heat, ECM-173, Reflective Roof | . | 0 | 0 | . | . | .
327 | Residential, Existing, Multi Family, Base 14 SEER A/C Split w/Gas Heat, ECM-173, Reflective Roof | . | 0 | 0 | . | . | .
328 | Residential, New, Multi Family, Base 14 SEER A/C Split w/Gas Heat, ECM-173, Reflective Roof | . | 0 | 0 | . | . | .
329 | Residential, Existing, Mobile Home, Base 14 SEER A/C Split w/Gas Heat, ECM-173, Reflective Roof | . | 0 | 0 | . | . | .
330 | Residential, New, Mobile Home, Base 14 SEER A/C Split w/Gas Heat, ECM-173, Reflective Roof | . | 0 | 0 | . | . | .
331 | Residential, Existing, Single Family, Base 14 SEER A/C Split w/Gas Heat, ECM-174, Radient Barrier | . | 0 | 0 | . | . | .
332 | Residential, New, Single Family, Base 14 SEER A/C Split w/Gas Heat, ECM-174, Radient Barrier | . | 0 | 0 | . | . | .
333 | Residential, Existing, Multi Family, Base 14 SEER A/C Split w/Gas Heat, ECM-174, Radient Barrier | . | 0 | 0 | . | . | .
334 | Residential, New, Multi Family, Base 14 SEER A/C Split w/Gas Heat, ECM-174, Radient Barrier | . | 0 | 0 | . | . | .
335 | Residential, Existing, Mobile Home, Base 14 SEER A/C Split w/Gas Heat, ECM-174, Radient Barrier | . | 0 | 0 | . | . | .
336 | Residential, New, Mobile Home, Base 14 SEER A/C Split w/Gas Heat, ECM-174, Radient Barrier | . | 0 | 0 | . | . | .
337 | Residential, Existing, Single Family, Base 14 SEER A/C Split w/Gas Heat, ECM-175, Window Film | . | 0 | 0 | . | . | .
338 | Residential, New, Single Family, Base 14 SEER A/C Split w/Gas Heat, ECM-175, Window Film | . | 0 | 0 | . | . | .
339 | Residential, Existing, Multi Family, Base 14 SEER A/C Split w/Gas Heat, ECM-175, Window Film | . | 0 | 0 | . | . | .
340 | Residential, New, Multi Family, Base 14 SEER A/C Split w/Gas Heat, ECM-175, Window Film | . | 0 | 0 | . | . | .
341 | Residential, Existing, Mobile Home, Base 14 SEER A/C Split w/Gas Heat, ECM-175, Window Film | . | 0 | 0 | . | . | .
342 | Residential, New, Mobile Home, Base 14 SEER A/C Split w/Gas Heat, ECM-175, Window Film | . | 0 | 0 | . | . | .
343 | Residential, Existing, Single Family, Base 14 SEER A/C Split w/Gas Heat, ECM-176, Window Tinting | . | 0 | 0 | . | . | .
344 | Residential, New, Single Family, Base 14 SEER A/C Split w/Gas Heat, ECM-176, Window Tinting | . | 0 | 0 | . | . | .
345 | Residential, Existing, Multi Family, Base 14 SEER A/C Split w/Gas Heat, ECM-176, Window Tinting | . | 0 | 0 | . | . | .
346 | Residential, New, Multi Family, Base 14 SEER A/C Split w/Gas Heat, ECM-176, Window Tinting | . | 0 | 0 | . | . | .
347 | Residential, Existing, Mobile Home, Base 14 SEER A/C Split w/Gas Heat, ECM-176, Window Tinting | . | 0 | 0 | . | . | .
348 | Residential, New, Mobile Home, Base 14 SEER A/C Split w/Gas Heat, ECM-176, Window Tinting | . | 0 | 0 | . | . | .
349 | Residential, Existing, Single Family, Base 14 SEER A/C Split w/Gas Heat, ECM-177, Default Window With Sunscreen | . | 0 | 0 | . | . | .
350 | Residential, New, Single Family, Base 14 SEER A/C Split w/Gas Heat, ECM-177, Default Window With Sunscreen | . | 0 | 0 | . | . | .
351 | Residential, Existing, Multi Family, Base 14 SEER A/C Split w/Gas Heat, ECM-177, Default Window With Sunscreen | . | 0 | 0 | . | . | .
352 | Residential, New, Multi Family, Base 14 SEER A/C Split w/Gas Heat, ECM-177, Default Window With Sunscreen | . | 0 | 0 | . | . | .
353 | Residential, Existing, Mobile Home, Base 14 SEER A/C Split w/Gas Heat, ECM-177, Default Window With Sunscreen | . | 0 | 0 | . | . | .
354 | Residential, New, Mobile Home, Base 14 SEER A/C Split w/Gas Heat, ECM-177, Default Window With Sunscreen | . | 0 | 0 | . | . | .
355 | Residential, Existing, Single Family, Base 14 SEER A/C Split w/Gas Heat, ECM-178, Single Pane Clear Windows to Double Pane Low-E Windows | . | 0 | 0 | . | . | .
356 | Residential, New, Single Family, Base 14 SEER A/C Split w/Gas Heat, ECM-178, Single Pane Clear Windows to Double Pane Low-E Windows | . | 0 | 0 | . | . | .
357 | Residential, Existing, Multi Family, Base 14 SEER A/C Split w/Gas Heat, ECM-178, Single Pane Clear Windows to Double Pane Low-E Windows | . | 0 | 0 | . | . | .
358 | Residential, New, Multi Family, Base 14 SEER A/C Split w/Gas Heat, ECM-178, Single Pane Clear Windows to Double Pane Low-E Windows | . | 0 | 0 | . | . | .
359 | Residential, Existing, Mobile Home, Base 14 SEER A/C Split w/Gas Heat, ECM-178, Single Pane Clear Windows to Double Pane Low-E Windows | . | 0 | 0 | . | . | .
360 | Residential, New, Mobile Home, Base 14 SEER A/C Split w/Gas Heat, ECM-178, Single Pane Clear Windows to Double Pane Low-E Windows | . | 0 | 0 | . | . | .
361 | Residential, Existing, Single Family, Base 14 SEER A/C Split w/Gas Heat, ECM-180, Ceiling R-0 to R-19 Insulation | . | 0 | 0 | . | . | .
362 | Residential, New, Single Family, Base 14 SEER A/C Split w/Gas Heat, ECM-180, Ceiling R-0 to R-19 Insulation | . | 0 | 0 | . | . | .
363 | Residential, Existing, Multi Family, Base 14 SEER A/C Split w/Gas Heat, ECM-180, Ceiling R-0 to R-19 Insulation | . | 0 | 0 | . | . | .
364 | Residential, New, Multi Family, Base 14 SEER A/C Split w/Gas Heat, ECM-180, Ceiling R-0 to R-19 Insulation | . | 0 | 0 | . | . | .
365 | Residential, Existing, Mobile Home, Base 14 SEER A/C Split w/Gas Heat, ECM-180, Ceiling R-0 to R-19 Insulation | . | 0 | 0 | . | . | .
366 | Residential, New, Mobile Home, Base 14 SEER A/C Split w/Gas Heat, ECM-180, Ceiling R-0 to R-19 Insulation | . | 0 | 0 | . | . | .
367 | Residential, Existing, Single Family, Base 14 SEER A/C Split w/Gas Heat, ECM-181, Ceiling R-19 to R-38 Insulation | . | 0 | 0 | . | . | .
368 | Residential, New, Single Family, Base 14 SEER A/C Split w/Gas Heat, ECM-181, Ceiling R-19 to R-38 Insulation | . | 0 | 0 | . | . | .
369 | Residential, Existing, Multi Family, Base 14 SEER A/C Split w/Gas Heat, ECM-181, Ceiling R-19 to R-38 Insulation | . | 0 | 0 | . | . | .
370 | Residential, New, Multi Family, Base 14 SEER A/C Split w/Gas Heat, ECM-181, Ceiling R-19 to R-38 Insulation | . | 0 | 0 | . | . | .
371 | Residential, Existing, Mobile Home, Base 14 SEER A/C Split w/Gas Heat, ECM-181, Ceiling R-19 to R-38 Insulation | . | 0 | 0 | . | . | .
372 | Residential, New, Mobile Home, Base 14 SEER A/C Split w/Gas Heat, ECM-181, Ceiling R-19 to R-38 Insulation | . | 0 | 0 | . | . | .
373 | Residential, Existing, Single Family, Base 14 SEER A/C Split w/Gas Heat, ECM-182, Wall 2x4 R-0 to Blow-In R-13 Insulation | . | 0 | 0 | . | . | .
374 | Residential, New, Single Family, Base 14 SEER A/C Split w/Gas Heat, ECM-182, Wall 2x4 R-0 to Blow-In R-13 Insulation | . | 0 | 0 | . | . | .
375 | Residential, Existing, Multi Family, Base 14 SEER A/C Split w/Gas Heat, ECM-182, Wall 2x4 R-0 to Blow-In R-13 Insulation | . | 0 | 0 | . | . | .
376 | Residential, New, Multi Family, Base 14 SEER A/C Split w/Gas Heat, ECM-182, Wall 2x4 R-0 to Blow-In R-13 Insulation | . | 0 | 0 | . | . | .
377 | Residential, Existing, Mobile Home, Base 14 SEER A/C Split w/Gas Heat, ECM-182, Wall 2x4 R-0 to Blow-In R-13 Insulation | . | 0 | 0 | . | . | .
378 | Residential, New, Mobile Home, Base 14 SEER A/C Split w/Gas Heat, ECM-182, Wall 2x4 R-0 to Blow-In R-13 Insulation | . | 0 | 0 | . | . | .
379 | Residential, Existing, Single Family, Base 14 SEER A/C Split w/Gas Heat, ECM-183, Weather Strip/Caulk w/Blower Door | . | 0 | 0 | . | . | .
380 | Residential, New, Single Family, Base 14 SEER A/C Split w/Gas Heat, ECM-183, Weather Strip/Caulk w/Blower Door | . | 0 | 0 | . | . | .
381 | Residential, Existing, Multi Family, Base 14 SEER A/C Split w/Gas Heat, ECM-183, Weather Strip/Caulk w/Blower Door | . | 0 | 0 | . | . | .
382 | Residential, New, Multi Family, Base 14 SEER A/C Split w/Gas Heat, ECM-183, Weather Strip/Caulk w/Blower Door | . | 0 | 0 | . | . | .
383 | Residential, Existing, Mobile Home, Base 14 SEER A/C Split w/Gas Heat, ECM-183, Weather Strip/Caulk w/Blower Door | . | 0 | 0 | . | . | .
384 | Residential, New, Mobile Home, Base 14 SEER A/C Split w/Gas Heat, ECM-183, Weather Strip/Caulk w/Blower Door | . | 0 | 0 | . | . | .
385 | Residential, Existing, Single Family, Base 10 EER Room A/C & Elec Heat, ECM-191, HE Room Air Conditioner - EER 11 | 0.73696 | 0.25918 | 0.4119 | . | . | .
386 | Residential, New, Single Family, Base 10 EER Room A/C & Elec Heat, ECM-191, HE Room Air Conditioner - EER 11 | 0.73696 | 0.25918 | 0.4119 | . | . | .
387 | Residential, Existing, Multi Family, Base 10 EER Room A/C & Elec Heat, ECM-191, HE Room Air Conditioner - EER 11 | 0.73698 | 0.18402 | 0.29244 | . | . | .
388 | Residential, New, Multi Family, Base 10 EER Room A/C & Elec Heat, ECM-191, HE Room Air Conditioner - EER 11 | 0.73698 | 0.17652 | 0.28052 | . | . | .
389 | Residential, Existing, Mobile Home, Base 10 EER Room A/C & Elec Heat, ECM-191, HE Room Air Conditioner - EER 11 | 0.73705 | 0.19752 | 0.31386 | . | . | .
390 | Residential, New, Mobile Home, Base 10 EER Room A/C & Elec Heat, ECM-191, HE Room Air Conditioner - EER 11 | 0.73705 | 0.18844 | 0.29944 | . | . | .
391 | Residential, Existing, Single Family, Base 10 EER Room A/C & Elec Heat, ECM-192, HE Room Air Conditioner - EER 12 | 0.73696 | 0.13062 | 0.20758 | . | . | .
392 | Residential, New, Single Family, Base 10 EER Room A/C & Elec Heat, ECM-192, HE Room Air Conditioner - EER 12 | 0.73696 | 0.12709 | 0.20197 | . | . | .
393 | Residential, Existing, Multi Family, Base 10 EER Room A/C & Elec Heat, ECM-192, HE Room Air Conditioner - EER 12 | 0.73698 | 0.099181 | 0.15762 | . | . | .
394 | Residential, New, Multi Family, Base 10 EER Room A/C & Elec Heat, ECM-192, HE Room Air Conditioner - EER 12 | 0.73698 | 0.09514 | 0.15119 | . | . | .
395 | Residential, Existing, Mobile Home, Base 10 EER Room A/C & Elec Heat, ECM-192, HE Room Air Conditioner - EER 12 | 0.73705 | 0.094731 | 0.15053 | . | . | .
396 | Residential, New, Mobile Home, Base 10 EER Room A/C & Elec Heat, ECM-192, HE Room Air Conditioner - EER 12 | 0.73705 | 0.090379 | 0.14361 | . | . | .
397 | Residential, Existing, Single Family, Base 10 EER Room A/C & Elec Heat, ECM-196, Reflective Roof | 0.73684 | 0.20516 | 0.32609 | . | . | .
398 | Residential, New, Single Family, Base 10 EER Room A/C & Elec Heat, ECM-196, Reflective Roof | 0.73684 | 0.1996 | 0.31726 | . | . | .
399 | Residential, Existing, Multi Family, Base 10 EER Room A/C & Elec Heat, ECM-196, Reflective Roof | 0.73686 | 0.31576 | 0.50189 | . | . | .
400 | Residential, New, Multi Family, Base 10 EER Room A/C & Elec Heat, ECM-196, Reflective Roof | 0.73686 | 0.3029 | 0.48144 | . | . | .
401 | Residential, Existing, Mobile Home, Base 10 EER Room A/C & Elec Heat, ECM-196, Reflective Roof | 0.73691 | 0.35423 | 0.56298 | . | . | .
402 | Residential, New, Mobile Home, Base 10 EER Room A/C & Elec Heat, ECM-196, Reflective Roof | 0.73691 | 0.34128 | 0.54241 | . | . | .
403 | Residential, Existing, Single Family, Base 10 EER Room A/C & Elec Heat, ECM-197, Window Film | 0.73669 | 0.065207 | 0.12135 | . | . | .
404 | Residential, New, Single Family, Base 10 EER Room A/C & Elec Heat, ECM-197, Window Film | 0.73669 | 0.063442 | 0.11807 | . | . | .
405 | Residential, Existing, Multi Family, Base 10 EER Room A/C & Elec Heat, ECM-197, Window Film | 0.73671 | 0.13751 | 0.2559 | . | . | .
406 | Residential, New, Multi Family, Base 10 EER Room A/C & Elec Heat, ECM-197, Window Film | 0.73671 | 0.52384 | 0.97487 | . | . | .
407 | Residential, Existing, Mobile Home, Base 10 EER Room A/C & Elec Heat, ECM-197, Window Film | 0.73673 | 0.13366 | 0.24874 | . | . | .
408 | Residential, New, Mobile Home, Base 10 EER Room A/C & Elec Heat, ECM-197, Window Film | 0.73673 | 0.22624 | 0.42101 | . | . | .
409 | Residential, Existing, Single Family, Base 10 EER Room A/C & Elec Heat, ECM-198, Window Tinting | 0.7369 | 0.22544 | 0.30593 | . | . | .
410 | Residential, New, Single Family, Base 10 EER Room A/C & Elec Heat, ECM-198, Window Tinting | 0.7369 | 0.21934 | 0.29765 | . | . | .
411 | Residential, Existing, Multi Family, Base 10 EER Room A/C & Elec Heat, ECM-198, Window Tinting | 0.73692 | 0.37399 | 0.50751 | . | . | .
412 | Residential, New, Multi Family, Base 10 EER Room A/C & Elec Heat, ECM-198, Window Tinting | 0.73692 | 1.4748 | 2.0013 | . | . | .
413 | Residential, Existing, Mobile Home, Base 10 EER Room A/C & Elec Heat, ECM-198, Window Tinting | 0.73698 | 0.393 | 0.53325 | . | . | .
414 | Residential, New, Mobile Home, Base 10 EER Room A/C & Elec Heat, ECM-198, Window Tinting | 0.73698 | 0.69041 | 0.93682 | . | . | .
415 | Residential, Existing, Single Family, Base 10 EER Room A/C & Elec Heat, ECM-199, Default Window With Sunscreen | 0.73709 | 0.062696 | 0.11662 | . | . | .
416 | Residential, New, Single Family, Base 10 EER Room A/C & Elec Heat, ECM-199, Default Window With Sunscreen | 0.73709 | 0.23958 | 0.44564 | . | . | .
417 | Residential, Existing, Multi Family, Base 10 EER Room A/C & Elec Heat, ECM-199, Default Window With Sunscreen | 0.73713 | 0.10172 | 0.18919 | . | . | .
418 | Residential, New, Multi Family, Base 10 EER Room A/C & Elec Heat, ECM-199, Default Window With Sunscreen | 0.73713 | 0.98381 | 1.8298 | . | . | .
419 | Residential, Existing, Mobile Home, Base 10 EER Room A/C & Elec Heat, ECM-199, Default Window With Sunscreen | 0.73721 | 0.10689 | 0.19878 | . | . | .
420 | Residential, New, Mobile Home, Base 10 EER Room A/C & Elec Heat, ECM-199, Default Window With Sunscreen | 0.73721 | 0.40448 | 0.75222 | . | . | .
421 | Residential, Existing, Single Family, Base 10 EER Room A/C & Elec Heat, ECM-200, Single Pane Clear Windows to Double Pane Low-E Windows | 0.73701 | 0.1372 | 0.18616 | . | . | .
422 | Residential, New, Single Family, Base 10 EER Room A/C & Elec Heat, ECM-200, Single Pane Clear Windows to Double Pane Low-E Windows | 0.73701 | 0.13348 | 0.18112 | . | . | .
423 | Residential, Existing, Multi Family, Base 10 EER Room A/C & Elec Heat, ECM-200, Single Pane Clear Windows to Double Pane Low-E Windows | 0.73701 | 0.59131 | 0.80231 | . | . | .
424 | Residential, New, Multi Family, Base 10 EER Room A/C & Elec Heat, ECM-200, Single Pane Clear Windows to Double Pane Low-E Windows | 0.73701 | 0.56722 | 0.76963 | . | . | .
425 | Residential, Existing, Mobile Home, Base 10 EER Room A/C & Elec Heat, ECM-200, Single Pane Clear Windows to Double Pane Low-E Windows | 0.7371 | 0.20297 | 0.27536 | . | . | .
426 | Residential, New, Mobile Home, Base 10 EER Room A/C & Elec Heat, ECM-200, Single Pane Clear Windows to Double Pane Low-E Windows | 0.7371 | 0.19364 | 0.26271 | . | . | .
427 | Residential, Existing, Single Family, Base 10 EER Room A/C & Elec Heat, ECM-202, Ceiling R-0 to R-19 Insulation | 0.737 | 0.29628 | 0.40201 | . | . | .
428 | Residential, New, Single Family, Base 10 EER Room A/C & Elec Heat, ECM-202, Ceiling R-0 to R-19 Insulation | 0.737 | 0.29628 | 0.40201 | . | . | .
429 | Residential, Existing, Multi Family, Base 10 EER Room A/C & Elec Heat, ECM-202, Ceiling R-0 to R-19 Insulation | 0.73699 | 0.2136 | 0.28983 | . | . | .
430 | Residential, New, Multi Family, Base 10 EER Room A/C & Elec Heat, ECM-202, Ceiling R-0 to R-19 Insulation | 0.73699 | 0.2049 | 0.27803 | . | . | .
431 | Residential, Existing, Mobile Home, Base 10 EER Room A/C & Elec Heat, ECM-202, Ceiling R-0 to R-19 Insulation | 0.73709 | 0.26776 | 0.36327 | . | . | .
432 | Residential, New, Mobile Home, Base 10 EER Room A/C & Elec Heat, ECM-202, Ceiling R-0 to R-19 Insulation | 0.73709 | 0.25797 | 0.34999 | . | . | .
433 | Residential, Existing, Single Family, Base 10 EER Room A/C & Elec Heat, ECM-203, Ceiling R-19 to R-38 Insulation | 0.737 | 0.008473 | 0.011497 | . | . | .
434 | Residential, New, Single Family, Base 10 EER Room A/C & Elec Heat, ECM-203, Ceiling R-19 to R-38 Insulation | 0.737 | 0.008244 | 0.011186 | . | . | .
435 | Residential, Existing, Multi Family, Base 10 EER Room A/C & Elec Heat, ECM-203, Ceiling R-19 to R-38 Insulation | 0.73699 | 0.008098 | 0.010989 | . | . | .
436 | Residential, New, Multi Family, Base 10 EER Room A/C & Elec Heat, ECM-203, Ceiling R-19 to R-38 Insulation | 0.73699 | 0.007769 | 0.010541 | . | . | .
437 | Residential, Existing, Mobile Home, Base 10 EER Room A/C & Elec Heat, ECM-203, Ceiling R-19 to R-38 Insulation | 0.73709 | 0.00898 | 0.012182 | . | . | .
438 | Residential, New, Mobile Home, Base 10 EER Room A/C & Elec Heat, ECM-203, Ceiling R-19 to R-38 Insulation | 0.73709 | 0.008567 | 0.011623 | . | . | .
439 | Residential, Existing, Single Family, Base 10 EER Room A/C & Elec Heat, ECM-204, Wall 2x4 R-0 to Blow-In R-13 Insulation | 0.737 | 0.002542 | 0.00345 | . | . | .
440 | Residential, New, Single Family, Base 10 EER Room A/C & Elec Heat, ECM-204, Wall 2x4 R-0 to Blow-In R-13 Insulation | 0.737 | 0.002474 | 0.003356 | . | . | .
441 | Residential, Existing, Multi Family, Base 10 EER Room A/C & Elec Heat, ECM-204, Wall 2x4 R-0 to Blow-In R-13 Insulation | 0.73699 | 0.009892 | 0.013423 | . | . | .
442 | Residential, New, Multi Family, Base 10 EER Room A/C & Elec Heat, ECM-204, Wall 2x4 R-0 to Blow-In R-13 Insulation | 0.73699 | 0.009489 | 0.012876 | . | . | .
443 | Residential, Existing, Mobile Home, Base 10 EER Room A/C & Elec Heat, ECM-204, Wall 2x4 R-0 to Blow-In R-13 Insulation | 0.73709 | 0.004024 | 0.005459 | . | . | .
444 | Residential, New, Mobile Home, Base 10 EER Room A/C & Elec Heat, ECM-204, Wall 2x4 R-0 to Blow-In R-13 Insulation | 0.73709 | 0.003839 | 0.005209 | . | . | .
445 | Residential, Existing, Single Family, Base 10 EER Room A/C & Elec Heat, ECM-205, Weather Strip/Caulk w/Blower Door | 0.73653 | 0.085423 | 0.19306 | . | . | .
446 | Residential, New, Single Family, Base 10 EER Room A/C & Elec Heat, ECM-205, Weather Strip/Caulk w/Blower Door | 0.73653 | 0.083112 | 0.18784 | . | . | .
447 | Residential, Existing, Multi Family, Base 10 EER Room A/C & Elec Heat, ECM-205, Weather Strip/Caulk w/Blower Door | 0.73653 | 0.073864 | 0.16694 | . | . | .
448 | Residential, New, Multi Family, Base 10 EER Room A/C & Elec Heat, ECM-205, Weather Strip/Caulk w/Blower Door | 0.73653 | 0.070855 | 0.16014 | . | . | .
449 | Residential, Existing, Mobile Home, Base 10 EER Room A/C & Elec Heat, ECM-205, Weather Strip/Caulk w/Blower Door | 0.73654 | 0.070539 | 0.15942 | . | . | .
450 | Residential, New, Mobile Home, Base 10 EER Room A/C & Elec Heat, ECM-205, Weather Strip/Caulk w/Blower Door | 0.73654 | 0.067298 | 0.1521 | . | . | .
451 | Residential, Existing, Single Family, Base Lighting (43-Watt Incandescent), 0.5 hr/hday, ECM-221, CFL (18-Watt integral ballast), 0.5 hr/day | 0.73657 | 2.1171 | 2.8743 | . | . | .
452 | Residential, New, Single Family, Base Lighting (43-Watt Incandescent), 0.5 hr/hday, ECM-221, CFL (18-Watt integral ballast), 0.5 hr/day | 0.73657 | 2.1171 | 2.8743 | . | . | .
453 | Residential, Existing, Multi Family, Base Lighting (43-Watt Incandescent), 0.5 hr/hday, ECM-221, CFL (18-Watt integral ballast), 0.5 hr/day | 0.73657 | 2.1171 | 2.8743 | . | . | .
454 | Residential, New, Multi Family, Base Lighting (43-Watt Incandescent), 0.5 hr/hday, ECM-221, CFL (18-Watt integral ballast), 0.5 hr/day | 0.73657 | 2.1171 | 2.8743 | . | . | .
455 | Residential, Existing, Mobile Home, Base Lighting (43-Watt Incandescent), 0.5 hr/hday, ECM-221, CFL (18-Watt integral ballast), 0.5 hr/day | 0.73657 | 2.1171 | 2.8743 | . | . | .
456 | Residential, New, Mobile Home, Base Lighting (43-Watt Incandescent), 0.5 hr/hday, ECM-221, CFL (18-Watt integral ballast), 0.5 hr/day | 0.73657 | 2.1171 | 2.8743 | . | . | .
457 | Residential, Existing, Single Family, Base Lighting (43-Watt Incandescent), 0.5 hr/hday, ECM-222, LED (10-Watt integral ballast), 0.5 hr/day | 0.73657 | 0.18602 | 0.25255 | . | . | .
458 | Residential, New, Single Family, Base Lighting (43-Watt Incandescent), 0.5 hr/hday, ECM-222, LED (10-Watt integral ballast), 0.5 hr/day | 0.73657 | 0.18602 | 0.25255 | . | . | .
459 | Residential, Existing, Multi Family, Base Lighting (43-Watt Incandescent), 0.5 hr/hday, ECM-222, LED (10-Watt integral ballast), 0.5 hr/day | 0.73657 | 0.18602 | 0.25255 | . | . | .
460 | Residential, New, Multi Family, Base Lighting (43-Watt Incandescent), 0.5 hr/hday, ECM-222, LED (10-Watt integral ballast), 0.5 hr/day | 0.73657 | 0.18602 | 0.25255 | . | . | .
461 | Residential, Existing, Mobile Home, Base Lighting (43-Watt Incandescent), 0.5 hr/hday, ECM-222, LED (10-Watt integral ballast), 0.5 hr/day | 0.73657 | 0.18602 | 0.25255 | . | . | .
462 | Residential, New, Mobile Home, Base Lighting (43-Watt Incandescent), 0.5 hr/hday, ECM-222, LED (10-Watt integral ballast), 0.5 hr/day | 0.73657 | 0.18602 | 0.25255 | . | . | .
463 | Residential, Existing, Single Family, Base Lighting (43-Watt Incandescent), 2.5 hr/hday, ECM-231, CFL (18-Watt integral ballast), 2.5 hr/day | 0.73657 | 3.339 | 7.5459 | . | . | .
464 | Residential, New, Single Family, Base Lighting (43-Watt Incandescent), 2.5 hr/hday, ECM-231, CFL (18-Watt integral ballast), 2.5 hr/day | 0.73657 | 3.339 | 7.5459 | . | . | .
465 | Residential, Existing, Multi Family, Base Lighting (43-Watt Incandescent), 2.5 hr/hday, ECM-231, CFL (18-Watt integral ballast), 2.5 hr/day | 0.73657 | 3.339 | 7.5459 | . | . | .
466 | Residential, New, Multi Family, Base Lighting (43-Watt Incandescent), 2.5 hr/hday, ECM-231, CFL (18-Watt integral ballast), 2.5 hr/day | 0.73657 | 3.339 | 7.5459 | . | . | .
467 | Residential, Existing, Mobile Home, Base Lighting (43-Watt Incandescent), 2.5 hr/hday, ECM-231, CFL (18-Watt integral ballast), 2.5 hr/day | 0.73657 | 3.339 | 7.5459 | . | . | .
468 | Residential, New, Mobile Home, Base Lighting (43-Watt Incandescent), 2.5 hr/hday, ECM-231, CFL (18-Watt integral ballast), 2.5 hr/day | 0.73657 | 3.339 | 7.5459 | . | . | .
469 | Residential, Existing, Single Family, Base Lighting (43-Watt Incandescent), 2.5 hr/hday, ECM-232, LED (10-Watt integral ballast), 2.5 hr/day | 0.73657 | 0.9439 | 1.2815 | . | . | .
470 | Residential, New, Single Family, Base Lighting (43-Watt Incandescent), 2.5 hr/hday, ECM-232, LED (10-Watt integral ballast), 2.5 hr/day | 0.73657 | 0.9439 | 1.2815 | . | . | .
471 | Residential, Existing, Multi Family, Base Lighting (43-Watt Incandescent), 2.5 hr/hday, ECM-232, LED (10-Watt integral ballast), 2.5 hr/day | 0.73657 | 0.9439 | 1.2815 | . | . | .
472 | Residential, New, Multi Family, Base Lighting (43-Watt Incandescent), 2.5 hr/hday, ECM-232, LED (10-Watt integral ballast), 2.5 hr/day | 0.73657 | 0.9439 | 1.2815 | . | . | .
473 | Residential, Existing, Mobile Home, Base Lighting (43-Watt Incandescent), 2.5 hr/hday, ECM-232, LED (10-Watt integral ballast), 2.5 hr/day | 0.73657 | 0.9439 | 1.2815 | . | . | .
474 | Residential, New, Mobile Home, Base Lighting (43-Watt Incandescent), 2.5 hr/hday, ECM-232, LED (10-Watt integral ballast), 2.5 hr/day | 0.73657 | 0.9439 | 1.2815 | . | . | .
475 | Residential, Existing, Single Family, Base Lighting (43-Watt Incandescent), 6.0 hr/hday, ECM-241, CFL (18-Watt integral ballast), 6.0 hr/day | 0.73657 | 3.4481 | 8.8646 | . | . | .
476 | Residential, New, Single Family, Base Lighting (43-Watt Incandescent), 6.0 hr/hday, ECM-241, CFL (18-Watt integral ballast), 6.0 hr/day | 0.73657 | 3.4481 | 8.8646 | . | . | .
477 | Residential, Existing, Multi Family, Base Lighting (43-Watt Incandescent), 6.0 hr/hday, ECM-241, CFL (18-Watt integral ballast), 6.0 hr/day | 0.73657 | 3.4481 | 8.8646 | . | . | .
478 | Residential, New, Multi Family, Base Lighting (43-Watt Incandescent), 6.0 hr/hday, ECM-241, CFL (18-Watt integral ballast), 6.0 hr/day | 0.73657 | 3.4481 | 8.8646 | . | . | .
479 | Residential, Existing, Mobile Home, Base Lighting (43-Watt Incandescent), 6.0 hr/hday, ECM-241, CFL (18-Watt integral ballast), 6.0 hr/day | 0.73657 | 3.4481 | 8.8646 | . | . | .
480 | Residential, New, Mobile Home, Base Lighting (43-Watt Incandescent), 6.0 hr/hday, ECM-241, CFL (18-Watt integral ballast), 6.0 hr/day | 0.73657 | 3.4481 | 8.8646 | . | . | .
481 | Residential, Existing, Single Family, Base Lighting (43-Watt Incandescent), 6.0 hr/hday, ECM-242, LED (10-Watt integral ballast), 6.0 hr/day | 0.73657 | 1.409 | 2.5557 | . | . | .
482 | Residential, New, Single Family, Base Lighting (43-Watt Incandescent), 6.0 hr/hday, ECM-242, LED (10-Watt integral ballast), 6.0 hr/day | 0.73657 | 1.409 | 2.5557 | . | . | .
483 | Residential, Existing, Multi Family, Base Lighting (43-Watt Incandescent), 6.0 hr/hday, ECM-242, LED (10-Watt integral ballast), 6.0 hr/day | 0.73657 | 1.409 | 2.5557 | . | . | .
484 | Residential, New, Multi Family, Base Lighting (43-Watt Incandescent), 6.0 hr/hday, ECM-242, LED (10-Watt integral ballast), 6.0 hr/day | 0.73657 | 1.409 | 2.5557 | . | . | .
485 | Residential, Existing, Mobile Home, Base Lighting (43-Watt Incandescent), 6.0 hr/hday, ECM-242, LED (10-Watt integral ballast), 6.0 hr/day | 0.73657 | 1.409 | 2.5557 | . | . | .
486 | Residential, New, Mobile Home, Base Lighting (43-Watt Incandescent), 6.0 hr/hday, ECM-242, LED (10-Watt integral ballast), 6.0 hr/day | 0.73657 | 1.409 | 2.5557 | . | . | .
487 | Residential, Existing, Single Family, Base Fluorescent Fixture w/2L4'T12, 34W, 1EE, ECM-251, ROB 2L4'T8, 1EB | 0.73657 | 0.48889 | 0.66373 | . | . | .
488 | Residential, New, Single Family, Base Fluorescent Fixture w/2L4'T12, 34W, 1EE, ECM-251, ROB 2L4'T8, 1EB | 0.73657 | 0.48889 | 0.66373 | . | . | .
489 | Residential, Existing, Multi Family, Base Fluorescent Fixture w/2L4'T12, 34W, 1EE, ECM-251, ROB 2L4'T8, 1EB | 0.73657 | 0.48889 | 0.66373 | . | . | .
490 | Residential, New, Multi Family, Base Fluorescent Fixture w/2L4'T12, 34W, 1EE, ECM-251, ROB 2L4'T8, 1EB | 0.73657 | 0.48889 | 0.66373 | . | . | .
491 | Residential, Existing, Mobile Home, Base Fluorescent Fixture w/2L4'T12, 34W, 1EE, ECM-251, ROB 2L4'T8, 1EB | 0.73657 | 0.48889 | 0.66373 | . | . | .
492 | Residential, New, Mobile Home, Base Fluorescent Fixture w/2L4'T12, 34W, 1EE, ECM-251, ROB 2L4'T8, 1EB | 0.73657 | 0.48889 | 0.66373 | . | . | .
493 | Residential, Existing, Single Family, Base Fluorescent Fixture w/2L4'T12, 34W, 1EE, ECM-252, RET 2L4'T8, 1EB | 0.73657 | 0.4062 | 0.55147 | . | . | .
494 | Residential, New, Single Family, Base Fluorescent Fixture w/2L4'T12, 34W, 1EE, ECM-252, RET 2L4'T8, 1EB | 0.73657 | 0.4062 | 0.55147 | . | . | .
495 | Residential, Existing, Multi Family, Base Fluorescent Fixture w/2L4'T12, 34W, 1EE, ECM-252, RET 2L4'T8, 1EB | 0.73657 | 0.4062 | 0.55147 | . | . | .
496 | Residential, New, Multi Family, Base Fluorescent Fixture w/2L4'T12, 34W, 1EE, ECM-252, RET 2L4'T8, 1EB | 0.73657 | 0.4062 | 0.55147 | . | . | .
497 | Residential, Existing, Mobile Home, Base Fluorescent Fixture w/2L4'T12, 34W, 1EE, ECM-252, RET 2L4'T8, 1EB | 0.73657 | 0.4062 | 0.55147 | . | . | .
498 | Residential, New, Mobile Home, Base Fluorescent Fixture w/2L4'T12, 34W, 1EE, ECM-252, RET 2L4'T8, 1EB | 0.73657 | 0.4062 | 0.55147 | . | . | .
499 | Residential, Existing, Single Family, Base Outdoor Lighting, ECM-261, CFL - medium screw based <30 Watts | 0.73657 | 0.18214 | 0.46825 | . | . | .
500 | Residential, New, Single Family, Base Outdoor Lighting, ECM-261, CFL - medium screw based <30 Watts | 0.73657 | 0.18214 | 0.46825 | . | . | .
501 | Residential, Existing, Multi Family, Base Outdoor Lighting, ECM-261, CFL - medium screw based <30 Watts | 0.73657 | 0.17728 | 0.45577 | . | . | .
502 | Residential, New, Multi Family, Base Outdoor Lighting, ECM-261, CFL - medium screw based <30 Watts | 0.73657 | 0.17728 | 0.45577 | . | . | .
503 | Residential, Existing, Mobile Home, Base Outdoor Lighting, ECM-261, CFL - medium screw based <30 Watts | 0.73657 | 0.17513 | 0.45023 | . | . | .
504 | Residential, New, Mobile Home, Base Outdoor Lighting, ECM-261, CFL - medium screw based <30 Watts | 0.73657 | 0.17513 | 0.45023 | . | . | .
505 | Residential, Existing, Single Family, Base Outdoor Lighting, ECM-262, Photocell/timeclock | 0.73657 | 0.13194 | 0.17913 | . | . | .
506 | Residential, New, Single Family, Base Outdoor Lighting, ECM-262, Photocell/timeclock | 0.73657 | 0.13194 | 0.17913 | . | . | .
507 | Residential, Existing, Multi Family, Base Outdoor Lighting, ECM-262, Photocell/timeclock | 0.73657 | 0.13023 | 0.17681 | . | . | .
508 | Residential, New, Multi Family, Base Outdoor Lighting, ECM-262, Photocell/timeclock | 0.73657 | 0.13023 | 0.17681 | . | . | .
509 | Residential, Existing, Mobile Home, Base Outdoor Lighting, ECM-262, Photocell/timeclock | 0.73657 | 0.12947 | 0.17577 | . | . | .
510 | Residential, New, Mobile Home, Base Outdoor Lighting, ECM-262, Photocell/timeclock | 0.73657 | 0.12947 | 0.17577 | . | . | .
511 | Residential, Existing, Single Family, Base Outdoor Lighting, ECM-263, LED 13W Outdoor | 0.73657 | 2.1172 | 3.8403 | . | . | .
512 | Residential, New, Single Family, Base Outdoor Lighting, ECM-263, LED 13W Outdoor | 0.73657 | 2.1172 | 3.8403 | . | . | .
513 | Residential, Existing, Multi Family, Base Outdoor Lighting, ECM-263, LED 13W Outdoor | 0.73657 | 2.1172 | 3.8403 | . | . | .
514 | Residential, New, Multi Family, Base Outdoor Lighting, ECM-263, LED 13W Outdoor | 0.73657 | 2.1172 | 3.8403 | . | . | .
515 | Residential, Existing, Mobile Home, Base Outdoor Lighting, ECM-263, LED 13W Outdoor | 0.73657 | 2.1172 | 3.8403 | . | . | .
516 | Residential, New, Mobile Home, Base Outdoor Lighting, ECM-263, LED 13W Outdoor | 0.73657 | 2.1172 | 3.8403 | . | . | .
517 | Residential, Existing, Single Family, Base Refrigerator (18 cf w/top-mount freezer, no through-door ice), ECM-301, HE Refrigerator - Energy Star version | 0.73666 | 1.1734 | 1.9313 | . | . | .
518 | Residential, New, Single Family, Base Refrigerator (18 cf w/top-mount freezer, no through-door ice), ECM-301, HE Refrigerator - Energy Star version | 0.73666 | 1.1734 | 1.9313 | . | . | .
519 | Residential, Existing, Multi Family, Base Refrigerator (18 cf w/top-mount freezer, no through-door ice), ECM-301, HE Refrigerator - Energy Star version | 0.73666 | 1.4878 | 2.4488 | . | . | .
520 | Residential, New, Multi Family, Base Refrigerator (18 cf w/top-mount freezer, no through-door ice), ECM-301, HE Refrigerator - Energy Star version | 0.73666 | 1.4878 | 2.4488 | . | . | .
521 | Residential, Existing, Mobile Home, Base Refrigerator (18 cf w/top-mount freezer, no through-door ice), ECM-301, HE Refrigerator - Energy Star version | 0.73666 | 1.1902 | 1.959 | . | . | .
522 | Residential, New, Mobile Home, Base Refrigerator (18 cf w/top-mount freezer, no through-door ice), ECM-301, HE Refrigerator - Energy Star version | 0.73666 | 1.1902 | 1.959 | . | . | .
523 | Residential, Existing, Single Family, Base Refrigerator (18 cf w/top-mount freezer, no through-door ice), ECM-302, Refrigerator Recycling | 0.73666 | 2.767 | 5.0185 | . | . | .
524 | Residential, New, Single Family, Base Refrigerator (18 cf w/top-mount freezer, no through-door ice), ECM-302, Refrigerator Recycling | 0.73666 | 2.767 | 5.0185 | . | . | .
525 | Residential, Existing, Multi Family, Base Refrigerator (18 cf w/top-mount freezer, no through-door ice), ECM-302, Refrigerator Recycling | 0.73666 | 3.4588 | 6.2731 | . | . | .
526 | Residential, New, Multi Family, Base Refrigerator (18 cf w/top-mount freezer, no through-door ice), ECM-302, Refrigerator Recycling | 0.73666 | 3.4588 | 6.2731 | . | . | .
527 | Residential, Existing, Mobile Home, Base Refrigerator (18 cf w/top-mount freezer, no through-door ice), ECM-302, Refrigerator Recycling | 0.73666 | 2.767 | 5.0185 | . | . | .
528 | Residential, New, Mobile Home, Base Refrigerator (18 cf w/top-mount freezer, no through-door ice), ECM-302, Refrigerator Recycling | 0.73666 | 2.767 | 5.0185 | . | . | .
529 | Residential, Existing, Single Family, Base Freezer, ECM-351, HE Freezer | 0.73666 | 0.57547 | 1.0437 | . | . | .
530 | Residential, New, Single Family, Base Freezer, ECM-351, HE Freezer | 0.73666 | 0.57547 | 1.0437 | . | . | .
531 | Residential, Existing, Multi Family, Base Freezer, ECM-351, HE Freezer | 0.73666 | 0.7258 | 1.3164 | . | . | .
532 | Residential, New, Multi Family, Base Freezer, ECM-351, HE Freezer | 0.73666 | 0.7258 | 1.3164 | . | . | .
533 | Residential, Existing, Mobile Home, Base Freezer, ECM-351, HE Freezer | 0.73666 | 0.5814 | 1.0545 | . | . | .
534 | Residential, New, Mobile Home, Base Freezer, ECM-351, HE Freezer | 0.73666 | 0.5814 | 1.0545 | . | . | .
535 | Residential, Existing, Single Family, Base Freezer, ECM-352, Freezer Recycling | 0.73666 | 1.6623 | 3.0149 | . | . | .
536 | Residential, New, Single Family, Base Freezer, ECM-352, Freezer Recycling | 0.73666 | 1.6623 | 3.0149 | . | . | .
537 | Residential, Existing, Multi Family, Base Freezer, ECM-352, Freezer Recycling | 0.73666 | 2.0779 | 3.7686 | . | . | .
538 | Residential, New, Multi Family, Base Freezer, ECM-352, Freezer Recycling | 0.73666 | 2.0779 | 3.7686 | . | . | .
539 | Residential, Existing, Mobile Home, Base Freezer, ECM-352, Freezer Recycling | 0.73666 | 1.6623 | 3.0149 | . | . | .
540 | Residential, New, Mobile Home, Base Freezer, ECM-352, Freezer Recycling | 0.73666 | 1.6623 | 3.0149 | . | . | .
541 | Residential, Existing, Single Family, Base 40 gal. Water Heating (EF=0.948), ECM-401, Heat Pump Water Heater (EF=2.3) | 0.73665 | 0.26782 | 0.49845 | . | . | .
542 | Residential, New, Single Family, Base 40 gal. Water Heating (EF=0.948), ECM-401, Heat Pump Water Heater (EF=2.3) | 0.73665 | 0.26782 | 0.49845 | . | . | .
543 | Residential, Existing, Multi Family, Base 40 gal. Water Heating (EF=0.948), ECM-401, Heat Pump Water Heater (EF=2.3) | 0.73667 | 0.17495 | 0.3256 | . | . | .
544 | Residential, New, Multi Family, Base 40 gal. Water Heating (EF=0.948), ECM-401, Heat Pump Water Heater (EF=2.3) | 0.73667 | 0.17495 | 0.3256 | . | . | .
545 | Residential, Existing, Mobile Home, Base 40 gal. Water Heating (EF=0.948), ECM-401, Heat Pump Water Heater (EF=2.3) | 0.73665 | 0.2032 | 0.37819 | . | . | .
546 | Residential, New, Mobile Home, Base 40 gal. Water Heating (EF=0.948), ECM-401, Heat Pump Water Heater (EF=2.3) | 0.73665 | 0.2032 | 0.37819 | . | . | .
547 | Residential, Existing, Single Family, Base 40 gal. Water Heating (EF=0.948), ECM-403, Solar Water Heat | 0.73657 | 0.099215 | 0.15776 | . | . | .
548 | Residential, New, Single Family, Base 40 gal. Water Heating (EF=0.948), ECM-403, Solar Water Heat | 0.73657 | 0.099215 | 0.15776 | . | . | .
549 | Residential, Existing, Multi Family, Base 40 gal. Water Heating (EF=0.948), ECM-403, Solar Water Heat | 0.73659 | 0.06481 | 0.10305 | . | . | .
550 | Residential, New, Multi Family, Base 40 gal. Water Heating (EF=0.948), ECM-403, Solar Water Heat | 0.73659 | 0.06481 | 0.10305 | . | . | .
551 | Residential, Existing, Mobile Home, Base 40 gal. Water Heating (EF=0.948), ECM-403, Solar Water Heat | 0.73657 | 0.07528 | 0.1197 | . | . | .
552 | Residential, New, Mobile Home, Base 40 gal. Water Heating (EF=0.948), ECM-403, Solar Water Heat | 0.73657 | 0.07528 | 0.1197 | . | . | .
553 | Residential, Existing, Single Family, Base 40 gal. Water Heating (EF=0.948), ECM-404, AC Heat Recovery Units | 0.73674 | 0.10657 | 0.19833 | . | . | .
554 | Residential, New, Single Family, Base 40 gal. Water Heating (EF=0.948), ECM-404, AC Heat Recovery Units | 0.73674 | 0.10657 | 0.19833 | . | . | .
555 | Residential, Existing, Multi Family, Base 40 gal. Water Heating (EF=0.948), ECM-404, AC Heat Recovery Units | 0.73678 | 0.069623 | 0.12956 | . | . | .
556 | Residential, New, Multi Family, Base 40 gal. Water Heating (EF=0.948), ECM-404, AC Heat Recovery Units | 0.73678 | 0.069623 | 0.12956 | . | . | .
557 | Residential, Existing, Mobile Home, Base 40 gal. Water Heating (EF=0.948), ECM-404, AC Heat Recovery Units | 0.73674 | 0.080864 | 0.15048 | . | . | .
558 | Residential, New, Mobile Home, Base 40 gal. Water Heating (EF=0.948), ECM-404, AC Heat Recovery Units | 0.73674 | 0.080864 | 0.15048 | . | . | .
559 | Residential, Existing, Single Family, Base 40 gal. Water Heating (EF=0.948), ECM-405, Low Flow Showerhead | 0.73665 | 2.1339 | 3.9715 | . | . | .
560 | Residential, New, Single Family, Base 40 gal. Water Heating (EF=0.948), ECM-405, Low Flow Showerhead | 0.73665 | 2.1339 | 3.9715 | . | . | .
561 | Residential, Existing, Multi Family, Base 40 gal. Water Heating (EF=0.948), ECM-405, Low Flow Showerhead | 0.73667 | 1.394 | 2.5943 | . | . | .
562 | Residential, New, Multi Family, Base 40 gal. Water Heating (EF=0.948), ECM-405, Low Flow Showerhead | 0.73667 | 1.394 | 2.5943 | . | . | .
563 | Residential, Existing, Mobile Home, Base 40 gal. Water Heating (EF=0.948), ECM-405, Low Flow Showerhead | 0.73665 | 1.6191 | 3.0134 | . | . | .
564 | Residential, New, Mobile Home, Base 40 gal. Water Heating (EF=0.948), ECM-405, Low Flow Showerhead | 0.73665 | 1.6191 | 3.0134 | . | . | .
565 | Residential, Existing, Single Family, Base 40 gal. Water Heating (EF=0.948), ECM-406, Pipe Wrap | 0.73665 | 0.71193 | 1.2126 | . | . | .
566 | Residential, New, Single Family, Base 40 gal. Water Heating (EF=0.948), ECM-406, Pipe Wrap | 0.73665 | 0.71193 | 1.2126 | . | . | .
567 | Residential, Existing, Multi Family, Base 40 gal. Water Heating (EF=0.948), ECM-406, Pipe Wrap | 0.73667 | 0.46506 | 0.79208 | . | . | .
568 | Residential, New, Multi Family, Base 40 gal. Water Heating (EF=0.948), ECM-406, Pipe Wrap | 0.73667 | 0.46506 | 0.79208 | . | . | .
569 | Residential, Existing, Mobile Home, Base 40 gal. Water Heating (EF=0.948), ECM-406, Pipe Wrap | 0.73665 | 0.54016 | 0.92002 | . | . | .
570 | Residential, New, Mobile Home, Base 40 gal. Water Heating (EF=0.948), ECM-406, Pipe Wrap | 0.73665 | 0.54016 | 0.92002 | . | . | .
571 | Residential, Existing, Single Family, Base 40 gal. Water Heating (EF=0.948), ECM-407, Faucet Aerators | 0.73665 | 2.6646 | 4.9592 | . | . | .
572 | Residential, New, Single Family, Base 40 gal. Water Heating (EF=0.948), ECM-407, Faucet Aerators | 0.73665 | 2.6646 | 4.9592 | . | . | .
573 | Residential, Existing, Multi Family, Base 40 gal. Water Heating (EF=0.948), ECM-407, Faucet Aerators | 0.73667 | 1.7406 | 3.2395 | . | . | .
574 | Residential, New, Multi Family, Base 40 gal. Water Heating (EF=0.948), ECM-407, Faucet Aerators | 0.73667 | 1.7406 | 3.2395 | . | . | .
575 | Residential, Existing, Mobile Home, Base 40 gal. Water Heating (EF=0.948), ECM-407, Faucet Aerators | 0.73665 | 2.0217 | 3.7628 | . | . | .
576 | Residential, New, Mobile Home, Base 40 gal. Water Heating (EF=0.948), ECM-407, Faucet Aerators | 0.73665 | 2.0217 | 3.7628 | . | . | .
577 | Residential, Existing, Single Family, Base 40 gal. Water Heating (EF=0.948), ECM-408, Water Heater Blanket | 0.73665 | 4.7225 | 9.8712 | . | . | .
578 | Residential, New, Single Family, Base 40 gal. Water Heating (EF=0.948), ECM-408, Water Heater Blanket | 0.73665 | 4.7225 | 9.8712 | . | . | .
579 | Residential, Existing, Multi Family, Base 40 gal. Water Heating (EF=0.948), ECM-408, Water Heater Blanket | 0.73667 | 3.0849 | 6.4481 | . | . | .
580 | Residential, New, Multi Family, Base 40 gal. Water Heating (EF=0.948), ECM-408, Water Heater Blanket | 0.73667 | 3.0849 | 6.4481 | . | . | .
581 | Residential, Existing, Mobile Home, Base 40 gal. Water Heating (EF=0.948), ECM-408, Water Heater Blanket | 0.73665 | 3.5831 | 7.4897 | . | . | .
582 | Residential, New, Mobile Home, Base 40 gal. Water Heating (EF=0.948), ECM-408, Water Heater Blanket | 0.73665 | 3.5831 | 7.4897 | . | . | .
583 | Residential, Existing, Single Family, Base 40 gal. Water Heating (EF=0.948), ECM-409, Water Heater Temperature Check and Adjustment | 0.73665 | 0.82449 | 1.8631 | . | . | .
584 | Residential, New, Single Family, Base 40 gal. Water Heating (EF=0.948), ECM-409, Water Heater Temperature Check and Adjustment | 0.73665 | 0.82449 | 1.8631 | . | . | .
585 | Residential, Existing, Multi Family, Base 40 gal. Water Heating (EF=0.948), ECM-409, Water Heater Temperature Check and Adjustment | 0.73667 | 0.53859 | 1.217 | . | . | .
586 | Residential, New, Multi Family, Base 40 gal. Water Heating (EF=0.948), ECM-409, Water Heater Temperature Check and Adjustment | 0.73667 | 0.53859 | 1.217 | . | . | .
587 | Residential, Existing, Mobile Home, Base 40 gal. Water Heating (EF=0.948), ECM-409, Water Heater Temperature Check and Adjustment | 0.73665 | 0.62557 | 1.4136 | . | . | .
588 | Residential, New, Mobile Home, Base 40 gal. Water Heating (EF=0.948), ECM-409, Water Heater Temperature Check and Adjustment | 0.73665 | 0.62557 | 1.4136 | . | . | .
589 | Residential, Existing, Single Family, Base 40 gal. Water Heating (EF=0.948), ECM-410, Water Heater Timeclock | 0.73665 | 0.64213 | 1.1951 | . | . | .
590 | Residential, New, Single Family, Base 40 gal. Water Heating (EF=0.948), ECM-410, Water Heater Timeclock | 0.73665 | 0.64213 | 1.1951 | . | . | .
591 | Residential, Existing, Multi Family, Base 40 gal. Water Heating (EF=0.948), ECM-410, Water Heater Timeclock | 0.73667 | 0.41947 | 0.78066 | . | . | .
592 | Residential, New, Multi Family, Base 40 gal. Water Heating (EF=0.948), ECM-410, Water Heater Timeclock | 0.73667 | 0.41947 | 0.78066 | . | . | .
593 | Residential, Existing, Mobile Home, Base 40 gal. Water Heating (EF=0.948), ECM-410, Water Heater Timeclock | 0.73665 | 0.4872 | 0.90676 | . | . | .
594 | Residential, New, Mobile Home, Base 40 gal. Water Heating (EF=0.948), ECM-410, Water Heater Timeclock | 0.73665 | 0.4872 | 0.90676 | . | . | .
595 | Residential, Existing, Single Family, Base 40 gal. Water Heating (EF=0.948), ECM-411, Heat Trap | 0.73665 | 3.5385 | 6.5856 | . | . | .
596 | Residential, New, Single Family, Base 40 gal. Water Heating (EF=0.948), ECM-411, Heat Trap | 0.73665 | 3.5385 | 6.5856 | . | . | .
597 | Residential, Existing, Multi Family, Base 40 gal. Water Heating (EF=0.948), ECM-411, Heat Trap | 0.73667 | 2.3115 | 4.3019 | . | . | .
598 | Residential, New, Multi Family, Base 40 gal. Water Heating (EF=0.948), ECM-411, Heat Trap | 0.73667 | 2.3115 | 4.3019 | . | . | .
599 | Residential, Existing, Mobile Home, Base 40 gal. Water Heating (EF=0.948), ECM-411, Heat Trap | 0.73665 | 2.6848 | 4.9968 | . | . | .
600 | Residential, New, Mobile Home, Base 40 gal. Water Heating (EF=0.948), ECM-411, Heat Trap | 0.73665 | 2.6848 | 4.9968 | . | . | .
601 | Residential, Existing, Single Family, Base Clotheswasher, ECM-502, Energy Star CW CEE Tier 2 | 0.73667 | 0.21788 | 0.39515 | . | . | .
602 | Residential, New, Single Family, Base Clotheswasher, ECM-502, Energy Star CW CEE Tier 2 | 0.73667 | 0.21788 | 0.39515 | . | . | .
603 | Residential, Existing, Multi Family, Base Clotheswasher, ECM-502, Energy Star CW CEE Tier 2 | 0.73667 | 0.21788 | 0.39515 | . | . | .
604 | Residential, New, Multi Family, Base Clotheswasher, ECM-502, Energy Star CW CEE Tier 2 | 0.73667 | 0.21788 | 0.39515 | . | . | .
605 | Residential, Existing, Mobile Home, Base Clotheswasher, ECM-502, Energy Star CW CEE Tier 2 | 0.73667 | 0.21788 | 0.39515 | . | . | .
606 | Residential, New, Mobile Home, Base Clotheswasher, ECM-502, Energy Star CW CEE Tier 2 | 0.73667 | 0.21788 | 0.39515 | . | . | .
607 | Residential, Existing, Single Family, Base Clotheswasher, ECM-503, Energy Star CW CEE Tier 2 | 0.73667 | 0.19367 | 0.35125 | . | . | .
608 | Residential, New, Single Family, Base Clotheswasher, ECM-503, Energy Star CW CEE Tier 2 | 0.73667 | 0.19367 | 0.35125 | . | . | .
609 | Residential, Existing, Multi Family, Base Clotheswasher, ECM-503, Energy Star CW CEE Tier 2 | 0.73667 | 0.19367 | 0.35125 | . | . | .
610 | Residential, New, Multi Family, Base Clotheswasher, ECM-503, Energy Star CW CEE Tier 2 | 0.73667 | 0.19367 | 0.35125 | . | . | .
611 | Residential, Existing, Mobile Home, Base Clotheswasher, ECM-503, Energy Star CW CEE Tier 2 | 0.73667 | 0.19367 | 0.35125 | . | . | .
612 | Residential, New, Mobile Home, Base Clotheswasher, ECM-503, Energy Star CW CEE Tier 2 | 0.73667 | 0.19367 | 0.35125 | . | . | .
613 | Residential, Existing, Single Family, Base Dishwasher, ECM-701, Energy Star DW | 0.73661 | 0.25126 | 0.42797 | . | . | .
614 | Residential, New, Single Family, Base Dishwasher, ECM-701, Energy Star DW | 0.73661 | 0.25126 | 0.42797 | . | . | .
615 | Residential, Existing, Multi Family, Base Dishwasher, ECM-701, Energy Star DW | 0.73661 | 0.19297 | 0.32868 | . | . | .
616 | Residential, New, Multi Family, Base Dishwasher, ECM-701, Energy Star DW | 0.73661 | 0.19297 | 0.32868 | . | . | .
617 | Residential, Existing, Mobile Home, Base Dishwasher, ECM-701, Energy Star DW | 0.73661 | 0.19297 | 0.32868 | . | . | .
618 | Residential, New, Mobile Home, Base Dishwasher, ECM-701, Energy Star DW | 0.73661 | 0.19297 | 0.32868 | . | . | .
619 | Residential, Existing, Single Family, Base Pool Pump and Motor (1.5 hp), ECM-801, Two Speed Pool Pump (1.5 hp) | 0.73668 | 1.0766 | 2.4327 | . | . | .
620 | Residential, New, Single Family, Base Pool Pump and Motor (1.5 hp), ECM-801, Two Speed Pool Pump (1.5 hp) | 0.73668 | 1.0766 | 2.4327 | . | . | .
621 | Residential, Existing, Multi Family, Base Pool Pump and Motor (1.5 hp), ECM-801, Two Speed Pool Pump (1.5 hp) | 0.73668 | 1.0766 | 2.4327 | . | . | .
622 | Residential, New, Multi Family, Base Pool Pump and Motor (1.5 hp), ECM-801, Two Speed Pool Pump (1.5 hp) | 0.73668 | 1.0766 | 2.4327 | . | . | .
623 | Residential, Existing, Mobile Home, Base Pool Pump and Motor (1.5 hp), ECM-801, Two Speed Pool Pump (1.5 hp) | 0.73668 | 1.0766 | 2.4327 | . | . | .
624 | Residential, New, Mobile Home, Base Pool Pump and Motor (1.5 hp), ECM-801, Two Speed Pool Pump (1.5 hp) | 0.73668 | 1.0766 | 2.4327 | . | . | .
625 | Residential, Existing, Single Family, Base Pool Pump and Motor (1.5 hp), ECM-802, High Efficiency One Speed Pool Pump (1.5 hp) | 0.73668 | 2.8454 | 6.4295 | . | . | .
626 | Residential, New, Single Family, Base Pool Pump and Motor (1.5 hp), ECM-802, High Efficiency One Speed Pool Pump (1.5 hp) | 0.73668 | 2.8454 | 6.4295 | . | . | .
627 | Residential, Existing, Multi Family, Base Pool Pump and Motor (1.5 hp), ECM-802, High Efficiency One Speed Pool Pump (1.5 hp) | 0.73668 | 2.8454 | 6.4295 | . | . | .
628 | Residential, New, Multi Family, Base Pool Pump and Motor (1.5 hp), ECM-802, High Efficiency One Speed Pool Pump (1.5 hp) | 0.73668 | 2.8454 | 6.4295 | . | . | .
629 | Residential, Existing, Mobile Home, Base Pool Pump and Motor (1.5 hp), ECM-802, High Efficiency One Speed Pool Pump (1.5 hp) | 0.73668 | 2.8454 | 6.4295 | . | . | .
630 | Residential, New, Mobile Home, Base Pool Pump and Motor (1.5 hp), ECM-802, High Efficiency One Speed Pool Pump (1.5 hp) | 0.73668 | 2.8454 | 6.4295 | . | . | .
631 | Residential, Existing, Single Family, Base Pool Pump and Motor (1.5 hp), ECM-803, Variable-Speed Pool Pump (<1 hp) | 0.73668 | 0.35443 | 0.65961 | . | . | .
632 | Residential, New, Single Family, Base Pool Pump and Motor (1.5 hp), ECM-803, Variable-Speed Pool Pump (<1 hp) | 0.73668 | 0.35443 | 0.65961 | . | . | .
633 | Residential, Existing, Multi Family, Base Pool Pump and Motor (1.5 hp), ECM-803, Variable-Speed Pool Pump (<1 hp) | 0.73668 | 0.35443 | 0.65961 | . | . | .
634 | Residential, New, Multi Family, Base Pool Pump and Motor (1.5 hp), ECM-803, Variable-Speed Pool Pump (<1 hp) | 0.73668 | 0.35443 | 0.65961 | . | . | .
635 | Residential, Existing, Mobile Home, Base Pool Pump and Motor (1.5 hp), ECM-803, Variable-Speed Pool Pump (<1 hp) | 0.73668 | 0.35443 | 0.65961 | . | . | .
636 | Residential, New, Mobile Home, Base Pool Pump and Motor (1.5 hp), ECM-803, Variable-Speed Pool Pump (<1 hp) | 0.73668 | 0.35443 | 0.65961 | . | . | .
637 | Residential, Existing, Single Family, Base Pool Pump and Motor (1.5 hp), ECM-804, PV-Powered Pool Pumps | 0.73668 | 0.076635 | 0.14262 | . | . | .
638 | Residential, New, Single Family, Base Pool Pump and Motor (1.5 hp), ECM-804, PV-Powered Pool Pumps | 0.73668 | 0.076635 | 0.14262 | . | . | .
639 | Residential, Existing, Multi Family, Base Pool Pump and Motor (1.5 hp), ECM-804, PV-Powered Pool Pumps | 0.73668 | 0.076635 | 0.14262 | . | . | .
640 | Residential, New, Multi Family, Base Pool Pump and Motor (1.5 hp), ECM-804, PV-Powered Pool Pumps | 0.73668 | 0.076635 | 0.14262 | . | . | .
641 | Residential, Existing, Mobile Home, Base Pool Pump and Motor (1.5 hp), ECM-804, PV-Powered Pool Pumps | 0.73668 | 0.076635 | 0.14262 | . | . | .
642 | Residential, New, Mobile Home, Base Pool Pump and Motor (1.5 hp), ECM-804, PV-Powered Pool Pumps | 0.73668 | 0.076635 | 0.14262 | . | . | .
643 | Residential, Existing, Single Family, Base CRT TV, ECM-901, Energy Star TV | 0.73664 | 99999 | 99999 | . | . | .
644 | Residential, New, Single Family, Base CRT TV, ECM-901, Energy Star TV | 0.73664 | 99999 | 99999 | . | . | .
645 | Residential, Existing, Multi Family, Base CRT TV, ECM-901, Energy Star TV | 0.73665 | 99999 | 99999 | . | . | .
646 | Residential, New, Multi Family, Base CRT TV, ECM-901, Energy Star TV | 0.73665 | 99999 | 99999 | . | . | .
647 | Residential, Existing, Mobile Home, Base CRT TV, ECM-901, Energy Star TV | 0.73664 | 99999 | 99999 | . | . | .
648 | Residential, New, Mobile Home, Base CRT TV, ECM-901, Energy Star TV | 0.73664 | 99999 | 99999 | . | . | .
649 | Residential, Existing, Single Family, Base Large-screen TV, ECM-911, Energy Star TV | 0.73664 | 99999 | 99999 | . | . | .
650 | Residential, New, Single Family, Base Large-screen TV, ECM-911, Energy Star TV | 0.73664 | 99999 | 99999 | . | . | .
651 | Residential, Existing, Multi Family, Base Large-screen TV, ECM-911, Energy Star TV | 0.73665 | 99999 | 99999 | . | . | .
652 | Residential, New, Multi Family, Base Large-screen TV, ECM-911, Energy Star TV | 0.73665 | 99999 | 99999 | . | . | .
653 | Residential, Existing, Mobile Home, Base Large-screen TV, ECM-911, Energy Star TV | 0.73664 | 99999 | 99999 | . | . | .
654 | Residential, New, Mobile Home, Base Large-screen TV, ECM-911, Energy Star TV | 0.73664 | 99999 | 99999 | . | . | .
655 | Residential, Existing, Single Family, Base Set-Top Box, ECM-921, Energy Star Set-Top Box | 0.73664 | 99999 | 99999 | . | . | .
656 | Residential, New, Single Family, Base Set-Top Box, ECM-921, Energy Star Set-Top Box | 0.73664 | 99999 | 99999 | . | . | .
657 | Residential, Existing, Multi Family, Base Set-Top Box, ECM-921, Energy Star Set-Top Box | 0.73665 | 99999 | 99999 | . | . | .
658 | Residential, New, Multi Family, Base Set-Top Box, ECM-921, Energy Star Set-Top Box | 0.73665 | 99999 | 99999 | . | . | .
659 | Residential, Existing, Mobile Home, Base Set-Top Box, ECM-921, Energy Star Set-Top Box | 0.73664 | 99999 | 99999 | . | . | .
660 | Residential, New, Mobile Home, Base Set-Top Box, ECM-921, Energy Star Set-Top Box | 0.73664 | 99999 | 99999 | . | . | .
661 | Residential, Existing, Single Family, Base DVD Player, ECM-931, Energy Star DVD Player | 0.73664 | 99999 | 99999 | . | . | .
662 | Residential, New, Single Family, Base DVD Player, ECM-931, Energy Star DVD Player | 0.73664 | 99999 | 99999 | . | . | .
663 | Residential, Existing, Multi Family, Base DVD Player, ECM-931, Energy Star DVD Player | 0.73665 | 99999 | 99999 | . | . | .
664 | Residential, New, Multi Family, Base DVD Player, ECM-931, Energy Star DVD Player | 0.73665 | 99999 | 99999 | . | . | .
665 | Residential, Existing, Mobile Home, Base DVD Player, ECM-931, Energy Star DVD Player | 0.73664 | 99999 | 99999 | . | . | .
666 | Residential, New, Mobile Home, Base DVD Player, ECM-931, Energy Star DVD Player | 0.73664 | 99999 | 99999 | . | . | .
667 | Residential, Existing, Single Family, Base VCR, ECM-941, Energy Star VCR | 0.73664 | 99999 | 99999 | . | . | .
668 | Residential, New, Single Family, Base VCR, ECM-941, Energy Star VCR | 0.73664 | 99999 | 99999 | . | . | .
669 | Residential, Existing, Multi Family, Base VCR, ECM-941, Energy Star VCR | 0.73665 | 99999 | 99999 | . | . | .
670 | Residential, New, Multi Family, Base VCR, ECM-941, Energy Star VCR | 0.73665 | 99999 | 99999 | . | . | .
671 | Residential, Existing, Mobile Home, Base VCR, ECM-941, Energy Star VCR | 0.73664 | 99999 | 99999 | . | . | .
672 | Residential, New, Mobile Home, Base VCR, ECM-941, Energy Star VCR | 0.73664 | 99999 | 99999 | . | . | .
673 | Residential, Existing, Single Family, Base Desktop PC, ECM-951, Energy Star Desktop PC | 0.73664 | 99999 | 99999 | . | . | .
674 | Residential, New, Single Family, Base Desktop PC, ECM-951, Energy Star Desktop PC | 0.73664 | 99999 | 99999 | . | . | .
675 | Residential, Existing, Multi Family, Base Desktop PC, ECM-951, Energy Star Desktop PC | 0.73665 | 99999 | 99999 | . | . | .
676 | Residential, New, Multi Family, Base Desktop PC, ECM-951, Energy Star Desktop PC | 0.73665 | 99999 | 99999 | . | . | .
677 | Residential, Existing, Mobile Home, Base Desktop PC, ECM-951, Energy Star Desktop PC | 0.73664 | 99999 | 99999 | . | . | .
678 | Residential, New, Mobile Home, Base Desktop PC, ECM-951, Energy Star Desktop PC | 0.73664 | 99999 | 99999 | . | . | .
679 | Residential, Existing, Single Family, Base Desktop PC, ECM-952, Smart Plug | 0.73664 | 0.17158 | 0.31934 | . | . | .
680 | Residential, New, Single Family, Base Desktop PC, ECM-952, Smart Plug | 0.73664 | 0.17158 | 0.31934 | . | . | .
681 | Residential, Existing, Multi Family, Base Desktop PC, ECM-952, Smart Plug | 0.73665 | 0.17158 | 0.31934 | . | . | .
682 | Residential, New, Multi Family, Base Desktop PC, ECM-952, Smart Plug | 0.73665 | 0.17158 | 0.31934 | . | . | .
683 | Residential, Existing, Mobile Home, Base Desktop PC, ECM-952, Smart Plug | 0.73664 | 0.17158 | 0.31934 | . | . | .
684 | Residential, New, Mobile Home, Base Desktop PC, ECM-952, Smart Plug | 0.73664 | 0.17158 | 0.31934 | . | . | .
685 | Residential, Existing, Single Family, Base Laptop PC, ECM-961, Energy Star Laptop PC | 0.73664 | 99999 | 99999 | . | . | .
686 | Residential, New, Single Family, Base Laptop PC, ECM-961, Energy Star Laptop PC | 0.73664 | 99999 | 99999 | . | . | .
687 | Residential, Existing, Multi Family, Base Laptop PC, ECM-961, Energy Star Laptop PC | 0.73665 | 99999 | 99999 | . | . | .
688 | Residential, New, Multi Family, Base Laptop PC, ECM-961, Energy Star Laptop PC | 0.73665 | 99999 | 99999 | . | . | .
689 | Residential, Existing, Mobile Home, Base Laptop PC, ECM-961, Energy Star Laptop PC | 0.73664 | 99999 | 99999 | . | . | .
690 | Residential, New, Mobile Home, Base Laptop PC, ECM-961, Energy Star Laptop PC | 0.73664 | 99999 | 99999 | . | . | .
Commercial
691 | Commercial, New, Office, Base New Lighting, ECM-101, Lighting 15% More Efficient Design | 0.83237 | 3.54 | 4.25 | . | . | .
692 | Commercial, New, Restaurant, Base New Lighting, ECM-101, Lighting 15% More Efficient Design | 0.83236 | 7.71 | 9.26 | . | . | .
693 | Commercial, New, Retail, Base New Lighting, ECM-101, Lighting 15% More Efficient Design | 0.83238 | 5.76 | 6.92 | . | . | .
694 | Commercial, New, FoodStore, Base New Lighting, ECM-101, Lighting 15% More Efficient Design | 0.83235 | 8.49 | 10.2 | . | . | .
695 | Commercial, New, School, Base New Lighting, ECM-101, Lighting 15% More Efficient Design | 0.83234 | 2.54 | 3.06 | . | . | .
696 | Commercial, New, College, Base New Lighting, ECM-101, Lighting 15% More Efficient Design | 0.83238 | 2.5 | 3 | . | . | .
697 | Commercial, New, Hospital, Base New Lighting, ECM-101, Lighting 15% More Efficient Design | 0.83235 | 4.28 | 5.14 | . | . | .
698 | Commercial, New, Other Health, Base New Lighting, ECM-101, Lighting 15% More Efficient Design | 0.83238 | 12.57 | 15.1 | . | . | .
699 | Commercial, New, Warehouse, Base New Lighting, ECM-101, Lighting 15% More Efficient Design | 0.83235 | 1.38 | 1.65 | . | . | .
700 | Commercial, New, Hotel, Base New Lighting, ECM-101, Lighting 15% More Efficient Design | 0.83234 | 3.36 | 4.04 | . | . | .
701 | Commercial, New, Other, Base New Lighting, ECM-101, Lighting 15% More Efficient Design | 0.83235 | 2.72 | 3.27 | . | . | .
702 | Commercial, New, Office, Base New Lighting, ECM-102, Lighting 25% More Efficient Design | 0.83237 | 2.02 | 2.43 | . | . | .
703 | Commercial, New, Restaurant, Base New Lighting, ECM-102, Lighting 25% More Efficient Design | 0.83236 | 4.41 | 5.3 | . | . | .
704 | Commercial, New, Retail, Base New Lighting, ECM-102, Lighting 25% More Efficient Design | 0.83238 | 3.29 | 3.95 | . | . | .
705 | Commercial, New, FoodStore, Base New Lighting, ECM-102, Lighting 25% More Efficient Design | 0.83235 | 4.85 | 5.83 | . | . | .
706 | Commercial, New, School, Base New Lighting, ECM-102, Lighting 25% More Efficient Design | 0.83234 | 1.45 | 1.75 | . | . | .
707 | Commercial, New, College, Base New Lighting, ECM-102, Lighting 25% More Efficient Design | 0.83238 | 1.43 | 1.72 | . | . | .
708 | Commercial, New, Hospital, Base New Lighting, ECM-102, Lighting 25% More Efficient Design | 0.83235 | 2.44 | 2.94 | . | . | .
709 | Commercial, New, Other Health, Base New Lighting, ECM-102, Lighting 25% More Efficient Design | 0.83238 | 7.19 | 8.63 | . | . | .
710 | Commercial, New, Warehouse, Base New Lighting, ECM-102, Lighting 25% More Efficient Design | 0.83235 | 0.79 | 0.95 | . | . | .
711 | Commercial, New, Hotel, Base New Lighting, ECM-102, Lighting 25% More Efficient Design | 0.83234 | 1.92 | 2.31 | . | . | .
712 | Commercial, New, Other, Base New Lighting, ECM-102, Lighting 25% More Efficient Design | 0.83235 | 1.56 | 1.87 | . | . | .
713 | Commercial, Existing, Office, Base Fluorescent Fixture, 32W, EB, ECM-111, Premium T8, Elecctronic Ballast | 0.83246 | 6.2834 | 7.548 | . | . | .
714 | Commercial, Existing, Restaurant, Base Fluorescent Fixture, 32W, EB, ECM-111, Premium T8, Elecctronic Ballast | 0.83244 | 6.7013 | 9.1107 | . | . | .
715 | Commercial, Existing, Retail, Base Fluorescent Fixture, 32W, EB, ECM-111, Premium T8, Elecctronic Ballast | 0.83246 | 6.4936 | 8.271 | . | . | .
716 | Commercial, Existing, FoodStore, Base Fluorescent Fixture, 32W, EB, ECM-111, Premium T8, Elecctronic Ballast | 0.83242 | 6.9762 | 11.49 | . | . | .
717 | Commercial, Existing, School, Base Fluorescent Fixture, 32W, EB, ECM-111, Premium T8, Elecctronic Ballast | 0.83244 | 5.0362 | 6.05 | . | . | .
718 | Commercial, Existing, College, Base Fluorescent Fixture, 32W, EB, ECM-111, Premium T8, Elecctronic Ballast | 0.83247 | 4.0539 | 4.8697 | . | . | .
719 | Commercial, Existing, Hospital, Base Fluorescent Fixture, 32W, EB, ECM-111, Premium T8, Elecctronic Ballast | 0.83242 | 6.9178 | 10.7744 | . | . | .
720 | Commercial, Existing, Other Health, Base Fluorescent Fixture, 32W, EB, ECM-111, Premium T8, Elecctronic Ballast | 0.83248 | 6.3916 | 7.8986 | . | . | .
721 | Commercial, Existing, Warehouse, Base Fluorescent Fixture, 32W, EB, ECM-111, Premium T8, Elecctronic Ballast | 0.83243 | 6.316 | 7.5874 | . | . | .
722 | Commercial, Existing, Hotel, Base Fluorescent Fixture, 32W, EB, ECM-111, Premium T8, Elecctronic Ballast | 0.83242 | 6.4244 | 7.9397 | . | . | .
723 | Commercial, Existing, Other, Base Fluorescent Fixture, 32W, EB, ECM-111, Premium T8, Elecctronic Ballast | 0.83242 | 6.5705 | 7.8933 | . | . | .
724 | Commercial, Existing, Office, Base Fluorescent Fixture, 32W, EB, ECM-112, Premium T8, EB, Reflector | 0.83246 | 3.6466 | 4.3805 | . | . | .
725 | Commercial, Existing, Restaurant, Base Fluorescent Fixture, 32W, EB, ECM-112, Premium T8, EB, Reflector | 0.83244 | 3.8891 | 5.2874 | . | . | .
726 | Commercial, Existing, Retail, Base Fluorescent Fixture, 32W, EB, ECM-112, Premium T8, EB, Reflector | 0.83246 | 3.7685 | 4.8001 | . | . | .
727 | Commercial, Existing, FoodStore, Base Fluorescent Fixture, 32W, EB, ECM-112, Premium T8, EB, Reflector | 0.83242 | 4.0487 | 6.6683 | . | . | .
728 | Commercial, Existing, School, Base Fluorescent Fixture, 32W, EB, ECM-112, Premium T8, EB, Reflector | 0.83244 | 2.8104 | 3.3761 | . | . | .
729 | Commercial, Existing, College, Base Fluorescent Fixture, 32W, EB, ECM-112, Premium T8, EB, Reflector | 0.83247 | 2.2622 | 2.7174 | . | . | .
730 | Commercial, Existing, Hospital, Base Fluorescent Fixture, 32W, EB, ECM-112, Premium T8, EB, Reflector | 0.83242 | 3.8603 | 6.0124 | . | . | .
731 | Commercial, Existing, Other Health, Base Fluorescent Fixture, 32W, EB, ECM-112, Premium T8, EB, Reflector | 0.83248 | 3.5666 | 4.4076 | . | . | .
732 | Commercial, Existing, Warehouse, Base Fluorescent Fixture, 32W, EB, ECM-112, Premium T8, EB, Reflector | 0.83243 | 3.5245 | 4.234 | . | . | .
733 | Commercial, Existing, Hotel, Base Fluorescent Fixture, 32W, EB, ECM-112, Premium T8, EB, Reflector | 0.83242 | 3.585 | 4.4306 | . | . | .
734 | Commercial, Existing, Other, Base Fluorescent Fixture, 32W, EB, ECM-112, Premium T8, EB, Reflector | 0.83242 | 3.6665 | 4.4046 | . | . | .
735 | Commercial, Existing, Office, Base Fluorescent Fixture, 32W, EB, ECM-113, Occupancy Sensor | 0.83246 | 0.45542 | 0.73092 | . | . | .
736 | Commercial, Existing, Restaurant, Base Fluorescent Fixture, 32W, EB, ECM-113, Occupancy Sensor | 0.83244 | 0.32595 | 0.55855 | . | . | .
737 | Commercial, Existing, Retail, Base Fluorescent Fixture, 32W, EB, ECM-113, Occupancy Sensor | 0.83246 | 0.31942 | 0.52607 | . | . | .
738 | Commercial, Existing, FoodStore, Base Fluorescent Fixture, 32W, EB, ECM-113, Occupancy Sensor | 0.83242 | 0.33496 | 0.64436 | . | . | .
739 | Commercial, Existing, School, Base Fluorescent Fixture, 32W, EB, ECM-113, Occupancy Sensor | 0.83244 | 0.29842 | 0.41986 | . | . | .
740 | Commercial, Existing, College, Base Fluorescent Fixture, 32W, EB, ECM-113, Occupancy Sensor | 0.83247 | 0.28643 | 0.36482 | . | . | .
741 | Commercial, Existing, Hospital, Base Fluorescent Fixture, 32W, EB, ECM-113, Occupancy Sensor | 0.83242 | 0.31782 | 0.5879 | . | . | .
742 | Commercial, Existing, Other Health, Base Fluorescent Fixture, 32W, EB, ECM-113, Occupancy Sensor | 0.83248 | 0.30646 | 0.49185 | . | . | .
743 | Commercial, Existing, Warehouse, Base Fluorescent Fixture, 32W, EB, ECM-113, Occupancy Sensor | 0.83243 | 0.30514 | 0.47525 | . | . | .
744 | Commercial, Existing, Hotel, Base Fluorescent Fixture, 32W, EB, ECM-113, Occupancy Sensor | 0.83242 | 0.30644 | 0.49184 | . | . | .
745 | Commercial, Existing, Other, Base Fluorescent Fixture, 32W, EB, ECM-113, Occupancy Sensor | 0.83242 | 0.4049 | 0.56969 | . | . | .
746 | Commercial, Existing, Office, Base Fluorescent Fixture, 32W, EB, ECM-114, Continuous Dimming | 0.83246 | 0.12589 | 0.18336 | . | . | .
747 | Commercial, Existing, Restaurant, Base Fluorescent Fixture, 32W, EB, ECM-114, Continuous Dimming | 0.83244 | 0.15079 | 0.24201 | . | . | .
748 | Commercial, Existing, Retail, Base Fluorescent Fixture, 32W, EB, ECM-114, Continuous Dimming | 0.83246 | 0.14864 | 0.22403 | . | . | .
749 | Commercial, Existing, FoodStore, Base Fluorescent Fixture, 32W, EB, ECM-114, Continuous Dimming | 0.83242 | 0.15608 | 0.28871 | . | . | .
750 | Commercial, Existing, School, Base Fluorescent Fixture, 32W, EB, ECM-114, Continuous Dimming | 0.83244 | 0.12497 | 0.15918 | . | . | .
751 | Commercial, Existing, College, Base Fluorescent Fixture, 32W, EB, ECM-114, Continuous Dimming | 0.83247 | 0.10973 | 0.13181 | . | . | .
752 | Commercial, Existing, Hospital, Base Fluorescent Fixture, 32W, EB, ECM-114, Continuous Dimming | 0.83242 | 0.13595 | 0.23297 | . | . | .
753 | Commercial, Existing, Other Health, Base Fluorescent Fixture, 32W, EB, ECM-114, Continuous Dimming | 0.83248 | 0.13207 | 0.19905 | . | . | .
754 | Commercial, Existing, Warehouse, Base Fluorescent Fixture, 32W, EB, ECM-114, Continuous Dimming | 0.83243 | 0.13099 | 0.1908 | . | . | .
755 | Commercial, Existing, Hotel, Base Fluorescent Fixture, 32W, EB, ECM-114, Continuous Dimming | 0.83242 | 0.13906 | 0.20256 | . | . | .
756 | Commercial, Existing, Other, Base Fluorescent Fixture, 32W, EB, ECM-114, Continuous Dimming | 0.83242 | 0.17718 | 0.21897 | . | . | .
757 | Commercial, Existing, Office, Base Fluorescent Fixture, 32W, EB, ECM-115, Lighting Control Tuneup | 0.83246 | 3.485 | 6.7038 | . | . | .
758 | Commercial, Existing, Restaurant, Base Fluorescent Fixture, 32W, EB, ECM-115, Lighting Control Tuneup | 0.83244 | 3.9063 | 7.5143 | . | . | .
759 | Commercial, Existing, Retail, Base Fluorescent Fixture, 32W, EB, ECM-115, Lighting Control Tuneup | 0.83246 | 4.1222 | 7.9295 | . | . | .
760 | Commercial, Existing, FoodStore, Base Fluorescent Fixture, 32W, EB, ECM-115, Lighting Control Tuneup | 0.83242 | 9.7243 | 18.7066 | . | . | .
761 | Commercial, Existing, School, Base Fluorescent Fixture, 32W, EB, ECM-115, Lighting Control Tuneup | 0.83244 | 2.6623 | 5.1214 | . | . | .
762 | Commercial, Existing, College, Base Fluorescent Fixture, 32W, EB, ECM-115, Lighting Control Tuneup | 0.83247 | 2.6971 | 5.188 | . | . | .
763 | Commercial, Existing, Hospital, Base Fluorescent Fixture, 32W, EB, ECM-115, Lighting Control Tuneup | 0.83242 | 4.7981 | 9.23 | . | . | .
764 | Commercial, Existing, Other Health, Base Fluorescent Fixture, 32W, EB, ECM-115, Lighting Control Tuneup | 0.83248 | 9.0925 | 17.4899 | . | . | .
765 | Commercial, Existing, Warehouse, Base Fluorescent Fixture, 32W, EB, ECM-115, Lighting Control Tuneup | 0.83243 | 0.68729 | 1.3221 | . | . | .
766 | Commercial, Existing, Hotel, Base Fluorescent Fixture, 32W, EB, ECM-115, Lighting Control Tuneup | 0.83242 | 0.89946 | 1.7303 | . | . | .
767 | Commercial, Existing, Other, Base Fluorescent Fixture, 32W, EB, ECM-115, Lighting Control Tuneup | 0.83242 | 2.2715 | 4.3697 | . | . | .
768 | Commercial, Existing, Office, Base T8, EB, ECM-121, ROB Premium T8, 1EB | 0.83246 | 2.4799 | 2.979 | . | . | .
769 | Commercial, Existing, Restaurant, Base T8, EB, ECM-121, ROB Premium T8, 1EB | 0.83244 | 3.1847 | 4.3297 | . | . | .
770 | Commercial, Existing, Retail, Base T8, EB, ECM-121, ROB Premium T8, 1EB | 0.83246 | 3.0981 | 3.9461 | . | . | .
771 | Commercial, Existing, FoodStore, Base T8, EB, ECM-121, ROB Premium T8, 1EB | 0.83242 | 3.3111 | 5.4534 | . | . | .
772 | Commercial, Existing, School, Base T8, EB, ECM-121, ROB Premium T8, 1EB | 0.83244 | 2.3981 | 2.8808 | . | . | .
773 | Commercial, Existing, College, Base T8, EB, ECM-121, ROB Premium T8, 1EB | 0.83247 | 1.9341 | 2.3233 | . | . | .
774 | Commercial, Existing, Hospital, Base T8, EB, ECM-121, ROB Premium T8, 1EB | 0.83242 | 3.3005 | 5.1404 | . | . | .
775 | Commercial, Existing, Other Health, Base T8, EB, ECM-121, ROB Premium T8, 1EB | 0.83248 | 3.0336 | 3.7488 | . | . | .
776 | Commercial, Existing, Warehouse, Base T8, EB, ECM-121, ROB Premium T8, 1EB | 0.83243 | 2.9977 | 3.6012 | . | . | .
777 | Commercial, Existing, Hotel, Base T8, EB, ECM-121, ROB Premium T8, 1EB | 0.83242 | 3.0492 | 3.7683 | . | . | .
778 | Commercial, Existing, Other, Base T8, EB, ECM-121, ROB Premium T8, 1EB | 0.83242 | 3.1286 | 3.7585 | . | . | .
779 | Commercial, Existing, Office, Base T8, EB, ECM-122, ROB Premium T8, EB, Reflector | 0.83246 | 4.4659 | 5.3647 | . | . | .
780 | Commercial, Existing, Restaurant, Base T8, EB, ECM-122, ROB Premium T8, EB, Reflector | 0.83244 | 4.0277 | 5.4758 | . | . | .
781 | Commercial, Existing, Retail, Base T8, EB, ECM-122, ROB Premium T8, EB, Reflector | 0.83246 | 3.9181 | 4.9906 | . | . | .
782 | Commercial, Existing, FoodStore, Base T8, EB, ECM-122, ROB Premium T8, EB, Reflector | 0.83242 | 4.1875 | 6.8969 | . | . | .
783 | Commercial, Existing, School, Base T8, EB, ECM-122, ROB Premium T8, EB, Reflector | 0.83244 | 3.0329 | 3.6434 | . | . | .
784 | Commercial, Existing, College, Base T8, EB, ECM-122, ROB Premium T8, EB, Reflector | 0.83247 | 2.4461 | 2.9383 | . | . | .
785 | Commercial, Existing, Hospital, Base T8, EB, ECM-122, ROB Premium T8, EB, Reflector | 0.83242 | 4.1741 | 6.5011 | . | . | .
786 | Commercial, Existing, Other Health, Base T8, EB, ECM-122, ROB Premium T8, EB, Reflector | 0.83248 | 3.8366 | 4.7411 | . | . | .
787 | Commercial, Existing, Warehouse, Base T8, EB, ECM-122, ROB Premium T8, EB, Reflector | 0.83243 | 3.7912 | 4.5544 | . | . | .
788 | Commercial, Existing, Hotel, Base T8, EB, ECM-122, ROB Premium T8, EB, Reflector | 0.83242 | 3.8563 | 4.7658 | . | . | .
789 | Commercial, Existing, Other, Base T8, EB, ECM-122, ROB Premium T8, EB, Reflector | 0.83242 | 3.9568 | 4.7534 | . | . | .
790 | Commercial, Existing, Office, Base T8, EB, ECM-123, Occupancy Sensor | 0.83246 | 0.398 | 0.63878 | . | . | .
791 | Commercial, Existing, Restaurant, Base T8, EB, ECM-123, Occupancy Sensor | 0.83244 | 0.28776 | 0.49311 | . | . | .
792 | Commercial, Existing, Retail, Base T8, EB, ECM-123, Occupancy Sensor | 0.83246 | 0.282 | 0.46444 | . | . | .
793 | Commercial, Existing, FoodStore, Base T8, EB, ECM-123, Occupancy Sensor | 0.83242 | 0.29572 | 0.56887 | . | . | .
794 | Commercial, Existing, School, Base T8, EB, ECM-123, Occupancy Sensor | 0.83244 | 0.274 | 0.3855 | . | . | .
795 | Commercial, Existing, College, Base T8, EB, ECM-123, Occupancy Sensor | 0.83247 | 0.26299 | 0.33497 | . | . | .
796 | Commercial, Existing, Hospital, Base T8, EB, ECM-123, Occupancy Sensor | 0.83242 | 0.29181 | 0.53979 | . | . | .
797 | Commercial, Existing, Other Health, Base T8, EB, ECM-123, Occupancy Sensor | 0.83248 | 0.28138 | 0.4516 | . | . | .
798 | Commercial, Existing, Warehouse, Base T8, EB, ECM-123, Occupancy Sensor | 0.83243 | 0.28018 | 0.43636 | . | . | .
799 | Commercial, Existing, Hotel, Base T8, EB, ECM-123, Occupancy Sensor | 0.83242 | 0.28136 | 0.4516 | . | . | .
800 | Commercial, Existing, Other, Base T8, EB, ECM-123, Occupancy Sensor | 0.83242 | 0.37177 | 0.52307 | . | . | .
801 | Commercial, Existing, Office, Base T8, EB, ECM-124, Lighting Control Tuneup | 0.83246 | 1.4073 | 2.7071 | . | . | .
802 | Commercial, Existing, Restaurant, Base T8, EB, ECM-124, Lighting Control Tuneup | 0.83244 | 1.6872 | 3.2456 | . | . | .
803 | Commercial, Existing, Retail, Base T8, EB, ECM-124, Lighting Control Tuneup | 0.83246 | 1.7805 | 3.4249 | . | . | .
804 | Commercial, Existing, FoodStore, Base T8, EB, ECM-124, Lighting Control Tuneup | 0.83242 | 5.5915 | 10.7564 | . | . | .
805 | Commercial, Existing, School, Base T8, EB, ECM-124, Lighting Control Tuneup | 0.83244 | 1.1499 | 2.2121 | . | . | .
806 | Commercial, Existing, College, Base T8, EB, ECM-124, Lighting Control Tuneup | 0.83247 | 1.1649 | 2.2408 | . | . | .
807 | Commercial, Existing, Hospital, Base T8, EB, ECM-124, Lighting Control Tuneup | 0.83242 | 2.0724 | 3.9866 | . | . | .
808 | Commercial, Existing, Other Health, Base T8, EB, ECM-124, Lighting Control Tuneup | 0.83248 | 5.2282 | 10.0568 | . | . | .
809 | Commercial, Existing, Warehouse, Base T8, EB, ECM-124, Lighting Control Tuneup | 0.83243 | 0.43543 | 0.83762 | . | . | .
810 | Commercial, Existing, Hotel, Base T8, EB, ECM-124, Lighting Control Tuneup | 0.83242 | 0.56985 | 1.0962 | . | . | .
811 | Commercial, Existing, Other, Base T8, EB, ECM-124, Lighting Control Tuneup | 0.83242 | 0.98111 | 1.8874 | . | . | .
812 | Commercial, Existing, Office, Base Incandescent Flood, 53W to Screw-in CFL, ECM-131, CFL Screw-in 18W | 0.83246 | 3.4635 | 7.8785 | . | . | .
813 | Commercial, Existing, Restaurant, Base Incandescent Flood, 53W to Screw-in CFL, ECM-131, CFL Screw-in 18W | 0.83244 | 3.4635 | 7.8786 | . | . | .
814 | Commercial, Existing, Retail, Base Incandescent Flood, 53W to Screw-in CFL, ECM-131, CFL Screw-in 18W | 0.83246 | 3.4636 | 7.8787 | . | . | .
815 | Commercial, Existing, FoodStore, Base Incandescent Flood, 53W to Screw-in CFL, ECM-131, CFL Screw-in 18W | 0.83242 | 3.5009 | 8.3313 | . | . | .
816 | Commercial, Existing, School, Base Incandescent Flood, 53W to Screw-in CFL, ECM-131, CFL Screw-in 18W | 0.83244 | 3.4292 | 7.4696 | . | . | .
817 | Commercial, Existing, College, Base Incandescent Flood, 53W to Screw-in CFL, ECM-131, CFL Screw-in 18W | 0.83247 | 3.39 | 7.0688 | . | . | .
818 | Commercial, Existing, Hospital, Base Incandescent Flood, 53W to Screw-in CFL, ECM-131, CFL Screw-in 18W | 0.83242 | 3.5009 | 8.3313 | . | . | .
819 | Commercial, Existing, Other Health, Base Incandescent Flood, 53W to Screw-in CFL, ECM-131, CFL Screw-in 18W | 0.83248 | 3.4636 | 7.8785 | . | . | .
820 | Commercial, Existing, Warehouse, Base Incandescent Flood, 53W to Screw-in CFL, ECM-131, CFL Screw-in 18W | 0.83243 | 3.4634 | 7.8786 | . | . | .
821 | Commercial, Existing, Hotel, Base Incandescent Flood, 53W to Screw-in CFL, ECM-131, CFL Screw-in 18W | 0.83242 | 3.4633 | 7.8784 | . | . | .
822 | Commercial, Existing, Other, Base Incandescent Flood, 53W to Screw-in CFL, ECM-131, CFL Screw-in 18W | 0.83242 | 4.6529 | 10.1354 | . | . | .
823 | Commercial, Existing, Office, Base Incandescent Flood, 53W to Screw-in CFL, ECM-132, LED Flood, 14W | 0.83246 | 0.65554 | 1.0796 | . | . | .
824 | Commercial, Existing, Restaurant, Base Incandescent Flood, 53W to Screw-in CFL, ECM-132, LED Flood, 14W | 0.83244 | 0.83885 | 1.4961 | . | . | .
825 | Commercial, Existing, Retail, Base Incandescent Flood, 53W to Screw-in CFL, ECM-132, LED Flood, 14W | 0.83246 | 0.82918 | 1.4209 | . | . | .
826 | Commercial, Existing, FoodStore, Base Incandescent Flood, 53W to Screw-in CFL, ECM-132, LED Flood, 14W | 0.83242 | 0.69106 | 1.3819 | . | . | .
827 | Commercial, Existing, School, Base Incandescent Flood, 53W to Screw-in CFL, ECM-132, LED Flood, 14W | 0.83244 | 0.64726 | 0.97557 | . | . | .
828 | Commercial, Existing, College, Base Incandescent Flood, 53W to Screw-in CFL, ECM-132, LED Flood, 14W | 0.83247 | 0.63575 | 0.89443 | . | . | .
829 | Commercial, Existing, Hospital, Base Incandescent Flood, 53W to Screw-in CFL, ECM-132, LED Flood, 14W | 0.83242 | 0.68609 | 1.3198 | . | . | .
830 | Commercial, Existing, Other Health, Base Incandescent Flood, 53W to Screw-in CFL, ECM-132, LED Flood, 14W | 0.83248 | 0.66637 | 1.1418 | . | . | .
831 | Commercial, Existing, Warehouse, Base Incandescent Flood, 53W to Screw-in CFL, ECM-132, LED Flood, 14W | 0.83243 | 0.65552 | 1.0796 | . | . | .
832 | Commercial, Existing, Hotel, Base Incandescent Flood, 53W to Screw-in CFL, ECM-132, LED Flood, 14W | 0.83242 | 0.65551 | 1.0796 | . | . | .
833 | Commercial, Existing, Other, Base Incandescent Flood, 53W to Screw-in CFL, ECM-132, LED Flood, 14W | 0.83242 | 0.87819 | 1.3237 | . | . | .
834 | Commercial, Existing, Office, Base Incandescent Flood, 53W to Hardwired CFL , ECM-141, CFL Hardwired, Modular 18W | 0.83246 | 2.6073 | 5.0155 | . | . | .
835 | Commercial, Existing, Restaurant, Base Incandescent Flood, 53W to Hardwired CFL , ECM-141, CFL Hardwired, Modular 18W | 0.83244 | 2.6262 | 5.2515 | . | . | .
836 | Commercial, Existing, Retail, Base Incandescent Flood, 53W to Hardwired CFL , ECM-141, CFL Hardwired, Modular 18W | 0.83246 | 2.6263 | 5.2516 | . | . | .
837 | Commercial, Existing, FoodStore, Base Incandescent Flood, 53W to Hardwired CFL , ECM-141, CFL Hardwired, Modular 18W | 0.83242 | 2.6852 | 5.8493 | . | . | .
838 | Commercial, Existing, School, Base Incandescent Flood, 53W to Hardwired CFL , ECM-141, CFL Hardwired, Modular 18W | 0.83244 | 2.5778 | 4.7682 | . | . | .
839 | Commercial, Existing, College, Base Incandescent Flood, 53W to Hardwired CFL , ECM-141, CFL Hardwired, Modular 18W | 0.83247 | 2.5323 | 4.3391 | . | . | .
840 | Commercial, Existing, Hospital, Base Incandescent Flood, 53W to Hardwired CFL , ECM-141, CFL Hardwired, Modular 18W | 0.83242 | 2.6543 | 5.535 | . | . | .
841 | Commercial, Existing, Other Health, Base Incandescent Flood, 53W to Hardwired CFL , ECM-141, CFL Hardwired, Modular 18W | 0.83248 | 2.6263 | 5.2515 | . | . | .
842 | Commercial, Existing, Warehouse, Base Incandescent Flood, 53W to Hardwired CFL , ECM-141, CFL Hardwired, Modular 18W | 0.83243 | 2.6073 | 5.0155 | . | . | .
843 | Commercial, Existing, Hotel, Base Incandescent Flood, 53W to Hardwired CFL , ECM-141, CFL Hardwired, Modular 18W | 0.83242 | 2.6261 | 5.2514 | . | . | .
844 | Commercial, Existing, Other, Base Incandescent Flood, 53W to Hardwired CFL , ECM-141, CFL Hardwired, Modular 18W | 0.83242 | 3.4977 | 6.4699 | . | . | .
845 | Commercial, Existing, Office, Base CFL, ECM-146, LED A-lamp, 12W | 0.83246 | 0.22307 | 0.41261 | . | . | .
846 | Commercial, Existing, Restaurant, Base CFL, ECM-146, LED A-lamp, 12W | 0.83244 | 0.22561 | 0.43399 | . | . | .
847 | Commercial, Existing, Retail, Base CFL, ECM-146, LED A-lamp, 12W | 0.83246 | 0.22562 | 0.434 | . | . | .
848 | Commercial, Existing, FoodStore, Base CFL, ECM-146, LED A-lamp, 12W | 0.83242 | 0.22968 | 0.47895 | . | . | .
849 | Commercial, Existing, School, Base CFL, ECM-146, LED A-lamp, 12W | 0.83244 | 0.2191 | 0.37544 | . | . | .
850 | Commercial, Existing, College, Base CFL, ECM-146, LED A-lamp, 12W | 0.83247 | 0.21509 | 0.3452 | . | . | .
851 | Commercial, Existing, Hospital, Base CFL, ECM-146, LED A-lamp, 12W | 0.83242 | 0.22967 | 0.47895 | . | . | .
852 | Commercial, Existing, Other Health, Base CFL, ECM-146, LED A-lamp, 12W | 0.83248 | 0.3367 | 0.62278 | . | . | .
853 | Commercial, Existing, Warehouse, Base CFL, ECM-146, LED A-lamp, 12W | 0.83243 | 0.16204 | 0.29973 | . | . | .
854 | Commercial, Existing, Hotel, Base CFL, ECM-146, LED A-lamp, 12W | 0.83242 | 0.22306 | 0.41261 | . | . | .
855 | Commercial, Existing, Other, Base CFL, ECM-146, LED A-lamp, 12W | 0.83242 | 0.29728 | 0.50943 | . | . | .
856 | Commercial, Existing, Office, Base High Bay Mercury Vapor, 400W, ECM-151, PSMH, 250W, magnetic ballast | 0.83246 | 11.201 | 16.8819 | . | . | .
857 | Commercial, Existing, Restaurant, Base High Bay Mercury Vapor, 400W, ECM-151, PSMH, 250W, magnetic ballast | 0.83244 | 11.3438 | 18.6829 | . | . | .
858 | Commercial, Existing, Retail, Base High Bay Mercury Vapor, 400W, ECM-151, PSMH, 250W, magnetic ballast | 0.83246 | 11.2712 | 17.5539 | . | . | .
859 | Commercial, Existing, FoodStore, Base High Bay Mercury Vapor, 400W, ECM-151, PSMH, 250W, magnetic ballast | 0.83242 | 11.8725 | 22.8391 | . | . | .
860 | Commercial, Existing, School, Base High Bay Mercury Vapor, 400W, ECM-151, PSMH, 250W, magnetic ballast | 0.83244 | 10.8744 | 14.7844 | . | . | .
861 | Commercial, Existing, College, Base High Bay Mercury Vapor, 400W, ECM-151, PSMH, 250W, magnetic ballast | 0.83247 | 10.2371 | 12.2973 | . | . | .
862 | Commercial, Existing, Hospital, Base High Bay Mercury Vapor, 400W, ECM-151, PSMH, 250W, magnetic ballast | 0.83242 | 11.6651 | 20.8056 | . | . | .
863 | Commercial, Existing, Other Health, Base High Bay Mercury Vapor, 400W, ECM-151, PSMH, 250W, magnetic ballast | 0.83248 | 17.0123 | 26.4946 | . | . | .
864 | Commercial, Existing, Warehouse, Base High Bay Mercury Vapor, 400W, ECM-151, PSMH, 250W, magnetic ballast | 0.83243 | 8.1364 | 12.2635 | . | . | .
865 | Commercial, Existing, Hotel, Base High Bay Mercury Vapor, 400W, ECM-151, PSMH, 250W, magnetic ballast | 0.83242 | 11.2704 | 17.5534 | . | . | .
866 | Commercial, Existing, Other, Base High Bay Mercury Vapor, 400W, ECM-151, PSMH, 250W, magnetic ballast | 0.83242 | 14.563 | 19.1513 | . | . | .
867 | Commercial, Existing, Office, Base High Bay Mercury Vapor, 400W, ECM-152, PSMH, 250 W, electronic ballast | 0.83246 | 0.37684 | 0.56797 | . | . | .
868 | Commercial, Existing, Restaurant, Base High Bay Mercury Vapor, 400W, ECM-152, PSMH, 250 W, electronic ballast | 0.83244 | 0.38164 | 0.62856 | . | . | .
869 | Commercial, Existing, Retail, Base High Bay Mercury Vapor, 400W, ECM-152, PSMH, 250 W, electronic ballast | 0.83246 | 0.3792 | 0.59057 | . | . | .
870 | Commercial, Existing, FoodStore, Base High Bay Mercury Vapor, 400W, ECM-152, PSMH, 250 W, electronic ballast | 0.83242 | 0.39943 | 0.76839 | . | . | .
871 | Commercial, Existing, School, Base High Bay Mercury Vapor, 400W, ECM-152, PSMH, 250 W, electronic ballast | 0.83244 | 0.36586 | 0.49741 | . | . | .
872 | Commercial, Existing, College, Base High Bay Mercury Vapor, 400W, ECM-152, PSMH, 250 W, electronic ballast | 0.83247 | 0.34441 | 0.41372 | . | . | .
873 | Commercial, Existing, Hospital, Base High Bay Mercury Vapor, 400W, ECM-152, PSMH, 250 W, electronic ballast | 0.83242 | 0.39246 | 0.69998 | . | . | .
874 | Commercial, Existing, Other Health, Base High Bay Mercury Vapor, 400W, ECM-152, PSMH, 250 W, electronic ballast | 0.83248 | 0.57236 | 0.89137 | . | . | .
875 | Commercial, Existing, Warehouse, Base High Bay Mercury Vapor, 400W, ECM-152, PSMH, 250 W, electronic ballast | 0.83243 | 0.27374 | 0.41259 | . | . | .
876 | Commercial, Existing, Hotel, Base High Bay Mercury Vapor, 400W, ECM-152, PSMH, 250 W, electronic ballast | 0.83242 | 0.37918 | 0.59056 | . | . | .
877 | Commercial, Existing, Other, Base High Bay Mercury Vapor, 400W, ECM-152, PSMH, 250 W, electronic ballast | 0.83242 | 0.48995 | 0.64431 | . | . | .
878 | Commercial, Existing, Office, Base High Bay Mercury Vapor, 400W, ECM-153, High Bay T5 | 0.83246 | 0.74553 | 1.1236 | . | . | .
879 | Commercial, Existing, Restaurant, Base High Bay Mercury Vapor, 400W, ECM-153, High Bay T5 | 0.83244 | 0.75502 | 1.2435 | . | . | .
880 | Commercial, Existing, Retail, Base High Bay Mercury Vapor, 400W, ECM-153, High Bay T5 | 0.83246 | 0.75019 | 1.1684 | . | . | .
881 | Commercial, Existing, FoodStore, Base High Bay Mercury Vapor, 400W, ECM-153, High Bay T5 | 0.83242 | 0.79022 | 1.5201 | . | . | .
882 | Commercial, Existing, School, Base High Bay Mercury Vapor, 400W, ECM-153, High Bay T5 | 0.83244 | 0.72381 | 0.98406 | . | . | .
883 | Commercial, Existing, College, Base High Bay Mercury Vapor, 400W, ECM-153, High Bay T5 | 0.83247 | 0.68136 | 0.81849 | . | . | .
884 | Commercial, Existing, Hospital, Base High Bay Mercury Vapor, 400W, ECM-153, High Bay T5 | 0.83242 | 0.77642 | 1.3848 | . | . | .
885 | Commercial, Existing, Other Health, Base High Bay Mercury Vapor, 400W, ECM-153, High Bay T5 | 0.83248 | 1.1323 | 1.7635 | . | . | .
886 | Commercial, Existing, Warehouse, Base High Bay Mercury Vapor, 400W, ECM-153, High Bay T5 | 0.83243 | 0.54155 | 0.81624 | . | . | .
887 | Commercial, Existing, Hotel, Base High Bay Mercury Vapor, 400W, ECM-153, High Bay T5 | 0.83242 | 0.75015 | 1.1683 | . | . | .
888 | Commercial, Existing, Other, Base High Bay Mercury Vapor, 400W, ECM-153, High Bay T5 | 0.83242 | 0.96929 | 1.2747 | . | . | .
889 | Commercial, Existing, Office, Base High Bay Mercury Vapor, 400W, ECM-154, LED High Bay, 83W | 0.83246 | 1.5724 | 1.8888 | . | . | .
890 | Commercial, Existing, Restaurant, Base High Bay Mercury Vapor, 400W, ECM-154, LED High Bay, 83W | 0.83244 | 1.7311 | 2.2765 | . | . | .
891 | Commercial, Existing, Retail, Base High Bay Mercury Vapor, 400W, ECM-154, LED High Bay, 83W | 0.83246 | 1.6794 | 2.0754 | . | . | .
892 | Commercial, Existing, FoodStore, Base High Bay Mercury Vapor, 400W, ECM-154, LED High Bay, 83W | 0.83242 | 1.8254 | 2.9299 | . | . | .
893 | Commercial, Existing, School, Base High Bay Mercury Vapor, 400W, ECM-154, LED High Bay, 83W | 0.83244 | 1.2229 | 1.4691 | . | . | .
894 | Commercial, Existing, College, Base High Bay Mercury Vapor, 400W, ECM-154, LED High Bay, 83W | 0.83247 | 1.0006 | 1.202 | . | . | .
895 | Commercial, Existing, Hospital, Base High Bay Mercury Vapor, 400W, ECM-154, LED High Bay, 83W | 0.83242 | 1.8064 | 2.7227 | . | . | .
896 | Commercial, Existing, Other Health, Base High Bay Mercury Vapor, 400W, ECM-154, LED High Bay, 83W | 0.83248 | 2.492 | 2.9935 | . | . | .
897 | Commercial, Existing, Warehouse, Base High Bay Mercury Vapor, 400W, ECM-154, LED High Bay, 83W | 0.83243 | 1.0902 | 1.3097 | . | . | .
898 | Commercial, Existing, Hotel, Base High Bay Mercury Vapor, 400W, ECM-154, LED High Bay, 83W | 0.83242 | 1.5723 | 1.8888 | . | . | .
899 | Commercial, Existing, Other, Base High Bay Mercury Vapor, 400W, ECM-154, LED High Bay, 83W | 0.83242 | 1.6 | 1.9221 | . | . | .
900 | Commercial, Existing, Office, Base Exit Sign, ECM-161, LED Exit Sign | 0.83243 | 2.8931 | 3.9333 | . | . | .
901 | Commercial, Existing, Restaurant, Base Exit Sign, ECM-161, LED Exit Sign | 0.83241 | 3.0074 | 4.0888 | . | . | .
902 | Commercial, Existing, Retail, Base Exit Sign, ECM-161, LED Exit Sign | 0.83242 | 3.3432 | 4.5454 | . | . | .
903 | Commercial, Existing, FoodStore, Base Exit Sign, ECM-161, LED Exit Sign | 0.83239 | 2.3188 | 3.1526 | . | . | .
904 | Commercial, Existing, School, Base Exit Sign, ECM-161, LED Exit Sign | 0.83244 | 2.605 | 3.5416 | . | . | .
905 | Commercial, Existing, College, Base Exit Sign, ECM-161, LED Exit Sign | 0.83243 | 3.6023 | 4.8976 | . | . | .
906 | Commercial, Existing, Hospital, Base Exit Sign, ECM-161, LED Exit Sign | 0.8324 | 2.475 | 3.365 | . | . | .
907 | Commercial, Existing, Other Health, Base Exit Sign, ECM-161, LED Exit Sign | 0.83245 | 2.7489 | 3.7373 | . | . | .
908 | Commercial, Existing, Warehouse, Base Exit Sign, ECM-161, LED Exit Sign | 0.8324 | 2.4376 | 3.3142 | . | . | .
909 | Commercial, Existing, Hotel, Base Exit Sign, ECM-161, LED Exit Sign | 0.8324 | 2.8847 | 3.922 | . | . | .
910 | Commercial, Existing, Other, Base Exit Sign, ECM-161, LED Exit Sign | 0.83239 | 3.1343 | 4.2615 | . | . | .
911 | Commercial, Existing, Office, Base Outdoor Mercury Vapor 400W Lamp, ECM-201, High Pressure Sodium 250W Lamp | 0.83233 | 0.20426 | 0.4085 | . | . | .
912 | Commercial, Existing, Restaurant, Base Outdoor Mercury Vapor 400W Lamp, ECM-201, High Pressure Sodium 250W Lamp | 0.83231 | 0.099522 | 0.19904 | . | . | .
913 | Commercial, Existing, Retail, Base Outdoor Mercury Vapor 400W Lamp, ECM-201, High Pressure Sodium 250W Lamp | 0.83231 | 0.29263 | 0.58527 | . | . | .
914 | Commercial, Existing, FoodStore, Base Outdoor Mercury Vapor 400W Lamp, ECM-201, High Pressure Sodium 250W Lamp | 0.83232 | 0.15643 | 0.31285 | . | . | .
915 | Commercial, Existing, School, Base Outdoor Mercury Vapor 400W Lamp, ECM-201, High Pressure Sodium 250W Lamp | 0.83227 | 0.11701 | 0.23403 | . | . | .
916 | Commercial, Existing, College, Base Outdoor Mercury Vapor 400W Lamp, ECM-201, High Pressure Sodium 250W Lamp | 0.83224 | 0.19579 | 0.39161 | . | . | .
917 | Commercial, Existing, Hospital, Base Outdoor Mercury Vapor 400W Lamp, ECM-201, High Pressure Sodium 250W Lamp | 0.83228 | 0.41949 | 0.839 | . | . | .
918 | Commercial, Existing, Other Health, Base Outdoor Mercury Vapor 400W Lamp, ECM-201, High Pressure Sodium 250W Lamp | 0.83227 | 0.2855 | 0.57102 | . | . | .
919 | Commercial, Existing, Warehouse, Base Outdoor Mercury Vapor 400W Lamp, ECM-201, High Pressure Sodium 250W Lamp | 0.83229 | 0.36005 | 0.72011 | . | . | .
920 | Commercial, Existing, Hotel, Base Outdoor Mercury Vapor 400W Lamp, ECM-201, High Pressure Sodium 250W Lamp | 0.8323 | 0.16197 | 0.32395 | . | . | .
921 | Commercial, Existing, Other, Base Outdoor Mercury Vapor 400W Lamp, ECM-201, High Pressure Sodium 250W Lamp | 0.83231 | 0.13594 | 0.27187 | . | . | .
922 | Commercial, Existing, Office, Base Outdoor Mercury Vapor 400W Lamp, ECM-202, Outdoor Lighting Controls (Photocell/Timeclock) | 0.83233 | 0.91552 | 1.831 | . | . | .
923 | Commercial, Existing, Restaurant, Base Outdoor Mercury Vapor 400W Lamp, ECM-202, Outdoor Lighting Controls (Photocell/Timeclock) | 0.83231 | 0.44608 | 0.89215 | . | . | .
924 | Commercial, Existing, Retail, Base Outdoor Mercury Vapor 400W Lamp, ECM-202, Outdoor Lighting Controls (Photocell/Timeclock) | 0.83231 | 1.3117 | 2.6233 | . | . | .
925 | Commercial, Existing, FoodStore, Base Outdoor Mercury Vapor 400W Lamp, ECM-202, Outdoor Lighting Controls (Photocell/Timeclock) | 0.83232 | 1.7354 | 3.4707 | . | . | .
926 | Commercial, Existing, School, Base Outdoor Mercury Vapor 400W Lamp, ECM-202, Outdoor Lighting Controls (Photocell/Timeclock) | 0.83227 | 1.2982 | 2.5965 | . | . | .
927 | Commercial, Existing, College, Base Outdoor Mercury Vapor 400W Lamp, ECM-202, Outdoor Lighting Controls (Photocell/Timeclock) | 0.83224 | 2.1723 | 4.3448 | . | . | .
928 | Commercial, Existing, Hospital, Base Outdoor Mercury Vapor 400W Lamp, ECM-202, Outdoor Lighting Controls (Photocell/Timeclock) | 0.83228 | 1.8802 | 3.7606 | . | . | .
929 | Commercial, Existing, Other Health, Base Outdoor Mercury Vapor 400W Lamp, ECM-202, Outdoor Lighting Controls (Photocell/Timeclock) | 0.83227 | 1.2797 | 2.5594 | . | . | .
930 | Commercial, Existing, Warehouse, Base Outdoor Mercury Vapor 400W Lamp, ECM-202, Outdoor Lighting Controls (Photocell/Timeclock) | 0.83229 | 1.6138 | 3.2277 | . | . | .
931 | Commercial, Existing, Hotel, Base Outdoor Mercury Vapor 400W Lamp, ECM-202, Outdoor Lighting Controls (Photocell/Timeclock) | 0.8323 | 0.726 | 1.452 | . | . | .
932 | Commercial, Existing, Other, Base Outdoor Mercury Vapor 400W Lamp, ECM-202, Outdoor Lighting Controls (Photocell/Timeclock) | 0.83231 | 0.60929 | 1.2186 | . | . | .
933 | Commercial, Existing, Office, Base Outdoor Mercury Vapor 400W Lamp, ECM-203, LED Outdoor, 105W | 0.83223 | 0.44181 | 0.70928 | . | . | .
934 | Commercial, Existing, Restaurant, Base Outdoor Mercury Vapor 400W Lamp, ECM-203, LED Outdoor, 105W | 0.83223 | 0.21528 | 0.3456 | . | . | .
935 | Commercial, Existing, Retail, Base Outdoor Mercury Vapor 400W Lamp, ECM-203, LED Outdoor, 105W | 0.83223 | 0.633 | 1.0162 | . | . | .
936 | Commercial, Existing, FoodStore, Base Outdoor Mercury Vapor 400W Lamp, ECM-203, LED Outdoor, 105W | 0.83224 | 1.2889 | 2.0691 | . | . | .
937 | Commercial, Existing, School, Base Outdoor Mercury Vapor 400W Lamp, ECM-203, LED Outdoor, 105W | 0.83223 | 0.96427 | 1.548 | . | . | .
938 | Commercial, Existing, College, Base Outdoor Mercury Vapor 400W Lamp, ECM-203, LED Outdoor, 105W | 0.83223 | 1.6136 | 2.5905 | . | . | .
939 | Commercial, Existing, Hospital, Base Outdoor Mercury Vapor 400W Lamp, ECM-203, LED Outdoor, 105W | 0.83223 | 0.90746 | 1.4568 | . | . | .
940 | Commercial, Existing, Other Health, Base Outdoor Mercury Vapor 400W Lamp, ECM-203, LED Outdoor, 105W | 0.83223 | 0.61762 | 0.99152 | . | . | .
941 | Commercial, Existing, Warehouse, Base Outdoor Mercury Vapor 400W Lamp, ECM-203, LED Outdoor, 105W | 0.83223 | 0.77887 | 1.2504 | . | . | .
942 | Commercial, Existing, Hotel, Base Outdoor Mercury Vapor 400W Lamp, ECM-203, LED Outdoor, 105W | 0.83222 | 0.35037 | 0.56248 | . | . | .
943 | Commercial, Existing, Other, Base Outdoor Mercury Vapor 400W Lamp, ECM-203, LED Outdoor, 105W | 0.83224 | 0.29405 | 0.47206 | . | . | .
944 | Commercial, Existing, Office, Base Outdoor HID Lamp, ECM-211, Outdoor Lighting Controls (Photocell/Timeclock) | 0.83222 | 0.36142 | 0.72292 | . | . | .
945 | Commercial, Existing, Restaurant, Base Outdoor HID Lamp, ECM-211, Outdoor Lighting Controls (Photocell/Timeclock) | 0.83222 | 0.14217 | 0.28437 | . | . | .
946 | Commercial, Existing, Retail, Base Outdoor HID Lamp, ECM-211, Outdoor Lighting Controls (Photocell/Timeclock) | 0.83222 | 0.43997 | 0.88002 | . | . | .
947 | Commercial, Existing, FoodStore, Base Outdoor HID Lamp, ECM-211, Outdoor Lighting Controls (Photocell/Timeclock) | 0.83222 | 0.34011 | 0.68029 | . | . | .
948 | Commercial, Existing, School, Base Outdoor HID Lamp, ECM-211, Outdoor Lighting Controls (Photocell/Timeclock) | 0.83222 | 0.3505 | 0.70107 | . | . | .
949 | Commercial, Existing, College, Base Outdoor HID Lamp, ECM-211, Outdoor Lighting Controls (Photocell/Timeclock) | 0.83222 | 1.206 | 2.4123 | . | . | .
950 | Commercial, Existing, Hospital, Base Outdoor HID Lamp, ECM-211, Outdoor Lighting Controls (Photocell/Timeclock) | 0.83222 | 0.63128 | 1.2627 | . | . | .
951 | Commercial, Existing, Other Health, Base Outdoor HID Lamp, ECM-211, Outdoor Lighting Controls (Photocell/Timeclock) | 0.83222 | 0.53982 | 1.0797 | . | . | .
952 | Commercial, Existing, Warehouse, Base Outdoor HID Lamp, ECM-211, Outdoor Lighting Controls (Photocell/Timeclock) | 0.83222 | 0.73103 | 1.4622 | . | . | .
953 | Commercial, Existing, Hotel, Base Outdoor HID Lamp, ECM-211, Outdoor Lighting Controls (Photocell/Timeclock) | 0.83222 | 0.12851 | 0.25705 | . | . | .
954 | Commercial, Existing, Other, Base Outdoor HID Lamp, ECM-211, Outdoor Lighting Controls (Photocell/Timeclock) | 0.83222 | 0.2189 | 0.43783 | . | . | .
955 | Commercial, Existing, Office, Base Centrifugal Chiller, 0.58 kW/ton, 500 tons, ECM-301, Centrifugal Chiller, 0.51 kW/ton, 500 tons | 0.83252 | 1.8201 | 2.1863 | . | . | .
956 | Commercial, New, Office, Base Centrifugal Chiller, 0.58 kW/ton, 500 tons, ECM-301, Cooling & Ventilation 10% More Efficient Design | 0.83242 | 3.72 | 4.47 | . | . | .
957 | Commercial, Existing, Restaurant, Base Centrifugal Chiller, 0.58 kW/ton, 500 tons, ECM-301, Centrifugal Chiller, 0.51 kW/ton, 500 tons | 0.83248 | 2.8877 | 3.4688 | . | . | .
958 | Commercial, New, Restaurant, Base Centrifugal Chiller, 0.58 kW/ton, 500 tons, ECM-301, Cooling & Ventilation 10% More Efficient Design | 0.8324 | 8.83 | 10.61 | . | . | .
959 | Commercial, Existing, Retail, Base Centrifugal Chiller, 0.58 kW/ton, 500 tons, ECM-301, Centrifugal Chiller, 0.51 kW/ton, 500 tons | 0.83254 | 2.8717 | 3.4493 | . | . | .
960 | Commercial, New, Retail, Base Centrifugal Chiller, 0.58 kW/ton, 500 tons, ECM-301, Cooling & Ventilation 10% More Efficient Design | 0.83243 | 3.88 | 4.66 | . | . | .
961 | Commercial, Existing, FoodStore, Base Centrifugal Chiller, 0.58 kW/ton, 500 tons, ECM-301, Centrifugal Chiller, 0.51 kW/ton, 500 tons | 0.83245 | 2.6303 | 3.1597 | . | . | .
962 | Commercial, New, FoodStore, Base Centrifugal Chiller, 0.58 kW/ton, 500 tons, ECM-301, Cooling & Ventilation 10% More Efficient Design | 0.83238 | 9.66 | 11.61 | . | . | .
963 | Commercial, Existing, School, Base Centrifugal Chiller, 0.58 kW/ton, 500 tons, ECM-301, Centrifugal Chiller, 0.51 kW/ton, 500 tons | 0.83249 | 1.7869 | 2.1464 | . | . | .
964 | Commercial, New, School, Base Centrifugal Chiller, 0.58 kW/ton, 500 tons, ECM-301, Cooling & Ventilation 10% More Efficient Design | 0.8324 | 4.04 | 4.85 | . | . | .
965 | Commercial, Existing, College, Base Centrifugal Chiller, 0.58 kW/ton, 500 tons, ECM-301, Centrifugal Chiller, 0.51 kW/ton, 500 tons | 0.83248 | 1.7459 | 2.0972 | . | . | .
966 | Commercial, New, College, Base Centrifugal Chiller, 0.58 kW/ton, 500 tons, ECM-301, Cooling & Ventilation 10% More Efficient Design | 0.8324 | 2.99 | 3.59 | . | . | .
967 | Commercial, Existing, Hospital, Base Centrifugal Chiller, 0.58 kW/ton, 500 tons, ECM-301, Centrifugal Chiller, 0.51 kW/ton, 500 tons | 0.83244 | 3.4566 | 4.1524 | . | . | .
968 | Commercial, New, Hospital, Base Centrifugal Chiller, 0.58 kW/ton, 500 tons, ECM-301, Cooling & Ventilation 10% More Efficient Design | 0.83237 | 11.86 | 14.25 | . | . | .
969 | Commercial, Existing, Other Health, Base Centrifugal Chiller, 0.58 kW/ton, 500 tons, ECM-301, Centrifugal Chiller, 0.51 kW/ton, 500 tons | 0.83254 | 1.6106 | 1.9345 | . | . | .
970 | Commercial, New, Other Health, Base Centrifugal Chiller, 0.58 kW/ton, 500 tons, ECM-301, Cooling & Ventilation 10% More Efficient Design | 0.83243 | 6.53 | 7.84 | . | . | .
971 | Commercial, Existing, Warehouse, Base Centrifugal Chiller, 0.58 kW/ton, 500 tons, ECM-301, Centrifugal Chiller, 0.51 kW/ton, 500 tons | 0.8325 | 2.0722 | 2.4891 | . | . | .
972 | Commercial, New, Warehouse, Base Centrifugal Chiller, 0.58 kW/ton, 500 tons, ECM-301, Cooling & Ventilation 10% More Efficient Design | 0.83242 | 0.23 | 0.27 | . | . | .
973 | Commercial, Existing, Hotel, Base Centrifugal Chiller, 0.58 kW/ton, 500 tons, ECM-301, Centrifugal Chiller, 0.51 kW/ton, 500 tons | 0.83244 | 3.8329 | 4.6044 | . | . | .
974 | Commercial, New, Hotel, Base Centrifugal Chiller, 0.58 kW/ton, 500 tons, ECM-301, Cooling & Ventilation 10% More Efficient Design | 0.83236 | 4.41 | 5.3 | . | . | .
975 | Commercial, Existing, Other, Base Centrifugal Chiller, 0.58 kW/ton, 500 tons, ECM-301, Centrifugal Chiller, 0.51 kW/ton, 500 tons | 0.83247 | 1.9714 | 2.3681 | . | . | .
976 | Commercial, New, Other, Base Centrifugal Chiller, 0.58 kW/ton, 500 tons, ECM-301, Cooling & Ventilation 10% More Efficient Design | 0.83239 | 1.18 | 1.42 | . | . | .
977 | Commercial, Existing, Office, Base Centrifugal Chiller, 0.58 kW/ton, 500 tons, ECM-302, High Efficiency Chiller Motors | 0.83243 | 1.5334 | 1.8421 | . | . | .
978 | Commercial, New, Office, Base Centrifugal Chiller, 0.58 kW/ton, 500 tons, ECM-302, Cooling & Ventilation 30% More Efficient Design | 0.83242 | 2.01 | 2.41 | . | . | .
979 | Commercial, Existing, Restaurant, Base Centrifugal Chiller, 0.58 kW/ton, 500 tons, ECM-302, High Efficiency Chiller Motors | 0.8324 | 2.5703 | 3.0878 | . | . | .
980 | Commercial, New, Restaurant, Base Centrifugal Chiller, 0.58 kW/ton, 500 tons, ECM-302, Cooling & Ventilation 30% More Efficient Design | 0.8324 | 4.77 | 5.73 | . | . | .
981 | Commercial, Existing, Retail, Base Centrifugal Chiller, 0.58 kW/ton, 500 tons, ECM-302, High Efficiency Chiller Motors | 0.83244 | 2.4053 | 2.8895 | . | . | .
982 | Commercial, New, Retail, Base Centrifugal Chiller, 0.58 kW/ton, 500 tons, ECM-302, Cooling & Ventilation 30% More Efficient Design | 0.83243 | 2.1 | 2.52 | . | . | .
983 | Commercial, Existing, FoodStore, Base Centrifugal Chiller, 0.58 kW/ton, 500 tons, ECM-302, High Efficiency Chiller Motors | 0.83238 | 2.3589 | 2.8339 | . | . | .
984 | Commercial, New, FoodStore, Base Centrifugal Chiller, 0.58 kW/ton, 500 tons, ECM-302, Cooling & Ventilation 30% More Efficient Design | 0.83238 | 5.22 | 6.27 | . | . | .
985 | Commercial, Existing, School, Base Centrifugal Chiller, 0.58 kW/ton, 500 tons, ECM-302, High Efficiency Chiller Motors | 0.83241 | 1.5497 | 1.8617 | . | . | .
986 | Commercial, New, School, Base Centrifugal Chiller, 0.58 kW/ton, 500 tons, ECM-302, Cooling & Ventilation 30% More Efficient Design | 0.8324 | 2.18 | 2.62 | . | . | .
987 | Commercial, Existing, College, Base Centrifugal Chiller, 0.58 kW/ton, 500 tons, ECM-302, High Efficiency Chiller Motors | 0.8324 | 1.5195 | 1.8254 | . | . | .
988 | Commercial, New, College, Base Centrifugal Chiller, 0.58 kW/ton, 500 tons, ECM-302, Cooling & Ventilation 30% More Efficient Design | 0.8324 | 1.61 | 1.94 | . | . | .
989 | Commercial, Existing, Hospital, Base Centrifugal Chiller, 0.58 kW/ton, 500 tons, ECM-302, High Efficiency Chiller Motors | 0.83237 | 3.0505 | 3.6648 | . | . | .
990 | Commercial, New, Hospital, Base Centrifugal Chiller, 0.58 kW/ton, 500 tons, ECM-302, Cooling & Ventilation 30% More Efficient Design | 0.83237 | 6.41 | 7.7 | . | . | .
991 | Commercial, Existing, Other Health, Base Centrifugal Chiller, 0.58 kW/ton, 500 tons, ECM-302, High Efficiency Chiller Motors | 0.83244 | 1.4213 | 1.7073 | . | . | .
992 | Commercial, New, Other Health, Base Centrifugal Chiller, 0.58 kW/ton, 500 tons, ECM-302, Cooling & Ventilation 30% More Efficient Design | 0.83243 | 3.53 | 4.24 | . | . | .
993 | Commercial, Existing, Warehouse, Base Centrifugal Chiller, 0.58 kW/ton, 500 tons, ECM-302, High Efficiency Chiller Motors | 0.83241 | 1.5639 | 1.8788 | . | . | .
994 | Commercial, New, Warehouse, Base Centrifugal Chiller, 0.58 kW/ton, 500 tons, ECM-302, Cooling & Ventilation 30% More Efficient Design | 0.83242 | 0.12 | 0.15 | . | . | .
995 | Commercial, Existing, Hotel, Base Centrifugal Chiller, 0.58 kW/ton, 500 tons, ECM-302, High Efficiency Chiller Motors | 0.83237 | 3.2106 | 3.8572 | . | . | .
996 | Commercial, New, Hotel, Base Centrifugal Chiller, 0.58 kW/ton, 500 tons, ECM-302, Cooling & Ventilation 30% More Efficient Design | 0.83236 | 2.38 | 2.86 | . | . | .
997 | Commercial, Existing, Other, Base Centrifugal Chiller, 0.58 kW/ton, 500 tons, ECM-302, High Efficiency Chiller Motors | 0.83239 | 1.6281 | 1.956 | . | . | .
998 | Commercial, New, Other, Base Centrifugal Chiller, 0.58 kW/ton, 500 tons, ECM-302, Cooling & Ventilation 30% More Efficient Design | 0.83239 | 0.64 | 0.77 | . | . | .
999 | Commercial, Existing, Office, Base Centrifugal Chiller, 0.58 kW/ton, 500 tons, ECM-304, EMS - Chiller | 0.83243 | 0.88612 | 1.4594 | . | . | .
1000 | Commercial, Existing, Restaurant, Base Centrifugal Chiller, 0.58 kW/ton, 500 tons, ECM-304, EMS - Chiller | 0.8324 | 1.4825 | 2.4418 | . | . | .
1001 | Commercial, Existing, Retail, Base Centrifugal Chiller, 0.58 kW/ton, 500 tons, ECM-304, EMS - Chiller | 0.83244 | 1.4629 | 2.4094 | . | . | .
1002 | Commercial, Existing, FoodStore, Base Centrifugal Chiller, 0.58 kW/ton, 500 tons, ECM-304, EMS - Chiller | 0.83238 | 1.3181 | 2.171 | . | . | .
1003 | Commercial, Existing, School, Base Centrifugal Chiller, 0.58 kW/ton, 500 tons, ECM-304, EMS - Chiller | 0.8324 | 0.89551 | 1.4749 | . | . | .
1004 | Commercial, Existing, College, Base Centrifugal Chiller, 0.58 kW/ton, 500 tons, ECM-304, EMS - Chiller | 0.8324 | 0.92417 | 1.5221 | . | . | .
1005 | Commercial, Existing, Hospital, Base Centrifugal Chiller, 0.58 kW/ton, 500 tons, ECM-304, EMS - Chiller | 0.83237 | 1.7595 | 2.8981 | . | . | .
1006 | Commercial, Existing, Other Health, Base Centrifugal Chiller, 0.58 kW/ton, 500 tons, ECM-304, EMS - Chiller | 0.83244 | 0.81979 | 1.3502 | . | . | .
1007 | Commercial, Existing, Warehouse, Base Centrifugal Chiller, 0.58 kW/ton, 500 tons, ECM-304, EMS - Chiller | 0.83245 | 0.95132 | 1.5668 | . | . | .
1008 | Commercial, Existing, Hotel, Base Centrifugal Chiller, 0.58 kW/ton, 500 tons, ECM-304, EMS - Chiller | 0.83237 | 1.9528 | 3.2164 | . | . | .
1009 | Commercial, Existing, Other, Base Centrifugal Chiller, 0.58 kW/ton, 500 tons, ECM-304, EMS - Chiller | 0.83243 | 0.99037 | 1.6311 | . | . | .
1010 | Commercial, Existing, Office, Base Centrifugal Chiller, 0.58 kW/ton, 500 tons, ECM-305, Chiller Tune Up/Diagnostics | 0.83252 | 0.99742 | 1.6426 | . | . | .
1011 | Commercial, Existing, Restaurant, Base Centrifugal Chiller, 0.58 kW/ton, 500 tons, ECM-305, Chiller Tune Up/Diagnostics | 0.83248 | 2.7917 | 4.5976 | . | . | .
1012 | Commercial, Existing, Retail, Base Centrifugal Chiller, 0.58 kW/ton, 500 tons, ECM-305, Chiller Tune Up/Diagnostics | 0.83254 | 1.0182 | 1.6768 | . | . | .
1013 | Commercial, Existing, FoodStore, Base Centrifugal Chiller, 0.58 kW/ton, 500 tons, ECM-305, Chiller Tune Up/Diagnostics | 0.83245 | 2.2827 | 3.7594 | . | . | .
1014 | Commercial, Existing, School, Base Centrifugal Chiller, 0.58 kW/ton, 500 tons, ECM-305, Chiller Tune Up/Diagnostics | 0.83249 | 1.1028 | 1.8162 | . | . | .
1015 | Commercial, Existing, College, Base Centrifugal Chiller, 0.58 kW/ton, 500 tons, ECM-305, Chiller Tune Up/Diagnostics | 0.83248 | 0.79855 | 1.3151 | . | . | .
1016 | Commercial, Existing, Hospital, Base Centrifugal Chiller, 0.58 kW/ton, 500 tons, ECM-305, Chiller Tune Up/Diagnostics | 0.83244 | 3.7165 | 6.1209 | . | . | .
1017 | Commercial, Existing, Other Health, Base Centrifugal Chiller, 0.58 kW/ton, 500 tons, ECM-305, Chiller Tune Up/Diagnostics | 0.83254 | 1.6271 | 2.6795 | . | . | .
1018 | Commercial, Existing, Warehouse, Base Centrifugal Chiller, 0.58 kW/ton, 500 tons, ECM-305, Chiller Tune Up/Diagnostics | 0.83252 | 0.13663 | 0.225 | . | . | .
1019 | Commercial, Existing, Hotel, Base Centrifugal Chiller, 0.58 kW/ton, 500 tons, ECM-305, Chiller Tune Up/Diagnostics | 0.83244 | 1.4762 | 2.4312 | . | . | .
1020 | Commercial, Existing, Other, Base Centrifugal Chiller, 0.58 kW/ton, 500 tons, ECM-305, Chiller Tune Up/Diagnostics | 0.83248 | 0.60983 | 1.0043 | . | . | .
1021 | Commercial, Existing, Office, Base Centrifugal Chiller, 0.58 kW/ton, 500 tons, ECM-306, VSD for Chiller Pumps and Towers | 0.83242 | 1.9778 | 2.7827 | . | . | .
1022 | Commercial, Existing, Restaurant, Base Centrifugal Chiller, 0.58 kW/ton, 500 tons, ECM-306, VSD for Chiller Pumps and Towers | 0.8324 | 3.4893 | 4.9095 | . | . | .
1023 | Commercial, Existing, Retail, Base Centrifugal Chiller, 0.58 kW/ton, 500 tons, ECM-306, VSD for Chiller Pumps and Towers | 0.83243 | 3.1024 | 4.365 | . | . | .
1024 | Commercial, Existing, FoodStore, Base Centrifugal Chiller, 0.58 kW/ton, 500 tons, ECM-306, VSD for Chiller Pumps and Towers | 0.83238 | 3.1022 | 4.3649 | . | . | .
1025 | Commercial, Existing, School, Base Centrifugal Chiller, 0.58 kW/ton, 500 tons, ECM-306, VSD for Chiller Pumps and Towers | 0.8324 | 1.9988 | 2.8123 | . | . | .
1026 | Commercial, Existing, College, Base Centrifugal Chiller, 0.58 kW/ton, 500 tons, ECM-306, VSD for Chiller Pumps and Towers | 0.8324 | 1.9598 | 2.7575 | . | . | .
1027 | Commercial, Existing, Hospital, Base Centrifugal Chiller, 0.58 kW/ton, 500 tons, ECM-306, VSD for Chiller Pumps and Towers | 0.83237 | 4.0615 | 5.7148 | . | . | .
1028 | Commercial, Existing, Other Health, Base Centrifugal Chiller, 0.58 kW/ton, 500 tons, ECM-306, VSD for Chiller Pumps and Towers | 0.83243 | 1.9294 | 2.7146 | . | . | .
1029 | Commercial, Existing, Warehouse, Base Centrifugal Chiller, 0.58 kW/ton, 500 tons, ECM-306, VSD for Chiller Pumps and Towers | 0.83242 | 2.0172 | 2.8382 | . | . | .
1030 | Commercial, Existing, Hotel, Base Centrifugal Chiller, 0.58 kW/ton, 500 tons, ECM-306, VSD for Chiller Pumps and Towers | 0.83236 | 4.1412 | 5.8269 | . | . | .
1031 | Commercial, Existing, Other, Base Centrifugal Chiller, 0.58 kW/ton, 500 tons, ECM-306, VSD for Chiller Pumps and Towers | 0.83239 | 2.1001 | 2.9548 | . | . | .
1032 | Commercial, Existing, Office, Base Centrifugal Chiller, 0.58 kW/ton, 500 tons, ECM-307, EMS Optimization | 0.83227 | 1.099 | 2.198 | . | . | .
1033 | Commercial, Existing, Restaurant, Base Centrifugal Chiller, 0.58 kW/ton, 500 tons, ECM-307, EMS Optimization | 0.83226 | 3.0762 | 6.1526 | . | . | .
1034 | Commercial, Existing, Retail, Base Centrifugal Chiller, 0.58 kW/ton, 500 tons, ECM-307, EMS Optimization | 0.83227 | 1.1218 | 2.2438 | . | . | .
1035 | Commercial, Existing, FoodStore, Base Centrifugal Chiller, 0.58 kW/ton, 500 tons, ECM-307, EMS Optimization | 0.83226 | 2.5892 | 5.1787 | . | . | .
1036 | Commercial, Existing, School, Base Centrifugal Chiller, 0.58 kW/ton, 500 tons, ECM-307, EMS Optimization | 0.83226 | 1.2152 | 2.4305 | . | . | .
1037 | Commercial, Existing, College, Base Centrifugal Chiller, 0.58 kW/ton, 500 tons, ECM-307, EMS Optimization | 0.83226 | 0.87991 | 1.7599 | . | . | .
1038 | Commercial, Existing, Hospital, Base Centrifugal Chiller, 0.58 kW/ton, 500 tons, ECM-307, EMS Optimization | 0.83226 | 4.3026 | 8.6056 | . | . | .
1039 | Commercial, Existing, Other Health, Base Centrifugal Chiller, 0.58 kW/ton, 500 tons, ECM-307, EMS Optimization | 0.83227 | 1.7927 | 3.5856 | . | . | .
1040 | Commercial, Existing, Warehouse, Base Centrifugal Chiller, 0.58 kW/ton, 500 tons, ECM-307, EMS Optimization | 0.83227 | 0.15054 | 0.30109 | . | . | .
1041 | Commercial, Existing, Hotel, Base Centrifugal Chiller, 0.58 kW/ton, 500 tons, ECM-307, EMS Optimization | 0.83225 | 1.6267 | 3.2536 | . | . | .
1042 | Commercial, Existing, Other, Base Centrifugal Chiller, 0.58 kW/ton, 500 tons, ECM-307, EMS Optimization | 0.83227 | 0.67197 | 1.344 | . | . | .
1043 | Commercial, Existing, Office, Base Centrifugal Chiller, 0.58 kW/ton, 500 tons, ECM-308, Aerosole Duct Sealing | 0.83242 | 4.444 | 6.2526 | . | . | .
1044 | Commercial, Existing, Restaurant, Base Centrifugal Chiller, 0.58 kW/ton, 500 tons, ECM-308, Aerosole Duct Sealing | 0.8324 | 7.8402 | 11.0312 | . | . | .
1045 | Commercial, Existing, Retail, Base Centrifugal Chiller, 0.58 kW/ton, 500 tons, ECM-308, Aerosole Duct Sealing | 0.83243 | 6.971 | 9.8078 | . | . | .
1046 | Commercial, Existing, FoodStore, Base Centrifugal Chiller, 0.58 kW/ton, 500 tons, ECM-308, Aerosole Duct Sealing | 0.83238 | 6.9705 | 9.8077 | . | . | .
1047 | Commercial, Existing, School, Base Centrifugal Chiller, 0.58 kW/ton, 500 tons, ECM-308, Aerosole Duct Sealing | 0.8324 | 4.4911 | 6.319 | . | . | .
1048 | Commercial, Existing, College, Base Centrifugal Chiller, 0.58 kW/ton, 500 tons, ECM-308, Aerosole Duct Sealing | 0.8324 | 4.4036 | 6.1959 | . | . | .
1049 | Commercial, Existing, Hospital, Base Centrifugal Chiller, 0.58 kW/ton, 500 tons, ECM-308, Aerosole Duct Sealing | 0.83237 | 9.3049 | 13.0925 | . | . | .
1050 | Commercial, Existing, Other Health, Base Centrifugal Chiller, 0.58 kW/ton, 500 tons, ECM-308, Aerosole Duct Sealing | 0.83243 | 4.3353 | 6.0995 | . | . | .
1051 | Commercial, Existing, Warehouse, Base Centrifugal Chiller, 0.58 kW/ton, 500 tons, ECM-308, Aerosole Duct Sealing | 0.83242 | 4.5325 | 6.3772 | . | . | .
1052 | Commercial, Existing, Hotel, Base Centrifugal Chiller, 0.58 kW/ton, 500 tons, ECM-308, Aerosole Duct Sealing | 0.83236 | 9.3049 | 13.0926 | . | . | .
1053 | Commercial, Existing, Other, Base Centrifugal Chiller, 0.58 kW/ton, 500 tons, ECM-308, Aerosole Duct Sealing | 0.83239 | 4.7187 | 6.6392 | . | . | .
1054 | Commercial, Existing, Office, Base Centrifugal Chiller, 0.58 kW/ton, 500 tons, ECM-309, Duct/Pipe Insulation | 0.83242 | 0.023753 | 0.039121 | . | . | .
1055 | Commercial, Existing, Restaurant, Base Centrifugal Chiller, 0.58 kW/ton, 500 tons, ECM-309, Duct/Pipe Insulation | 0.8324 | 0.06224 | 0.10251 | . | . | .
1056 | Commercial, Existing, Retail, Base Centrifugal Chiller, 0.58 kW/ton, 500 tons, ECM-309, Duct/Pipe Insulation | 0.83243 | 0.023544 | 0.038776 | . | . | .
1057 | Commercial, Existing, FoodStore, Base Centrifugal Chiller, 0.58 kW/ton, 500 tons, ECM-309, Duct/Pipe Insulation | 0.83238 | 0.053671 | 0.088402 | . | . | .
1058 | Commercial, Existing, School, Base Centrifugal Chiller, 0.58 kW/ton, 500 tons, ECM-309, Duct/Pipe Insulation | 0.8324 | 0.024577 | 0.040479 | . | . | .
1059 | Commercial, Existing, College, Base Centrifugal Chiller, 0.58 kW/ton, 500 tons, ECM-309, Duct/Pipe Insulation | 0.8324 | 0.017603 | 0.028993 | . | . | .
1060 | Commercial, Existing, Hospital, Base Centrifugal Chiller, 0.58 kW/ton, 500 tons, ECM-309, Duct/Pipe Insulation | 0.83237 | 0.083573 | 0.13765 | . | . | .
1061 | Commercial, Existing, Other Health, Base Centrifugal Chiller, 0.58 kW/ton, 500 tons, ECM-309, Duct/Pipe Insulation | 0.83243 | 0.036587 | 0.060258 | . | . | .
1062 | Commercial, Existing, Warehouse, Base Centrifugal Chiller, 0.58 kW/ton, 500 tons, ECM-309, Duct/Pipe Insulation | 0.83242 | 0.003579 | 0.005894 | . | . | .
1063 | Commercial, Existing, Hotel, Base Centrifugal Chiller, 0.58 kW/ton, 500 tons, ECM-309, Duct/Pipe Insulation | 0.83236 | 0.032672 | 0.053815 | . | . | .
1064 | Commercial, Existing, Other, Base Centrifugal Chiller, 0.58 kW/ton, 500 tons, ECM-309, Duct/Pipe Insulation | 0.83239 | 0.013517 | 0.022263 | . | . | .
1065 | Commercial, Existing, Office, Base Centrifugal Chiller, 0.58 kW/ton, 500 tons, ECM-311, Window Film (Standard) | 0.83242 | 0.47643 | 0.78468 | . | . | .
1066 | Commercial, Existing, Restaurant, Base Centrifugal Chiller, 0.58 kW/ton, 500 tons, ECM-311, Window Film (Standard) | 0.8324 | 1.2368 | 2.037 | . | . | .
1067 | Commercial, Existing, Retail, Base Centrifugal Chiller, 0.58 kW/ton, 500 tons, ECM-311, Window Film (Standard) | 0.83244 | 0.41992 | 0.69161 | . | . | .
1068 | Commercial, Existing, FoodStore, Base Centrifugal Chiller, 0.58 kW/ton, 500 tons, ECM-311, Window Film (Standard) | 0.83237 | 1.0675 | 1.7583 | . | . | .
1069 | Commercial, Existing, School, Base Centrifugal Chiller, 0.58 kW/ton, 500 tons, ECM-311, Window Film (Standard) | 0.8324 | 0.50673 | 0.83461 | . | . | .
1070 | Commercial, Existing, College, Base Centrifugal Chiller, 0.58 kW/ton, 500 tons, ECM-311, Window Film (Standard) | 0.83239 | 0.36823 | 0.6065 | . | . | .
1071 | Commercial, Existing, Hospital, Base Centrifugal Chiller, 0.58 kW/ton, 500 tons, ECM-311, Window Film (Standard) | 0.83236 | 1.704 | 2.8067 | . | . | .
1072 | Commercial, Existing, Other Health, Base Centrifugal Chiller, 0.58 kW/ton, 500 tons, ECM-311, Window Film (Standard) | 0.83242 | 0.74598 | 1.2286 | . | . | .
1073 | Commercial, Existing, Warehouse, Base Centrifugal Chiller, 0.58 kW/ton, 500 tons, ECM-311, Window Film (Standard) | 0.83234 | 0.065004 | 0.10707 | . | . | .
1074 | Commercial, Existing, Hotel, Base Centrifugal Chiller, 0.58 kW/ton, 500 tons, ECM-311, Window Film (Standard) | 0.83236 | 0.61804 | 1.018 | . | . | .
1075 | Commercial, Existing, Other, Base Centrifugal Chiller, 0.58 kW/ton, 500 tons, ECM-311, Window Film (Standard) | 0.83233 | 0.25302 | 0.41677 | . | . | .
1076 | Commercial, Existing, Office, Base Centrifugal Chiller, 0.58 kW/ton, 500 tons, ECM-313, Ceiling Insulation | 0.83287 | 0.68747 | 0.82542 | . | . | .
1077 | Commercial, Existing, Restaurant, Base Centrifugal Chiller, 0.58 kW/ton, 500 tons, ECM-313, Ceiling Insulation | 0.83279 | 1.8847 | 2.2632 | . | . | .
1078 | Commercial, Existing, Retail, Base Centrifugal Chiller, 0.58 kW/ton, 500 tons, ECM-313, Ceiling Insulation | 0.83291 | 0.70771 | 0.84969 | . | . | .
1079 | Commercial, Existing, FoodStore, Base Centrifugal Chiller, 0.58 kW/ton, 500 tons, ECM-313, Ceiling Insulation | 0.83274 | 1.5862 | 1.9048 | . | . | .
1080 | Commercial, Existing, School, Base Centrifugal Chiller, 0.58 kW/ton, 500 tons, ECM-313, Ceiling Insulation | 0.8328 | 0.76004 | 0.91264 | . | . | .
1081 | Commercial, Existing, College, Base Centrifugal Chiller, 0.58 kW/ton, 500 tons, ECM-313, Ceiling Insulation | 0.83281 | 0.55498 | 0.66639 | . | . | .
1082 | Commercial, Existing, Hospital, Base Centrifugal Chiller, 0.58 kW/ton, 500 tons, ECM-313, Ceiling Insulation | 0.83271 | 2.5089 | 3.0129 | . | . | .
1083 | Commercial, Existing, Other Health, Base Centrifugal Chiller, 0.58 kW/ton, 500 tons, ECM-313, Ceiling Insulation | 0.83293 | 1.0988 | 1.3192 | . | . | .
1084 | Commercial, Existing, Warehouse, Base Centrifugal Chiller, 0.58 kW/ton, 500 tons, ECM-313, Ceiling Insulation | 0.83298 | 0.094996 | 0.11404 | . | . | .
1085 | Commercial, Existing, Hotel, Base Centrifugal Chiller, 0.58 kW/ton, 500 tons, ECM-313, Ceiling Insulation | 0.8327 | 1.0258 | 1.2318 | . | . | .
1086 | Commercial, Existing, Other, Base Centrifugal Chiller, 0.58 kW/ton, 500 tons, ECM-313, Ceiling Insulation | 0.83289 | 0.42395 | 0.50901 | . | . | .
1087 | Commercial, Existing, Office, Base Centrifugal Chiller, 0.58 kW/ton, 500 tons, ECM-314, Roof Insulation | 0.83275 | 0.61963 | 0.74407 | . | . | .
1088 | Commercial, Existing, Restaurant, Base Centrifugal Chiller, 0.58 kW/ton, 500 tons, ECM-314, Roof Insulation | 0.83269 | 1.6989 | 2.0402 | . | . | .
1089 | Commercial, Existing, Retail, Base Centrifugal Chiller, 0.58 kW/ton, 500 tons, ECM-314, Roof Insulation | 0.83278 | 0.63787 | 0.76595 | . | . | .
1090 | Commercial, Existing, FoodStore, Base Centrifugal Chiller, 0.58 kW/ton, 500 tons, ECM-314, Roof Insulation | 0.83264 | 1.4298 | 1.7172 | . | . | .
1091 | Commercial, Existing, School, Base Centrifugal Chiller, 0.58 kW/ton, 500 tons, ECM-314, Roof Insulation | 0.8327 | 0.68507 | 0.82272 | . | . | .
1092 | Commercial, Existing, College, Base Centrifugal Chiller, 0.58 kW/ton, 500 tons, ECM-314, Roof Insulation | 0.83269 | 0.50021 | 0.60071 | . | . | .
1093 | Commercial, Existing, Hospital, Base Centrifugal Chiller, 0.58 kW/ton, 500 tons, ECM-314, Roof Insulation | 0.83261 | 2.2614 | 2.7161 | . | . | .
1094 | Commercial, Existing, Other Health, Base Centrifugal Chiller, 0.58 kW/ton, 500 tons, ECM-314, Roof Insulation | 0.83279 | 0.99027 | 1.1891 | . | . | .
1095 | Commercial, Existing, Warehouse, Base Centrifugal Chiller, 0.58 kW/ton, 500 tons, ECM-314, Roof Insulation | 0.83275 | 0.08559 | 0.10278 | . | . | .
1096 | Commercial, Existing, Hotel, Base Centrifugal Chiller, 0.58 kW/ton, 500 tons, ECM-314, Roof Insulation | 0.83261 | 0.9246 | 1.1105 | . | . | .
1097 | Commercial, Existing, Other, Base Centrifugal Chiller, 0.58 kW/ton, 500 tons, ECM-314, Roof Insulation | 0.83269 | 0.34209 | 0.41083 | . | . | .
1098 | Commercial, Existing, Office, Base Centrifugal Chiller, 0.58 kW/ton, 500 tons, ECM-315, Cool Roof - Chiller | 0.83266 | 0.2857 | 0.40186 | . | . | .
1099 | Commercial, Existing, Restaurant, Base Centrifugal Chiller, 0.58 kW/ton, 500 tons, ECM-315, Cool Roof - Chiller | 0.83261 | 0.83352 | 1.1725 | . | . | .
1100 | Commercial, Existing, Retail, Base Centrifugal Chiller, 0.58 kW/ton, 500 tons, ECM-315, Cool Roof - Chiller | 0.83269 | 0.27738 | 0.39014 | . | . | .
1101 | Commercial, Existing, FoodStore, Base Centrifugal Chiller, 0.58 kW/ton, 500 tons, ECM-315, Cool Roof - Chiller | 0.83256 | 0.72333 | 1.0175 | . | . | .
1102 | Commercial, Existing, School, Base Centrifugal Chiller, 0.58 kW/ton, 500 tons, ECM-315, Cool Roof - Chiller | 0.83261 | 0.28258 | 0.39749 | . | . | .
1103 | Commercial, Existing, College, Base Centrifugal Chiller, 0.58 kW/ton, 500 tons, ECM-315, Cool Roof - Chiller | 0.8326 | 0.19837 | 0.27903 | . | . | .
1104 | Commercial, Existing, Hospital, Base Centrifugal Chiller, 0.58 kW/ton, 500 tons, ECM-315, Cool Roof - Chiller | 0.83254 | 1.0969 | 1.543 | . | . | .
1105 | Commercial, Existing, Other Health, Base Centrifugal Chiller, 0.58 kW/ton, 500 tons, ECM-315, Cool Roof - Chiller | 0.83268 | 0.48028 | 0.67553 | . | . | .
1106 | Commercial, Existing, Warehouse, Base Centrifugal Chiller, 0.58 kW/ton, 500 tons, ECM-315, Cool Roof - Chiller | 0.83263 | 0.042064 | 0.059168 | . | . | .
1107 | Commercial, Existing, Hotel, Base Centrifugal Chiller, 0.58 kW/ton, 500 tons, ECM-315, Cool Roof - Chiller | 0.83254 | 0.36519 | 0.51374 | . | . | .
1108 | Commercial, Existing, Other, Base Centrifugal Chiller, 0.58 kW/ton, 500 tons, ECM-315, Cool Roof - Chiller | 0.83258 | 0.15268 | 0.21477 | . | . | .
1109 | Commercial, Existing, Office, Base Centrifugal Chiller, 0.58 kW/ton, 500 tons, ECM-317, Thermal Energy Storage (TES) | 0.82864 | -0.07543 | -0.09103 | . | . | .
1110 | Commercial, Existing, Restaurant, Base Centrifugal Chiller, 0.58 kW/ton, 500 tons, ECM-317, Thermal Energy Storage (TES) | 0.82907 | -0.19787 | -0.23867 | . | . | .
1111 | Commercial, Existing, Retail, Base Centrifugal Chiller, 0.58 kW/ton, 500 tons, ECM-317, Thermal Energy Storage (TES) | 0.82841 | -0.17552 | -0.21187 | . | . | .
1112 | Commercial, Existing, FoodStore, Base Centrifugal Chiller, 0.58 kW/ton, 500 tons, ECM-317, Thermal Energy Storage (TES) | 0.82941 | -0.18039 | -0.21749 | . | . | .
1113 | Commercial, Existing, School, Base Centrifugal Chiller, 0.58 kW/ton, 500 tons, ECM-317, Thermal Energy Storage (TES) | 0.829 | -0.11005 | -0.13275 | . | . | .
1114 | Commercial, Existing, College, Base Centrifugal Chiller, 0.58 kW/ton, 500 tons, ECM-317, Thermal Energy Storage (TES) | 0.82908 | -0.10587 | -0.1277 | . | . | .
1115 | Commercial, Existing, Hospital, Base Centrifugal Chiller, 0.58 kW/ton, 500 tons, ECM-317, Thermal Energy Storage (TES) | 0.82959 | -0.23716 | -0.28588 | . | . | .
1116 | Commercial, Existing, Other Health, Base Centrifugal Chiller, 0.58 kW/ton, 500 tons, ECM-317, Thermal Energy Storage (TES) | 0.82843 | -0.11018 | -0.133 | . | . | .
1117 | Commercial, Existing, Warehouse, Base Centrifugal Chiller, 0.58 kW/ton, 500 tons, ECM-317, Thermal Energy Storage (TES) | 0.82888 | -0.11589 | -0.13982 | . | . | .
1118 | Commercial, Existing, Hotel, Base Centrifugal Chiller, 0.58 kW/ton, 500 tons, ECM-317, Thermal Energy Storage (TES) | 0.82964 | -0.22491 | -0.2711 | . | . | .
1119 | Commercial, Existing, Other, Base Centrifugal Chiller, 0.58 kW/ton, 500 tons, ECM-317, Thermal Energy Storage (TES) | 0.82925 | -0.11412 | -0.13761 | . | . | .
1120 | Commercial, Existing, Office, Base DX Packaged System, EER=11.2, 10 tons, ECM-321, DX Packaged System, EER=11.7, 10 tons | 0.83236 | 0.65135 | 0.91649 | . | . | .
1121 | Commercial, Existing, Restaurant, Base DX Packaged System, EER=11.2, 10 tons, ECM-321, DX Packaged System, EER=11.7, 10 tons | 0.83235 | 1.035 | 1.4563 | . | . | .
1122 | Commercial, Existing, Retail, Base DX Packaged System, EER=11.2, 10 tons, ECM-321, DX Packaged System, EER=11.7, 10 tons | 0.83237 | 1.0555 | 1.4852 | . | . | .
1123 | Commercial, Existing, FoodStore, Base DX Packaged System, EER=11.2, 10 tons, ECM-321, DX Packaged System, EER=11.7, 10 tons | 0.83233 | 0.94203 | 1.3255 | . | . | .
1124 | Commercial, Existing, School, Base DX Packaged System, EER=11.2, 10 tons, ECM-321, DX Packaged System, EER=11.7, 10 tons | 0.83235 | 0.64028 | 0.90093 | . | . | .
1125 | Commercial, Existing, College, Base DX Packaged System, EER=11.2, 10 tons, ECM-321, DX Packaged System, EER=11.7, 10 tons | 0.83235 | 0.65745 | 0.92509 | . | . | .
1126 | Commercial, Existing, Hospital, Base DX Packaged System, EER=11.2, 10 tons, ECM-321, DX Packaged System, EER=11.7, 10 tons | 0.83232 | 1.2376 | 1.7415 | . | . | .
1127 | Commercial, Existing, Other Health, Base DX Packaged System, EER=11.2, 10 tons, ECM-321, DX Packaged System, EER=11.7, 10 tons | 0.83237 | 0.57658 | 0.81128 | . | . | .
1128 | Commercial, Existing, Warehouse, Base DX Packaged System, EER=11.2, 10 tons, ECM-321, DX Packaged System, EER=11.7, 10 tons | 0.83235 | 0.7228 | 1.017 | . | . | .
1129 | Commercial, Existing, Hotel, Base DX Packaged System, EER=11.2, 10 tons, ECM-321, DX Packaged System, EER=11.7, 10 tons | 0.83232 | 1.3892 | 1.9548 | . | . | .
1130 | Commercial, Existing, Other, Base DX Packaged System, EER=11.2, 10 tons, ECM-321, DX Packaged System, EER=11.7, 10 tons | 0.83234 | 0.74286 | 1.0453 | . | . | .
1131 | Commercial, Existing, Office, Base DX Packaged System, EER=11.2, 10 tons, ECM-326, DX Tune Up/ Advanced Diagnostics | 0.83252 | 0.86979 | 1.4324 | . | . | .
1132 | Commercial, Existing, Restaurant, Base DX Packaged System, EER=11.2, 10 tons, ECM-326, DX Tune Up/ Advanced Diagnostics | 0.83248 | 2.3651 | 3.8951 | . | . | .
1133 | Commercial, Existing, Retail, Base DX Packaged System, EER=11.2, 10 tons, ECM-326, DX Tune Up/ Advanced Diagnostics | 0.83254 | 0.84506 | 1.3916 | . | . | .
1134 | Commercial, Existing, FoodStore, Base DX Packaged System, EER=11.2, 10 tons, ECM-326, DX Tune Up/ Advanced Diagnostics | 0.83245 | 1.9906 | 3.2784 | . | . | .
1135 | Commercial, Existing, School, Base DX Packaged System, EER=11.2, 10 tons, ECM-326, DX Tune Up/ Advanced Diagnostics | 0.83249 | 0.96172 | 1.5838 | . | . | .
1136 | Commercial, Existing, College, Base DX Packaged System, EER=11.2, 10 tons, ECM-326, DX Tune Up/ Advanced Diagnostics | 0.83248 | 0.66273 | 1.0915 | . | . | .
1137 | Commercial, Existing, Hospital, Base DX Packaged System, EER=11.2, 10 tons, ECM-326, DX Tune Up/ Advanced Diagnostics | 0.83244 | 3.1485 | 5.1855 | . | . | .
1138 | Commercial, Existing, Other Health, Base DX Packaged System, EER=11.2, 10 tons, ECM-326, DX Tune Up/ Advanced Diagnostics | 0.83253 | 1.3784 | 2.27 | . | . | .
1139 | Commercial, Existing, Warehouse, Base DX Packaged System, EER=11.2, 10 tons, ECM-326, DX Tune Up/ Advanced Diagnostics | 0.83249 | 0.1174 | 0.19334 | . | . | .
1140 | Commercial, Existing, Hotel, Base DX Packaged System, EER=11.2, 10 tons, ECM-326, DX Tune Up/ Advanced Diagnostics | 0.83243 | 1.2251 | 2.0178 | . | . | .
1141 | Commercial, Existing, Other, Base DX Packaged System, EER=11.2, 10 tons, ECM-326, DX Tune Up/ Advanced Diagnostics | 0.83246 | 0.50607 | 0.83346 | . | . | .
1142 | Commercial, Existing, Office, Base DX Packaged System, EER=11.2, 10 tons, ECM-327, DX Coil Cleaning | 0.83252 | 2.5187 | 5.036 | . | . | .
1143 | Commercial, Existing, Restaurant, Base DX Packaged System, EER=11.2, 10 tons, ECM-327, DX Coil Cleaning | 0.83248 | 4.4433 | 8.8848 | . | . | .
1144 | Commercial, Existing, Retail, Base DX Packaged System, EER=11.2, 10 tons, ECM-327, DX Coil Cleaning | 0.83254 | 3.9509 | 7.8995 | . | . | .
1145 | Commercial, Existing, FoodStore, Base DX Packaged System, EER=11.2, 10 tons, ECM-327, DX Coil Cleaning | 0.83245 | 3.9503 | 7.8993 | . | . | .
1146 | Commercial, Existing, School, Base DX Packaged System, EER=11.2, 10 tons, ECM-327, DX Coil Cleaning | 0.83249 | 2.5453 | 5.0895 | . | . | .
1147 | Commercial, Existing, College, Base DX Packaged System, EER=11.2, 10 tons, ECM-327, DX Coil Cleaning | 0.83248 | 2.4957 | 4.9903 | . | . | .
1148 | Commercial, Existing, Hospital, Base DX Packaged System, EER=11.2, 10 tons, ECM-327, DX Coil Cleaning | 0.83244 | 5.2057 | 10.4098 | . | . | .
1149 | Commercial, Existing, Other Health, Base DX Packaged System, EER=11.2, 10 tons, ECM-327, DX Coil Cleaning | 0.83253 | 2.4256 | 4.8498 | . | . | .
1150 | Commercial, Existing, Warehouse, Base DX Packaged System, EER=11.2, 10 tons, ECM-327, DX Coil Cleaning | 0.83249 | 2.5687 | 5.1362 | . | . | .
1151 | Commercial, Existing, Hotel, Base DX Packaged System, EER=11.2, 10 tons, ECM-327, DX Coil Cleaning | 0.83243 | 5.2732 | 10.5448 | . | . | .
1152 | Commercial, Existing, Other, Base DX Packaged System, EER=11.2, 10 tons, ECM-327, DX Coil Cleaning | 0.83246 | 2.6741 | 5.3472 | . | . | .
1153 | Commercial, Existing, Office, Base DX Packaged System, EER=11.2, 10 tons, ECM-328, Optimize Controls | 0.83227 | 1.5295 | 3.0591 | . | . | .
1154 | Commercial, Existing, Restaurant, Base DX Packaged System, EER=11.2, 10 tons, ECM-328, Optimize Controls | 0.83226 | 4.1592 | 8.3189 | . | . | .
1155 | Commercial, Existing, Retail, Base DX Packaged System, EER=11.2, 10 tons, ECM-328, Optimize Controls | 0.83227 | 1.5744 | 3.149 | . | . | .
1156 | Commercial, Existing, FoodStore, Base DX Packaged System, EER=11.2, 10 tons, ECM-328, Optimize Controls | 0.83226 | 3.5008 | 7.002 | . | . | .
1157 | Commercial, Existing, School, Base DX Packaged System, EER=11.2, 10 tons, ECM-328, Optimize Controls | 0.83226 | 1.6913 | 3.3827 | . | . | .
1158 | Commercial, Existing, College, Base DX Packaged System, EER=11.2, 10 tons, ECM-328, Optimize Controls | 0.83226 | 1.2349 | 2.4699 | . | . | .
1159 | Commercial, Existing, Hospital, Base DX Packaged System, EER=11.2, 10 tons, ECM-328, Optimize Controls | 0.83226 | 5.6425 | 11.2857 | . | . | .
1160 | Commercial, Existing, Other Health, Base DX Packaged System, EER=11.2, 10 tons, ECM-328, Optimize Controls | 0.83227 | 2.4699 | 4.94 | . | . | .
1161 | Commercial, Existing, Warehouse, Base DX Packaged System, EER=11.2, 10 tons, ECM-328, Optimize Controls | 0.83227 | 0.20647 | 0.41295 | . | . | .
1162 | Commercial, Existing, Hotel, Base DX Packaged System, EER=11.2, 10 tons, ECM-328, Optimize Controls | 0.83225 | 2.283 | 4.5663 | . | . | .
1163 | Commercial, Existing, Other, Base DX Packaged System, EER=11.2, 10 tons, ECM-328, Optimize Controls | 0.83227 | 0.94307 | 1.8862 | . | . | .
1164 | Commercial, Existing, Office, Base DX Packaged System, EER=11.2, 10 tons, ECM-329, Aerosole Duct Sealing | 0.83242 | 7.703 | 10.8378 | . | . | .
1165 | Commercial, Existing, Restaurant, Base DX Packaged System, EER=11.2, 10 tons, ECM-329, Aerosole Duct Sealing | 0.83239 | 13.5896 | 19.1207 | . | . | .
1166 | Commercial, Existing, Retail, Base DX Packaged System, EER=11.2, 10 tons, ECM-329, Aerosole Duct Sealing | 0.83243 | 12.083 | 17.0001 | . | . | .
1167 | Commercial, Existing, FoodStore, Base DX Packaged System, EER=11.2, 10 tons, ECM-329, Aerosole Duct Sealing | 0.83237 | 12.0821 | 17 | . | . | .
1168 | Commercial, Existing, School, Base DX Packaged System, EER=11.2, 10 tons, ECM-329, Aerosole Duct Sealing | 0.8324 | 7.7846 | 10.9529 | . | . | .
1169 | Commercial, Existing, College, Base DX Packaged System, EER=11.2, 10 tons, ECM-329, Aerosole Duct Sealing | 0.83239 | 7.6329 | 10.7395 | . | . | .
1170 | Commercial, Existing, Hospital, Base DX Packaged System, EER=11.2, 10 tons, ECM-329, Aerosole Duct Sealing | 0.83237 | 16.1284 | 22.6936 | . | . | .
1171 | Commercial, Existing, Other Health, Base DX Packaged System, EER=11.2, 10 tons, ECM-329, Aerosole Duct Sealing | 0.83243 | 7.5144 | 10.5724 | . | . | .
1172 | Commercial, Existing, Warehouse, Base DX Packaged System, EER=11.2, 10 tons, ECM-329, Aerosole Duct Sealing | 0.8324 | 7.8561 | 11.0535 | . | . | .
1173 | Commercial, Existing, Hotel, Base DX Packaged System, EER=11.2, 10 tons, ECM-329, Aerosole Duct Sealing | 0.83236 | 16.1284 | 22.6937 | . | . | .
1174 | Commercial, Existing, Other, Base DX Packaged System, EER=11.2, 10 tons, ECM-329, Aerosole Duct Sealing | 0.83238 | 8.1787 | 11.5077 | . | . | .
1175 | Commercial, Existing, Office, Base DX Packaged System, EER=11.2, 10 tons, ECM-330, Duct/Pipe Insulation | 0.83242 | 0.044176 | 0.072759 | . | . | .
1176 | Commercial, Existing, Restaurant, Base DX Packaged System, EER=11.2, 10 tons, ECM-330, Duct/Pipe Insulation | 0.83239 | 0.11593 | 0.19094 | . | . | .
1177 | Commercial, Existing, Retail, Base DX Packaged System, EER=11.2, 10 tons, ECM-330, Duct/Pipe Insulation | 0.83243 | 0.043825 | 0.07218 | . | . | .
1178 | Commercial, Existing, FoodStore, Base DX Packaged System, EER=11.2, 10 tons, ECM-330, Duct/Pipe Insulation | 0.83237 | 0.099888 | 0.16453 | . | . | .
1179 | Commercial, Existing, School, Base DX Packaged System, EER=11.2, 10 tons, ECM-330, Duct/Pipe Insulation | 0.8324 | 0.045766 | 0.075379 | . | . | .
1180 | Commercial, Existing, College, Base DX Packaged System, EER=11.2, 10 tons, ECM-330, Duct/Pipe Insulation | 0.83239 | 0.032783 | 0.053997 | . | . | .
1181 | Commercial, Existing, Hospital, Base DX Packaged System, EER=11.2, 10 tons, ECM-330, Duct/Pipe Insulation | 0.83237 | 0.15549 | 0.25612 | . | . | .
1182 | Commercial, Existing, Other Health, Base DX Packaged System, EER=11.2, 10 tons, ECM-330, Duct/Pipe Insulation | 0.83243 | 0.068072 | 0.11211 | . | . | .
1183 | Commercial, Existing, Warehouse, Base DX Packaged System, EER=11.2, 10 tons, ECM-330, Duct/Pipe Insulation | 0.8324 | 0.006656 | 0.010963 | . | . | .
1184 | Commercial, Existing, Hotel, Base DX Packaged System, EER=11.2, 10 tons, ECM-330, Duct/Pipe Insulation | 0.83236 | 0.060824 | 0.10018 | . | . | .
1185 | Commercial, Existing, Other, Base DX Packaged System, EER=11.2, 10 tons, ECM-330, Duct/Pipe Insulation | 0.83238 | 0.025169 | 0.041456 | . | . | .
1186 | Commercial, Existing, Office, Base DX Packaged System, EER=11.2, 10 tons, ECM-332, Window Film (Standard) | 0.83238 | 0.82564 | 1.3599 | . | . | .
1187 | Commercial, Existing, Restaurant, Base DX Packaged System, EER=11.2, 10 tons, ECM-332, Window Film (Standard) | 0.83237 | 2.1476 | 3.5374 | . | . | .
1188 | Commercial, Existing, Retail, Base DX Packaged System, EER=11.2, 10 tons, ECM-332, Window Film (Standard) | 0.8324 | 0.76846 | 1.2657 | . | . | .
1189 | Commercial, Existing, FoodStore, Base DX Packaged System, EER=11.2, 10 tons, ECM-332, Window Film (Standard) | 0.83233 | 1.8516 | 3.05 | . | . | .
1190 | Commercial, Existing, School, Base DX Packaged System, EER=11.2, 10 tons, ECM-332, Window Film (Standard) | 0.83237 | 0.87966 | 1.4489 | . | . | .
1191 | Commercial, Existing, College, Base DX Packaged System, EER=11.2, 10 tons, ECM-332, Window Film (Standard) | 0.83233 | 0.60336 | 0.99385 | . | . | .
1192 | Commercial, Existing, Hospital, Base DX Packaged System, EER=11.2, 10 tons, ECM-332, Window Film (Standard) | 0.83231 | 2.9545 | 4.8668 | . | . | .
1193 | Commercial, Existing, Other Health, Base DX Packaged System, EER=11.2, 10 tons, ECM-332, Window Film (Standard) | 0.83235 | 1.2933 | 2.1303 | . | . | .
1194 | Commercial, Existing, Warehouse, Base DX Packaged System, EER=11.2, 10 tons, ECM-332, Window Film (Standard) | 0.83211 | 0.11007 | 0.18136 | . | . | .
1195 | Commercial, Existing, Hotel, Base DX Packaged System, EER=11.2, 10 tons, ECM-332, Window Film (Standard) | 0.83232 | 1.1303 | 1.8618 | . | . | .
1196 | Commercial, Existing, Other, Base DX Packaged System, EER=11.2, 10 tons, ECM-332, Window Film (Standard) | 0.83212 | 0.46263 | 0.76222 | . | . | .
1197 | Commercial, Existing, Office, Base DX Packaged System, EER=11.2, 10 tons, ECM-334, Ceiling Insulation | 0.83291 | 1.3252 | 1.591 | . | . | .
1198 | Commercial, Existing, Restaurant, Base DX Packaged System, EER=11.2, 10 tons, ECM-334, Ceiling Insulation | 0.8328 | 3.6026 | 4.3259 | . | . | .
1199 | Commercial, Existing, Retail, Base DX Packaged System, EER=11.2, 10 tons, ECM-334, Ceiling Insulation | 0.83293 | 1.3641 | 1.6378 | . | . | .
1200 | Commercial, Existing, FoodStore, Base DX Packaged System, EER=11.2, 10 tons, ECM-334, Ceiling Insulation | 0.83279 | 3.0324 | 3.6412 | . | . | .
1201 | Commercial, Existing, School, Base DX Packaged System, EER=11.2, 10 tons, ECM-334, Ceiling Insulation | 0.83282 | 1.465 | 1.7591 | . | . | .
1202 | Commercial, Existing, College, Base DX Packaged System, EER=11.2, 10 tons, ECM-334, Ceiling Insulation | 0.83289 | 1.0699 | 1.2846 | . | . | .
1203 | Commercial, Existing, Hospital, Base DX Packaged System, EER=11.2, 10 tons, ECM-334, Ceiling Insulation | 0.83278 | 4.7965 | 5.7596 | . | . | .
1204 | Commercial, Existing, Other Health, Base DX Packaged System, EER=11.2, 10 tons, ECM-334, Ceiling Insulation | 0.83303 | 2.1009 | 2.522 | . | . | .
1205 | Commercial, Existing, Warehouse, Base DX Packaged System, EER=11.2, 10 tons, ECM-334, Ceiling Insulation | 0.83343 | 0.17919 | 0.21501 | . | . | .
1206 | Commercial, Existing, Hotel, Base DX Packaged System, EER=11.2, 10 tons, ECM-334, Ceiling Insulation | 0.83275 | 1.9774 | 2.3745 | . | . | .
1207 | Commercial, Existing, Other, Base DX Packaged System, EER=11.2, 10 tons, ECM-334, Ceiling Insulation | 0.83329 | 0.77219 | 0.92667 | . | . | .
1208 | Commercial, Existing, Office, Base DX Packaged System, EER=11.2, 10 tons, ECM-335, Roof Insulation | 0.83287 | 1.1946 | 1.4344 | . | . | .
1209 | Commercial, Existing, Restaurant, Base DX Packaged System, EER=11.2, 10 tons, ECM-335, Roof Insulation | 0.83276 | 3.2478 | 3.9 | . | . | .
1210 | Commercial, Existing, Retail, Base DX Packaged System, EER=11.2, 10 tons, ECM-335, Roof Insulation | 0.83288 | 1.1606 | 1.3935 | . | . | .
1211 | Commercial, Existing, FoodStore, Base DX Packaged System, EER=11.2, 10 tons, ECM-335, Roof Insulation | 0.83276 | 2.7337 | 3.2827 | . | . | .
1212 | Commercial, Existing, School, Base DX Packaged System, EER=11.2, 10 tons, ECM-335, Roof Insulation | 0.83278 | 1.3207 | 1.5859 | . | . | .
1213 | Commercial, Existing, College, Base DX Packaged System, EER=11.2, 10 tons, ECM-335, Roof Insulation | 0.83286 | 0.96456 | 1.1581 | . | . | .
1214 | Commercial, Existing, Hospital, Base DX Packaged System, EER=11.2, 10 tons, ECM-335, Roof Insulation | 0.83275 | 4.3241 | 5.1926 | . | . | .
1215 | Commercial, Existing, Other Health, Base DX Packaged System, EER=11.2, 10 tons, ECM-335, Roof Insulation | 0.83299 | 1.8939 | 2.2736 | . | . | .
1216 | Commercial, Existing, Warehouse, Base DX Packaged System, EER=11.2, 10 tons, ECM-335, Roof Insulation | 0.8334 | 0.16153 | 0.19382 | . | . | .
1217 | Commercial, Existing, Hotel, Base DX Packaged System, EER=11.2, 10 tons, ECM-335, Roof Insulation | 0.83272 | 1.7826 | 2.1407 | . | . | .
1218 | Commercial, Existing, Other, Base DX Packaged System, EER=11.2, 10 tons, ECM-335, Roof Insulation | 0.83326 | 0.6961 | 0.83539 | . | . | .
1219 | Commercial, Existing, Office, Base DX Packaged System, EER=11.2, 10 tons, ECM-336, Cool Roof - DX | 0.83258 | 0.57293 | 0.80594 | . | . | .
1220 | Commercial, Existing, Restaurant, Base DX Packaged System, EER=11.2, 10 tons, ECM-336, Cool Roof - DX | 0.83253 | 1.5883 | 2.2344 | . | . | .
1221 | Commercial, Existing, Retail, Base DX Packaged System, EER=11.2, 10 tons, ECM-336, Cool Roof - DX | 0.8326 | 0.55672 | 0.78311 | . | . | .
1222 | Commercial, Existing, FoodStore, Base DX Packaged System, EER=11.2, 10 tons, ECM-336, Cool Roof - DX | 0.8325 | 1.3773 | 1.9376 | . | . | .
1223 | Commercial, Existing, School, Base DX Packaged System, EER=11.2, 10 tons, ECM-336, Cool Roof - DX | 0.83254 | 0.56739 | 0.79818 | . | . | .
1224 | Commercial, Existing, College, Base DX Packaged System, EER=11.2, 10 tons, ECM-336, Cool Roof - DX | 0.83253 | 0.39835 | 0.56039 | . | . | .
1225 | Commercial, Existing, Hospital, Base DX Packaged System, EER=11.2, 10 tons, ECM-336, Cool Roof - DX | 0.83248 | 2.088 | 2.9375 | . | . | .
1226 | Commercial, Existing, Other Health, Base DX Packaged System, EER=11.2, 10 tons, ECM-336, Cool Roof - DX | 0.8326 | 0.91419 | 1.286 | . | . | .
1227 | Commercial, Existing, Warehouse, Base DX Packaged System, EER=11.2, 10 tons, ECM-336, Cool Roof - DX | 0.83255 | 0.078228 | 0.11005 | . | . | .
1228 | Commercial, Existing, Hotel, Base DX Packaged System, EER=11.2, 10 tons, ECM-336, Cool Roof - DX | 0.83248 | 0.73307 | 1.0313 | . | . | .
1229 | Commercial, Existing, Other, Base DX Packaged System, EER=11.2, 10 tons, ECM-336, Cool Roof - DX | 0.83251 | 0.28426 | 0.39989 | . | . | .
1230 | Commercial, Existing, Office, Base DX Packaged System, EER=11.2, 10 tons, ECM-337, Run Time Optimizer | 0.83246 | 0.31821 | 0.44768 | . | . | .
1231 | Commercial, Existing, Restaurant, Base DX Packaged System, EER=11.2, 10 tons, ECM-337, Run Time Optimizer | 0.83243 | 0.54176 | 0.76222 | . | . | .
1232 | Commercial, Existing, Retail, Base DX Packaged System, EER=11.2, 10 tons, ECM-337, Run Time Optimizer | 0.83248 | 0.48103 | 0.67675 | . | . | .
1233 | Commercial, Existing, FoodStore, Base DX Packaged System, EER=11.2, 10 tons, ECM-337, Run Time Optimizer | 0.83241 | 0.49309 | 0.69377 | . | . | .
1234 | Commercial, Existing, School, Base DX Packaged System, EER=11.2, 10 tons, ECM-337, Run Time Optimizer | 0.83244 | 0.30129 | 0.4239 | . | . | .
1235 | Commercial, Existing, College, Base DX Packaged System, EER=11.2, 10 tons, ECM-337, Run Time Optimizer | 0.83243 | 0.28983 | 0.40777 | . | . | .
1236 | Commercial, Existing, Hospital, Base DX Packaged System, EER=11.2, 10 tons, ECM-337, Run Time Optimizer | 0.8324 | 0.6478 | 0.91145 | . | . | .
1237 | Commercial, Existing, Other Health, Base DX Packaged System, EER=11.2, 10 tons, ECM-337, Run Time Optimizer | 0.83248 | 0.30182 | 0.42462 | . | . | .
1238 | Commercial, Existing, Warehouse, Base DX Packaged System, EER=11.2, 10 tons, ECM-337, Run Time Optimizer | 0.83244 | 0.37835 | 0.53231 | . | . | .
1239 | Commercial, Existing, Hotel, Base DX Packaged System, EER=11.2, 10 tons, ECM-337, Run Time Optimizer | 0.83239 | 0.61461 | 0.86476 | . | . | .
1240 | Commercial, Existing, Other, Base DX Packaged System, EER=11.2, 10 tons, ECM-337, Run Time Optimizer | 0.83242 | 0.35215 | 0.49547 | . | . | .
1241 | Commercial, Existing, Office, Base DX Packaged System, EER=11.2, 10 tons, ECM-338, Hybrid Dessicant-HP System | 0.83243 | 0.41995 | 0.59085 | . | . | .
1242 | Commercial, Existing, Restaurant, Base DX Packaged System, EER=11.2, 10 tons, ECM-338, Hybrid Dessicant-HP System | 0.8324 | 0.66728 | 0.93886 | . | . | .
1243 | Commercial, Existing, Retail, Base DX Packaged System, EER=11.2, 10 tons, ECM-338, Hybrid Dessicant-HP System | 0.83244 | 0.68054 | 0.95748 | . | . | .
1244 | Commercial, Existing, FoodStore, Base DX Packaged System, EER=11.2, 10 tons, ECM-338, Hybrid Dessicant-HP System | 0.83238 | 0.60735 | 0.85455 | . | . | .
1245 | Commercial, Existing, School, Base DX Packaged System, EER=11.2, 10 tons, ECM-338, Hybrid Dessicant-HP System | 0.8324 | 0.41281 | 0.58082 | . | . | .
1246 | Commercial, Existing, College, Base DX Packaged System, EER=11.2, 10 tons, ECM-338, Hybrid Dessicant-HP System | 0.8324 | 0.42388 | 0.5964 | . | . | .
1247 | Commercial, Existing, Hospital, Base DX Packaged System, EER=11.2, 10 tons, ECM-338, Hybrid Dessicant-HP System | 0.83237 | 0.79791 | 1.1227 | . | . | .
1248 | Commercial, Existing, Other Health, Base DX Packaged System, EER=11.2, 10 tons, ECM-338, Hybrid Dessicant-HP System | 0.83244 | 0.37176 | 0.52303 | . | . | .
1249 | Commercial, Existing, Warehouse, Base DX Packaged System, EER=11.2, 10 tons, ECM-338, Hybrid Dessicant-HP System | 0.83245 | 0.46607 | 0.65572 | . | . | .
1250 | Commercial, Existing, Hotel, Base DX Packaged System, EER=11.2, 10 tons, ECM-338, Hybrid Dessicant-HP System | 0.83237 | 0.89566 | 1.2602 | . | . | .
1251 | Commercial, Existing, Other, Base DX Packaged System, EER=11.2, 10 tons, ECM-338, Hybrid Dessicant-HP System | 0.83243 | 0.47899 | 0.67392 | . | . | .
1252 | Commercial, Existing, Office, Packaged HP System, EER=11.2, 10 tons, ECM-341, Packaged HP System, EER=11.7, 10 tons | 0.8325 | 0.096484 | 0.13574 | . | . | .
1253 | Commercial, Existing, Restaurant, Packaged HP System, EER=11.2, 10 tons, ECM-341, Packaged HP System, EER=11.7, 10 tons | 0.83247 | 0.16427 | 0.2311 | . | . | .
1254 | Commercial, Existing, Retail, Packaged HP System, EER=11.2, 10 tons, ECM-341, Packaged HP System, EER=11.7, 10 tons | 0.83252 | 0.14844 | 0.20883 | . | . | .
1255 | Commercial, Existing, FoodStore, Packaged HP System, EER=11.2, 10 tons, ECM-341, Packaged HP System, EER=11.7, 10 tons | 0.83244 | 0.14951 | 0.21035 | . | . | .
1256 | Commercial, Existing, School, Packaged HP System, EER=11.2, 10 tons, ECM-341, Packaged HP System, EER=11.7, 10 tons | 0.83247 | 0.091355 | 0.12853 | . | . | .
1257 | Commercial, Existing, College, Packaged HP System, EER=11.2, 10 tons, ECM-341, Packaged HP System, EER=11.7, 10 tons | 0.83247 | 0.087879 | 0.12364 | . | . | .
1258 | Commercial, Existing, Hospital, Packaged HP System, EER=11.2, 10 tons, ECM-341, Packaged HP System, EER=11.7, 10 tons | 0.83243 | 0.19642 | 0.27635 | . | . | .
1259 | Commercial, Existing, Other Health, Packaged HP System, EER=11.2, 10 tons, ECM-341, Packaged HP System, EER=11.7, 10 tons | 0.83252 | 0.091518 | 0.12875 | . | . | .
1260 | Commercial, Existing, Warehouse, Packaged HP System, EER=11.2, 10 tons, ECM-341, Packaged HP System, EER=11.7, 10 tons | 0.83248 | 0.10602 | 0.14916 | . | . | .
1261 | Commercial, Existing, Hotel, Packaged HP System, EER=11.2, 10 tons, ECM-341, Packaged HP System, EER=11.7, 10 tons | 0.83242 | 0.18635 | 0.26219 | . | . | .
1262 | Commercial, Existing, Other, Packaged HP System, EER=11.2, 10 tons, ECM-341, Packaged HP System, EER=11.7, 10 tons | 0.83245 | 0.094669 | 0.13319 | . | . | .
1263 | Commercial, Existing, Office, Packaged HP System, EER=11.2, 10 tons, ECM-342, Geothermal Heat Pump, EER=13, 10 tons | 0.83258 | 0.20086 | 0.24125 | . | . | .
1264 | Commercial, Existing, Restaurant, Packaged HP System, EER=11.2, 10 tons, ECM-342, Geothermal Heat Pump, EER=13, 10 tons | 0.83254 | 0.34196 | 0.41075 | . | . | .
1265 | Commercial, Existing, Retail, Packaged HP System, EER=11.2, 10 tons, ECM-342, Geothermal Heat Pump, EER=13, 10 tons | 0.8326 | 0.30904 | 0.37117 | . | . | .
1266 | Commercial, Existing, FoodStore, Packaged HP System, EER=11.2, 10 tons, ECM-342, Geothermal Heat Pump, EER=13, 10 tons | 0.8325 | 0.31124 | 0.37386 | . | . | .
1267 | Commercial, Existing, School, Packaged HP System, EER=11.2, 10 tons, ECM-342, Geothermal Heat Pump, EER=13, 10 tons | 0.83254 | 0.19018 | 0.22843 | . | . | .
1268 | Commercial, Existing, College, Packaged HP System, EER=11.2, 10 tons, ECM-342, Geothermal Heat Pump, EER=13, 10 tons | 0.83253 | 0.18294 | 0.21974 | . | . | .
1269 | Commercial, Existing, Hospital, Packaged HP System, EER=11.2, 10 tons, ECM-342, Geothermal Heat Pump, EER=13, 10 tons | 0.83248 | 0.40888 | 0.49116 | . | . | .
1270 | Commercial, Existing, Other Health, Packaged HP System, EER=11.2, 10 tons, ECM-342, Geothermal Heat Pump, EER=13, 10 tons | 0.8326 | 0.19052 | 0.22883 | . | . | .
1271 | Commercial, Existing, Warehouse, Packaged HP System, EER=11.2, 10 tons, ECM-342, Geothermal Heat Pump, EER=13, 10 tons | 0.83255 | 0.22072 | 0.26511 | . | . | .
1272 | Commercial, Existing, Hotel, Packaged HP System, EER=11.2, 10 tons, ECM-342, Geothermal Heat Pump, EER=13, 10 tons | 0.83248 | 0.38793 | 0.466 | . | . | .
1273 | Commercial, Existing, Other, Packaged HP System, EER=11.2, 10 tons, ECM-342, Geothermal Heat Pump, EER=13, 10 tons | 0.83251 | 0.19708 | 0.23673 | . | . | .
1274 | Commercial, Existing, Office, Packaged HP System, EER=11.2, 10 tons, ECM-344, Aerosole Duct Sealing | 0.83242 | 7.703 | 10.8378 | . | . | .
1275 | Commercial, Existing, Restaurant, Packaged HP System, EER=11.2, 10 tons, ECM-344, Aerosole Duct Sealing | 0.8324 | 13.5897 | 19.1208 | . | . | .
1276 | Commercial, Existing, Retail, Packaged HP System, EER=11.2, 10 tons, ECM-344, Aerosole Duct Sealing | 0.83243 | 12.083 | 17.0001 | . | . | .
1277 | Commercial, Existing, FoodStore, Packaged HP System, EER=11.2, 10 tons, ECM-344, Aerosole Duct Sealing | 0.83238 | 12.0822 | 17.0001 | . | . | .
1278 | Commercial, Existing, School, Packaged HP System, EER=11.2, 10 tons, ECM-344, Aerosole Duct Sealing | 0.8324 | 7.7846 | 10.953 | . | . | .
1279 | Commercial, Existing, College, Packaged HP System, EER=11.2, 10 tons, ECM-344, Aerosole Duct Sealing | 0.8324 | 7.6329 | 10.7396 | . | . | .
1280 | Commercial, Existing, Hospital, Packaged HP System, EER=11.2, 10 tons, ECM-344, Aerosole Duct Sealing | 0.83237 | 16.1285 | 22.6937 | . | . | .
1281 | Commercial, Existing, Other Health, Packaged HP System, EER=11.2, 10 tons, ECM-344, Aerosole Duct Sealing | 0.83243 | 7.5145 | 10.5724 | . | . | .
1282 | Commercial, Existing, Warehouse, Packaged HP System, EER=11.2, 10 tons, ECM-344, Aerosole Duct Sealing | 0.83242 | 7.8564 | 11.0537 | . | . | .
1283 | Commercial, Existing, Hotel, Packaged HP System, EER=11.2, 10 tons, ECM-344, Aerosole Duct Sealing | 0.83236 | 16.1285 | 22.6938 | . | . | .
1284 | Commercial, Existing, Other, Packaged HP System, EER=11.2, 10 tons, ECM-344, Aerosole Duct Sealing | 0.83239 | 8.179 | 11.508 | . | . | .
1285 | Commercial, Existing, Office, Packaged HP System, EER=11.2, 10 tons, ECM-345, Duct/Pipe Insulation | 0.83242 | 0.046133 | 0.075982 | . | . | .
1286 | Commercial, Existing, Restaurant, Packaged HP System, EER=11.2, 10 tons, ECM-345, Duct/Pipe Insulation | 0.8324 | 0.12106 | 0.1994 | . | . | .
1287 | Commercial, Existing, Retail, Packaged HP System, EER=11.2, 10 tons, ECM-345, Duct/Pipe Insulation | 0.83243 | 0.046578 | 0.076714 | . | . | .
1288 | Commercial, Existing, FoodStore, Packaged HP System, EER=11.2, 10 tons, ECM-345, Duct/Pipe Insulation | 0.83238 | 0.10431 | 0.17182 | . | . | .
1289 | Commercial, Existing, School, Packaged HP System, EER=11.2, 10 tons, ECM-345, Duct/Pipe Insulation | 0.8324 | 0.047793 | 0.078718 | . | . | .
1290 | Commercial, Existing, College, Packaged HP System, EER=11.2, 10 tons, ECM-345, Duct/Pipe Insulation | 0.8324 | 0.034236 | 0.056389 | . | . | .
1291 | Commercial, Existing, Hospital, Packaged HP System, EER=11.2, 10 tons, ECM-345, Duct/Pipe Insulation | 0.83237 | 0.16238 | 0.26747 | . | . | .
1292 | Commercial, Existing, Other Health, Packaged HP System, EER=11.2, 10 tons, ECM-345, Duct/Pipe Insulation | 0.83243 | 0.071088 | 0.11708 | . | . | .
1293 | Commercial, Existing, Warehouse, Packaged HP System, EER=11.2, 10 tons, ECM-345, Duct/Pipe Insulation | 0.83242 | 0.006952 | 0.01145 | . | . | .
1294 | Commercial, Existing, Hotel, Packaged HP System, EER=11.2, 10 tons, ECM-345, Duct/Pipe Insulation | 0.83236 | 0.063519 | 0.10462 | . | . | .
1295 | Commercial, Existing, Other, Packaged HP System, EER=11.2, 10 tons, ECM-345, Duct/Pipe Insulation | 0.83239 | 0.026286 | 0.043294 | . | . | .
1296 | Commercial, Existing, Office, Packaged HP System, EER=11.2, 10 tons, ECM-347, Window Film (Standard) | 0.83242 | 0.90644 | 1.4929 | . | . | .
1297 | Commercial, Existing, Restaurant, Packaged HP System, EER=11.2, 10 tons, ECM-347, Window Film (Standard) | 0.8324 | 2.3577 | 3.8832 | . | . | .
1298 | Commercial, Existing, Retail, Packaged HP System, EER=11.2, 10 tons, ECM-347, Window Film (Standard) | 0.83244 | 0.90972 | 1.4983 | . | . | .
1299 | Commercial, Existing, FoodStore, Packaged HP System, EER=11.2, 10 tons, ECM-347, Window Film (Standard) | 0.83238 | 2.0328 | 3.3483 | . | . | .
1300 | Commercial, Existing, School, Packaged HP System, EER=11.2, 10 tons, ECM-347, Window Film (Standard) | 0.8324 | 0.96569 | 1.5905 | . | . | .
1301 | Commercial, Existing, College, Packaged HP System, EER=11.2, 10 tons, ECM-347, Window Film (Standard) | 0.8324 | 0.7019 | 1.1561 | . | . | .
1302 | Commercial, Existing, Hospital, Packaged HP System, EER=11.2, 10 tons, ECM-347, Window Film (Standard) | 0.83237 | 3.2438 | 5.3429 | . | . | .
1303 | Commercial, Existing, Other Health, Packaged HP System, EER=11.2, 10 tons, ECM-347, Window Film (Standard) | 0.83243 | 1.4201 | 2.3388 | . | . | .
1304 | Commercial, Existing, Warehouse, Packaged HP System, EER=11.2, 10 tons, ECM-347, Window Film (Standard) | 0.83239 | 0.1208 | 0.19896 | . | . | .
1305 | Commercial, Existing, Hotel, Packaged HP System, EER=11.2, 10 tons, ECM-347, Window Film (Standard) | 0.83237 | 1.3148 | 2.1656 | . | . | .
1306 | Commercial, Existing, Other, Packaged HP System, EER=11.2, 10 tons, ECM-347, Window Film (Standard) | 0.83237 | 0.53851 | 0.88699 | . | . | .
1307 | Commercial, Existing, Office, Packaged HP System, EER=11.2, 10 tons, ECM-349, Ceiling Insulation | 0.83281 | 1.3674 | 1.6419 | . | . | .
1308 | Commercial, Existing, Restaurant, Packaged HP System, EER=11.2, 10 tons, ECM-349, Ceiling Insulation | 0.83274 | 3.7179 | 4.4646 | . | . | .
1309 | Commercial, Existing, Retail, Packaged HP System, EER=11.2, 10 tons, ECM-349, Ceiling Insulation | 0.83285 | 1.4327 | 1.7202 | . | . | .
1310 | Commercial, Existing, FoodStore, Packaged HP System, EER=11.2, 10 tons, ECM-349, Ceiling Insulation | 0.83269 | 3.129 | 3.7577 | . | . | .
1311 | Commercial, Existing, School, Packaged HP System, EER=11.2, 10 tons, ECM-349, Ceiling Insulation | 0.83275 | 1.5118 | 1.8155 | . | . | .
1312 | Commercial, Existing, College, Packaged HP System, EER=11.2, 10 tons, ECM-349, Ceiling Insulation | 0.83274 | 1.1039 | 1.3256 | . | . | .
1313 | Commercial, Existing, Hospital, Packaged HP System, EER=11.2, 10 tons, ECM-349, Ceiling Insulation | 0.83266 | 4.9489 | 5.9435 | . | . | .
1314 | Commercial, Existing, Other Health, Packaged HP System, EER=11.2, 10 tons, ECM-349, Ceiling Insulation | 0.83285 | 2.1672 | 2.6022 | . | . | .
1315 | Commercial, Existing, Warehouse, Packaged HP System, EER=11.2, 10 tons, ECM-349, Ceiling Insulation | 0.83281 | 0.21092 | 0.25326 | . | . | .
1316 | Commercial, Existing, Hotel, Packaged HP System, EER=11.2, 10 tons, ECM-349, Ceiling Insulation | 0.83265 | 2.0403 | 2.4504 | . | . | .
1317 | Commercial, Existing, Other, Packaged HP System, EER=11.2, 10 tons, ECM-349, Ceiling Insulation | 0.83274 | 0.843 | 1.0123 | . | . | .
1318 | Commercial, Existing, Office, Packaged HP System, EER=11.2, 10 tons, ECM-350, Roof Insulation | 0.83277 | 1.2327 | 1.4803 | . | . | .
1319 | Commercial, Existing, Restaurant, Packaged HP System, EER=11.2, 10 tons, ECM-350, Roof Insulation | 0.8327 | 3.3517 | 4.0251 | . | . | .
1320 | Commercial, Existing, Retail, Packaged HP System, EER=11.2, 10 tons, ECM-350, Roof Insulation | 0.8328 | 1.2915 | 1.5508 | . | . | .
1321 | Commercial, Existing, FoodStore, Packaged HP System, EER=11.2, 10 tons, ECM-350, Roof Insulation | 0.83265 | 2.8208 | 3.3878 | . | . | .
1322 | Commercial, Existing, School, Packaged HP System, EER=11.2, 10 tons, ECM-350, Roof Insulation | 0.83271 | 1.3629 | 1.6367 | . | . | .
1323 | Commercial, Existing, College, Packaged HP System, EER=11.2, 10 tons, ECM-350, Roof Insulation | 0.8327 | 0.99514 | 1.1951 | . | . | .
1324 | Commercial, Existing, Hospital, Packaged HP System, EER=11.2, 10 tons, ECM-350, Roof Insulation | 0.83262 | 4.4616 | 5.3585 | . | . | .
1325 | Commercial, Existing, Other Health, Packaged HP System, EER=11.2, 10 tons, ECM-350, Roof Insulation | 0.83281 | 1.9537 | 2.346 | . | . | .
1326 | Commercial, Existing, Warehouse, Packaged HP System, EER=11.2, 10 tons, ECM-350, Roof Insulation | 0.83277 | 0.19014 | 0.22833 | . | . | .
1327 | Commercial, Existing, Hotel, Packaged HP System, EER=11.2, 10 tons, ECM-350, Roof Insulation | 0.83262 | 1.8394 | 2.2092 | . | . | .
1328 | Commercial, Existing, Other, Packaged HP System, EER=11.2, 10 tons, ECM-350, Roof Insulation | 0.83271 | 0.75998 | 0.91266 | . | . | .
1329 | Commercial, Existing, Office, Packaged HP System, EER=11.2, 10 tons, ECM-351, Cool Roof - DX | 0.83258 | 0.63472 | 0.89286 | . | . | .
1330 | Commercial, Existing, Restaurant, Packaged HP System, EER=11.2, 10 tons, ECM-351, Cool Roof - DX | 0.83253 | 1.6608 | 2.3363 | . | . | .
1331 | Commercial, Existing, Retail, Packaged HP System, EER=11.2, 10 tons, ECM-351, Cool Roof - DX | 0.8326 | 0.62769 | 0.88295 | . | . | .
1332 | Commercial, Existing, FoodStore, Packaged HP System, EER=11.2, 10 tons, ECM-351, Cool Roof - DX | 0.8325 | 1.4401 | 2.026 | . | . | .
1333 | Commercial, Existing, School, Packaged HP System, EER=11.2, 10 tons, ECM-351, Cool Roof - DX | 0.83254 | 0.62857 | 0.88426 | . | . | .
1334 | Commercial, Existing, College, Packaged HP System, EER=11.2, 10 tons, ECM-351, Cool Roof - DX | 0.83253 | 0.44131 | 0.62083 | . | . | .
1335 | Commercial, Existing, Hospital, Packaged HP System, EER=11.2, 10 tons, ECM-351, Cool Roof - DX | 0.83248 | 2.1832 | 3.0715 | . | . | .
1336 | Commercial, Existing, Other Health, Packaged HP System, EER=11.2, 10 tons, ECM-351, Cool Roof - DX | 0.8326 | 0.95588 | 1.3446 | . | . | .
1337 | Commercial, Existing, Warehouse, Packaged HP System, EER=11.2, 10 tons, ECM-351, Cool Roof - DX | 0.83255 | 0.081697 | 0.11493 | . | . | .
1338 | Commercial, Existing, Hotel, Packaged HP System, EER=11.2, 10 tons, ECM-351, Cool Roof - DX | 0.83248 | 0.81213 | 1.1426 | . | . | .
1339 | Commercial, Existing, Other, Packaged HP System, EER=11.2, 10 tons, ECM-351, Cool Roof - DX | 0.83251 | 0.33962 | 0.47779 | . | . | .
1340 | Commercial, Existing, Office, Base PTAC, 1 ton, ECM-361, HE PTAC, EER=9.6, 1 ton | 0.83236 | 1.4982 | 2.1081 | . | . | .
1341 | Commercial, Existing, Restaurant, Base PTAC, 1 ton, ECM-361, HE PTAC, EER=9.6, 1 ton | 0.83235 | 2.6432 | 3.7192 | . | . | .
1342 | Commercial, Existing, Retail, Base PTAC, 1 ton, ECM-361, HE PTAC, EER=9.6, 1 ton | 0.83237 | 2.3501 | 3.3067 | . | . | .
1343 | Commercial, Existing, FoodStore, Base PTAC, 1 ton, ECM-361, HE PTAC, EER=9.6, 1 ton | 0.83233 | 2.35 | 3.3067 | . | . | .
1344 | Commercial, Existing, School, Base PTAC, 1 ton, ECM-361, HE PTAC, EER=9.6, 1 ton | 0.83235 | 1.5141 | 2.1305 | . | . | .
1345 | Commercial, Existing, College, Base PTAC, 1 ton, ECM-361, HE PTAC, EER=9.6, 1 ton | 0.83235 | 1.4846 | 2.089 | . | . | .
1346 | Commercial, Existing, Hospital, Base PTAC, 1 ton, ECM-361, HE PTAC, EER=9.6, 1 ton | 0.83232 | 3.137 | 4.4142 | . | . | .
1347 | Commercial, Existing, Other Health, Base PTAC, 1 ton, ECM-361, HE PTAC, EER=9.6, 1 ton | 0.83237 | 1.4615 | 2.0564 | . | . | .
1348 | Commercial, Existing, Warehouse, Base PTAC, 1 ton, ECM-361, HE PTAC, EER=9.6, 1 ton | 0.83235 | 1.528 | 2.15 | . | . | .
1349 | Commercial, Existing, Hotel, Base PTAC, 1 ton, ECM-361, HE PTAC, EER=9.6, 1 ton | 0.83232 | 3.137 | 4.4142 | . | . | .
1350 | Commercial, Existing, Other, Base PTAC, 1 ton, ECM-361, HE PTAC, EER=9.6, 1 ton | 0.83234 | 1.5908 | 2.2384 | . | . | .
1351 | Commercial, Existing, Office, Base PTAC, 1 ton, ECM-362, Occupancy Sensor | 0.83227 | 0.79102 | 1.1131 | . | . | .
1352 | Commercial, Existing, Restaurant, Base PTAC, 1 ton, ECM-362, Occupancy Sensor | 0.83226 | 1.3956 | 1.9639 | . | . | .
1353 | Commercial, Existing, Retail, Base PTAC, 1 ton, ECM-362, Occupancy Sensor | 0.83227 | 1.2408 | 1.746 | . | . | .
1354 | Commercial, Existing, FoodStore, Base PTAC, 1 ton, ECM-362, Occupancy Sensor | 0.83226 | 1.2408 | 1.7461 | . | . | .
1355 | Commercial, Existing, School, Base PTAC, 1 ton, ECM-362, Occupancy Sensor | 0.83226 | 0.79943 | 1.125 | . | . | .
1356 | Commercial, Existing, College, Base PTAC, 1 ton, ECM-362, Occupancy Sensor | 0.83226 | 0.78386 | 1.1031 | . | . | .
1357 | Commercial, Existing, Hospital, Base PTAC, 1 ton, ECM-362, Occupancy Sensor | 0.83226 | 1.6564 | 2.331 | . | . | .
1358 | Commercial, Existing, Other Health, Base PTAC, 1 ton, ECM-362, Occupancy Sensor | 0.83227 | 0.77165 | 1.0859 | . | . | .
1359 | Commercial, Existing, Warehouse, Base PTAC, 1 ton, ECM-362, Occupancy Sensor | 0.83227 | 0.80681 | 1.1353 | . | . | .
1360 | Commercial, Existing, Hotel, Base PTAC, 1 ton, ECM-362, Occupancy Sensor | 0.83225 | 1.6564 | 2.331 | . | . | .
1361 | Commercial, Existing, Other, Base PTAC, 1 ton, ECM-362, Occupancy Sensor | 0.83227 | 0.83997 | 1.182 | . | . | .
1362 | Commercial, Existing, Office, Base Fan Motor, 15hp, 1800rpm, 91.0%, ECM-401, High Efficiency Fan Motor, 15hp, 1800rpm, 92.4% | 0.83241 | 0.21527 | 0.30288 | . | . | .
1363 | Commercial, Existing, Restaurant, Base Fan Motor, 15hp, 1800rpm, 91.0%, ECM-401, High Efficiency Fan Motor, 15hp, 1800rpm, 92.4% | 0.83237 | 0.1453 | 0.20445 | . | . | .
1364 | Commercial, Existing, Retail, Base Fan Motor, 15hp, 1800rpm, 91.0%, ECM-401, High Efficiency Fan Motor, 15hp, 1800rpm, 92.4% | 0.8324 | 0.1941 | 0.27311 | . | . | .
1365 | Commercial, Existing, FoodStore, Base Fan Motor, 15hp, 1800rpm, 91.0%, ECM-401, High Efficiency Fan Motor, 15hp, 1800rpm, 92.4% | 0.83237 | 0.38705 | 0.5446 | . | . | .
1366 | Commercial, Existing, School, Base Fan Motor, 15hp, 1800rpm, 91.0%, ECM-401, High Efficiency Fan Motor, 15hp, 1800rpm, 92.4% | 0.8324 | 0.19895 | 0.27992 | . | . | .
1367 | Commercial, Existing, College, Base Fan Motor, 15hp, 1800rpm, 91.0%, ECM-401, High Efficiency Fan Motor, 15hp, 1800rpm, 92.4% | 0.83237 | 0.16477 | 0.23184 | . | . | .
1368 | Commercial, Existing, Hospital, Base Fan Motor, 15hp, 1800rpm, 91.0%, ECM-401, High Efficiency Fan Motor, 15hp, 1800rpm, 92.4% | 0.83238 | 0.53056 | 0.74651 | . | . | .
1369 | Commercial, Existing, Other Health, Base Fan Motor, 15hp, 1800rpm, 91.0%, ECM-401, High Efficiency Fan Motor, 15hp, 1800rpm, 92.4% | 0.83285 | 0.13128 | 0.18462 | . | . | .
1370 | Commercial, Existing, Warehouse, Base Fan Motor, 15hp, 1800rpm, 91.0%, ECM-401, High Efficiency Fan Motor, 15hp, 1800rpm, 92.4% | 0.83271 | 0.14816 | 0.20838 | . | . | .
1371 | Commercial, Existing, Hotel, Base Fan Motor, 15hp, 1800rpm, 91.0%, ECM-401, High Efficiency Fan Motor, 15hp, 1800rpm, 92.4% | 0.83239 | 0.18117 | 0.25491 | . | . | .
1372 | Commercial, Existing, Other, Base Fan Motor, 15hp, 1800rpm, 91.0%, ECM-401, High Efficiency Fan Motor, 15hp, 1800rpm, 92.4% | 0.83255 | 0.26273 | 0.36959 | . | . | .
1373 | Commercial, Existing, Office, Base Fan Motor, 15hp, 1800rpm, 91.0%, ECM-402, Variable Speed Drive Control | 0.83226 | 1.439 | 2.025 | . | . | .
1374 | Commercial, Existing, Restaurant, Base Fan Motor, 15hp, 1800rpm, 91.0%, ECM-402, Variable Speed Drive Control | 0.83225 | 0.71112 | 1.0007 | . | . | .
1375 | Commercial, Existing, Retail, Base Fan Motor, 15hp, 1800rpm, 91.0%, ECM-402, Variable Speed Drive Control | 0.83226 | 1.0594 | 1.4909 | . | . | .
1376 | Commercial, Existing, FoodStore, Base Fan Motor, 15hp, 1800rpm, 91.0%, ECM-402, Variable Speed Drive Control | 0.83225 | 2.2637 | 3.1856 | . | . | .
1377 | Commercial, Existing, School, Base Fan Motor, 15hp, 1800rpm, 91.0%, ECM-402, Variable Speed Drive Control | 0.83226 | 1.2277 | 1.7276 | . | . | .
1378 | Commercial, Existing, College, Base Fan Motor, 15hp, 1800rpm, 91.0%, ECM-402, Variable Speed Drive Control | 0.83226 | 1.1063 | 1.5569 | . | . | .
1379 | Commercial, Existing, Hospital, Base Fan Motor, 15hp, 1800rpm, 91.0%, ECM-402, Variable Speed Drive Control | 0.83226 | 3.3524 | 4.7176 | . | . | .
1380 | Commercial, Existing, Other Health, Base Fan Motor, 15hp, 1800rpm, 91.0%, ECM-402, Variable Speed Drive Control | 0.83237 | 0.82859 | 1.1659 | . | . | .
1381 | Commercial, Existing, Warehouse, Base Fan Motor, 15hp, 1800rpm, 91.0%, ECM-402, Variable Speed Drive Control | 0.83234 | 0.99249 | 1.3965 | . | . | .
1382 | Commercial, Existing, Hotel, Base Fan Motor, 15hp, 1800rpm, 91.0%, ECM-402, Variable Speed Drive Control | 0.83226 | 0.95936 | 1.3501 | . | . | .
1383 | Commercial, Existing, Other, Base Fan Motor, 15hp, 1800rpm, 91.0%, ECM-402, Variable Speed Drive Control | 0.8323 | 1.5227 | 2.1427 | . | . | .
1384 | Commercial, Existing, Office, Base Fan Motor, 15hp, 1800rpm, 91.0%, ECM-403, Air Handler Optimization | 0.83226 | 1.2176 | 2.172 | . | . | .
1385 | Commercial, Existing, Restaurant, Base Fan Motor, 15hp, 1800rpm, 91.0%, ECM-403, Air Handler Optimization | 0.83225 | 2.1503 | 3.836 | . | . | .
1386 | Commercial, Existing, Retail, Base Fan Motor, 15hp, 1800rpm, 91.0%, ECM-403, Air Handler Optimization | 0.83226 | 1.1801 | 2.1053 | . | . | .
1387 | Commercial, Existing, FoodStore, Base Fan Motor, 15hp, 1800rpm, 91.0%, ECM-403, Air Handler Optimization | 0.83225 | 2.9891 | 5.3323 | . | . | .
1388 | Commercial, Existing, School, Base Fan Motor, 15hp, 1800rpm, 91.0%, ECM-403, Air Handler Optimization | 0.83226 | 1.5783 | 2.8155 | . | . | .
1389 | Commercial, Existing, College, Base Fan Motor, 15hp, 1800rpm, 91.0%, ECM-403, Air Handler Optimization | 0.83226 | 1.5222 | 2.7155 | . | . | .
1390 | Commercial, Existing, Hospital, Base Fan Motor, 15hp, 1800rpm, 91.0%, ECM-403, Air Handler Optimization | 0.83226 | 7.7605 | 13.8442 | . | . | .
1391 | Commercial, Existing, Other Health, Base Fan Motor, 15hp, 1800rpm, 91.0%, ECM-403, Air Handler Optimization | 0.83237 | 1.9932 | 3.5552 | . | . | .
1392 | Commercial, Existing, Warehouse, Base Fan Motor, 15hp, 1800rpm, 91.0%, ECM-403, Air Handler Optimization | 0.83234 | 0.15738 | 0.28073 | . | . | .
1393 | Commercial, Existing, Hotel, Base Fan Motor, 15hp, 1800rpm, 91.0%, ECM-403, Air Handler Optimization | 0.83226 | 1.1348 | 2.0244 | . | . | .
1394 | Commercial, Existing, Other, Base Fan Motor, 15hp, 1800rpm, 91.0%, ECM-403, Air Handler Optimization | 0.8323 | 0.8475 | 1.5118 | . | . | .
1395 | Commercial, Existing, Office, Base Fan Motor, 15hp, 1800rpm, 91.0%, ECM-404, Electronically Commutated Motors (ECM) on an Air Handler Unit | 0.83234 | 1.7156 | 2.4141 | . | . | .
1396 | Commercial, Existing, Restaurant, Base Fan Motor, 15hp, 1800rpm, 91.0%, ECM-404, Electronically Commutated Motors (ECM) on an Air Handler Unit | 0.83233 | 1.423 | 2.0024 | . | . | .
1397 | Commercial, Existing, Retail, Base Fan Motor, 15hp, 1800rpm, 91.0%, ECM-404, Electronically Commutated Motors (ECM) on an Air Handler Unit | 0.83234 | 2.276 | 3.2025 | . | . | .
1398 | Commercial, Existing, FoodStore, Base Fan Motor, 15hp, 1800rpm, 91.0%, ECM-404, Electronically Commutated Motors (ECM) on an Air Handler Unit | 0.83231 | 2.0894 | 2.9402 | . | . | .
1399 | Commercial, Existing, School, Base Fan Motor, 15hp, 1800rpm, 91.0%, ECM-404, Electronically Commutated Motors (ECM) on an Air Handler Unit | 0.83232 | 1.4713 | 2.0704 | . | . | .
1400 | Commercial, Existing, College, Base Fan Motor, 15hp, 1800rpm, 91.0%, ECM-404, Electronically Commutated Motors (ECM) on an Air Handler Unit | 0.83232 | 2.3645 | 3.3272 | . | . | .
1401 | Commercial, Existing, Hospital, Base Fan Motor, 15hp, 1800rpm, 91.0%, ECM-404, Electronically Commutated Motors (ECM) on an Air Handler Unit | 0.83232 | 4.5783 | 6.4424 | . | . | .
1402 | Commercial, Existing, Other Health, Base Fan Motor, 15hp, 1800rpm, 91.0%, ECM-404, Electronically Commutated Motors (ECM) on an Air Handler Unit | 0.83261 | 1.2519 | 1.761 | . | . | .
1403 | Commercial, Existing, Warehouse, Base Fan Motor, 15hp, 1800rpm, 91.0%, ECM-404, Electronically Commutated Motors (ECM) on an Air Handler Unit | 0.83231 | 1.6628 | 2.3398 | . | . | .
1404 | Commercial, Existing, Hotel, Base Fan Motor, 15hp, 1800rpm, 91.0%, ECM-404, Electronically Commutated Motors (ECM) on an Air Handler Unit | 0.8323 | 2.0147 | 2.8351 | . | . | .
1405 | Commercial, Existing, Other, Base Fan Motor, 15hp, 1800rpm, 91.0%, ECM-404, Electronically Commutated Motors (ECM) on an Air Handler Unit | 0.83232 | 2.0173 | 2.8386 | . | . | .
1406 | Commercial, Existing, Office, Base Fan Motor, 15hp, 1800rpm, 91.0%, ECM-405, Demand Control Ventilation (DCV) | 0.83332 | 0.037164 | 0.052233 | . | . | .
1407 | Commercial, Existing, Restaurant, Base Fan Motor, 15hp, 1800rpm, 91.0%, ECM-405, Demand Control Ventilation (DCV) | 0.83305 | 0.056092 | 0.078859 | . | . | .
1408 | Commercial, Existing, Retail, Base Fan Motor, 15hp, 1800rpm, 91.0%, ECM-405, Demand Control Ventilation (DCV) | 0.83324 | 0.034385 | 0.048331 | . | . | .
1409 | Commercial, Existing, FoodStore, Base Fan Motor, 15hp, 1800rpm, 91.0%, ECM-405, Demand Control Ventilation (DCV) | 0.83313 | 0.077996 | 0.10964 | . | . | .
1410 | Commercial, Existing, School, Base Fan Motor, 15hp, 1800rpm, 91.0%, ECM-405, Demand Control Ventilation (DCV) | 0.83336 | 0.036352 | 0.051089 | . | . | .
1411 | Commercial, Existing, College, Base Fan Motor, 15hp, 1800rpm, 91.0%, ECM-405, Demand Control Ventilation (DCV) | 0.83313 | 0.039223 | 0.055139 | . | . | .
1412 | Commercial, Existing, Hospital, Base Fan Motor, 15hp, 1800rpm, 91.0%, ECM-405, Demand Control Ventilation (DCV) | 0.83318 | 0.16034 | 0.22538 | . | . | .
1413 | Commercial, Existing, Other Health, Base Fan Motor, 15hp, 1800rpm, 91.0%, ECM-405, Demand Control Ventilation (DCV) | 0.83598 | 0.041501 | 0.058142 | . | . | .
1414 | Commercial, Existing, Warehouse, Base Fan Motor, 15hp, 1800rpm, 91.0%, ECM-405, Demand Control Ventilation (DCV) | 0.83625 | 0.004848 | 0.00679 | . | . | .
1415 | Commercial, Existing, Hotel, Base Fan Motor, 15hp, 1800rpm, 91.0%, ECM-405, Demand Control Ventilation (DCV) | 0.83332 | 0.034093 | 0.047916 | . | . | .
1416 | Commercial, Existing, Other, Base Fan Motor, 15hp, 1800rpm, 91.0%, ECM-405, Demand Control Ventilation (DCV) | 0.83479 | 0.02599 | 0.036462 | . | . | .
1417 | Commercial, Existing, Office, Base Fan Motor, 15hp, 1800rpm, 91.0%, ECM-406, Energy Recovery Ventilation (ERV) | 0.83332 | 0.16466 | 0.19759 | . | . | .
1418 | Commercial, Existing, Restaurant, Base Fan Motor, 15hp, 1800rpm, 91.0%, ECM-406, Energy Recovery Ventilation (ERV) | 0.83312 | 0.16375 | 0.19655 | . | . | .
1419 | Commercial, Existing, Retail, Base Fan Motor, 15hp, 1800rpm, 91.0%, ECM-406, Energy Recovery Ventilation (ERV) | 0.83327 | 0.23573 | 0.2829 | . | . | .
1420 | Commercial, Existing, FoodStore, Base Fan Motor, 15hp, 1800rpm, 91.0%, ECM-406, Energy Recovery Ventilation (ERV) | 0.83312 | 0.23683 | 0.28426 | . | . | .
1421 | Commercial, Existing, School, Base Fan Motor, 15hp, 1800rpm, 91.0%, ECM-406, Energy Recovery Ventilation (ERV) | 0.8333 | 0.14718 | 0.17663 | . | . | .
1422 | Commercial, Existing, College, Base Fan Motor, 15hp, 1800rpm, 91.0%, ECM-406, Energy Recovery Ventilation (ERV) | 0.83314 | 0.21658 | 0.25996 | . | . | .
1423 | Commercial, Existing, Hospital, Base Fan Motor, 15hp, 1800rpm, 91.0%, ECM-406, Energy Recovery Ventilation (ERV) | 0.83317 | 0.41088 | 0.49315 | . | . | .
1424 | Commercial, Existing, Other Health, Base Fan Motor, 15hp, 1800rpm, 91.0%, ECM-406, Energy Recovery Ventilation (ERV) | 0.83594 | 0.11314 | 0.13534 | . | . | .
1425 | Commercial, Existing, Warehouse, Base Fan Motor, 15hp, 1800rpm, 91.0%, ECM-406, Energy Recovery Ventilation (ERV) | 0.83535 | 0.14164 | 0.16956 | . | . | .
1426 | Commercial, Existing, Hotel, Base Fan Motor, 15hp, 1800rpm, 91.0%, ECM-406, Energy Recovery Ventilation (ERV) | 0.83323 | 0.21512 | 0.25817 | . | . | .
1427 | Commercial, Existing, Other, Base Fan Motor, 15hp, 1800rpm, 91.0%, ECM-406, Energy Recovery Ventilation (ERV) | 0.83433 | 0.19802 | 0.23734 | . | . | .
1428 | Commercial, Existing, Office, Base Fan Motor, 15hp, 1800rpm, 91.0%, ECM-407, Separate Makeup Air / Exhaust Hoods AC | . | 99999 | 99999 | . | . | .
1429 | Commercial, Existing, Restaurant, Base Fan Motor, 15hp, 1800rpm, 91.0%, ECM-407, Separate Makeup Air / Exhaust Hoods AC | 0.83234 | 74.3707 | 104.6465 | . | . | .
1430 | Commercial, Existing, Retail, Base Fan Motor, 15hp, 1800rpm, 91.0%, ECM-407, Separate Makeup Air / Exhaust Hoods AC | . | 99999 | 99999 | . | . | .
1431 | Commercial, Existing, FoodStore, Base Fan Motor, 15hp, 1800rpm, 91.0%, ECM-407, Separate Makeup Air / Exhaust Hoods AC | 0.83233 | 146.2689 | 205.8179 | . | . | .
1432 | Commercial, Existing, School, Base Fan Motor, 15hp, 1800rpm, 91.0%, ECM-407, Separate Makeup Air / Exhaust Hoods AC | . | 99999 | 99999 | . | . | .
1433 | Commercial, Existing, College, Base Fan Motor, 15hp, 1800rpm, 91.0%, ECM-407, Separate Makeup Air / Exhaust Hoods AC | . | 99999 | 99999 | . | . | .
1434 | Commercial, Existing, Hospital, Base Fan Motor, 15hp, 1800rpm, 91.0%, ECM-407, Separate Makeup Air / Exhaust Hoods AC | . | 99999 | 99999 | . | . | .
1435 | Commercial, Existing, Other Health, Base Fan Motor, 15hp, 1800rpm, 91.0%, ECM-407, Separate Makeup Air / Exhaust Hoods AC | . | 99999 | 99999 | . | . | .
1436 | Commercial, Existing, Warehouse, Base Fan Motor, 15hp, 1800rpm, 91.0%, ECM-407, Separate Makeup Air / Exhaust Hoods AC | . | 99999 | 99999 | . | . | .
1437 | Commercial, Existing, Hotel, Base Fan Motor, 15hp, 1800rpm, 91.0%, ECM-407, Separate Makeup Air / Exhaust Hoods AC | . | 99999 | 99999 | . | . | .
1438 | Commercial, Existing, Other, Base Fan Motor, 15hp, 1800rpm, 91.0%, ECM-407, Separate Makeup Air / Exhaust Hoods AC | . | 99999 | 99999 | . | . | .
1439 | Commercial, Existing, FoodStore, Base Refrigeration System, ECM-501, High-efficiency fan motors | 0.83238 | 1.1948 | 1.6245 | . | . | .
1440 | Commercial, New, FoodStore, Base Refrigeration System, ECM-501, Refrigeration 10% More Efficient Design | 0.83234 | 1.78 | 2.93 | . | . | .
1441 | Commercial, Existing, FoodStore, Base Refrigeration System, ECM-502, Strip curtains for walk-ins | 0.83238 | 2.8854 | 6.0172 | . | . | .
1442 | Commercial, New, FoodStore, Base Refrigeration System, ECM-502, Refrigeration 20% More Efficient Design | 0.83234 | 1.13 | 1.87 | . | . | .
1443 | Commercial, Existing, FoodStore, Base Refrigeration System, ECM-503, Night covers for display cases | 0.83227 | 2.1694 | 4.3389 | . | . | .
1444 | Commercial, Existing, FoodStore, Base Refrigeration System, ECM-504, Evaporator fan controller for MT walk-ins | 0.83238 | 0.37035 | 0.74063 | . | . | .
1445 | Commercial, Existing, FoodStore, Base Refrigeration System, ECM-505, Efficient compressor motor | 0.83238 | 7.2529 | 11.9463 | . | . | .
1446 | Commercial, Existing, FoodStore, Base Refrigeration System, ECM-506, Compressor VSD retrofit | 0.8323 | 1.0299 | 1.6965 | . | . | .
1447 | Commercial, Existing, FoodStore, Base Refrigeration System, ECM-507, Floating head pressure controls | 0.83238 | 8.5093 | 11.5696 | . | . | .
1448 | Commercial, Existing, FoodStore, Base Refrigeration System, ECM-508, Refrigeration Commissioning | 0.83238 | 0.60375 | 1.3152 | . | . | .
1449 | Commercial, Existing, FoodStore, Base Refrigeration System, ECM-509, Demand Hot Gas Defrost | 0.83238 | 6.8367 | 11.2607 | . | . | .
1450 | Commercial, Existing, FoodStore, Base Refrigeration System, ECM-510, Demand Defrost Electric | 0.83238 | 24.9992 | 41.1761 | . | . | .
1451 | Commercial, Existing, FoodStore, Base Refrigeration System, ECM-511, Anti-sweat (humidistat) controls | 0.83232 | 3.2208 | 5.0169 | . | . | .
1452 | Commercial, Existing, FoodStore, Base Refrigeration System, ECM-513, High R-Value Glass Doors | 0.83238 | 0.81244 | 1.3382 | . | . | .
1453 | Commercial, Existing, FoodStore, Base Refrigeration System, ECM-514, Multiplex Compressor System | 0.83238 | 0.48227 | 0.70249 | . | . | .
1454 | Commercial, Existing, FoodStore, Base Refrigeration System, ECM-515, Oversized Air Cooled Condenser | 0.83238 | 1.8658 | 2.5368 | . | . | .
1455 | Commercial, Existing, FoodStore, Base Refrigeration System, ECM-516, Freezer-Cooler Replacement Gaskets | 0.83238 | 7.953 | 16.5853 | . | . | .
1456 | Commercial, Existing, FoodStore, Base Refrigeration System, ECM-517, LED Display Lighting | 0.83238 | 0.36635 | 0.60341 | . | . | .
1457 | Commercial, Existing, Office, Base Ice Maker, ECM-551, Efficient Ice Maker | 0.83238 | 0.000206 | 0.000339 | . | . | .
1458 | Commercial, Existing, Restaurant, Base Ice Maker, ECM-551, Efficient Ice Maker | 0.83238 | 0.000691 | 0.001139 | . | . | .
1459 | Commercial, Existing, Retail, Base Ice Maker, ECM-551, Efficient Ice Maker | 0.83238 | 0.000475 | 0.000782 | . | . | .
1460 | Commercial, Existing, FoodStore, Base Ice Maker, ECM-551, Efficient Ice Maker | 0.83238 | 0.00084 | 0.001383 | . | . | .
1461 | Commercial, Existing, School, Base Ice Maker, ECM-551, Efficient Ice Maker | 0.83238 | 0.000384 | 0.000632 | . | . | .
1462 | Commercial, Existing, College, Base Ice Maker, ECM-551, Efficient Ice Maker | 0.83238 | 0.000289 | 0.000476 | . | . | .
1463 | Commercial, Existing, Hospital, Base Ice Maker, ECM-551, Efficient Ice Maker | 0.83238 | 0.000381 | 0.000628 | . | . | .
1464 | Commercial, Existing, Other Health, Base Ice Maker, ECM-551, Efficient Ice Maker | 0.83238 | 0.000505 | 0.000832 | . | . | .
1465 | Commercial, Existing, Warehouse, Base Ice Maker, ECM-551, Efficient Ice Maker | 0.83238 | 0.000268 | 0.000441 | . | . | .
1466 | Commercial, Existing, Hotel, Base Ice Maker, ECM-551, Efficient Ice Maker | 0.83238 | 0.000272 | 0.000449 | . | . | .
1467 | Commercial, Existing, Other, Base Ice Maker, ECM-551, Efficient Ice Maker | 0.83238 | 0.000453 | 0.000747 | . | . | .
1468 | Commercial, Existing, Office, Base Water Heater, ECM-601, High Efficiency Water Heater (electric) | 0.83242 | 0.64743 | 0.91092 | . | . | .
1469 | Commercial, Existing, Restaurant, Base Water Heater, ECM-601, High Efficiency Water Heater (electric) | 0.83239 | 0.75576 | 1.0634 | . | . | .
1470 | Commercial, Existing, Retail, Base Water Heater, ECM-601, High Efficiency Water Heater (electric) | 0.8324 | 0.62547 | 0.88004 | . | . | .
1471 | Commercial, Existing, FoodStore, Base Water Heater, ECM-601, High Efficiency Water Heater (electric) | 0.83237 | 0.3484 | 0.49021 | . | . | .
1472 | Commercial, Existing, School, Base Water Heater, ECM-601, High Efficiency Water Heater (electric) | 0.83238 | 0.42344 | 0.59579 | . | . | .
1473 | Commercial, Existing, College, Base Water Heater, ECM-601, High Efficiency Water Heater (electric) | 0.83239 | 2.0202 | 2.8425 | . | . | .
1474 | Commercial, Existing, Hospital, Base Water Heater, ECM-601, High Efficiency Water Heater (electric) | 0.8324 | 9.2952 | 13.0784 | . | . | .
1475 | Commercial, Existing, Other Health, Base Water Heater, ECM-601, High Efficiency Water Heater (electric) | 0.83224 | 1.0991 | 1.5467 | . | . | .
1476 | Commercial, Existing, Warehouse, Base Water Heater, ECM-601, High Efficiency Water Heater (electric) | 0.83242 | 0.25191 | 0.35443 | . | . | .
1477 | Commercial, Existing, Hotel, Base Water Heater, ECM-601, High Efficiency Water Heater (electric) | 0.83239 | 0.99121 | 1.3946 | . | . | .
1478 | Commercial, Existing, Other, Base Water Heater, ECM-601, High Efficiency Water Heater (electric) | 0.83236 | 0.85196 | 1.1988 | . | . | .
1479 | Commercial, Existing, Office, Base Water Heater, ECM-603, Heat Pump Water Heater (air source) | 0.83242 | 1.0063 | 1.4158 | . | . | .
1480 | Commercial, Existing, Restaurant, Base Water Heater, ECM-603, Heat Pump Water Heater (air source) | 0.83239 | 1.1746 | 1.6527 | . | . | .
1481 | Commercial, Existing, Retail, Base Water Heater, ECM-603, Heat Pump Water Heater (air source) | 0.8324 | 0.97215 | 1.3678 | . | . | .
1482 | Commercial, Existing, FoodStore, Base Water Heater, ECM-603, Heat Pump Water Heater (air source) | 0.83237 | 0.5415 | 0.76192 | . | . | .
1483 | Commercial, Existing, School, Base Water Heater, ECM-603, Heat Pump Water Heater (air source) | 0.83238 | 4.1574 | 5.8496 | . | . | .
1484 | Commercial, Existing, College, Base Water Heater, ECM-603, Heat Pump Water Heater (air source) | 0.83239 | 3.1399 | 4.4179 | . | . | .
1485 | Commercial, Existing, Hospital, Base Water Heater, ECM-603, Heat Pump Water Heater (air source) | 0.8324 | 14.4473 | 20.3273 | . | . | .
1486 | Commercial, Existing, Other Health, Base Water Heater, ECM-603, Heat Pump Water Heater (air source) | 0.83224 | 1.7083 | 2.404 | . | . | .
1487 | Commercial, Existing, Warehouse, Base Water Heater, ECM-603, Heat Pump Water Heater (air source) | 0.83242 | 0.39154 | 0.55088 | . | . | .
1488 | Commercial, Existing, Hotel, Base Water Heater, ECM-603, Heat Pump Water Heater (air source) | 0.83239 | 1.5406 | 2.1677 | . | . | .
1489 | Commercial, Existing, Other, Base Water Heater, ECM-603, Heat Pump Water Heater (air source) | 0.83236 | 1.3242 | 1.8632 | . | . | .
1490 | Commercial, Existing, Office, Base Water Heater, ECM-604, Solar Water Heater | 0.83242 | 0.017937 | 0.021549 | . | . | .
1491 | Commercial, Existing, Restaurant, Base Water Heater, ECM-604, Solar Water Heater | 0.83239 | 0.037163 | 0.044646 | . | . | .
1492 | Commercial, Existing, Retail, Base Water Heater, ECM-604, Solar Water Heater | 0.8324 | 0.030756 | 0.036949 | . | . | .
1493 | Commercial, Existing, FoodStore, Base Water Heater, ECM-604, Solar Water Heater | 0.83237 | 0.017132 | 0.020582 | . | . | .
1494 | Commercial, Existing, School, Base Water Heater, ECM-604, Solar Water Heater | 0.83238 | 0.062146 | 0.074661 | . | . | .
1495 | Commercial, Existing, College, Base Water Heater, ECM-604, Solar Water Heater | 0.83239 | 0.099339 | 0.11934 | . | . | .
1496 | Commercial, Existing, Hospital, Base Water Heater, ECM-604, Solar Water Heater | 0.8324 | 0.45707 | 0.5491 | . | . | .
1497 | Commercial, Existing, Other Health, Base Water Heater, ECM-604, Solar Water Heater | 0.83224 | 0.054045 | 0.064939 | . | . | .
1498 | Commercial, Existing, Warehouse, Base Water Heater, ECM-604, Solar Water Heater | 0.83242 | 0.008181 | 0.009828 | . | . | .
1499 | Commercial, Existing, Hotel, Base Water Heater, ECM-604, Solar Water Heater | 0.83239 | 0.047514 | 0.057081 | . | . | .
1500 | Commercial, Existing, Other, Base Water Heater, ECM-604, Solar Water Heater | 0.83236 | 0.023604 | 0.028358 | . | . | .
1501 | Commercial, Existing, Office, Base Water Heater, ECM-606, Demand controlled circulating systems | 0.83242 | 0.024769 | 0.03485 | . | . | .
1502 | Commercial, Existing, Restaurant, Base Water Heater, ECM-606, Demand controlled circulating systems | 0.83239 | 0.04761 | 0.066988 | . | . | .
1503 | Commercial, Existing, Retail, Base Water Heater, ECM-606, Demand controlled circulating systems | 0.8324 | 0.042811 | 0.060235 | . | . | .
1504 | Commercial, Existing, FoodStore, Base Water Heater, ECM-606, Demand controlled circulating systems | 0.83237 | 0.069623 | 0.097963 | . | . | .
1505 | Commercial, Existing, School, Base Water Heater, ECM-606, Demand controlled circulating systems | 0.83238 | 0.30235 | 0.42542 | . | . | .
1506 | Commercial, Existing, College, Base Water Heater, ECM-606, Demand controlled circulating systems | 0.83239 | 3.9131 | 5.5058 | . | . | .
1507 | Commercial, Existing, Hospital, Base Water Heater, ECM-606, Demand controlled circulating systems | 0.8324 | 18.7587 | 26.3935 | . | . | .
1508 | Commercial, Existing, Other Health, Base Water Heater, ECM-606, Demand controlled circulating systems | 0.83224 | 2.218 | 3.1214 | . | . | .
1509 | Commercial, Existing, Warehouse, Base Water Heater, ECM-606, Demand controlled circulating systems | 0.83242 | 0.028658 | 0.040321 | . | . | .
1510 | Commercial, Existing, Hotel, Base Water Heater, ECM-606, Demand controlled circulating systems | 0.83239 | 0.36618 | 0.51521 | . | . | .
1511 | Commercial, Existing, Other, Base Water Heater, ECM-606, Demand controlled circulating systems | 0.83236 | 0.035161 | 0.049474 | . | . | .
1512 | Commercial, Existing, Office, Base Water Heater, ECM-608, Heat Recovery Unit | 0.83242 | 0.19497 | 0.32112 | . | . | .
1513 | Commercial, Existing, Restaurant, Base Water Heater, ECM-608, Heat Recovery Unit | 0.83239 | 7.6319 | 12.5703 | . | . | .
1514 | Commercial, Existing, Retail, Base Water Heater, ECM-608, Heat Recovery Unit | 0.8324 | 0.076674 | 0.12629 | . | . | .
1515 | Commercial, Existing, FoodStore, Base Water Heater, ECM-608, Heat Recovery Unit | 0.83237 | 1.0015 | 1.6496 | . | . | .
1516 | Commercial, Existing, School, Base Water Heater, ECM-608, Heat Recovery Unit | 0.83238 | 0.76145 | 1.2542 | . | . | .
1517 | Commercial, Existing, College, Base Water Heater, ECM-608, Heat Recovery Unit | 0.83239 | 0.35438 | 0.58369 | . | . | .
1518 | Commercial, Existing, Hospital, Base Water Heater, ECM-608, Heat Recovery Unit | 0.8324 | 2.0996 | 3.4581 | . | . | .
1519 | Commercial, Existing, Other Health, Base Water Heater, ECM-608, Heat Recovery Unit | 0.83224 | 11.6748 | 19.2326 | . | . | .
1520 | Commercial, Existing, Warehouse, Base Water Heater, ECM-608, Heat Recovery Unit | 0.83242 | 0.008642 | 0.014233 | . | . | .
1521 | Commercial, Existing, Hotel, Base Water Heater, ECM-608, Heat Recovery Unit | 0.83239 | 4.7032 | 7.7466 | . | . | .
1522 | Commercial, Existing, Other, Base Water Heater, ECM-608, Heat Recovery Unit | 0.83236 | 0.24804 | 0.40856 | . | . | .
1523 | Commercial, Existing, Office, Base Water Heater, ECM-609, Heat Trap | 0.83242 | 52.3449 | 86.2134 | . | . | .
1524 | Commercial, Existing, Restaurant, Base Water Heater, ECM-609, Heat Trap | 0.83239 | 83.7812 | 137.9939 | . | . | .
1525 | Commercial, Existing, Retail, Base Water Heater, ECM-609, Heat Trap | 0.8324 | 50.5695 | 83.2906 | . | . | .
1526 | Commercial, Existing, FoodStore, Base Water Heater, ECM-609, Heat Trap | 0.83237 | 49.9937 | 82.345 | . | . | .
1527 | Commercial, Existing, School, Base Water Heater, ECM-609, Heat Trap | 0.83238 | 140.1041 | 230.7654 | . | . | .
1528 | Commercial, Existing, College, Base Water Heater, ECM-609, Heat Trap | 0.83239 | 110.6543 | 182.2552 | . | . | .
1529 | Commercial, Existing, Hospital, Base Water Heater, ECM-609, Heat Trap | 0.8324 | 509.1355 | 838.5722 | . | . | .
1530 | Commercial, Existing, Other Health, Base Water Heater, ECM-609, Heat Trap | 0.83224 | 106.8462 | 176.0149 | . | . | .
1531 | Commercial, Existing, Warehouse, Base Water Heater, ECM-609, Heat Trap | 0.83242 | 13.4508 | 22.1536 | . | . | .
1532 | Commercial, Existing, Hotel, Base Water Heater, ECM-609, Heat Trap | 0.83239 | 93.934 | 154.7155 | . | . | .
1533 | Commercial, Existing, Other, Base Water Heater, ECM-609, Heat Trap | 0.83236 | 68.8812 | 113.4566 | . | . | .
1534 | Commercial, Existing, Office, Base Water Heater, ECM-610, Hot Water Pipe Insulation | 0.83242 | 0.069693 | 0.098057 | . | . | .
1535 | Commercial, Existing, Restaurant, Base Water Heater, ECM-610, Hot Water Pipe Insulation | 0.83239 | 0.14439 | 0.20316 | . | . | .
1536 | Commercial, Existing, Retail, Base Water Heater, ECM-610, Hot Water Pipe Insulation | 0.8324 | 0.1195 | 0.16813 | . | . | .
1537 | Commercial, Existing, FoodStore, Base Water Heater, ECM-610, Hot Water Pipe Insulation | 0.83237 | 0.064887 | 0.091299 | . | . | .
1538 | Commercial, Existing, School, Base Water Heater, ECM-610, Hot Water Pipe Insulation | 0.83238 | 0.23538 | 0.33119 | . | . | .
1539 | Commercial, Existing, College, Base Water Heater, ECM-610, Hot Water Pipe Insulation | 0.83239 | 0.1859 | 0.26157 | . | . | .
1540 | Commercial, Existing, Hospital, Base Water Heater, ECM-610, Hot Water Pipe Insulation | 0.8324 | 1.0006 | 1.4078 | . | . | .
1541 | Commercial, Existing, Other Health, Base Water Heater, ECM-610, Hot Water Pipe Insulation | 0.83224 | 0.20998 | 0.2955 | . | . | .
1542 | Commercial, Existing, Warehouse, Base Water Heater, ECM-610, Hot Water Pipe Insulation | 0.83242 | 0.031785 | 0.04472 | . | . | .
1543 | Commercial, Existing, Hotel, Base Water Heater, ECM-610, Hot Water Pipe Insulation | 0.83239 | 0.18461 | 0.25974 | . | . | .
1544 | Commercial, Existing, Other, Base Water Heater, ECM-610, Hot Water Pipe Insulation | 0.83236 | 0.09171 | 0.12904 | . | . | .
1545 | Commercial, Existing, Office, Base Water Heater, ECM-611, Faucet Aerator (0.5 gpm) | 0.83242 | 2.8576 | 4.7066 | . | . | .
1546 | Commercial, Existing, Restaurant, Base Water Heater, ECM-611, Faucet Aerator (0.5 gpm) | 0.83239 | 2.4123 | 3.9732 | . | . | .
1547 | Commercial, Existing, Retail, Base Water Heater, ECM-611, Faucet Aerator (0.5 gpm) | 0.8324 | 3.313 | 5.4568 | . | . | .
1548 | Commercial, Existing, FoodStore, Base Water Heater, ECM-611, Faucet Aerator (0.5 gpm) | 0.83237 | 13.5524 | 22.3223 | . | . | .
1549 | Commercial, Existing, School, Base Water Heater, ECM-611, Faucet Aerator (0.5 gpm) | 0.83238 | 0.90935 | 1.4978 | . | . | .
1550 | Commercial, Existing, College, Base Water Heater, ECM-611, Faucet Aerator (0.5 gpm) | 0.83239 | 0.42321 | 0.69706 | . | . | .
1551 | Commercial, Existing, Hospital, Base Water Heater, ECM-611, Faucet Aerator (0.5 gpm) | 0.8324 | 0.11119 | 0.18313 | . | . | .
1552 | Commercial, Existing, Other Health, Base Water Heater, ECM-611, Faucet Aerator (0.5 gpm) | 0.83224 | 0.1909 | 0.31449 | . | . | .
1553 | Commercial, Existing, Warehouse, Base Water Heater, ECM-611, Faucet Aerator (0.5 gpm) | 0.83242 | 0.1259 | 0.20736 | . | . | .
1554 | Commercial, Existing, Hotel, Base Water Heater, ECM-611, Faucet Aerator (0.5 gpm) | 0.83239 | 0.03526 | 0.058075 | . | . | .
1555 | Commercial, Existing, Other, Base Water Heater, ECM-611, Faucet Aerator (0.5 gpm) | 0.83236 | 3.6355 | 5.9882 | . | . | .
1556 | Commercial, Existing, Office, Base Desktop PC, ECM-701, PC Manual Power Management Enabling | 0.83237 | 2.4309 | 5.0694 | . | . | .
1557 | Commercial, Existing, Restaurant, Base Desktop PC, ECM-701, PC Manual Power Management Enabling | 0.83235 | 2.4308 | 5.0694 | . | . | .
1558 | Commercial, Existing, Retail, Base Desktop PC, ECM-701, PC Manual Power Management Enabling | 0.83237 | 2.4308 | 5.0694 | . | . | .
1559 | Commercial, Existing, FoodStore, Base Desktop PC, ECM-701, PC Manual Power Management Enabling | 0.83235 | 2.4308 | 5.0694 | . | . | .
1560 | Commercial, Existing, School, Base Desktop PC, ECM-701, PC Manual Power Management Enabling | 0.83236 | 2.4308 | 5.0694 | . | . | .
1561 | Commercial, Existing, College, Base Desktop PC, ECM-701, PC Manual Power Management Enabling | 0.83236 | 2.4308 | 5.0694 | . | . | .
1562 | Commercial, Existing, Hospital, Base Desktop PC, ECM-701, PC Manual Power Management Enabling | 0.83236 | 2.4308 | 5.0694 | . | . | .
1563 | Commercial, Existing, Other Health, Base Desktop PC, ECM-701, PC Manual Power Management Enabling | 0.8329 | 2.4323 | 5.0692 | . | . | .
1564 | Commercial, Existing, Warehouse, Base Desktop PC, ECM-701, PC Manual Power Management Enabling | 0.83236 | 2.4308 | 5.0694 | . | . | .
1565 | Commercial, Existing, Hotel, Base Desktop PC, ECM-701, PC Manual Power Management Enabling | 0.83236 | 2.4308 | 5.0694 | . | . | .
1566 | Commercial, Existing, Other, Base Desktop PC, ECM-701, PC Manual Power Management Enabling | 0.83273 | 2.4319 | 5.0694 | . | . | .
1567 | Commercial, Existing, Office, Base Desktop PC, ECM-702, PC Network Power Management Enabling | 0.83237 | 9.0168 | 18.804 | . | . | .
1568 | Commercial, Existing, Restaurant, Base Desktop PC, ECM-702, PC Network Power Management Enabling | 0.83235 | 9.0165 | 18.8039 | . | . | .
1569 | Commercial, Existing, Retail, Base Desktop PC, ECM-702, PC Network Power Management Enabling | 0.83237 | 9.0167 | 18.8038 | . | . | .
1570 | Commercial, Existing, FoodStore, Base Desktop PC, ECM-702, PC Network Power Management Enabling | 0.83235 | 9.0166 | 18.804 | . | . | .
1571 | Commercial, Existing, School, Base Desktop PC, ECM-702, PC Network Power Management Enabling | 0.83236 | 9.0168 | 18.8043 | . | . | .
1572 | Commercial, Existing, College, Base Desktop PC, ECM-702, PC Network Power Management Enabling | 0.83236 | 9.0166 | 18.8039 | . | . | .
1573 | Commercial, Existing, Hospital, Base Desktop PC, ECM-702, PC Network Power Management Enabling | 0.83236 | 9.0168 | 18.8041 | . | . | .
1574 | Commercial, Existing, Other Health, Base Desktop PC, ECM-702, PC Network Power Management Enabling | 0.8329 | 9.021 | 18.8009 | . | . | .
1575 | Commercial, Existing, Warehouse, Base Desktop PC, ECM-702, PC Network Power Management Enabling | 0.83236 | 9.0167 | 18.8039 | . | . | .
1576 | Commercial, Existing, Hotel, Base Desktop PC, ECM-702, PC Network Power Management Enabling | 0.83236 | 9.0167 | 18.804 | . | . | .
1577 | Commercial, Existing, Other, Base Desktop PC, ECM-702, PC Network Power Management Enabling | 0.83273 | 9.0207 | 18.8041 | . | . | .
1578 | Commercial, Existing, Office, Base Monitor CRT, ECM-711, Energy Star or Better Monitor | 0.83241 | 99999 | 99999 | . | . | .
1579 | Commercial, Existing, Restaurant, Base Monitor CRT, ECM-711, Energy Star or Better Monitor | 0.83239 | 99999 | 99999 | . | . | .
1580 | Commercial, Existing, Retail, Base Monitor CRT, ECM-711, Energy Star or Better Monitor | 0.83241 | 99999 | 99999 | . | . | .
1581 | Commercial, Existing, FoodStore, Base Monitor CRT, ECM-711, Energy Star or Better Monitor | 0.83239 | 99999 | 99999 | . | . | .
1582 | Commercial, Existing, School, Base Monitor CRT, ECM-711, Energy Star or Better Monitor | 0.83239 | 99999 | 99999 | . | . | .
1583 | Commercial, Existing, College, Base Monitor CRT, ECM-711, Energy Star or Better Monitor | 0.8324 | 99999 | 99999 | . | . | .
1584 | Commercial, Existing, Hospital, Base Monitor CRT, ECM-711, Energy Star or Better Monitor | 0.8324 | 99999 | 99999 | . | . | .
1585 | Commercial, Existing, Other Health, Base Monitor CRT, ECM-711, Energy Star or Better Monitor | 0.83305 | 99999 | 99999 | . | . | .
1586 | Commercial, Existing, Warehouse, Base Monitor CRT, ECM-711, Energy Star or Better Monitor | 0.8324 | 99999 | 99999 | . | . | .
1587 | Commercial, Existing, Hotel, Base Monitor CRT, ECM-711, Energy Star or Better Monitor | 0.8324 | 99999 | 99999 | . | . | .
1588 | Commercial, Existing, Other, Base Monitor CRT, ECM-711, Energy Star or Better Monitor | 0.83276 | 99999 | 99999 | . | . | .
1589 | Commercial, Existing, Office, Base Monitor CRT, ECM-712, Monitor Power Management Enabling | 0.83237 | 4.1853 | 8.7281 | . | . | .
1590 | Commercial, Existing, Restaurant, Base Monitor CRT, ECM-712, Monitor Power Management Enabling | 0.83235 | 4.1851 | 8.7281 | . | . | .
1591 | Commercial, Existing, Retail, Base Monitor CRT, ECM-712, Monitor Power Management Enabling | 0.83237 | 4.1852 | 8.728 | . | . | .
1592 | Commercial, Existing, FoodStore, Base Monitor CRT, ECM-712, Monitor Power Management Enabling | 0.83235 | 4.1852 | 8.7281 | . | . | .
1593 | Commercial, Existing, School, Base Monitor CRT, ECM-712, Monitor Power Management Enabling | 0.83236 | 4.1853 | 8.7283 | . | . | .
1594 | Commercial, Existing, College, Base Monitor CRT, ECM-712, Monitor Power Management Enabling | 0.83236 | 4.1852 | 8.7281 | . | . | .
1595 | Commercial, Existing, Hospital, Base Monitor CRT, ECM-712, Monitor Power Management Enabling | 0.83236 | 4.1853 | 8.7282 | . | . | .
1596 | Commercial, Existing, Other Health, Base Monitor CRT, ECM-712, Monitor Power Management Enabling | 0.8329 | 4.1871 | 8.7264 | . | . | .
1597 | Commercial, Existing, Warehouse, Base Monitor CRT, ECM-712, Monitor Power Management Enabling | 0.83236 | 4.1852 | 8.7281 | . | . | .
1598 | Commercial, Existing, Hotel, Base Monitor CRT, ECM-712, Monitor Power Management Enabling | 0.83236 | 4.1852 | 8.7281 | . | . | .
1599 | Commercial, Existing, Other, Base Monitor CRT, ECM-712, Monitor Power Management Enabling | 0.83273 | 4.1871 | 8.7282 | . | . | .
1600 | Commercial, Existing, Office, Base Monitor LCD, ECM-721, Energy Star or Better Monitor | 0.83241 | 99999 | 99999 | . | . | .
1601 | Commercial, Existing, Restaurant, Base Monitor LCD, ECM-721, Energy Star or Better Monitor | 0.83239 | 99999 | 99999 | . | . | .
1602 | Commercial, Existing, Retail, Base Monitor LCD, ECM-721, Energy Star or Better Monitor | 0.83241 | 99999 | 99999 | . | . | .
1603 | Commercial, Existing, FoodStore, Base Monitor LCD, ECM-721, Energy Star or Better Monitor | 0.83239 | 99999 | 99999 | . | . | .
1604 | Commercial, Existing, School, Base Monitor LCD, ECM-721, Energy Star or Better Monitor | 0.83239 | 99999 | 99999 | . | . | .
1605 | Commercial, Existing, College, Base Monitor LCD, ECM-721, Energy Star or Better Monitor | 0.8324 | 99999 | 99999 | . | . | .
1606 | Commercial, Existing, Hospital, Base Monitor LCD, ECM-721, Energy Star or Better Monitor | 0.8324 | 99999 | 99999 | . | . | .
1607 | Commercial, Existing, Other Health, Base Monitor LCD, ECM-721, Energy Star or Better Monitor | 0.83305 | 99999 | 99999 | . | . | .
1608 | Commercial, Existing, Warehouse, Base Monitor LCD, ECM-721, Energy Star or Better Monitor | 0.8324 | 99999 | 99999 | . | . | .
1609 | Commercial, Existing, Hotel, Base Monitor LCD, ECM-721, Energy Star or Better Monitor | 0.8324 | 99999 | 99999 | . | . | .
1610 | Commercial, Existing, Other, Base Monitor LCD, ECM-721, Energy Star or Better Monitor | 0.83276 | 99999 | 99999 | . | . | .
1611 | Commercial, Existing, Office, Base Monitor LCD, ECM-722, Monitor Power Management Enabling | 0.83237 | 0.13995 | 0.29186 | . | . | .
1612 | Commercial, Existing, Restaurant, Base Monitor LCD, ECM-722, Monitor Power Management Enabling | 0.83235 | 0.13995 | 0.29186 | . | . | .
1613 | Commercial, Existing, Retail, Base Monitor LCD, ECM-722, Monitor Power Management Enabling | 0.83237 | 0.13995 | 0.29186 | . | . | .
1614 | Commercial, Existing, FoodStore, Base Monitor LCD, ECM-722, Monitor Power Management Enabling | 0.83235 | 0.13995 | 0.29186 | . | . | .
1615 | Commercial, Existing, School, Base Monitor LCD, ECM-722, Monitor Power Management Enabling | 0.83236 | 0.13995 | 0.29186 | . | . | .
1616 | Commercial, Existing, College, Base Monitor LCD, ECM-722, Monitor Power Management Enabling | 0.83236 | 0.13995 | 0.29186 | . | . | .
1617 | Commercial, Existing, Hospital, Base Monitor LCD, ECM-722, Monitor Power Management Enabling | 0.83236 | 0.13995 | 0.29186 | . | . | .
1618 | Commercial, Existing, Other Health, Base Monitor LCD, ECM-722, Monitor Power Management Enabling | 0.8329 | 0.14002 | 0.29181 | . | . | .
1619 | Commercial, Existing, Warehouse, Base Monitor LCD, ECM-722, Monitor Power Management Enabling | 0.83236 | 0.13995 | 0.29186 | . | . | .
1620 | Commercial, Existing, Hotel, Base Monitor LCD, ECM-722, Monitor Power Management Enabling | 0.83236 | 0.13995 | 0.29186 | . | . | .
1621 | Commercial, Existing, Other, Base Monitor LCD, ECM-722, Monitor Power Management Enabling | 0.83273 | 0.14001 | 0.29186 | . | . | .
1622 | Commercial, Existing, Office, Base Copier, ECM-731, Energy Star or Better Copier | 0.83241 | 99999 | 99999 | . | . | .
1623 | Commercial, Existing, Restaurant, Base Copier, ECM-731, Energy Star or Better Copier | 0.83239 | 99999 | 99999 | . | . | .
1624 | Commercial, Existing, Retail, Base Copier, ECM-731, Energy Star or Better Copier | 0.83241 | 99999 | 99999 | . | . | .
1625 | Commercial, Existing, FoodStore, Base Copier, ECM-731, Energy Star or Better Copier | 0.83239 | 99999 | 99999 | . | . | .
1626 | Commercial, Existing, School, Base Copier, ECM-731, Energy Star or Better Copier | 0.83239 | 99999 | 99999 | . | . | .
1627 | Commercial, Existing, College, Base Copier, ECM-731, Energy Star or Better Copier | 0.8324 | 99999 | 99999 | . | . | .
1628 | Commercial, Existing, Hospital, Base Copier, ECM-731, Energy Star or Better Copier | 0.8324 | 99999 | 99999 | . | . | .
1629 | Commercial, Existing, Other Health, Base Copier, ECM-731, Energy Star or Better Copier | 0.83305 | 99999 | 99999 | . | . | .
1630 | Commercial, Existing, Warehouse, Base Copier, ECM-731, Energy Star or Better Copier | 0.8324 | 99999 | 99999 | . | . | .
1631 | Commercial, Existing, Hotel, Base Copier, ECM-731, Energy Star or Better Copier | 0.8324 | 99999 | 99999 | . | . | .
1632 | Commercial, Existing, Other, Base Copier, ECM-731, Energy Star or Better Copier | 0.83276 | 99999 | 99999 | . | . | .
1633 | Commercial, Existing, Office, Base Copier, ECM-732, Copier Power Management Enabling | 0.83237 | 1.0366 | 1.9943 | . | . | .
1634 | Commercial, Existing, Restaurant, Base Copier, ECM-732, Copier Power Management Enabling | 0.83235 | 1.0366 | 1.9942 | . | . | .
1635 | Commercial, Existing, Retail, Base Copier, ECM-732, Copier Power Management Enabling | 0.83237 | 1.0366 | 1.9942 | . | . | .
1636 | Commercial, Existing, FoodStore, Base Copier, ECM-732, Copier Power Management Enabling | 0.83235 | 1.0366 | 1.9943 | . | . | .
1637 | Commercial, Existing, School, Base Copier, ECM-732, Copier Power Management Enabling | 0.83236 | 1.0366 | 1.9943 | . | . | .
1638 | Commercial, Existing, College, Base Copier, ECM-732, Copier Power Management Enabling | 0.83236 | 1.0366 | 1.9943 | . | . | .
1639 | Commercial, Existing, Hospital, Base Copier, ECM-732, Copier Power Management Enabling | 0.83236 | 1.0366 | 1.9943 | . | . | .
1640 | Commercial, Existing, Other Health, Base Copier, ECM-732, Copier Power Management Enabling | 0.8329 | 1.0371 | 1.994 | . | . | .
1641 | Commercial, Existing, Warehouse, Base Copier, ECM-732, Copier Power Management Enabling | 0.83236 | 1.0366 | 1.9943 | . | . | .
1642 | Commercial, Existing, Hotel, Base Copier, ECM-732, Copier Power Management Enabling | 0.83236 | 1.0366 | 1.9943 | . | . | .
1643 | Commercial, Existing, Other, Base Copier, ECM-732, Copier Power Management Enabling | 0.83273 | 1.0371 | 1.9943 | . | . | .
1644 | Commercial, Existing, Office, Base Printer, ECM-741, Printer Power Management Enabling | 0.83237 | 1.8374 | 3.6746 | . | . | .
1645 | Commercial, Existing, Restaurant, Base Printer, ECM-741, Printer Power Management Enabling | 0.83235 | 1.8374 | 3.6746 | . | . | .
1646 | Commercial, Existing, Retail, Base Printer, ECM-741, Printer Power Management Enabling | 0.83237 | 1.8374 | 3.6745 | . | . | .
1647 | Commercial, Existing, FoodStore, Base Printer, ECM-741, Printer Power Management Enabling | 0.83235 | 1.8374 | 3.6746 | . | . | .
1648 | Commercial, Existing, School, Base Printer, ECM-741, Printer Power Management Enabling | 0.83236 | 1.8374 | 3.6746 | . | . | .
1649 | Commercial, Existing, College, Base Printer, ECM-741, Printer Power Management Enabling | 0.83236 | 1.8374 | 3.6746 | . | . | .
1650 | Commercial, Existing, Hospital, Base Printer, ECM-741, Printer Power Management Enabling | 0.83236 | 1.8374 | 3.6746 | . | . | .
1651 | Commercial, Existing, Other Health, Base Printer, ECM-741, Printer Power Management Enabling | 0.8329 | 1.8383 | 3.6739 | . | . | .
1652 | Commercial, Existing, Warehouse, Base Printer, ECM-741, Printer Power Management Enabling | 0.83236 | 1.8374 | 3.6746 | . | . | .
1653 | Commercial, Existing, Hotel, Base Printer, ECM-741, Printer Power Management Enabling | 0.83236 | 1.8374 | 3.6746 | . | . | .
1654 | Commercial, Existing, Other, Base Printer, ECM-741, Printer Power Management Enabling | 0.83273 | 1.8382 | 3.6746 | . | . | .
1655 | Commercial, Existing, Office, Base Commercial Oven, ECM-801, Convection Oven | 0.83237 | 0.000125 | 0.000206 | . | . | .
1656 | Commercial, Existing, Restaurant, Base Commercial Oven, ECM-801, Convection Oven | 0.83236 | 0.000866 | 0.001426 | . | . | .
1657 | Commercial, Existing, Retail, Base Commercial Oven, ECM-801, Convection Oven | 0.83235 | 0.000221 | 0.000364 | . | . | .
1658 | Commercial, Existing, FoodStore, Base Commercial Oven, ECM-801, Convection Oven | 0.83234 | 0.001036 | 0.001707 | . | . | .
1659 | Commercial, Existing, School, Base Commercial Oven, ECM-801, Convection Oven | 0.83229 | 0.000293 | 0.000482 | . | . | .
1660 | Commercial, Existing, College, Base Commercial Oven, ECM-801, Convection Oven | 0.83239 | 0.000303 | 0.0005 | . | . | .
1661 | Commercial, Existing, Hospital, Base Commercial Oven, ECM-801, Convection Oven | 0.83239 | 0.001016 | 0.001674 | . | . | .
1662 | Commercial, Existing, Other Health, Base Commercial Oven, ECM-801, Convection Oven | 0.83232 | 0.000361 | 0.000595 | . | . | .
1663 | Commercial, Existing, Warehouse, Base Commercial Oven, ECM-801, Convection Oven | 0.83235 | 3.1e-05 | 5e-05 | . | . | .
1664 | Commercial, Existing, Hotel, Base Commercial Oven, ECM-801, Convection Oven | 0.83236 | 7.1e-05 | 0.000117 | . | . | .
1665 | Commercial, Existing, Other, Base Commercial Oven, ECM-801, Convection Oven | 0.83237 | 0.000138 | 0.000227 | . | . | .
1666 | Commercial, Existing, Office, Base Commercial Fryer, ECM-811, Efficient Fryer | 0.83237 | 0.0001 | 0.000164 | . | . | .
1667 | Commercial, Existing, Restaurant, Base Commercial Fryer, ECM-811, Efficient Fryer | 0.83236 | 0.000942 | 0.001552 | . | . | .
1668 | Commercial, Existing, Retail, Base Commercial Fryer, ECM-811, Efficient Fryer | 0.83235 | 0.000133 | 0.00022 | . | . | .
1669 | Commercial, Existing, FoodStore, Base Commercial Fryer, ECM-811, Efficient Fryer | 0.83234 | 0.000453 | 0.000746 | . | . | .
1670 | Commercial, Existing, School, Base Commercial Fryer, ECM-811, Efficient Fryer | 0.83229 | 0.00015 | 0.000246 | . | . | .
1671 | Commercial, Existing, College, Base Commercial Fryer, ECM-811, Efficient Fryer | 0.83239 | 0.0002 | 0.000329 | . | . | .
1672 | Commercial, Existing, Hospital, Base Commercial Fryer, ECM-811, Efficient Fryer | 0.83239 | 0.000402 | 0.000661 | . | . | .
1673 | Commercial, Existing, Other Health, Base Commercial Fryer, ECM-811, Efficient Fryer | 0.83232 | 0.000401 | 0.00066 | . | . | .
1674 | Commercial, Existing, Warehouse, Base Commercial Fryer, ECM-811, Efficient Fryer | 0.83235 | 1.5e-05 | 2.5e-05 | . | . | .
1675 | Commercial, Existing, Hotel, Base Commercial Fryer, ECM-811, Efficient Fryer | 0.83236 | 0.000102 | 0.000169 | . | . | .
1676 | Commercial, Existing, Other, Base Commercial Fryer, ECM-811, Efficient Fryer | . | 0 | 0 | . | . | .
1677 | Commercial, Existing, Office, Base Holding Cabinet, ECM-821, Efficient Holding Cabinet | 0.83237 | 0.000228 | 0.000356 | . | . | .
1678 | Commercial, Existing, Restaurant, Base Holding Cabinet, ECM-821, Efficient Holding Cabinet | 0.83236 | 0.002857 | 0.00445 | . | . | .
1679 | Commercial, Existing, Retail, Base Holding Cabinet, ECM-821, Efficient Holding Cabinet | 0.83235 | 0.000255 | 0.000397 | . | . | .
1680 | Commercial, Existing, FoodStore, Base Holding Cabinet, ECM-821, Efficient Holding Cabinet | 0.83234 | 0.002503 | 0.003899 | . | . | .
1681 | Commercial, Existing, School, Base Holding Cabinet, ECM-821, Efficient Holding Cabinet | 0.83229 | 0.000358 | 0.000557 | . | . | .
1682 | Commercial, Existing, College, Base Holding Cabinet, ECM-821, Efficient Holding Cabinet | 0.83239 | 0.000171 | 0.000266 | . | . | .
1683 | Commercial, Existing, Hospital, Base Holding Cabinet, ECM-821, Efficient Holding Cabinet | 0.83239 | 0.000655 | 0.00102 | . | . | .
1684 | Commercial, Existing, Other Health, Base Holding Cabinet, ECM-821, Efficient Holding Cabinet | 0.83232 | 0.001267 | 0.001974 | . | . | .
1685 | Commercial, Existing, Warehouse, Base Holding Cabinet, ECM-821, Efficient Holding Cabinet | 0.83235 | 0.000111 | 0.000173 | . | . | .
1686 | Commercial, Existing, Hotel, Base Holding Cabinet, ECM-821, Efficient Holding Cabinet | 0.83236 | 0.000138 | 0.000215 | . | . | .
1687 | Commercial, Existing, Other, Base Holding Cabinet, ECM-821, Efficient Holding Cabinet | 0.83237 | 0.000172 | 0.000268 | . | . | .
1688 | Commercial, Existing, Office, Base Griddle, ECM-831, Efficient Griddle | 0.83237 | 99999 | 99999 | . | . | .
1689 | Commercial, Existing, Restaurant, Base Griddle, ECM-831, Efficient Griddle | 0.83236 | 99999 | 99999 | . | . | .
1690 | Commercial, Existing, Retail, Base Griddle, ECM-831, Efficient Griddle | 0.83235 | 99999 | 99999 | . | . | .
1691 | Commercial, Existing, FoodStore, Base Griddle, ECM-831, Efficient Griddle | 0.83234 | 99999 | 99999 | . | . | .
1692 | Commercial, Existing, School, Base Griddle, ECM-831, Efficient Griddle | 0.83229 | 99999 | 99999 | . | . | .
1693 | Commercial, Existing, College, Base Griddle, ECM-831, Efficient Griddle | 0.83239 | 99999 | 99999 | . | . | .
1694 | Commercial, Existing, Hospital, Base Griddle, ECM-831, Efficient Griddle | 0.83239 | 99999 | 99999 | . | . | .
1695 | Commercial, Existing, Other Health, Base Griddle, ECM-831, Efficient Griddle | 0.83232 | 99999 | 99999 | . | . | .
1696 | Commercial, Existing, Warehouse, Base Griddle, ECM-831, Efficient Griddle | 0.83235 | 99999 | 99999 | . | . | .
1697 | Commercial, Existing, Hotel, Base Griddle, ECM-831, Efficient Griddle | 0.83236 | 99999 | 99999 | . | . | .
1698 | Commercial, Existing, Other, Base Griddle, ECM-831, Efficient Griddle | 0.83237 | 99999 | 99999 | . | . | .
1699 | Commercial, Existing, Office, Base Steamer, ECM-841, Efficient Steamer | 0.83237 | 0.000356 | 0.000586 | . | . | .
1700 | Commercial, Existing, Restaurant, Base Steamer, ECM-841, Efficient Steamer | 0.83236 | 0.002205 | 0.003632 | . | . | .
1701 | Commercial, Existing, Retail, Base Steamer, ECM-841, Efficient Steamer | 0.83235 | 0.000112 | 0.000184 | . | . | .
1702 | Commercial, Existing, FoodStore, Base Steamer, ECM-841, Efficient Steamer | 0.83234 | 0.002558 | 0.004213 | . | . | .
1703 | Commercial, Existing, School, Base Steamer, ECM-841, Efficient Steamer | 0.83229 | 0.000657 | 0.001082 | . | . | .
1704 | Commercial, Existing, College, Base Steamer, ECM-841, Efficient Steamer | 0.83239 | 9.4e-05 | 0.000155 | . | . | .
1705 | Commercial, Existing, Hospital, Base Steamer, ECM-841, Efficient Steamer | 0.83239 | 0.001802 | 0.002968 | . | . | .
1706 | Commercial, Existing, Other Health, Base Steamer, ECM-841, Efficient Steamer | 0.83232 | 0.000911 | 0.001501 | . | . | .
1707 | Commercial, Existing, Warehouse, Base Steamer, ECM-841, Efficient Steamer | 0.83235 | 3.5e-05 | 5.7e-05 | . | . | .
1708 | Commercial, Existing, Hotel, Base Steamer, ECM-841, Efficient Steamer | 0.83236 | 0.000275 | 0.000453 | . | . | .
1709 | Commercial, Existing, Other, Base Steamer, ECM-841, Efficient Steamer | . | 0 | 0 | . | . | .
1710 | Commercial, Existing, Office, Base Vending Machine, ECM-901, Vending Misers (cooled machines only) | 0.83232 | 2.6689 | 4.3962 | . | . | .
1711 | Commercial, Existing, Restaurant, Base Vending Machine, ECM-901, Vending Misers (cooled machines only) | 0.83233 | 2.6155 | 4.3083 | . | . | .
1712 | Commercial, Existing, Retail, Base Vending Machine, ECM-901, Vending Misers (cooled machines only) | 0.83234 | 2.7561 | 4.5397 | . | . | .
1713 | Commercial, Existing, FoodStore, Base Vending Machine, ECM-901, Vending Misers (cooled machines only) | 0.83234 | 2.6155 | 4.3083 | . | . | .
1714 | Commercial, Existing, School, Base Vending Machine, ECM-901, Vending Misers (cooled machines only) | 0.83233 | 2.9061 | 4.787 | . | . | .
1715 | Commercial, Existing, College, Base Vending Machine, ECM-901, Vending Misers (cooled machines only) | 0.83234 | 2.9061 | 4.7869 | . | . | .
1716 | Commercial, Existing, Hospital, Base Vending Machine, ECM-901, Vending Misers (cooled machines only) | 0.83234 | 2.6156 | 4.3083 | . | . | .
1717 | Commercial, Existing, Other Health, Base Vending Machine, ECM-901, Vending Misers (cooled machines only) | 0.83231 | 2.6155 | 4.3083 | . | . | .
1718 | Commercial, Existing, Warehouse, Base Vending Machine, ECM-901, Vending Misers (cooled machines only) | 0.83235 | 2.5975 | 4.2785 | . | . | .
1719 | Commercial, Existing, Hotel, Base Vending Machine, ECM-901, Vending Misers (cooled machines only) | 0.83238 | 3.2443 | 5.3437 | . | . | .
1720 | Commercial, Existing, Other, Base Vending Machine, ECM-901, Vending Misers (cooled machines only) | 0.83235 | 2.6156 | 4.3082 | . | . | .
Industrial
1721 | Industrial, Existing, SIC20 Food, Base Compressed Air, ECM-101, Compressed Air-O&M | 1.0345 | 5.2684 | 6.9821 | . | . | .
1722 | Industrial, Existing, SIC22-23Textiles, Base Compressed Air, ECM-101, Compressed Air-O&M | 1.0348 | 5.2696 | 6.9821 | . | . | .
1723 | Industrial, Existing, SIC24-25 Lumber, Base Compressed Air, ECM-101, Compressed Air-O&M | 1.0346 | 5.2688 | 6.9821 | . | . | .
1724 | Industrial, Existing, SIC26 Paper, Base Compressed Air, ECM-101, Compressed Air-O&M | 1.0345 | 5.2682 | 6.9821 | . | . | .
1725 | Industrial, Existing, SIC27 Printing, Base Compressed Air, ECM-101, Compressed Air-O&M | 1.0345 | 5.2684 | 6.9821 | . | . | .
1726 | Industrial, Existing, SIC28 Chemicals, Base Compressed Air, ECM-101, Compressed Air-O&M | 1.0344 | 5.268 | 6.9821 | . | . | .
1727 | Industrial, Existing, SIC29 Petroleum, Base Compressed Air, ECM-101, Compressed Air-O&M | 1.0344 | 5.2679 | 6.9821 | . | . | .
1728 | Industrial, Existing, SIC30 Rubber/Plastics, Base Compressed Air, ECM-101, Compressed Air-O&M | 1.0345 | 5.2684 | 6.9821 | . | . | .
1729 | Industrial, Existing, SIC32 Stone/Clay/Glass, Base Compressed Air, ECM-101, Compressed Air-O&M | 1.0345 | 5.2683 | 6.9821 | . | . | .
1730 | Industrial, Existing, SIC33 Primary Metals, Base Compressed Air, ECM-101, Compressed Air-O&M | 1.0346 | 5.2688 | 6.9821 | . | . | .
1731 | Industrial, Existing, SIC34 Fab Metals, Base Compressed Air, ECM-101, Compressed Air-O&M | 1.0345 | 5.2686 | 6.9821 | . | . | .
1732 | Industrial, Existing, SIC35 Ind Machinery, Base Compressed Air, ECM-101, Compressed Air-O&M | 1.0346 | 5.269 | 6.9821 | . | . | .
1733 | Industrial, Existing, SIC36 Electronics, Base Compressed Air, ECM-101, Compressed Air-O&M | 1.0345 | 5.2684 | 6.9821 | . | . | .
1734 | Industrial, Existing, SIC37 Transp Eqp, Base Compressed Air, ECM-101, Compressed Air-O&M | 1.0346 | 5.2686 | 6.9821 | . | . | .
1735 | Industrial, Existing, SIC38 Instruments, Base Compressed Air, ECM-101, Compressed Air-O&M | 1.0345 | 5.2683 | 6.9821 | . | . | .
1736 | Industrial, Existing, SIC39/21/31 Misc, Base Compressed Air, ECM-101, Compressed Air-O&M | 1.0345 | 5.2683 | 6.9821 | . | . | .
1737 | Industrial, Existing, SIC20 Food, Base Compressed Air, ECM-102, Compressed Air - Controls | 1.0345 | 1.7922 | 2.3752 | 0.0064328 | 0.0045061 | 0.042267
1738 | Industrial, Existing, SIC22-23Textiles, Base Compressed Air, ECM-102, Compressed Air - Controls | 1.0348 | 1.7927 | 2.3752 | 4.05e-05 | 6.734e-05 | 0.00018615
1739 | Industrial, Existing, SIC24-25 Lumber, Base Compressed Air, ECM-102, Compressed Air - Controls | 1.0346 | 1.7924 | 2.3752 | 0.00015088 | 0.00011656 | 0.00079858
1740 | Industrial, Existing, SIC26 Paper, Base Compressed Air, ECM-102, Compressed Air - Controls | 1.0345 | 1.7922 | 2.3752 | 0.00073116 | 0.00056532 | 0.0058266
1741 | Industrial, Existing, SIC27 Printing, Base Compressed Air, ECM-102, Compressed Air - Controls | 1.0345 | 1.7922 | 2.3752 | 0.00032096 | 0.00019274 | 0.0021398
1742 | Industrial, Existing, SIC28 Chemicals, Base Compressed Air, ECM-102, Compressed Air - Controls | 1.0344 | 1.7921 | 2.3752 | 0.00032401 | 0.00023432 | 0.0032956
1743 | Industrial, Existing, SIC29 Petroleum, Base Compressed Air, ECM-102, Compressed Air - Controls | 1.0344 | 1.7921 | 2.3752 | 2.239e-05 | 2.658e-05 | 0.00029097
1744 | Industrial, Existing, SIC30 Rubber/Plastics, Base Compressed Air, ECM-102, Compressed Air - Controls | 1.0345 | 1.7922 | 2.3752 | 0.00012207 | 0.00011152 | 0.00088412
1745 | Industrial, Existing, SIC32 Stone/Clay/Glass, Base Compressed Air, ECM-102, Compressed Air - Controls | 1.0345 | 1.7922 | 2.3752 | 0.0027789 | 0.002187 | 0.021814
1746 | Industrial, Existing, SIC33 Primary Metals, Base Compressed Air, ECM-102, Compressed Air - Controls | 1.0346 | 1.7923 | 2.3752 | 0.00018697 | 0.00017429 | 0.0010667
1747 | Industrial, Existing, SIC34 Fab Metals, Base Compressed Air, ECM-102, Compressed Air - Controls | 1.0345 | 1.7923 | 2.3752 | 0.002346 | 0.0021774 | 0.014919
1748 | Industrial, Existing, SIC35 Ind Machinery, Base Compressed Air, ECM-102, Compressed Air - Controls | 1.0346 | 1.7924 | 2.3752 | 0.00037423 | 0.00017215 | 0.0015011
1749 | Industrial, Existing, SIC36 Electronics, Base Compressed Air, ECM-102, Compressed Air - Controls | 1.0345 | 1.7922 | 2.3752 | 0.00047713 | 0.00038334 | 0.0034267
1750 | Industrial, Existing, SIC37 Transp Eqp, Base Compressed Air, ECM-102, Compressed Air - Controls | 1.0346 | 1.7923 | 2.3752 | 0.0010066 | 0.00091268 | 0.0062592
1751 | Industrial, Existing, SIC38 Instruments, Base Compressed Air, ECM-102, Compressed Air - Controls | 1.0345 | 1.7922 | 2.3752 | 0.0016852 | 0.0014188 | 0.012557
1752 | Industrial, Existing, SIC39/21/31 Misc, Base Compressed Air, ECM-102, Compressed Air - Controls | 1.0345 | 1.7922 | 2.3752 | 0.001065 | 0.0009119 | 0.0084917
1753 | Industrial, Existing, SIC20 Food, Base Compressed Air, ECM-103, Compressed Air - System Optimization | 1.0345 | 3.6531 | 4.8413 | . | . | .
1754 | Industrial, Existing, SIC22-23Textiles, Base Compressed Air, ECM-103, Compressed Air - System Optimization | 1.0348 | 3.654 | 4.8414 | . | . | .
1755 | Industrial, Existing, SIC24-25 Lumber, Base Compressed Air, ECM-103, Compressed Air - System Optimization | 1.0346 | 3.6534 | 4.8413 | . | . | .
1756 | Industrial, Existing, SIC26 Paper, Base Compressed Air, ECM-103, Compressed Air - System Optimization | 1.0345 | 3.653 | 4.8413 | . | . | .
1757 | Industrial, Existing, SIC27 Printing, Base Compressed Air, ECM-103, Compressed Air - System Optimization | 1.0345 | 3.6531 | 4.8413 | . | . | .
1758 | Industrial, Existing, SIC28 Chemicals, Base Compressed Air, ECM-103, Compressed Air - System Optimization | 1.0344 | 3.6528 | 4.8413 | . | . | .
1759 | Industrial, Existing, SIC29 Petroleum, Base Compressed Air, ECM-103, Compressed Air - System Optimization | 1.0344 | 3.6528 | 4.8413 | . | . | .
1760 | Industrial, Existing, SIC30 Rubber/Plastics, Base Compressed Air, ECM-103, Compressed Air - System Optimization | 1.0345 | 3.6531 | 4.8413 | . | . | .
1761 | Industrial, Existing, SIC32 Stone/Clay/Glass, Base Compressed Air, ECM-103, Compressed Air - System Optimization | 1.0345 | 3.653 | 4.8413 | . | . | .
1762 | Industrial, Existing, SIC33 Primary Metals, Base Compressed Air, ECM-103, Compressed Air - System Optimization | 1.0346 | 3.6533 | 4.8413 | . | . | .
1763 | Industrial, Existing, SIC34 Fab Metals, Base Compressed Air, ECM-103, Compressed Air - System Optimization | 1.0345 | 3.6532 | 4.8413 | . | . | .
1764 | Industrial, Existing, SIC35 Ind Machinery, Base Compressed Air, ECM-103, Compressed Air - System Optimization | 1.0346 | 3.6535 | 4.8414 | . | . | .
1765 | Industrial, Existing, SIC36 Electronics, Base Compressed Air, ECM-103, Compressed Air - System Optimization | 1.0345 | 3.6531 | 4.8413 | . | . | .
1766 | Industrial, Existing, SIC37 Transp Eqp, Base Compressed Air, ECM-103, Compressed Air - System Optimization | 1.0346 | 3.6532 | 4.8413 | . | . | .
1767 | Industrial, Existing, SIC38 Instruments, Base Compressed Air, ECM-103, Compressed Air - System Optimization | 1.0345 | 3.6531 | 4.8413 | . | . | .
1768 | Industrial, Existing, SIC39/21/31 Misc, Base Compressed Air, ECM-103, Compressed Air - System Optimization | 1.0345 | 3.653 | 4.8413 | . | . | .
1769 | Industrial, Existing, SIC20 Food, Base Compressed Air, ECM-104, Compressed Air- Sizing | 1.0345 | 6.6095 | 8.7593 | . | . | .
1770 | Industrial, Existing, SIC22-23Textiles, Base Compressed Air, ECM-104, Compressed Air- Sizing | 1.0348 | 6.611 | 8.7594 | . | . | .
1771 | Industrial, Existing, SIC24-25 Lumber, Base Compressed Air, ECM-104, Compressed Air- Sizing | 1.0346 | 6.6099 | 8.7594 | . | . | .
1772 | Industrial, Existing, SIC26 Paper, Base Compressed Air, ECM-104, Compressed Air- Sizing | 1.0345 | 6.6093 | 8.7593 | . | . | .
1773 | Industrial, Existing, SIC27 Printing, Base Compressed Air, ECM-104, Compressed Air- Sizing | 1.0345 | 6.6094 | 8.7593 | . | . | .
1774 | Industrial, Existing, SIC28 Chemicals, Base Compressed Air, ECM-104, Compressed Air- Sizing | 1.0344 | 6.609 | 8.7593 | . | . | .
1775 | Industrial, Existing, SIC29 Petroleum, Base Compressed Air, ECM-104, Compressed Air- Sizing | 1.0344 | 6.6089 | 8.7593 | . | . | .
1776 | Industrial, Existing, SIC30 Rubber/Plastics, Base Compressed Air, ECM-104, Compressed Air- Sizing | 1.0345 | 6.6095 | 8.7593 | . | . | .
1777 | Industrial, Existing, SIC32 Stone/Clay/Glass, Base Compressed Air, ECM-104, Compressed Air- Sizing | 1.0345 | 6.6093 | 8.7593 | . | . | .
1778 | Industrial, Existing, SIC33 Primary Metals, Base Compressed Air, ECM-104, Compressed Air- Sizing | 1.0346 | 6.6099 | 8.7594 | . | . | .
1779 | Industrial, Existing, SIC34 Fab Metals, Base Compressed Air, ECM-104, Compressed Air- Sizing | 1.0345 | 6.6097 | 8.7594 | . | . | .
1780 | Industrial, Existing, SIC35 Ind Machinery, Base Compressed Air, ECM-104, Compressed Air- Sizing | 1.0346 | 6.6102 | 8.7594 | . | . | .
1781 | Industrial, Existing, SIC36 Electronics, Base Compressed Air, ECM-104, Compressed Air- Sizing | 1.0345 | 6.6094 | 8.7593 | . | . | .
1782 | Industrial, Existing, SIC37 Transp Eqp, Base Compressed Air, ECM-104, Compressed Air- Sizing | 1.0346 | 6.6097 | 8.7594 | . | . | .
1783 | Industrial, Existing, SIC38 Instruments, Base Compressed Air, ECM-104, Compressed Air- Sizing | 1.0345 | 6.6094 | 8.7593 | . | . | .
1784 | Industrial, Existing, SIC39/21/31 Misc, Base Compressed Air, ECM-104, Compressed Air- Sizing | 1.0345 | 6.6093 | 8.7593 | . | . | .
1785 | Industrial, Existing, SIC20 Food, Base Compressed Air, ECM-105, Comp Air - Replace 1-5 HP motor | 1.0345 | 0.16256 | 0.19052 | 2e-08 | 2e-08 | 1.6e-07
1786 | Industrial, Existing, SIC22-23Textiles, Base Compressed Air, ECM-105, Comp Air - Replace 1-5 HP motor | 1.0348 | 0.1626 | 0.19052 | 0 | 0 | 0
1787 | Industrial, Existing, SIC24-25 Lumber, Base Compressed Air, ECM-105, Comp Air - Replace 1-5 HP motor | 1.0346 | 0.16257 | 0.19052 | 0 | 0 | 0
1788 | Industrial, Existing, SIC26 Paper, Base Compressed Air, ECM-105, Comp Air - Replace 1-5 HP motor | 1.0345 | 0.16256 | 0.19052 | 0 | 0 | 2e-08
1789 | Industrial, Existing, SIC27 Printing, Base Compressed Air, ECM-105, Comp Air - Replace 1-5 HP motor | 1.0345 | 0.16256 | 0.19052 | 0 | 0 | 1e-08
1790 | Industrial, Existing, SIC28 Chemicals, Base Compressed Air, ECM-105, Comp Air - Replace 1-5 HP motor | 1.0344 | 0.16255 | 0.19052 | 0 | 0 | 1e-08
1791 | Industrial, Existing, SIC29 Petroleum, Base Compressed Air, ECM-105, Comp Air - Replace 1-5 HP motor | 1.0344 | 0.16255 | 0.19052 | 0 | 0 | 0
1792 | Industrial, Existing, SIC30 Rubber/Plastics, Base Compressed Air, ECM-105, Comp Air - Replace 1-5 HP motor | 1.0345 | 0.16256 | 0.19052 | 0 | 0 | 0
1793 | Industrial, Existing, SIC32 Stone/Clay/Glass, Base Compressed Air, ECM-105, Comp Air - Replace 1-5 HP motor | 1.0345 | 0.16256 | 0.19052 | 1e-08 | 1e-08 | 8e-08
1794 | Industrial, Existing, SIC33 Primary Metals, Base Compressed Air, ECM-105, Comp Air - Replace 1-5 HP motor | 1.0346 | 0.16257 | 0.19052 | 0 | 0 | 0
1795 | Industrial, Existing, SIC34 Fab Metals, Base Compressed Air, ECM-105, Comp Air - Replace 1-5 HP motor | 1.0345 | 0.16257 | 0.19052 | 1e-08 | 1e-08 | 6e-08
1796 | Industrial, Existing, SIC35 Ind Machinery, Base Compressed Air, ECM-105, Comp Air - Replace 1-5 HP motor | 1.0346 | 0.16258 | 0.19052 | 0 | 0 | 1e-08
1797 | Industrial, Existing, SIC36 Electronics, Base Compressed Air, ECM-105, Comp Air - Replace 1-5 HP motor | 1.0345 | 0.16256 | 0.19052 | 0 | 0 | 1e-08
1798 | Industrial, Existing, SIC37 Transp Eqp, Base Compressed Air, ECM-105, Comp Air - Replace 1-5 HP motor | 1.0346 | 0.16257 | 0.19052 | 0 | 0 | 2e-08
1799 | Industrial, Existing, SIC38 Instruments, Base Compressed Air, ECM-105, Comp Air - Replace 1-5 HP motor | 1.0345 | 0.16256 | 0.19052 | 1e-08 | 1e-08 | 5e-08
1800 | Industrial, Existing, SIC39/21/31 Misc, Base Compressed Air, ECM-105, Comp Air - Replace 1-5 HP motor | 1.0345 | 0.16256 | 0.19052 | 0 | 0 | 3e-08
1801 | Industrial, Existing, SIC20 Food, Base Compressed Air, ECM-106, Comp Air - ASD (1-5 hp) | 1.0344 | 0.24474 | 0.28689 | 1e-08 | 1e-07 | 9.7e-07
1802 | Industrial, Existing, SIC22-23Textiles, Base Compressed Air, ECM-106, Comp Air - ASD (1-5 hp) | 1.0345 | 0.24477 | 0.28687 | 0 | 0 | 0
1803 | Industrial, Existing, SIC24-25 Lumber, Base Compressed Air, ECM-106, Comp Air - ASD (1-5 hp) | 1.0344 | 0.24474 | 0.28688 | 0 | 0 | 2e-08
1804 | Industrial, Existing, SIC26 Paper, Base Compressed Air, ECM-106, Comp Air - ASD (1-5 hp) | 1.0344 | 0.24475 | 0.28689 | 0 | 1e-08 | 1.3e-07
1805 | Industrial, Existing, SIC27 Printing, Base Compressed Air, ECM-106, Comp Air - ASD (1-5 hp) | 1.0344 | 0.24474 | 0.28689 | 0 | 0 | 5e-08
1806 | Industrial, Existing, SIC28 Chemicals, Base Compressed Air, ECM-106, Comp Air - ASD (1-5 hp) | 1.0343 | 0.24475 | 0.2869 | 0 | 1e-08 | 8e-08
1807 | Industrial, Existing, SIC29 Petroleum, Base Compressed Air, ECM-106, Comp Air - ASD (1-5 hp) | 1.0343 | 0.24476 | 0.28691 | 0 | 0 | 1e-08
1808 | Industrial, Existing, SIC30 Rubber/Plastics, Base Compressed Air, ECM-106, Comp Air - ASD (1-5 hp) | 1.0344 | 0.24475 | 0.28689 | 0 | 0 | 2e-08
1809 | Industrial, Existing, SIC32 Stone/Clay/Glass, Base Compressed Air, ECM-106, Comp Air - ASD (1-5 hp) | 1.0344 | 0.24475 | 0.28689 | 1e-08 | 5e-08 | 5e-07
1810 | Industrial, Existing, SIC33 Primary Metals, Base Compressed Air, ECM-106, Comp Air - ASD (1-5 hp) | 1.0344 | 0.24475 | 0.28688 | 0 | 0 | 2e-08
1811 | Industrial, Existing, SIC34 Fab Metals, Base Compressed Air, ECM-106, Comp Air - ASD (1-5 hp) | 1.0344 | 0.24475 | 0.28689 | 0 | 5e-08 | 3.4e-07
1812 | Industrial, Existing, SIC35 Ind Machinery, Base Compressed Air, ECM-106, Comp Air - ASD (1-5 hp) | 1.0344 | 0.24473 | 0.28686 | 0 | 0 | 3e-08
1813 | Industrial, Existing, SIC36 Electronics, Base Compressed Air, ECM-106, Comp Air - ASD (1-5 hp) | 1.0344 | 0.24475 | 0.28689 | 0 | 1e-08 | 8e-08
1814 | Industrial, Existing, SIC37 Transp Eqp, Base Compressed Air, ECM-106, Comp Air - ASD (1-5 hp) | 1.0344 | 0.24475 | 0.28688 | 0 | 2e-08 | 1.4e-07
1815 | Industrial, Existing, SIC38 Instruments, Base Compressed Air, ECM-106, Comp Air - ASD (1-5 hp) | 1.0344 | 0.24475 | 0.28689 | 0 | 3e-08 | 2.9e-07
1816 | Industrial, Existing, SIC39/21/31 Misc, Base Compressed Air, ECM-106, Comp Air - ASD (1-5 hp) | 1.0344 | 0.24475 | 0.28689 | 0 | 2e-08 | 2e-07
1817 | Industrial, Existing, SIC20 Food, Base Compressed Air, ECM-107, Comp Air - Motor practices-1 (1-5 HP) | 1.0345 | 0.66883 | 0.78387 | 2.803e-05 | 1.963e-05 | 0.00018417
1818 | Industrial, Existing, SIC22-23Textiles, Base Compressed Air, ECM-107, Comp Air - Motor practices-1 (1-5 HP) | 1.0348 | 0.66898 | 0.78387 | 1.8e-07 | 2.9e-07 | 8.1e-07
1819 | Industrial, Existing, SIC24-25 Lumber, Base Compressed Air, ECM-107, Comp Air - Motor practices-1 (1-5 HP) | 1.0346 | 0.66887 | 0.78387 | 6.6e-07 | 5.1e-07 | 3.48e-06
1820 | Industrial, Existing, SIC26 Paper, Base Compressed Air, ECM-107, Comp Air - Motor practices-1 (1-5 HP) | 1.0345 | 0.6688 | 0.78387 | 3.19e-06 | 2.46e-06 | 2.539e-05
1821 | Industrial, Existing, SIC27 Printing, Base Compressed Air, ECM-107, Comp Air - Motor practices-1 (1-5 HP) | 1.0345 | 0.66882 | 0.78387 | 1.4e-06 | 8.4e-07 | 9.32e-06
1822 | Industrial, Existing, SIC28 Chemicals, Base Compressed Air, ECM-107, Comp Air - Motor practices-1 (1-5 HP) | 1.0344 | 0.66877 | 0.78387 | 1.41e-06 | 1.02e-06 | 1.436e-05
1823 | Industrial, Existing, SIC29 Petroleum, Base Compressed Air, ECM-107, Comp Air - Motor practices-1 (1-5 HP) | 1.0344 | 0.66876 | 0.78387 | 1e-07 | 1.2e-07 | 1.27e-06
1824 | Industrial, Existing, SIC30 Rubber/Plastics, Base Compressed Air, ECM-107, Comp Air - Motor practices-1 (1-5 HP) | 1.0345 | 0.66882 | 0.78387 | 5.3e-07 | 4.9e-07 | 3.85e-06
1825 | Industrial, Existing, SIC32 Stone/Clay/Glass, Base Compressed Air, ECM-107, Comp Air - Motor practices-1 (1-5 HP) | 1.0345 | 0.6688 | 0.78387 | 1.211e-05 | 9.53e-06 | 9.505e-05
1826 | Industrial, Existing, SIC33 Primary Metals, Base Compressed Air, ECM-107, Comp Air - Motor practices-1 (1-5 HP) | 1.0346 | 0.66887 | 0.78387 | 8.1e-07 | 7.6e-07 | 4.65e-06
1827 | Industrial, Existing, SIC34 Fab Metals, Base Compressed Air, ECM-107, Comp Air - Motor practices-1 (1-5 HP) | 1.0345 | 0.66885 | 0.78387 | 1.022e-05 | 9.49e-06 | 6.501e-05
1828 | Industrial, Existing, SIC35 Ind Machinery, Base Compressed Air, ECM-107, Comp Air - Motor practices-1 (1-5 HP) | 1.0346 | 0.6689 | 0.78387 | 1.63e-06 | 7.5e-07 | 6.54e-06
1829 | Industrial, Existing, SIC36 Electronics, Base Compressed Air, ECM-107, Comp Air - Motor practices-1 (1-5 HP) | 1.0345 | 0.66882 | 0.78387 | 2.08e-06 | 1.67e-06 | 1.493e-05
1830 | Industrial, Existing, SIC37 Transp Eqp, Base Compressed Air, ECM-107, Comp Air - Motor practices-1 (1-5 HP) | 1.0346 | 0.66885 | 0.78387 | 4.39e-06 | 3.98e-06 | 2.727e-05
1831 | Industrial, Existing, SIC38 Instruments, Base Compressed Air, ECM-107, Comp Air - Motor practices-1 (1-5 HP) | 1.0345 | 0.66882 | 0.78387 | 7.34e-06 | 6.18e-06 | 5.471e-05
1832 | Industrial, Existing, SIC39/21/31 Misc, Base Compressed Air, ECM-107, Comp Air - Motor practices-1 (1-5 HP) | 1.0345 | 0.66881 | 0.78387 | 4.64e-06 | 3.97e-06 | 3.7e-05
1833 | Industrial, Existing, SIC20 Food, Base Compressed Air, ECM-108, Comp Air - Replace 6-100 HP motor | 1.0345 | 0.25362 | 0.33611 | 1e-06 | 7e-07 | 6.54e-06
1834 | Industrial, Existing, SIC22-23Textiles, Base Compressed Air, ECM-108, Comp Air - Replace 6-100 HP motor | 1.0348 | 0.25367 | 0.33611 | 1e-08 | 1e-08 | 3e-08
1835 | Industrial, Existing, SIC24-25 Lumber, Base Compressed Air, ECM-108, Comp Air - Replace 6-100 HP motor | 1.0346 | 0.25363 | 0.33611 | 2e-08 | 2e-08 | 1.2e-07
1836 | Industrial, Existing, SIC26 Paper, Base Compressed Air, ECM-108, Comp Air - Replace 6-100 HP motor | 1.0345 | 0.25361 | 0.33611 | 1.1e-07 | 9e-08 | 9e-07
1837 | Industrial, Existing, SIC27 Printing, Base Compressed Air, ECM-108, Comp Air - Replace 6-100 HP motor | 1.0345 | 0.25361 | 0.33611 | 5e-08 | 3e-08 | 3.3e-07
1838 | Industrial, Existing, SIC28 Chemicals, Base Compressed Air, ECM-108, Comp Air - Replace 6-100 HP motor | 1.0344 | 0.2536 | 0.33611 | 5e-08 | 4e-08 | 5.1e-07
1839 | Industrial, Existing, SIC29 Petroleum, Base Compressed Air, ECM-108, Comp Air - Replace 6-100 HP motor | 1.0344 | 0.25359 | 0.33611 | 0 | 0 | 5e-08
1840 | Industrial, Existing, SIC30 Rubber/Plastics, Base Compressed Air, ECM-108, Comp Air - Replace 6-100 HP motor | 1.0345 | 0.25361 | 0.33611 | 2e-08 | 2e-08 | 1.4e-07
1841 | Industrial, Existing, SIC32 Stone/Clay/Glass, Base Compressed Air, ECM-108, Comp Air - Replace 6-100 HP motor | 1.0345 | 0.25361 | 0.33611 | 4.3e-07 | 3.4e-07 | 3.37e-06
1842 | Industrial, Existing, SIC33 Primary Metals, Base Compressed Air, ECM-108, Comp Air - Replace 6-100 HP motor | 1.0346 | 0.25363 | 0.33611 | 3e-08 | 3e-08 | 1.7e-07
1843 | Industrial, Existing, SIC34 Fab Metals, Base Compressed Air, ECM-108, Comp Air - Replace 6-100 HP motor | 1.0345 | 0.25362 | 0.33611 | 3.6e-07 | 3.4e-07 | 2.31e-06
1844 | Industrial, Existing, SIC35 Ind Machinery, Base Compressed Air, ECM-108, Comp Air - Replace 6-100 HP motor | 1.0346 | 0.25365 | 0.33611 | 6e-08 | 3e-08 | 2.3e-07
1845 | Industrial, Existing, SIC36 Electronics, Base Compressed Air, ECM-108, Comp Air - Replace 6-100 HP motor | 1.0345 | 0.25361 | 0.33611 | 7e-08 | 6e-08 | 5.3e-07
1846 | Industrial, Existing, SIC37 Transp Eqp, Base Compressed Air, ECM-108, Comp Air - Replace 6-100 HP motor | 1.0346 | 0.25362 | 0.33611 | 1.6e-07 | 1.4e-07 | 9.7e-07
1847 | Industrial, Existing, SIC38 Instruments, Base Compressed Air, ECM-108, Comp Air - Replace 6-100 HP motor | 1.0345 | 0.25361 | 0.33611 | 2.6e-07 | 2.2e-07 | 1.94e-06
1848 | Industrial, Existing, SIC39/21/31 Misc, Base Compressed Air, ECM-108, Comp Air - Replace 6-100 HP motor | 1.0345 | 0.25361 | 0.33611 | 1.6e-07 | 1.4e-07 | 1.31e-06
1849 | Industrial, Existing, SIC20 Food, Base Compressed Air, ECM-109, Comp Air - ASD (6-100 hp) | 1.0344 | 8.0045 | 10.6097 | . | . | .
1850 | Industrial, Existing, SIC22-23Textiles, Base Compressed Air, ECM-109, Comp Air - ASD (6-100 hp) | 1.0345 | 8.0054 | 10.6091 | . | . | .
1851 | Industrial, Existing, SIC24-25 Lumber, Base Compressed Air, ECM-109, Comp Air - ASD (6-100 hp) | 1.0344 | 8.0045 | 10.6094 | . | . | .
1852 | Industrial, Existing, SIC26 Paper, Base Compressed Air, ECM-109, Comp Air - ASD (6-100 hp) | 1.0344 | 8.0047 | 10.61 | . | . | .
1853 | Industrial, Existing, SIC27 Printing, Base Compressed Air, ECM-109, Comp Air - ASD (6-100 hp) | 1.0344 | 8.0045 | 10.6097 | . | . | .
1854 | Industrial, Existing, SIC28 Chemicals, Base Compressed Air, ECM-109, Comp Air - ASD (6-100 hp) | 1.0343 | 8.0047 | 10.6102 | . | . | .
1855 | Industrial, Existing, SIC29 Petroleum, Base Compressed Air, ECM-109, Comp Air - ASD (6-100 hp) | 1.0343 | 8.005 | 10.6104 | . | . | .
1856 | Industrial, Existing, SIC30 Rubber/Plastics, Base Compressed Air, ECM-109, Comp Air - ASD (6-100 hp) | 1.0344 | 8.0047 | 10.6098 | . | . | .
1857 | Industrial, Existing, SIC32 Stone/Clay/Glass, Base Compressed Air, ECM-109, Comp Air - ASD (6-100 hp) | 1.0344 | 8.0047 | 10.6099 | . | . | .
1858 | Industrial, Existing, SIC33 Primary Metals, Base Compressed Air, ECM-109, Comp Air - ASD (6-100 hp) | 1.0344 | 8.0047 | 10.6095 | . | . | .
1859 | Industrial, Existing, SIC34 Fab Metals, Base Compressed Air, ECM-109, Comp Air - ASD (6-100 hp) | 1.0344 | 8.0047 | 10.6097 | . | . | .
1860 | Industrial, Existing, SIC35 Ind Machinery, Base Compressed Air, ECM-109, Comp Air - ASD (6-100 hp) | 1.0344 | 8.0039 | 10.6088 | . | . | .
1861 | Industrial, Existing, SIC36 Electronics, Base Compressed Air, ECM-109, Comp Air - ASD (6-100 hp) | 1.0344 | 8.0046 | 10.6098 | . | . | .
1862 | Industrial, Existing, SIC37 Transp Eqp, Base Compressed Air, ECM-109, Comp Air - ASD (6-100 hp) | 1.0344 | 8.0047 | 10.6096 | . | . | .
1863 | Industrial, Existing, SIC38 Instruments, Base Compressed Air, ECM-109, Comp Air - ASD (6-100 hp) | 1.0344 | 8.0047 | 10.6099 | . | . | .
1864 | Industrial, Existing, SIC39/21/31 Misc, Base Compressed Air, ECM-109, Comp Air - ASD (6-100 hp) | 1.0344 | 8.0047 | 10.61 | . | . | .
1865 | Industrial, Existing, SIC20 Food, Base Compressed Air, ECM-110, Comp Air - Motor practices-1 (6-100 HP) | 1.0345 | 0.99279 | 1.3157 | 0.00040609 | 0.00028446 | 0.0026683
1866 | Industrial, Existing, SIC22-23Textiles, Base Compressed Air, ECM-110, Comp Air - Motor practices-1 (6-100 HP) | 1.0348 | 0.99302 | 1.3157 | 2.56e-06 | 4.25e-06 | 1.175e-05
1867 | Industrial, Existing, SIC24-25 Lumber, Base Compressed Air, ECM-110, Comp Air - Motor practices-1 (6-100 HP) | 1.0346 | 0.99286 | 1.3157 | 9.53e-06 | 7.36e-06 | 5.041e-05
1868 | Industrial, Existing, SIC26 Paper, Base Compressed Air, ECM-110, Comp Air - Motor practices-1 (6-100 HP) | 1.0345 | 0.99276 | 1.3157 | 4.616e-05 | 3.569e-05 | 0.00036782
1869 | Industrial, Existing, SIC27 Printing, Base Compressed Air, ECM-110, Comp Air - Motor practices-1 (6-100 HP) | 1.0345 | 0.99278 | 1.3157 | 2.026e-05 | 1.217e-05 | 0.00013508
1870 | Industrial, Existing, SIC28 Chemicals, Base Compressed Air, ECM-110, Comp Air - Motor practices-1 (6-100 HP) | 1.0344 | 0.99271 | 1.3157 | 2.045e-05 | 1.479e-05 | 0.00020805
1871 | Industrial, Existing, SIC29 Petroleum, Base Compressed Air, ECM-110, Comp Air - Motor practices-1 (6-100 HP) | 1.0344 | 0.9927 | 1.3157 | 1.41e-06 | 1.68e-06 | 1.837e-05
1872 | Industrial, Existing, SIC30 Rubber/Plastics, Base Compressed Air, ECM-110, Comp Air - Motor practices-1 (6-100 HP) | 1.0345 | 0.99279 | 1.3157 | 7.71e-06 | 7.04e-06 | 5.581e-05
1873 | Industrial, Existing, SIC32 Stone/Clay/Glass, Base Compressed Air, ECM-110, Comp Air - Motor practices-1 (6-100 HP) | 1.0345 | 0.99276 | 1.3157 | 0.00017543 | 0.00013806 | 0.0013771
1874 | Industrial, Existing, SIC33 Primary Metals, Base Compressed Air, ECM-110, Comp Air - Motor practices-1 (6-100 HP) | 1.0346 | 0.99285 | 1.3157 | 1.18e-05 | 1.1e-05 | 6.734e-05
1875 | Industrial, Existing, SIC34 Fab Metals, Base Compressed Air, ECM-110, Comp Air - Motor practices-1 (6-100 HP) | 1.0345 | 0.99282 | 1.3157 | 0.0001481 | 0.00013746 | 0.00094181
1876 | Industrial, Existing, SIC35 Ind Machinery, Base Compressed Air, ECM-110, Comp Air - Motor practices-1 (6-100 HP) | 1.0346 | 0.99291 | 1.3157 | 2.362e-05 | 1.087e-05 | 9.477e-05
1877 | Industrial, Existing, SIC36 Electronics, Base Compressed Air, ECM-110, Comp Air - Motor practices-1 (6-100 HP) | 1.0345 | 0.99278 | 1.3157 | 3.012e-05 | 2.42e-05 | 0.00021632
1878 | Industrial, Existing, SIC37 Transp Eqp, Base Compressed Air, ECM-110, Comp Air - Motor practices-1 (6-100 HP) | 1.0346 | 0.99283 | 1.3157 | 6.355e-05 | 5.762e-05 | 0.00039513
1879 | Industrial, Existing, SIC38 Instruments, Base Compressed Air, ECM-110, Comp Air - Motor practices-1 (6-100 HP) | 1.0345 | 0.99278 | 1.3157 | 0.00010639 | 8.957e-05 | 0.00079272
1880 | Industrial, Existing, SIC39/21/31 Misc, Base Compressed Air, ECM-110, Comp Air - Motor practices-1 (6-100 HP) | 1.0345 | 0.99276 | 1.3157 | 6.723e-05 | 5.757e-05 | 0.00053607
1881 | Industrial, Existing, SIC20 Food, Base Compressed Air, ECM-111, Comp Air - Replace 100+ HP motor | 1.0345 | 0.47794 | 0.7398 | 1.272e-05 | 8.91e-06 | 8.357e-05
1882 | Industrial, Existing, SIC22-23Textiles, Base Compressed Air, ECM-111, Comp Air - Replace 100+ HP motor | 1.0348 | 0.47805 | 0.7398 | 8e-08 | 1.3e-07 | 3.7e-07
1883 | Industrial, Existing, SIC24-25 Lumber, Base Compressed Air, ECM-111, Comp Air - Replace 100+ HP motor | 1.0346 | 0.47797 | 0.7398 | 3e-07 | 2.3e-07 | 1.58e-06
1884 | Industrial, Existing, SIC26 Paper, Base Compressed Air, ECM-111, Comp Air - Replace 100+ HP motor | 1.0345 | 0.47792 | 0.7398 | 1.45e-06 | 1.12e-06 | 1.152e-05
1885 | Industrial, Existing, SIC27 Printing, Base Compressed Air, ECM-111, Comp Air - Replace 100+ HP motor | 1.0345 | 0.47794 | 0.7398 | 6.3e-07 | 3.8e-07 | 4.23e-06
1886 | Industrial, Existing, SIC28 Chemicals, Base Compressed Air, ECM-111, Comp Air - Replace 100+ HP motor | 1.0344 | 0.4779 | 0.7398 | 6.4e-07 | 4.6e-07 | 6.52e-06
1887 | Industrial, Existing, SIC29 Petroleum, Base Compressed Air, ECM-111, Comp Air - Replace 100+ HP motor | 1.0344 | 0.4779 | 0.7398 | 4e-08 | 5e-08 | 5.8e-07
1888 | Industrial, Existing, SIC30 Rubber/Plastics, Base Compressed Air, ECM-111, Comp Air - Replace 100+ HP motor | 1.0345 | 0.47794 | 0.7398 | 2.4e-07 | 2.2e-07 | 1.75e-06
1889 | Industrial, Existing, SIC32 Stone/Clay/Glass, Base Compressed Air, ECM-111, Comp Air - Replace 100+ HP motor | 1.0345 | 0.47793 | 0.7398 | 5.49e-06 | 4.32e-06 | 4.313e-05
1890 | Industrial, Existing, SIC33 Primary Metals, Base Compressed Air, ECM-111, Comp Air - Replace 100+ HP motor | 1.0346 | 0.47797 | 0.7398 | 3.7e-07 | 3.4e-07 | 2.11e-06
1891 | Industrial, Existing, SIC34 Fab Metals, Base Compressed Air, ECM-111, Comp Air - Replace 100+ HP motor | 1.0345 | 0.47796 | 0.7398 | 4.64e-06 | 4.31e-06 | 2.95e-05
1892 | Industrial, Existing, SIC35 Ind Machinery, Base Compressed Air, ECM-111, Comp Air - Replace 100+ HP motor | 1.0346 | 0.478 | 0.7398 | 7.4e-07 | 3.4e-07 | 2.97e-06
1893 | Industrial, Existing, SIC36 Electronics, Base Compressed Air, ECM-111, Comp Air - Replace 100+ HP motor | 1.0345 | 0.47794 | 0.7398 | 9.4e-07 | 7.6e-07 | 6.78e-06
1894 | Industrial, Existing, SIC37 Transp Eqp, Base Compressed Air, ECM-111, Comp Air - Replace 100+ HP motor | 1.0346 | 0.47796 | 0.7398 | 1.99e-06 | 1.8e-06 | 1.238e-05
1895 | Industrial, Existing, SIC38 Instruments, Base Compressed Air, ECM-111, Comp Air - Replace 100+ HP motor | 1.0345 | 0.47793 | 0.7398 | 3.33e-06 | 2.81e-06 | 2.483e-05
1896 | Industrial, Existing, SIC39/21/31 Misc, Base Compressed Air, ECM-111, Comp Air - Replace 100+ HP motor | 1.0345 | 0.47793 | 0.7398 | 2.11e-06 | 1.8e-06 | 1.679e-05
1897 | Industrial, Existing, SIC20 Food, Base Compressed Air, ECM-112, Comp Air - ASD (100+ hp) | 1.0344 | 1.595 | 2.4693 | . | . | .
1898 | Industrial, Existing, SIC22-23Textiles, Base Compressed Air, ECM-112, Comp Air - ASD (100+ hp) | 1.0345 | 1.5952 | 2.4691 | . | . | .
1899 | Industrial, Existing, SIC24-25 Lumber, Base Compressed Air, ECM-112, Comp Air - ASD (100+ hp) | 1.0344 | 1.595 | 2.4692 | . | . | .
1900 | Industrial, Existing, SIC26 Paper, Base Compressed Air, ECM-112, Comp Air - ASD (100+ hp) | 1.0344 | 1.595 | 2.4693 | . | . | .
1901 | Industrial, Existing, SIC27 Printing, Base Compressed Air, ECM-112, Comp Air - ASD (100+ hp) | 1.0344 | 1.595 | 2.4693 | . | . | .
1902 | Industrial, Existing, SIC28 Chemicals, Base Compressed Air, ECM-112, Comp Air - ASD (100+ hp) | 1.0343 | 1.595 | 2.4694 | . | . | .
1903 | Industrial, Existing, SIC29 Petroleum, Base Compressed Air, ECM-112, Comp Air - ASD (100+ hp) | 1.0343 | 1.5951 | 2.4694 | . | . | .
1904 | Industrial, Existing, SIC30 Rubber/Plastics, Base Compressed Air, ECM-112, Comp Air - ASD (100+ hp) | 1.0344 | 1.5951 | 2.4693 | . | . | .
1905 | Industrial, Existing, SIC32 Stone/Clay/Glass, Base Compressed Air, ECM-112, Comp Air - ASD (100+ hp) | 1.0344 | 1.595 | 2.4693 | . | . | .
1906 | Industrial, Existing, SIC33 Primary Metals, Base Compressed Air, ECM-112, Comp Air - ASD (100+ hp) | 1.0344 | 1.595 | 2.4692 | . | . | .
1907 | Industrial, Existing, SIC34 Fab Metals, Base Compressed Air, ECM-112, Comp Air - ASD (100+ hp) | 1.0344 | 1.595 | 2.4693 | . | . | .
1908 | Industrial, Existing, SIC35 Ind Machinery, Base Compressed Air, ECM-112, Comp Air - ASD (100+ hp) | 1.0344 | 1.5949 | 2.4691 | . | . | .
1909 | Industrial, Existing, SIC36 Electronics, Base Compressed Air, ECM-112, Comp Air - ASD (100+ hp) | 1.0344 | 1.595 | 2.4693 | . | . | .
1910 | Industrial, Existing, SIC37 Transp Eqp, Base Compressed Air, ECM-112, Comp Air - ASD (100+ hp) | 1.0344 | 1.595 | 2.4693 | . | . | .
1911 | Industrial, Existing, SIC38 Instruments, Base Compressed Air, ECM-112, Comp Air - ASD (100+ hp) | 1.0344 | 1.595 | 2.4693 | . | . | .
1912 | Industrial, Existing, SIC39/21/31 Misc, Base Compressed Air, ECM-112, Comp Air - ASD (100+ hp) | 1.0344 | 1.595 | 2.4693 | . | . | .
1913 | Industrial, Existing, SIC20 Food, Base Compressed Air, ECM-113, Comp Air - Motor practices-1 (100+ HP) | 1.0345 | 0.95742 | 1.482 | 0.00058288 | 0.0004083 | 0.0038299
1914 | Industrial, Existing, SIC22-23Textiles, Base Compressed Air, ECM-113, Comp Air - Motor practices-1 (100+ HP) | 1.0348 | 0.95764 | 1.482 | 3.67e-06 | 6.1e-06 | 1.687e-05
1915 | Industrial, Existing, SIC24-25 Lumber, Base Compressed Air, ECM-113, Comp Air - Motor practices-1 (100+ HP) | 1.0346 | 0.95748 | 1.482 | 1.367e-05 | 1.056e-05 | 7.236e-05
1916 | Industrial, Existing, SIC26 Paper, Base Compressed Air, ECM-113, Comp Air - Motor practices-1 (100+ HP) | 1.0345 | 0.95738 | 1.482 | 6.625e-05 | 5.122e-05 | 0.00052795
1917 | Industrial, Existing, SIC27 Printing, Base Compressed Air, ECM-113, Comp Air - Motor practices-1 (100+ HP) | 1.0345 | 0.95741 | 1.482 | 2.908e-05 | 1.746e-05 | 0.00019389
1918 | Industrial, Existing, SIC28 Chemicals, Base Compressed Air, ECM-113, Comp Air - Motor practices-1 (100+ HP) | 1.0344 | 0.95734 | 1.482 | 2.936e-05 | 2.123e-05 | 0.00029862
1919 | Industrial, Existing, SIC29 Petroleum, Base Compressed Air, ECM-113, Comp Air - Motor practices-1 (100+ HP) | 1.0344 | 0.95733 | 1.482 | 2.03e-06 | 2.41e-06 | 2.636e-05
1920 | Industrial, Existing, SIC30 Rubber/Plastics, Base Compressed Air, ECM-113, Comp Air - Motor practices-1 (100+ HP) | 1.0345 | 0.95741 | 1.482 | 1.106e-05 | 1.01e-05 | 8.011e-05
1921 | Industrial, Existing, SIC32 Stone/Clay/Glass, Base Compressed Air, ECM-113, Comp Air - Motor practices-1 (100+ HP) | 1.0345 | 0.95739 | 1.482 | 0.0002518 | 0.00019817 | 0.0019766
1922 | Industrial, Existing, SIC33 Primary Metals, Base Compressed Air, ECM-113, Comp Air - Motor practices-1 (100+ HP) | 1.0346 | 0.95748 | 1.482 | 1.694e-05 | 1.579e-05 | 9.666e-05
1923 | Industrial, Existing, SIC34 Fab Metals, Base Compressed Air, ECM-113, Comp Air - Motor practices-1 (100+ HP) | 1.0345 | 0.95745 | 1.482 | 0.00021258 | 0.0001973 | 0.0013518
1924 | Industrial, Existing, SIC35 Ind Machinery, Base Compressed Air, ECM-113, Comp Air - Motor practices-1 (100+ HP) | 1.0346 | 0.95753 | 1.482 | 3.391e-05 | 1.56e-05 | 0.00013602
1925 | Industrial, Existing, SIC36 Electronics, Base Compressed Air, ECM-113, Comp Air - Motor practices-1 (100+ HP) | 1.0345 | 0.95741 | 1.482 | 4.323e-05 | 3.473e-05 | 0.0003105
1926 | Industrial, Existing, SIC37 Transp Eqp, Base Compressed Air, ECM-113, Comp Air - Motor practices-1 (100+ HP) | 1.0346 | 0.95745 | 1.482 | 9.121e-05 | 8.27e-05 | 0.00056715
1927 | Industrial, Existing, SIC38 Instruments, Base Compressed Air, ECM-113, Comp Air - Motor practices-1 (100+ HP) | 1.0345 | 0.9574 | 1.482 | 0.0001527 | 0.00012856 | 0.0011378
1928 | Industrial, Existing, SIC39/21/31 Misc, Base Compressed Air, ECM-113, Comp Air - Motor practices-1 (100+ HP) | 1.0345 | 0.95739 | 1.482 | 9.65e-05 | 8.263e-05 | 0.00076944
1929 | Industrial, Existing, SIC20 Food, Base Fans, ECM-201, Fans - O&M | 1.0345 | 6.2568 | 8.2919 | . | . | .
1930 | Industrial, Existing, SIC22-23Textiles, Base Fans, ECM-201, Fans - O&M | 1.0348 | 6.2582 | 8.2919 | . | . | .
1931 | Industrial, Existing, SIC24-25 Lumber, Base Fans, ECM-201, Fans - O&M | 1.0346 | 6.2572 | 8.2919 | . | . | .
1932 | Industrial, Existing, SIC26 Paper, Base Fans, ECM-201, Fans - O&M | 1.0345 | 6.2565 | 8.2919 | . | . | .
1933 | Industrial, Existing, SIC27 Printing, Base Fans, ECM-201, Fans - O&M | 1.0345 | 6.2567 | 8.2919 | . | . | .
1934 | Industrial, Existing, SIC28 Chemicals, Base Fans, ECM-201, Fans - O&M | 1.0344 | 6.2563 | 8.2919 | . | . | .
1935 | Industrial, Existing, SIC29 Petroleum, Base Fans, ECM-201, Fans - O&M | 1.0344 | 6.2562 | 8.2919 | . | . | .
1936 | Industrial, Existing, SIC30 Rubber/Plastics, Base Fans, ECM-201, Fans - O&M | 1.0345 | 6.2567 | 8.2919 | . | . | .
1937 | Industrial, Existing, SIC32 Stone/Clay/Glass, Base Fans, ECM-201, Fans - O&M | 1.0345 | 6.2566 | 8.2919 | . | . | .
1938 | Industrial, Existing, SIC33 Primary Metals, Base Fans, ECM-201, Fans - O&M | 1.0346 | 6.2571 | 8.2919 | . | . | .
1939 | Industrial, Existing, SIC34 Fab Metals, Base Fans, ECM-201, Fans - O&M | 1.0345 | 6.2569 | 8.2919 | . | . | .
1940 | Industrial, Existing, SIC35 Ind Machinery, Base Fans, ECM-201, Fans - O&M | 1.0346 | 6.2575 | 8.2919 | . | . | .
1941 | Industrial, Existing, SIC36 Electronics, Base Fans, ECM-201, Fans - O&M | 1.0345 | 6.2567 | 8.2919 | . | . | .
1942 | Industrial, Existing, SIC37 Transp Eqp, Base Fans, ECM-201, Fans - O&M | 1.0346 | 6.257 | 8.2919 | . | . | .
1943 | Industrial, Existing, SIC38 Instruments, Base Fans, ECM-201, Fans - O&M | 1.0345 | 6.2567 | 8.2919 | . | . | .
1944 | Industrial, Existing, SIC39/21/31 Misc, Base Fans, ECM-201, Fans - O&M | 1.0345 | 6.2566 | 8.2919 | . | . | .
1945 | Industrial, Existing, SIC20 Food, Base Fans, ECM-202, Fans - Controls | 1.0345 | 1.1775 | 1.5605 | 0.0098421 | 0.0068943 | 0.064669
1946 | Industrial, Existing, SIC22-23Textiles, Base Fans, ECM-202, Fans - Controls | 1.0348 | 1.1778 | 1.5605 | 0.00010716 | 0.00017819 | 0.00049256
1947 | Industrial, Existing, SIC24-25 Lumber, Base Fans, ECM-202, Fans - Controls | 1.0346 | 1.1776 | 1.5605 | 0.00039924 | 0.00030843 | 0.0021131
1948 | Industrial, Existing, SIC26 Paper, Base Fans, ECM-202, Fans - Controls | 1.0345 | 1.1775 | 1.5605 | 0.0041503 | 0.0032089 | 0.033073
1949 | Industrial, Existing, SIC27 Printing, Base Fans, ECM-202, Fans - Controls | 1.0345 | 1.1775 | 1.5605 | 0.00084926 | 0.00050998 | 0.005662
1950 | Industrial, Existing, SIC28 Chemicals, Base Fans, ECM-202, Fans - Controls | 1.0344 | 1.1774 | 1.5605 | 0.0011489 | 0.00083087 | 0.011686
1951 | Industrial, Existing, SIC29 Petroleum, Base Fans, ECM-202, Fans - Controls | 1.0344 | 1.1774 | 1.5605 | 1.878e-05 | 2.229e-05 | 0.00024404
1952 | Industrial, Existing, SIC30 Rubber/Plastics, Base Fans, ECM-202, Fans - Controls | 1.0345 | 1.1775 | 1.5605 | 0.00032301 | 0.00029508 | 0.0023394
1953 | Industrial, Existing, SIC32 Stone/Clay/Glass, Base Fans, ECM-202, Fans - Controls | 1.0345 | 1.1775 | 1.5605 | 0.0091287 | 0.0071845 | 0.071659
1954 | Industrial, Existing, SIC33 Primary Metals, Base Fans, ECM-202, Fans - Controls | 1.0346 | 1.1776 | 1.5605 | 0.00061422 | 0.00057256 | 0.0035043
1955 | Industrial, Existing, SIC34 Fab Metals, Base Fans, ECM-202, Fans - Controls | 1.0345 | 1.1776 | 1.5605 | 0.0018266 | 0.0016954 | 0.011616
1956 | Industrial, Existing, SIC35 Ind Machinery, Base Fans, ECM-202, Fans - Controls | 1.0346 | 1.1777 | 1.5606 | 0.00018942 | 8.714e-05 | 0.00075981
1957 | Industrial, Existing, SIC36 Electronics, Base Fans, ECM-202, Fans - Controls | 1.0345 | 1.1775 | 1.5605 | 0.00020211 | 0.00016238 | 0.0014515
1958 | Industrial, Existing, SIC37 Transp Eqp, Base Fans, ECM-202, Fans - Controls | 1.0346 | 1.1776 | 1.5605 | 0.00062999 | 0.00057119 | 0.0039172
1959 | Industrial, Existing, SIC38 Instruments, Base Fans, ECM-202, Fans - Controls | 1.0345 | 1.1775 | 1.5605 | 0.0010682 | 0.00089931 | 0.0079593
1960 | Industrial, Existing, SIC39/21/31 Misc, Base Fans, ECM-202, Fans - Controls | 1.0345 | 1.1775 | 1.5605 | 0.00055288 | 0.00047343 | 0.0044086
1961 | Industrial, Existing, SIC20 Food, Base Fans, ECM-203, Fans - System Optimization | 1.0344 | 1.257 | 1.666 | 0.00082052 | 0.0012171 | 0.011416
1962 | Industrial, Existing, SIC22-23Textiles, Base Fans, ECM-203, Fans - System Optimization | 1.0346 | 1.2572 | 1.666 | 8.93e-06 | 3.145e-05 | 8.694e-05
1963 | Industrial, Existing, SIC24-25 Lumber, Base Fans, ECM-203, Fans - System Optimization | 1.0345 | 1.2571 | 1.666 | 3.328e-05 | 5.445e-05 | 0.00037299
1964 | Industrial, Existing, SIC26 Paper, Base Fans, ECM-203, Fans - System Optimization | 1.0344 | 1.257 | 1.6661 | 0.00034602 | 0.00056653 | 0.0058387
1965 | Industrial, Existing, SIC27 Printing, Base Fans, ECM-203, Fans - System Optimization | 1.0344 | 1.257 | 1.6661 | 7.08e-05 | 9.003e-05 | 0.0009995
1966 | Industrial, Existing, SIC28 Chemicals, Base Fans, ECM-203, Fans - System Optimization | 1.0344 | 1.257 | 1.6661 | 9.579e-05 | 0.0001467 | 0.0020632
1967 | Industrial, Existing, SIC29 Petroleum, Base Fans, ECM-203, Fans - System Optimization | 1.0344 | 1.257 | 1.6661 | 1.57e-06 | 3.94e-06 | 4.309e-05
1968 | Industrial, Existing, SIC30 Rubber/Plastics, Base Fans, ECM-203, Fans - System Optimization | 1.0344 | 1.2571 | 1.6661 | 2.693e-05 | 5.21e-05 | 0.00041298
1969 | Industrial, Existing, SIC32 Stone/Clay/Glass, Base Fans, ECM-203, Fans - System Optimization | 1.0344 | 1.257 | 1.6661 | 0.00076108 | 0.0012684 | 0.012651
1970 | Industrial, Existing, SIC33 Primary Metals, Base Fans, ECM-203, Fans - System Optimization | 1.0345 | 1.2571 | 1.666 | 5.12e-05 | 0.00010108 | 0.00061858
1971 | Industrial, Existing, SIC34 Fab Metals, Base Fans, ECM-203, Fans - System Optimization | 1.0345 | 1.2571 | 1.666 | 0.00015228 | 0.0002993 | 0.0020505
1972 | Industrial, Existing, SIC35 Ind Machinery, Base Fans, ECM-203, Fans - System Optimization | 1.0345 | 1.257 | 1.666 | 1.579e-05 | 1.538e-05 | 0.0001341
1973 | Industrial, Existing, SIC36 Electronics, Base Fans, ECM-203, Fans - System Optimization | 1.0344 | 1.257 | 1.6661 | 1.685e-05 | 2.867e-05 | 0.00025624
1974 | Industrial, Existing, SIC37 Transp Eqp, Base Fans, ECM-203, Fans - System Optimization | 1.0345 | 1.2571 | 1.666 | 5.252e-05 | 0.00010084 | 0.00069149
1975 | Industrial, Existing, SIC38 Instruments, Base Fans, ECM-203, Fans - System Optimization | 1.0344 | 1.257 | 1.6661 | 8.906e-05 | 0.00015877 | 0.0014051
1976 | Industrial, Existing, SIC39/21/31 Misc, Base Fans, ECM-203, Fans - System Optimization | 1.0344 | 1.257 | 1.6661 | 4.61e-05 | 8.358e-05 | 0.00077829
1977 | Industrial, Existing, SIC20 Food, Base Fans, ECM-204, Fans- Improve components | 1.0345 | 3.2527 | 4.3107 | . | . | .
1978 | Industrial, Existing, SIC22-23Textiles, Base Fans, ECM-204, Fans- Improve components | 1.0348 | 3.2534 | 4.3107 | . | . | .
1979 | Industrial, Existing, SIC24-25 Lumber, Base Fans, ECM-204, Fans- Improve components | 1.0346 | 3.2529 | 4.3107 | . | . | .
1980 | Industrial, Existing, SIC26 Paper, Base Fans, ECM-204, Fans- Improve components | 1.0345 | 3.2526 | 4.3107 | . | . | .
1981 | Industrial, Existing, SIC27 Printing, Base Fans, ECM-204, Fans- Improve components | 1.0345 | 3.2527 | 4.3107 | . | . | .
1982 | Industrial, Existing, SIC28 Chemicals, Base Fans, ECM-204, Fans- Improve components | 1.0344 | 3.2524 | 4.3107 | . | . | .
1983 | Industrial, Existing, SIC29 Petroleum, Base Fans, ECM-204, Fans- Improve components | 1.0344 | 3.2524 | 4.3107 | . | . | .
1984 | Industrial, Existing, SIC30 Rubber/Plastics, Base Fans, ECM-204, Fans- Improve components | 1.0345 | 3.2527 | 4.3107 | . | . | .
1985 | Industrial, Existing, SIC32 Stone/Clay/Glass, Base Fans, ECM-204, Fans- Improve components | 1.0345 | 3.2526 | 4.3107 | . | . | .
1986 | Industrial, Existing, SIC33 Primary Metals, Base Fans, ECM-204, Fans- Improve components | 1.0346 | 3.2529 | 4.3107 | . | . | .
1987 | Industrial, Existing, SIC34 Fab Metals, Base Fans, ECM-204, Fans- Improve components | 1.0345 | 3.2528 | 4.3107 | . | . | .
1988 | Industrial, Existing, SIC35 Ind Machinery, Base Fans, ECM-204, Fans- Improve components | 1.0346 | 3.2531 | 4.3107 | . | . | .
1989 | Industrial, Existing, SIC36 Electronics, Base Fans, ECM-204, Fans- Improve components | 1.0345 | 3.2527 | 4.3107 | . | . | .
1990 | Industrial, Existing, SIC37 Transp Eqp, Base Fans, ECM-204, Fans- Improve components | 1.0346 | 3.2528 | 4.3107 | . | . | .
1991 | Industrial, Existing, SIC38 Instruments, Base Fans, ECM-204, Fans- Improve components | 1.0345 | 3.2526 | 4.3107 | . | . | .
1992 | Industrial, Existing, SIC39/21/31 Misc, Base Fans, ECM-204, Fans- Improve components | 1.0345 | 3.2526 | 4.3107 | . | . | .
1993 | Industrial, Existing, SIC20 Food, Base Fans, ECM-205, Fans - Replace 1-5 HP motor | 1.0345 | 0.1928 | 0.22597 | 5e-08 | 4e-08 | 3.3e-07
1994 | Industrial, Existing, SIC22-23Textiles, Base Fans, ECM-205, Fans - Replace 1-5 HP motor | 1.0348 | 0.19285 | 0.22597 | 0 | 0 | 0
1995 | Industrial, Existing, SIC24-25 Lumber, Base Fans, ECM-205, Fans - Replace 1-5 HP motor | 1.0346 | 0.19282 | 0.22597 | 0 | 0 | 1e-08
1996 | Industrial, Existing, SIC26 Paper, Base Fans, ECM-205, Fans - Replace 1-5 HP motor | 1.0345 | 0.1928 | 0.22597 | 2e-08 | 2e-08 | 1.7e-07
1997 | Industrial, Existing, SIC27 Printing, Base Fans, ECM-205, Fans - Replace 1-5 HP motor | 1.0345 | 0.1928 | 0.22597 | 0 | 0 | 3e-08
1998 | Industrial, Existing, SIC28 Chemicals, Base Fans, ECM-205, Fans - Replace 1-5 HP motor | 1.0344 | 0.19279 | 0.22597 | 1e-08 | 0 | 6e-08
1999 | Industrial, Existing, SIC29 Petroleum, Base Fans, ECM-205, Fans - Replace 1-5 HP motor | 1.0344 | 0.19279 | 0.22597 | 0 | 0 | 0
2000 | Industrial, Existing, SIC30 Rubber/Plastics, Base Fans, ECM-205, Fans - Replace 1-5 HP motor | 1.0345 | 0.1928 | 0.22597 | 0 | 0 | 1e-08
2001 | Industrial, Existing, SIC32 Stone/Clay/Glass, Base Fans, ECM-205, Fans - Replace 1-5 HP motor | 1.0345 | 0.1928 | 0.22597 | 5e-08 | 4e-08 | 3.6e-07
2002 | Industrial, Existing, SIC33 Primary Metals, Base Fans, ECM-205, Fans - Replace 1-5 HP motor | 1.0346 | 0.19282 | 0.22597 | 0 | 0 | 2e-08
2003 | Industrial, Existing, SIC34 Fab Metals, Base Fans, ECM-205, Fans - Replace 1-5 HP motor | 1.0345 | 0.19281 | 0.22597 | 1e-08 | 1e-08 | 6e-08
2004 | Industrial, Existing, SIC35 Ind Machinery, Base Fans, ECM-205, Fans - Replace 1-5 HP motor | 1.0346 | 0.19283 | 0.22597 | 0 | 0 | 0
2005 | Industrial, Existing, SIC36 Electronics, Base Fans, ECM-205, Fans - Replace 1-5 HP motor | 1.0345 | 0.1928 | 0.22597 | 0 | 0 | 1e-08
2006 | Industrial, Existing, SIC37 Transp Eqp, Base Fans, ECM-205, Fans - Replace 1-5 HP motor | 1.0346 | 0.19281 | 0.22597 | 0 | 0 | 2e-08
2007 | Industrial, Existing, SIC38 Instruments, Base Fans, ECM-205, Fans - Replace 1-5 HP motor | 1.0345 | 0.1928 | 0.22597 | 1e-08 | 0 | 4e-08
2008 | Industrial, Existing, SIC39/21/31 Misc, Base Fans, ECM-205, Fans - Replace 1-5 HP motor | 1.0345 | 0.1928 | 0.22597 | 0 | 0 | 2e-08
2009 | Industrial, Existing, SIC20 Food, Base Fans, ECM-206, Fans - ASD (1-5 hp) | 1.0344 | 0.291 | 0.3411 | 3e-08 | 2e-07 | 1.92e-06
2010 | Industrial, Existing, SIC22-23Textiles, Base Fans, ECM-206, Fans - ASD (1-5 hp) | 1.0345 | 0.29103 | 0.34108 | 0 | 1e-08 | 1e-08
2011 | Industrial, Existing, SIC24-25 Lumber, Base Fans, ECM-206, Fans - ASD (1-5 hp) | 1.0344 | 0.29099 | 0.34109 | 0 | 1e-08 | 6e-08
2012 | Industrial, Existing, SIC26 Paper, Base Fans, ECM-206, Fans - ASD (1-5 hp) | 1.0344 | 0.291 | 0.34111 | 1e-08 | 1e-07 | 9.8e-07
2013 | Industrial, Existing, SIC27 Printing, Base Fans, ECM-206, Fans - ASD (1-5 hp) | 1.0344 | 0.29099 | 0.3411 | 0 | 2e-08 | 1.7e-07
2014 | Industrial, Existing, SIC28 Chemicals, Base Fans, ECM-206, Fans - ASD (1-5 hp) | 1.0343 | 0.291 | 0.34112 | 0 | 2e-08 | 3.5e-07
2015 | Industrial, Existing, SIC29 Petroleum, Base Fans, ECM-206, Fans - ASD (1-5 hp) | 1.0343 | 0.29101 | 0.34112 | 0 | 0 | 1e-08
2016 | Industrial, Existing, SIC30 Rubber/Plastics, Base Fans, ECM-206, Fans - ASD (1-5 hp) | 1.0344 | 0.291 | 0.3411 | 0 | 1e-08 | 7e-08
2017 | Industrial, Existing, SIC32 Stone/Clay/Glass, Base Fans, ECM-206, Fans - ASD (1-5 hp) | 1.0344 | 0.291 | 0.34111 | 2e-08 | 2.1e-07 | 2.12e-06
2018 | Industrial, Existing, SIC33 Primary Metals, Base Fans, ECM-206, Fans - ASD (1-5 hp) | 1.0344 | 0.291 | 0.34109 | 0 | 2e-08 | 1e-07
2019 | Industrial, Existing, SIC34 Fab Metals, Base Fans, ECM-206, Fans - ASD (1-5 hp) | 1.0344 | 0.291 | 0.3411 | 0 | 5e-08 | 3.4e-07
2020 | Industrial, Existing, SIC35 Ind Machinery, Base Fans, ECM-206, Fans - ASD (1-5 hp) | 1.0344 | 0.29097 | 0.34107 | 0 | 0 | 2e-08
2021 | Industrial, Existing, SIC36 Electronics, Base Fans, ECM-206, Fans - ASD (1-5 hp) | 1.0344 | 0.291 | 0.3411 | 0 | 0 | 4e-08
2022 | Industrial, Existing, SIC37 Transp Eqp, Base Fans, ECM-206, Fans - ASD (1-5 hp) | 1.0344 | 0.291 | 0.3411 | 0 | 2e-08 | 1.2e-07
2023 | Industrial, Existing, SIC38 Instruments, Base Fans, ECM-206, Fans - ASD (1-5 hp) | 1.0344 | 0.291 | 0.3411 | 0 | 3e-08 | 2.4e-07
2024 | Industrial, Existing, SIC39/21/31 Misc, Base Fans, ECM-206, Fans - ASD (1-5 hp) | 1.0344 | 0.291 | 0.34111 | 0 | 1e-08 | 1.3e-07
2025 | Industrial, Existing, SIC20 Food, Base Fans, ECM-207, Fans - Motor practices-1 (1-5 HP) | 1.0345 | 0.79315 | 0.92958 | 5.674e-05 | 3.975e-05 | 0.00037283
2026 | Industrial, Existing, SIC22-23Textiles, Base Fans, ECM-207, Fans - Motor practices-1 (1-5 HP) | 1.0348 | 0.79334 | 0.92959 | 6.2e-07 | 1.03e-06 | 2.84e-06
2027 | Industrial, Existing, SIC24-25 Lumber, Base Fans, ECM-207, Fans - Motor practices-1 (1-5 HP) | 1.0346 | 0.79321 | 0.92959 | 2.3e-06 | 1.78e-06 | 1.218e-05
2028 | Industrial, Existing, SIC26 Paper, Base Fans, ECM-207, Fans - Motor practices-1 (1-5 HP) | 1.0345 | 0.79312 | 0.92958 | 2.393e-05 | 1.85e-05 | 0.00019067
2029 | Industrial, Existing, SIC27 Printing, Base Fans, ECM-207, Fans - Motor practices-1 (1-5 HP) | 1.0345 | 0.79314 | 0.92958 | 4.9e-06 | 2.94e-06 | 3.264e-05
2030 | Industrial, Existing, SIC28 Chemicals, Base Fans, ECM-207, Fans - Motor practices-1 (1-5 HP) | 1.0344 | 0.79309 | 0.92958 | 6.62e-06 | 4.79e-06 | 6.737e-05
2031 | Industrial, Existing, SIC29 Petroleum, Base Fans, ECM-207, Fans - Motor practices-1 (1-5 HP) | 1.0344 | 0.79308 | 0.92958 | 1.1e-07 | 1.3e-07 | 1.41e-06
2032 | Industrial, Existing, SIC30 Rubber/Plastics, Base Fans, ECM-207, Fans - Motor practices-1 (1-5 HP) | 1.0345 | 0.79315 | 0.92958 | 1.86e-06 | 1.7e-06 | 1.349e-05
2033 | Industrial, Existing, SIC32 Stone/Clay/Glass, Base Fans, ECM-207, Fans - Motor practices-1 (1-5 HP) | 1.0345 | 0.79313 | 0.92958 | 5.263e-05 | 4.142e-05 | 0.00041313
2034 | Industrial, Existing, SIC33 Primary Metals, Base Fans, ECM-207, Fans - Motor practices-1 (1-5 HP) | 1.0346 | 0.7932 | 0.92958 | 3.54e-06 | 3.3e-06 | 2.02e-05
2035 | Industrial, Existing, SIC34 Fab Metals, Base Fans, ECM-207, Fans - Motor practices-1 (1-5 HP) | 1.0345 | 0.79318 | 0.92958 | 1.053e-05 | 9.77e-06 | 6.697e-05
2036 | Industrial, Existing, SIC35 Ind Machinery, Base Fans, ECM-207, Fans - Motor practices-1 (1-5 HP) | 1.0346 | 0.79325 | 0.92959 | 1.09e-06 | 5e-07 | 4.38e-06
2037 | Industrial, Existing, SIC36 Electronics, Base Fans, ECM-207, Fans - Motor practices-1 (1-5 HP) | 1.0345 | 0.79314 | 0.92958 | 1.17e-06 | 9.4e-07 | 8.37e-06
2038 | Industrial, Existing, SIC37 Transp Eqp, Base Fans, ECM-207, Fans - Motor practices-1 (1-5 HP) | 1.0346 | 0.79318 | 0.92958 | 3.63e-06 | 3.29e-06 | 2.258e-05
2039 | Industrial, Existing, SIC38 Instruments, Base Fans, ECM-207, Fans - Motor practices-1 (1-5 HP) | 1.0345 | 0.79314 | 0.92958 | 6.16e-06 | 5.18e-06 | 4.589e-05
2040 | Industrial, Existing, SIC39/21/31 Misc, Base Fans, ECM-207, Fans - Motor practices-1 (1-5 HP) | 1.0345 | 0.79313 | 0.92958 | 3.19e-06 | 2.73e-06 | 2.542e-05
2041 | Industrial, Existing, SIC20 Food, Base Fans, ECM-208, Fans - Replace 6-100 HP motor | 1.0345 | 0.30076 | 0.39859 | 2.04e-06 | 1.43e-06 | 1.342e-05
2042 | Industrial, Existing, SIC22-23Textiles, Base Fans, ECM-208, Fans - Replace 6-100 HP motor | 1.0348 | 0.30083 | 0.39859 | 2e-08 | 4e-08 | 1e-07
2043 | Industrial, Existing, SIC24-25 Lumber, Base Fans, ECM-208, Fans - Replace 6-100 HP motor | 1.0346 | 0.30078 | 0.39859 | 8e-08 | 6e-08 | 4.4e-07
2044 | Industrial, Existing, SIC26 Paper, Base Fans, ECM-208, Fans - Replace 6-100 HP motor | 1.0345 | 0.30075 | 0.39859 | 8.6e-07 | 6.7e-07 | 6.86e-06
2045 | Industrial, Existing, SIC27 Printing, Base Fans, ECM-208, Fans - Replace 6-100 HP motor | 1.0345 | 0.30076 | 0.39859 | 1.8e-07 | 1.1e-07 | 1.17e-06
2046 | Industrial, Existing, SIC28 Chemicals, Base Fans, ECM-208, Fans - Replace 6-100 HP motor | 1.0344 | 0.30073 | 0.39859 | 2.4e-07 | 1.7e-07 | 2.43e-06
2047 | Industrial, Existing, SIC29 Petroleum, Base Fans, ECM-208, Fans - Replace 6-100 HP motor | 1.0344 | 0.30073 | 0.39859 | 0 | 0 | 5e-08
2048 | Industrial, Existing, SIC30 Rubber/Plastics, Base Fans, ECM-208, Fans - Replace 6-100 HP motor | 1.0345 | 0.30076 | 0.39859 | 7e-08 | 6e-08 | 4.9e-07
2049 | Industrial, Existing, SIC32 Stone/Clay/Glass, Base Fans, ECM-208, Fans - Replace 6-100 HP motor | 1.0345 | 0.30075 | 0.39859 | 1.89e-06 | 1.49e-06 | 1.487e-05
2050 | Industrial, Existing, SIC33 Primary Metals, Base Fans, ECM-208, Fans - Replace 6-100 HP motor | 1.0346 | 0.30078 | 0.39859 | 1.3e-07 | 1.2e-07 | 7.3e-07
2051 | Industrial, Existing, SIC34 Fab Metals, Base Fans, ECM-208, Fans - Replace 6-100 HP motor | 1.0345 | 0.30077 | 0.39859 | 3.8e-07 | 3.5e-07 | 2.41e-06
2052 | Industrial, Existing, SIC35 Ind Machinery, Base Fans, ECM-208, Fans - Replace 6-100 HP motor | 1.0346 | 0.3008 | 0.39859 | 4e-08 | 2e-08 | 1.6e-07
2053 | Industrial, Existing, SIC36 Electronics, Base Fans, ECM-208, Fans - Replace 6-100 HP motor | 1.0345 | 0.30076 | 0.39859 | 4e-08 | 3e-08 | 3e-07
2054 | Industrial, Existing, SIC37 Transp Eqp, Base Fans, ECM-208, Fans - Replace 6-100 HP motor | 1.0346 | 0.30077 | 0.39859 | 1.3e-07 | 1.2e-07 | 8.1e-07
2055 | Industrial, Existing, SIC38 Instruments, Base Fans, ECM-208, Fans - Replace 6-100 HP motor | 1.0345 | 0.30075 | 0.39859 | 2.2e-07 | 1.9e-07 | 1.65e-06
2056 | Industrial, Existing, SIC39/21/31 Misc, Base Fans, ECM-208, Fans - Replace 6-100 HP motor | 1.0345 | 0.30075 | 0.39859 | 1.1e-07 | 1e-07 | 9.1e-07
2057 | Industrial, Existing, SIC20 Food, Base Fans, ECM-209, Fans - ASD (6-100 hp) | 1.0344 | 8.0225 | 10.6335 | . | . | .
2058 | Industrial, Existing, SIC22-23Textiles, Base Fans, ECM-209, Fans - ASD (6-100 hp) | 1.0345 | 8.0233 | 10.6328 | . | . | .
2059 | Industrial, Existing, SIC24-25 Lumber, Base Fans, ECM-209, Fans - ASD (6-100 hp) | 1.0344 | 8.0224 | 10.6331 | . | . | .
2060 | Industrial, Existing, SIC26 Paper, Base Fans, ECM-209, Fans - ASD (6-100 hp) | 1.0344 | 8.0226 | 10.6337 | . | . | .
2061 | Industrial, Existing, SIC27 Printing, Base Fans, ECM-209, Fans - ASD (6-100 hp) | 1.0344 | 8.0224 | 10.6335 | . | . | .
2062 | Industrial, Existing, SIC28 Chemicals, Base Fans, ECM-209, Fans - ASD (6-100 hp) | 1.0343 | 8.0226 | 10.634 | . | . | .
2063 | Industrial, Existing, SIC29 Petroleum, Base Fans, ECM-209, Fans - ASD (6-100 hp) | 1.0343 | 8.0229 | 10.6342 | . | . | .
2064 | Industrial, Existing, SIC30 Rubber/Plastics, Base Fans, ECM-209, Fans - ASD (6-100 hp) | 1.0344 | 8.0227 | 10.6336 | . | . | .
2065 | Industrial, Existing, SIC32 Stone/Clay/Glass, Base Fans, ECM-209, Fans - ASD (6-100 hp) | 1.0344 | 8.0226 | 10.6337 | . | . | .
2066 | Industrial, Existing, SIC33 Primary Metals, Base Fans, ECM-209, Fans - ASD (6-100 hp) | 1.0344 | 8.0226 | 10.6333 | . | . | .
2067 | Industrial, Existing, SIC34 Fab Metals, Base Fans, ECM-209, Fans - ASD (6-100 hp) | 1.0344 | 8.0226 | 10.6334 | . | . | .
2068 | Industrial, Existing, SIC35 Ind Machinery, Base Fans, ECM-209, Fans - ASD (6-100 hp) | 1.0344 | 8.0219 | 10.6325 | . | . | .
2069 | Industrial, Existing, SIC36 Electronics, Base Fans, ECM-209, Fans - ASD (6-100 hp) | 1.0344 | 8.0226 | 10.6336 | . | . | .
2070 | Industrial, Existing, SIC37 Transp Eqp, Base Fans, ECM-209, Fans - ASD (6-100 hp) | 1.0344 | 8.0226 | 10.6334 | . | . | .
2071 | Industrial, Existing, SIC38 Instruments, Base Fans, ECM-209, Fans - ASD (6-100 hp) | 1.0344 | 8.0226 | 10.6337 | . | . | .
2072 | Industrial, Existing, SIC39/21/31 Misc, Base Fans, ECM-209, Fans - ASD (6-100 hp) | 1.0344 | 8.0227 | 10.6337 | . | . | .
2073 | Industrial, Existing, SIC20 Food, Base Fans, ECM-210, Fans - Motor practices-1 (6-100 HP) | 1.0345 | 1.356 | 1.7971 | 0.0012853 | 0.00090037 | 0.0084455
2074 | Industrial, Existing, SIC22-23Textiles, Base Fans, ECM-210, Fans - Motor practices-1 (6-100 HP) | 1.0348 | 1.3563 | 1.7971 | 1.399e-05 | 2.327e-05 | 6.433e-05
2075 | Industrial, Existing, SIC24-25 Lumber, Base Fans, ECM-210, Fans - Motor practices-1 (6-100 HP) | 1.0346 | 1.3561 | 1.7971 | 5.214e-05 | 4.028e-05 | 0.00027596
2076 | Industrial, Existing, SIC26 Paper, Base Fans, ECM-210, Fans - Motor practices-1 (6-100 HP) | 1.0345 | 1.356 | 1.7971 | 0.00054201 | 0.00041907 | 0.0043193
2077 | Industrial, Existing, SIC27 Printing, Base Fans, ECM-210, Fans - Motor practices-1 (6-100 HP) | 1.0345 | 1.356 | 1.7971 | 0.00011091 | 6.66e-05 | 0.00073943
2078 | Industrial, Existing, SIC28 Chemicals, Base Fans, ECM-210, Fans - Motor practices-1 (6-100 HP) | 1.0344 | 1.3559 | 1.7971 | 0.00015004 | 0.00010851 | 0.0015261
2079 | Industrial, Existing, SIC29 Petroleum, Base Fans, ECM-210, Fans - Motor practices-1 (6-100 HP) | 1.0344 | 1.3559 | 1.7971 | 2.45e-06 | 2.91e-06 | 3.187e-05
2080 | Industrial, Existing, SIC30 Rubber/Plastics, Base Fans, ECM-210, Fans - Motor practices-1 (6-100 HP) | 1.0345 | 1.356 | 1.7971 | 4.218e-05 | 3.854e-05 | 0.00030552
2081 | Industrial, Existing, SIC32 Stone/Clay/Glass, Base Fans, ECM-210, Fans - Motor practices-1 (6-100 HP) | 1.0345 | 1.356 | 1.7971 | 0.0011922 | 0.00093827 | 0.0093584
2082 | Industrial, Existing, SIC33 Primary Metals, Base Fans, ECM-210, Fans - Motor practices-1 (6-100 HP) | 1.0346 | 1.3561 | 1.7971 | 8.021e-05 | 7.477e-05 | 0.00045765
2083 | Industrial, Existing, SIC34 Fab Metals, Base Fans, ECM-210, Fans - Motor practices-1 (6-100 HP) | 1.0345 | 1.356 | 1.7971 | 0.00023855 | 0.00022141 | 0.001517
2084 | Industrial, Existing, SIC35 Ind Machinery, Base Fans, ECM-210, Fans - Motor practices-1 (6-100 HP) | 1.0346 | 1.3562 | 1.7971 | 2.474e-05 | 1.138e-05 | 9.923e-05
2085 | Industrial, Existing, SIC36 Electronics, Base Fans, ECM-210, Fans - Motor practices-1 (6-100 HP) | 1.0345 | 1.356 | 1.7971 | 2.639e-05 | 2.121e-05 | 0.00018956
2086 | Industrial, Existing, SIC37 Transp Eqp, Base Fans, ECM-210, Fans - Motor practices-1 (6-100 HP) | 1.0346 | 1.3561 | 1.7971 | 8.227e-05 | 7.46e-05 | 0.00051158
2087 | Industrial, Existing, SIC38 Instruments, Base Fans, ECM-210, Fans - Motor practices-1 (6-100 HP) | 1.0345 | 1.356 | 1.7971 | 0.0001395 | 0.00011745 | 0.0010394
2088 | Industrial, Existing, SIC39/21/31 Misc, Base Fans, ECM-210, Fans - Motor practices-1 (6-100 HP) | 1.0345 | 1.356 | 1.7971 | 7.22e-05 | 6.183e-05 | 0.00057575
2089 | Industrial, Existing, SIC20 Food, Base Fans, ECM-211, Fans - Replace 100+ HP motor | 1.0345 | 0.56679 | 0.87732 | 2.598e-05 | 1.82e-05 | 0.00017073
2090 | Industrial, Existing, SIC22-23Textiles, Base Fans, ECM-211, Fans - Replace 100+ HP motor | 1.0348 | 0.56692 | 0.87733 | 2.8e-07 | 4.7e-07 | 1.3e-06
2091 | Industrial, Existing, SIC24-25 Lumber, Base Fans, ECM-211, Fans - Replace 100+ HP motor | 1.0346 | 0.56682 | 0.87732 | 1.05e-06 | 8.1e-07 | 5.58e-06
2092 | Industrial, Existing, SIC26 Paper, Base Fans, ECM-211, Fans - Replace 100+ HP motor | 1.0345 | 0.56676 | 0.87732 | 1.096e-05 | 8.47e-06 | 8.732e-05
2093 | Industrial, Existing, SIC27 Printing, Base Fans, ECM-211, Fans - Replace 100+ HP motor | 1.0345 | 0.56678 | 0.87732 | 2.24e-06 | 1.35e-06 | 1.495e-05
2094 | Industrial, Existing, SIC28 Chemicals, Base Fans, ECM-211, Fans - Replace 100+ HP motor | 1.0344 | 0.56674 | 0.87732 | 3.03e-06 | 2.19e-06 | 3.085e-05
2095 | Industrial, Existing, SIC29 Petroleum, Base Fans, ECM-211, Fans - Replace 100+ HP motor | 1.0344 | 0.56673 | 0.87732 | 5e-08 | 6e-08 | 6.4e-07
2096 | Industrial, Existing, SIC30 Rubber/Plastics, Base Fans, ECM-211, Fans - Replace 100+ HP motor | 1.0345 | 0.56678 | 0.87732 | 8.5e-07 | 7.8e-07 | 6.18e-06
2097 | Industrial, Existing, SIC32 Stone/Clay/Glass, Base Fans, ECM-211, Fans - Replace 100+ HP motor | 1.0345 | 0.56677 | 0.87732 | 2.41e-05 | 1.897e-05 | 0.00018919
2098 | Industrial, Existing, SIC33 Primary Metals, Base Fans, ECM-211, Fans - Replace 100+ HP motor | 1.0346 | 0.56682 | 0.87732 | 1.62e-06 | 1.51e-06 | 9.25e-06
2099 | Industrial, Existing, SIC34 Fab Metals, Base Fans, ECM-211, Fans - Replace 100+ HP motor | 1.0345 | 0.5668 | 0.87732 | 4.82e-06 | 4.48e-06 | 3.067e-05
2100 | Industrial, Existing, SIC35 Ind Machinery, Base Fans, ECM-211, Fans - Replace 100+ HP motor | 1.0346 | 0.56685 | 0.87733 | 5e-07 | 2.3e-07 | 2.01e-06
2101 | Industrial, Existing, SIC36 Electronics, Base Fans, ECM-211, Fans - Replace 100+ HP motor | 1.0345 | 0.56678 | 0.87732 | 5.3e-07 | 4.3e-07 | 3.83e-06
2102 | Industrial, Existing, SIC37 Transp Eqp, Base Fans, ECM-211, Fans - Replace 100+ HP motor | 1.0346 | 0.56681 | 0.87732 | 1.66e-06 | 1.51e-06 | 1.034e-05
2103 | Industrial, Existing, SIC38 Instruments, Base Fans, ECM-211, Fans - Replace 100+ HP motor | 1.0345 | 0.56678 | 0.87732 | 2.82e-06 | 2.37e-06 | 2.101e-05
2104 | Industrial, Existing, SIC39/21/31 Misc, Base Fans, ECM-211, Fans - Replace 100+ HP motor | 1.0345 | 0.56677 | 0.87732 | 1.46e-06 | 1.25e-06 | 1.164e-05
2105 | Industrial, Existing, SIC20 Food, Base Fans, ECM-212, Fans - ASD (100+ hp) | 1.0344 | 2.1794 | 3.3739 | . | . | .
2106 | Industrial, Existing, SIC22-23Textiles, Base Fans, ECM-212, Fans - ASD (100+ hp) | 1.0345 | 2.1796 | 3.3737 | . | . | .
2107 | Industrial, Existing, SIC24-25 Lumber, Base Fans, ECM-212, Fans - ASD (100+ hp) | 1.0344 | 2.1794 | 3.3738 | . | . | .
2108 | Industrial, Existing, SIC26 Paper, Base Fans, ECM-212, Fans - ASD (100+ hp) | 1.0344 | 2.1794 | 3.374 | . | . | .
2109 | Industrial, Existing, SIC27 Printing, Base Fans, ECM-212, Fans - ASD (100+ hp) | 1.0344 | 2.1794 | 3.3739 | . | . | .
2110 | Industrial, Existing, SIC28 Chemicals, Base Fans, ECM-212, Fans - ASD (100+ hp) | 1.0343 | 2.1794 | 3.3741 | . | . | .
2111 | Industrial, Existing, SIC29 Petroleum, Base Fans, ECM-212, Fans - ASD (100+ hp) | 1.0343 | 2.1795 | 3.3742 | . | . | .
2112 | Industrial, Existing, SIC30 Rubber/Plastics, Base Fans, ECM-212, Fans - ASD (100+ hp) | 1.0344 | 2.1794 | 3.374 | . | . | .
2113 | Industrial, Existing, SIC32 Stone/Clay/Glass, Base Fans, ECM-212, Fans - ASD (100+ hp) | 1.0344 | 2.1794 | 3.374 | . | . | .
2114 | Industrial, Existing, SIC33 Primary Metals, Base Fans, ECM-212, Fans - ASD (100+ hp) | 1.0344 | 2.1794 | 3.3739 | . | . | .
2115 | Industrial, Existing, SIC34 Fab Metals, Base Fans, ECM-212, Fans - ASD (100+ hp) | 1.0344 | 2.1794 | 3.3739 | . | . | .
2116 | Industrial, Existing, SIC35 Ind Machinery, Base Fans, ECM-212, Fans - ASD (100+ hp) | 1.0344 | 2.1792 | 3.3736 | . | . | .
2117 | Industrial, Existing, SIC36 Electronics, Base Fans, ECM-212, Fans - ASD (100+ hp) | 1.0344 | 2.1794 | 3.374 | . | . | .
2118 | Industrial, Existing, SIC37 Transp Eqp, Base Fans, ECM-212, Fans - ASD (100+ hp) | 1.0344 | 2.1794 | 3.3739 | . | . | .
2119 | Industrial, Existing, SIC38 Instruments, Base Fans, ECM-212, Fans - ASD (100+ hp) | 1.0344 | 2.1794 | 3.374 | . | . | .
2120 | Industrial, Existing, SIC39/21/31 Misc, Base Fans, ECM-212, Fans - ASD (100+ hp) | 1.0344 | 2.1794 | 3.374 | . | . | .
2121 | Industrial, Existing, SIC20 Food, Base Fans, ECM-213, Fans - Motor practices-1 (100+ HP) | 1.0345 | 1.3077 | 2.0242 | 0.001832 | 0.0012833 | 0.012037
2122 | Industrial, Existing, SIC22-23Textiles, Base Fans, ECM-213, Fans - Motor practices-1 (100+ HP) | 1.0348 | 1.308 | 2.0242 | 1.995e-05 | 3.317e-05 | 9.168e-05
2123 | Industrial, Existing, SIC24-25 Lumber, Base Fans, ECM-213, Fans - Motor practices-1 (100+ HP) | 1.0346 | 1.3078 | 2.0242 | 7.431e-05 | 5.741e-05 | 0.00039333
2124 | Industrial, Existing, SIC26 Paper, Base Fans, ECM-213, Fans - Motor practices-1 (100+ HP) | 1.0345 | 1.3076 | 2.0242 | 0.00077253 | 0.0005973 | 0.0061563
2125 | Industrial, Existing, SIC27 Printing, Base Fans, ECM-213, Fans - Motor practices-1 (100+ HP) | 1.0345 | 1.3077 | 2.0242 | 0.00015808 | 9.493e-05 | 0.0010539
2126 | Industrial, Existing, SIC28 Chemicals, Base Fans, ECM-213, Fans - Motor practices-1 (100+ HP) | 1.0344 | 1.3076 | 2.0242 | 0.00021386 | 0.00015466 | 0.0021752
2127 | Industrial, Existing, SIC29 Petroleum, Base Fans, ECM-213, Fans - Motor practices-1 (100+ HP) | 1.0344 | 1.3076 | 2.0242 | 3.5e-06 | 4.15e-06 | 4.543e-05
2128 | Industrial, Existing, SIC30 Rubber/Plastics, Base Fans, ECM-213, Fans - Motor practices-1 (100+ HP) | 1.0345 | 1.3077 | 2.0242 | 6.012e-05 | 5.493e-05 | 0.00043545
2129 | Industrial, Existing, SIC32 Stone/Clay/Glass, Base Fans, ECM-213, Fans - Motor practices-1 (100+ HP) | 1.0345 | 1.3076 | 2.0242 | 0.0016992 | 0.0013373 | 0.013339
2130 | Industrial, Existing, SIC33 Primary Metals, Base Fans, ECM-213, Fans - Motor practices-1 (100+ HP) | 1.0346 | 1.3078 | 2.0242 | 0.00011433 | 0.00010658 | 0.00065229
2131 | Industrial, Existing, SIC34 Fab Metals, Base Fans, ECM-213, Fans - Motor practices-1 (100+ HP) | 1.0345 | 1.3077 | 2.0242 | 0.00034001 | 0.00031557 | 0.0021622
2132 | Industrial, Existing, SIC35 Ind Machinery, Base Fans, ECM-213, Fans - Motor practices-1 (100+ HP) | 1.0346 | 1.3078 | 2.0242 | 3.526e-05 | 1.622e-05 | 0.00014143
2133 | Industrial, Existing, SIC36 Electronics, Base Fans, ECM-213, Fans - Motor practices-1 (100+ HP) | 1.0345 | 1.3077 | 2.0242 | 3.762e-05 | 3.023e-05 | 0.00027019
2134 | Industrial, Existing, SIC37 Transp Eqp, Base Fans, ECM-213, Fans - Motor practices-1 (100+ HP) | 1.0346 | 1.3077 | 2.0242 | 0.00011727 | 0.00010632 | 0.00072916
2135 | Industrial, Existing, SIC38 Instruments, Base Fans, ECM-213, Fans - Motor practices-1 (100+ HP) | 1.0345 | 1.3077 | 2.0242 | 0.00019883 | 0.0001674 | 0.0014815
2136 | Industrial, Existing, SIC39/21/31 Misc, Base Fans, ECM-213, Fans - Motor practices-1 (100+ HP) | 1.0345 | 1.3077 | 2.0242 | 0.00010291 | 8.812e-05 | 0.00082062
2137 | Industrial, Existing, SIC20 Food, Base Pumps, ECM-301, Pumps - O&M | 1.0345 | 6.7096 | 8.892 | . | . | .
2138 | Industrial, Existing, SIC22-23Textiles, Base Pumps, ECM-301, Pumps - O&M | 1.0348 | 6.7112 | 8.892 | . | . | .
2139 | Industrial, Existing, SIC24-25 Lumber, Base Pumps, ECM-301, Pumps - O&M | 1.0346 | 6.7101 | 8.892 | . | . | .
2140 | Industrial, Existing, SIC26 Paper, Base Pumps, ECM-301, Pumps - O&M | 1.0345 | 6.7094 | 8.892 | . | . | .
2141 | Industrial, Existing, SIC27 Printing, Base Pumps, ECM-301, Pumps - O&M | 1.0345 | 6.7095 | 8.892 | . | . | .
2142 | Industrial, Existing, SIC28 Chemicals, Base Pumps, ECM-301, Pumps - O&M | 1.0344 | 6.7091 | 8.892 | . | . | .
2143 | Industrial, Existing, SIC29 Petroleum, Base Pumps, ECM-301, Pumps - O&M | 1.0344 | 6.709 | 8.892 | . | . | .
2144 | Industrial, Existing, SIC30 Rubber/Plastics, Base Pumps, ECM-301, Pumps - O&M | 1.0345 | 6.7096 | 8.892 | . | . | .
2145 | Industrial, Existing, SIC32 Stone/Clay/Glass, Base Pumps, ECM-301, Pumps - O&M | 1.0345 | 6.7094 | 8.892 | . | . | .
2146 | Industrial, Existing, SIC33 Primary Metals, Base Pumps, ECM-301, Pumps - O&M | 1.0346 | 6.71 | 8.892 | . | . | .
2147 | Industrial, Existing, SIC34 Fab Metals, Base Pumps, ECM-301, Pumps - O&M | 1.0345 | 6.7098 | 8.892 | . | . | .
2148 | Industrial, Existing, SIC35 Ind Machinery, Base Pumps, ECM-301, Pumps - O&M | 1.0346 | 6.7104 | 8.892 | . | . | .
2149 | Industrial, Existing, SIC36 Electronics, Base Pumps, ECM-301, Pumps - O&M | 1.0345 | 6.7095 | 8.892 | . | . | .
2150 | Industrial, Existing, SIC37 Transp Eqp, Base Pumps, ECM-301, Pumps - O&M | 1.0346 | 6.7098 | 8.892 | . | . | .
2151 | Industrial, Existing, SIC38 Instruments, Base Pumps, ECM-301, Pumps - O&M | 1.0345 | 6.7095 | 8.892 | . | . | .
2152 | Industrial, Existing, SIC39/21/31 Misc, Base Pumps, ECM-301, Pumps - O&M | 1.0345 | 6.7094 | 8.892 | . | . | .
2153 | Industrial, Existing, SIC20 Food, Base Pumps, ECM-302, Pumps - Controls | 1.0345 | 4.1618 | 5.5154 | . | . | .
2154 | Industrial, Existing, SIC22-23Textiles, Base Pumps, ECM-302, Pumps - Controls | 1.0348 | 4.1627 | 5.5154 | . | . | .
2155 | Industrial, Existing, SIC24-25 Lumber, Base Pumps, ECM-302, Pumps - Controls | 1.0346 | 4.162 | 5.5154 | . | . | .
2156 | Industrial, Existing, SIC26 Paper, Base Pumps, ECM-302, Pumps - Controls | 1.0345 | 4.1616 | 5.5154 | . | . | .
2157 | Industrial, Existing, SIC27 Printing, Base Pumps, ECM-302, Pumps - Controls | 1.0345 | 4.1617 | 5.5154 | . | . | .
2158 | Industrial, Existing, SIC28 Chemicals, Base Pumps, ECM-302, Pumps - Controls | 1.0344 | 4.1614 | 5.5154 | . | . | .
2159 | Industrial, Existing, SIC29 Petroleum, Base Pumps, ECM-302, Pumps - Controls | 1.0344 | 4.1614 | 5.5154 | . | . | .
2160 | Industrial, Existing, SIC30 Rubber/Plastics, Base Pumps, ECM-302, Pumps - Controls | 1.0345 | 4.1617 | 5.5154 | . | . | .
2161 | Industrial, Existing, SIC32 Stone/Clay/Glass, Base Pumps, ECM-302, Pumps - Controls | 1.0345 | 4.1616 | 5.5154 | . | . | .
2162 | Industrial, Existing, SIC33 Primary Metals, Base Pumps, ECM-302, Pumps - Controls | 1.0346 | 4.162 | 5.5154 | . | . | .
2163 | Industrial, Existing, SIC34 Fab Metals, Base Pumps, ECM-302, Pumps - Controls | 1.0345 | 4.1619 | 5.5154 | . | . | .
2164 | Industrial, Existing, SIC35 Ind Machinery, Base Pumps, ECM-302, Pumps - Controls | 1.0346 | 4.1622 | 5.5154 | . | . | .
2165 | Industrial, Existing, SIC36 Electronics, Base Pumps, ECM-302, Pumps - Controls | 1.0345 | 4.1617 | 5.5154 | . | . | .
2166 | Industrial, Existing, SIC37 Transp Eqp, Base Pumps, ECM-302, Pumps - Controls | 1.0346 | 4.1619 | 5.5154 | . | . | .
2167 | Industrial, Existing, SIC38 Instruments, Base Pumps, ECM-302, Pumps - Controls | 1.0345 | 4.1617 | 5.5154 | . | . | .
2168 | Industrial, Existing, SIC39/21/31 Misc, Base Pumps, ECM-302, Pumps - Controls | 1.0345 | 4.1616 | 5.5154 | . | . | .
2169 | Industrial, Existing, SIC20 Food, Base Pumps, ECM-303, Pumps - System Optimization | 1.0345 | 1.563 | 2.0714 | 0.014966 | 0.010483 | 0.098335
2170 | Industrial, Existing, SIC22-23Textiles, Base Pumps, ECM-303, Pumps - System Optimization | 1.0348 | 1.5634 | 2.0714 | 0.00012391 | 0.00020605 | 0.00056956
2171 | Industrial, Existing, SIC24-25 Lumber, Base Pumps, ECM-303, Pumps - System Optimization | 1.0346 | 1.5631 | 2.0714 | 0.0004524 | 0.0003495 | 0.0023944
2172 | Industrial, Existing, SIC26 Paper, Base Pumps, ECM-303, Pumps - System Optimization | 1.0345 | 1.5629 | 2.0714 | 0.0059684 | 0.0046146 | 0.047562
2173 | Industrial, Existing, SIC27 Printing, Base Pumps, ECM-303, Pumps - System Optimization | 1.0345 | 1.563 | 2.0714 | 0.00096234 | 0.00057788 | 0.0064158
2174 | Industrial, Existing, SIC28 Chemicals, Base Pumps, ECM-303, Pumps - System Optimization | 1.0344 | 1.5629 | 2.0714 | 0.0040285 | 0.0029133 | 0.040975
2175 | Industrial, Existing, SIC29 Petroleum, Base Pumps, ECM-303, Pumps - System Optimization | 1.0344 | 1.5628 | 2.0714 | 0.00010819 | 0.00012842 | 0.0014059
2176 | Industrial, Existing, SIC30 Rubber/Plastics, Base Pumps, ECM-303, Pumps - System Optimization | 1.0345 | 1.563 | 2.0714 | 0.00036602 | 0.00033437 | 0.0026509
2177 | Industrial, Existing, SIC32 Stone/Clay/Glass, Base Pumps, ECM-303, Pumps - System Optimization | 1.0345 | 1.5629 | 2.0714 | 0.010014 | 0.0078815 | 0.078611
2178 | Industrial, Existing, SIC33 Primary Metals, Base Pumps, ECM-303, Pumps - System Optimization | 1.0346 | 1.5631 | 2.0714 | 0.00067381 | 0.0006281 | 0.0038443
2179 | Industrial, Existing, SIC34 Fab Metals, Base Pumps, ECM-303, Pumps - System Optimization | 1.0345 | 1.563 | 2.0714 | 0.0020699 | 0.0019211 | 0.013163
2180 | Industrial, Existing, SIC35 Ind Machinery, Base Pumps, ECM-303, Pumps - System Optimization | 1.0346 | 1.5632 | 2.0714 | 0.00021464 | 9.874e-05 | 0.00086097
2181 | Industrial, Existing, SIC36 Electronics, Base Pumps, ECM-303, Pumps - System Optimization | 1.0345 | 1.563 | 2.0714 | 0.00022902 | 0.000184 | 0.0016448
2182 | Industrial, Existing, SIC37 Transp Eqp, Base Pumps, ECM-303, Pumps - System Optimization | 1.0346 | 1.563 | 2.0714 | 0.00071388 | 0.00064724 | 0.0044388
2183 | Industrial, Existing, SIC38 Instruments, Base Pumps, ECM-303, Pumps - System Optimization | 1.0345 | 1.563 | 2.0714 | 0.0012104 | 0.0010191 | 0.009019
2184 | Industrial, Existing, SIC39/21/31 Misc, Base Pumps, ECM-303, Pumps - System Optimization | 1.0345 | 1.5629 | 2.0714 | 0.0006265 | 0.00053647 | 0.0049956
2185 | Industrial, Existing, SIC20 Food, Base Pumps, ECM-304, Pumps - Sizing | 1.0345 | 3.1112 | 4.1232 | . | . | .
2186 | Industrial, Existing, SIC22-23Textiles, Base Pumps, ECM-304, Pumps - Sizing | 1.0348 | 3.1119 | 4.1232 | . | . | .
2187 | Industrial, Existing, SIC24-25 Lumber, Base Pumps, ECM-304, Pumps - Sizing | 1.0346 | 3.1114 | 4.1232 | . | . | .
2188 | Industrial, Existing, SIC26 Paper, Base Pumps, ECM-304, Pumps - Sizing | 1.0345 | 3.1111 | 4.1232 | . | . | .
2189 | Industrial, Existing, SIC27 Printing, Base Pumps, ECM-304, Pumps - Sizing | 1.0345 | 3.1112 | 4.1232 | . | . | .
2190 | Industrial, Existing, SIC28 Chemicals, Base Pumps, ECM-304, Pumps - Sizing | 1.0344 | 3.1109 | 4.1232 | . | . | .
2191 | Industrial, Existing, SIC29 Petroleum, Base Pumps, ECM-304, Pumps - Sizing | 1.0344 | 3.1109 | 4.1232 | . | . | .
2192 | Industrial, Existing, SIC30 Rubber/Plastics, Base Pumps, ECM-304, Pumps - Sizing | 1.0345 | 3.1112 | 4.1232 | . | . | .
2193 | Industrial, Existing, SIC32 Stone/Clay/Glass, Base Pumps, ECM-304, Pumps - Sizing | 1.0345 | 3.1111 | 4.1232 | . | . | .
2194 | Industrial, Existing, SIC33 Primary Metals, Base Pumps, ECM-304, Pumps - Sizing | 1.0346 | 3.1114 | 4.1232 | . | . | .
2195 | Industrial, Existing, SIC34 Fab Metals, Base Pumps, ECM-304, Pumps - Sizing | 1.0345 | 3.1113 | 4.1232 | . | . | .
2196 | Industrial, Existing, SIC35 Ind Machinery, Base Pumps, ECM-304, Pumps - Sizing | 1.0346 | 3.1115 | 4.1232 | . | . | .
2197 | Industrial, Existing, SIC36 Electronics, Base Pumps, ECM-304, Pumps - Sizing | 1.0345 | 3.1112 | 4.1232 | . | . | .
2198 | Industrial, Existing, SIC37 Transp Eqp, Base Pumps, ECM-304, Pumps - Sizing | 1.0346 | 3.1113 | 4.1232 | . | . | .
2199 | Industrial, Existing, SIC38 Instruments, Base Pumps, ECM-304, Pumps - Sizing | 1.0345 | 3.1111 | 4.1232 | . | . | .
2200 | Industrial, Existing, SIC39/21/31 Misc, Base Pumps, ECM-304, Pumps - Sizing | 1.0345 | 3.1111 | 4.1232 | . | . | .
2201 | Industrial, Existing, SIC20 Food, Base Pumps, ECM-305, Pumps - Replace 1-5 HP motor | 1.0345 | 0.15644 | 0.18335 | 4e-08 | 3e-08 | 2.7e-07
2202 | Industrial, Existing, SIC22-23Textiles, Base Pumps, ECM-305, Pumps - Replace 1-5 HP motor | 1.0348 | 0.15648 | 0.18335 | 0 | 0 | 0
2203 | Industrial, Existing, SIC24-25 Lumber, Base Pumps, ECM-305, Pumps - Replace 1-5 HP motor | 1.0346 | 0.15645 | 0.18335 | 0 | 0 | 1e-08
2204 | Industrial, Existing, SIC26 Paper, Base Pumps, ECM-305, Pumps - Replace 1-5 HP motor | 1.0345 | 0.15644 | 0.18335 | 2e-08 | 1e-08 | 1.3e-07
2205 | Industrial, Existing, SIC27 Printing, Base Pumps, ECM-305, Pumps - Replace 1-5 HP motor | 1.0345 | 0.15644 | 0.18335 | 0 | 0 | 2e-08
2206 | Industrial, Existing, SIC28 Chemicals, Base Pumps, ECM-305, Pumps - Replace 1-5 HP motor | 1.0344 | 0.15643 | 0.18335 | 1e-08 | 1e-08 | 1.1e-07
2207 | Industrial, Existing, SIC29 Petroleum, Base Pumps, ECM-305, Pumps - Replace 1-5 HP motor | 1.0344 | 0.15643 | 0.18335 | 0 | 0 | 0
2208 | Industrial, Existing, SIC30 Rubber/Plastics, Base Pumps, ECM-305, Pumps - Replace 1-5 HP motor | 1.0345 | 0.15644 | 0.18335 | 0 | 0 | 1e-08
2209 | Industrial, Existing, SIC32 Stone/Clay/Glass, Base Pumps, ECM-305, Pumps - Replace 1-5 HP motor | 1.0345 | 0.15644 | 0.18335 | 3e-08 | 2e-08 | 2.1e-07
2210 | Industrial, Existing, SIC33 Primary Metals, Base Pumps, ECM-305, Pumps - Replace 1-5 HP motor | 1.0346 | 0.15645 | 0.18335 | 0 | 0 | 1e-08
2211 | Industrial, Existing, SIC34 Fab Metals, Base Pumps, ECM-305, Pumps - Replace 1-5 HP motor | 1.0345 | 0.15645 | 0.18335 | 1e-08 | 1e-08 | 4e-08
2212 | Industrial, Existing, SIC35 Ind Machinery, Base Pumps, ECM-305, Pumps - Replace 1-5 HP motor | 1.0346 | 0.15646 | 0.18335 | 0 | 0 | 0
2213 | Industrial, Existing, SIC36 Electronics, Base Pumps, ECM-305, Pumps - Replace 1-5 HP motor | 1.0345 | 0.15644 | 0.18335 | 0 | 0 | 0
2214 | Industrial, Existing, SIC37 Transp Eqp, Base Pumps, ECM-305, Pumps - Replace 1-5 HP motor | 1.0346 | 0.15645 | 0.18335 | 0 | 0 | 1e-08
2215 | Industrial, Existing, SIC38 Instruments, Base Pumps, ECM-305, Pumps - Replace 1-5 HP motor | 1.0345 | 0.15644 | 0.18335 | 0 | 0 | 2e-08
2216 | Industrial, Existing, SIC39/21/31 Misc, Base Pumps, ECM-305, Pumps - Replace 1-5 HP motor | 1.0345 | 0.15644 | 0.18335 | 0 | 0 | 1e-08
2217 | Industrial, Existing, SIC20 Food, Base Pumps, ECM-306, Pumps - ASD (1-5 hp) | 1.0344 | 0.23591 | 0.27653 | 2e-08 | 1.7e-07 | 1.58e-06
2218 | Industrial, Existing, SIC22-23Textiles, Base Pumps, ECM-306, Pumps - ASD (1-5 hp) | 1.0345 | 0.23594 | 0.27651 | 0 | 0 | 1e-08
2219 | Industrial, Existing, SIC24-25 Lumber, Base Pumps, ECM-306, Pumps - ASD (1-5 hp) | 1.0344 | 0.23591 | 0.27652 | 0 | 1e-08 | 4e-08
2220 | Industrial, Existing, SIC26 Paper, Base Pumps, ECM-306, Pumps - ASD (1-5 hp) | 1.0344 | 0.23591 | 0.27654 | 1e-08 | 7e-08 | 7.7e-07
2221 | Industrial, Existing, SIC27 Printing, Base Pumps, ECM-306, Pumps - ASD (1-5 hp) | 1.0344 | 0.23591 | 0.27653 | 0 | 1e-08 | 1e-07
2222 | Industrial, Existing, SIC28 Chemicals, Base Pumps, ECM-306, Pumps - ASD (1-5 hp) | 1.0343 | 0.23592 | 0.27654 | 1e-08 | 5e-08 | 6.6e-07
2223 | Industrial, Existing, SIC29 Petroleum, Base Pumps, ECM-306, Pumps - ASD (1-5 hp) | 1.0343 | 0.23592 | 0.27655 | 0 | 0 | 2e-08
2224 | Industrial, Existing, SIC30 Rubber/Plastics, Base Pumps, ECM-306, Pumps - ASD (1-5 hp) | 1.0344 | 0.23592 | 0.27653 | 0 | 1e-08 | 4e-08
2225 | Industrial, Existing, SIC32 Stone/Clay/Glass, Base Pumps, ECM-306, Pumps - ASD (1-5 hp) | 1.0344 | 0.23591 | 0.27654 | 1e-08 | 1.3e-07 | 1.27e-06
2226 | Industrial, Existing, SIC33 Primary Metals, Base Pumps, ECM-306, Pumps - ASD (1-5 hp) | 1.0344 | 0.23591 | 0.27652 | 0 | 1e-08 | 6e-08
2227 | Industrial, Existing, SIC34 Fab Metals, Base Pumps, ECM-306, Pumps - ASD (1-5 hp) | 1.0344 | 0.23592 | 0.27653 | 0 | 3e-08 | 2.1e-07
2228 | Industrial, Existing, SIC35 Ind Machinery, Base Pumps, ECM-306, Pumps - ASD (1-5 hp) | 1.0344 | 0.23589 | 0.27651 | 0 | 0 | 1e-08
2229 | Industrial, Existing, SIC36 Electronics, Base Pumps, ECM-306, Pumps - ASD (1-5 hp) | 1.0344 | 0.23591 | 0.27653 | 0 | 0 | 3e-08
2230 | Industrial, Existing, SIC37 Transp Eqp, Base Pumps, ECM-306, Pumps - ASD (1-5 hp) | 1.0344 | 0.23591 | 0.27653 | 0 | 1e-08 | 7e-08
2231 | Industrial, Existing, SIC38 Instruments, Base Pumps, ECM-306, Pumps - ASD (1-5 hp) | 1.0344 | 0.23591 | 0.27653 | 0 | 2e-08 | 1.5e-07
2232 | Industrial, Existing, SIC39/21/31 Misc, Base Pumps, ECM-306, Pumps - ASD (1-5 hp) | 1.0344 | 0.23592 | 0.27654 | 0 | 1e-08 | 8e-08
2233 | Industrial, Existing, SIC20 Food, Base Pumps, ECM-307, Pumps - Motor practices-1 (1-5 HP) | 1.0345 | 0.6436 | 0.7543 | 4.696e-05 | 3.289e-05 | 0.00030855
2234 | Industrial, Existing, SIC22-23Textiles, Base Pumps, ECM-307, Pumps - Motor practices-1 (1-5 HP) | 1.0348 | 0.64375 | 0.7543 | 3.9e-07 | 6.5e-07 | 1.79e-06
2235 | Industrial, Existing, SIC24-25 Lumber, Base Pumps, ECM-307, Pumps - Motor practices-1 (1-5 HP) | 1.0346 | 0.64364 | 0.7543 | 1.42e-06 | 1.1e-06 | 7.51e-06
2236 | Industrial, Existing, SIC26 Paper, Base Pumps, ECM-307, Pumps - Motor practices-1 (1-5 HP) | 1.0345 | 0.64357 | 0.7543 | 1.873e-05 | 1.448e-05 | 0.00014923
2237 | Industrial, Existing, SIC27 Printing, Base Pumps, ECM-307, Pumps - Motor practices-1 (1-5 HP) | 1.0345 | 0.64359 | 0.7543 | 3.02e-06 | 1.81e-06 | 2.013e-05
2238 | Industrial, Existing, SIC28 Chemicals, Base Pumps, ECM-307, Pumps - Motor practices-1 (1-5 HP) | 1.0344 | 0.64354 | 0.7543 | 1.264e-05 | 9.14e-06 | 0.00012857
2239 | Industrial, Existing, SIC29 Petroleum, Base Pumps, ECM-307, Pumps - Motor practices-1 (1-5 HP) | 1.0344 | 0.64354 | 0.7543 | 3.4e-07 | 4e-07 | 4.41e-06
2240 | Industrial, Existing, SIC30 Rubber/Plastics, Base Pumps, ECM-307, Pumps - Motor practices-1 (1-5 HP) | 1.0345 | 0.6436 | 0.7543 | 1.15e-06 | 1.05e-06 | 8.32e-06
2241 | Industrial, Existing, SIC32 Stone/Clay/Glass, Base Pumps, ECM-307, Pumps - Motor practices-1 (1-5 HP) | 1.0345 | 0.64358 | 0.7543 | 3.142e-05 | 2.473e-05 | 0.00024666
2242 | Industrial, Existing, SIC33 Primary Metals, Base Pumps, ECM-307, Pumps - Motor practices-1 (1-5 HP) | 1.0346 | 0.64364 | 0.7543 | 2.11e-06 | 1.97e-06 | 1.206e-05
2243 | Industrial, Existing, SIC34 Fab Metals, Base Pumps, ECM-307, Pumps - Motor practices-1 (1-5 HP) | 1.0345 | 0.64362 | 0.7543 | 6.49e-06 | 6.03e-06 | 4.13e-05
2244 | Industrial, Existing, SIC35 Ind Machinery, Base Pumps, ECM-307, Pumps - Motor practices-1 (1-5 HP) | 1.0346 | 0.64367 | 0.75431 | 6.7e-07 | 3.1e-07 | 2.7e-06
2245 | Industrial, Existing, SIC36 Electronics, Base Pumps, ECM-307, Pumps - Motor practices-1 (1-5 HP) | 1.0345 | 0.64359 | 0.7543 | 7.2e-07 | 5.8e-07 | 5.16e-06
2246 | Industrial, Existing, SIC37 Transp Eqp, Base Pumps, ECM-307, Pumps - Motor practices-1 (1-5 HP) | 1.0346 | 0.64362 | 0.7543 | 2.24e-06 | 2.03e-06 | 1.393e-05
2247 | Industrial, Existing, SIC38 Instruments, Base Pumps, ECM-307, Pumps - Motor practices-1 (1-5 HP) | 1.0345 | 0.64359 | 0.7543 | 3.8e-06 | 3.2e-06 | 2.83e-05
2248 | Industrial, Existing, SIC39/21/31 Misc, Base Pumps, ECM-307, Pumps - Motor practices-1 (1-5 HP) | 1.0345 | 0.64358 | 0.7543 | 1.97e-06 | 1.68e-06 | 1.567e-05
2249 | Industrial, Existing, SIC20 Food, Base Pumps, ECM-308, Pumps - Replace 6-100 HP motor | 1.0345 | 0.24405 | 0.32343 | 1.66e-06 | 1.16e-06 | 1.093e-05
2250 | Industrial, Existing, SIC22-23Textiles, Base Pumps, ECM-308, Pumps - Replace 6-100 HP motor | 1.0348 | 0.2441 | 0.32343 | 1e-08 | 2e-08 | 6e-08
2251 | Industrial, Existing, SIC24-25 Lumber, Base Pumps, ECM-308, Pumps - Replace 6-100 HP motor | 1.0346 | 0.24407 | 0.32343 | 5e-08 | 4e-08 | 2.7e-07
2252 | Industrial, Existing, SIC26 Paper, Base Pumps, ECM-308, Pumps - Replace 6-100 HP motor | 1.0345 | 0.24404 | 0.32343 | 6.6e-07 | 5.1e-07 | 5.28e-06
2253 | Industrial, Existing, SIC27 Printing, Base Pumps, ECM-308, Pumps - Replace 6-100 HP motor | 1.0345 | 0.24405 | 0.32343 | 1.1e-07 | 6e-08 | 7.1e-07
2254 | Industrial, Existing, SIC28 Chemicals, Base Pumps, ECM-308, Pumps - Replace 6-100 HP motor | 1.0344 | 0.24403 | 0.32343 | 4.5e-07 | 3.2e-07 | 4.55e-06
2255 | Industrial, Existing, SIC29 Petroleum, Base Pumps, ECM-308, Pumps - Replace 6-100 HP motor | 1.0344 | 0.24403 | 0.32343 | 1e-08 | 1e-08 | 1.6e-07
2256 | Industrial, Existing, SIC30 Rubber/Plastics, Base Pumps, ECM-308, Pumps - Replace 6-100 HP motor | 1.0345 | 0.24405 | 0.32343 | 4e-08 | 4e-08 | 2.9e-07
2257 | Industrial, Existing, SIC32 Stone/Clay/Glass, Base Pumps, ECM-308, Pumps - Replace 6-100 HP motor | 1.0345 | 0.24404 | 0.32343 | 1.11e-06 | 8.8e-07 | 8.73e-06
2258 | Industrial, Existing, SIC33 Primary Metals, Base Pumps, ECM-308, Pumps - Replace 6-100 HP motor | 1.0346 | 0.24406 | 0.32343 | 7e-08 | 7e-08 | 4.3e-07
2259 | Industrial, Existing, SIC34 Fab Metals, Base Pumps, ECM-308, Pumps - Replace 6-100 HP motor | 1.0345 | 0.24406 | 0.32343 | 2.3e-07 | 2.1e-07 | 1.46e-06
2260 | Industrial, Existing, SIC35 Ind Machinery, Base Pumps, ECM-308, Pumps - Replace 6-100 HP motor | 1.0346 | 0.24408 | 0.32343 | 2e-08 | 1e-08 | 1e-07
2261 | Industrial, Existing, SIC36 Electronics, Base Pumps, ECM-308, Pumps - Replace 6-100 HP motor | 1.0345 | 0.24405 | 0.32343 | 3e-08 | 2e-08 | 1.8e-07
2262 | Industrial, Existing, SIC37 Transp Eqp, Base Pumps, ECM-308, Pumps - Replace 6-100 HP motor | 1.0346 | 0.24406 | 0.32343 | 8e-08 | 7e-08 | 4.9e-07
2263 | Industrial, Existing, SIC38 Instruments, Base Pumps, ECM-308, Pumps - Replace 6-100 HP motor | 1.0345 | 0.24405 | 0.32343 | 1.3e-07 | 1.1e-07 | 1e-06
2264 | Industrial, Existing, SIC39/21/31 Misc, Base Pumps, ECM-308, Pumps - Replace 6-100 HP motor | 1.0345 | 0.24404 | 0.32343 | 7e-08 | 6e-08 | 5.6e-07
2265 | Industrial, Existing, SIC20 Food, Base Pumps, ECM-309, Pumps - ASD (6-100 hp) | 1.0344 | 8.0156 | 10.6244 | . | . | .
2266 | Industrial, Existing, SIC22-23Textiles, Base Pumps, ECM-309, Pumps - ASD (6-100 hp) | 1.0345 | 8.0164 | 10.6237 | . | . | .
2267 | Industrial, Existing, SIC24-25 Lumber, Base Pumps, ECM-309, Pumps - ASD (6-100 hp) | 1.0344 | 8.0155 | 10.624 | . | . | .
2268 | Industrial, Existing, SIC26 Paper, Base Pumps, ECM-309, Pumps - ASD (6-100 hp) | 1.0344 | 8.0157 | 10.6246 | . | . | .
2269 | Industrial, Existing, SIC27 Printing, Base Pumps, ECM-309, Pumps - ASD (6-100 hp) | 1.0344 | 8.0155 | 10.6244 | . | . | .
2270 | Industrial, Existing, SIC28 Chemicals, Base Pumps, ECM-309, Pumps - ASD (6-100 hp) | 1.0343 | 8.0158 | 10.6249 | . | . | .
2271 | Industrial, Existing, SIC29 Petroleum, Base Pumps, ECM-309, Pumps - ASD (6-100 hp) | 1.0343 | 8.016 | 10.6251 | . | . | .
2272 | Industrial, Existing, SIC30 Rubber/Plastics, Base Pumps, ECM-309, Pumps - ASD (6-100 hp) | 1.0344 | 8.0158 | 10.6245 | . | . | .
2273 | Industrial, Existing, SIC32 Stone/Clay/Glass, Base Pumps, ECM-309, Pumps - ASD (6-100 hp) | 1.0344 | 8.0157 | 10.6246 | . | . | .
2274 | Industrial, Existing, SIC33 Primary Metals, Base Pumps, ECM-309, Pumps - ASD (6-100 hp) | 1.0344 | 8.0157 | 10.6241 | . | . | .
2275 | Industrial, Existing, SIC34 Fab Metals, Base Pumps, ECM-309, Pumps - ASD (6-100 hp) | 1.0344 | 8.0158 | 10.6243 | . | . | .
2276 | Industrial, Existing, SIC35 Ind Machinery, Base Pumps, ECM-309, Pumps - ASD (6-100 hp) | 1.0344 | 8.015 | 10.6234 | . | . | .
2277 | Industrial, Existing, SIC36 Electronics, Base Pumps, ECM-309, Pumps - ASD (6-100 hp) | 1.0344 | 8.0157 | 10.6245 | . | . | .
2278 | Industrial, Existing, SIC37 Transp Eqp, Base Pumps, ECM-309, Pumps - ASD (6-100 hp) | 1.0344 | 8.0157 | 10.6243 | . | . | .
2279 | Industrial, Existing, SIC38 Instruments, Base Pumps, ECM-309, Pumps - ASD (6-100 hp) | 1.0344 | 8.0157 | 10.6245 | . | . | .
2280 | Industrial, Existing, SIC39/21/31 Misc, Base Pumps, ECM-309, Pumps - ASD (6-100 hp) | 1.0344 | 8.0158 | 10.6246 | . | . | .
2281 | Industrial, Existing, SIC20 Food, Base Pumps, ECM-310, Pumps - Motor practices-1 (6-100 HP) | 1.0345 | 0.95534 | 1.2661 | 0.0006835 | 0.00047878 | 0.004491
2282 | Industrial, Existing, SIC22-23Textiles, Base Pumps, ECM-310, Pumps - Motor practices-1 (6-100 HP) | 1.0348 | 0.95556 | 1.2661 | 5.66e-06 | 9.41e-06 | 2.601e-05
2283 | Industrial, Existing, SIC24-25 Lumber, Base Pumps, ECM-310, Pumps - Motor practices-1 (6-100 HP) | 1.0346 | 0.9554 | 1.2661 | 2.066e-05 | 1.596e-05 | 0.00010935
2284 | Industrial, Existing, SIC26 Paper, Base Pumps, ECM-310, Pumps - Motor practices-1 (6-100 HP) | 1.0345 | 0.95531 | 1.2661 | 0.00027258 | 0.00021075 | 0.0021721
2285 | Industrial, Existing, SIC27 Printing, Base Pumps, ECM-310, Pumps - Motor practices-1 (6-100 HP) | 1.0345 | 0.95533 | 1.2661 | 4.395e-05 | 2.639e-05 | 0.00029301
2286 | Industrial, Existing, SIC28 Chemicals, Base Pumps, ECM-310, Pumps - Motor practices-1 (6-100 HP) | 1.0344 | 0.95526 | 1.2661 | 0.00018398 | 0.00013305 | 0.0018713
2287 | Industrial, Existing, SIC29 Petroleum, Base Pumps, ECM-310, Pumps - Motor practices-1 (6-100 HP) | 1.0344 | 0.95525 | 1.2661 | 4.94e-06 | 5.86e-06 | 6.421e-05
2288 | Industrial, Existing, SIC30 Rubber/Plastics, Base Pumps, ECM-310, Pumps - Motor practices-1 (6-100 HP) | 1.0345 | 0.95534 | 1.2661 | 1.672e-05 | 1.527e-05 | 0.00012107
2289 | Industrial, Existing, SIC32 Stone/Clay/Glass, Base Pumps, ECM-310, Pumps - Motor practices-1 (6-100 HP) | 1.0345 | 0.95531 | 1.2661 | 0.00045736 | 0.00035995 | 0.0035902
2290 | Industrial, Existing, SIC33 Primary Metals, Base Pumps, ECM-310, Pumps - Motor practices-1 (6-100 HP) | 1.0346 | 0.9554 | 1.2661 | 3.077e-05 | 2.869e-05 | 0.00017557
2291 | Industrial, Existing, SIC34 Fab Metals, Base Pumps, ECM-310, Pumps - Motor practices-1 (6-100 HP) | 1.0345 | 0.95537 | 1.2661 | 9.453e-05 | 8.774e-05 | 0.00060114
2292 | Industrial, Existing, SIC35 Ind Machinery, Base Pumps, ECM-310, Pumps - Motor practices-1 (6-100 HP) | 1.0346 | 0.95545 | 1.2661 | 9.8e-06 | 4.51e-06 | 3.932e-05
2293 | Industrial, Existing, SIC36 Electronics, Base Pumps, ECM-310, Pumps - Motor practices-1 (6-100 HP) | 1.0345 | 0.95533 | 1.2661 | 1.046e-05 | 8.4e-06 | 7.512e-05
2294 | Industrial, Existing, SIC37 Transp Eqp, Base Pumps, ECM-310, Pumps - Motor practices-1 (6-100 HP) | 1.0346 | 0.95537 | 1.2661 | 3.26e-05 | 2.956e-05 | 0.00020272
2295 | Industrial, Existing, SIC38 Instruments, Base Pumps, ECM-310, Pumps - Motor practices-1 (6-100 HP) | 1.0345 | 0.95533 | 1.2661 | 5.528e-05 | 4.654e-05 | 0.0004119
2296 | Industrial, Existing, SIC39/21/31 Misc, Base Pumps, ECM-310, Pumps - Motor practices-1 (6-100 HP) | 1.0345 | 0.95531 | 1.2661 | 2.861e-05 | 2.45e-05 | 0.00022815
2297 | Industrial, Existing, SIC20 Food, Base Pumps, ECM-311, Pumps - Replace 100+ HP motor | 1.0345 | 0.45991 | 0.71189 | 2.127e-05 | 1.49e-05 | 0.00013978
2298 | Industrial, Existing, SIC22-23Textiles, Base Pumps, ECM-311, Pumps - Replace 100+ HP motor | 1.0348 | 0.46002 | 0.7119 | 1.8e-07 | 2.9e-07 | 8.1e-07
2299 | Industrial, Existing, SIC24-25 Lumber, Base Pumps, ECM-311, Pumps - Replace 100+ HP motor | 1.0346 | 0.45994 | 0.7119 | 6.4e-07 | 5e-07 | 3.4e-06
2300 | Industrial, Existing, SIC26 Paper, Base Pumps, ECM-311, Pumps - Replace 100+ HP motor | 1.0345 | 0.4599 | 0.71189 | 8.48e-06 | 6.56e-06 | 6.761e-05
2301 | Industrial, Existing, SIC27 Printing, Base Pumps, ECM-311, Pumps - Replace 100+ HP motor | 1.0345 | 0.45991 | 0.71189 | 1.37e-06 | 8.2e-07 | 9.12e-06
2302 | Industrial, Existing, SIC28 Chemicals, Base Pumps, ECM-311, Pumps - Replace 100+ HP motor | 1.0344 | 0.45987 | 0.71189 | 5.73e-06 | 4.14e-06 | 5.824e-05
2303 | Industrial, Existing, SIC29 Petroleum, Base Pumps, ECM-311, Pumps - Replace 100+ HP motor | 1.0344 | 0.45987 | 0.71189 | 1.5e-07 | 1.8e-07 | 2e-06
2304 | Industrial, Existing, SIC30 Rubber/Plastics, Base Pumps, ECM-311, Pumps - Replace 100+ HP motor | 1.0345 | 0.45991 | 0.71189 | 5.2e-07 | 4.8e-07 | 3.77e-06
2305 | Industrial, Existing, SIC32 Stone/Clay/Glass, Base Pumps, ECM-311, Pumps - Replace 100+ HP motor | 1.0345 | 0.4599 | 0.71189 | 1.424e-05 | 1.12e-05 | 0.00011174
2306 | Industrial, Existing, SIC33 Primary Metals, Base Pumps, ECM-311, Pumps - Replace 100+ HP motor | 1.0346 | 0.45994 | 0.71189 | 9.6e-07 | 8.9e-07 | 5.46e-06
2307 | Industrial, Existing, SIC34 Fab Metals, Base Pumps, ECM-311, Pumps - Replace 100+ HP motor | 1.0345 | 0.45993 | 0.71189 | 2.94e-06 | 2.73e-06 | 1.871e-05
2308 | Industrial, Existing, SIC35 Ind Machinery, Base Pumps, ECM-311, Pumps - Replace 100+ HP motor | 1.0346 | 0.45997 | 0.7119 | 3.1e-07 | 1.4e-07 | 1.22e-06
2309 | Industrial, Existing, SIC36 Electronics, Base Pumps, ECM-311, Pumps - Replace 100+ HP motor | 1.0345 | 0.45991 | 0.71189 | 3.3e-07 | 2.6e-07 | 2.34e-06
2310 | Industrial, Existing, SIC37 Transp Eqp, Base Pumps, ECM-311, Pumps - Replace 100+ HP motor | 1.0346 | 0.45993 | 0.71189 | 1.01e-06 | 9.2e-07 | 6.31e-06
2311 | Industrial, Existing, SIC38 Instruments, Base Pumps, ECM-311, Pumps - Replace 100+ HP motor | 1.0345 | 0.45991 | 0.71189 | 1.72e-06 | 1.45e-06 | 1.282e-05
2312 | Industrial, Existing, SIC39/21/31 Misc, Base Pumps, ECM-311, Pumps - Replace 100+ HP motor | 1.0345 | 0.4599 | 0.71189 | 8.9e-07 | 7.6e-07 | 7.1e-06
2313 | Industrial, Existing, SIC20 Food, Base Pumps, ECM-312, Pumps - ASD (100+ hp) | 1.0344 | 1.7614 | 2.7268 | . | . | .
2314 | Industrial, Existing, SIC22-23Textiles, Base Pumps, ECM-312, Pumps - ASD (100+ hp) | 1.0345 | 1.7616 | 2.7267 | . | . | .
2315 | Industrial, Existing, SIC24-25 Lumber, Base Pumps, ECM-312, Pumps - ASD (100+ hp) | 1.0344 | 1.7614 | 2.7268 | . | . | .
2316 | Industrial, Existing, SIC26 Paper, Base Pumps, ECM-312, Pumps - ASD (100+ hp) | 1.0344 | 1.7614 | 2.7269 | . | . | .
2317 | Industrial, Existing, SIC27 Printing, Base Pumps, ECM-312, Pumps - ASD (100+ hp) | 1.0344 | 1.7614 | 2.7268 | . | . | .
2318 | Industrial, Existing, SIC28 Chemicals, Base Pumps, ECM-312, Pumps - ASD (100+ hp) | 1.0343 | 1.7614 | 2.727 | . | . | .
2319 | Industrial, Existing, SIC29 Petroleum, Base Pumps, ECM-312, Pumps - ASD (100+ hp) | 1.0343 | 1.7615 | 2.727 | . | . | .
2320 | Industrial, Existing, SIC30 Rubber/Plastics, Base Pumps, ECM-312, Pumps - ASD (100+ hp) | 1.0344 | 1.7614 | 2.7269 | . | . | .
2321 | Industrial, Existing, SIC32 Stone/Clay/Glass, Base Pumps, ECM-312, Pumps - ASD (100+ hp) | 1.0344 | 1.7614 | 2.7269 | . | . | .
2322 | Industrial, Existing, SIC33 Primary Metals, Base Pumps, ECM-312, Pumps - ASD (100+ hp) | 1.0344 | 1.7614 | 2.7268 | . | . | .
2323 | Industrial, Existing, SIC34 Fab Metals, Base Pumps, ECM-312, Pumps - ASD (100+ hp) | 1.0344 | 1.7614 | 2.7268 | . | . | .
2324 | Industrial, Existing, SIC35 Ind Machinery, Base Pumps, ECM-312, Pumps - ASD (100+ hp) | 1.0344 | 1.7613 | 2.7266 | . | . | .
2325 | Industrial, Existing, SIC36 Electronics, Base Pumps, ECM-312, Pumps - ASD (100+ hp) | 1.0344 | 1.7614 | 2.7269 | . | . | .
2326 | Industrial, Existing, SIC37 Transp Eqp, Base Pumps, ECM-312, Pumps - ASD (100+ hp) | 1.0344 | 1.7614 | 2.7268 | . | . | .
2327 | Industrial, Existing, SIC38 Instruments, Base Pumps, ECM-312, Pumps - ASD (100+ hp) | 1.0344 | 1.7614 | 2.7269 | . | . | .
2328 | Industrial, Existing, SIC39/21/31 Misc, Base Pumps, ECM-312, Pumps - ASD (100+ hp) | 1.0344 | 1.7614 | 2.7269 | . | . | .
2329 | Industrial, Existing, SIC20 Food, Base Pumps, ECM-313, Pumps - Motor practices-1 (100+ HP) | 1.0345 | 0.9213 | 1.4261 | 0.00098121 | 0.00068732 | 0.0064471
2330 | Industrial, Existing, SIC22-23Textiles, Base Pumps, ECM-313, Pumps - Motor practices-1 (100+ HP) | 1.0348 | 0.92152 | 1.4261 | 8.12e-06 | 1.351e-05 | 3.734e-05
2331 | Industrial, Existing, SIC24-25 Lumber, Base Pumps, ECM-313, Pumps - Motor practices-1 (100+ HP) | 1.0346 | 0.92136 | 1.4261 | 2.966e-05 | 2.291e-05 | 0.00015698
2332 | Industrial, Existing, SIC26 Paper, Base Pumps, ECM-313, Pumps - Motor practices-1 (100+ HP) | 1.0345 | 0.92127 | 1.4261 | 0.0003913 | 0.00030255 | 0.0031183
2333 | Industrial, Existing, SIC27 Printing, Base Pumps, ECM-313, Pumps - Motor practices-1 (100+ HP) | 1.0345 | 0.92129 | 1.4261 | 6.309e-05 | 3.789e-05 | 0.00042064
2334 | Industrial, Existing, SIC28 Chemicals, Base Pumps, ECM-313, Pumps - Motor practices-1 (100+ HP) | 1.0344 | 0.92123 | 1.4261 | 0.00026412 | 0.00019101 | 0.0026864
2335 | Industrial, Existing, SIC29 Petroleum, Base Pumps, ECM-313, Pumps - Motor practices-1 (100+ HP) | 1.0344 | 0.92122 | 1.4261 | 7.09e-06 | 8.42e-06 | 9.217e-05
2336 | Industrial, Existing, SIC30 Rubber/Plastics, Base Pumps, ECM-313, Pumps - Motor practices-1 (100+ HP) | 1.0345 | 0.9213 | 1.4261 | 2.4e-05 | 2.192e-05 | 0.0001738
2337 | Industrial, Existing, SIC32 Stone/Clay/Glass, Base Pumps, ECM-313, Pumps - Motor practices-1 (100+ HP) | 1.0345 | 0.92127 | 1.4261 | 0.00065657 | 0.00051673 | 0.005154
2338 | Industrial, Existing, SIC33 Primary Metals, Base Pumps, ECM-313, Pumps - Motor practices-1 (100+ HP) | 1.0346 | 0.92136 | 1.4261 | 4.418e-05 | 4.118e-05 | 0.00025204
2339 | Industrial, Existing, SIC34 Fab Metals, Base Pumps, ECM-313, Pumps - Motor practices-1 (100+ HP) | 1.0345 | 0.92133 | 1.4261 | 0.00013571 | 0.00012595 | 0.00086298
2340 | Industrial, Existing, SIC35 Ind Machinery, Base Pumps, ECM-313, Pumps - Motor practices-1 (100+ HP) | 1.0346 | 0.92141 | 1.4261 | 1.407e-05 | 6.47e-06 | 5.645e-05
2341 | Industrial, Existing, SIC36 Electronics, Base Pumps, ECM-313, Pumps - Motor practices-1 (100+ HP) | 1.0345 | 0.92129 | 1.4261 | 1.502e-05 | 1.206e-05 | 0.00010784
2342 | Industrial, Existing, SIC37 Transp Eqp, Base Pumps, ECM-313, Pumps - Motor practices-1 (100+ HP) | 1.0346 | 0.92133 | 1.4261 | 4.68e-05 | 4.244e-05 | 0.00029102
2343 | Industrial, Existing, SIC38 Instruments, Base Pumps, ECM-313, Pumps - Motor practices-1 (100+ HP) | 1.0345 | 0.92129 | 1.4261 | 7.936e-05 | 6.681e-05 | 0.00059131
2344 | Industrial, Existing, SIC39/21/31 Misc, Base Pumps, ECM-313, Pumps - Motor practices-1 (100+ HP) | 1.0345 | 0.92127 | 1.4261 | 4.108e-05 | 3.517e-05 | 0.00032753
2345 | Industrial, Existing, SIC20 Food, Base Drives, ECM-401, Bakery - Process (Mixing) - O&M | 1.0345 | 6.64 | 8.7997 | . | . | .
2346 | Industrial, Existing, SIC22-23Textiles, Base Drives, ECM-401, Bakery - Process (Mixing) - O&M | . | 99999 | 99999 | . | . | .
2347 | Industrial, Existing, SIC24-25 Lumber, Base Drives, ECM-401, Bakery - Process (Mixing) - O&M | . | 99999 | 99999 | . | . | .
2348 | Industrial, Existing, SIC26 Paper, Base Drives, ECM-401, Bakery - Process (Mixing) - O&M | . | 99999 | 99999 | . | . | .
2349 | Industrial, Existing, SIC27 Printing, Base Drives, ECM-401, Bakery - Process (Mixing) - O&M | . | 99999 | 99999 | . | . | .
2350 | Industrial, Existing, SIC28 Chemicals, Base Drives, ECM-401, Bakery - Process (Mixing) - O&M | . | 99999 | 99999 | . | . | .
2351 | Industrial, Existing, SIC29 Petroleum, Base Drives, ECM-401, Bakery - Process (Mixing) - O&M | . | 99999 | 99999 | . | . | .
2352 | Industrial, Existing, SIC30 Rubber/Plastics, Base Drives, ECM-401, Bakery - Process (Mixing) - O&M | . | 99999 | 99999 | . | . | .
2353 | Industrial, Existing, SIC32 Stone/Clay/Glass, Base Drives, ECM-401, Bakery - Process (Mixing) - O&M | . | 99999 | 99999 | . | . | .
2354 | Industrial, Existing, SIC33 Primary Metals, Base Drives, ECM-401, Bakery - Process (Mixing) - O&M | . | 99999 | 99999 | . | . | .
2355 | Industrial, Existing, SIC34 Fab Metals, Base Drives, ECM-401, Bakery - Process (Mixing) - O&M | . | 99999 | 99999 | . | . | .
2356 | Industrial, Existing, SIC35 Ind Machinery, Base Drives, ECM-401, Bakery - Process (Mixing) - O&M | . | 99999 | 99999 | . | . | .
2357 | Industrial, Existing, SIC36 Electronics, Base Drives, ECM-401, Bakery - Process (Mixing) - O&M | . | 99999 | 99999 | . | . | .
2358 | Industrial, Existing, SIC37 Transp Eqp, Base Drives, ECM-401, Bakery - Process (Mixing) - O&M | . | 99999 | 99999 | . | . | .
2359 | Industrial, Existing, SIC38 Instruments, Base Drives, ECM-401, Bakery - Process (Mixing) - O&M | . | 99999 | 99999 | . | . | .
2360 | Industrial, Existing, SIC39/21/31 Misc, Base Drives, ECM-401, Bakery - Process (Mixing) - O&M | . | 99999 | 99999 | . | . | .
2361 | Industrial, Existing, SIC20 Food, Base Heating , ECM-501, Bakery - Process | 1.0345 | 4.6698 | 5.2867 | . | . | .
2362 | Industrial, Existing, SIC22-23Textiles, Base Heating , ECM-501, Bakery - Process | . | 99999 | 99999 | . | . | .
2363 | Industrial, Existing, SIC24-25 Lumber, Base Heating , ECM-501, Bakery - Process | . | 99999 | 99999 | . | . | .
2364 | Industrial, Existing, SIC26 Paper, Base Heating , ECM-501, Bakery - Process | . | 99999 | 99999 | . | . | .
2365 | Industrial, Existing, SIC27 Printing, Base Heating , ECM-501, Bakery - Process | . | 99999 | 99999 | . | . | .
2366 | Industrial, Existing, SIC28 Chemicals, Base Heating , ECM-501, Bakery - Process | . | 99999 | 99999 | . | . | .
2367 | Industrial, Existing, SIC29 Petroleum, Base Heating , ECM-501, Bakery - Process | . | 99999 | 99999 | . | . | .
2368 | Industrial, Existing, SIC30 Rubber/Plastics, Base Heating , ECM-501, Bakery - Process | . | 99999 | 99999 | . | . | .
2369 | Industrial, Existing, SIC32 Stone/Clay/Glass, Base Heating , ECM-501, Bakery - Process | . | 99999 | 99999 | . | . | .
2370 | Industrial, Existing, SIC33 Primary Metals, Base Heating , ECM-501, Bakery - Process | . | 99999 | 99999 | . | . | .
2371 | Industrial, Existing, SIC34 Fab Metals, Base Heating , ECM-501, Bakery - Process | . | 99999 | 99999 | . | . | .
2372 | Industrial, Existing, SIC35 Ind Machinery, Base Heating , ECM-501, Bakery - Process | . | 99999 | 99999 | . | . | .
2373 | Industrial, Existing, SIC36 Electronics, Base Heating , ECM-501, Bakery - Process | . | 99999 | 99999 | . | . | .
2374 | Industrial, Existing, SIC37 Transp Eqp, Base Heating , ECM-501, Bakery - Process | . | 99999 | 99999 | . | . | .
2375 | Industrial, Existing, SIC38 Instruments, Base Heating , ECM-501, Bakery - Process | . | 99999 | 99999 | . | . | .
2376 | Industrial, Existing, SIC39/21/31 Misc, Base Heating , ECM-501, Bakery - Process | . | 99999 | 99999 | . | . | .
2377 | Industrial, Existing, SIC20 Food, Base Refrigeration, ECM-551, Efficient Refrigeration - Operations | 1.0345 | 5.9059 | 7.8267 | . | . | .
2378 | Industrial, Existing, SIC22-23Textiles, Base Refrigeration, ECM-551, Efficient Refrigeration - Operations | . | 99999 | 99999 | . | . | .
2379 | Industrial, Existing, SIC24-25 Lumber, Base Refrigeration, ECM-551, Efficient Refrigeration - Operations | . | 99999 | 99999 | . | . | .
2380 | Industrial, Existing, SIC26 Paper, Base Refrigeration, ECM-551, Efficient Refrigeration - Operations | . | 99999 | 99999 | . | . | .
2381 | Industrial, Existing, SIC27 Printing, Base Refrigeration, ECM-551, Efficient Refrigeration - Operations | . | 99999 | 99999 | . | . | .
2382 | Industrial, Existing, SIC28 Chemicals, Base Refrigeration, ECM-551, Efficient Refrigeration - Operations | . | 99999 | 99999 | . | . | .
2383 | Industrial, Existing, SIC29 Petroleum, Base Refrigeration, ECM-551, Efficient Refrigeration - Operations | . | 99999 | 99999 | . | . | .
2384 | Industrial, Existing, SIC30 Rubber/Plastics, Base Refrigeration, ECM-551, Efficient Refrigeration - Operations | . | 99999 | 99999 | . | . | .
2385 | Industrial, Existing, SIC32 Stone/Clay/Glass, Base Refrigeration, ECM-551, Efficient Refrigeration - Operations | . | 99999 | 99999 | . | . | .
2386 | Industrial, Existing, SIC33 Primary Metals, Base Refrigeration, ECM-551, Efficient Refrigeration - Operations | . | 99999 | 99999 | . | . | .
2387 | Industrial, Existing, SIC34 Fab Metals, Base Refrigeration, ECM-551, Efficient Refrigeration - Operations | . | 99999 | 99999 | . | . | .
2388 | Industrial, Existing, SIC35 Ind Machinery, Base Refrigeration, ECM-551, Efficient Refrigeration - Operations | . | 99999 | 99999 | . | . | .
2389 | Industrial, Existing, SIC36 Electronics, Base Refrigeration, ECM-551, Efficient Refrigeration - Operations | . | 99999 | 99999 | . | . | .
2390 | Industrial, Existing, SIC37 Transp Eqp, Base Refrigeration, ECM-551, Efficient Refrigeration - Operations | . | 99999 | 99999 | . | . | .
2391 | Industrial, Existing, SIC38 Instruments, Base Refrigeration, ECM-551, Efficient Refrigeration - Operations | . | 99999 | 99999 | . | . | .
2392 | Industrial, Existing, SIC39/21/31 Misc, Base Refrigeration, ECM-551, Efficient Refrigeration - Operations | . | 99999 | 99999 | . | . | .
2393 | Industrial, Existing, SIC20 Food, Base Refrigeration, ECM-552, Optimization Refrigeration | 1.0345 | 1.3849 | 1.5678 | 0.019745 | 0.0082989 | 0.10379
2394 | Industrial, Existing, SIC22-23Textiles, Base Refrigeration, ECM-552, Optimization Refrigeration | . | 99999 | 99999 | . | . | .
2395 | Industrial, Existing, SIC24-25 Lumber, Base Refrigeration, ECM-552, Optimization Refrigeration | . | 99999 | 99999 | . | . | .
2396 | Industrial, Existing, SIC26 Paper, Base Refrigeration, ECM-552, Optimization Refrigeration | . | 99999 | 99999 | . | . | .
2397 | Industrial, Existing, SIC27 Printing, Base Refrigeration, ECM-552, Optimization Refrigeration | . | 99999 | 99999 | . | . | .
2398 | Industrial, Existing, SIC28 Chemicals, Base Refrigeration, ECM-552, Optimization Refrigeration | . | 99999 | 99999 | . | . | .
2399 | Industrial, Existing, SIC29 Petroleum, Base Refrigeration, ECM-552, Optimization Refrigeration | . | 99999 | 99999 | . | . | .
2400 | Industrial, Existing, SIC30 Rubber/Plastics, Base Refrigeration, ECM-552, Optimization Refrigeration | . | 99999 | 99999 | . | . | .
2401 | Industrial, Existing, SIC32 Stone/Clay/Glass, Base Refrigeration, ECM-552, Optimization Refrigeration | . | 99999 | 99999 | . | . | .
2402 | Industrial, Existing, SIC33 Primary Metals, Base Refrigeration, ECM-552, Optimization Refrigeration | . | 99999 | 99999 | . | . | .
2403 | Industrial, Existing, SIC34 Fab Metals, Base Refrigeration, ECM-552, Optimization Refrigeration | . | 99999 | 99999 | . | . | .
2404 | Industrial, Existing, SIC35 Ind Machinery, Base Refrigeration, ECM-552, Optimization Refrigeration | . | 99999 | 99999 | . | . | .
2405 | Industrial, Existing, SIC36 Electronics, Base Refrigeration, ECM-552, Optimization Refrigeration | . | 99999 | 99999 | . | . | .
2406 | Industrial, Existing, SIC37 Transp Eqp, Base Refrigeration, ECM-552, Optimization Refrigeration | . | 99999 | 99999 | . | . | .
2407 | Industrial, Existing, SIC38 Instruments, Base Refrigeration, ECM-552, Optimization Refrigeration | . | 99999 | 99999 | . | . | .
2408 | Industrial, Existing, SIC39/21/31 Misc, Base Refrigeration, ECM-552, Optimization Refrigeration | . | 99999 | 99999 | . | . | .
2409 | Industrial, Existing, SIC20 Food, Base Centrifugal Chiller, 0.58 kW/ton, 500 tons, ECM-701, Centrifugal Chiller, 0.51 kW/ton, 500 tons | 1.0343 | 0.65342 | 0.63174 | 3.443e-05 | 6.03e-06 | 0.00090467
2410 | Industrial, Existing, SIC22-23Textiles, Base Centrifugal Chiller, 0.58 kW/ton, 500 tons, ECM-701, Centrifugal Chiller, 0.51 kW/ton, 500 tons | 1.0344 | 0.65336 | 0.63166 | 1.43e-06 | 6e-07 | 2.632e-05
2411 | Industrial, Existing, SIC24-25 Lumber, Base Centrifugal Chiller, 0.58 kW/ton, 500 tons, ECM-701, Centrifugal Chiller, 0.51 kW/ton, 500 tons | 1.0343 | 0.6534 | 0.63171 | 1.85e-06 | 3.6e-07 | 3.926e-05
2412 | Industrial, Existing, SIC26 Paper, Base Centrifugal Chiller, 0.58 kW/ton, 500 tons, ECM-701, Centrifugal Chiller, 0.51 kW/ton, 500 tons | 1.0343 | 0.65343 | 0.63175 | 4e-06 | 7.7e-07 | 0.00012754
2413 | Industrial, Existing, SIC27 Printing, Base Centrifugal Chiller, 0.58 kW/ton, 500 tons, ECM-701, Centrifugal Chiller, 0.51 kW/ton, 500 tons | 1.0343 | 0.65342 | 0.63174 | 1.04e-05 | 1.56e-06 | 0.00027718
2414 | Industrial, Existing, SIC28 Chemicals, Base Centrifugal Chiller, 0.58 kW/ton, 500 tons, ECM-701, Centrifugal Chiller, 0.51 kW/ton, 500 tons | 1.0343 | 0.65345 | 0.63177 | 2.39e-06 | 4.3e-07 | 9.722e-05
2415 | Industrial, Existing, SIC29 Petroleum, Base Centrifugal Chiller, 0.58 kW/ton, 500 tons, ECM-701, Centrifugal Chiller, 0.51 kW/ton, 500 tons | 1.0343 | 0.65346 | 0.63178 | 2e-08 | 1e-08 | 1.02e-06
2416 | Industrial, Existing, SIC30 Rubber/Plastics, Base Centrifugal Chiller, 0.58 kW/ton, 500 tons, ECM-701, Centrifugal Chiller, 0.51 kW/ton, 500 tons | 1.0343 | 0.65342 | 0.63174 | 1.79e-06 | 4.1e-07 | 5.186e-05
2417 | Industrial, Existing, SIC32 Stone/Clay/Glass, Base Centrifugal Chiller, 0.58 kW/ton, 500 tons, ECM-701, Centrifugal Chiller, 0.51 kW/ton, 500 tons | 1.0343 | 0.65343 | 0.63175 | 1.44e-05 | 2.83e-06 | 0.00045196
2418 | Industrial, Existing, SIC33 Primary Metals, Base Centrifugal Chiller, 0.58 kW/ton, 500 tons, ECM-701, Centrifugal Chiller, 0.51 kW/ton, 500 tons | 1.0343 | 0.6534 | 0.63171 | 8.1e-07 | 1.9e-07 | 1.855e-05
2419 | Industrial, Existing, SIC34 Fab Metals, Base Centrifugal Chiller, 0.58 kW/ton, 500 tons, ECM-701, Centrifugal Chiller, 0.51 kW/ton, 500 tons | 1.0343 | 0.65341 | 0.63173 | 9.88e-06 | 2.29e-06 | 0.00025118
2420 | Industrial, Existing, SIC35 Ind Machinery, Base Centrifugal Chiller, 0.58 kW/ton, 500 tons, ECM-701, Centrifugal Chiller, 0.51 kW/ton, 500 tons | 1.0344 | 0.65337 | 0.63167 | 2.32e-06 | 2.7e-07 | 3.722e-05
2421 | Industrial, Existing, SIC36 Electronics, Base Centrifugal Chiller, 0.58 kW/ton, 500 tons, ECM-701, Centrifugal Chiller, 0.51 kW/ton, 500 tons | 1.0343 | 0.65343 | 0.63174 | 6.3e-06 | 1.26e-06 | 0.00018081
2422 | Industrial, Existing, SIC37 Transp Eqp, Base Centrifugal Chiller, 0.58 kW/ton, 500 tons, ECM-701, Centrifugal Chiller, 0.51 kW/ton, 500 tons | 1.0343 | 0.65341 | 0.63172 | 6.42e-06 | 1.45e-06 | 0.0001596
2423 | Industrial, Existing, SIC38 Instruments, Base Centrifugal Chiller, 0.58 kW/ton, 500 tons, ECM-701, Centrifugal Chiller, 0.51 kW/ton, 500 tons | 1.0343 | 0.65343 | 0.63175 | 1.655e-05 | 3.48e-06 | 0.00049316
2424 | Industrial, Existing, SIC39/21/31 Misc, Base Centrifugal Chiller, 0.58 kW/ton, 500 tons, ECM-701, Centrifugal Chiller, 0.51 kW/ton, 500 tons | 1.0343 | 0.65343 | 0.63175 | 9.07e-06 | 1.94e-06 | 0.00028918
2425 | Industrial, Existing, SIC20 Food, Base Centrifugal Chiller, 0.58 kW/ton, 500 tons, ECM-702, High Efficiency Chiller Motors | 1.0345 | 1.7838 | 1.7243 | 0.00028768 | 1.008e-05 | 0.0015122
2426 | Industrial, Existing, SIC22-23Textiles, Base Centrifugal Chiller, 0.58 kW/ton, 500 tons, ECM-702, High Efficiency Chiller Motors | 1.0346 | 1.7839 | 1.7243 | 1.197e-05 | 1e-06 | 4.401e-05
2427 | Industrial, Existing, SIC24-25 Lumber, Base Centrifugal Chiller, 0.58 kW/ton, 500 tons, ECM-702, High Efficiency Chiller Motors | 1.0345 | 1.7839 | 1.7243 | 1.55e-05 | 6e-07 | 6.562e-05
2428 | Industrial, Existing, SIC26 Paper, Base Centrifugal Chiller, 0.58 kW/ton, 500 tons, ECM-702, High Efficiency Chiller Motors | 1.0345 | 1.7837 | 1.7243 | 3.344e-05 | 1.29e-06 | 0.00021316
2429 | Industrial, Existing, SIC27 Printing, Base Centrifugal Chiller, 0.58 kW/ton, 500 tons, ECM-702, High Efficiency Chiller Motors | 1.0345 | 1.7838 | 1.7243 | 8.687e-05 | 2.61e-06 | 0.00046331
2430 | Industrial, Existing, SIC28 Chemicals, Base Centrifugal Chiller, 0.58 kW/ton, 500 tons, ECM-702, High Efficiency Chiller Motors | 1.0344 | 1.7836 | 1.7243 | 1.997e-05 | 7.2e-07 | 0.00016247
2431 | Industrial, Existing, SIC29 Petroleum, Base Centrifugal Chiller, 0.58 kW/ton, 500 tons, ECM-702, High Efficiency Chiller Motors | 1.0344 | 1.7836 | 1.7243 | 1.6e-07 | 1e-08 | 1.71e-06
2432 | Industrial, Existing, SIC30 Rubber/Plastics, Base Centrifugal Chiller, 0.58 kW/ton, 500 tons, ECM-702, High Efficiency Chiller Motors | 1.0345 | 1.7837 | 1.7243 | 1.496e-05 | 6.8e-07 | 8.668e-05
2433 | Industrial, Existing, SIC32 Stone/Clay/Glass, Base Centrifugal Chiller, 0.58 kW/ton, 500 tons, ECM-702, High Efficiency Chiller Motors | 1.0345 | 1.7837 | 1.7243 | 0.00012029 | 4.73e-06 | 0.00075538
2434 | Industrial, Existing, SIC33 Primary Metals, Base Centrifugal Chiller, 0.58 kW/ton, 500 tons, ECM-702, High Efficiency Chiller Motors | 1.0345 | 1.7838 | 1.7243 | 6.79e-06 | 3.2e-07 | 3.101e-05
2435 | Industrial, Existing, SIC34 Fab Metals, Base Centrifugal Chiller, 0.58 kW/ton, 500 tons, ECM-702, High Efficiency Chiller Motors | 1.0345 | 1.7838 | 1.7243 | 8.253e-05 | 3.83e-06 | 0.00041985
2436 | Industrial, Existing, SIC35 Ind Machinery, Base Centrifugal Chiller, 0.58 kW/ton, 500 tons, ECM-702, High Efficiency Chiller Motors | 1.0346 | 1.7841 | 1.7243 | 1.939e-05 | 4.5e-07 | 6.223e-05
2437 | Industrial, Existing, SIC36 Electronics, Base Centrifugal Chiller, 0.58 kW/ton, 500 tons, ECM-702, High Efficiency Chiller Motors | 1.0345 | 1.7838 | 1.7243 | 5.26e-05 | 2.11e-06 | 0.00030222
2438 | Industrial, Existing, SIC37 Transp Eqp, Base Centrifugal Chiller, 0.58 kW/ton, 500 tons, ECM-702, High Efficiency Chiller Motors | 1.0345 | 1.7838 | 1.7243 | 5.363e-05 | 2.43e-06 | 0.00026678
2439 | Industrial, Existing, SIC38 Instruments, Base Centrifugal Chiller, 0.58 kW/ton, 500 tons, ECM-702, High Efficiency Chiller Motors | 1.0345 | 1.7837 | 1.7243 | 0.00013828 | 5.82e-06 | 0.00082426
2440 | Industrial, Existing, SIC39/21/31 Misc, Base Centrifugal Chiller, 0.58 kW/ton, 500 tons, ECM-702, High Efficiency Chiller Motors | 1.0345 | 1.7837 | 1.7243 | 7.577e-05 | 3.24e-06 | 0.00048332
2441 | Industrial, Existing, SIC20 Food, Base Centrifugal Chiller, 0.58 kW/ton, 500 tons, ECM-703, EMS - Chiller | 1.0343 | 1.0846 | 1.4376 | 0.00010036 | 1.757e-05 | 0.0026372
2442 | Industrial, Existing, SIC22-23Textiles, Base Centrifugal Chiller, 0.58 kW/ton, 500 tons, ECM-703, EMS - Chiller | 1.0344 | 1.0845 | 1.4375 | 4.17e-06 | 1.74e-06 | 7.674e-05
2443 | Industrial, Existing, SIC24-25 Lumber, Base Centrifugal Chiller, 0.58 kW/ton, 500 tons, ECM-703, EMS - Chiller | 1.0343 | 1.0845 | 1.4375 | 5.41e-06 | 1.04e-06 | 0.00011444
2444 | Industrial, Existing, SIC26 Paper, Base Centrifugal Chiller, 0.58 kW/ton, 500 tons, ECM-703, EMS - Chiller | 1.0343 | 1.0846 | 1.4376 | 1.166e-05 | 2.25e-06 | 0.00037177
2445 | Industrial, Existing, SIC27 Printing, Base Centrifugal Chiller, 0.58 kW/ton, 500 tons, ECM-703, EMS - Chiller | 1.0343 | 1.0846 | 1.4376 | 3.03e-05 | 4.55e-06 | 0.00080801
2446 | Industrial, Existing, SIC28 Chemicals, Base Centrifugal Chiller, 0.58 kW/ton, 500 tons, ECM-703, EMS - Chiller | 1.0343 | 1.0846 | 1.4377 | 6.97e-06 | 1.26e-06 | 0.00028339
2447 | Industrial, Existing, SIC29 Petroleum, Base Centrifugal Chiller, 0.58 kW/ton, 500 tons, ECM-703, EMS - Chiller | 1.0343 | 1.0846 | 1.4377 | 6e-08 | 2e-08 | 2.98e-06
2448 | Industrial, Existing, SIC30 Rubber/Plastics, Base Centrifugal Chiller, 0.58 kW/ton, 500 tons, ECM-703, EMS - Chiller | 1.0343 | 1.0846 | 1.4376 | 5.22e-06 | 1.19e-06 | 0.00015117
2449 | Industrial, Existing, SIC32 Stone/Clay/Glass, Base Centrifugal Chiller, 0.58 kW/ton, 500 tons, ECM-703, EMS - Chiller | 1.0343 | 1.0846 | 1.4376 | 4.196e-05 | 8.26e-06 | 0.0013175
2450 | Industrial, Existing, SIC33 Primary Metals, Base Centrifugal Chiller, 0.58 kW/ton, 500 tons, ECM-703, EMS - Chiller | 1.0343 | 1.0845 | 1.4376 | 2.37e-06 | 5.5e-07 | 5.408e-05
2451 | Industrial, Existing, SIC34 Fab Metals, Base Centrifugal Chiller, 0.58 kW/ton, 500 tons, ECM-703, EMS - Chiller | 1.0343 | 1.0846 | 1.4376 | 2.879e-05 | 6.68e-06 | 0.00073221
2452 | Industrial, Existing, SIC35 Ind Machinery, Base Centrifugal Chiller, 0.58 kW/ton, 500 tons, ECM-703, EMS - Chiller | 1.0344 | 1.0845 | 1.4375 | 6.76e-06 | 7.8e-07 | 0.0001085
2453 | Industrial, Existing, SIC36 Electronics, Base Centrifugal Chiller, 0.58 kW/ton, 500 tons, ECM-703, EMS - Chiller | 1.0343 | 1.0846 | 1.4376 | 1.835e-05 | 3.69e-06 | 0.00052708
2454 | Industrial, Existing, SIC37 Transp Eqp, Base Centrifugal Chiller, 0.58 kW/ton, 500 tons, ECM-703, EMS - Chiller | 1.0343 | 1.0846 | 1.4376 | 1.871e-05 | 4.24e-06 | 0.00046525
2455 | Industrial, Existing, SIC38 Instruments, Base Centrifugal Chiller, 0.58 kW/ton, 500 tons, ECM-703, EMS - Chiller | 1.0343 | 1.0846 | 1.4376 | 4.824e-05 | 1.015e-05 | 0.0014376
2456 | Industrial, Existing, SIC39/21/31 Misc, Base Centrifugal Chiller, 0.58 kW/ton, 500 tons, ECM-703, EMS - Chiller | 1.0343 | 1.0846 | 1.4376 | 2.643e-05 | 5.66e-06 | 0.00084296
2457 | Industrial, Existing, SIC20 Food, Base Centrifugal Chiller, 0.58 kW/ton, 500 tons, ECM-704, Chiller Tune Up/Diagnostics | 1.0345 | 0.9024 | 1.1959 | 0.00034416 | 1.205e-05 | 0.001809
2458 | Industrial, Existing, SIC22-23Textiles, Base Centrifugal Chiller, 0.58 kW/ton, 500 tons, ECM-704, Chiller Tune Up/Diagnostics | 1.0346 | 0.90247 | 1.1959 | 1.432e-05 | 1.19e-06 | 5.265e-05
2459 | Industrial, Existing, SIC24-25 Lumber, Base Centrifugal Chiller, 0.58 kW/ton, 500 tons, ECM-704, Chiller Tune Up/Diagnostics | 1.0345 | 0.90245 | 1.1959 | 1.854e-05 | 7.2e-07 | 7.851e-05
2460 | Industrial, Existing, SIC26 Paper, Base Centrifugal Chiller, 0.58 kW/ton, 500 tons, ECM-704, Chiller Tune Up/Diagnostics | 1.0345 | 0.90236 | 1.1959 | 4e-05 | 1.55e-06 | 0.00025501
2461 | Industrial, Existing, SIC27 Printing, Base Centrifugal Chiller, 0.58 kW/ton, 500 tons, ECM-704, Chiller Tune Up/Diagnostics | 1.0345 | 0.9024 | 1.1959 | 0.00010392 | 3.12e-06 | 0.00055427
2462 | Industrial, Existing, SIC28 Chemicals, Base Centrifugal Chiller, 0.58 kW/ton, 500 tons, ECM-704, Chiller Tune Up/Diagnostics | 1.0344 | 0.90233 | 1.1959 | 2.389e-05 | 8.6e-07 | 0.00019437
2463 | Industrial, Existing, SIC29 Petroleum, Base Centrifugal Chiller, 0.58 kW/ton, 500 tons, ECM-704, Chiller Tune Up/Diagnostics | 1.0344 | 0.90229 | 1.1959 | 2e-07 | 1e-08 | 2.04e-06
2464 | Industrial, Existing, SIC30 Rubber/Plastics, Base Centrifugal Chiller, 0.58 kW/ton, 500 tons, ECM-704, Chiller Tune Up/Diagnostics | 1.0345 | 0.90238 | 1.1959 | 1.79e-05 | 8.2e-07 | 0.0001037
2465 | Industrial, Existing, SIC32 Stone/Clay/Glass, Base Centrifugal Chiller, 0.58 kW/ton, 500 tons, ECM-704, Chiller Tune Up/Diagnostics | 1.0345 | 0.90236 | 1.1959 | 0.0001439 | 5.66e-06 | 0.00090369
2466 | Industrial, Existing, SIC33 Primary Metals, Base Centrifugal Chiller, 0.58 kW/ton, 500 tons, ECM-704, Chiller Tune Up/Diagnostics | 1.0345 | 0.90243 | 1.1959 | 8.13e-06 | 3.8e-07 | 3.71e-05
2467 | Industrial, Existing, SIC34 Fab Metals, Base Centrifugal Chiller, 0.58 kW/ton, 500 tons, ECM-704, Chiller Tune Up/Diagnostics | 1.0345 | 0.9024 | 1.1959 | 9.873e-05 | 4.58e-06 | 0.00050228
2468 | Industrial, Existing, SIC35 Ind Machinery, Base Centrifugal Chiller, 0.58 kW/ton, 500 tons, ECM-704, Chiller Tune Up/Diagnostics | 1.0346 | 0.90253 | 1.196 | 2.32e-05 | 5.3e-07 | 7.445e-05
2469 | Industrial, Existing, SIC36 Electronics, Base Centrifugal Chiller, 0.58 kW/ton, 500 tons, ECM-704, Chiller Tune Up/Diagnostics | 1.0345 | 0.90238 | 1.1959 | 6.293e-05 | 2.53e-06 | 0.00036155
2470 | Industrial, Existing, SIC37 Transp Eqp, Base Centrifugal Chiller, 0.58 kW/ton, 500 tons, ECM-704, Chiller Tune Up/Diagnostics | 1.0345 | 0.90241 | 1.1959 | 6.416e-05 | 2.91e-06 | 0.00031915
2471 | Industrial, Existing, SIC38 Instruments, Base Centrifugal Chiller, 0.58 kW/ton, 500 tons, ECM-704, Chiller Tune Up/Diagnostics | 1.0345 | 0.90237 | 1.1959 | 0.00016543 | 6.96e-06 | 0.00098609
2472 | Industrial, Existing, SIC39/21/31 Misc, Base Centrifugal Chiller, 0.58 kW/ton, 500 tons, ECM-704, Chiller Tune Up/Diagnostics | 1.0345 | 0.90236 | 1.1959 | 9.064e-05 | 3.88e-06 | 0.00057821
2473 | Industrial, Existing, SIC20 Food, Base Centrifugal Chiller, 0.58 kW/ton, 500 tons, ECM-705, VSD for Chiller Pumps and Towers | 1.0343 | 2.3001 | 2.6044 | 0.0010967 | 0.00019205 | 0.028818
2474 | Industrial, Existing, SIC22-23Textiles, Base Centrifugal Chiller, 0.58 kW/ton, 500 tons, ECM-705, VSD for Chiller Pumps and Towers | 1.0344 | 2.2999 | 2.6041 | 4.562e-05 | 1.897e-05 | 0.00083857
2475 | Industrial, Existing, SIC24-25 Lumber, Base Centrifugal Chiller, 0.58 kW/ton, 500 tons, ECM-705, VSD for Chiller Pumps and Towers | 1.0343 | 2.3 | 2.6043 | 5.908e-05 | 1.141e-05 | 0.0012505
2476 | Industrial, Existing, SIC26 Paper, Base Centrifugal Chiller, 0.58 kW/ton, 500 tons, ECM-705, VSD for Chiller Pumps and Towers | 1.0343 | 2.3001 | 2.6045 | 0.00012746 | 2.464e-05 | 0.0040624
2477 | Industrial, Existing, SIC27 Printing, Base Centrifugal Chiller, 0.58 kW/ton, 500 tons, ECM-705, VSD for Chiller Pumps and Towers | 1.0343 | 2.3001 | 2.6044 | 0.00033115 | 4.971e-05 | 0.0088294
2478 | Industrial, Existing, SIC28 Chemicals, Base Centrifugal Chiller, 0.58 kW/ton, 500 tons, ECM-705, VSD for Chiller Pumps and Towers | 1.0343 | 2.3001 | 2.6045 | 7.612e-05 | 1.376e-05 | 0.0030966
2479 | Industrial, Existing, SIC29 Petroleum, Base Centrifugal Chiller, 0.58 kW/ton, 500 tons, ECM-705, VSD for Chiller Pumps and Towers | 1.0343 | 2.3002 | 2.6046 | 6.3e-07 | 1.9e-07 | 3.257e-05
2480 | Industrial, Existing, SIC30 Rubber/Plastics, Base Centrifugal Chiller, 0.58 kW/ton, 500 tons, ECM-705, VSD for Chiller Pumps and Towers | 1.0343 | 2.3001 | 2.6044 | 5.703e-05 | 1.302e-05 | 0.0016519
2481 | Industrial, Existing, SIC32 Stone/Clay/Glass, Base Centrifugal Chiller, 0.58 kW/ton, 500 tons, ECM-705, VSD for Chiller Pumps and Towers | 1.0343 | 2.3001 | 2.6045 | 0.00045856 | 9.022e-05 | 0.014396
2482 | Industrial, Existing, SIC33 Primary Metals, Base Centrifugal Chiller, 0.58 kW/ton, 500 tons, ECM-705, VSD for Chiller Pumps and Towers | 1.0343 | 2.3 | 2.6043 | 2.59e-05 | 6.04e-06 | 0.00059098
2483 | Industrial, Existing, SIC34 Fab Metals, Base Centrifugal Chiller, 0.58 kW/ton, 500 tons, ECM-705, VSD for Chiller Pumps and Towers | 1.0343 | 2.3 | 2.6044 | 0.00031461 | 7.3e-05 | 0.0080012
2484 | Industrial, Existing, SIC35 Ind Machinery, Base Centrifugal Chiller, 0.58 kW/ton, 500 tons, ECM-705, VSD for Chiller Pumps and Towers | 1.0344 | 2.2999 | 2.6042 | 7.392e-05 | 8.5e-06 | 0.0011857
2485 | Industrial, Existing, SIC36 Electronics, Base Centrifugal Chiller, 0.58 kW/ton, 500 tons, ECM-705, VSD for Chiller Pumps and Towers | 1.0343 | 2.3001 | 2.6044 | 0.00020052 | 4.028e-05 | 0.0057596
2486 | Industrial, Existing, SIC37 Transp Eqp, Base Centrifugal Chiller, 0.58 kW/ton, 500 tons, ECM-705, VSD for Chiller Pumps and Towers | 1.0343 | 2.3 | 2.6044 | 0.00020445 | 4.634e-05 | 0.005084
2487 | Industrial, Existing, SIC38 Instruments, Base Centrifugal Chiller, 0.58 kW/ton, 500 tons, ECM-705, VSD for Chiller Pumps and Towers | 1.0343 | 2.3001 | 2.6044 | 0.00052714 | 0.00011095 | 0.015709
2488 | Industrial, Existing, SIC39/21/31 Misc, Base Centrifugal Chiller, 0.58 kW/ton, 500 tons, ECM-705, VSD for Chiller Pumps and Towers | 1.0343 | 2.3001 | 2.6045 | 0.00028884 | 6.183e-05 | 0.0092112
2489 | Industrial, Existing, SIC20 Food, Base Centrifugal Chiller, 0.58 kW/ton, 500 tons, ECM-706, EMS Optimization - Chiller | 1.0345 | 0.99486 | 1.6008 | 0.00017091 | 5.99e-06 | 0.00089838
2490 | Industrial, Existing, SIC22-23Textiles, Base Centrifugal Chiller, 0.58 kW/ton, 500 tons, ECM-706, EMS Optimization - Chiller | 1.0346 | 0.99494 | 1.6008 | 7.11e-06 | 5.9e-07 | 2.614e-05
2491 | Industrial, Existing, SIC24-25 Lumber, Base Centrifugal Chiller, 0.58 kW/ton, 500 tons, ECM-706, EMS Optimization - Chiller | 1.0345 | 0.99491 | 1.6008 | 9.21e-06 | 3.6e-07 | 3.899e-05
2492 | Industrial, Existing, SIC26 Paper, Base Centrifugal Chiller, 0.58 kW/ton, 500 tons, ECM-706, EMS Optimization - Chiller | 1.0345 | 0.99482 | 1.6008 | 1.986e-05 | 7.7e-07 | 0.00012664
2493 | Industrial, Existing, SIC27 Printing, Base Centrifugal Chiller, 0.58 kW/ton, 500 tons, ECM-706, EMS Optimization - Chiller | 1.0345 | 0.99486 | 1.6008 | 5.161e-05 | 1.55e-06 | 0.00027525
2494 | Industrial, Existing, SIC28 Chemicals, Base Centrifugal Chiller, 0.58 kW/ton, 500 tons, ECM-706, EMS Optimization - Chiller | 1.0344 | 0.99478 | 1.6008 | 1.186e-05 | 4.3e-07 | 9.653e-05
2495 | Industrial, Existing, SIC29 Petroleum, Base Centrifugal Chiller, 0.58 kW/ton, 500 tons, ECM-706, EMS Optimization - Chiller | 1.0344 | 0.99475 | 1.6008 | 1e-07 | 1e-08 | 1.02e-06
2496 | Industrial, Existing, SIC30 Rubber/Plastics, Base Centrifugal Chiller, 0.58 kW/ton, 500 tons, ECM-706, EMS Optimization - Chiller | 1.0345 | 0.99484 | 1.6008 | 8.89e-06 | 4.1e-07 | 5.15e-05
2497 | Industrial, Existing, SIC32 Stone/Clay/Glass, Base Centrifugal Chiller, 0.58 kW/ton, 500 tons, ECM-706, EMS Optimization - Chiller | 1.0345 | 0.99482 | 1.6008 | 7.146e-05 | 2.81e-06 | 0.00044878
2498 | Industrial, Existing, SIC33 Primary Metals, Base Centrifugal Chiller, 0.58 kW/ton, 500 tons, ECM-706, EMS Optimization - Chiller | 1.0345 | 0.99489 | 1.6008 | 4.04e-06 | 1.9e-07 | 1.842e-05
2499 | Industrial, Existing, SIC34 Fab Metals, Base Centrifugal Chiller, 0.58 kW/ton, 500 tons, ECM-706, EMS Optimization - Chiller | 1.0345 | 0.99487 | 1.6008 | 4.903e-05 | 2.28e-06 | 0.00024944
2500 | Industrial, Existing, SIC35 Ind Machinery, Base Centrifugal Chiller, 0.58 kW/ton, 500 tons, ECM-706, EMS Optimization - Chiller | 1.0346 | 0.99501 | 1.6009 | 1.152e-05 | 2.7e-07 | 3.697e-05
2501 | Industrial, Existing, SIC36 Electronics, Base Centrifugal Chiller, 0.58 kW/ton, 500 tons, ECM-706, EMS Optimization - Chiller | 1.0345 | 0.99484 | 1.6008 | 3.125e-05 | 1.26e-06 | 0.00017955
2502 | Industrial, Existing, SIC37 Transp Eqp, Base Centrifugal Chiller, 0.58 kW/ton, 500 tons, ECM-706, EMS Optimization - Chiller | 1.0345 | 0.99487 | 1.6008 | 3.186e-05 | 1.44e-06 | 0.00015849
2503 | Industrial, Existing, SIC38 Instruments, Base Centrifugal Chiller, 0.58 kW/ton, 500 tons, ECM-706, EMS Optimization - Chiller | 1.0345 | 0.99483 | 1.6008 | 8.215e-05 | 3.46e-06 | 0.0004897
2504 | Industrial, Existing, SIC39/21/31 Misc, Base Centrifugal Chiller, 0.58 kW/ton, 500 tons, ECM-706, EMS Optimization - Chiller | 1.0345 | 0.99482 | 1.6008 | 4.501e-05 | 1.93e-06 | 0.00028714
2505 | Industrial, Existing, SIC20 Food, Base Centrifugal Chiller, 0.58 kW/ton, 500 tons, ECM-707, Aerosole Duct Sealing - Chiller | 1.0345 | 3.5538 | 4.7098 | . | . | .
2506 | Industrial, Existing, SIC22-23Textiles, Base Centrifugal Chiller, 0.58 kW/ton, 500 tons, ECM-707, Aerosole Duct Sealing - Chiller | 1.0346 | 3.554 | 4.7096 | . | . | .
2507 | Industrial, Existing, SIC24-25 Lumber, Base Centrifugal Chiller, 0.58 kW/ton, 500 tons, ECM-707, Aerosole Duct Sealing - Chiller | 1.0345 | 3.554 | 4.7098 | . | . | .
2508 | Industrial, Existing, SIC26 Paper, Base Centrifugal Chiller, 0.58 kW/ton, 500 tons, ECM-707, Aerosole Duct Sealing - Chiller | 1.0345 | 3.5537 | 4.7098 | . | . | .
2509 | Industrial, Existing, SIC27 Printing, Base Centrifugal Chiller, 0.58 kW/ton, 500 tons, ECM-707, Aerosole Duct Sealing - Chiller | 1.0345 | 3.5538 | 4.7098 | . | . | .
2510 | Industrial, Existing, SIC28 Chemicals, Base Centrifugal Chiller, 0.58 kW/ton, 500 tons, ECM-707, Aerosole Duct Sealing - Chiller | 1.0344 | 3.5535 | 4.7098 | . | . | .
2511 | Industrial, Existing, SIC29 Petroleum, Base Centrifugal Chiller, 0.58 kW/ton, 500 tons, ECM-707, Aerosole Duct Sealing - Chiller | 1.0344 | 3.5534 | 4.7098 | . | . | .
2512 | Industrial, Existing, SIC30 Rubber/Plastics, Base Centrifugal Chiller, 0.58 kW/ton, 500 tons, ECM-707, Aerosole Duct Sealing - Chiller | 1.0345 | 3.5537 | 4.7098 | . | . | .
2513 | Industrial, Existing, SIC32 Stone/Clay/Glass, Base Centrifugal Chiller, 0.58 kW/ton, 500 tons, ECM-707, Aerosole Duct Sealing - Chiller | 1.0345 | 3.5537 | 4.7098 | . | . | .
2514 | Industrial, Existing, SIC33 Primary Metals, Base Centrifugal Chiller, 0.58 kW/ton, 500 tons, ECM-707, Aerosole Duct Sealing - Chiller | 1.0345 | 3.5539 | 4.7098 | . | . | .
2515 | Industrial, Existing, SIC34 Fab Metals, Base Centrifugal Chiller, 0.58 kW/ton, 500 tons, ECM-707, Aerosole Duct Sealing - Chiller | 1.0345 | 3.5538 | 4.7098 | . | . | .
2516 | Industrial, Existing, SIC35 Ind Machinery, Base Centrifugal Chiller, 0.58 kW/ton, 500 tons, ECM-707, Aerosole Duct Sealing - Chiller | 1.0346 | 3.5543 | 4.7099 | . | . | .
2517 | Industrial, Existing, SIC36 Electronics, Base Centrifugal Chiller, 0.58 kW/ton, 500 tons, ECM-707, Aerosole Duct Sealing - Chiller | 1.0345 | 3.5537 | 4.7098 | . | . | .
2518 | Industrial, Existing, SIC37 Transp Eqp, Base Centrifugal Chiller, 0.58 kW/ton, 500 tons, ECM-707, Aerosole Duct Sealing - Chiller | 1.0345 | 3.5538 | 4.7098 | . | . | .
2519 | Industrial, Existing, SIC38 Instruments, Base Centrifugal Chiller, 0.58 kW/ton, 500 tons, ECM-707, Aerosole Duct Sealing - Chiller | 1.0345 | 3.5537 | 4.7098 | . | . | .
2520 | Industrial, Existing, SIC39/21/31 Misc, Base Centrifugal Chiller, 0.58 kW/ton, 500 tons, ECM-707, Aerosole Duct Sealing - Chiller | 1.0345 | 3.5536 | 4.7098 | . | . | .
2521 | Industrial, Existing, SIC20 Food, Base Centrifugal Chiller, 0.58 kW/ton, 500 tons, ECM-708, Duct/Pipe Insulation - Chiller | 1.0345 | 0.031192 | 0.041339 | 2e-08 | 0 | 9e-08
2522 | Industrial, Existing, SIC22-23Textiles, Base Centrifugal Chiller, 0.58 kW/ton, 500 tons, ECM-708, Duct/Pipe Insulation - Chiller | 1.0346 | 0.031195 | 0.041338 | 0 | 0 | 0
2523 | Industrial, Existing, SIC24-25 Lumber, Base Centrifugal Chiller, 0.58 kW/ton, 500 tons, ECM-708, Duct/Pipe Insulation - Chiller | 1.0345 | 0.031194 | 0.041339 | 0 | 0 | 0
2524 | Industrial, Existing, SIC26 Paper, Base Centrifugal Chiller, 0.58 kW/ton, 500 tons, ECM-708, Duct/Pipe Insulation - Chiller | 1.0345 | 0.031191 | 0.041339 | 0 | 0 | 1e-08
2525 | Industrial, Existing, SIC27 Printing, Base Centrifugal Chiller, 0.58 kW/ton, 500 tons, ECM-708, Duct/Pipe Insulation - Chiller | 1.0345 | 0.031192 | 0.041339 | 0 | 0 | 3e-08
2526 | Industrial, Existing, SIC28 Chemicals, Base Centrifugal Chiller, 0.58 kW/ton, 500 tons, ECM-708, Duct/Pipe Insulation - Chiller | 1.0344 | 0.03119 | 0.041338 | 0 | 0 | 1e-08
2527 | Industrial, Existing, SIC29 Petroleum, Base Centrifugal Chiller, 0.58 kW/ton, 500 tons, ECM-708, Duct/Pipe Insulation - Chiller | 1.0344 | 0.031189 | 0.041338 | 0 | 0 | 0
2528 | Industrial, Existing, SIC30 Rubber/Plastics, Base Centrifugal Chiller, 0.58 kW/ton, 500 tons, ECM-708, Duct/Pipe Insulation - Chiller | 1.0345 | 0.031191 | 0.041339 | 0 | 0 | 0
2529 | Industrial, Existing, SIC32 Stone/Clay/Glass, Base Centrifugal Chiller, 0.58 kW/ton, 500 tons, ECM-708, Duct/Pipe Insulation - Chiller | 1.0345 | 0.031191 | 0.041339 | 1e-08 | 0 | 4e-08
2530 | Industrial, Existing, SIC33 Primary Metals, Base Centrifugal Chiller, 0.58 kW/ton, 500 tons, ECM-708, Duct/Pipe Insulation - Chiller | 1.0345 | 0.031193 | 0.041339 | 0 | 0 | 0
2531 | Industrial, Existing, SIC34 Fab Metals, Base Centrifugal Chiller, 0.58 kW/ton, 500 tons, ECM-708, Duct/Pipe Insulation - Chiller | 1.0345 | 0.031192 | 0.041339 | 0 | 0 | 2e-08
2532 | Industrial, Existing, SIC35 Ind Machinery, Base Centrifugal Chiller, 0.58 kW/ton, 500 tons, ECM-708, Duct/Pipe Insulation - Chiller | 1.0346 | 0.031197 | 0.041339 | 0 | 0 | 0
2533 | Industrial, Existing, SIC36 Electronics, Base Centrifugal Chiller, 0.58 kW/ton, 500 tons, ECM-708, Duct/Pipe Insulation - Chiller | 1.0345 | 0.031192 | 0.041339 | 0 | 0 | 2e-08
2534 | Industrial, Existing, SIC37 Transp Eqp, Base Centrifugal Chiller, 0.58 kW/ton, 500 tons, ECM-708, Duct/Pipe Insulation - Chiller | 1.0345 | 0.031193 | 0.041339 | 0 | 0 | 2e-08
2535 | Industrial, Existing, SIC38 Instruments, Base Centrifugal Chiller, 0.58 kW/ton, 500 tons, ECM-708, Duct/Pipe Insulation - Chiller | 1.0345 | 0.031191 | 0.041339 | 1e-08 | 0 | 5e-08
2536 | Industrial, Existing, SIC39/21/31 Misc, Base Centrifugal Chiller, 0.58 kW/ton, 500 tons, ECM-708, Duct/Pipe Insulation - Chiller | 1.0345 | 0.031191 | 0.041339 | 0 | 0 | 3e-08
2537 | Industrial, Existing, SIC20 Food, Base Centrifugal Chiller, 0.58 kW/ton, 500 tons, ECM-709, Window Film (Standard) - Chiller | 1.0345 | 0.44153 | 0.58515 | 1.172e-05 | 4.1e-07 | 6.159e-05
2538 | Industrial, Existing, SIC22-23Textiles, Base Centrifugal Chiller, 0.58 kW/ton, 500 tons, ECM-709, Window Film (Standard) - Chiller | 1.0346 | 0.44156 | 0.58514 | 4.9e-07 | 4e-08 | 1.79e-06
2539 | Industrial, Existing, SIC24-25 Lumber, Base Centrifugal Chiller, 0.58 kW/ton, 500 tons, ECM-709, Window Film (Standard) - Chiller | 1.0345 | 0.44155 | 0.58516 | 6.3e-07 | 2e-08 | 2.67e-06
2540 | Industrial, Existing, SIC26 Paper, Base Centrifugal Chiller, 0.58 kW/ton, 500 tons, ECM-709, Window Film (Standard) - Chiller | 1.0345 | 0.44151 | 0.58515 | 1.36e-06 | 5e-08 | 8.68e-06
2541 | Industrial, Existing, SIC27 Printing, Base Centrifugal Chiller, 0.58 kW/ton, 500 tons, ECM-709, Window Film (Standard) - Chiller | 1.0345 | 0.44153 | 0.58516 | 3.54e-06 | 1.1e-07 | 1.887e-05
2542 | Industrial, Existing, SIC28 Chemicals, Base Centrifugal Chiller, 0.58 kW/ton, 500 tons, ECM-709, Window Film (Standard) - Chiller | 1.0344 | 0.44149 | 0.58515 | 8.1e-07 | 3e-08 | 6.62e-06
2543 | Industrial, Existing, SIC29 Petroleum, Base Centrifugal Chiller, 0.58 kW/ton, 500 tons, ECM-709, Window Film (Standard) - Chiller | 1.0344 | 0.44148 | 0.58515 | 1e-08 | 0 | 7e-08
2544 | Industrial, Existing, SIC30 Rubber/Plastics, Base Centrifugal Chiller, 0.58 kW/ton, 500 tons, ECM-709, Window Film (Standard) - Chiller | 1.0345 | 0.44152 | 0.58515 | 6.1e-07 | 3e-08 | 3.53e-06
2545 | Industrial, Existing, SIC32 Stone/Clay/Glass, Base Centrifugal Chiller, 0.58 kW/ton, 500 tons, ECM-709, Window Film (Standard) - Chiller | 1.0345 | 0.44151 | 0.58515 | 4.9e-06 | 1.9e-07 | 3.077e-05
2546 | Industrial, Existing, SIC33 Primary Metals, Base Centrifugal Chiller, 0.58 kW/ton, 500 tons, ECM-709, Window Film (Standard) - Chiller | 1.0345 | 0.44154 | 0.58515 | 2.8e-07 | 1e-08 | 1.26e-06
2547 | Industrial, Existing, SIC34 Fab Metals, Base Centrifugal Chiller, 0.58 kW/ton, 500 tons, ECM-709, Window Film (Standard) - Chiller | 1.0345 | 0.44153 | 0.58515 | 3.36e-06 | 1.6e-07 | 1.71e-05
2548 | Industrial, Existing, SIC35 Ind Machinery, Base Centrifugal Chiller, 0.58 kW/ton, 500 tons, ECM-709, Window Film (Standard) - Chiller | 1.0346 | 0.4416 | 0.58517 | 7.9e-07 | 2e-08 | 2.53e-06
2549 | Industrial, Existing, SIC36 Electronics, Base Centrifugal Chiller, 0.58 kW/ton, 500 tons, ECM-709, Window Film (Standard) - Chiller | 1.0345 | 0.44152 | 0.58515 | 2.14e-06 | 9e-08 | 1.231e-05
2550 | Industrial, Existing, SIC37 Transp Eqp, Base Centrifugal Chiller, 0.58 kW/ton, 500 tons, ECM-709, Window Film (Standard) - Chiller | 1.0345 | 0.44153 | 0.58515 | 2.18e-06 | 1e-07 | 1.087e-05
2551 | Industrial, Existing, SIC38 Instruments, Base Centrifugal Chiller, 0.58 kW/ton, 500 tons, ECM-709, Window Film (Standard) - Chiller | 1.0345 | 0.44152 | 0.58515 | 5.63e-06 | 2.4e-07 | 3.357e-05
2552 | Industrial, Existing, SIC39/21/31 Misc, Base Centrifugal Chiller, 0.58 kW/ton, 500 tons, ECM-709, Window Film (Standard) - Chiller | 1.0345 | 0.44151 | 0.58515 | 3.09e-06 | 1.3e-07 | 1.969e-05
2553 | Industrial, Existing, SIC20 Food, Base Centrifugal Chiller, 0.58 kW/ton, 500 tons, ECM-710, Roof Insulation - Chiller | 1.0345 | 0.60482 | 0.58465 | 3.63e-06 | 1.3e-07 | 1.906e-05
2554 | Industrial, Existing, SIC22-23Textiles, Base Centrifugal Chiller, 0.58 kW/ton, 500 tons, ECM-710, Roof Insulation - Chiller | 1.0346 | 0.60486 | 0.58464 | 1.5e-07 | 1e-08 | 5.5e-07
2555 | Industrial, Existing, SIC24-25 Lumber, Base Centrifugal Chiller, 0.58 kW/ton, 500 tons, ECM-710, Roof Insulation - Chiller | 1.0345 | 0.60485 | 0.58465 | 2e-07 | 1e-08 | 8.3e-07
2556 | Industrial, Existing, SIC26 Paper, Base Centrifugal Chiller, 0.58 kW/ton, 500 tons, ECM-710, Roof Insulation - Chiller | 1.0345 | 0.60479 | 0.58465 | 4.2e-07 | 2e-08 | 2.69e-06
2557 | Industrial, Existing, SIC27 Printing, Base Centrifugal Chiller, 0.58 kW/ton, 500 tons, ECM-710, Roof Insulation - Chiller | 1.0345 | 0.60481 | 0.58465 | 1.09e-06 | 3e-08 | 5.84e-06
2558 | Industrial, Existing, SIC28 Chemicals, Base Centrifugal Chiller, 0.58 kW/ton, 500 tons, ECM-710, Roof Insulation - Chiller | 1.0344 | 0.60477 | 0.58464 | 2.5e-07 | 1e-08 | 2.05e-06
2559 | Industrial, Existing, SIC29 Petroleum, Base Centrifugal Chiller, 0.58 kW/ton, 500 tons, ECM-710, Roof Insulation - Chiller | 1.0344 | 0.60475 | 0.58464 | 0 | 0 | 2e-08
2560 | Industrial, Existing, SIC30 Rubber/Plastics, Base Centrifugal Chiller, 0.58 kW/ton, 500 tons, ECM-710, Roof Insulation - Chiller | 1.0345 | 0.6048 | 0.58464 | 1.9e-07 | 1e-08 | 1.09e-06
2561 | Industrial, Existing, SIC32 Stone/Clay/Glass, Base Centrifugal Chiller, 0.58 kW/ton, 500 tons, ECM-710, Roof Insulation - Chiller | 1.0345 | 0.60479 | 0.58465 | 1.52e-06 | 6e-08 | 9.52e-06
2562 | Industrial, Existing, SIC33 Primary Metals, Base Centrifugal Chiller, 0.58 kW/ton, 500 tons, ECM-710, Roof Insulation - Chiller | 1.0345 | 0.60483 | 0.58465 | 9e-08 | 0 | 3.9e-07
2563 | Industrial, Existing, SIC34 Fab Metals, Base Centrifugal Chiller, 0.58 kW/ton, 500 tons, ECM-710, Roof Insulation - Chiller | 1.0345 | 0.60482 | 0.58465 | 1.04e-06 | 5e-08 | 5.29e-06
2564 | Industrial, Existing, SIC35 Ind Machinery, Base Centrifugal Chiller, 0.58 kW/ton, 500 tons, ECM-710, Roof Insulation - Chiller | 1.0346 | 0.60491 | 0.58466 | 2.4e-07 | 1e-08 | 7.8e-07
2565 | Industrial, Existing, SIC36 Electronics, Base Centrifugal Chiller, 0.58 kW/ton, 500 tons, ECM-710, Roof Insulation - Chiller | 1.0345 | 0.6048 | 0.58465 | 6.6e-07 | 3e-08 | 3.81e-06
2566 | Industrial, Existing, SIC37 Transp Eqp, Base Centrifugal Chiller, 0.58 kW/ton, 500 tons, ECM-710, Roof Insulation - Chiller | 1.0345 | 0.60482 | 0.58465 | 6.8e-07 | 3e-08 | 3.36e-06
2567 | Industrial, Existing, SIC38 Instruments, Base Centrifugal Chiller, 0.58 kW/ton, 500 tons, ECM-710, Roof Insulation - Chiller | 1.0345 | 0.6048 | 0.58465 | 1.74e-06 | 7e-08 | 1.039e-05
2568 | Industrial, Existing, SIC39/21/31 Misc, Base Centrifugal Chiller, 0.58 kW/ton, 500 tons, ECM-710, Roof Insulation - Chiller | 1.0345 | 0.60479 | 0.58464 | 9.5e-07 | 4e-08 | 6.09e-06
2569 | Industrial, Existing, SIC20 Food, Base Centrifugal Chiller, 0.58 kW/ton, 500 tons, ECM-711, Cool Roof - Chiller | 1.0345 | 0.28791 | 0.32595 | 2.918e-05 | 1.02e-06 | 0.00015336
2570 | Industrial, Existing, SIC22-23Textiles, Base Centrifugal Chiller, 0.58 kW/ton, 500 tons, ECM-711, Cool Roof - Chiller | 1.0346 | 0.28793 | 0.32594 | 1.21e-06 | 1e-07 | 4.46e-06
2571 | Industrial, Existing, SIC24-25 Lumber, Base Centrifugal Chiller, 0.58 kW/ton, 500 tons, ECM-711, Cool Roof - Chiller | 1.0345 | 0.28792 | 0.32595 | 1.57e-06 | 6e-08 | 6.66e-06
2572 | Industrial, Existing, SIC26 Paper, Base Centrifugal Chiller, 0.58 kW/ton, 500 tons, ECM-711, Cool Roof - Chiller | 1.0345 | 0.2879 | 0.32595 | 3.39e-06 | 1.3e-07 | 2.162e-05
2573 | Industrial, Existing, SIC27 Printing, Base Centrifugal Chiller, 0.58 kW/ton, 500 tons, ECM-711, Cool Roof - Chiller | 1.0345 | 0.28791 | 0.32595 | 8.81e-06 | 2.6e-07 | 4.699e-05
2574 | Industrial, Existing, SIC28 Chemicals, Base Centrifugal Chiller, 0.58 kW/ton, 500 tons, ECM-711, Cool Roof - Chiller | 1.0344 | 0.28789 | 0.32595 | 2.03e-06 | 7e-08 | 1.648e-05
2575 | Industrial, Existing, SIC29 Petroleum, Base Centrifugal Chiller, 0.58 kW/ton, 500 tons, ECM-711, Cool Roof - Chiller | 1.0344 | 0.28787 | 0.32595 | 2e-08 | 0 | 1.7e-07
2576 | Industrial, Existing, SIC30 Rubber/Plastics, Base Centrifugal Chiller, 0.58 kW/ton, 500 tons, ECM-711, Cool Roof - Chiller | 1.0345 | 0.2879 | 0.32595 | 1.52e-06 | 7e-08 | 8.79e-06
2577 | Industrial, Existing, SIC32 Stone/Clay/Glass, Base Centrifugal Chiller, 0.58 kW/ton, 500 tons, ECM-711, Cool Roof - Chiller | 1.0345 | 0.2879 | 0.32595 | 1.22e-05 | 4.8e-07 | 7.661e-05
2578 | Industrial, Existing, SIC33 Primary Metals, Base Centrifugal Chiller, 0.58 kW/ton, 500 tons, ECM-711, Cool Roof - Chiller | 1.0345 | 0.28792 | 0.32595 | 6.9e-07 | 3e-08 | 3.15e-06
2579 | Industrial, Existing, SIC34 Fab Metals, Base Centrifugal Chiller, 0.58 kW/ton, 500 tons, ECM-711, Cool Roof - Chiller | 1.0345 | 0.28791 | 0.32595 | 8.37e-06 | 3.9e-07 | 4.258e-05
2580 | Industrial, Existing, SIC35 Ind Machinery, Base Centrifugal Chiller, 0.58 kW/ton, 500 tons, ECM-711, Cool Roof - Chiller | 1.0346 | 0.28795 | 0.32596 | 1.97e-06 | 5e-08 | 6.31e-06
2581 | Industrial, Existing, SIC36 Electronics, Base Centrifugal Chiller, 0.58 kW/ton, 500 tons, ECM-711, Cool Roof - Chiller | 1.0345 | 0.2879 | 0.32595 | 5.33e-06 | 2.1e-07 | 3.065e-05
2582 | Industrial, Existing, SIC37 Transp Eqp, Base Centrifugal Chiller, 0.58 kW/ton, 500 tons, ECM-711, Cool Roof - Chiller | 1.0345 | 0.28791 | 0.32595 | 5.44e-06 | 2.5e-07 | 2.706e-05
2583 | Industrial, Existing, SIC38 Instruments, Base Centrifugal Chiller, 0.58 kW/ton, 500 tons, ECM-711, Cool Roof - Chiller | 1.0345 | 0.2879 | 0.32595 | 1.402e-05 | 5.9e-07 | 8.36e-05
2584 | Industrial, Existing, SIC39/21/31 Misc, Base Centrifugal Chiller, 0.58 kW/ton, 500 tons, ECM-711, Cool Roof - Chiller | 1.0345 | 0.2879 | 0.32595 | 7.68e-06 | 3.3e-07 | 4.902e-05
2585 | Industrial, Existing, SIC20 Food, Base DX Packaged System, EER=11.2, 10 tons, ECM-721, DX Packaged System, EER=11.9, 10 tons | 1.0344 | 1.1133 | 1.2605 | 0.00042897 | 0 | 0.0045092
2586 | Industrial, Existing, SIC22-23Textiles, ECM-721, DX Packaged System, EER=11.9, 10 tons | 1.0344 | 1.1232 | 1.2717 | 1.184e-05 | 0 | 8.704e-05
2587 | Industrial, Existing, SIC24-25 Lumber, ECM-721, DX Packaged System, EER=11.9, 10 tons | 1.0344 | 1.1118 | 1.2588 | 1.866e-05 | 0 | 0.000158
2588 | Industrial, Existing, SIC26 Paper, ECM-721, DX Packaged System, EER=11.9, 10 tons | 1.0344 | 1.105 | 1.2512 | 5.052e-05 | 0 | 0.00064414
2589 | Industrial, Existing, SIC27 Printing, ECM-721, DX Packaged System, EER=11.9, 10 tons | 1.0344 | 1.1621 | 1.3158 | 0.00013082 | 0 | 0.0013953
2590 | Industrial, Existing, SIC28 Chemicals, ECM-721, DX Packaged System, EER=11.9, 10 tons | 1.0343 | 1.1644 | 1.3184 | 6.036e-05 | 0 | 0.00098227
2591 | Industrial, Existing, SIC29 Petroleum, ECM-721, DX Packaged System, EER=11.9, 10 tons | 1.0343 | 1.1511 | 1.3034 | 4.3e-07 | 0 | 8.95e-06
2592 | Industrial, Existing, SIC30 Rubber/Plastics, ECM-721, DX Packaged System, EER=11.9, 10 tons | 1.0344 | 1.1299 | 1.2793 | 2.866e-05 | 0 | 0.00033204
2593 | Industrial, Existing, SIC32 Stone/Clay/Glass, ECM-721, DX Packaged System, EER=11.9, 10 tons | 1.0344 | 1.1197 | 1.2678 | 0.00020107 | 0 | 0.0025251
2594 | Industrial, Existing, SIC33 Primary Metals, Base DX Packaged System, EER=11.2, 10 tons, ECM-721, DX Packaged System, EER=11.9, 10 tons | 1.0344 | 1.1596 | 1.3129 | 1.596e-05 | 0 | 0.00014568
2595 | Industrial, Existing, SIC34 Fab Metals, Base DX Packaged System, EER=11.2, 10 tons, ECM-721, DX Packaged System, EER=11.9, 10 tons | 1.0344 | 1.1512 | 1.3034 | 0.00017297 | 0 | 0.0017597
2596 | Industrial, Existing, SIC35 Ind Machinery, Base DX Packaged System, EER=11.2, 10 tons, ECM-721, DX Packaged System, EER=11.9, 10 tons | 1.0345 | 1.1322 | 1.2819 | 3.684e-05 | 0 | 0.00023639
2597 | Industrial, Existing, SIC36 Electronics, ECM-721, DX Packaged System, EER=11.9, 10 tons | 1.0344 | 1.1409 | 1.2918 | 8.599e-05 | 0 | 0.00098795
2598 | Industrial, Existing, SIC37 Transp Eqp, ECM-721, DX Packaged System, EER=11.9, 10 tons | 1.0344 | 1.143 | 1.2941 | 8.388e-05 | 0 | 0.00083434
2599 | Industrial, Existing, SIC38 Instruments, ECM-721, DX Packaged System, EER=11.9, 10 tons | 1.0344 | 1.1464 | 1.2981 | 0.00039064 | 0 | 0.0046567
2600 | Industrial, Existing, SIC39/21/31 Misc, ECM-721, DX Packaged System, EER=11.9, 10 tons | 1.0344 | 1.1398 | 1.2906 | 0.00013285 | 0 | 0.0016947
2601 | Industrial, Existing, SIC20 Food, ECM-724, DX Tune Up/ Advanced Diagnostics | 1.0345 | 0.82753 | 1.0967 | 7.038e-05 | 0 | 0.00036995
2602 | Industrial, Existing, SIC22-23Textiles, ECM-724, DX Tune Up/ Advanced Diagnostics | 1.0346 | 0.83823 | 1.1108 | 1.99e-06 | 0 | 7.33e-06
2603 | Industrial, Existing, SIC24-25 Lumber, ECM-724, DX Tune Up/ Advanced Diagnostics | 1.0345 | 0.82591 | 1.0945 | 3.05e-06 | 0 | 1.291e-05
2604 | Industrial, Existing, SIC26 Paper, ECM-724, DX Tune Up/ Advanced Diagnostics | 1.0345 | 0.81861 | 1.0849 | 8.11e-06 | 0 | 5.172e-05
2605 | Industrial, Existing, SIC27 Printing, ECM-724, DX Tune Up/ Advanced Diagnostics | 1.0345 | 0.88038 | 1.1668 | 2.429e-05 | 0 | 0.00012955
2606 | Industrial, Existing, SIC28 Chemicals, ECM-724, DX Tune Up/ Advanced Diagnostics | 1.0344 | 0.88287 | 1.1702 | 1.127e-05 | 0 | 9.172e-05
2607 | Industrial, Existing, SIC29 Petroleum, ECM-724, DX Tune Up/ Advanced Diagnostics | 1.0344 | 0.86829 | 1.1509 | 8e-08 | 0 | 8.1e-07
2608 | Industrial, Existing, SIC30 Rubber/Plastics, ECM-724, DX Tune Up/ Advanced Diagnostics | 1.0345 | 0.84535 | 1.1204 | 4.91e-06 | 0 | 2.842e-05
2609 | Industrial, Existing, SIC32 Stone/Clay/Glass, ECM-724, DX Tune Up/ Advanced Diagnostics | 1.0345 | 0.83437 | 1.1058 | 3.354e-05 | 0 | 0.00021059
2610 | Industrial, Existing, SIC33 Primary Metals, ECM-724, DX Tune Up/ Advanced Diagnostics | 1.0345 | 0.8777 | 1.1632 | 2.95e-06 | 0 | 1.344e-05
2611 | Industrial, Existing, SIC34 Fab Metals, ECM-724, DX Tune Up/ Advanced Diagnostics | 1.0345 | 0.86848 | 1.151 | 3.125e-05 | 0 | 0.00015898
2612 | Industrial, Existing, SIC35 Ind Machinery, ECM-724, DX Tune Up/ Advanced Diagnostics | 1.0346 | 0.84805 | 1.1238 | 6.35e-06 | 0 | 2.036e-05
2613 | Industrial, Existing, SIC36 Electronics, ECM-724, DX Tune Up/ Advanced Diagnostics | 1.0345 | 0.8573 | 1.1362 | 1.514e-05 | 0 | 8.697e-05
2614 | Industrial, Existing, SIC37 Transp Eqp, ECM-724, DX Tune Up/ Advanced Diagnostics | 1.0345 | 0.85956 | 1.1392 | 1.484e-05 | 0 | 7.384e-05
2615 | Industrial, Existing, SIC38 Instruments, ECM-724, DX Tune Up/ Advanced Diagnostics | 1.0345 | 0.86331 | 1.1442 | 6.974e-05 | 0 | 0.00041572
2616 | Industrial, Existing, SIC39/21/31 Misc, ECM-724, DX Tune Up/ Advanced Diagnostics | 1.0345 | 0.85613 | 1.1347 | 2.332e-05 | 0 | 0.00014878
2617 | Industrial, Existing, SIC20 Food, ECM-725, DX Coil Cleaning | 1.0345 | 3.3305 | 5.3592 | . | . | .
2618 | Industrial, Existing, SIC22-23Textiles, ECM-725, DX Coil Cleaning | 1.0346 | 3.3502 | 5.3904 | . | . | .
2619 | Industrial, Existing, SIC24-25 Lumber, ECM-725, DX Coil Cleaning | 1.0345 | 3.3276 | 5.3542 | . | . | .
2620 | Industrial, Existing, SIC26 Paper, ECM-725, DX Coil Cleaning | 1.0345 | 3.314 | 5.3327 | . | . | .
2621 | Industrial, Existing, SIC27 Printing, ECM-725, DX Coil Cleaning | 1.0345 | 3.4259 | 5.5126 | . | . | .
2622 | Industrial, Existing, SIC28 Chemicals, ECM-725, DX Coil Cleaning | 1.0344 | 3.4302 | 5.5199 | . | . | .
2623 | Industrial, Existing, SIC29 Petroleum, ECM-725, DX Coil Cleaning | 1.0344 | 3.4042 | 5.4784 | . | . | .
2624 | Industrial, Existing, SIC30 Rubber/Plastics, ECM-725, DX Coil Cleaning | 1.0345 | 3.3631 | 5.4117 | . | . | .
2625 | Industrial, Existing, SIC32 Stone/Clay/Glass, ECM-725, DX Coil Cleaning | 1.0345 | 3.3431 | 5.3795 | . | . | .
2626 | Industrial, Existing, SIC33 Primary Metals, ECM-725, DX Coil Cleaning | 1.0345 | 3.4212 | 5.5049 | . | . | .
2627 | Industrial, Existing, SIC34 Fab Metals, ECM-725, DX Coil Cleaning | 1.0345 | 3.4047 | 5.4786 | . | . | .
2628 | Industrial, Existing, SIC35 Ind Machinery, ECM-725, DX Coil Cleaning | 1.0346 | 3.3683 | 5.4192 | . | . | .
2629 | Industrial, Existing, SIC36 Electronics, ECM-725, DX Coil Cleaning | 1.0345 | 3.3847 | 5.4464 | . | . | .
2630 | Industrial, Existing, SIC37 Transp Eqp, ECM-725, DX Coil Cleaning | 1.0345 | 3.3888 | 5.4529 | . | . | .
2631 | Industrial, Existing, SIC38 Instruments, ECM-725, DX Coil Cleaning | 1.0345 | 3.3955 | 5.4638 | . | . | .
2632 | Industrial, Existing, SIC39/21/31 Misc, ECM-725, DX Coil Cleaning | 1.0345 | 3.3826 | 5.4431 | . | . | .
2633 | Industrial, Existing, SIC20 Food, ECM-726, Optimize Controls | 1.0345 | 1.5841 | 2.5491 | . | . | .
2634 | Industrial, Existing, SIC22-23Textiles, ECM-726, Optimize Controls | 1.0346 | 1.5935 | 2.5639 | . | . | .
2635 | Industrial, Existing, SIC24-25 Lumber, ECM-726, Optimize Controls | 1.0345 | 1.5828 | 2.5467 | . | . | .
2636 | Industrial, Existing, SIC26 Paper, ECM-726, Optimize Controls | 1.0345 | 1.5763 | 2.5365 | . | . | .
2637 | Industrial, Existing, SIC27 Printing, ECM-726, Optimize Controls | 1.0345 | 1.6295 | 2.622 | . | . | .
2638 | Industrial, Existing, SIC28 Chemicals, ECM-726, Optimize Controls | 1.0344 | 1.6315 | 2.6255 | . | . | .
2639 | Industrial, Existing, SIC29 Petroleum, ECM-726, Optimize Controls | 1.0344 | 1.6192 | 2.6057 | . | . | .
2640 | Industrial, Existing, SIC30 Rubber/Plastics, ECM-726, Optimize Controls | 1.0345 | 1.5996 | 2.574 | . | . | .
2641 | Industrial, Existing, SIC32 Stone/Clay/Glass, ECM-726, Optimize Controls | 1.0345 | 1.5901 | 2.5587 | . | . | .
2642 | Industrial, Existing, SIC33 Primary Metals, ECM-726, Optimize Controls | 1.0345 | 1.6273 | 2.6183 | . | . | .
2643 | Industrial, Existing, SIC34 Fab Metals, ECM-726, Optimize Controls | 1.0345 | 1.6194 | 2.6058 | . | . | .
2644 | Industrial, Existing, SIC35 Ind Machinery, ECM-726, Optimize Controls | 1.0346 | 1.6021 | 2.5776 | . | . | .
2645 | Industrial, Existing, SIC36 Electronics, ECM-726, Optimize Controls | 1.0345 | 1.6099 | 2.5905 | . | . | .
2646 | Industrial, Existing, SIC37 Transp Eqp, ECM-726, Optimize Controls | 1.0345 | 1.6119 | 2.5936 | . | . | .
2647 | Industrial, Existing, SIC38 Instruments, ECM-726, Optimize Controls | 1.0345 | 1.615 | 2.5988 | . | . | .
2648 | Industrial, Existing, SIC39/21/31 Misc, ECM-726, Optimize Controls | 1.0345 | 1.6089 | 2.589 | . | . | .
2649 | Industrial, Existing, SIC20 Food, ECM-727, Aerosole Duct Sealing | 1.0345 | 7.0051 | 9.2839 | . | . | .
2650 | Industrial, Existing, SIC22-23Textiles, ECM-727, Aerosole Duct Sealing | 1.0346 | 7.0053 | 9.2833 | . | . | .
2651 | Industrial, Existing, SIC24-25 Lumber, ECM-727, Aerosole Duct Sealing | 1.0345 | 7.0054 | 9.2838 | . | . | .
2652 | Industrial, Existing, SIC26 Paper, ECM-727, Aerosole Duct Sealing | 1.0345 | 7.0049 | 9.2839 | . | . | .
2653 | Industrial, Existing, SIC27 Printing, ECM-727, Aerosole Duct Sealing | 1.0345 | 7.0051 | 9.2839 | . | . | .
2654 | Industrial, Existing, SIC28 Chemicals, ECM-727, Aerosole Duct Sealing | 1.0344 | 7.0047 | 9.284 | . | . | .
2655 | Industrial, Existing, SIC29 Petroleum, ECM-727, Aerosole Duct Sealing | 1.0344 | 7.0045 | 9.2839 | . | . | .
2656 | Industrial, Existing, SIC30 Rubber/Plastics, ECM-727, Aerosole Duct Sealing | 1.0345 | 7.005 | 9.2838 | . | . | .
2657 | Industrial, Existing, SIC32 Stone/Clay/Glass, ECM-727, Aerosole Duct Sealing | 1.0345 | 7.0049 | 9.2839 | . | . | .
2658 | Industrial, Existing, SIC33 Primary Metals, ECM-727, Aerosole Duct Sealing | 1.0345 | 7.0053 | 9.2837 | . | . | .
2659 | Industrial, Existing, SIC34 Fab Metals, ECM-727, Aerosole Duct Sealing | 1.0345 | 7.0051 | 9.2838 | . | . | .
2660 | Industrial, Existing, SIC35 Ind Machinery, ECM-727, Aerosole Duct Sealing | 1.0346 | 7.006 | 9.2839 | . | . | .
2661 | Industrial, Existing, SIC36 Electronics, ECM-727, Aerosole Duct Sealing | 1.0345 | 7.005 | 9.2839 | . | . | .
2662 | Industrial, Existing, SIC37 Transp Eqp, ECM-727, Aerosole Duct Sealing | 1.0345 | 7.0051 | 9.2838 | . | . | .
2663 | Industrial, Existing, SIC38 Instruments, ECM-727, Aerosole Duct Sealing | 1.0345 | 7.005 | 9.2839 | . | . | .
2664 | Industrial, Existing, SIC39/21/31 Misc, ECM-727, Aerosole Duct Sealing | 1.0345 | 7.0049 | 9.2839 | . | . | .
2665 | Industrial, Existing, SIC20 Food, ECM-728, Duct/Pipe Insulation | 1.0345 | 0.055215 | 0.073177 | 1.4e-07 | 0 | 7.3e-07
2666 | Industrial, Existing, SIC22-23Textiles, ECM-728, Duct/Pipe Insulation | 1.0346 | 0.057163 | 0.075751 | 0 | 0 | 1e-08
2667 | Industrial, Existing, SIC24-25 Lumber, ECM-728, Duct/Pipe Insulation | 1.0345 | 0.054921 | 0.072783 | 1e-08 | 0 | 3e-08
2668 | Industrial, Existing, SIC26 Paper, ECM-728, Duct/Pipe Insulation | 1.0345 | 0.053622 | 0.071067 | 2e-08 | 0 | 1e-07
2669 | Industrial, Existing, SIC27 Printing, ECM-728, Duct/Pipe Insulation | 1.0345 | 0.065201 | 0.086412 | 3e-08 | 0 | 1.8e-07
2670 | Industrial, Existing, SIC28 Chemicals, ECM-728, Duct/Pipe Insulation | 1.0344 | 0.065703 | 0.087082 | 1e-08 | 0 | 1.2e-07
2671 | Industrial, Existing, SIC29 Petroleum, ECM-728, Duct/Pipe Insulation | 1.0344 | 0.062849 | 0.083302 | 0 | 0 | 0
2672 | Industrial, Existing, SIC30 Rubber/Plastics, ECM-728, Duct/Pipe Insulation | 1.0345 | 0.058485 | 0.077512 | 1e-08 | 0 | 5e-08
2673 | Industrial, Existing, SIC32 Stone/Clay/Glass, ECM-728, Duct/Pipe Insulation | 1.0345 | 0.056461 | 0.07483 | 7e-08 | 0 | 4.1e-07
2674 | Industrial, Existing, SIC33 Primary Metals, ECM-728, Duct/Pipe Insulation | 1.0345 | 0.064672 | 0.085706 | 0 | 0 | 2e-08
2675 | Industrial, Existing, SIC34 Fab Metals, ECM-728, Duct/Pipe Insulation | 1.0345 | 0.062875 | 0.083327 | 5e-08 | 0 | 2.5e-07
2676 | Industrial, Existing, SIC35 Ind Machinery, ECM-728, Duct/Pipe Insulation | 1.0346 | 0.058973 | 0.078146 | 1e-08 | 0 | 4e-08
2677 | Industrial, Existing, SIC36 Electronics, ECM-728, Duct/Pipe Insulation | 1.0345 | 0.060731 | 0.080489 | 3e-08 | 0 | 1.5e-07
2678 | Industrial, Existing, SIC37 Transp Eqp, ECM-728, Duct/Pipe Insulation | 1.0345 | 0.061161 | 0.081055 | 3e-08 | 0 | 1.3e-07
2679 | Industrial, Existing, SIC38 Instruments, ECM-728, Duct/Pipe Insulation | 1.0345 | 0.061881 | 0.082013 | 1.1e-07 | 0 | 6.8e-07
2680 | Industrial, Existing, SIC39/21/31 Misc, ECM-728, Duct/Pipe Insulation | 1.0345 | 0.060512 | 0.080199 | 4e-08 | 0 | 2.6e-07
2681 | Industrial, Existing, SIC20 Food, ECM-729, Window Film (Standard) | 1.0345 | 0.76845 | 1.0184 | 9.8e-05 | 0 | 0.00051513
2682 | Industrial, Existing, SIC22-23Textiles, ECM-729, Window Film (Standard) | 1.0346 | 0.7784 | 1.0315 | 2.47e-06 | 0 | 9.08e-06
2683 | Industrial, Existing, SIC24-25 Lumber, ECM-729, Window Film (Standard) | 1.0345 | 0.76696 | 1.0164 | 4.32e-06 | 0 | 1.829e-05
2684 | Industrial, Existing, SIC26 Paper, ECM-729, Window Film (Standard) | 1.0345 | 0.76017 | 1.0075 | 1.234e-05 | 0 | 7.867e-05
2685 | Industrial, Existing, SIC27 Printing, ECM-729, Window Film (Standard) | 1.0345 | 0.81753 | 1.0835 | 1.571e-05 | 0 | 8.378e-05
2686 | Industrial, Existing, SIC28 Chemicals, ECM-729, Window Film (Standard) | 1.0344 | 0.81985 | 1.0866 | 6.89e-06 | 0 | 5.608e-05
2687 | Industrial, Existing, SIC29 Petroleum, ECM-729, Window Film (Standard) | 1.0344 | 0.80631 | 1.0687 | 6e-08 | 0 | 6.6e-07
2688 | Industrial, Existing, SIC30 Rubber/Plastics, ECM-729, Window Film (Standard) | 1.0345 | 0.78501 | 1.0404 | 5.58e-06 | 0 | 3.232e-05
2689 | Industrial, Existing, SIC32 Stone/Clay/Glass, ECM-729, Window Film (Standard) | 1.0345 | 0.77481 | 1.0269 | 4.339e-05 | 0 | 0.00027245
2690 | Industrial, Existing, SIC33 Primary Metals, ECM-729, Window Film (Standard) | 1.0345 | 0.81504 | 1.0801 | 2.01e-06 | 0 | 9.2e-06
2691 | Industrial, Existing, SIC34 Fab Metals, ECM-729, Window Film (Standard) | 1.0345 | 0.80648 | 1.0688 | 2.537e-05 | 0 | 0.00012909
2692 | Industrial, Existing, SIC35 Ind Machinery, ECM-729, Window Film (Standard) | 1.0346 | 0.78751 | 1.0436 | 6.99e-06 | 0 | 2.241e-05
2693 | Industrial, Existing, SIC36 Electronics, ECM-729, Window Film (Standard) | 1.0345 | 0.7961 | 1.0551 | 1.466e-05 | 0 | 8.423e-05
2694 | Industrial, Existing, SIC37 Transp Eqp, ECM-729, Window Film (Standard) | 1.0345 | 0.7982 | 1.0578 | 1.391e-05 | 0 | 6.917e-05
2695 | Industrial, Existing, SIC38 Instruments, ECM-729, Window Film (Standard) | 1.0345 | 0.80168 | 1.0625 | 6.164e-05 | 0 | 0.00036744
2696 | Industrial, Existing, SIC39/21/31 Misc, ECM-729, Window Film (Standard) | 1.0345 | 0.79501 | 1.0537 | 2.297e-05 | 0 | 0.0001465
2697 | Industrial, Existing, SIC20 Food, ECM-730, Roof Insulation | 1.0345 | 1.3225 | 1.2784 | 6.636e-05 | 0 | 0.00034881
2698 | Industrial, Existing, SIC22-23Textiles, ECM-730, Roof Insulation | 1.0346 | 1.3322 | 1.2877 | 1.64e-06 | 0 | 6.02e-06
2699 | Industrial, Existing, SIC24-25 Lumber, ECM-730, Roof Insulation | 1.0345 | 1.321 | 1.2769 | 2.93e-06 | 0 | 1.242e-05
2700 | Industrial, Existing, SIC26 Paper, ECM-730, Roof Insulation | 1.0345 | 1.3143 | 1.2706 | 8.5e-06 | 0 | 5.419e-05
2701 | Industrial, Existing, SIC27 Printing, ECM-730, Roof Insulation | 1.0345 | 1.3698 | 1.3242 | 9.64e-06 | 0 | 5.142e-05
2702 | Industrial, Existing, SIC28 Chemicals, ECM-730, Roof Insulation | 1.0344 | 1.372 | 1.3264 | 4.21e-06 | 0 | 3.426e-05
2703 | Industrial, Existing, SIC29 Petroleum, ECM-730, Roof Insulation | 1.0344 | 1.3591 | 1.3139 | 4e-08 | 0 | 4.1e-07
2704 | Industrial, Existing, SIC30 Rubber/Plastics, ECM-730, Roof Insulation | 1.0345 | 1.3386 | 1.294 | 3.65e-06 | 0 | 2.116e-05
2705 | Industrial, Existing, SIC32 Stone/Clay/Glass, ECM-730, Roof Insulation | 1.0345 | 1.3287 | 1.2844 | 2.9e-05 | 0 | 0.00018208
2706 | Industrial, Existing, SIC33 Primary Metals, ECM-730, Roof Insulation | 1.0345 | 1.3675 | 1.3218 | 1.24e-06 | 0 | 5.67e-06
2707 | Industrial, Existing, SIC34 Fab Metals, ECM-730, Roof Insulation | 1.0345 | 1.3593 | 1.314 | 1.591e-05 | 0 | 8.095e-05
2708 | Industrial, Existing, SIC35 Ind Machinery, ECM-730, Roof Insulation | 1.0346 | 1.3411 | 1.2962 | 4.55e-06 | 0 | 1.46e-05
2709 | Industrial, Existing, SIC36 Electronics, ECM-730, Roof Insulation | 1.0345 | 1.3493 | 1.3044 | 9.38e-06 | 0 | 5.392e-05
2710 | Industrial, Existing, SIC37 Transp Eqp, ECM-730, Roof Insulation | 1.0345 | 1.3514 | 1.3063 | 8.87e-06 | 0 | 4.41e-05
2711 | Industrial, Existing, SIC38 Instruments, ECM-730, Roof Insulation | 1.0345 | 1.3547 | 1.3096 | 3.903e-05 | 0 | 0.00023262
2712 | Industrial, Existing, SIC39/21/31 Misc, ECM-730, Roof Insulation | 1.0345 | 1.3483 | 1.3034 | 1.473e-05 | 0 | 9.399e-05
2713 | Industrial, Existing, SIC20 Food, ECM-731, Cool Roof - DX | 1.0345 | 0.55001 | 0.62269 | 0.00032141 | 0 | 0.0016894
2714 | Industrial, Existing, SIC22-23Textiles, ECM-731, Cool Roof - DX | 1.0346 | 0.55851 | 0.63226 | 8.17e-06 | 0 | 3.004e-05
2715 | Industrial, Existing, SIC24-25 Lumber, ECM-731, Cool Roof - DX | 1.0345 | 0.54873 | 0.62121 | 1.414e-05 | 0 | 5.989e-05
2716 | Industrial, Existing, SIC26 Paper, ECM-731, Cool Roof - DX | 1.0345 | 0.54295 | 0.61472 | 4.017e-05 | 0 | 0.0002561
2717 | Industrial, Existing, SIC27 Printing, ECM-731, Cool Roof - DX | 1.0345 | 0.59222 | 0.67047 | 5.376e-05 | 0 | 0.0002867
2718 | Industrial, Existing, SIC28 Chemicals, ECM-731, Cool Roof - DX | 1.0344 | 0.59423 | 0.6728 | 2.363e-05 | 0 | 0.00019228
2719 | Industrial, Existing, SIC29 Petroleum, ECM-731, Cool Roof - DX | 1.0344 | 0.58253 | 0.65957 | 2.1e-07 | 0 | 2.23e-06
2720 | Industrial, Existing, SIC30 Rubber/Plastics, ECM-731, Cool Roof - DX | 1.0345 | 0.56419 | 0.63875 | 1.857e-05 | 0 | 0.00010757
2721 | Industrial, Existing, SIC32 Stone/Clay/Glass, ECM-731, Cool Roof - DX | 1.0345 | 0.55545 | 0.62887 | 0.0001431 | 0 | 0.00089862
2722 | Industrial, Existing, SIC33 Primary Metals, ECM-731, Cool Roof - DX | 1.0345 | 0.59006 | 0.66801 | 6.88e-06 | 0 | 3.14e-05
2723 | Industrial, Existing, SIC34 Fab Metals, ECM-731, Cool Roof - DX | 1.0345 | 0.58267 | 0.65965 | 8.603e-05 | 0 | 0.00043763
2724 | Industrial, Existing, SIC35 Ind Machinery, ECM-731, Cool Roof - DX | 1.0346 | 0.56632 | 0.64107 | 2.329e-05 | 0 | 7.475e-05
2725 | Industrial, Existing, SIC36 Electronics, ECM-731, Cool Roof - DX | 1.0345 | 0.57372 | 0.64954 | 4.926e-05 | 0 | 0.00028302
2726 | Industrial, Existing, SIC37 Transp Eqp, ECM-731, Cool Roof - DX | 1.0345 | 0.57553 | 0.65157 | 4.681e-05 | 0 | 0.00023285
2727 | Industrial, Existing, SIC38 Instruments, ECM-731, Cool Roof - DX | 1.0345 | 0.57853 | 0.65499 | 0.00020813 | 0 | 0.0012406
2728 | Industrial, Existing, SIC39/21/31 Misc, ECM-731, Cool Roof - DX | 1.0345 | 0.57279 | 0.6485 | 7.71e-05 | 0 | 0.00049182
2729 | Industrial, Existing, SIC20 Food, ECM-732, Run-time Optimizer | 1.0345 | 0.39344 | 0.44543 | 3.072e-05 | 0 | 0.0001615
2730 | Industrial, Existing, SIC22-23Textiles, ECM-732, Run-time Optimizer | 1.0346 | 0.40381 | 0.45713 | 8.1e-07 | 0 | 2.99e-06
2731 | Industrial, Existing, SIC24-25 Lumber, ECM-732, Run-time Optimizer | 1.0345 | 0.39187 | 0.44362 | 1.34e-06 | 0 | 5.69e-06
2732 | Industrial, Existing, SIC26 Paper, ECM-732, Run-time Optimizer | 1.0345 | 0.38488 | 0.43576 | 3.71e-06 | 0 | 2.366e-05
2733 | Industrial, Existing, SIC27 Printing, ECM-732, Run-time Optimizer | 1.0345 | 0.44578 | 0.50468 | 6.23e-06 | 0 | 3.321e-05
2734 | Industrial, Existing, SIC28 Chemicals, ECM-732, Run-time Optimizer | 1.0344 | 0.44834 | 0.50762 | 2.76e-06 | 0 | 2.247e-05
2735 | Industrial, Existing, SIC29 Petroleum, ECM-732, Run-time Optimizer | 1.0344 | 0.43361 | 0.49096 | 2e-08 | 0 | 2.5e-07
2736 | Industrial, Existing, SIC30 Rubber/Plastics, ECM-732, Run-time Optimizer | 1.0345 | 0.4108 | 0.46509 | 1.9e-06 | 0 | 1.099e-05
2737 | Industrial, Existing, SIC32 Stone/Clay/Glass, ECM-732, Run-time Optimizer | 1.0345 | 0.40008 | 0.45296 | 1.404e-05 | 0 | 8.816e-05
2738 | Industrial, Existing, SIC33 Primary Metals, ECM-732, Run-time Optimizer | 1.0345 | 0.44305 | 0.50158 | 7.9e-07 | 0 | 3.6e-06
2739 | Industrial, Existing, SIC34 Fab Metals, ECM-732, Run-time Optimizer | 1.0345 | 0.43376 | 0.49107 | 9.56e-06 | 0 | 4.862e-05
2740 | Industrial, Existing, SIC35 Ind Machinery, ECM-732, Run-time Optimizer | 1.0346 | 0.41339 | 0.46795 | 2.4e-06 | 0 | 7.71e-06
2741 | Industrial, Existing, SIC36 Electronics, ECM-732, Run-time Optimizer | 1.0345 | 0.4226 | 0.47845 | 5.26e-06 | 0 | 3.021e-05
2742 | Industrial, Existing, SIC37 Transp Eqp, ECM-732, Run-time Optimizer | 1.0345 | 0.42484 | 0.48097 | 5.04e-06 | 0 | 2.506e-05
2743 | Industrial, Existing, SIC38 Instruments, ECM-732, Run-time Optimizer | 1.0345 | 0.4286 | 0.48524 | 2.27e-05 | 0 | 0.00013533
2744 | Industrial, Existing, SIC39/21/31 Misc, ECM-732, Run-time Optimizer | 1.0345 | 0.42145 | 0.47715 | 8.2e-06 | 0 | 5.228e-05
2745 | Industrial, Existing, SIC20 Food, ECM-733, Hybrid Dessicant-HP System | 1.0345 | 0.73702 | 0.83439 | 1.38e-06 | 1.9e-07 | 7.28e-06
2746 | Industrial, Existing, SIC22-23Textiles, ECM-733, Hybrid Dessicant-HP System | 1.0346 | 0.7437 | 0.84185 | 3e-08 | 1e-08 | 1.3e-07
2747 | Industrial, Existing, SIC24-25 Lumber, ECM-733, Hybrid Dessicant-HP System | 1.0346 | 0.73605 | 0.83325 | 6e-08 | 1e-08 | 2.6e-07
2748 | Industrial, Existing, SIC26 Paper, ECM-733, Hybrid Dessicant-HP System | 1.0345 | 0.7315 | 0.82817 | 1.8e-07 | 3e-08 | 1.12e-06
2749 | Industrial, Existing, SIC27 Printing, ECM-733, Hybrid Dessicant-HP System | 1.0345 | 0.7693 | 0.87094 | 2.1e-07 | 2e-08 | 1.11e-06
2750 | Industrial, Existing, SIC28 Chemicals, ECM-733, Hybrid Dessicant-HP System | 1.0344 | 0.77078 | 0.87269 | 9e-08 | 1e-08 | 7.4e-07
2751 | Industrial, Existing, SIC29 Petroleum, ECM-733, Hybrid Dessicant-HP System | 1.0344 | 0.76194 | 0.8627 | 0 | 0 | 1e-08
2752 | Industrial, Existing, SIC30 Rubber/Plastics, ECM-733, Hybrid Dessicant-HP System | 1.0345 | 0.74798 | 0.84681 | 8e-08 | 1e-08 | 4.5e-07
2753 | Industrial, Existing, SIC32 Stone/Clay/Glass, ECM-733, Hybrid Dessicant-HP System | 1.0345 | 0.74123 | 0.83918 | 6.1e-07 | 1e-07 | 3.81e-06
2754 | Industrial, Existing, SIC33 Primary Metals, ECM-733, Hybrid Dessicant-HP System | 1.0346 | 0.7677 | 0.8691 | 3e-08 | 0 | 1.2e-07
2755 | Industrial, Existing, SIC34 Fab Metals, ECM-733, Hybrid Dessicant-HP System | 1.0345 | 0.7621 | 0.86278 | 3.4e-07 | 6e-08 | 1.73e-06
2756 | Industrial, Existing, SIC35 Ind Machinery, ECM-733, Hybrid Dessicant-HP System | 1.0346 | 0.74967 | 0.8486 | 1e-07 | 1e-08 | 3.1e-07
2757 | Industrial, Existing, SIC36 Electronics, ECM-733, Hybrid Dessicant-HP System | 1.0345 | 0.75528 | 0.85508 | 2e-07 | 3e-08 | 1.14e-06
2758 | Industrial, Existing, SIC37 Transp Eqp, ECM-733, Hybrid Dessicant-HP System | 1.0345 | 0.75668 | 0.85663 | 1.9e-07 | 3e-08 | 9.4e-07
2759 | Industrial, Existing, SIC38 Instruments, ECM-733, Hybrid Dessicant-HP System | 1.0345 | 0.75894 | 0.85923 | 8.3e-07 | 1.4e-07 | 4.96e-06
2760 | Industrial, Existing, SIC39/21/31 Misc, ECM-733, Hybrid Dessicant-HP System | 1.0345 | 0.75456 | 0.85428 | 3.1e-07 | 5e-08 | 1.99e-06
2761 | Industrial, Existing, SIC20 Food, ECM-801, Premium T8, Elecctronic Ballast | 1.0345 | 6.6675 | 7.5483 | . | . | .
2762 | Industrial, Existing, SIC22-23Textiles, ECM-801, Premium T8, Elecctronic Ballast | 1.0348 | 6.669 | 7.5483 | . | . | .
2763 | Industrial, Existing, SIC24-25 Lumber, ECM-801, Premium T8, Elecctronic Ballast | 1.0346 | 6.6679 | 7.5483 | . | . | .
2764 | Industrial, Existing, SIC26 Paper, ECM-801, Premium T8, Elecctronic Ballast | 1.0345 | 6.6672 | 7.5483 | . | . | .
2765 | Industrial, Existing, SIC27 Printing, ECM-801, Premium T8, Elecctronic Ballast | 1.0345 | 6.6674 | 7.5483 | . | . | .
2766 | Industrial, Existing, SIC28 Chemicals, ECM-801, Premium T8, Elecctronic Ballast | 1.0344 | 6.6669 | 7.5483 | . | . | .
2767 | Industrial, Existing, SIC29 Petroleum, ECM-801, Premium T8, Elecctronic Ballast | 1.0344 | 6.6669 | 7.5483 | . | . | .
2768 | Industrial, Existing, SIC30 Rubber/Plastics, ECM-801, Premium T8, Elecctronic Ballast | 1.0345 | 6.6674 | 7.5483 | . | . | .
2769 | Industrial, Existing, SIC32 Stone/Clay/Glass, ECM-801, Premium T8, Elecctronic Ballast | 1.0345 | 6.6673 | 7.5483 | . | . | .
2770 | Industrial, Existing, SIC33 Primary Metals, ECM-801, Premium T8, Elecctronic Ballast | 1.0346 | 6.6679 | 7.5483 | . | . | .
2771 | Industrial, Existing, SIC34 Fab Metals, ECM-801, Premium T8, Elecctronic Ballast | 1.0345 | 6.6677 | 7.5483 | . | . | .
2772 | Industrial, Existing, SIC35 Ind Machinery, ECM-801, Premium T8, Elecctronic Ballast | 1.0346 | 6.6682 | 7.5483 | . | . | .
2773 | Industrial, Existing, SIC36 Electronics, ECM-801, Premium T8, Elecctronic Ballast | 1.0345 | 6.6674 | 7.5483 | . | . | .
2774 | Industrial, Existing, SIC37 Transp Eqp, ECM-801, Premium T8, Elecctronic Ballast | 1.0346 | 6.6677 | 7.5483 | . | . | .
2775 | Industrial, Existing, SIC38 Instruments, ECM-801, Premium T8, Elecctronic Ballast | 1.0345 | 6.6674 | 7.5483 | . | . | .
2776 | Industrial, Existing, SIC39/21/31 Misc, ECM-801, Premium T8, Elecctronic Ballast | 1.0345 | 6.6673 | 7.5483 | . | . | .
2777 | Industrial, Existing, SIC20 Food, ECM-802, CFL Hardwired, Modular 18W | 1.0345 | 0.71971 | 1.1581 | 0.000382 | 0.00026758 | 0.00251
2778 | Industrial, Existing, SIC22-23Textiles, ECM-802, CFL Hardwired, Modular 18W | 1.0348 | 0.7245 | 1.1655 | 3.35e-06 | 5.57e-06 | 1.54e-05
2779 | Industrial, Existing, SIC24-25 Lumber, ECM-802, CFL Hardwired, Modular 18W | 1.0346 | 0.72504 | 1.1666 | 1.05e-05 | 8.11e-06 | 5.559e-05
2780 | Industrial, Existing, SIC26 Paper, ECM-802, CFL Hardwired, Modular 18W | 1.0345 | 0.72365 | 1.1644 | 4.949e-05 | 3.827e-05 | 0.00039441
2781 | Industrial, Existing, SIC27 Printing, ECM-802, CFL Hardwired, Modular 18W | 1.0345 | 0.73287 | 1.1792 | 1.188e-05 | 7.13e-06 | 7.921e-05
2782 | Industrial, Existing, SIC28 Chemicals, ECM-802, CFL Hardwired, Modular 18W | 1.0344 | 0.71226 | 1.1462 | 2.236e-05 | 1.617e-05 | 0.00022747
2783 | Industrial, Existing, SIC29 Petroleum, ECM-802, CFL Hardwired, Modular 18W | 1.0344 | 0.71225 | 1.1462 | 1.9e-07 | 2.3e-07 | 2.49e-06
2784 | Industrial, Existing, SIC30 Rubber/Plastics, ECM-802, CFL Hardwired, Modular 18W | 1.0345 | 0.72669 | 1.1693 | 2.02e-05 | 1.845e-05 | 0.00014627
2785 | Industrial, Existing, SIC32 Stone/Clay/Glass, ECM-802, CFL Hardwired, Modular 18W | 1.0345 | 0.69712 | 1.1218 | 0.00016587 | 0.00013055 | 0.0013021
2786 | Industrial, Existing, SIC33 Primary Metals, ECM-802, CFL Hardwired, Modular 18W | 1.0346 | 0.71354 | 1.1481 | 1.791e-05 | 1.67e-05 | 0.0001022
2787 | Industrial, Existing, SIC34 Fab Metals, ECM-802, CFL Hardwired, Modular 18W | 1.0345 | 0.72577 | 1.1678 | 9.873e-05 | 9.163e-05 | 0.00062782
2788 | Industrial, Existing, SIC35 Ind Machinery, ECM-802, CFL Hardwired, Modular 18W | 1.0346 | 0.72626 | 1.1685 | 1.262e-05 | 5.81e-06 | 5.064e-05
2789 | Industrial, Existing, SIC36 Electronics, ECM-802, CFL Hardwired, Modular 18W | 1.0345 | 0.73056 | 1.1755 | 2.05e-05 | 1.647e-05 | 0.00014724
2790 | Industrial, Existing, SIC37 Transp Eqp, ECM-802, CFL Hardwired, Modular 18W | 1.0346 | 0.72827 | 1.1718 | 3.385e-05 | 3.069e-05 | 0.00021045
2791 | Industrial, Existing, SIC38 Instruments, ECM-802, CFL Hardwired, Modular 18W | 1.0345 | 0.72956 | 1.1739 | 9.536e-05 | 8.028e-05 | 0.00071053
2792 | Industrial, Existing, SIC39/21/31 Misc, ECM-802, CFL Hardwired, Modular 18W | 1.0345 | 0.73344 | 1.1802 | 4.233e-05 | 3.625e-05 | 0.00033752
2793 | Industrial, Existing, SIC20 Food, ECM-803, CFL Screw-in 18W | 1.0345 | 3.415 | 6.2509 | . | . | .
2794 | Industrial, Existing, SIC22-23Textiles, ECM-803, CFL Screw-in 18W | 1.0348 | 3.3374 | 6.1076 | . | . | .
2795 | Industrial, Existing, SIC24-25 Lumber, ECM-803, CFL Screw-in 18W | 1.0346 | 3.3427 | 6.1182 | . | . | .
2796 | Industrial, Existing, SIC26 Paper, ECM-803, CFL Screw-in 18W | 1.0345 | 3.4157 | 6.2524 | . | . | .
2797 | Industrial, Existing, SIC27 Printing, ECM-803, CFL Screw-in 18W | 1.0345 | 3.3226 | 6.0818 | . | . | .
2798 | Industrial, Existing, SIC28 Chemicals, ECM-803, CFL Screw-in 18W | 1.0344 | 3.3074 | 6.0544 | . | . | .
2799 | Industrial, Existing, SIC29 Petroleum, ECM-803, CFL Screw-in 18W | 1.0344 | 3.3073 | 6.0544 | . | . | .
2800 | Industrial, Existing, SIC30 Rubber/Plastics, ECM-803, CFL Screw-in 18W | 1.0345 | 3.4512 | 6.3172 | . | . | .
2801 | Industrial, Existing, SIC32 Stone/Clay/Glass, ECM-803, CFL Screw-in 18W | 1.0345 | 3.3384 | 6.1108 | . | . | .
2802 | Industrial, Existing, SIC33 Primary Metals, ECM-803, CFL Screw-in 18W | 1.0346 | 3.486 | 6.3806 | . | . | .
2803 | Industrial, Existing, SIC34 Fab Metals, ECM-803, CFL Screw-in 18W | 1.0345 | 3.3762 | 6.1796 | . | . | .
2804 | Industrial, Existing, SIC35 Ind Machinery, ECM-803, CFL Screw-in 18W | 1.0346 | 3.3564 | 6.143 | . | . | .
2805 | Industrial, Existing, SIC36 Electronics, ECM-803, CFL Screw-in 18W | 1.0345 | 3.3652 | 6.1598 | . | . | .
2806 | Industrial, Existing, SIC37 Transp Eqp, ECM-803, CFL Screw-in 18W | 1.0346 | 3.3512 | 6.134 | . | . | .
2807 | Industrial, Existing, SIC38 Instruments, ECM-803, CFL Screw-in 18W | 1.0345 | 3.3478 | 6.1281 | . | . | .
2808 | Industrial, Existing, SIC39/21/31 Misc, ECM-803, CFL Screw-in 18W | 1.0345 | 3.3611 | 6.1524 | . | . | .
2809 | Industrial, Existing, SIC20 Food, ECM-804, High Bay T5 | 1.0345 | 3.6008 | 4.772 | . | . | .
2810 | Industrial, Existing, SIC22-23Textiles, ECM-804, High Bay T5 | 1.0348 | 3.5112 | 4.6522 | . | . | .
2811 | Industrial, Existing, SIC24-25 Lumber, ECM-804, High Bay T5 | 1.0346 | 3.509 | 4.6501 | . | . | .
2812 | Industrial, Existing, SIC26 Paper, ECM-804, High Bay T5 | 1.0345 | 3.5685 | 4.7294 | . | . | .
2813 | Industrial, Existing, SIC27 Printing, ECM-804, High Bay T5 | 1.0345 | 3.4248 | 4.5388 | . | . | .
2814 | Industrial, Existing, SIC28 Chemicals, ECM-804, High Bay T5 | 1.0344 | 3.5905 | 4.7587 | . | . | .
2815 | Industrial, Existing, SIC29 Petroleum, ECM-804, High Bay T5 | 1.0344 | 3.5904 | 4.7587 | . | . | .
2816 | Industrial, Existing, SIC30 Rubber/Plastics, ECM-804, High Bay T5 | 1.0345 | 3.5655 | 4.7252 | . | . | .
2817 | Industrial, Existing, SIC32 Stone/Clay/Glass, ECM-804, High Bay T5 | 1.0345 | 3.7305 | 4.9441 | . | . | .
2818 | Industrial, Existing, SIC33 Primary Metals, ECM-804, High Bay T5 | 1.0346 | 3.6914 | 4.8918 | . | . | .
2819 | Industrial, Existing, SIC34 Fab Metals, ECM-804, High Bay T5 | 1.0345 | 3.5255 | 4.6721 | . | . | .
2820 | Industrial, Existing, SIC35 Ind Machinery, ECM-804, High Bay T5 | 1.0346 | 3.5084 | 4.6491 | . | . | .
2821 | Industrial, Existing, SIC36 Electronics, ECM-804, High Bay T5 | 1.0345 | 3.4763 | 4.6071 | . | . | .
2822 | Industrial, Existing, SIC37 Transp Eqp, ECM-804, High Bay T5 | 1.0346 | 3.4869 | 4.6209 | . | . | .
2823 | Industrial, Existing, SIC38 Instruments, ECM-804, High Bay T5 | 1.0345 | 3.4728 | 4.6025 | . | . | .
2824 | Industrial, Existing, SIC39/21/31 Misc, ECM-804, High Bay T5 | 1.0345 | 3.4477 | 4.5693 | . | . | .
2825 | Industrial, Existing, SIC20 Food, ECM-805, Occupancy Sensor | 1.0344 | 0.89155 | 1.2295 | 0.00019113 | 0.0006694 | 0.0062783
2826 | Industrial, Existing, SIC22-23Textiles, ECM-805, Occupancy Sensor | 1.0346 | 0.84369 | 1.1633 | 3.2e-06 | 2.664e-05 | 7.362e-05
2827 | Industrial, Existing, SIC24-25 Lumber, ECM-805, Occupancy Sensor | 1.0344 | 0.84436 | 1.1644 | 9.71e-06 | 3.751e-05 | 0.00025691
2828 | Industrial, Existing, SIC26 Paper, ECM-805, Occupancy Sensor | 1.0344 | 0.84283 | 1.1623 | 2.354e-05 | 9.099e-05 | 0.00093768
2829 | Industrial, Existing, SIC27 Printing, ECM-805, Occupancy Sensor | 1.0344 | 0.85353 | 1.1771 | 3.507e-05 | 0.00010528 | 0.0011687
2830 | Industrial, Existing, SIC28 Chemicals, ECM-805, Occupancy Sensor | 1.0343 | 0.8296 | 1.1441 | 1.608e-05 | 5.814e-05 | 0.00081762
2831 | Industrial, Existing, SIC29 Petroleum, ECM-805, Occupancy Sensor | 1.0344 | 0.82962 | 1.1441 | 1.4e-07 | 8.2e-07 | 8.95e-06
2832 | Industrial, Existing, SIC30 Rubber/Plastics, ECM-805, Occupancy Sensor | 1.0344 | 0.84635 | 1.1672 | 8.53e-06 | 3.896e-05 | 0.00030886
2833 | Industrial, Existing, SIC32 Stone/Clay/Glass, ECM-805, Occupancy Sensor | 1.0344 | 0.81193 | 1.1197 | 6.141e-05 | 0.00024164 | 0.0024099
2834 | Industrial, Existing, SIC33 Primary Metals, ECM-805, Occupancy Sensor | 1.0344 | 0.83099 | 1.1459 | 5.05e-06 | 2.353e-05 | 0.00014401
2835 | Industrial, Existing, SIC34 Fab Metals, ECM-805, Occupancy Sensor | 1.0344 | 0.84525 | 1.1656 | 6.697e-05 | 0.00031078 | 0.0021291
2836 | Industrial, Existing, SIC35 Ind Machinery, ECM-805, Occupancy Sensor | 1.0344 | 0.84569 | 1.1662 | 1.062e-05 | 2.444e-05 | 0.00021303
2837 | Industrial, Existing, SIC36 Electronics, ECM-805, Occupancy Sensor | 1.0344 | 0.85085 | 1.1734 | 1.962e-05 | 7.882e-05 | 0.00070449
2838 | Industrial, Existing, SIC37 Transp Eqp, ECM-805, Occupancy Sensor | 1.0344 | 0.84816 | 1.1696 | 3.387e-05 | 0.00015353 | 0.0010528
2839 | Industrial, Existing, SIC38 Instruments, ECM-805, Occupancy Sensor | 1.0344 | 0.84969 | 1.1718 | 0.00010873 | 0.0004577 | 0.0040504
2840 | Industrial, Existing, SIC39/21/31 Misc, ECM-805, Occupancy Sensor | 1.0344 | 0.85423 | 1.178 | 5.176e-05 | 0.0002216 | 0.0020634
2841 | Industrial, Existing, SIC27 Printing, ECM-806, LED Linear Tube 22W | 1.0345 | 0.22914 | 0.29593 | 6.65e-06 | 4e-06 | 4.435e-05
2842 | Industrial, Existing, SIC20 Food, ECM-807, Flood LED 14W | 1.0345 | 0.21102 | 0.27253 | 8.6e-06 | 6.03e-06 | 5.653e-05
2843 | Industrial, Existing, SIC22-23Textiles, ECM-807, Flood LED 14W | 1.0348 | 0.21243 | 0.27428 | 1.7e-07 | 2.8e-07 | 7.7e-07
2844 | Industrial, Existing, SIC24-25 Lumber, ECM-807, Flood LED 14W | 1.0346 | 0.21259 | 0.27453 | 5.1e-07 | 3.9e-07 | 2.7e-06
2845 | Industrial, Existing, SIC26 Paper, ECM-807, Flood LED 14W | 1.0345 | 0.21218 | 0.27403 | 1.23e-06 | 9.5e-07 | 9.84e-06
2846 | Industrial, Existing, SIC27 Printing, ECM-807, Flood LED 14W | 1.0345 | 0.21488 | 0.27752 | 1.84e-06 | 1.11e-06 | 1.23e-05
2847 | Industrial, Existing, SIC28 Chemicals, ECM-807, Flood LED 14W | 1.0344 | 0.20884 | 0.26973 | 8.4e-07 | 6.1e-07 | 8.55e-06
2848 | Industrial, Existing, SIC29 Petroleum, ECM-807, Flood LED 14W | 1.0344 | 0.20884 | 0.26973 | 1e-08 | 1e-08 | 9e-08
2849 | Industrial, Existing, SIC30 Rubber/Plastics, ECM-807, Flood LED 14W | 1.0345 | 0.21307 | 0.27517 | 4.5e-07 | 4.1e-07 | 3.24e-06
2850 | Industrial, Existing, SIC32 Stone/Clay/Glass, ECM-807, Flood LED 14W | 1.0345 | 0.2044 | 0.26399 | 3.2e-06 | 2.51e-06 | 2.508e-05
2851 | Industrial, Existing, SIC33 Primary Metals, ECM-807, Flood LED 14W | 1.0346 | 0.20921 | 0.27018 | 2.6e-07 | 2.5e-07 | 1.51e-06
2852 | Industrial, Existing, SIC34 Fab Metals, ECM-807, Flood LED 14W | 1.0345 | 0.2128 | 0.27481 | 3.51e-06 | 3.26e-06 | 2.235e-05
2853 | Industrial, Existing, SIC35 Ind Machinery, ECM-807, Flood LED 14W | 1.0346 | 0.21294 | 0.27498 | 5.6e-07 | 2.6e-07 | 2.24e-06
2854 | Industrial, Existing, SIC36 Electronics, ECM-807, Flood LED 14W | 1.0345 | 0.2142 | 0.27664 | 1.03e-06 | 8.3e-07 | 7.41e-06
2855 | Industrial, Existing, SIC37 Transp Eqp, ECM-807, Flood LED 14W | 1.0346 | 0.21353 | 0.27576 | 1.78e-06 | 1.61e-06 | 1.106e-05
2856 | Industrial, Existing, SIC38 Instruments, ECM-807, Flood LED 14W | 1.0345 | 0.21391 | 0.27626 | 5.71e-06 | 4.81e-06 | 4.257e-05
2857 | Industrial, Existing, SIC39/21/31 Misc, ECM-807, Flood LED 14W | 1.0345 | 0.21505 | 0.27774 | 2.72e-06 | 2.33e-06 | 2.171e-05
2858 | Industrial, Existing, SIC20 Food, ECM-808, LED High Bay 83W (400W equivalent) | 1.0345 | 0.64566 | 0.66176 | 0.00063002 | 0.00044132 | 0.0041396
2859 | Industrial, Existing, SIC22-23Textiles, ECM-808, LED High Bay 83W (400W equivalent) | 1.0348 | 0.64996 | 0.66602 | 1.231e-05 | 2.047e-05 | 5.657e-05
2860 | Industrial, Existing, SIC24-25 Lumber, ECM-808, LED High Bay 83W (400W equivalent) | 1.0346 | 0.65045 | 0.66663 | 3.73e-05 | 2.882e-05 | 0.00019744
2861 | Industrial, Existing, SIC26 Paper, ECM-808, LED High Bay 83W (400W equivalent) | 1.0345 | 0.6492 | 0.66541 | 9.038e-05 | 6.988e-05 | 0.00072023
2862 | Industrial, Existing, SIC27 Printing, ECM-808, LED High Bay 83W (400W equivalent) | 1.0345 | 0.65747 | 0.67387 | 0.000135 | 8.106e-05 | 0.0009
2863 | Industrial, Existing, SIC28 Chemicals, ECM-808, LED High Bay 83W (400W equivalent) | 1.0344 | 0.63898 | 0.65497 | 6.155e-05 | 4.451e-05 | 0.00062606
2864 | Industrial, Existing, SIC29 Petroleum, ECM-808, LED High Bay 83W (400W equivalent) | 1.0344 | 0.63897 | 0.65497 | 5.3e-07 | 6.3e-07 | 6.85e-06
2865 | Industrial, Existing, SIC30 Rubber/Plastics, ECM-808, LED High Bay 83W (400W equivalent) | 1.0345 | 0.65192 | 0.66819 | 3.278e-05 | 2.995e-05 | 0.00023743
2866 | Industrial, Existing, SIC32 Stone/Clay/Glass, ECM-808, LED High Bay 83W (400W equivalent) | 1.0345 | 0.6254 | 0.64102 | 0.00023416 | 0.00018429 | 0.0018381
2867 | Industrial, Existing, SIC33 Primary Metals, ECM-808, LED High Bay 83W (400W equivalent) | 1.0346 | 0.64013 | 0.65606 | 1.934e-05 | 1.803e-05 | 0.00011033
2868 | Industrial, Existing, SIC34 Fab Metals, ECM-808, LED High Bay 83W (400W equivalent) | 1.0345 | 0.65109 | 0.66731 | 0.00025733 | 0.00023883 | 0.0016364
2869 | Industrial, Existing, SIC35 Ind Machinery, ECM-808, LED High Bay 83W (400W equivalent) | 1.0346 | 0.65154 | 0.66771 | 4.083e-05 | 1.878e-05 | 0.00016379
2870 | Industrial, Existing, SIC36 Electronics, ECM-808, LED High Bay 83W (400W equivalent) | 1.0345 | 0.65539 | 0.67174 | 7.549e-05 | 6.065e-05 | 0.00054214
2871 | Industrial, Existing, SIC37 Transp Eqp, ECM-808, LED High Bay 83W (400W equivalent) | 1.0346 | 0.65334 | 0.66961 | 0.00013022 | 0.00011806 | 0.00080969
2872 | Industrial, Existing, SIC38 Instruments, ECM-808, LED High Bay 83W (400W equivalent) | 1.0345 | 0.6545 | 0.67083 | 0.0004182 | 0.00035208 | 0.0031161
2873 | Industrial, Existing, SIC39/21/31 Misc, ECM-808, LED High Bay 83W (400W equivalent) | 1.0345 | 0.65798 | 0.67441 | 0.00019929 | 0.00017065 | 0.0015891
2874 | Industrial, Existing, SIC20 Food, ECM-901, Replace V-belts | 1.0345 | 1.1003 | 1.7705 | 5.77e-06 | 4.04e-06 | 3.789e-05
2875 | Industrial, Existing, SIC22-23Textiles, ECM-901, Replace V-belts | 1.0348 | 1.1006 | 1.7705 | 1.1e-07 | 1.8e-07 | 4.9e-07
2876 | Industrial, Existing, SIC24-25 Lumber, ECM-901, Replace V-belts | 1.0346 | 1.1004 | 1.7705 | 3.7e-07 | 2.8e-07 | 1.93e-06
2877 | Industrial, Existing, SIC26 Paper, ECM-901, Replace V-belts | 1.0345 | 1.1003 | 1.7705 | 8.8e-07 | 6.8e-07 | 7.02e-06
2878 | Industrial, Existing, SIC27 Printing, ECM-901, Replace V-belts | 1.0345 | 1.1003 | 1.7705 | 6.1e-07 | 3.7e-07 | 4.09e-06
2879 | Industrial, Existing, SIC28 Chemicals, ECM-901, Replace V-belts | . | 99999 | 99999 | . | . | .
2880 | Industrial, Existing, SIC29 Petroleum, ECM-901, Replace V-belts | 1.0344 | 1.1002 | 1.7705 | 0 | 0 | 1e-08
2881 | Industrial, Existing, SIC30 Rubber/Plastics, ECM-901, Replace V-belts | 1.0345 | 1.1003 | 1.7705 | 2.1e-07 | 1.9e-07 | 1.53e-06
2882 | Industrial, Existing, SIC32 Stone/Clay/Glass, ECM-901, Replace V-belts | 1.0345 | 1.1003 | 1.7705 | 2.32e-06 | 1.83e-06 | 1.822e-05
2883 | Industrial, Existing, SIC33 Primary Metals, ECM-901, Replace V-belts | 1.0346 | 1.1004 | 1.7705 | 5e-08 | 5e-08 | 2.9e-07
2884 | Industrial, Existing, SIC34 Fab Metals, ECM-901, Replace V-belts | 1.0345 | 1.1004 | 1.7705 | 1.67e-06 | 1.55e-06 | 1.059e-05
2885 | Industrial, Existing, SIC35 Ind Machinery, ECM-901, Replace V-belts | 1.0346 | 1.1004 | 1.7705 | 2e-07 | 9e-08 | 7.9e-07
2886 | Industrial, Existing, SIC36 Electronics, ECM-901, Replace V-belts | 1.0345 | 1.1003 | 1.7705 | 3e-07 | 2.4e-07 | 2.13e-06
2887 | Industrial, Existing, SIC37 Transp Eqp, ECM-901, Replace V-belts | 1.0346 | 1.1004 | 1.7705 | 8.6e-07 | 7.8e-07 | 5.36e-06
2888 | Industrial, Existing, SIC38 Instruments, ECM-901, Replace V-belts | 1.0345 | 1.1003 | 1.7705 | 1.61e-06 | 1.35e-06 | 1.199e-05
2889 | Industrial, Existing, SIC39/21/31 Misc, ECM-901, Replace V-belts | 1.0345 | 1.1003 | 1.7705 | 1.28e-06 | 1.09e-06 | 1.018e-05

## 18c
TRC – Economic Potential
# | Measure Name | Test Results |  |  | Savings
|  | RIM | TRC | PT | Summer | Winter | Annual Energy
[5 empty] | (MW) | (MW) | (GWh)
Residential
1 | Residential, Existing, Single Family, Base 14 SEER A/C Split w/Elec Heat, ECM-102, 15 SEER Split-System Air Conditioner | 0.73701 | 0.10481 | 0.15078 | 0 | 0 | 0
2 | Residential, New, Single Family, Base 14 SEER A/C Split w/Elec Heat, ECM-102, 15 SEER Split-System Air Conditioner | 0.73701 | 0.088722 | 0.12764 | 0 | 0 | 0
3 | Residential, Existing, Multi Family, Base 14 SEER A/C Split w/Elec Heat, ECM-102, 15 SEER Split-System Air Conditioner | 0.73704 | 0.15053 | 0.21655 | 0 | 0 | 0
4 | Residential, New, Multi Family, Base 14 SEER A/C Split w/Elec Heat, ECM-102, 15 SEER Split-System Air Conditioner | 0.73704 | 0.056567 | 0.081379 | 0 | 0 | 0
5 | Residential, Existing, Mobile Home, Base 14 SEER A/C Split w/Elec Heat, ECM-102, 15 SEER Split-System Air Conditioner | 0.73711 | 0.082344 | 0.11845 | 0 | 0 | 0
6 | Residential, New, Mobile Home, Base 14 SEER A/C Split w/Elec Heat, ECM-102, 15 SEER Split-System Air Conditioner | 0.73711 | 0.08925 | 0.12838 | 0 | 0 | 0
7 | Residential, Existing, Single Family, Base 14 SEER A/C Split w/Elec Heat, ECM-103, 17 SEER Split-System Air Conditioner | 0.73704 | 0.069732 | 0.10032 | 0 | 0 | 0
8 | Residential, New, Single Family, Base 14 SEER A/C Split w/Elec Heat, ECM-103, 17 SEER Split-System Air Conditioner | 0.73704 | 0.064137 | 0.09227 | 0 | 0 | 0
9 | Residential, Existing, Multi Family, Base 14 SEER A/C Split w/Elec Heat, ECM-103, 17 SEER Split-System Air Conditioner | 0.73706 | 0.11404 | 0.16406 | 0 | 0 | 0
10 | Residential, New, Multi Family, Base 14 SEER A/C Split w/Elec Heat, ECM-103, 17 SEER Split-System Air Conditioner | 0.73706 | 0.039203 | 0.056397 | 0 | 0 | 0
11 | Residential, Existing, Mobile Home, Base 14 SEER A/C Split w/Elec Heat, ECM-103, 17 SEER Split-System Air Conditioner | 0.73714 | 0.061945 | 0.089103 | 0 | 0 | 0
12 | Residential, New, Mobile Home, Base 14 SEER A/C Split w/Elec Heat, ECM-103, 17 SEER Split-System Air Conditioner | 0.73714 | 0.068611 | 0.098692 | 0 | 0 | 0
13 | Residential, Existing, Single Family, Base 14 SEER A/C Split w/Elec Heat, ECM-104, 19 SEER Split-System Air Conditioner | 0.73702 | 0.064209 | 0.092374 | 0 | 0 | 0
14 | Residential, New, Single Family, Base 14 SEER A/C Split w/Elec Heat, ECM-104, 19 SEER Split-System Air Conditioner | 0.73702 | 0.049292 | 0.070913 | 0 | 0 | 0
15 | Residential, Existing, Multi Family, Base 14 SEER A/C Split w/Elec Heat, ECM-104, 19 SEER Split-System Air Conditioner | 0.73705 | 0.088144 | 0.1268 | 0 | 0 | 0
16 | Residential, New, Multi Family, Base 14 SEER A/C Split w/Elec Heat, ECM-104, 19 SEER Split-System Air Conditioner | 0.73705 | 0.026617 | 0.038291 | 0 | 0 | 0
17 | Residential, Existing, Mobile Home, Base 14 SEER A/C Split w/Elec Heat, ECM-104, 19 SEER Split-System Air Conditioner | 0.73712 | 0.048395 | 0.069613 | 0 | 0 | 0
18 | Residential, New, Mobile Home, Base 14 SEER A/C Split w/Elec Heat, ECM-104, 19 SEER Split-System Air Conditioner | 0.73712 | 0.054181 | 0.077937 | 0 | 0 | 0
19 | Residential, Existing, Single Family, Base 14 SEER A/C Split w/Elec Heat, ECM-105, 14 SEER Split-System Heat Pump | 0.73706 | 0.25671 | 0.40791 | 0 | 0 | 0
20 | Residential, New, Single Family, Base 14 SEER A/C Split w/Elec Heat, ECM-105, 14 SEER Split-System Heat Pump | 0.73706 | 0.21731 | 0.34531 | 0 | 0 | 0
21 | Residential, Existing, Multi Family, Base 14 SEER A/C Split w/Elec Heat, ECM-105, 14 SEER Split-System Heat Pump | 0.73701 | 0.35614 | 0.56595 | 0 | 0 | 0
22 | Residential, New, Multi Family, Base 14 SEER A/C Split w/Elec Heat, ECM-105, 14 SEER Split-System Heat Pump | 0.73701 | 0.16631 | 0.26428 | 0 | 0 | 0
23 | Residential, Existing, Mobile Home, Base 14 SEER A/C Split w/Elec Heat, ECM-105, 14 SEER Split-System Heat Pump | 0.73715 | 0.18309 | 0.29089 | 0 | 0 | 0
24 | Residential, New, Mobile Home, Base 14 SEER A/C Split w/Elec Heat, ECM-105, 14 SEER Split-System Heat Pump | 0.73715 | 0.18674 | 0.2967 | 0 | 0 | 0
25 | Residential, Existing, Single Family, Base 14 SEER A/C Split w/Elec Heat, ECM-106, 15 SEER Split-System Heat Pump | 0.73705 | 0.085318 | 0.13557 | 0 | 0 | 0
26 | Residential, New, Single Family, Base 14 SEER A/C Split w/Elec Heat, ECM-106, 15 SEER Split-System Heat Pump | 0.73705 | 0.072225 | 0.11477 | 0 | 0 | 0
27 | Residential, Existing, Multi Family, Base 14 SEER A/C Split w/Elec Heat, ECM-106, 15 SEER Split-System Heat Pump | 0.73702 | 0.12208 | 0.19399 | 0 | 0 | 0
28 | Residential, New, Multi Family, Base 14 SEER A/C Split w/Elec Heat, ECM-106, 15 SEER Split-System Heat Pump | 0.73702 | 0.047721 | 0.075833 | 0 | 0 | 0
29 | Residential, Existing, Mobile Home, Base 14 SEER A/C Split w/Elec Heat, ECM-106, 15 SEER Split-System Heat Pump | 0.73714 | 0.067339 | 0.10699 | 0 | 0 | 0
30 | Residential, New, Mobile Home, Base 14 SEER A/C Split w/Elec Heat, ECM-106, 15 SEER Split-System Heat Pump | 0.73714 | 0.070428 | 0.1119 | 0 | 0 | 0
31 | Residential, Existing, Single Family, Base 14 SEER A/C Split w/Elec Heat, ECM-107, 17 SEER Split-System Heat Pump | 0.73705 | 0.054894 | 0.087227 | 0 | 0 | 0
32 | Residential, New, Single Family, Base 14 SEER A/C Split w/Elec Heat, ECM-107, 17 SEER Split-System Heat Pump | 0.73705 | 0.046469 | 0.07384 | 0 | 0 | 0
33 | Residential, Existing, Multi Family, Base 14 SEER A/C Split w/Elec Heat, ECM-107, 17 SEER Split-System Heat Pump | 0.73702 | 0.082803 | 0.13158 | 0 | 0 | 0
34 | Residential, New, Multi Family, Base 14 SEER A/C Split w/Elec Heat, ECM-107, 17 SEER Split-System Heat Pump | 0.73702 | 0.030192 | 0.047977 | 0 | 0 | 0
35 | Residential, Existing, Mobile Home, Base 14 SEER A/C Split w/Elec Heat, ECM-107, 17 SEER Split-System Heat Pump | 0.73714 | 0.044097 | 0.070063 | 0 | 0 | 0
36 | Residential, New, Mobile Home, Base 14 SEER A/C Split w/Elec Heat, ECM-107, 17 SEER Split-System Heat Pump | 0.73714 | 0.048157 | 0.076513 | 0 | 0 | 0
37 | Residential, Existing, Single Family, Base 14 SEER A/C Split w/Elec Heat, ECM-108, 13 EER Geothermal Heat Pump | . | 0 | 0 | 0 | 0 | 0
38 | Residential, New, Single Family, Base 14 SEER A/C Split w/Elec Heat, ECM-108, 13 EER Geothermal Heat Pump | . | 0 | 0 | 0 | 0 | 0
39 | Residential, Existing, Multi Family, Base 14 SEER A/C Split w/Elec Heat, ECM-108, 13 EER Geothermal Heat Pump | . | 0 | 0 | 0 | 0 | 0
40 | Residential, New, Multi Family, Base 14 SEER A/C Split w/Elec Heat, ECM-108, 13 EER Geothermal Heat Pump | . | 0 | 0 | 0 | 0 | 0
41 | Residential, Existing, Mobile Home, Base 14 SEER A/C Split w/Elec Heat, ECM-108, 13 EER Geothermal Heat Pump | . | 0 | 0 | 0 | 0 | 0
42 | Residential, New, Mobile Home, Base 14 SEER A/C Split w/Elec Heat, ECM-108, 13 EER Geothermal Heat Pump | . | 0 | 0 | 0 | 0 | 0
43 | Residential, Existing, Single Family, Base 14 SEER A/C Split w/Elec Heat, ECM-110, Attic Venting | 0.73697 | 0.57059 | 1.0615 | 0 | 0 | 0
44 | Residential, New, Single Family, Base 14 SEER A/C Split w/Elec Heat, ECM-110, Attic Venting | 0.73697 | 0.49646 | 0.92358 | 0 | 0 | 0
45 | Residential, Existing, Multi Family, Base 14 SEER A/C Split w/Elec Heat, ECM-110, Attic Venting | 0.73695 | 0.59127 | 1.1 | 0 | 0 | 0
46 | Residential, New, Multi Family, Base 14 SEER A/C Split w/Elec Heat, ECM-110, Attic Venting | 0.73695 | 0.30192 | 0.56168 | 0 | 0 | 0
47 | Residential, Existing, Mobile Home, Base 14 SEER A/C Split w/Elec Heat, ECM-110, Attic Venting | 0.73705 | 0.3585 | 0.66685 | 0 | 0 | 0
48 | Residential, New, Mobile Home, Base 14 SEER A/C Split w/Elec Heat, ECM-110, Attic Venting | 0.73705 | 0.33271 | 0.61888 | 0 | 0 | 0
49 | Residential, Existing, Single Family, Base 14 SEER A/C Split w/Elec Heat, ECM-111, Sealed Attic w/Sprayed Foam Insulated Roof Deck | 0.73739 | 0.029197 | 0.039595 | 0 | 0 | 0
50 | Residential, New, Single Family, Base 14 SEER A/C Split w/Elec Heat, ECM-111, Sealed Attic w/Sprayed Foam Insulated Roof Deck | 0.73739 | 0.024717 | 0.03352 | 0 | 0 | 0
51 | Residential, Existing, Multi Family, Base 14 SEER A/C Split w/Elec Heat, ECM-111, Sealed Attic w/Sprayed Foam Insulated Roof Deck | 0.73735 | 0.093374 | 0.12663 | 0 | 0 | 0
52 | Residential, New, Multi Family, Base 14 SEER A/C Split w/Elec Heat, ECM-111, Sealed Attic w/Sprayed Foam Insulated Roof Deck | 0.73735 | 0.027234 | 0.036935 | 0 | 0 | 0
53 | Residential, Existing, Mobile Home, Base 14 SEER A/C Split w/Elec Heat, ECM-111, Sealed Attic w/Sprayed Foam Insulated Roof Deck | 0.73754 | 0.055228 | 0.074881 | 0 | 0 | 0
54 | Residential, New, Mobile Home, Base 14 SEER A/C Split w/Elec Heat, ECM-111, Sealed Attic w/Sprayed Foam Insulated Roof Deck | 0.73754 | 0.062369 | 0.084563 | 0 | 0 | 0
55 | Residential, Existing, Single Family, Base 14 SEER A/C Split w/Elec Heat, ECM-112, AC Maintenance (Outdoor Coil Cleaning) | 0.73685 | 0.76457 | 1.8012 | 0 | 0 | 0
56 | Residential, New, Single Family, Base 14 SEER A/C Split w/Elec Heat, ECM-112, AC Maintenance (Outdoor Coil Cleaning) | 0.73685 | 0.66524 | 1.5672 | 0 | 0 | 0
57 | Residential, Existing, Multi Family, Base 14 SEER A/C Split w/Elec Heat, ECM-112, AC Maintenance (Outdoor Coil Cleaning) | 0.73686 | 0.76897 | 1.8115 | 0 | 0 | 0
58 | Residential, New, Multi Family, Base 14 SEER A/C Split w/Elec Heat, ECM-112, AC Maintenance (Outdoor Coil Cleaning) | 0.73686 | 0.41584 | 0.97961 | 0 | 0 | 0
59 | Residential, Existing, Mobile Home, Base 14 SEER A/C Split w/Elec Heat, ECM-112, AC Maintenance (Outdoor Coil Cleaning) | 0.73692 | 0.47062 | 1.1086 | 0 | 0 | 0
60 | Residential, New, Mobile Home, Base 14 SEER A/C Split w/Elec Heat, ECM-112, AC Maintenance (Outdoor Coil Cleaning) | 0.73692 | 0.42874 | 1.0099 | 0 | 0 | 0
61 | Residential, Existing, Single Family, Base 14 SEER A/C Split w/Elec Heat, ECM-113, AC Maintenance (Indoor Coil Cleaning) | 0.73685 | 0.39233 | 0.92426 | 0 | 0 | 0
62 | Residential, New, Single Family, Base 14 SEER A/C Split w/Elec Heat, ECM-113, AC Maintenance (Indoor Coil Cleaning) | 0.73685 | 0.33212 | 0.78241 | 0 | 0 | 0
63 | Residential, Existing, Multi Family, Base 14 SEER A/C Split w/Elec Heat, ECM-113, AC Maintenance (Indoor Coil Cleaning) | 0.73686 | 0.44992 | 1.0599 | 0 | 0 | 0
64 | Residential, New, Multi Family, Base 14 SEER A/C Split w/Elec Heat, ECM-113, AC Maintenance (Indoor Coil Cleaning) | 0.73686 | 0.22603 | 0.53247 | 0 | 0 | 0
65 | Residential, Existing, Mobile Home, Base 14 SEER A/C Split w/Elec Heat, ECM-113, AC Maintenance (Indoor Coil Cleaning) | 0.73692 | 0.25889 | 0.60984 | 0 | 0 | 0
66 | Residential, New, Mobile Home, Base 14 SEER A/C Split w/Elec Heat, ECM-113, AC Maintenance (Indoor Coil Cleaning) | 0.73692 | 0.25348 | 0.59709 | 0 | 0 | 0
67 | Residential, Existing, Single Family, Base 14 SEER A/C Split w/Elec Heat, ECM-114, Proper Refrigerant Charging and Air Flow | 0.73684 | 1.394 | 2.5938 | 10.5606 | 0 | 24.0899
68 | Residential, New, Single Family, Base 14 SEER A/C Split w/Elec Heat, ECM-114, Proper Refrigerant Charging and Air Flow | 0.73684 | 1.2129 | 2.2568 | 0.047663 | 0 | 0.10872
69 | Residential, Existing, Multi Family, Base 14 SEER A/C Split w/Elec Heat, ECM-114, Proper Refrigerant Charging and Air Flow | 0.73686 | 1.4221 | 2.646 | 2.7555 | 0 | 6.0207
70 | Residential, New, Multi Family, Base 14 SEER A/C Split w/Elec Heat, ECM-114, Proper Refrigerant Charging and Air Flow | 0.73686 | 1.077 | 2.0039 | 0.073758 | 0 | 0.16116
71 | Residential, Existing, Mobile Home, Base 14 SEER A/C Split w/Elec Heat, ECM-114, Proper Refrigerant Charging and Air Flow | 0.73691 | 0.85442 | 1.5896 | 0 | 0 | 0
72 | Residential, New, Mobile Home, Base 14 SEER A/C Split w/Elec Heat, ECM-114, Proper Refrigerant Charging and Air Flow | 0.73691 | 0.75352 | 1.4019 | 0 | 0 | 0
73 | Residential, Existing, Single Family, Base 14 SEER A/C Split w/Elec Heat, ECM-115, Electronically Commutated Motors (ECM) on an Air Handler Unit | 0.7368 | 1.7836 | 2.8352 | 5.5412 | 0 | 14.6901
74 | Residential, New, Single Family, Base 14 SEER A/C Split w/Elec Heat, ECM-115, Electronically Commutated Motors (ECM) on an Air Handler Unit | 0.7368 | 1.5519 | 2.4668 | 0.025009 | 0 | 0.066301
75 | Residential, Existing, Multi Family, Base 14 SEER A/C Split w/Elec Heat, ECM-115, Electronically Commutated Motors (ECM) on an Air Handler Unit | 0.73681 | 1.7741 | 2.8199 | 1.4097 | 0 | 3.5797
76 | Residential, New, Multi Family, Base 14 SEER A/C Split w/Elec Heat, ECM-115, Electronically Commutated Motors (ECM) on an Air Handler Unit | 0.73681 | 1.41 | 2.2413 | 0.039601 | 0 | 0.10056
77 | Residential, Existing, Mobile Home, Base 14 SEER A/C Split w/Elec Heat, ECM-115, Electronically Commutated Motors (ECM) on an Air Handler Unit | 0.73685 | 1.0702 | 1.7011 | 0.35768 | 0 | 0.79588
78 | Residential, New, Mobile Home, Base 14 SEER A/C Split w/Elec Heat, ECM-115, Electronically Commutated Motors (ECM) on an Air Handler Unit | 0.73685 | 0.93271 | 1.4825 | 0 | 0 | 0
79 | Residential, Existing, Single Family, Base 14 SEER A/C Split w/Elec Heat, ECM-116, Duct Repair | 0.73725 | 0.37116 | 0.5338 | 0 | 0 | 0
80 | Residential, New, Single Family, Base 14 SEER A/C Split w/Elec Heat, ECM-116, Duct Repair | 0.73725 | 0.3142 | 0.45188 | 0 | 0 | 0
81 | Residential, Existing, Multi Family, Base 14 SEER A/C Split w/Elec Heat, ECM-116, Duct Repair | 0.73723 | 0.29066 | 0.41804 | 0 | 0 | 0
82 | Residential, New, Multi Family, Base 14 SEER A/C Split w/Elec Heat, ECM-116, Duct Repair | 0.73723 | 0.1223 | 0.17589 | 0 | 0 | 0
83 | Residential, Existing, Mobile Home, Base 14 SEER A/C Split w/Elec Heat, ECM-116, Duct Repair | 0.73738 | 0.2144 | 0.30829 | 0 | 0 | 0
84 | Residential, New, Mobile Home, Base 14 SEER A/C Split w/Elec Heat, ECM-116, Duct Repair | 0.73738 | 0.21304 | 0.30635 | 0 | 0 | 0
85 | Residential, Existing, Single Family, Base 14 SEER A/C Split w/Elec Heat, ECM-117, Reflective Roof | 0.73685 | 0.43614 | 0.69323 | 0 | 0 | 0
86 | Residential, New, Single Family, Base 14 SEER A/C Split w/Elec Heat, ECM-117, Reflective Roof | 0.73685 | 0.36921 | 0.58684 | 0 | 0 | 0
87 | Residential, Existing, Multi Family, Base 14 SEER A/C Split w/Elec Heat, ECM-117, Reflective Roof | 0.73687 | 0.90458 | 1.4377 | 0 | 0 | 0
88 | Residential, New, Multi Family, Base 14 SEER A/C Split w/Elec Heat, ECM-117, Reflective Roof | 0.73687 | 0.52462 | 0.83383 | 0 | 0 | 0
89 | Residential, Existing, Mobile Home, Base 14 SEER A/C Split w/Elec Heat, ECM-117, Reflective Roof | 0.73692 | 0.56487 | 0.89775 | 0 | 0 | 0
90 | Residential, New, Mobile Home, Base 14 SEER A/C Split w/Elec Heat, ECM-117, Reflective Roof | 0.73692 | 0.5065 | 0.80498 | 0 | 0 | 0
91 | Residential, Existing, Single Family, Base 14 SEER A/C Split w/Elec Heat, ECM-118, Radient Barrier | 0.73716 | 0.059817 | 0.11125 | 0 | 0 | 0
92 | Residential, New, Single Family, Base 14 SEER A/C Split w/Elec Heat, ECM-118, Radient Barrier | 0.73716 | 0.050638 | 0.094179 | 0 | 0 | 0
93 | Residential, Existing, Multi Family, Base 14 SEER A/C Split w/Elec Heat, ECM-118, Radient Barrier | 0.73717 | 0.1187 | 0.22076 | 0 | 0 | 0
94 | Residential, New, Multi Family, Base 14 SEER A/C Split w/Elec Heat, ECM-118, Radient Barrier | 0.73717 | 0.039073 | 0.072669 | 0 | 0 | 0
95 | Residential, Existing, Mobile Home, Base 14 SEER A/C Split w/Elec Heat, ECM-118, Radient Barrier | 0.73729 | 0.092216 | 0.17148 | 0 | 0 | 0
96 | Residential, New, Mobile Home, Base 14 SEER A/C Split w/Elec Heat, ECM-118, Radient Barrier | 0.73729 | 0.097376 | 0.18107 | 0 | 0 | 0
97 | Residential, Existing, Single Family, Base 14 SEER A/C Split w/Elec Heat, ECM-119, Window Film | 0.73671 | 0.12076 | 0.22472 | 0 | 0 | 0
98 | Residential, New, Single Family, Base 14 SEER A/C Split w/Elec Heat, ECM-119, Window Film | 0.73671 | 0.10222 | 0.19023 | 0 | 0 | 0
99 | Residential, Existing, Multi Family, Base 14 SEER A/C Split w/Elec Heat, ECM-119, Window Film | 0.73674 | 0.35576 | 0.66205 | 0 | 0 | 0
100 | Residential, New, Multi Family, Base 14 SEER A/C Split w/Elec Heat, ECM-119, Window Film | 0.73674 | 1.0058 | 1.8718 | 0.031169 | -0.012191 | 0.08021
101 | Residential, Existing, Mobile Home, Base 14 SEER A/C Split w/Elec Heat, ECM-119, Window Film | 0.73676 | 0.22344 | 0.41579 | 0 | 0 | 0
102 | Residential, New, Mobile Home, Base 14 SEER A/C Split w/Elec Heat, ECM-119, Window Film | 0.73676 | 0.36266 | 0.67486 | 0 | 0 | 0
103 | Residential, Existing, Single Family, Base 14 SEER A/C Split w/Elec Heat, ECM-120, Window Tinting | 0.73671 | 0.47898 | 0.65016 | 0 | 0 | 0
104 | Residential, New, Single Family, Base 14 SEER A/C Split w/Elec Heat, ECM-120, Window Tinting | 0.7369 | 0.4057 | 0.55055 | 0 | 0 | 0
105 | Residential, Existing, Multi Family, Base 14 SEER A/C Split w/Elec Heat, ECM-120, Window Tinting | 0.73674 | 0.96732 | 1.313 | 0 | 0 | 0
106 | Residential, New, Multi Family, Base 14 SEER A/C Split w/Elec Heat, ECM-120, Window Tinting | 0.73692 | 2.036 | 2.7628 | 0.0080946 | 0 | 0.015267
107 | Residential, Existing, Mobile Home, Base 14 SEER A/C Split w/Elec Heat, ECM-120, Window Tinting | 0.73674 | 0.58794 | 0.79803 | 0 | 0 | 0
108 | Residential, Existing, Mobile Home, Base 14 SEER A/C Split w/Elec Heat, ECM-120, Window Tinting | 0.73692 | 3.3207 | 4.5062 | 0.013202 | 0 | 0.0249
109 | Residential, Existing, Single Family, Base 14 SEER A/C Split w/Elec Heat, ECM-121, Default Window With Sunscreen | 0.73709 | 0.13328 | 0.24791 | 0 | 0 | 0
110 | Residential, New, Single Family, Base 14 SEER A/C Split w/Elec Heat, ECM-121, Default Window With Sunscreen | 0.73709 | 0.44315 | 0.82427 | 0 | 0 | 0
111 | Residential, Existing, Multi Family, Base 14 SEER A/C Split w/Elec Heat, ECM-121, Default Window With Sunscreen | 0.73713 | 0.26579 | 0.49435 | 0 | 0 | 0
112 | Residential, New, Multi Family, Base 14 SEER A/C Split w/Elec Heat, ECM-121, Default Window With Sunscreen | 0.73713 | 2.1854 | 4.0647 | 0.15426 | -0.023675 | 0.17764
113 | Residential, Existing, Mobile Home, Base 14 SEER A/C Split w/Elec Heat, ECM-121, Default Window With Sunscreen | 0.73721 | 0.16942 | 0.31507 | 0 | 0 | 0
114 | Residential, New, Mobile Home, Base 14 SEER A/C Split w/Elec Heat, ECM-121, Default Window With Sunscreen | 0.73721 | 0.57867 | 1.0762 | 0 | 0 | 0
115 | Residential, Existing, Single Family, Base 14 SEER A/C Split w/Elec Heat, ECM-122, Single Pane Clear Windows to Double Pane Low-E Windows | 0.73701 | 0.26281 | 0.35659 | 0 | 0 | 0
116 | Residential, New, Single Family, Base 14 SEER A/C Split w/Elec Heat, ECM-122, Single Pane Clear Windows to Double Pane Low-E Windows | 0.73701 | 0.22247 | 0.30186 | 0 | 0 | 0
117 | Residential, Existing, Multi Family, Base 14 SEER A/C Split w/Elec Heat, ECM-122, Single Pane Clear Windows to Double Pane Low-E Windows | 0.73701 | 0.60598 | 0.82221 | 0 | 0 | 0
118 | Residential, New, Multi Family, Base 14 SEER A/C Split w/Elec Heat, ECM-122, Single Pane Clear Windows to Double Pane Low-E Windows | 0.73701 | 1.0744 | 1.4578 | 0.053335 | 0.032162 | 0.11178
119 | Residential, Existing, Mobile Home, Base 14 SEER A/C Split w/Elec Heat, ECM-122, Single Pane Clear Windows to Double Pane Low-E Windows | 0.7371 | 0.36415 | 0.49403 | 0 | 0 | 0
120 | Residential, New, Mobile Home, Base 14 SEER A/C Split w/Elec Heat, ECM-122, Single Pane Clear Windows to Double Pane Low-E Windows | 0.7371 | 0.34241 | 0.46453 | 0 | 0 | 0
121 | Residential, Existing, Single Family, Base 14 SEER A/C Split w/Elec Heat, ECM-124, Ceiling R-0 to R-19 Insulation | 0.73739 | 0.16031 | 0.2174 | 0 | 0 | 0
122 | Residential, New, Single Family, Base 14 SEER A/C Split w/Elec Heat, ECM-124, Ceiling R-0 to R-19 Insulation | 0.73739 | 0.13571 | 0.18404 | 0 | 0 | 0
123 | Residential, Existing, Multi Family, Base 14 SEER A/C Split w/Elec Heat, ECM-124, Ceiling R-0 to R-19 Insulation | 0.73735 | 0.39587 | 0.53688 | 0 | 0 | 0
124 | Residential, New, Multi Family, Base 14 SEER A/C Split w/Elec Heat, ECM-124, Ceiling R-0 to R-19 Insulation | 0.73735 | 0.18719 | 0.25388 | 0 | 0 | 0
125 | Residential, Existing, Mobile Home, Base 14 SEER A/C Split w/Elec Heat, ECM-124, Ceiling R-0 to R-19 Insulation | 0.73754 | 0.20571 | 0.27891 | 0 | 0 | 0
126 | Residential, New, Mobile Home, Base 14 SEER A/C Split w/Elec Heat, ECM-124, Ceiling R-0 to R-19 Insulation | 0.73754 | 0.20854 | 0.28276 | 0 | 0 | 0
127 | Residential, Existing, Single Family, Base 14 SEER A/C Split w/Elec Heat, ECM-125, Ceiling R-19 to R-38 Insulation | 0.73739 | 0.00531 | 0.007201 | 0 | 0 | 0
128 | Residential, New, Single Family, Base 14 SEER A/C Split w/Elec Heat, ECM-125, Ceiling R-19 to R-38 Insulation | 0.73739 | 0.004495 | 0.006096 | 0 | 0 | 0
129 | Residential, Existing, Multi Family, Base 14 SEER A/C Split w/Elec Heat, ECM-125, Ceiling R-19 to R-38 Insulation | 0.73735 | 0.016742 | 0.022706 | 0 | 0 | 0
130 | Residential, New, Multi Family, Base 14 SEER A/C Split w/Elec Heat, ECM-125, Ceiling R-19 to R-38 Insulation | 0.73735 | 0.004359 | 0.005911 | 0 | 0 | 0
131 | Residential, Existing, Mobile Home, Base 14 SEER A/C Split w/Elec Heat, ECM-125, Ceiling R-19 to R-38 Insulation | 0.73754 | 0.008572 | 0.011623 | 0 | 0 | 0
132 | Residential, New, Mobile Home, Base 14 SEER A/C Split w/Elec Heat, ECM-125, Ceiling R-19 to R-38 Insulation | 0.73754 | 0.009926 | 0.013458 | 0 | 0 | 0
133 | Residential, Existing, Single Family, Base 14 SEER A/C Split w/Elec Heat, ECM-126, Wall 2x4 R-0 to Blow-In R-13 Insulation | 0.73739 | 0.003554 | 0.004819 | 0 | 0 | 0
134 | Residential, New, Single Family, Base 14 SEER A/C Split w/Elec Heat, ECM-126, Wall 2x4 R-0 to Blow-In R-13 Insulation | 0.73739 | 0.003008 | 0.00408 | 0 | 0 | 0
135 | Residential, Existing, Multi Family, Base 14 SEER A/C Split w/Elec Heat, ECM-126, Wall 2x4 R-0 to Blow-In R-13 Insulation | 0.73735 | 0.030787 | 0.041754 | 0 | 0 | 0
136 | Residential, New, Multi Family, Base 14 SEER A/C Split w/Elec Heat, ECM-126, Wall 2x4 R-0 to Blow-In R-13 Insulation | 0.73735 | 0.008085 | 0.010965 | 0 | 0 | 0
137 | Residential, Existing, Mobile Home, Base 14 SEER A/C Split w/Elec Heat, ECM-126, Wall 2x4 R-0 to Blow-In R-13 Insulation | 0.73754 | 0.00709 | 0.009613 | 0 | 0 | 0
138 | Residential, New, Mobile Home, Base 14 SEER A/C Split w/Elec Heat, ECM-126, Wall 2x4 R-0 to Blow-In R-13 Insulation | 0.73754 | 0.008215 | 0.011138 | 0 | 0 | 0
139 | Residential, Existing, Single Family, Base 14 SEER A/C Split w/Elec Heat, ECM-127, Weather Strip/Caulk w/Blower Door | 0.73653 | 0.16363 | 0.36981 | 0 | 0 | 0
140 | Residential, New, Single Family, Base 14 SEER A/C Split w/Elec Heat, ECM-127, Weather Strip/Caulk w/Blower Door | 0.73653 | 0.13852 | 0.31306 | 0 | 0 | 0
141 | Residential, Existing, Multi Family, Base 14 SEER A/C Split w/Elec Heat, ECM-127, Weather Strip/Caulk w/Blower Door | 0.73653 | 0.24407 | 0.55161 | 0 | 0 | 0
142 | Residential, New, Multi Family, Base 14 SEER A/C Split w/Elec Heat, ECM-127, Weather Strip/Caulk w/Blower Door | 0.73653 | 0.096245 | 0.21752 | 0 | 0 | 0
143 | Residential, Existing, Mobile Home, Base 14 SEER A/C Split w/Elec Heat, ECM-127, Weather Strip/Caulk w/Blower Door | 0.73654 | 0.13688 | 0.30935 | 0 | 0 | 0
144 | Residential, New, Mobile Home, Base 14 SEER A/C Split w/Elec Heat, ECM-127, Weather Strip/Caulk w/Blower Door | 0.73654 | 0.14285 | 0.32284 | 0 | 0 | 0
145 | Residential, Existing, Single Family, Base 14 SEER Heat Pump, ECM-132, 15 SEER Split-System Heat Pump | 0.73706 | 0.072555 | 0.11529 | 0 | 0 | 0
146 | Residential, New, Single Family, Base 14 SEER Heat Pump, ECM-132, 15 SEER Split-System Heat Pump | 0.73706 | 0.058777 | 0.093397 | 0 | 0 | 0
147 | Residential, Existing, Multi Family, Base 14 SEER Heat Pump, ECM-132, 15 SEER Split-System Heat Pump | 0.73706 | 0.043324 | 0.068842 | 0 | 0 | 0
148 | Residential, New, Multi Family, Base 14 SEER Heat Pump, ECM-132, 15 SEER Split-System Heat Pump | 0.73706 | 0.034772 | 0.055252 | 0 | 0 | 0
149 | Residential, Existing, Mobile Home, Base 14 SEER Heat Pump, ECM-132, 15 SEER Split-System Heat Pump | 0.73716 | 0.044637 | 0.070918 | 0 | 0 | 0
150 | Residential, New, Mobile Home, Base 14 SEER Heat Pump, ECM-132, 15 SEER Split-System Heat Pump | 0.73716 | 0.035584 | 0.056535 | 0 | 0 | 0
151 | Residential, Existing, Single Family, Base 14 SEER Heat Pump, ECM-133, 17 SEER Split-System Heat Pump | 0.73709 | 0.046966 | 0.074625 | 0 | 0 | 0
152 | Residential, New, Single Family, Base 14 SEER Heat Pump, ECM-133, 17 SEER Split-System Heat Pump | 0.73709 | 0.038047 | 0.060454 | 0 | 0 | 0
153 | Residential, Existing, Multi Family, Base 14 SEER Heat Pump, ECM-133, 17 SEER Split-System Heat Pump | 0.73709 | 0.026196 | 0.041624 | 0 | 0 | 0
154 | Residential, New, Multi Family, Base 14 SEER Heat Pump, ECM-133, 17 SEER Split-System Heat Pump | 0.73709 | 0.021025 | 0.033407 | 0 | 0 | 0
155 | Residential, Existing, Mobile Home, Base 14 SEER Heat Pump, ECM-133, 17 SEER Split-System Heat Pump | 0.7372 | 0.026945 | 0.042808 | 0 | 0 | 0
156 | Residential, New, Mobile Home, Base 14 SEER Heat Pump, ECM-133, 17 SEER Split-System Heat Pump | 0.7372 | 0.021481 | 0.034126 | 0 | 0 | 0
157 | Residential, Existing, Single Family, Base 14 SEER Heat Pump, ECM-134, 13 EER Geothermal Heat Pump | . | 0 | 0 | 0 | 0 | 0
158 | Residential, New, Single Family, Base 14 SEER Heat Pump, ECM-134, 13 EER Geothermal Heat Pump | . | 0 | 0 | 0 | 0 | 0
159 | Residential, Existing, Multi Family, Base 14 SEER Heat Pump, ECM-134, 13 EER Geothermal Heat Pump | . | 0 | 0 | 0 | 0 | 0
160 | Residential, New, Multi Family, Base 14 SEER Heat Pump, ECM-134, 13 EER Geothermal Heat Pump | . | 0 | 0 | 0 | 0 | 0
161 | Residential, Existing, Mobile Home, Base 14 SEER Heat Pump, ECM-134, 13 EER Geothermal Heat Pump | . | 0 | 0 | 0 | 0 | 0
162 | Residential, New, Mobile Home, Base 14 SEER Heat Pump, ECM-134, 13 EER Geothermal Heat Pump | . | 0 | 0 | 0 | 0 | 0
163 | Residential, Existing, Single Family, Base 14 SEER Heat Pump, ECM-136, Attic Venting | 0.73697 | 0.46489 | 0.86485 | 0 | 0 | 0
164 | Residential, New, Single Family, Base 14 SEER Heat Pump, ECM-136, Attic Venting | 0.73697 | 0.38813 | 0.72205 | 0 | 0 | 0
165 | Residential, Existing, Multi Family, Base 14 SEER Heat Pump, ECM-136, Attic Venting | 0.73695 | 0.22714 | 0.42258 | 0 | 0 | 0
166 | Residential, New, Multi Family, Base 14 SEER Heat Pump, ECM-136, Attic Venting | 0.73695 | 0.18231 | 0.33916 | 0 | 0 | 0
167 | Residential, Existing, Mobile Home, Base 14 SEER Heat Pump, ECM-136, Attic Venting | 0.73705 | 0.29845 | 0.55516 | 0 | 0 | 0
168 | Residential, New, Mobile Home, Base 14 SEER Heat Pump, ECM-136, Attic Venting | 0.73705 | 0.23792 | 0.44256 | 0 | 0 | 0
169 | Residential, Existing, Single Family, Base 14 SEER Heat Pump, ECM-137, Sealed Attics | 0.73775 | 0.02572 | 0.034863 | 0 | 0 | 0
170 | Residential, New, Single Family, Base 14 SEER Heat Pump, ECM-137, Sealed Attics | 0.73775 | 0.020836 | 0.028243 | 0 | 0 | 0
171 | Residential, Existing, Multi Family, Base 14 SEER Heat Pump, ECM-137, Sealed Attics | 0.73766 | 0.033404 | 0.045283 | 0 | 0 | 0
172 | Residential, New, Multi Family, Base 14 SEER Heat Pump, ECM-137, Sealed Attics | 0.73766 | 0.02681 | 0.036344 | 0 | 0 | 0
173 | Residential, Existing, Mobile Home, Base 14 SEER Heat Pump, ECM-137, Sealed Attics | 0.73795 | 0.038028 | 0.051531 | 0 | 0 | 0
174 | Residential, New, Mobile Home, Base 14 SEER Heat Pump, ECM-137, Sealed Attics | 0.73795 | 0.030315 | 0.04108 | 0 | 0 | 0
175 | Residential, Existing, Single Family, Base 14 SEER Heat Pump, ECM-138, AC Maintenance (Outdoor Coil Cleaning) | 0.73685 | 0.64695 | 1.5241 | 0 | 0 | 0
176 | Residential, New, Single Family, Base 14 SEER Heat Pump, ECM-138, AC Maintenance (Outdoor Coil Cleaning) | 0.73685 | 0.54012 | 1.2724 | 0 | 0 | 0
177 | Residential, Existing, Multi Family, Base 14 SEER Heat Pump, ECM-138, AC Maintenance (Outdoor Coil Cleaning) | 0.73686 | 0.31614 | 0.74474 | 0 | 0 | 0
178 | Residential, New, Multi Family, Base 14 SEER Heat Pump, ECM-138, AC Maintenance (Outdoor Coil Cleaning) | 0.73686 | 0.25374 | 0.59773 | 0 | 0 | 0
179 | Residential, Existing, Mobile Home, Base 14 SEER Heat Pump, ECM-138, AC Maintenance (Outdoor Coil Cleaning) | 0.73692 | 0.42065 | 0.99086 | 0 | 0 | 0
180 | Residential, New, Mobile Home, Base 14 SEER Heat Pump, ECM-138, AC Maintenance (Outdoor Coil Cleaning) | 0.73692 | 0.33954 | 0.7998 | 0 | 0 | 0
181 | Residential, Existing, Single Family, Base 14 SEER Heat Pump, ECM-139, AC Maintenance (Indoor Coil Cleaning) | 0.73685 | 0.33076 | 0.77921 | 0 | 0 | 0
182 | Residential, New, Single Family, Base 14 SEER Heat Pump, ECM-139, AC Maintenance (Indoor Coil Cleaning) | 0.73685 | 0.26831 | 0.63209 | 0 | 0 | 0
183 | Residential, Existing, Multi Family, Base 14 SEER Heat Pump, ECM-139, AC Maintenance (Indoor Coil Cleaning) | 0.73686 | 0.17762 | 0.41842 | 0 | 0 | 0
184 | Residential, New, Multi Family, Base 14 SEER Heat Pump, ECM-139, AC Maintenance (Indoor Coil Cleaning) | 0.73686 | 0.14256 | 0.33583 | 0 | 0 | 0
185 | Residential, Existing, Mobile Home, Base 14 SEER Heat Pump, ECM-139, AC Maintenance (Indoor Coil Cleaning) | 0.73692 | 0.20314 | 0.4785 | 0 | 0 | 0
186 | Residential, New, Mobile Home, Base 14 SEER Heat Pump, ECM-139, AC Maintenance (Indoor Coil Cleaning) | 0.73692 | 0.16194 | 0.38145 | 0 | 0 | 0
187 | Residential, Existing, Single Family, Base 14 SEER Heat Pump, ECM-140, Proper Refrigerant Charging and Air Flow | 0.73684 | 1.1826 | 2.2004 | 9.9858 | 0 | 22.7787
188 | Residential, New, Single Family, Base 14 SEER Heat Pump, ECM-140, Proper Refrigerant Charging and Air Flow | 0.73684 | 0.98731 | 1.837 | 0 | 0 | 0
189 | Residential, Existing, Multi Family, Base 14 SEER Heat Pump, ECM-140, Proper Refrigerant Charging and Air Flow | 0.73686 | 0.68298 | 1.2708 | 0 | 0 | 0
190 | Residential, New, Multi Family, Base 14 SEER Heat Pump, ECM-140, Proper Refrigerant Charging and Air Flow | 0.73686 | 0.54816 | 1.0199 | 0 | 0 | 0
191 | Residential, Existing, Mobile Home, Base 14 SEER Heat Pump, ECM-140, Proper Refrigerant Charging and Air Flow | 0.73691 | 0.81323 | 1.513 | 0 | 0 | 0
192 | Residential, New, Mobile Home, Base 14 SEER Heat Pump, ECM-140, Proper Refrigerant Charging and Air Flow | 0.73691 | 0.67468 | 1.2552 | 0 | 0 | 0
193 | Residential, Existing, Single Family, Base 14 SEER Heat Pump, ECM-141, Electronically Commutated Motors (ECM) on an Air Handler Unit | 0.73715 | 3.161 | 5.0222 | 10.552 | 23.4815 | 29.0053
194 | Residential, New, Single Family, Base 14 SEER Heat Pump, ECM-141, Electronically Commutated Motors (ECM) on an Air Handler Unit | 0.73715 | 2.6391 | 4.1929 | 0.045698 | 0.10169 | 0.12561
195 | Residential, Existing, Multi Family, Base 14 SEER Heat Pump, ECM-141, Electronically Commutated Motors (ECM) on an Air Handler Unit | 0.73713 | 1.8665 | 2.9657 | 0.18333 | 0.34819 | 0.48266
196 | Residential, New, Multi Family, Base 14 SEER Heat Pump, ECM-141, Electronically Commutated Motors (ECM) on an Air Handler Unit | 0.73713 | 1.554 | 2.4691 | 0.0053946 | 0.010246 | 0.014202
197 | Residential, Existing, Mobile Home, Base 14 SEER Heat Pump, ECM-141, Electronically Commutated Motors (ECM) on an Air Handler Unit | 0.73726 | 2.2021 | 3.4982 | 0.37499 | 0.80525 | 0.86525
198 | Residential, New, Mobile Home, Base 14 SEER Heat Pump, ECM-141, Electronically Commutated Motors (ECM) on an Air Handler Unit | 0.73726 | 1.8498 | 2.9386 | 0.00027556 | 0.00059174 | 0.00063583
199 | Residential, Existing, Single Family, Base 14 SEER Heat Pump, ECM-142, Duct Repair | 0.73742 | 0.28107 | 0.40413 | 0 | 0 | 0
200 | Residential, New, Single Family, Base 14 SEER Heat Pump, ECM-142, Duct Repair | 0.73742 | 0.228 | 0.32783 | 0 | 0 | 0
201 | Residential, Existing, Multi Family, Base 14 SEER Heat Pump, ECM-142, Duct Repair | 0.7374 | 0.099036 | 0.14241 | 0 | 0 | 0
202 | Residential, New, Multi Family, Base 14 SEER Heat Pump, ECM-142, Duct Repair | 0.7374 | 0.079486 | 0.11429 | 0 | 0 | 0
203 | Residential, Existing, Mobile Home, Base 14 SEER Heat Pump, ECM-142, Duct Repair | 0.73759 | 0.12905 | 0.18551 | 0 | 0 | 0
204 | Residential, New, Mobile Home, Base 14 SEER Heat Pump, ECM-142, Duct Repair | 0.73759 | 0.10287 | 0.14789 | 0 | 0 | 0
205 | Residential, Existing, Single Family, Base 14 SEER Heat Pump, ECM-143, Reflective Roof | 0.73684 | 0.36847 | 0.58567 | 0 | 0 | 0
206 | Residential, New, Single Family, Base 14 SEER Heat Pump, ECM-143, Reflective Roof | 0.73684 | 0.2989 | 0.4751 | 0 | 0 | 0
207 | Residential, Existing, Multi Family, Base 14 SEER Heat Pump, ECM-143, Reflective Roof | 0.73686 | 0.38396 | 0.61028 | 0 | 0 | 0
208 | Residential, New, Multi Family, Base 14 SEER Heat Pump, ECM-143, Reflective Roof | 0.73686 | 0.30817 | 0.48981 | 0 | 0 | 0
209 | Residential, Existing, Mobile Home, Base 14 SEER Heat Pump, ECM-143, Reflective Roof | 0.73691 | 0.52035 | 0.827 | 0 | 0 | 0
210 | Residential, New, Mobile Home, Base 14 SEER Heat Pump, ECM-143, Reflective Roof | 0.73691 | 0.42001 | 0.66754 | 0 | 0 | 0
211 | Residential, Existing, Single Family, Base 14 SEER Heat Pump, ECM-144, Radient Barrier | 0.73716 | 0.039469 | 0.073406 | 0 | 0 | 0
212 | Residential, New, Single Family, Base 14 SEER Heat Pump, ECM-144, Radient Barrier | 0.73716 | 0.031974 | 0.059467 | 0 | 0 | 0
213 | Residential, Existing, Multi Family, Base 14 SEER Heat Pump, ECM-144, Radient Barrier | 0.73717 | 0.026758 | 0.049765 | 0 | 0 | 0
214 | Residential, New, Multi Family, Base 14 SEER Heat Pump, ECM-144, Radient Barrier | 0.73717 | 0.021476 | 0.039942 | 0 | 0 | 0
215 | Residential, Existing, Mobile Home, Base 14 SEER Heat Pump, ECM-144, Radient Barrier | 0.73729 | 0.050459 | 0.09383 | 0 | 0 | 0
216 | Residential, New, Mobile Home, Base 14 SEER Heat Pump, ECM-144, Radient Barrier | 0.73729 | 0.040225 | 0.0748 | 0 | 0 | 0
217 | Residential, Existing, Single Family, Base 14 SEER Heat Pump, ECM-145, Window Film | 0.73669 | 0.1083 | 0.20155 | 0 | 0 | 0
218 | Residential, New, Single Family, Base 14 SEER Heat Pump, ECM-145, Window Film | 0.73669 | 0.097 | 0.18052 | 0 | 0 | 0
219 | Residential, Existing, Multi Family, Base 14 SEER Heat Pump, ECM-145, Window Film | 0.73671 | 0.16823 | 0.31307 | 0 | 0 | 0
220 | Residential, New, Multi Family, Base 14 SEER Heat Pump, ECM-145, Window Film | 0.73671 | 0.59406 | 1.1056 | 0 | 0 | 0
221 | Residential, Existing, Mobile Home, Base 14 SEER Heat Pump, ECM-145, Window Film | 0.73673 | 0.18751 | 0.34896 | 0 | 0 | 0
222 | Residential, New, Mobile Home, Base 14 SEER Heat Pump, ECM-145, Window Film | 0.73673 | 0.29675 | 0.55224 | 0 | 0 | 0
223 | Residential, Existing, Single Family, Base 14 SEER Heat Pump, ECM-146, Window Tinting | 0.7369 | 0.39421 | 0.53496 | 0 | 0 | 0
224 | Residential, New, Single Family, Base 14 SEER Heat Pump, ECM-146, Window Tinting | 0.7369 | 0.36339 | 0.49313 | 0 | 0 | 0
225 | Residential, Existing, Multi Family, Base 14 SEER Heat Pump, ECM-146, Window Tinting | 0.73692 | 0.49119 | 0.66655 | 0 | 0 | 0
226 | Residential, New, Multi Family, Base 14 SEER Heat Pump, ECM-146, Window Tinting | 0.73692 | 1.7993 | 2.4417 | 0.00091715 | 0 | 0.0017297
227 | Residential, Existing, Mobile Home, Base 14 SEER Heat Pump, ECM-146, Window Tinting | 0.73698 | 0.57901 | 0.78565 | 0 | 0 | 0
228 | Residential, New, Mobile Home, Base 14 SEER Heat Pump, ECM-146, Window Tinting | 0.73698 | 0.95361 | 1.294 | 0 | 0 | 0
229 | Residential, Existing, Single Family, Base 14 SEER Heat Pump, ECM-147, Default Window With Sunscreen | 0.73709 | 0.10721 | 0.19941 | 0 | 0 | 0
230 | Residential, New, Single Family, Base 14 SEER Heat Pump, ECM-147, Default Window With Sunscreen | 0.73709 | 0.34158 | 0.63535 | 0 | 0 | 0
231 | Residential, Existing, Multi Family, Base 14 SEER Heat Pump, ECM-147, Default Window With Sunscreen | 0.73713 | 0.12444 | 0.23145 | 0 | 0 | 0
232 | Residential, New, Multi Family, Base 14 SEER Heat Pump, ECM-147, Default Window With Sunscreen | 0.73713 | 1.0092 | 1.877 | 0.0091326 | -0.0014016 | 0.010517
233 | Residential, Existing, Mobile Home, Base 14 SEER Heat Pump, ECM-147, Default Window With Sunscreen | 0.73721 | 0.15142 | 0.2816 | 0 | 0 | 0
234 | Residential, New, Mobile Home, Base 14 SEER Heat Pump, ECM-147, Default Window With Sunscreen | 0.73721 | 0.48004 | 0.89275 | 0 | 0 | 0
235 | Residential, Existing, Single Family, Base 14 SEER Heat Pump, ECM-148, Single Pane Clear Windows to Double Pane Low-E Windows | 0.73701 | 0.22564 | 0.30616 | 0 | 0 | 0
236 | Residential, New, Single Family, Base 14 SEER Heat Pump, ECM-148, Single Pane Clear Windows to Double Pane Low-E Windows | 0.73701 | 0.18304 | 0.24836 | 0 | 0 | 0
237 | Residential, Existing, Multi Family, Base 14 SEER Heat Pump, ECM-148, Single Pane Clear Windows to Double Pane Low-E Windows | 0.73701 | 0.67988 | 0.92249 | 0 | 0 | 0
238 | Residential, New, Multi Family, Base 14 SEER Heat Pump, ECM-148, Single Pane Clear Windows to Double Pane Low-E Windows | 0.73701 | 0.54568 | 0.7404 | 0 | 0 | 0
239 | Residential, Existing, Mobile Home, Base 14 SEER Heat Pump, ECM-148, Single Pane Clear Windows to Double Pane Low-E Windows | 0.7371 | 0.28751 | 0.39005 | 0 | 0 | 0
240 | Residential, New, Mobile Home, Base 14 SEER Heat Pump, ECM-148, Single Pane Clear Windows to Double Pane Low-E Windows | 0.7371 | 0.2292 | 0.31095 | 0 | 0 | 0
241 | Residential, Existing, Single Family, Base 14 SEER Heat Pump, ECM-150, Ceiling R-0 to R-19 Insulation | 0.73775 | 0.14628 | 0.19828 | 0 | 0 | 0
242 | Residential, New, Single Family, Base 14 SEER Heat Pump, ECM-150, Ceiling R-0 to R-19 Insulation | 0.73775 | 0.11867 | 0.16085 | 0 | 0 | 0
243 | Residential, Existing, Multi Family, Base 14 SEER Heat Pump, ECM-150, Ceiling R-0 to R-19 Insulation | 0.73766 | 0.15073 | 0.20433 | 0 | 0 | 0
244 | Residential, New, Multi Family, Base 14 SEER Heat Pump, ECM-150, Ceiling R-0 to R-19 Insulation | 0.73766 | 0.12097 | 0.164 | 0 | 0 | 0
245 | Residential, Existing, Mobile Home, Base 14 SEER Heat Pump, ECM-150, Ceiling R-0 to R-19 Insulation | 0.73795 | 0.16328 | 0.22126 | 0 | 0 | 0
246 | Residential, New, Mobile Home, Base 14 SEER Heat Pump, ECM-150, Ceiling R-0 to R-19 Insulation | 0.73795 | 0.13017 | 0.17639 | 0 | 0 | 0
247 | Residential, Existing, Single Family, Base 14 SEER Heat Pump, ECM-151, Ceiling R-19 to R-38 Insulation | 0.73775 | 0.004846 | 0.006568 | 0 | 0 | 0
248 | Residential, New, Single Family, Base 14 SEER Heat Pump, ECM-151, Ceiling R-19 to R-38 Insulation | 0.73775 | 0.003926 | 0.005321 | 0 | 0 | 0
249 | Residential, Existing, Multi Family, Base 14 SEER Heat Pump, ECM-151, Ceiling R-19 to R-38 Insulation | 0.73766 | 0.005053 | 0.00685 | 0 | 0 | 0
250 | Residential, New, Multi Family, Base 14 SEER Heat Pump, ECM-151, Ceiling R-19 to R-38 Insulation | 0.73766 | 0.004055 | 0.005498 | 0 | 0 | 0
251 | Residential, Existing, Mobile Home, Base 14 SEER Heat Pump, ECM-151, Ceiling R-19 to R-38 Insulation | 0.73795 | 0.005476 | 0.007421 | 0 | 0 | 0
252 | Residential, New, Mobile Home, Base 14 SEER Heat Pump, ECM-151, Ceiling R-19 to R-38 Insulation | 0.73795 | 0.004366 | 0.005916 | 0 | 0 | 0
253 | Residential, Existing, Single Family, Base 14 SEER Heat Pump, ECM-152, Wall 2x4 R-0 to Blow-In R-13 Insulation | 0.73775 | 0.00313 | 0.004243 | 0 | 0 | 0
254 | Residential, New, Single Family, Base 14 SEER Heat Pump, ECM-152, Wall 2x4 R-0 to Blow-In R-13 Insulation | 0.73775 | 0.002536 | 0.003437 | 0 | 0 | 0
255 | Residential, Existing, Multi Family, Base 14 SEER Heat Pump, ECM-152, Wall 2x4 R-0 to Blow-In R-13 Insulation | 0.73766 | 0.009063 | 0.012286 | 0 | 0 | 0
256 | Residential, New, Multi Family, Base 14 SEER Heat Pump, ECM-152, Wall 2x4 R-0 to Blow-In R-13 Insulation | 0.73766 | 0.007274 | 0.009861 | 0 | 0 | 0
257 | Residential, Existing, Mobile Home, Base 14 SEER Heat Pump, ECM-152, Wall 2x4 R-0 to Blow-In R-13 Insulation | 0.73795 | 0.0043 | 0.005827 | 0 | 0 | 0
258 | Residential, New, Mobile Home, Base 14 SEER Heat Pump, ECM-152, Wall 2x4 R-0 to Blow-In R-13 Insulation | 0.73795 | 0.003428 | 0.004645 | 0 | 0 | 0
259 | Residential, Existing, Single Family, Base 14 SEER Heat Pump, ECM-153, Weather Strip/Caulk w/Blower Door | 0.73653 | 0.14188 | 0.32065 | 0 | 0 | 0
260 | Residential, New, Single Family, Base 14 SEER Heat Pump, ECM-153, Weather Strip/Caulk w/Blower Door | 0.73653 | 0.11509 | 0.26011 | 0 | 0 | 0
261 | Residential, Existing, Multi Family, Base 14 SEER Heat Pump, ECM-153, Weather Strip/Caulk w/Blower Door | 0.73653 | 0.088142 | 0.1992 | 0 | 0 | 0
262 | Residential, New, Multi Family, Base 14 SEER Heat Pump, ECM-153, Weather Strip/Caulk w/Blower Door | 0.73653 | 0.070743 | 0.15988 | 0 | 0 | 0
263 | Residential, Existing, Mobile Home, Base 14 SEER Heat Pump, ECM-153, Weather Strip/Caulk w/Blower Door | 0.73654 | 0.09927 | 0.22435 | 0 | 0 | 0
264 | Residential, New, Mobile Home, Base 14 SEER Heat Pump, ECM-153, Weather Strip/Caulk w/Blower Door | 0.73654 | 0.079137 | 0.17885 | 0 | 0 | 0
265 | Residential, Existing, Single Family, Base 14 SEER A/C Split w/Gas Heat, ECM-162, 15 SEER Split-System Air Conditioner | . | 0 | 0 | 0 | 0 | 0
266 | Residential, New, Single Family, Base 14 SEER A/C Split w/Gas Heat, ECM-162, 15 SEER Split-System Air Conditioner | . | 0 | 0 | 0 | 0 | 0
267 | Residential, Existing, Multi Family, Base 14 SEER A/C Split w/Gas Heat, ECM-162, 15 SEER Split-System Air Conditioner | . | 0 | 0 | 0 | 0 | 0
268 | Residential, New, Multi Family, Base 14 SEER A/C Split w/Gas Heat, ECM-162, 15 SEER Split-System Air Conditioner | . | 0 | 0 | 0 | 0 | 0
269 | Residential, Existing, Mobile Home, Base 14 SEER A/C Split w/Gas Heat, ECM-162, 15 SEER Split-System Air Conditioner | . | 0 | 0 | 0 | 0 | 0
270 | Residential, New, Mobile Home, Base 14 SEER A/C Split w/Gas Heat, ECM-162, 15 SEER Split-System Air Conditioner | . | 0 | 0 | 0 | 0 | 0
271 | Residential, Existing, Single Family, Base 14 SEER A/C Split w/Gas Heat, ECM-163, 17 SEER Split-System Air Conditioner | . | 0 | 0 | 0 | 0 | 0
272 | Residential, New, Single Family, Base 14 SEER A/C Split w/Gas Heat, ECM-163, 17 SEER Split-System Air Conditioner | . | 0 | 0 | 0 | 0 | 0
273 | Residential, Existing, Multi Family, Base 14 SEER A/C Split w/Gas Heat, ECM-163, 17 SEER Split-System Air Conditioner | . | 0 | 0 | 0 | 0 | 0
274 | Residential, New, Multi Family, Base 14 SEER A/C Split w/Gas Heat, ECM-163, 17 SEER Split-System Air Conditioner | . | 0 | 0 | 0 | 0 | 0
275 | Residential, Existing, Mobile Home, Base 14 SEER A/C Split w/Gas Heat, ECM-163, 17 SEER Split-System Air Conditioner | . | 0 | 0 | 0 | 0 | 0
276 | Residential, New, Mobile Home, Base 14 SEER A/C Split w/Gas Heat, ECM-163, 17 SEER Split-System Air Conditioner | . | 0 | 0 | 0 | 0 | 0
277 | Residential, Existing, Single Family, Base 14 SEER A/C Split w/Gas Heat, ECM-164, 19 SEER Split-System Air Conditioner | . | 0 | 0 | 0 | 0 | 0
278 | Residential, New, Single Family, Base 14 SEER A/C Split w/Gas Heat, ECM-164, 19 SEER Split-System Air Conditioner | . | 0 | 0 | 0 | 0 | 0
279 | Residential, Existing, Multi Family, Base 14 SEER A/C Split w/Gas Heat, ECM-164, 19 SEER Split-System Air Conditioner | . | 0 | 0 | 0 | 0 | 0
280 | Residential, New, Multi Family, Base 14 SEER A/C Split w/Gas Heat, ECM-164, 19 SEER Split-System Air Conditioner | . | 0 | 0 | 0 | 0 | 0
281 | Residential, Existing, Mobile Home, Base 14 SEER A/C Split w/Gas Heat, ECM-164, 19 SEER Split-System Air Conditioner | . | 0 | 0 | 0 | 0 | 0
282 | Residential, New, Mobile Home, Base 14 SEER A/C Split w/Gas Heat, ECM-164, 19 SEER Split-System Air Conditioner | . | 0 | 0 | 0 | 0 | 0
283 | Residential, Existing, Single Family, Base 14 SEER A/C Split w/Gas Heat, ECM-166, Attic Venting | . | 0 | 0 | 0 | 0 | 0
284 | Residential, New, Single Family, Base 14 SEER A/C Split w/Gas Heat, ECM-166, Attic Venting | . | 0 | 0 | 0 | 0 | 0
285 | Residential, Existing, Multi Family, Base 14 SEER A/C Split w/Gas Heat, ECM-166, Attic Venting | . | 0 | 0 | 0 | 0 | 0
286 | Residential, New, Multi Family, Base 14 SEER A/C Split w/Gas Heat, ECM-166, Attic Venting | . | 0 | 0 | 0 | 0 | 0
287 | Residential, Existing, Mobile Home, Base 14 SEER A/C Split w/Gas Heat, ECM-166, Attic Venting | . | 0 | 0 | 0 | 0 | 0
288 | Residential, New, Mobile Home, Base 14 SEER A/C Split w/Gas Heat, ECM-166, Attic Venting | . | 0 | 0 | 0 | 0 | 0
289 | Residential, Existing, Single Family, Base 14 SEER A/C Split w/Gas Heat, ECM-167, Sealed Attic w/Sprayed Foam Insulated Roof Deck | . | 0 | 0 | 0 | 0 | 0
290 | Residential, New, Single Family, Base 14 SEER A/C Split w/Gas Heat, ECM-167, Sealed Attic w/Sprayed Foam Insulated Roof Deck | . | 0 | 0 | 0 | 0 | 0
291 | Residential, Existing, Multi Family, Base 14 SEER A/C Split w/Gas Heat, ECM-167, Sealed Attic w/Sprayed Foam Insulated Roof Deck | . | 0 | 0 | 0 | 0 | 0
292 | Residential, New, Multi Family, Base 14 SEER A/C Split w/Gas Heat, ECM-167, Sealed Attic w/Sprayed Foam Insulated Roof Deck | . | 0 | 0 | 0 | 0 | 0
293 | Residential, Existing, Mobile Home, Base 14 SEER A/C Split w/Gas Heat, ECM-167, Sealed Attic w/Sprayed Foam Insulated Roof Deck | . | 0 | 0 | 0 | 0 | 0
294 | Residential, New, Mobile Home, Base 14 SEER A/C Split w/Gas Heat, ECM-167, Sealed Attic w/Sprayed Foam Insulated Roof Deck | . | 0 | 0 | 0 | 0 | 0
295 | Residential, Existing, Single Family, Base 14 SEER A/C Split w/Gas Heat, ECM-168, AC Maintenance (Outdoor Coil Cleaning) | . | 0 | 0 | 0 | 0 | 0
296 | Residential, New, Single Family, Base 14 SEER A/C Split w/Gas Heat, ECM-168, AC Maintenance (Outdoor Coil Cleaning) | . | 0 | 0 | 0 | 0 | 0
297 | Residential, Existing, Multi Family, Base 14 SEER A/C Split w/Gas Heat, ECM-168, AC Maintenance (Outdoor Coil Cleaning) | . | 0 | 0 | 0 | 0 | 0
298 | Residential, New, Multi Family, Base 14 SEER A/C Split w/Gas Heat, ECM-168, AC Maintenance (Outdoor Coil Cleaning) | . | 0 | 0 | 0 | 0 | 0
299 | Residential, Existing, Mobile Home, Base 14 SEER A/C Split w/Gas Heat, ECM-168, AC Maintenance (Outdoor Coil Cleaning) | . | 0 | 0 | 0 | 0 | 0
300 | Residential, New, Mobile Home, Base 14 SEER A/C Split w/Gas Heat, ECM-168, AC Maintenance (Outdoor Coil Cleaning) | . | 0 | 0 | 0 | 0 | 0
301 | Residential, Existing, Single Family, Base 14 SEER A/C Split w/Gas Heat, ECM-169, AC Maintenance (Indoor Coil Cleaning) | . | 0 | 0 | 0 | 0 | 0
302 | Residential, New, Single Family, Base 14 SEER A/C Split w/Gas Heat, ECM-169, AC Maintenance (Indoor Coil Cleaning) | . | 0 | 0 | 0 | 0 | 0
303 | Residential, Existing, Multi Family, Base 14 SEER A/C Split w/Gas Heat, ECM-169, AC Maintenance (Indoor Coil Cleaning) | . | 0 | 0 | 0 | 0 | 0
304 | Residential, New, Multi Family, Base 14 SEER A/C Split w/Gas Heat, ECM-169, AC Maintenance (Indoor Coil Cleaning) | . | 0 | 0 | 0 | 0 | 0
305 | Residential, Existing, Mobile Home, Base 14 SEER A/C Split w/Gas Heat, ECM-169, AC Maintenance (Indoor Coil Cleaning) | . | 0 | 0 | 0 | 0 | 0
306 | Residential, New, Mobile Home, Base 14 SEER A/C Split w/Gas Heat, ECM-169, AC Maintenance (Indoor Coil Cleaning) | . | 0 | 0 | 0 | 0 | 0
307 | Residential, Existing, Single Family, Base 14 SEER A/C Split w/Gas Heat, ECM-170, Proper Refrigerant Charging and Air Flow | . | 0 | 0 | 0 | 0 | 0
308 | Residential, New, Single Family, Base 14 SEER A/C Split w/Gas Heat, ECM-170, Proper Refrigerant Charging and Air Flow | . | 0 | 0 | 0 | 0 | 0
309 | Residential, Existing, Multi Family, Base 14 SEER A/C Split w/Gas Heat, ECM-170, Proper Refrigerant Charging and Air Flow | . | 0 | 0 | 0 | 0 | 0
310 | Residential, New, Multi Family, Base 14 SEER A/C Split w/Gas Heat, ECM-170, Proper Refrigerant Charging and Air Flow | . | 0 | 0 | 0 | 0 | 0
311 | Residential, Existing, Mobile Home, Base 14 SEER A/C Split w/Gas Heat, ECM-170, Proper Refrigerant Charging and Air Flow | . | 0 | 0 | 0 | 0 | 0
312 | Residential, New, Mobile Home, Base 14 SEER A/C Split w/Gas Heat, ECM-170, Proper Refrigerant Charging and Air Flow | . | 0 | 0 | 0 | 0 | 0
313 | Residential, Existing, Single Family, Base 14 SEER A/C Split w/Gas Heat, ECM-171, Electronically Commutated Motors (ECM) on an Air Handler Unit | . | 0 | 0 | 0 | 0 | 0
314 | Residential, New, Single Family, Base 14 SEER A/C Split w/Gas Heat, ECM-171, Electronically Commutated Motors (ECM) on an Air Handler Unit | . | 0 | 0 | 0 | 0 | 0
315 | Residential, Existing, Multi Family, Base 14 SEER A/C Split w/Gas Heat, ECM-171, Electronically Commutated Motors (ECM) on an Air Handler Unit | . | 0 | 0 | 0 | 0 | 0
316 | Residential, New, Multi Family, Base 14 SEER A/C Split w/Gas Heat, ECM-171, Electronically Commutated Motors (ECM) on an Air Handler Unit | . | 0 | 0 | 0 | 0 | 0
317 | Residential, Existing, Mobile Home, Base 14 SEER A/C Split w/Gas Heat, ECM-171, Electronically Commutated Motors (ECM) on an Air Handler Unit | . | 0 | 0 | 0 | 0 | 0
318 | Residential, New, Mobile Home, Base 14 SEER A/C Split w/Gas Heat, ECM-171, Electronically Commutated Motors (ECM) on an Air Handler Unit | . | 0 | 0 | 0 | 0 | 0
319 | Residential, Existing, Single Family, Base 14 SEER A/C Split w/Gas Heat, ECM-172, Duct Repair | . | 0 | 0 | 0 | 0 | 0
320 | Residential, New, Single Family, Base 14 SEER A/C Split w/Gas Heat, ECM-172, Duct Repair | . | 0 | 0 | 0 | 0 | 0
321 | Residential, Existing, Multi Family, Base 14 SEER A/C Split w/Gas Heat, ECM-172, Duct Repair | . | 0 | 0 | 0 | 0 | 0
322 | Residential, New, Multi Family, Base 14 SEER A/C Split w/Gas Heat, ECM-172, Duct Repair | . | 0 | 0 | 0 | 0 | 0
323 | Residential, Existing, Mobile Home, Base 14 SEER A/C Split w/Gas Heat, ECM-172, Duct Repair | . | 0 | 0 | 0 | 0 | 0
324 | Residential, New, Mobile Home, Base 14 SEER A/C Split w/Gas Heat, ECM-172, Duct Repair | . | 0 | 0 | 0 | 0 | 0
325 | Residential, Existing, Single Family, Base 14 SEER A/C Split w/Gas Heat, ECM-173, Reflective Roof | . | 0 | 0 | 0 | 0 | 0
326 | Residential, New, Single Family, Base 14 SEER A/C Split w/Gas Heat, ECM-173, Reflective Roof | . | 0 | 0 | 0 | 0 | 0
327 | Residential, Existing, Multi Family, Base 14 SEER A/C Split w/Gas Heat, ECM-173, Reflective Roof | . | 0 | 0 | 0 | 0 | 0
328 | Residential, New, Multi Family, Base 14 SEER A/C Split w/Gas Heat, ECM-173, Reflective Roof | . | 0 | 0 | 0 | 0 | 0
329 | Residential, Existing, Mobile Home, Base 14 SEER A/C Split w/Gas Heat, ECM-173, Reflective Roof | . | 0 | 0 | 0 | 0 | 0
330 | Residential, New, Mobile Home, Base 14 SEER A/C Split w/Gas Heat, ECM-173, Reflective Roof | . | 0 | 0 | 0 | 0 | 0
331 | Residential, Existing, Single Family, Base 14 SEER A/C Split w/Gas Heat, ECM-174, Radient Barrier | . | 0 | 0 | 0 | 0 | 0
332 | Residential, New, Single Family, Base 14 SEER A/C Split w/Gas Heat, ECM-174, Radient Barrier | . | 0 | 0 | 0 | 0 | 0
333 | Residential, Existing, Multi Family, Base 14 SEER A/C Split w/Gas Heat, ECM-174, Radient Barrier | . | 0 | 0 | 0 | 0 | 0
334 | Residential, New, Multi Family, Base 14 SEER A/C Split w/Gas Heat, ECM-174, Radient Barrier | . | 0 | 0 | 0 | 0 | 0
335 | Residential, Existing, Mobile Home, Base 14 SEER A/C Split w/Gas Heat, ECM-174, Radient Barrier | . | 0 | 0 | 0 | 0 | 0
336 | Residential, New, Mobile Home, Base 14 SEER A/C Split w/Gas Heat, ECM-174, Radient Barrier | . | 0 | 0 | 0 | 0 | 0
337 | Residential, Existing, Single Family, Base 14 SEER A/C Split w/Gas Heat, ECM-175, Window Film | . | 0 | 0 | 0 | 0 | 0
338 | Residential, New, Single Family, Base 14 SEER A/C Split w/Gas Heat, ECM-175, Window Film | . | 0 | 0 | 0 | 0 | 0
339 | Residential, Existing, Multi Family, Base 14 SEER A/C Split w/Gas Heat, ECM-175, Window Film | . | 0 | 0 | 0 | 0 | 0
340 | Residential, New, Multi Family, Base 14 SEER A/C Split w/Gas Heat, ECM-175, Window Film | . | 0 | 0 | 0 | 0 | 0
341 | Residential, Existing, Mobile Home, Base 14 SEER A/C Split w/Gas Heat, ECM-175, Window Film | . | 0 | 0 | 0 | 0 | 0
342 | Residential, New, Mobile Home, Base 14 SEER A/C Split w/Gas Heat, ECM-175, Window Film | . | 0 | 0 | 0 | 0 | 0
343 | Residential, Existing, Single Family, Base 14 SEER A/C Split w/Gas Heat, ECM-176, Window Tinting | . | 0 | 0 | 0 | 0 | 0
344 | Residential, New, Single Family, Base 14 SEER A/C Split w/Gas Heat, ECM-176, Window Tinting | . | 0 | 0 | 0 | 0 | 0
345 | Residential, Existing, Multi Family, Base 14 SEER A/C Split w/Gas Heat, ECM-176, Window Tinting | . | 0 | 0 | 0 | 0 | 0
346 | Residential, New, Multi Family, Base 14 SEER A/C Split w/Gas Heat, ECM-176, Window Tinting | . | 0 | 0 | 0 | 0 | 0
347 | Residential, Existing, Mobile Home, Base 14 SEER A/C Split w/Gas Heat, ECM-176, Window Tinting | . | 0 | 0 | 0 | 0 | 0
348 | Residential, New, Mobile Home, Base 14 SEER A/C Split w/Gas Heat, ECM-176, Window Tinting | . | 0 | 0 | 0 | 0 | 0
349 | Residential, Existing, Single Family, Base 14 SEER A/C Split w/Gas Heat, ECM-177, Default Window With Sunscreen | . | 0 | 0 | 0 | 0 | 0
350 | Residential, New, Single Family, Base 14 SEER A/C Split w/Gas Heat, ECM-177, Default Window With Sunscreen | . | 0 | 0 | 0 | 0 | 0
351 | Residential, Existing, Multi Family, Base 14 SEER A/C Split w/Gas Heat, ECM-177, Default Window With Sunscreen | . | 0 | 0 | 0 | 0 | 0
352 | Residential, New, Multi Family, Base 14 SEER A/C Split w/Gas Heat, ECM-177, Default Window With Sunscreen | . | 0 | 0 | 0 | 0 | 0
353 | Residential, Existing, Mobile Home, Base 14 SEER A/C Split w/Gas Heat, ECM-177, Default Window With Sunscreen | . | 0 | 0 | 0 | 0 | 0
354 | Residential, New, Mobile Home, Base 14 SEER A/C Split w/Gas Heat, ECM-177, Default Window With Sunscreen | . | 0 | 0 | 0 | 0 | 0
355 | Residential, Existing, Single Family, Base 14 SEER A/C Split w/Gas Heat, ECM-178, Single Pane Clear Windows to Double Pane Low-E Windows | . | 0 | 0 | 0 | 0 | 0
356 | Residential, New, Single Family, Base 14 SEER A/C Split w/Gas Heat, ECM-178, Single Pane Clear Windows to Double Pane Low-E Windows | . | 0 | 0 | 0 | 0 | 0
357 | Residential, Existing, Multi Family, Base 14 SEER A/C Split w/Gas Heat, ECM-178, Single Pane Clear Windows to Double Pane Low-E Windows | . | 0 | 0 | 0 | 0 | 0
358 | Residential, New, Multi Family, Base 14 SEER A/C Split w/Gas Heat, ECM-178, Single Pane Clear Windows to Double Pane Low-E Windows | . | 0 | 0 | 0 | 0 | 0
359 | Residential, Existing, Mobile Home, Base 14 SEER A/C Split w/Gas Heat, ECM-178, Single Pane Clear Windows to Double Pane Low-E Windows | . | 0 | 0 | 0 | 0 | 0
360 | Residential, New, Mobile Home, Base 14 SEER A/C Split w/Gas Heat, ECM-178, Single Pane Clear Windows to Double Pane Low-E Windows | . | 0 | 0 | 0 | 0 | 0
361 | Residential, Existing, Single Family, Base 14 SEER A/C Split w/Gas Heat, ECM-180, Ceiling R-0 to R-19 Insulation | . | 0 | 0 | 0 | 0 | 0
362 | Residential, New, Single Family, Base 14 SEER A/C Split w/Gas Heat, ECM-180, Ceiling R-0 to R-19 Insulation | . | 0 | 0 | 0 | 0 | 0
363 | Residential, Existing, Multi Family, Base 14 SEER A/C Split w/Gas Heat, ECM-180, Ceiling R-0 to R-19 Insulation | . | 0 | 0 | 0 | 0 | 0
364 | Residential, New, Multi Family, Base 14 SEER A/C Split w/Gas Heat, ECM-180, Ceiling R-0 to R-19 Insulation | . | 0 | 0 | 0 | 0 | 0
365 | Residential, Existing, Mobile Home, Base 14 SEER A/C Split w/Gas Heat, ECM-180, Ceiling R-0 to R-19 Insulation | . | 0 | 0 | 0 | 0 | 0
366 | Residential, New, Mobile Home, Base 14 SEER A/C Split w/Gas Heat, ECM-180, Ceiling R-0 to R-19 Insulation | . | 0 | 0 | 0 | 0 | 0
367 | Residential, Existing, Single Family, Base 14 SEER A/C Split w/Gas Heat, ECM-181, Ceiling R-19 to R-38 Insulation | . | 0 | 0 | 0 | 0 | 0
368 | Residential, New, Single Family, Base 14 SEER A/C Split w/Gas Heat, ECM-181, Ceiling R-19 to R-38 Insulation | . | 0 | 0 | 0 | 0 | 0
369 | Residential, Existing, Multi Family, Base 14 SEER A/C Split w/Gas Heat, ECM-181, Ceiling R-19 to R-38 Insulation | . | 0 | 0 | 0 | 0 | 0
370 | Residential, New, Multi Family, Base 14 SEER A/C Split w/Gas Heat, ECM-181, Ceiling R-19 to R-38 Insulation | . | 0 | 0 | 0 | 0 | 0
371 | Residential, Existing, Mobile Home, Base 14 SEER A/C Split w/Gas Heat, ECM-181, Ceiling R-19 to R-38 Insulation | . | 0 | 0 | 0 | 0 | 0
372 | Residential, New, Mobile Home, Base 14 SEER A/C Split w/Gas Heat, ECM-181, Ceiling R-19 to R-38 Insulation | . | 0 | 0 | 0 | 0 | 0
373 | Residential, Existing, Single Family, Base 14 SEER A/C Split w/Gas Heat, ECM-182, Wall 2x4 R-0 to Blow-In R-13 Insulation | . | 0 | 0 | 0 | 0 | 0
374 | Residential, New, Single Family, Base 14 SEER A/C Split w/Gas Heat, ECM-182, Wall 2x4 R-0 to Blow-In R-13 Insulation | . | 0 | 0 | 0 | 0 | 0
375 | Residential, Existing, Multi Family, Base 14 SEER A/C Split w/Gas Heat, ECM-182, Wall 2x4 R-0 to Blow-In R-13 Insulation | . | 0 | 0 | 0 | 0 | 0
376 | Residential, New, Multi Family, Base 14 SEER A/C Split w/Gas Heat, ECM-182, Wall 2x4 R-0 to Blow-In R-13 Insulation | . | 0 | 0 | 0 | 0 | 0
377 | Residential, Existing, Mobile Home, Base 14 SEER A/C Split w/Gas Heat, ECM-182, Wall 2x4 R-0 to Blow-In R-13 Insulation | . | 0 | 0 | 0 | 0 | 0
378 | Residential, New, Mobile Home, Base 14 SEER A/C Split w/Gas Heat, ECM-182, Wall 2x4 R-0 to Blow-In R-13 Insulation | . | 0 | 0 | 0 | 0 | 0
379 | Residential, Existing, Single Family, Base 14 SEER A/C Split w/Gas Heat, ECM-183, Weather Strip/Caulk w/Blower Door | . | 0 | 0 | 0 | 0 | 0
380 | Residential, New, Single Family, Base 14 SEER A/C Split w/Gas Heat, ECM-183, Weather Strip/Caulk w/Blower Door | . | 0 | 0 | 0 | 0 | 0
381 | Residential, Existing, Multi Family, Base 14 SEER A/C Split w/Gas Heat, ECM-183, Weather Strip/Caulk w/Blower Door | . | 0 | 0 | 0 | 0 | 0
382 | Residential, New, Multi Family, Base 14 SEER A/C Split w/Gas Heat, ECM-183, Weather Strip/Caulk w/Blower Door | . | 0 | 0 | 0 | 0 | 0
383 | Residential, Existing, Mobile Home, Base 14 SEER A/C Split w/Gas Heat, ECM-183, Weather Strip/Caulk w/Blower Door | . | 0 | 0 | 0 | 0 | 0
384 | Residential, New, Mobile Home, Base 14 SEER A/C Split w/Gas Heat, ECM-183, Weather Strip/Caulk w/Blower Door | . | 0 | 0 | 0 | 0 | 0
385 | Residential, Existing, Single Family, Base 10 EER Room A/C & Elec Heat, ECM-191, HE Room Air Conditioner - EER 11 | 0.73696 | 0.25918 | 0.4119 | 0 | 0 | 0
386 | Residential, New, Single Family, Base 10 EER Room A/C & Elec Heat, ECM-191, HE Room Air Conditioner - EER 11 | 0.73696 | 0.25918 | 0.4119 | 0 | 0 | 0
387 | Residential, Existing, Multi Family, Base 10 EER Room A/C & Elec Heat, ECM-191, HE Room Air Conditioner - EER 11 | 0.73698 | 0.18402 | 0.29244 | 0 | 0 | 0
388 | Residential, New, Multi Family, Base 10 EER Room A/C & Elec Heat, ECM-191, HE Room Air Conditioner - EER 11 | 0.73698 | 0.17652 | 0.28052 | 0 | 0 | 0
389 | Residential, Existing, Mobile Home, Base 10 EER Room A/C & Elec Heat, ECM-191, HE Room Air Conditioner - EER 11 | 0.73705 | 0.19752 | 0.31386 | 0 | 0 | 0
390 | Residential, New, Mobile Home, Base 10 EER Room A/C & Elec Heat, ECM-191, HE Room Air Conditioner - EER 11 | 0.73705 | 0.18844 | 0.29944 | 0 | 0 | 0
391 | Residential, Existing, Single Family, Base 10 EER Room A/C & Elec Heat, ECM-192, HE Room Air Conditioner - EER 12 | 0.73696 | 0.13062 | 0.20758 | 0 | 0 | 0
392 | Residential, New, Single Family, Base 10 EER Room A/C & Elec Heat, ECM-192, HE Room Air Conditioner - EER 12 | 0.73696 | 0.12709 | 0.20197 | 0 | 0 | 0
393 | Residential, Existing, Multi Family, Base 10 EER Room A/C & Elec Heat, ECM-192, HE Room Air Conditioner - EER 12 | 0.73698 | 0.099181 | 0.15762 | 0 | 0 | 0
394 | Residential, New, Multi Family, Base 10 EER Room A/C & Elec Heat, ECM-192, HE Room Air Conditioner - EER 12 | 0.73698 | 0.09514 | 0.15119 | 0 | 0 | 0
395 | Residential, Existing, Mobile Home, Base 10 EER Room A/C & Elec Heat, ECM-192, HE Room Air Conditioner - EER 12 | 0.73705 | 0.094731 | 0.15053 | 0 | 0 | 0
396 | Residential, New, Mobile Home, Base 10 EER Room A/C & Elec Heat, ECM-192, HE Room Air Conditioner - EER 12 | 0.73705 | 0.090379 | 0.14361 | 0 | 0 | 0
397 | Residential, Existing, Single Family, Base 10 EER Room A/C & Elec Heat, ECM-196, Reflective Roof | 0.73684 | 0.20516 | 0.32609 | 0 | 0 | 0
398 | Residential, New, Single Family, Base 10 EER Room A/C & Elec Heat, ECM-196, Reflective Roof | 0.73684 | 0.1996 | 0.31726 | 0 | 0 | 0
399 | Residential, Existing, Multi Family, Base 10 EER Room A/C & Elec Heat, ECM-196, Reflective Roof | 0.73686 | 0.31576 | 0.50189 | 0 | 0 | 0
400 | Residential, New, Multi Family, Base 10 EER Room A/C & Elec Heat, ECM-196, Reflective Roof | 0.73686 | 0.3029 | 0.48144 | 0 | 0 | 0
401 | Residential, Existing, Mobile Home, Base 10 EER Room A/C & Elec Heat, ECM-196, Reflective Roof | 0.73691 | 0.35423 | 0.56298 | 0 | 0 | 0
402 | Residential, New, Mobile Home, Base 10 EER Room A/C & Elec Heat, ECM-196, Reflective Roof | 0.73691 | 0.34128 | 0.54241 | 0 | 0 | 0
403 | Residential, Existing, Single Family, Base 10 EER Room A/C & Elec Heat, ECM-197, Window Film | 0.73669 | 0.065207 | 0.12135 | 0 | 0 | 0
404 | Residential, New, Single Family, Base 10 EER Room A/C & Elec Heat, ECM-197, Window Film | 0.73669 | 0.063442 | 0.11807 | 0 | 0 | 0
405 | Residential, Existing, Multi Family, Base 10 EER Room A/C & Elec Heat, ECM-197, Window Film | 0.73671 | 0.13751 | 0.2559 | 0 | 0 | 0
406 | Residential, New, Multi Family, Base 10 EER Room A/C & Elec Heat, ECM-197, Window Film | 0.73671 | 0.52384 | 0.97487 | 0 | 0 | 0
407 | Residential, Existing, Mobile Home, Base 10 EER Room A/C & Elec Heat, ECM-197, Window Film | 0.73673 | 0.13366 | 0.24874 | 0 | 0 | 0
408 | Residential, New, Mobile Home, Base 10 EER Room A/C & Elec Heat, ECM-197, Window Film | 0.73673 | 0.22624 | 0.42101 | 0 | 0 | 0
409 | Residential, Existing, Single Family, Base 10 EER Room A/C & Elec Heat, ECM-198, Window Tinting | 0.7369 | 0.22544 | 0.30593 | 0 | 0 | 0
410 | Residential, New, Single Family, Base 10 EER Room A/C & Elec Heat, ECM-198, Window Tinting | 0.7369 | 0.21934 | 0.29765 | 0 | 0 | 0
411 | Residential, Existing, Multi Family, Base 10 EER Room A/C & Elec Heat, ECM-198, Window Tinting | 0.73692 | 0.37399 | 0.50751 | 0 | 0 | 0
412 | Residential, New, Multi Family, Base 10 EER Room A/C & Elec Heat, ECM-198, Window Tinting | 0.73692 | 1.4748 | 2.0013 | 0.00053188 | 0 | 0.0010031
413 | Residential, Existing, Mobile Home, Base 10 EER Room A/C & Elec Heat, ECM-198, Window Tinting | 0.73698 | 0.393 | 0.53325 | 0 | 0 | 0
414 | Residential, New, Mobile Home, Base 10 EER Room A/C & Elec Heat, ECM-198, Window Tinting | 0.73698 | 0.69041 | 0.93682 | 0 | 0 | 0
415 | Residential, Existing, Single Family, Base 10 EER Room A/C & Elec Heat, ECM-199, Default Window With Sunscreen | 0.73709 | 0.062696 | 0.11662 | 0 | 0 | 0
416 | Residential, New, Single Family, Base 10 EER Room A/C & Elec Heat, ECM-199, Default Window With Sunscreen | 0.73709 | 0.23958 | 0.44564 | 0 | 0 | 0
417 | Residential, Existing, Multi Family, Base 10 EER Room A/C & Elec Heat, ECM-199, Default Window With Sunscreen | 0.73713 | 0.10172 | 0.18919 | 0 | 0 | 0
418 | Residential, New, Multi Family, Base 10 EER Room A/C & Elec Heat, ECM-199, Default Window With Sunscreen | 0.73713 | 0.98381 | 1.8298 | 0 | 0 | 0
419 | Residential, Existing, Mobile Home, Base 10 EER Room A/C & Elec Heat, ECM-199, Default Window With Sunscreen | 0.73721 | 0.10689 | 0.19878 | 0 | 0 | 0
420 | Residential, New, Mobile Home, Base 10 EER Room A/C & Elec Heat, ECM-199, Default Window With Sunscreen | 0.73721 | 0.40448 | 0.75222 | 0 | 0 | 0
421 | Residential, Existing, Single Family, Base 10 EER Room A/C & Elec Heat, ECM-200, Single Pane Clear Windows to Double Pane Low-E Windows | 0.73701 | 0.1372 | 0.18616 | 0 | 0 | 0
422 | Residential, New, Single Family, Base 10 EER Room A/C & Elec Heat, ECM-200, Single Pane Clear Windows to Double Pane Low-E Windows | 0.73701 | 0.13348 | 0.18112 | 0 | 0 | 0
423 | Residential, Existing, Multi Family, Base 10 EER Room A/C & Elec Heat, ECM-200, Single Pane Clear Windows to Double Pane Low-E Windows | 0.73701 | 0.59131 | 0.80231 | 0 | 0 | 0
424 | Residential, New, Multi Family, Base 10 EER Room A/C & Elec Heat, ECM-200, Single Pane Clear Windows to Double Pane Low-E Windows | 0.73701 | 0.56722 | 0.76963 | 0 | 0 | 0
425 | Residential, Existing, Mobile Home, Base 10 EER Room A/C & Elec Heat, ECM-200, Single Pane Clear Windows to Double Pane Low-E Windows | 0.7371 | 0.20297 | 0.27536 | 0 | 0 | 0
426 | Residential, New, Mobile Home, Base 10 EER Room A/C & Elec Heat, ECM-200, Single Pane Clear Windows to Double Pane Low-E Windows | 0.7371 | 0.19364 | 0.26271 | 0 | 0 | 0
427 | Residential, Existing, Single Family, Base 10 EER Room A/C & Elec Heat, ECM-202, Ceiling R-0 to R-19 Insulation | 0.737 | 0.29628 | 0.40201 | 0 | 0 | 0
428 | Residential, New, Single Family, Base 10 EER Room A/C & Elec Heat, ECM-202, Ceiling R-0 to R-19 Insulation | 0.737 | 0.29628 | 0.40201 | 0 | 0 | 0
429 | Residential, Existing, Multi Family, Base 10 EER Room A/C & Elec Heat, ECM-202, Ceiling R-0 to R-19 Insulation | 0.73699 | 0.2136 | 0.28983 | 0 | 0 | 0
430 | Residential, New, Multi Family, Base 10 EER Room A/C & Elec Heat, ECM-202, Ceiling R-0 to R-19 Insulation | 0.73699 | 0.2049 | 0.27803 | 0 | 0 | 0
431 | Residential, Existing, Mobile Home, Base 10 EER Room A/C & Elec Heat, ECM-202, Ceiling R-0 to R-19 Insulation | 0.73709 | 0.26776 | 0.36327 | 0 | 0 | 0
432 | Residential, New, Mobile Home, Base 10 EER Room A/C & Elec Heat, ECM-202, Ceiling R-0 to R-19 Insulation | 0.73709 | 0.25797 | 0.34999 | 0 | 0 | 0
433 | Residential, Existing, Single Family, Base 10 EER Room A/C & Elec Heat, ECM-203, Ceiling R-19 to R-38 Insulation | 0.737 | 0.008473 | 0.011497 | 0 | 0 | 0
434 | Residential, New, Single Family, Base 10 EER Room A/C & Elec Heat, ECM-203, Ceiling R-19 to R-38 Insulation | 0.737 | 0.008244 | 0.011186 | 0 | 0 | 0
435 | Residential, Existing, Multi Family, Base 10 EER Room A/C & Elec Heat, ECM-203, Ceiling R-19 to R-38 Insulation | 0.73699 | 0.008098 | 0.010989 | 0 | 0 | 0
436 | Residential, New, Multi Family, Base 10 EER Room A/C & Elec Heat, ECM-203, Ceiling R-19 to R-38 Insulation | 0.73699 | 0.007769 | 0.010541 | 0 | 0 | 0
437 | Residential, Existing, Mobile Home, Base 10 EER Room A/C & Elec Heat, ECM-203, Ceiling R-19 to R-38 Insulation | 0.73709 | 0.00898 | 0.012182 | 0 | 0 | 0
438 | Residential, New, Mobile Home, Base 10 EER Room A/C & Elec Heat, ECM-203, Ceiling R-19 to R-38 Insulation | 0.73709 | 0.008567 | 0.011623 | 0 | 0 | 0
439 | Residential, Existing, Single Family, Base 10 EER Room A/C & Elec Heat, ECM-204, Wall 2x4 R-0 to Blow-In R-13 Insulation | 0.737 | 0.002542 | 0.00345 | 0 | 0 | 0
440 | Residential, New, Single Family, Base 10 EER Room A/C & Elec Heat, ECM-204, Wall 2x4 R-0 to Blow-In R-13 Insulation | 0.737 | 0.002474 | 0.003356 | 0 | 0 | 0
441 | Residential, Existing, Multi Family, Base 10 EER Room A/C & Elec Heat, ECM-204, Wall 2x4 R-0 to Blow-In R-13 Insulation | 0.73699 | 0.009892 | 0.013423 | 0 | 0 | 0
442 | Residential, New, Multi Family, Base 10 EER Room A/C & Elec Heat, ECM-204, Wall 2x4 R-0 to Blow-In R-13 Insulation | 0.73699 | 0.009489 | 0.012876 | 0 | 0 | 0
443 | Residential, Existing, Mobile Home, Base 10 EER Room A/C & Elec Heat, ECM-204, Wall 2x4 R-0 to Blow-In R-13 Insulation | 0.73709 | 0.004024 | 0.005459 | 0 | 0 | 0
444 | Residential, New, Mobile Home, Base 10 EER Room A/C & Elec Heat, ECM-204, Wall 2x4 R-0 to Blow-In R-13 Insulation | 0.73709 | 0.003839 | 0.005209 | 0 | 0 | 0
445 | Residential, Existing, Single Family, Base 10 EER Room A/C & Elec Heat, ECM-205, Weather Strip/Caulk w/Blower Door | 0.73653 | 0.085423 | 0.19306 | 0 | 0 | 0
446 | Residential, New, Single Family, Base 10 EER Room A/C & Elec Heat, ECM-205, Weather Strip/Caulk w/Blower Door | 0.73653 | 0.083112 | 0.18784 | 0 | 0 | 0
447 | Residential, Existing, Multi Family, Base 10 EER Room A/C & Elec Heat, ECM-205, Weather Strip/Caulk w/Blower Door | 0.73653 | 0.073864 | 0.16694 | 0 | 0 | 0
448 | Residential, New, Multi Family, Base 10 EER Room A/C & Elec Heat, ECM-205, Weather Strip/Caulk w/Blower Door | 0.73653 | 0.070855 | 0.16014 | 0 | 0 | 0
449 | Residential, Existing, Mobile Home, Base 10 EER Room A/C & Elec Heat, ECM-205, Weather Strip/Caulk w/Blower Door | 0.73654 | 0.070539 | 0.15942 | 0 | 0 | 0
450 | Residential, New, Mobile Home, Base 10 EER Room A/C & Elec Heat, ECM-205, Weather Strip/Caulk w/Blower Door | 0.73654 | 0.067298 | 0.1521 | 0 | 0 | 0
451 | Residential, Existing, Single Family, Base Lighting (43-Watt Incandescent), 0.5 hr/hday, ECM-221, CFL (18-Watt integral ballast), 0.5 hr/day | 0.73657 | 2.1171 | 2.8743 | 0.51241 | 0.73061 | 9.7937
452 | Residential, New, Single Family, Base Lighting (43-Watt Incandescent), 0.5 hr/hday, ECM-221, CFL (18-Watt integral ballast), 0.5 hr/day | 0.73657 | 2.1171 | 2.8743 | 0.002658 | 0.0037898 | 0.050802
453 | Residential, Existing, Multi Family, Base Lighting (43-Watt Incandescent), 0.5 hr/hday, ECM-221, CFL (18-Watt integral ballast), 0.5 hr/day | 0.73657 | 2.1171 | 2.8743 | 0.071891 | 0.1025 | 1.3741
454 | Residential, New, Multi Family, Base Lighting (43-Watt Incandescent), 0.5 hr/hday, ECM-221, CFL (18-Watt integral ballast), 0.5 hr/day | 0.73657 | 2.1171 | 2.8743 | 0.0025409 | 0.0036229 | 0.048564
455 | Residential, Existing, Mobile Home, Base Lighting (43-Watt Incandescent), 0.5 hr/hday, ECM-221, CFL (18-Watt integral ballast), 0.5 hr/day | 0.73657 | 2.1171 | 2.8743 | 0.04398 | 0.062707 | 0.84058
456 | Residential, New, Mobile Home, Base Lighting (43-Watt Incandescent), 0.5 hr/hday, ECM-221, CFL (18-Watt integral ballast), 0.5 hr/day | 0.73657 | 2.1171 | 2.8743 | 3.847e-05 | 5.486e-05 | 0.00073534
457 | Residential, Existing, Single Family, Base Lighting (43-Watt Incandescent), 0.5 hr/hday, ECM-222, LED (10-Watt integral ballast), 0.5 hr/day | 0.73657 | 0.18602 | 0.25255 | 0 | 0 | 0
458 | Residential, New, Single Family, Base Lighting (43-Watt Incandescent), 0.5 hr/hday, ECM-222, LED (10-Watt integral ballast), 0.5 hr/day | 0.73657 | 0.18602 | 0.25255 | 0 | 0 | 0
459 | Residential, Existing, Multi Family, Base Lighting (43-Watt Incandescent), 0.5 hr/hday, ECM-222, LED (10-Watt integral ballast), 0.5 hr/day | 0.73657 | 0.18602 | 0.25255 | 0 | 0 | 0
460 | Residential, New, Multi Family, Base Lighting (43-Watt Incandescent), 0.5 hr/hday, ECM-222, LED (10-Watt integral ballast), 0.5 hr/day | 0.73657 | 0.18602 | 0.25255 | 0 | 0 | 0
461 | Residential, Existing, Mobile Home, Base Lighting (43-Watt Incandescent), 0.5 hr/hday, ECM-222, LED (10-Watt integral ballast), 0.5 hr/day | 0.73657 | 0.18602 | 0.25255 | 0 | 0 | 0
462 | Residential, New, Mobile Home, Base Lighting (43-Watt Incandescent), 0.5 hr/hday, ECM-222, LED (10-Watt integral ballast), 0.5 hr/day | 0.73657 | 0.18602 | 0.25255 | 0 | 0 | 0
463 | Residential, Existing, Single Family, Base Lighting (43-Watt Incandescent), 2.5 hr/hday, ECM-231, CFL (18-Watt integral ballast), 2.5 hr/day | 0.73657 | 3.339 | 7.5459 | 4.4836 | 6.3928 | 85.695
464 | Residential, New, Single Family, Base Lighting (43-Watt Incandescent), 2.5 hr/hday, ECM-231, CFL (18-Watt integral ballast), 2.5 hr/day | 0.73657 | 3.339 | 7.5459 | 0.023257 | 0.033161 | 0.44452
465 | Residential, Existing, Multi Family, Base Lighting (43-Watt Incandescent), 2.5 hr/hday, ECM-231, CFL (18-Watt integral ballast), 2.5 hr/day | 0.73657 | 3.339 | 7.5459 | 0.62905 | 0.89691 | 12.023
466 | Residential, New, Multi Family, Base Lighting (43-Watt Incandescent), 2.5 hr/hday, ECM-231, CFL (18-Watt integral ballast), 2.5 hr/day | 0.73657 | 3.339 | 7.5459 | 0.022233 | 0.0317 | 0.42494
467 | Residential, Existing, Mobile Home, Base Lighting (43-Watt Incandescent), 2.5 hr/hday, ECM-231, CFL (18-Watt integral ballast), 2.5 hr/day | 0.73657 | 3.339 | 7.5459 | 0.38482 | 0.54869 | 7.3551
468 | Residential, New, Mobile Home, Base Lighting (43-Watt Incandescent), 2.5 hr/hday, ECM-231, CFL (18-Watt integral ballast), 2.5 hr/day | 0.73657 | 3.339 | 7.5459 | 0.00033664 | 0.00047999 | 0.0064342
469 | Residential, Existing, Single Family, Base Lighting (43-Watt Incandescent), 2.5 hr/hday, ECM-232, LED (10-Watt integral ballast), 2.5 hr/day | 0.73657 | 0.9439 | 1.2815 | 0 | 0 | 0
470 | Residential, New, Single Family, Base Lighting (43-Watt Incandescent), 2.5 hr/hday, ECM-232, LED (10-Watt integral ballast), 2.5 hr/day | 0.73657 | 0.9439 | 1.2815 | 0 | 0 | 0
471 | Residential, Existing, Multi Family, Base Lighting (43-Watt Incandescent), 2.5 hr/hday, ECM-232, LED (10-Watt integral ballast), 2.5 hr/day | 0.73657 | 0.9439 | 1.2815 | 0 | 0 | 0
472 | Residential, New, Multi Family, Base Lighting (43-Watt Incandescent), 2.5 hr/hday, ECM-232, LED (10-Watt integral ballast), 2.5 hr/day | 0.73657 | 0.9439 | 1.2815 | 0 | 0 | 0
473 | Residential, Existing, Mobile Home, Base Lighting (43-Watt Incandescent), 2.5 hr/hday, ECM-232, LED (10-Watt integral ballast), 2.5 hr/day | 0.73657 | 0.9439 | 1.2815 | 0 | 0 | 0
474 | Residential, New, Mobile Home, Base Lighting (43-Watt Incandescent), 2.5 hr/hday, ECM-232, LED (10-Watt integral ballast), 2.5 hr/day | 0.73657 | 0.9439 | 1.2815 | 0 | 0 | 0
475 | Residential, Existing, Single Family, Base Lighting (43-Watt Incandescent), 6.0 hr/hday, ECM-241, CFL (18-Watt integral ballast), 6.0 hr/day | 0.73657 | 3.4481 | 8.8646 | 2.3059 | 3.2877 | 44.0717
476 | Residential, New, Single Family, Base Lighting (43-Watt Incandescent), 6.0 hr/hday, ECM-241, CFL (18-Watt integral ballast), 6.0 hr/day | 0.73657 | 3.4481 | 8.8646 | 0.011961 | 0.017054 | 0.22861
477 | Residential, Existing, Multi Family, Base Lighting (43-Watt Incandescent), 6.0 hr/hday, ECM-241, CFL (18-Watt integral ballast), 6.0 hr/day | 0.73657 | 3.4481 | 8.8646 | 0.32351 | 0.46127 | 6.1832
478 | Residential, New, Multi Family, Base Lighting (43-Watt Incandescent), 6.0 hr/hday, ECM-241, CFL (18-Watt integral ballast), 6.0 hr/day | 0.73657 | 3.4481 | 8.8646 | 0.011434 | 0.016303 | 0.21854
479 | Residential, Existing, Mobile Home, Base Lighting (43-Watt Incandescent), 6.0 hr/hday, ECM-241, CFL (18-Watt integral ballast), 6.0 hr/day | 0.73657 | 3.4481 | 8.8646 | 0.19791 | 0.28218 | 3.7826
480 | Residential, New, Mobile Home, Base Lighting (43-Watt Incandescent), 6.0 hr/hday, ECM-241, CFL (18-Watt integral ballast), 6.0 hr/day | 0.73657 | 3.4481 | 8.8646 | 0.00017313 | 0.00024685 | 0.003309
481 | Residential, Existing, Single Family, Base Lighting (43-Watt Incandescent), 6.0 hr/hday, ECM-242, LED (10-Watt integral ballast), 6.0 hr/day | 0.73657 | 1.409 | 2.5557 | 2.459 | 3.5061 | 46.9986
482 | Residential, New, Single Family, Base Lighting (43-Watt Incandescent), 6.0 hr/hday, ECM-242, LED (10-Watt integral ballast), 6.0 hr/day | 0.73657 | 1.409 | 2.5557 | 0.012755 | 0.018187 | 0.24379
483 | Residential, Existing, Multi Family, Base Lighting (43-Watt Incandescent), 6.0 hr/hday, ECM-242, LED (10-Watt integral ballast), 6.0 hr/day | 0.73657 | 1.409 | 2.5557 | 0.345 | 0.4919 | 6.5939
484 | Residential, New, Multi Family, Base Lighting (43-Watt Incandescent), 6.0 hr/hday, ECM-242, LED (10-Watt integral ballast), 6.0 hr/day | 0.73657 | 1.409 | 2.5557 | 0.012193 | 0.017386 | 0.23305
485 | Residential, Existing, Mobile Home, Base Lighting (43-Watt Incandescent), 6.0 hr/hday, ECM-242, LED (10-Watt integral ballast), 6.0 hr/day | 0.73657 | 1.409 | 2.5557 | 0.21105 | 0.30092 | 4.0338
486 | Residential, New, Mobile Home, Base Lighting (43-Watt Incandescent), 6.0 hr/hday, ECM-242, LED (10-Watt integral ballast), 6.0 hr/day | 0.73657 | 1.409 | 2.5557 | 0.00018463 | 0.00026324 | 0.0035288
487 | Residential, Existing, Single Family, Base Fluorescent Fixture w/2L4'T12, 34W, 1EE, ECM-251, ROB 2L4'T8, 1EB | 0.73657 | 0.48889 | 0.66373 | 0 | 0 | 0
488 | Residential, New, Single Family, Base Fluorescent Fixture w/2L4'T12, 34W, 1EE, ECM-251, ROB 2L4'T8, 1EB | 0.73657 | 0.48889 | 0.66373 | 0 | 0 | 0
489 | Residential, Existing, Multi Family, Base Fluorescent Fixture w/2L4'T12, 34W, 1EE, ECM-251, ROB 2L4'T8, 1EB | 0.73657 | 0.48889 | 0.66373 | 0 | 0 | 0
490 | Residential, New, Multi Family, Base Fluorescent Fixture w/2L4'T12, 34W, 1EE, ECM-251, ROB 2L4'T8, 1EB | 0.73657 | 0.48889 | 0.66373 | 0 | 0 | 0
491 | Residential, Existing, Mobile Home, Base Fluorescent Fixture w/2L4'T12, 34W, 1EE, ECM-251, ROB 2L4'T8, 1EB | 0.73657 | 0.48889 | 0.66373 | 0 | 0 | 0
492 | Residential, New, Mobile Home, Base Fluorescent Fixture w/2L4'T12, 34W, 1EE, ECM-251, ROB 2L4'T8, 1EB | 0.73657 | 0.48889 | 0.66373 | 0 | 0 | 0
493 | Residential, Existing, Single Family, Base Fluorescent Fixture w/2L4'T12, 34W, 1EE, ECM-252, RET 2L4'T8, 1EB | 0.73657 | 0.4062 | 0.55147 | 0 | 0 | 0
494 | Residential, New, Single Family, Base Fluorescent Fixture w/2L4'T12, 34W, 1EE, ECM-252, RET 2L4'T8, 1EB | 0.73657 | 0.4062 | 0.55147 | 0 | 0 | 0
495 | Residential, Existing, Multi Family, Base Fluorescent Fixture w/2L4'T12, 34W, 1EE, ECM-252, RET 2L4'T8, 1EB | 0.73657 | 0.4062 | 0.55147 | 0 | 0 | 0
496 | Residential, New, Multi Family, Base Fluorescent Fixture w/2L4'T12, 34W, 1EE, ECM-252, RET 2L4'T8, 1EB | 0.73657 | 0.4062 | 0.55147 | 0 | 0 | 0
497 | Residential, Existing, Mobile Home, Base Fluorescent Fixture w/2L4'T12, 34W, 1EE, ECM-252, RET 2L4'T8, 1EB | 0.73657 | 0.4062 | 0.55147 | 0 | 0 | 0
498 | Residential, New, Mobile Home, Base Fluorescent Fixture w/2L4'T12, 34W, 1EE, ECM-252, RET 2L4'T8, 1EB | 0.73657 | 0.4062 | 0.55147 | 0 | 0 | 0
499 | Residential, Existing, Single Family, Base Outdoor Lighting, ECM-261, CFL - medium screw based <30 Watts | 0.73657 | 0.18214 | 0.46825 | 0 | 0 | 0
500 | Residential, New, Single Family, Base Outdoor Lighting, ECM-261, CFL - medium screw based <30 Watts | 0.73657 | 0.18214 | 0.46825 | 0 | 0 | 0
501 | Residential, Existing, Multi Family, Base Outdoor Lighting, ECM-261, CFL - medium screw based <30 Watts | 0.73657 | 0.17728 | 0.45577 | 0 | 0 | 0
502 | Residential, New, Multi Family, Base Outdoor Lighting, ECM-261, CFL - medium screw based <30 Watts | 0.73657 | 0.17728 | 0.45577 | 0 | 0 | 0
503 | Residential, Existing, Mobile Home, Base Outdoor Lighting, ECM-261, CFL - medium screw based <30 Watts | 0.73657 | 0.17513 | 0.45023 | 0 | 0 | 0
504 | Residential, New, Mobile Home, Base Outdoor Lighting, ECM-261, CFL - medium screw based <30 Watts | 0.73657 | 0.17513 | 0.45023 | 0 | 0 | 0
505 | Residential, Existing, Single Family, Base Outdoor Lighting, ECM-262, Photocell/timeclock | 0.73657 | 0.13194 | 0.17913 | 0 | 0 | 0
506 | Residential, New, Single Family, Base Outdoor Lighting, ECM-262, Photocell/timeclock | 0.73657 | 0.13194 | 0.17913 | 0 | 0 | 0
507 | Residential, Existing, Multi Family, Base Outdoor Lighting, ECM-262, Photocell/timeclock | 0.73657 | 0.13023 | 0.17681 | 0 | 0 | 0
508 | Residential, New, Multi Family, Base Outdoor Lighting, ECM-262, Photocell/timeclock | 0.73657 | 0.13023 | 0.17681 | 0 | 0 | 0
509 | Residential, Existing, Mobile Home, Base Outdoor Lighting, ECM-262, Photocell/timeclock | 0.73657 | 0.12947 | 0.17577 | 0 | 0 | 0
510 | Residential, New, Mobile Home, Base Outdoor Lighting, ECM-262, Photocell/timeclock | 0.73657 | 0.12947 | 0.17577 | 0 | 0 | 0
511 | Residential, Existing, Single Family, Base Outdoor Lighting, ECM-263, LED 13W Outdoor | 0.73657 | 2.1172 | 3.8403 | 1.7888 | 2.5505 | 34.189
512 | Residential, New, Single Family, Base Outdoor Lighting, ECM-263, LED 13W Outdoor | 0.73657 | 2.1172 | 3.8403 | 0.0092788 | 0.01323 | 0.17735
513 | Residential, Existing, Multi Family, Base Outdoor Lighting, ECM-263, LED 13W Outdoor | 0.73657 | 2.1172 | 3.8403 | 0.25097 | 0.35783 | 4.7967
514 | Residential, New, Multi Family, Base Outdoor Lighting, ECM-263, LED 13W Outdoor | 0.73657 | 2.1172 | 3.8403 | 0.0088701 | 0.012647 | 0.16953
515 | Residential, Existing, Mobile Home, Base Outdoor Lighting, ECM-263, LED 13W Outdoor | 0.73657 | 2.1172 | 3.8403 | 0.15353 | 0.21891 | 2.9344
516 | Residential, New, Mobile Home, Base Outdoor Lighting, ECM-263, LED 13W Outdoor | 0.73657 | 2.1172 | 3.8403 | 0.00013431 | 0.0001915 | 0.002567
517 | Residential, Existing, Single Family, Base Refrigerator (18 cf w/top-mount freezer, no through-door ice), ECM-301, HE Refrigerator - Energy Star version | 0.73666 | 1.1734 | 1.9313 | 5.8808 | 5.4627 | 44.2413
518 | Residential, New, Single Family, Base Refrigerator (18 cf w/top-mount freezer, no through-door ice), ECM-301, HE Refrigerator - Energy Star version | 0.73666 | 1.1734 | 1.9313 | 0.030505 | 0.028336 | 0.22949
519 | Residential, Existing, Multi Family, Base Refrigerator (18 cf w/top-mount freezer, no through-door ice), ECM-301, HE Refrigerator - Energy Star version | 0.73666 | 1.4878 | 2.4488 | 0.80133 | 0.74436 | 6.0284
520 | Residential, New, Multi Family, Base Refrigerator (18 cf w/top-mount freezer, no through-door ice), ECM-301, HE Refrigerator - Energy Star version | 0.73666 | 1.4878 | 2.4488 | 0.028322 | 0.026308 | 0.21307
521 | Residential, Existing, Mobile Home, Base Refrigerator (18 cf w/top-mount freezer, no through-door ice), ECM-301, HE Refrigerator - Energy Star version | 0.73666 | 1.1902 | 1.959 | 0.51414 | 0.47758 | 3.8679
522 | Residential, New, Mobile Home, Base Refrigerator (18 cf w/top-mount freezer, no through-door ice), ECM-301, HE Refrigerator - Energy Star version | 0.73666 | 1.1902 | 1.959 | 0.00044976 | 0.00041779 | 0.0033836
523 | Residential, Existing, Single Family, Base Refrigerator (18 cf w/top-mount freezer, no through-door ice), ECM-302, Refrigerator Recycling | 0.73666 | 2.767 | 5.0185 | 0.80459 | 0.74739 | 6.053
524 | Residential, New, Single Family, Base Refrigerator (18 cf w/top-mount freezer, no through-door ice), ECM-302, Refrigerator Recycling | 0.73666 | 2.767 | 5.0185 | 0.0041736 | 0.0038769 | 0.031398
525 | Residential, Existing, Multi Family, Base Refrigerator (18 cf w/top-mount freezer, no through-door ice), ECM-302, Refrigerator Recycling | 0.73666 | 3.4588 | 6.2731 | 0.014507 | 0.013476 | 0.10914
526 | Residential, New, Multi Family, Base Refrigerator (18 cf w/top-mount freezer, no through-door ice), ECM-302, Refrigerator Recycling | 0.73666 | 3.4588 | 6.2731 | 0.00051274 | 0.00047628 | 0.0038574
527 | Residential, Existing, Mobile Home, Base Refrigerator (18 cf w/top-mount freezer, no through-door ice), ECM-302, Refrigerator Recycling | 0.73666 | 2.767 | 5.0185 | 0.0094494 | 0.0087776 | 0.071089
528 | Residential, New, Mobile Home, Base Refrigerator (18 cf w/top-mount freezer, no through-door ice), ECM-302, Refrigerator Recycling | 0.73666 | 2.767 | 5.0185 | 8.27e-06 | 7.68e-06 | 6.219e-05
529 | Residential, Existing, Single Family, Base Freezer, ECM-351, HE Freezer | 0.73666 | 0.57547 | 1.0437 | 0 | 0 | 0
530 | Residential, New, Single Family, Base Freezer, ECM-351, HE Freezer | 0.73666 | 0.57547 | 1.0437 | 0 | 0 | 0
531 | Residential, Existing, Multi Family, Base Freezer, ECM-351, HE Freezer | 0.73666 | 0.7258 | 1.3164 | 0 | 0 | 0
532 | Residential, New, Multi Family, Base Freezer, ECM-351, HE Freezer | 0.73666 | 0.7258 | 1.3164 | 0 | 0 | 0
533 | Residential, Existing, Mobile Home, Base Freezer, ECM-351, HE Freezer | 0.73666 | 0.5814 | 1.0545 | 0 | 0 | 0
534 | Residential, New, Mobile Home, Base Freezer, ECM-351, HE Freezer | 0.73666 | 0.5814 | 1.0545 | 0 | 0 | 0
535 | Residential, Existing, Single Family, Base Freezer, ECM-352, Freezer Recycling | 0.73666 | 1.6623 | 3.0149 | 0.1853 | 0.17213 | 1.394
536 | Residential, New, Single Family, Base Freezer, ECM-352, Freezer Recycling | 0.73666 | 1.6623 | 3.0149 | 0.00096119 | 0.00089286 | 0.0072311
537 | Residential, Existing, Multi Family, Base Freezer, ECM-352, Freezer Recycling | 0.73666 | 2.0779 | 3.7686 | 0.0037742 | 0.0035058 | 0.028393
538 | Residential, New, Multi Family, Base Freezer, ECM-352, Freezer Recycling | 0.73666 | 2.0779 | 3.7686 | 0.00013339 | 0.00012391 | 0.0010035
539 | Residential, Existing, Mobile Home, Base Freezer, ECM-352, Freezer Recycling | 0.73666 | 1.6623 | 3.0149 | 0.0018437 | 0.0017127 | 0.013871
540 | Residential, New, Mobile Home, Base Freezer, ECM-352, Freezer Recycling | 0.73666 | 1.6623 | 3.0149 | 1.61e-06 | 1.5e-06 | 1.213e-05
541 | Residential, Existing, Single Family, Base 40 gal. Water Heating (EF=0.948), ECM-401, Heat Pump Water Heater (EF=2.3) | 0.73665 | 0.26782 | 0.49845 | 0 | 0 | 0
542 | Residential, New, Single Family, Base 40 gal. Water Heating (EF=0.948), ECM-401, Heat Pump Water Heater (EF=2.3) | 0.73665 | 0.26782 | 0.49845 | 0 | 0 | 0
543 | Residential, Existing, Multi Family, Base 40 gal. Water Heating (EF=0.948), ECM-401, Heat Pump Water Heater (EF=2.3) | 0.73667 | 0.17495 | 0.3256 | 0 | 0 | 0
544 | Residential, New, Multi Family, Base 40 gal. Water Heating (EF=0.948), ECM-401, Heat Pump Water Heater (EF=2.3) | 0.73667 | 0.17495 | 0.3256 | 0 | 0 | 0
545 | Residential, Existing, Mobile Home, Base 40 gal. Water Heating (EF=0.948), ECM-401, Heat Pump Water Heater (EF=2.3) | 0.73665 | 0.2032 | 0.37819 | 0 | 0 | 0
546 | Residential, New, Mobile Home, Base 40 gal. Water Heating (EF=0.948), ECM-401, Heat Pump Water Heater (EF=2.3) | 0.73665 | 0.2032 | 0.37819 | 0 | 0 | 0
547 | Residential, Existing, Single Family, Base 40 gal. Water Heating (EF=0.948), ECM-403, Solar Water Heat | 0.73657 | 0.099215 | 0.15776 | 0 | 0 | 0
548 | Residential, New, Single Family, Base 40 gal. Water Heating (EF=0.948), ECM-403, Solar Water Heat | 0.73657 | 0.099215 | 0.15776 | 0 | 0 | 0
549 | Residential, Existing, Multi Family, Base 40 gal. Water Heating (EF=0.948), ECM-403, Solar Water Heat | 0.73659 | 0.06481 | 0.10305 | 0 | 0 | 0
550 | Residential, New, Multi Family, Base 40 gal. Water Heating (EF=0.948), ECM-403, Solar Water Heat | 0.73659 | 0.06481 | 0.10305 | 0 | 0 | 0
551 | Residential, Existing, Mobile Home, Base 40 gal. Water Heating (EF=0.948), ECM-403, Solar Water Heat | 0.73657 | 0.07528 | 0.1197 | 0 | 0 | 0
552 | Residential, New, Mobile Home, Base 40 gal. Water Heating (EF=0.948), ECM-403, Solar Water Heat | 0.73657 | 0.07528 | 0.1197 | 0 | 0 | 0
553 | Residential, Existing, Single Family, Base 40 gal. Water Heating (EF=0.948), ECM-404, AC Heat Recovery Units | 0.73674 | 0.10657 | 0.19833 | 0 | 0 | 0
554 | Residential, New, Single Family, Base 40 gal. Water Heating (EF=0.948), ECM-404, AC Heat Recovery Units | 0.73674 | 0.10657 | 0.19833 | 0 | 0 | 0
555 | Residential, Existing, Multi Family, Base 40 gal. Water Heating (EF=0.948), ECM-404, AC Heat Recovery Units | 0.73678 | 0.069623 | 0.12956 | 0 | 0 | 0
556 | Residential, New, Multi Family, Base 40 gal. Water Heating (EF=0.948), ECM-404, AC Heat Recovery Units | 0.73678 | 0.069623 | 0.12956 | 0 | 0 | 0
557 | Residential, Existing, Mobile Home, Base 40 gal. Water Heating (EF=0.948), ECM-404, AC Heat Recovery Units | 0.73674 | 0.080864 | 0.15048 | 0 | 0 | 0
558 | Residential, New, Mobile Home, Base 40 gal. Water Heating (EF=0.948), ECM-404, AC Heat Recovery Units | 0.73674 | 0.080864 | 0.15048 | 0 | 0 | 0
559 | Residential, Existing, Single Family, Base 40 gal. Water Heating (EF=0.948), ECM-405, Low Flow Showerhead | 0.73665 | 2.1339 | 3.9715 | 1.4675 | 4.9552 | 21.4212
560 | Residential, New, Single Family, Base 40 gal. Water Heating (EF=0.948), ECM-405, Low Flow Showerhead | 0.73665 | 2.1339 | 3.9715 | 0.0076121 | 0.025704 | 0.11112
561 | Residential, Existing, Multi Family, Base 40 gal. Water Heating (EF=0.948), ECM-405, Low Flow Showerhead | 0.73667 | 1.394 | 2.5943 | 0.16265 | 0.48792 | 2.0074
562 | Residential, New, Multi Family, Base 40 gal. Water Heating (EF=0.948), ECM-405, Low Flow Showerhead | 0.73667 | 1.394 | 2.5943 | 0.0057486 | 0.017245 | 0.070949
563 | Residential, Existing, Mobile Home, Base 40 gal. Water Heating (EF=0.948), ECM-405, Low Flow Showerhead | 0.73665 | 1.6191 | 3.0134 | 0.10271 | 0.3081 | 1.4723
564 | Residential, New, Mobile Home, Base 40 gal. Water Heating (EF=0.948), ECM-405, Low Flow Showerhead | 0.73665 | 1.6191 | 3.0134 | 8.985e-05 | 0.00026952 | 0.001288
565 | Residential, Existing, Single Family, Base 40 gal. Water Heating (EF=0.948), ECM-406, Pipe Wrap | 0.73665 | 0.71193 | 1.2126 | 0 | 0 | 0
566 | Residential, New, Single Family, Base 40 gal. Water Heating (EF=0.948), ECM-406, Pipe Wrap | 0.73665 | 0.71193 | 1.2126 | 0 | 0 | 0
567 | Residential, Existing, Multi Family, Base 40 gal. Water Heating (EF=0.948), ECM-406, Pipe Wrap | 0.73667 | 0.46506 | 0.79208 | 0 | 0 | 0
568 | Residential, New, Multi Family, Base 40 gal. Water Heating (EF=0.948), ECM-406, Pipe Wrap | 0.73667 | 0.46506 | 0.79208 | 0 | 0 | 0
569 | Residential, Existing, Mobile Home, Base 40 gal. Water Heating (EF=0.948), ECM-406, Pipe Wrap | 0.73665 | 0.54016 | 0.92002 | 0 | 0 | 0
570 | Residential, New, Mobile Home, Base 40 gal. Water Heating (EF=0.948), ECM-406, Pipe Wrap | 0.73665 | 0.54016 | 0.92002 | 0 | 0 | 0
571 | Residential, Existing, Single Family, Base 40 gal. Water Heating (EF=0.948), ECM-407, Faucet Aerators | 0.73665 | 2.6646 | 4.9592 | 0.61748 | 2.0851 | 9.0136
572 | Residential, New, Single Family, Base 40 gal. Water Heating (EF=0.948), ECM-407, Faucet Aerators | 0.73665 | 2.6646 | 4.9592 | 0.003203 | 0.010816 | 0.046755
573 | Residential, Existing, Multi Family, Base 40 gal. Water Heating (EF=0.948), ECM-407, Faucet Aerators | 0.73667 | 1.7406 | 3.2395 | 0.068439 | 0.2053 | 0.84468
574 | Residential, New, Multi Family, Base 40 gal. Water Heating (EF=0.948), ECM-407, Faucet Aerators | 0.73667 | 1.7406 | 3.2395 | 0.0024189 | 0.0072562 | 0.029854
575 | Residential, Existing, Mobile Home, Base 40 gal. Water Heating (EF=0.948), ECM-407, Faucet Aerators | 0.73665 | 2.0217 | 3.7628 | 0.043216 | 0.12964 | 0.61953
576 | Residential, New, Mobile Home, Base 40 gal. Water Heating (EF=0.948), ECM-407, Faucet Aerators | 0.73665 | 2.0217 | 3.7628 | 3.781e-05 | 0.00011341 | 0.00054196
577 | Residential, Existing, Single Family, Base 40 gal. Water Heating (EF=0.948), ECM-408, Water Heater Blanket | 0.73665 | 4.7225 | 9.8712 | 3.0257 | 10.2169 | 44.167
578 | Residential, New, Single Family, Base 40 gal. Water Heating (EF=0.948), ECM-408, Water Heater Blanket | 0.73665 | 4.7225 | 9.8712 | 0.015695 | 0.052997 | 0.2291
579 | Residential, Existing, Multi Family, Base 40 gal. Water Heating (EF=0.948), ECM-408, Water Heater Blanket | 0.73667 | 3.0849 | 6.4481 | 0.33535 | 1.006 | 4.139
580 | Residential, New, Multi Family, Base 40 gal. Water Heating (EF=0.948), ECM-408, Water Heater Blanket | 0.73667 | 3.0849 | 6.4481 | 0.011853 | 0.035556 | 0.14629
581 | Residential, Existing, Mobile Home, Base 40 gal. Water Heating (EF=0.948), ECM-408, Water Heater Blanket | 0.73665 | 3.5831 | 7.4897 | 0.21176 | 0.63525 | 3.0357
582 | Residential, New, Mobile Home, Base 40 gal. Water Heating (EF=0.948), ECM-408, Water Heater Blanket | 0.73665 | 3.5831 | 7.4897 | 0.00018525 | 0.00055571 | 0.0026556
583 | Residential, Existing, Single Family, Base 40 gal. Water Heating (EF=0.948), ECM-409, Water Heater Temperature Check and Adjustment | 0.73665 | 0.82449 | 1.8631 | 0 | 0 | 0
584 | Residential, New, Single Family, Base 40 gal. Water Heating (EF=0.948), ECM-409, Water Heater Temperature Check and Adjustment | 0.73665 | 0.82449 | 1.8631 | 0 | 0 | 0
585 | Residential, Existing, Multi Family, Base 40 gal. Water Heating (EF=0.948), ECM-409, Water Heater Temperature Check and Adjustment | 0.73667 | 0.53859 | 1.217 | 0 | 0 | 0
586 | Residential, New, Multi Family, Base 40 gal. Water Heating (EF=0.948), ECM-409, Water Heater Temperature Check and Adjustment | 0.73667 | 0.53859 | 1.217 | 0 | 0 | 0
587 | Residential, Existing, Mobile Home, Base 40 gal. Water Heating (EF=0.948), ECM-409, Water Heater Temperature Check and Adjustment | 0.73665 | 0.62557 | 1.4136 | 0 | 0 | 0
588 | Residential, New, Mobile Home, Base 40 gal. Water Heating (EF=0.948), ECM-409, Water Heater Temperature Check and Adjustment | 0.73665 | 0.62557 | 1.4136 | 0 | 0 | 0
589 | Residential, Existing, Single Family, Base 40 gal. Water Heating (EF=0.948), ECM-410, Water Heater Timeclock | 0.73665 | 0.64213 | 1.1951 | 0 | 0 | 0
590 | Residential, New, Single Family, Base 40 gal. Water Heating (EF=0.948), ECM-410, Water Heater Timeclock | 0.73665 | 0.64213 | 1.1951 | 0 | 0 | 0
591 | Residential, Existing, Multi Family, Base 40 gal. Water Heating (EF=0.948), ECM-410, Water Heater Timeclock | 0.73667 | 0.41947 | 0.78066 | 0 | 0 | 0
592 | Residential, New, Multi Family, Base 40 gal. Water Heating (EF=0.948), ECM-410, Water Heater Timeclock | 0.73667 | 0.41947 | 0.78066 | 0 | 0 | 0
593 | Residential, Existing, Mobile Home, Base 40 gal. Water Heating (EF=0.948), ECM-410, Water Heater Timeclock | 0.73665 | 0.4872 | 0.90676 | 0 | 0 | 0
594 | Residential, New, Mobile Home, Base 40 gal. Water Heating (EF=0.948), ECM-410, Water Heater Timeclock | 0.73665 | 0.4872 | 0.90676 | 0 | 0 | 0
595 | Residential, Existing, Single Family, Base 40 gal. Water Heating (EF=0.948), ECM-411, Heat Trap | 0.73665 | 3.5385 | 6.5856 | 2.3701 | 8.0032 | 34.5972
596 | Residential, New, Single Family, Base 40 gal. Water Heating (EF=0.948), ECM-411, Heat Trap | 0.73665 | 3.5385 | 6.5856 | 0.012294 | 0.041514 | 0.17946
597 | Residential, Existing, Multi Family, Base 40 gal. Water Heating (EF=0.948), ECM-411, Heat Trap | 0.73667 | 2.3115 | 4.3019 | 0.26269 | 0.78803 | 3.2422
598 | Residential, New, Multi Family, Base 40 gal. Water Heating (EF=0.948), ECM-411, Heat Trap | 0.73667 | 2.3115 | 4.3019 | 0.0092845 | 0.027852 | 0.11459
599 | Residential, Existing, Mobile Home, Base 40 gal. Water Heating (EF=0.948), ECM-411, Heat Trap | 0.73665 | 2.6848 | 4.9968 | 0.16588 | 0.49761 | 2.378
600 | Residential, New, Mobile Home, Base 40 gal. Water Heating (EF=0.948), ECM-411, Heat Trap | 0.73665 | 2.6848 | 4.9968 | 0.00014511 | 0.0004353 | 0.0020802
601 | Residential, Existing, Single Family, Base Clotheswasher, ECM-502, Energy Star CW CEE Tier 2 | 0.73667 | 0.21788 | 0.39515 | 0 | 0 | 0
602 | Residential, New, Single Family, Base Clotheswasher, ECM-502, Energy Star CW CEE Tier 2 | 0.73667 | 0.21788 | 0.39515 | 0 | 0 | 0
603 | Residential, Existing, Multi Family, Base Clotheswasher, ECM-502, Energy Star CW CEE Tier 2 | 0.73667 | 0.21788 | 0.39515 | 0 | 0 | 0
604 | Residential, New, Multi Family, Base Clotheswasher, ECM-502, Energy Star CW CEE Tier 2 | 0.73667 | 0.21788 | 0.39515 | 0 | 0 | 0
605 | Residential, Existing, Mobile Home, Base Clotheswasher, ECM-502, Energy Star CW CEE Tier 2 | 0.73667 | 0.21788 | 0.39515 | 0 | 0 | 0
606 | Residential, New, Mobile Home, Base Clotheswasher, ECM-502, Energy Star CW CEE Tier 2 | 0.73667 | 0.21788 | 0.39515 | 0 | 0 | 0
607 | Residential, Existing, Single Family, Base Clotheswasher, ECM-503, Energy Star CW CEE Tier 2 | 0.73667 | 0.19367 | 0.35125 | 0 | 0 | 0
608 | Residential, New, Single Family, Base Clotheswasher, ECM-503, Energy Star CW CEE Tier 2 | 0.73667 | 0.19367 | 0.35125 | 0 | 0 | 0
609 | Residential, Existing, Multi Family, Base Clotheswasher, ECM-503, Energy Star CW CEE Tier 2 | 0.73667 | 0.19367 | 0.35125 | 0 | 0 | 0
610 | Residential, New, Multi Family, Base Clotheswasher, ECM-503, Energy Star CW CEE Tier 2 | 0.73667 | 0.19367 | 0.35125 | 0 | 0 | 0
611 | Residential, Existing, Mobile Home, Base Clotheswasher, ECM-503, Energy Star CW CEE Tier 2 | 0.73667 | 0.19367 | 0.35125 | 0 | 0 | 0
612 | Residential, New, Mobile Home, Base Clotheswasher, ECM-503, Energy Star CW CEE Tier 2 | 0.73667 | 0.19367 | 0.35125 | 0 | 0 | 0
613 | Residential, Existing, Single Family, Base Dishwasher, ECM-701, Energy Star DW | 0.73661 | 0.25126 | 0.42797 | 0 | 0 | 0
614 | Residential, New, Single Family, Base Dishwasher, ECM-701, Energy Star DW | 0.73661 | 0.25126 | 0.42797 | 0 | 0 | 0
615 | Residential, Existing, Multi Family, Base Dishwasher, ECM-701, Energy Star DW | 0.73661 | 0.19297 | 0.32868 | 0 | 0 | 0
616 | Residential, New, Multi Family, Base Dishwasher, ECM-701, Energy Star DW | 0.73661 | 0.19297 | 0.32868 | 0 | 0 | 0
617 | Residential, Existing, Mobile Home, Base Dishwasher, ECM-701, Energy Star DW | 0.73661 | 0.19297 | 0.32868 | 0 | 0 | 0
618 | Residential, New, Mobile Home, Base Dishwasher, ECM-701, Energy Star DW | 0.73661 | 0.19297 | 0.32868 | 0 | 0 | 0
619 | Residential, Existing, Single Family, Base Pool Pump and Motor (1.5 hp), ECM-801, Two Speed Pool Pump (1.5 hp) | 0.73668 | 1.0766 | 2.4327 | 14.7881 | 2.8754 | 69.2646
620 | Residential, New, Single Family, Base Pool Pump and Motor (1.5 hp), ECM-801, Two Speed Pool Pump (1.5 hp) | 0.73668 | 1.0766 | 2.4327 | 0.076709 | 0.014915 | 0.35929
621 | Residential, Existing, Multi Family, Base Pool Pump and Motor (1.5 hp), ECM-801, Two Speed Pool Pump (1.5 hp) | 0.73668 | 1.0766 | 2.4327 | 0.78493 | 0.15262 | 3.6765
622 | Residential, New, Multi Family, Base Pool Pump and Motor (1.5 hp), ECM-801, Two Speed Pool Pump (1.5 hp) | 0.73668 | 1.0766 | 2.4327 | 0.027742 | 0.0053943 | 0.12994
623 | Residential, Existing, Mobile Home, Base Pool Pump and Motor (1.5 hp), ECM-801, Two Speed Pool Pump (1.5 hp) | 0.73668 | 1.0766 | 2.4327 | 0.2301 | 0.044741 | 1.0777
624 | Residential, New, Mobile Home, Base Pool Pump and Motor (1.5 hp), ECM-801, Two Speed Pool Pump (1.5 hp) | 0.73668 | 1.0766 | 2.4327 | 0.00020129 | 3.914e-05 | 0.0009428
625 | Residential, Existing, Single Family, Base Pool Pump and Motor (1.5 hp), ECM-802, High Efficiency One Speed Pool Pump (1.5 hp) | 0.73668 | 2.8454 | 6.4295 | 15.1578 | 2.9473 | 70.9962
626 | Residential, New, Single Family, Base Pool Pump and Motor (1.5 hp), ECM-802, High Efficiency One Speed Pool Pump (1.5 hp) | 0.73668 | 2.8454 | 6.4295 | 0.078627 | 0.015288 | 0.36827
627 | Residential, Existing, Multi Family, Base Pool Pump and Motor (1.5 hp), ECM-802, High Efficiency One Speed Pool Pump (1.5 hp) | 0.73668 | 2.8454 | 6.4295 | 0.80455 | 0.15644 | 3.7684
628 | Residential, New, Multi Family, Base Pool Pump and Motor (1.5 hp), ECM-802, High Efficiency One Speed Pool Pump (1.5 hp) | 0.73668 | 2.8454 | 6.4295 | 0.028436 | 0.0055291 | 0.13319
629 | Residential, Existing, Mobile Home, Base Pool Pump and Motor (1.5 hp), ECM-802, High Efficiency One Speed Pool Pump (1.5 hp) | 0.73668 | 2.8454 | 6.4295 | 0.23585 | 0.04586 | 1.1047
630 | Residential, New, Mobile Home, Base Pool Pump and Motor (1.5 hp), ECM-802, High Efficiency One Speed Pool Pump (1.5 hp) | 0.73668 | 2.8454 | 6.4295 | 0.00020632 | 4.012e-05 | 0.00096637
631 | Residential, Existing, Single Family, Base Pool Pump and Motor (1.5 hp), ECM-803, Variable-Speed Pool Pump (<1 hp) | 0.73668 | 0.35443 | 0.65961 | 0 | 0 | 0
632 | Residential, New, Single Family, Base Pool Pump and Motor (1.5 hp), ECM-803, Variable-Speed Pool Pump (<1 hp) | 0.73668 | 0.35443 | 0.65961 | 0 | 0 | 0
633 | Residential, Existing, Multi Family, Base Pool Pump and Motor (1.5 hp), ECM-803, Variable-Speed Pool Pump (<1 hp) | 0.73668 | 0.35443 | 0.65961 | 0 | 0 | 0
634 | Residential, New, Multi Family, Base Pool Pump and Motor (1.5 hp), ECM-803, Variable-Speed Pool Pump (<1 hp) | 0.73668 | 0.35443 | 0.65961 | 0 | 0 | 0
635 | Residential, Existing, Mobile Home, Base Pool Pump and Motor (1.5 hp), ECM-803, Variable-Speed Pool Pump (<1 hp) | 0.73668 | 0.35443 | 0.65961 | 0 | 0 | 0
636 | Residential, New, Mobile Home, Base Pool Pump and Motor (1.5 hp), ECM-803, Variable-Speed Pool Pump (<1 hp) | 0.73668 | 0.35443 | 0.65961 | 0 | 0 | 0
637 | Residential, Existing, Single Family, Base Pool Pump and Motor (1.5 hp), ECM-804, PV-Powered Pool Pumps | 0.73668 | 0.076635 | 0.14262 | 0 | 0 | 0
638 | Residential, New, Single Family, Base Pool Pump and Motor (1.5 hp), ECM-804, PV-Powered Pool Pumps | 0.73668 | 0.076635 | 0.14262 | 0 | 0 | 0
639 | Residential, Existing, Multi Family, Base Pool Pump and Motor (1.5 hp), ECM-804, PV-Powered Pool Pumps | 0.73668 | 0.076635 | 0.14262 | 0 | 0 | 0
640 | Residential, New, Multi Family, Base Pool Pump and Motor (1.5 hp), ECM-804, PV-Powered Pool Pumps | 0.73668 | 0.076635 | 0.14262 | 0 | 0 | 0
641 | Residential, Existing, Mobile Home, Base Pool Pump and Motor (1.5 hp), ECM-804, PV-Powered Pool Pumps | 0.73668 | 0.076635 | 0.14262 | 0 | 0 | 0
642 | Residential, New, Mobile Home, Base Pool Pump and Motor (1.5 hp), ECM-804, PV-Powered Pool Pumps | 0.73668 | 0.076635 | 0.14262 | 0 | 0 | 0
643 | Residential, Existing, Single Family, Base CRT TV, ECM-901, Energy Star TV | 0.73664 | 99999 | 99999 | 0.14416 | 0.12634 | 1.1504
644 | Residential, New, Single Family, Base CRT TV, ECM-901, Energy Star TV | 0.73664 | 99999 | 99999 | 0.00074779 | 0.00065534 | 0.0059672
645 | Residential, Existing, Multi Family, Base CRT TV, ECM-901, Energy Star TV | 0.73665 | 99999 | 99999 | 0.020459 | 0.017636 | 0.1614
646 | Residential, New, Multi Family, Base CRT TV, ECM-901, Energy Star TV | 0.73665 | 99999 | 99999 | 0.00072308 | 0.00062331 | 0.0057043
647 | Residential, Existing, Mobile Home, Base CRT TV, ECM-901, Energy Star TV | 0.73664 | 99999 | 99999 | 0.012373 | 0.010843 | 0.098735
648 | Residential, New, Mobile Home, Base CRT TV, ECM-901, Energy Star TV | 0.73664 | 99999 | 99999 | 1.082e-05 | 9.49e-06 | 8.637e-05
649 | Residential, Existing, Single Family, Base Large-screen TV, ECM-911, Energy Star TV | 0.73664 | 99999 | 99999 | 0.6383 | 0.55939 | 5.0935
650 | Residential, New, Single Family, Base Large-screen TV, ECM-911, Energy Star TV | 0.73664 | 99999 | 99999 | 0.003311 | 0.0029017 | 0.026421
651 | Residential, Existing, Multi Family, Base Large-screen TV, ECM-911, Energy Star TV | 0.73665 | 99999 | 99999 | 0.090586 | 0.078087 | 0.71462
652 | Residential, New, Multi Family, Base Large-screen TV, ECM-911, Energy Star TV | 0.73665 | 99999 | 99999 | 0.0032016 | 0.0027599 | 0.025257
653 | Residential, Existing, Mobile Home, Base Large-screen TV, ECM-911, Energy Star TV | 0.73664 | 99999 | 99999 | 0.054785 | 0.048012 | 0.43717
654 | Residential, New, Mobile Home, Base Large-screen TV, ECM-911, Energy Star TV | 0.73664 | 99999 | 99999 | 4.793e-05 | 4.2e-05 | 0.00038244
655 | Residential, Existing, Single Family, Base Set-Top Box, ECM-921, Energy Star Set-Top Box | 0.73664 | 99999 | 99999 | 2.0582 | 1.8037 | 16.4237
656 | Residential, New, Single Family, Base Set-Top Box, ECM-921, Energy Star Set-Top Box | 0.73664 | 99999 | 99999 | 0.010676 | 0.0093563 | 0.085193
657 | Residential, Existing, Multi Family, Base Set-Top Box, ECM-921, Energy Star Set-Top Box | 0.73665 | 99999 | 99999 | 0.29209 | 0.25178 | 2.3042
658 | Residential, New, Multi Family, Base Set-Top Box, ECM-921, Energy Star Set-Top Box | 0.73665 | 99999 | 99999 | 0.010323 | 0.008899 | 0.08144
659 | Residential, Existing, Mobile Home, Base Set-Top Box, ECM-921, Energy Star Set-Top Box | 0.73664 | 99999 | 99999 | 0.17665 | 0.15481 | 1.4096
660 | Residential, New, Mobile Home, Base Set-Top Box, ECM-921, Energy Star Set-Top Box | 0.73664 | 99999 | 99999 | 0.00015453 | 0.00013543 | 0.0012331
661 | Residential, Existing, Single Family, Base DVD Player, ECM-931, Energy Star DVD Player | 0.73664 | 99999 | 99999 | 0.38655 | 0.33876 | 3.0846
662 | Residential, New, Single Family, Base DVD Player, ECM-931, Energy Star DVD Player | 0.73664 | 99999 | 99999 | 0.0020051 | 0.0017572 | 0.016
663 | Residential, Existing, Multi Family, Base DVD Player, ECM-931, Energy Star DVD Player | 0.73665 | 99999 | 99999 | 0.054857 | 0.047288 | 0.43276
664 | Residential, New, Multi Family, Base DVD Player, ECM-931, Energy Star DVD Player | 0.73665 | 99999 | 99999 | 0.0019389 | 0.0016714 | 0.015295
665 | Residential, Existing, Mobile Home, Base DVD Player, ECM-931, Energy Star DVD Player | 0.73664 | 99999 | 99999 | 0.033177 | 0.029076 | 0.26475
666 | Residential, New, Mobile Home, Base DVD Player, ECM-931, Energy Star DVD Player | 0.73664 | 99999 | 99999 | 2.902e-05 | 2.543e-05 | 0.0002316
667 | Residential, Existing, Single Family, Base VCR, ECM-941, Energy Star VCR | 0.73664 | 99999 | 99999 | 0.14787 | 0.12959 | 1.18
668 | Residential, New, Single Family, Base VCR, ECM-941, Energy Star VCR | 0.73664 | 99999 | 99999 | 0.00076704 | 0.00067221 | 0.0061208
669 | Residential, Existing, Multi Family, Base VCR, ECM-941, Energy Star VCR | 0.73665 | 99999 | 99999 | 0.020985 | 0.01809 | 0.16555
670 | Residential, New, Multi Family, Base VCR, ECM-941, Energy Star VCR | 0.73665 | 99999 | 99999 | 0.0007417 | 0.00063936 | 0.0058512
671 | Residential, Existing, Mobile Home, Base VCR, ECM-941, Energy Star VCR | 0.73664 | 99999 | 99999 | 0.012692 | 0.011123 | 0.10128
672 | Residential, New, Mobile Home, Base VCR, ECM-941, Energy Star VCR | 0.73664 | 99999 | 99999 | 1.11e-05 | 9.73e-06 | 8.86e-05
673 | Residential, Existing, Single Family, Base Desktop PC, ECM-951, Energy Star Desktop PC | 0.73664 | 99999 | 99999 | 0.5763 | 0.50505 | 4.5987
674 | Residential, New, Single Family, Base Desktop PC, ECM-951, Energy Star Desktop PC | 0.73664 | 99999 | 99999 | 0.0029894 | 0.0026198 | 0.023855
675 | Residential, Existing, Multi Family, Base Desktop PC, ECM-951, Energy Star Desktop PC | 0.73665 | 99999 | 99999 | 0.081786 | 0.070501 | 0.6452
676 | Residential, New, Multi Family, Base Desktop PC, ECM-951, Energy Star Desktop PC | 0.73665 | 99999 | 99999 | 0.0028906 | 0.0024918 | 0.022804
677 | Residential, Existing, Mobile Home, Base Desktop PC, ECM-951, Energy Star Desktop PC | 0.73664 | 99999 | 99999 | 0.049463 | 0.043348 | 0.3947
678 | Residential, New, Mobile Home, Base Desktop PC, ECM-951, Energy Star Desktop PC | 0.73664 | 99999 | 99999 | 4.327e-05 | 3.792e-05 | 0.00034528
679 | Residential, Existing, Single Family, Base Desktop PC, ECM-952, Smart Plug | 0.73664 | 0.17158 | 0.31934 | 0 | 0 | 0
680 | Residential, New, Single Family, Base Desktop PC, ECM-952, Smart Plug | 0.73664 | 0.17158 | 0.31934 | 0 | 0 | 0
681 | Residential, Existing, Multi Family, Base Desktop PC, ECM-952, Smart Plug | 0.73665 | 0.17158 | 0.31934 | 0 | 0 | 0
682 | Residential, New, Multi Family, Base Desktop PC, ECM-952, Smart Plug | 0.73665 | 0.17158 | 0.31934 | 0 | 0 | 0
683 | Residential, Existing, Mobile Home, Base Desktop PC, ECM-952, Smart Plug | 0.73664 | 0.17158 | 0.31934 | 0 | 0 | 0
684 | Residential, New, Mobile Home, Base Desktop PC, ECM-952, Smart Plug | 0.73664 | 0.17158 | 0.31934 | 0 | 0 | 0
685 | Residential, Existing, Single Family, Base Laptop PC, ECM-961, Energy Star Laptop PC | 0.73664 | 99999 | 99999 | 0.29965 | 0.2626 | 2.3911
686 | Residential, New, Single Family, Base Laptop PC, ECM-961, Energy Star Laptop PC | 0.73664 | 99999 | 99999 | 0.0015543 | 0.0013622 | 0.012403
687 | Residential, Existing, Multi Family, Base Laptop PC, ECM-961, Energy Star Laptop PC | 0.73665 | 99999 | 99999 | 0.042525 | 0.036658 | 0.33548
688 | Residential, New, Multi Family, Base Laptop PC, ECM-961, Energy Star Laptop PC | 0.73665 | 99999 | 99999 | 0.001503 | 0.0012956 | 0.011857
689 | Residential, Existing, Mobile Home, Base Laptop PC, ECM-961, Energy Star Laptop PC | 0.73664 | 99999 | 99999 | 0.025719 | 0.022539 | 0.20523
690 | Residential, New, Mobile Home, Base Laptop PC, ECM-961, Energy Star Laptop PC | 0.73664 | 99999 | 99999 | 2.25e-05 | 1.972e-05 | 0.00017953
Commercial
691 | Commercial, New, Office, Base New Lighting, ECM-101, Lighting 15% More Efficient Design | 0.83237 | 3.54 | 4.25 | 0.030461 | 0.0087706 | 0.20866
692 | Commercial, New, Restaurant, Base New Lighting, ECM-101, Lighting 15% More Efficient Design | 0.83236 | 7.71 | 9.26 | 0.034071 | 0.0067536 | 0.23258
693 | Commercial, New, Retail, Base New Lighting, ECM-101, Lighting 15% More Efficient Design | 0.83238 | 5.76 | 6.92 | 0.056791 | 0.0091661 | 0.34379
694 | Commercial, New, FoodStore, Base New Lighting, ECM-101, Lighting 15% More Efficient Design | 0.83235 | 8.49 | 10.2 | 0.00071286 | 0.00017149 | 0.0056224
695 | Commercial, New, School, Base New Lighting, ECM-101, Lighting 15% More Efficient Design | 0.83234 | 2.54 | 3.06 | 0.0013606 | 0.00092318 | 0.014093
696 | Commercial, New, College, Base New Lighting, ECM-101, Lighting 15% More Efficient Design | 0.83238 | 2.5 | 3 | 0.0020648 | 0.00043072 | 0.012605
697 | Commercial, New, Hospital, Base New Lighting, ECM-101, Lighting 15% More Efficient Design | 0.83235 | 4.28 | 5.14 | 0.002027 | 0.0005388 | 0.01624
698 | Commercial, New, Other Health, Base New Lighting, ECM-101, Lighting 15% More Efficient Design | 0.83238 | 12.57 | 15.1 | 0.019265 | 0.0051206 | 0.12023
699 | Commercial, New, Warehouse, Base New Lighting, ECM-101, Lighting 15% More Efficient Design | 0.83235 | 1.38 | 1.65 | 0.021594 | 0.0046714 | 0.15784
700 | Commercial, New, Hotel, Base New Lighting, ECM-101, Lighting 15% More Efficient Design | 0.83234 | 3.36 | 4.04 | 0.0067624 | 0.0022072 | 0.057298
701 | Commercial, New, Other, Base New Lighting, ECM-101, Lighting 15% More Efficient Design | 0.83235 | 2.72 | 3.27 | 0.012138 | 0.0023125 | 0.090758
702 | Commercial, New, Office, Base New Lighting, ECM-102, Lighting 25% More Efficient Design | 0.83237 | 2.02 | 2.43 | 0.036661 | 0.010556 | 0.25113
703 | Commercial, New, Restaurant, Base New Lighting, ECM-102, Lighting 25% More Efficient Design | 0.83236 | 4.41 | 5.3 | 0.041005 | 0.0081282 | 0.27991
704 | Commercial, New, Retail, Base New Lighting, ECM-102, Lighting 25% More Efficient Design | 0.83238 | 3.29 | 3.95 | 0.068349 | 0.011032 | 0.41376
705 | Commercial, New, FoodStore, Base New Lighting, ECM-102, Lighting 25% More Efficient Design | 0.83235 | 4.85 | 5.83 | 0.00085794 | 0.0002064 | 0.0067667
706 | Commercial, New, School, Base New Lighting, ECM-102, Lighting 25% More Efficient Design | 0.83234 | 1.45 | 1.75 | 0.0016375 | 0.0011111 | 0.016962
707 | Commercial, New, College, Base New Lighting, ECM-102, Lighting 25% More Efficient Design | 0.83238 | 1.43 | 1.72 | 0.0024851 | 0.00051838 | 0.01517
708 | Commercial, New, Hospital, Base New Lighting, ECM-102, Lighting 25% More Efficient Design | 0.83235 | 2.44 | 2.94 | 0.0024396 | 0.00064846 | 0.019545
709 | Commercial, New, Other Health, Base New Lighting, ECM-102, Lighting 25% More Efficient Design | 0.83238 | 7.19 | 8.63 | 0.023186 | 0.0061628 | 0.1447
710 | Commercial, New, Warehouse, Base New Lighting, ECM-102, Lighting 25% More Efficient Design | 0.83235 | 0.79 | 0.95 | 0 | 0 | 0
711 | Commercial, New, Hotel, Base New Lighting, ECM-102, Lighting 25% More Efficient Design | 0.83234 | 1.92 | 2.31 | 0.0081388 | 0.0026565 | 0.06896
712 | Commercial, New, Other, Base New Lighting, ECM-102, Lighting 25% More Efficient Design | 0.83235 | 1.56 | 1.87 | 0.014608 | 0.0027831 | 0.10923
713 | Commercial, Existing, Office, Base Fluorescent Fixture, 32W, EB, ECM-111, Premium T8, Elecctronic Ballast | 0.83246 | 6.2834 | 7.548 | 3.059 | 1.9509 | 15.4146
714 | Commercial, Existing, Restaurant, Base Fluorescent Fixture, 32W, EB, ECM-111, Premium T8, Elecctronic Ballast | 0.83244 | 6.7013 | 9.1107 | 0.8638 | 0.37924 | 4.3375
715 | Commercial, Existing, Retail, Base Fluorescent Fixture, 32W, EB, ECM-111, Premium T8, Elecctronic Ballast | 0.83246 | 6.4936 | 8.271 | 3.2214 | 1.1516 | 14.3449
716 | Commercial, Existing, FoodStore, Base Fluorescent Fixture, 32W, EB, ECM-111, Premium T8, Elecctronic Ballast | 0.83242 | 6.9762 | 11.49 | 0.12708 | 0.067711 | 0.73727
717 | Commercial, Existing, School, Base Fluorescent Fixture, 32W, EB, ECM-111, Premium T8, Elecctronic Ballast | 0.83244 | 5.0362 | 6.05 | 0.25854 | 0.38855 | 1.97
718 | Commercial, Existing, College, Base Fluorescent Fixture, 32W, EB, ECM-111, Premium T8, Elecctronic Ballast | 0.83247 | 4.0539 | 4.8697 | 0.3737 | 0.17265 | 1.6781
719 | Commercial, Existing, Hospital, Base Fluorescent Fixture, 32W, EB, ECM-111, Premium T8, Elecctronic Ballast | 0.83242 | 6.9178 | 10.7744 | 0.42698 | 0.25138 | 2.5164
720 | Commercial, Existing, Other Health, Base Fluorescent Fixture, 32W, EB, ECM-111, Premium T8, Elecctronic Ballast | 0.83248 | 6.3916 | 7.8986 | 1.118 | 0.65818 | 5.1324
721 | Commercial, Existing, Warehouse, Base Fluorescent Fixture, 32W, EB, ECM-111, Premium T8, Elecctronic Ballast | 0.83243 | 6.316 | 7.5874 | 1.9869 | 0.95205 | 10.6834
722 | Commercial, Existing, Hotel, Base Fluorescent Fixture, 32W, EB, ECM-111, Premium T8, Elecctronic Ballast | 0.83242 | 6.4244 | 7.9397 | 0.081711 | 0.059071 | 0.50928
723 | Commercial, Existing, Other, Base Fluorescent Fixture, 32W, EB, ECM-111, Premium T8, Elecctronic Ballast | 0.83242 | 6.5705 | 7.8933 | 0.57646 | 0.24325 | 3.1707
724 | Commercial, Existing, Office, Base Fluorescent Fixture, 32W, EB, ECM-112, Premium T8, EB, Reflector | 0.83246 | 3.6466 | 4.3805 | 1.7037 | 1.0865 | 8.5852
725 | Commercial, Existing, Restaurant, Base Fluorescent Fixture, 32W, EB, ECM-112, Premium T8, EB, Reflector | 0.83244 | 3.8891 | 5.2874 | 0.32073 | 0.14081 | 1.6105
726 | Commercial, Existing, Retail, Base Fluorescent Fixture, 32W, EB, ECM-112, Premium T8, EB, Reflector | 0.83246 | 3.7685 | 4.8001 | 1.1961 | 0.42758 | 5.3263
727 | Commercial, Existing, FoodStore, Base Fluorescent Fixture, 32W, EB, ECM-112, Premium T8, EB, Reflector | 0.83242 | 4.0487 | 6.6683 | 0.047184 | 0.025141 | 0.27375
728 | Commercial, Existing, School, Base Fluorescent Fixture, 32W, EB, ECM-112, Premium T8, EB, Reflector | 0.83244 | 2.8104 | 3.3761 | 0.080765 | 0.12138 | 0.61541
729 | Commercial, Existing, College, Base Fluorescent Fixture, 32W, EB, ECM-112, Premium T8, EB, Reflector | 0.83247 | 2.2622 | 2.7174 | 0.11674 | 0.053935 | 0.5242
730 | Commercial, Existing, Hospital, Base Fluorescent Fixture, 32W, EB, ECM-112, Premium T8, EB, Reflector | 0.83242 | 3.8603 | 6.0124 | 0.13338 | 0.078527 | 0.78608
731 | Commercial, Existing, Other Health, Base Fluorescent Fixture, 32W, EB, ECM-112, Premium T8, EB, Reflector | 0.83248 | 3.5666 | 4.4076 | 0.34924 | 0.20561 | 1.6033
732 | Commercial, Existing, Warehouse, Base Fluorescent Fixture, 32W, EB, ECM-112, Premium T8, EB, Reflector | 0.83243 | 3.5245 | 4.234 | 0.6207 | 0.29741 | 3.3374
733 | Commercial, Existing, Hotel, Base Fluorescent Fixture, 32W, EB, ECM-112, Premium T8, EB, Reflector | 0.83242 | 3.585 | 4.4306 | 0.025526 | 0.018453 | 0.15909
734 | Commercial, Existing, Other, Base Fluorescent Fixture, 32W, EB, ECM-112, Premium T8, EB, Reflector | 0.83242 | 3.6665 | 4.4046 | 0.18008 | 0.075989 | 0.99048
735 | Commercial, Existing, Office, Base Fluorescent Fixture, 32W, EB, ECM-113, Occupancy Sensor | 0.83246 | 0.45542 | 0.73092 | 0 | 0 | 0
736 | Commercial, Existing, Restaurant, Base Fluorescent Fixture, 32W, EB, ECM-113, Occupancy Sensor | 0.83244 | 0.32595 | 0.55855 | 0 | 0 | 0
737 | Commercial, Existing, Retail, Base Fluorescent Fixture, 32W, EB, ECM-113, Occupancy Sensor | 0.83246 | 0.31942 | 0.52607 | 0 | 0 | 0
738 | Commercial, Existing, FoodStore, Base Fluorescent Fixture, 32W, EB, ECM-113, Occupancy Sensor | 0.83242 | 0.33496 | 0.64436 | 0 | 0 | 0
739 | Commercial, Existing, School, Base Fluorescent Fixture, 32W, EB, ECM-113, Occupancy Sensor | 0.83244 | 0.29842 | 0.41986 | 0 | 0 | 0
740 | Commercial, Existing, College, Base Fluorescent Fixture, 32W, EB, ECM-113, Occupancy Sensor | 0.83247 | 0.28643 | 0.36482 | 0 | 0 | 0
741 | Commercial, Existing, Hospital, Base Fluorescent Fixture, 32W, EB, ECM-113, Occupancy Sensor | 0.83242 | 0.31782 | 0.5879 | 0 | 0 | 0
742 | Commercial, Existing, Other Health, Base Fluorescent Fixture, 32W, EB, ECM-113, Occupancy Sensor | 0.83248 | 0.30646 | 0.49185 | 0 | 0 | 0
743 | Commercial, Existing, Warehouse, Base Fluorescent Fixture, 32W, EB, ECM-113, Occupancy Sensor | 0.83243 | 0.30514 | 0.47525 | 0 | 0 | 0
744 | Commercial, Existing, Hotel, Base Fluorescent Fixture, 32W, EB, ECM-113, Occupancy Sensor | 0.83242 | 0.30644 | 0.49184 | 0 | 0 | 0
745 | Commercial, Existing, Other, Base Fluorescent Fixture, 32W, EB, ECM-113, Occupancy Sensor | 0.83242 | 0.4049 | 0.56969 | 0 | 0 | 0
746 | Commercial, Existing, Office, Base Fluorescent Fixture, 32W, EB, ECM-114, Continuous Dimming | 0.83246 | 0.12589 | 0.18336 | 0 | 0 | 0
747 | Commercial, Existing, Restaurant, Base Fluorescent Fixture, 32W, EB, ECM-114, Continuous Dimming | 0.83244 | 0.15079 | 0.24201 | 0 | 0 | 0
748 | Commercial, Existing, Retail, Base Fluorescent Fixture, 32W, EB, ECM-114, Continuous Dimming | 0.83246 | 0.14864 | 0.22403 | 0 | 0 | 0
749 | Commercial, Existing, FoodStore, Base Fluorescent Fixture, 32W, EB, ECM-114, Continuous Dimming | 0.83242 | 0.15608 | 0.28871 | 0 | 0 | 0
750 | Commercial, Existing, School, Base Fluorescent Fixture, 32W, EB, ECM-114, Continuous Dimming | 0.83244 | 0.12497 | 0.15918 | 0 | 0 | 0
751 | Commercial, Existing, College, Base Fluorescent Fixture, 32W, EB, ECM-114, Continuous Dimming | 0.83247 | 0.10973 | 0.13181 | 0 | 0 | 0
752 | Commercial, Existing, Hospital, Base Fluorescent Fixture, 32W, EB, ECM-114, Continuous Dimming | 0.83242 | 0.13595 | 0.23297 | 0 | 0 | 0
753 | Commercial, Existing, Other Health, Base Fluorescent Fixture, 32W, EB, ECM-114, Continuous Dimming | 0.83248 | 0.13207 | 0.19905 | 0 | 0 | 0
754 | Commercial, Existing, Warehouse, Base Fluorescent Fixture, 32W, EB, ECM-114, Continuous Dimming | 0.83243 | 0.13099 | 0.1908 | 0 | 0 | 0
755 | Commercial, Existing, Hotel, Base Fluorescent Fixture, 32W, EB, ECM-114, Continuous Dimming | 0.83242 | 0.13906 | 0.20256 | 0 | 0 | 0
756 | Commercial, Existing, Other, Base Fluorescent Fixture, 32W, EB, ECM-114, Continuous Dimming | 0.83242 | 0.17718 | 0.21897 | 0 | 0 | 0
757 | Commercial, Existing, Office, Base Fluorescent Fixture, 32W, EB, ECM-115, Lighting Control Tuneup | 0.83246 | 3.485 | 6.7038 | 0.075286 | 0.048013 | 0.37937
758 | Commercial, Existing, Restaurant, Base Fluorescent Fixture, 32W, EB, ECM-115, Lighting Control Tuneup | 0.83244 | 3.9063 | 7.5143 | 0.005294 | 0.0023243 | 0.026583
759 | Commercial, Existing, Retail, Base Fluorescent Fixture, 32W, EB, ECM-115, Lighting Control Tuneup | 0.83246 | 4.1222 | 7.9295 | 0.079282 | 0.028342 | 0.35304
760 | Commercial, Existing, FoodStore, Base Fluorescent Fixture, 32W, EB, ECM-115, Lighting Control Tuneup | 0.83242 | 9.7243 | 18.7066 | 0.001947 | 0.0010374 | 0.011296
761 | Commercial, Existing, School, Base Fluorescent Fixture, 32W, EB, ECM-115, Lighting Control Tuneup | 0.83244 | 2.6623 | 5.1214 | 0.0034659 | 0.0052089 | 0.02641
762 | Commercial, Existing, College, Base Fluorescent Fixture, 32W, EB, ECM-115, Lighting Control Tuneup | 0.83247 | 2.6971 | 5.188 | 0.0080474 | 0.0037181 | 0.036137
763 | Commercial, Existing, Hospital, Base Fluorescent Fixture, 32W, EB, ECM-115, Lighting Control Tuneup | 0.83242 | 4.7981 | 9.23 | 0.009195 | 0.0054133 | 0.054189
764 | Commercial, Existing, Other Health, Base Fluorescent Fixture, 32W, EB, ECM-115, Lighting Control Tuneup | 0.83248 | 9.0925 | 17.4899 | 0.024075 | 0.014174 | 0.11053
765 | Commercial, Existing, Warehouse, Base Fluorescent Fixture, 32W, EB, ECM-115, Lighting Control Tuneup | 0.83243 | 0.68729 | 1.3221 | 0 | 0 | 0
766 | Commercial, Existing, Hotel, Base Fluorescent Fixture, 32W, EB, ECM-115, Lighting Control Tuneup | 0.83242 | 0.89946 | 1.7303 | 0 | 0 | 0
767 | Commercial, Existing, Other, Base Fluorescent Fixture, 32W, EB, ECM-115, Lighting Control Tuneup | 0.83242 | 2.2715 | 4.3697 | 0.007728 | 0.003261 | 0.042506
768 | Commercial, Existing, Office, Base T8, EB, ECM-121, ROB Premium T8, 1EB | 0.83246 | 2.4799 | 2.979 | 1.0413 | 0.66409 | 5.2472
769 | Commercial, Existing, Restaurant, Base T8, EB, ECM-121, ROB Premium T8, 1EB | 0.83244 | 3.1847 | 4.3297 | 0.5311 | 0.23317 | 2.6669
770 | Commercial, Existing, Retail, Base T8, EB, ECM-121, ROB Premium T8, 1EB | 0.83246 | 3.0981 | 3.9461 | 1.3256 | 0.47388 | 5.903
771 | Commercial, Existing, FoodStore, Base T8, EB, ECM-121, ROB Premium T8, 1EB | 0.83242 | 3.3111 | 5.4534 | 0.01734 | 0.0092395 | 0.1006
772 | Commercial, Existing, School, Base T8, EB, ECM-121, ROB Premium T8, 1EB | 0.83244 | 2.3981 | 2.8808 | 0.030969 | 0.046543 | 0.23598
773 | Commercial, Existing, College, Base T8, EB, ECM-121, ROB Premium T8, 1EB | 0.83247 | 1.9341 | 2.3233 | 0.044851 | 0.020722 | 0.2014
774 | Commercial, Existing, Hospital, Base T8, EB, ECM-121, ROB Premium T8, 1EB | 0.83242 | 3.3005 | 5.1404 | 0.051247 | 0.03017 | 0.30202
775 | Commercial, Existing, Other Health, Base T8, EB, ECM-121, ROB Premium T8, 1EB | 0.83248 | 3.0336 | 3.7488 | 0.60068 | 0.35363 | 2.7576
776 | Commercial, Existing, Warehouse, Base T8, EB, ECM-121, ROB Premium T8, 1EB | 0.83243 | 2.9977 | 3.6012 | 0.23724 | 0.11367 | 1.2756
777 | Commercial, Existing, Hotel, Base T8, EB, ECM-121, ROB Premium T8, 1EB | 0.83242 | 3.0492 | 3.7683 | 0.043903 | 0.031739 | 0.27363
778 | Commercial, Existing, Other, Base T8, EB, ECM-121, ROB Premium T8, 1EB | 0.83242 | 3.1286 | 3.7585 | 0.31073 | 0.13112 | 1.7091
779 | Commercial, Existing, Office, Base T8, EB, ECM-122, ROB Premium T8, EB, Reflector | 0.83246 | 4.4659 | 5.3647 | 1.4397 | 0.91817 | 7.2549
780 | Commercial, Existing, Restaurant, Base T8, EB, ECM-122, ROB Premium T8, EB, Reflector | 0.83244 | 4.0277 | 5.4758 | 0.34379 | 0.15093 | 1.7263
781 | Commercial, Existing, Retail, Base T8, EB, ECM-122, ROB Premium T8, EB, Reflector | 0.83246 | 3.9181 | 4.9906 | 0.85807 | 0.30674 | 3.821
782 | Commercial, Existing, FoodStore, Base T8, EB, ECM-122, ROB Premium T8, EB, Reflector | 0.83242 | 4.1875 | 6.8969 | 0.011225 | 0.0059808 | 0.065122
783 | Commercial, Existing, School, Base T8, EB, ECM-122, ROB Premium T8, EB, Reflector | 0.83244 | 3.0329 | 3.6434 | 0.020047 | 0.030128 | 0.15275
784 | Commercial, Existing, College, Base T8, EB, ECM-122, ROB Premium T8, EB, Reflector | 0.83247 | 2.4461 | 2.9383 | 0.029033 | 0.013414 | 0.13037
785 | Commercial, Existing, Hospital, Base T8, EB, ECM-122, ROB Premium T8, EB, Reflector | 0.83242 | 4.1741 | 6.5011 | 0.033173 | 0.01953 | 0.1955
786 | Commercial, Existing, Other Health, Base T8, EB, ECM-122, ROB Premium T8, EB, Reflector | 0.83248 | 3.8366 | 4.7411 | 0.38882 | 0.22891 | 1.785
787 | Commercial, Existing, Warehouse, Base T8, EB, ECM-122, ROB Premium T8, EB, Reflector | 0.83243 | 3.7912 | 4.5544 | 0.15357 | 0.073581 | 0.82569
788 | Commercial, Existing, Hotel, Base T8, EB, ECM-122, ROB Premium T8, EB, Reflector | 0.83242 | 3.8563 | 4.7658 | 0.028419 | 0.020545 | 0.17712
789 | Commercial, Existing, Other, Base T8, EB, ECM-122, ROB Premium T8, EB, Reflector | 0.83242 | 3.9568 | 4.7534 | 0.20114 | 0.084876 | 1.1063
790 | Commercial, Existing, Office, Base T8, EB, ECM-123, Occupancy Sensor | 0.83246 | 0.398 | 0.63878 | 0 | 0 | 0
791 | Commercial, Existing, Restaurant, Base T8, EB, ECM-123, Occupancy Sensor | 0.83244 | 0.28776 | 0.49311 | 0 | 0 | 0
792 | Commercial, Existing, Retail, Base T8, EB, ECM-123, Occupancy Sensor | 0.83246 | 0.282 | 0.46444 | 0 | 0 | 0
793 | Commercial, Existing, FoodStore, Base T8, EB, ECM-123, Occupancy Sensor | 0.83242 | 0.29572 | 0.56887 | 0 | 0 | 0
794 | Commercial, Existing, School, Base T8, EB, ECM-123, Occupancy Sensor | 0.83244 | 0.274 | 0.3855 | 0 | 0 | 0
795 | Commercial, Existing, College, Base T8, EB, ECM-123, Occupancy Sensor | 0.83247 | 0.26299 | 0.33497 | 0 | 0 | 0
796 | Commercial, Existing, Hospital, Base T8, EB, ECM-123, Occupancy Sensor | 0.83242 | 0.29181 | 0.53979 | 0 | 0 | 0
797 | Commercial, Existing, Other Health, Base T8, EB, ECM-123, Occupancy Sensor | 0.83248 | 0.28138 | 0.4516 | 0 | 0 | 0
798 | Commercial, Existing, Warehouse, Base T8, EB, ECM-123, Occupancy Sensor | 0.83243 | 0.28018 | 0.43636 | 0 | 0 | 0
799 | Commercial, Existing, Hotel, Base T8, EB, ECM-123, Occupancy Sensor | 0.83242 | 0.28136 | 0.4516 | 0 | 0 | 0
800 | Commercial, Existing, Other, Base T8, EB, ECM-123, Occupancy Sensor | 0.83242 | 0.37177 | 0.52307 | 0 | 0 | 0
801 | Commercial, Existing, Office, Base T8, EB, ECM-124, Lighting Control Tuneup | 0.83246 | 1.4073 | 2.7071 | 0.030401 | 0.019388 | 0.15319
802 | Commercial, Existing, Restaurant, Base T8, EB, ECM-124, Lighting Control Tuneup | 0.83244 | 1.6872 | 3.2456 | 0.0034299 | 0.0015058 | 0.017223
803 | Commercial, Existing, Retail, Base T8, EB, ECM-124, Lighting Control Tuneup | 0.83246 | 1.7805 | 3.4249 | 0.034243 | 0.012241 | 0.15249
804 | Commercial, Existing, FoodStore, Base T8, EB, ECM-124, Lighting Control Tuneup | 0.83242 | 5.5915 | 10.7564 | 0.00037317 | 0.00019884 | 0.002165
805 | Commercial, Existing, School, Base T8, EB, ECM-124, Lighting Control Tuneup | 0.83244 | 1.1499 | 2.2121 | 0.00049901 | 0.00074995 | 0.0038023
806 | Commercial, Existing, College, Base T8, EB, ECM-124, Lighting Control Tuneup | 0.83247 | 1.1649 | 2.2408 | 0.0011586 | 0.0005353 | 0.0052027
807 | Commercial, Existing, Hospital, Base T8, EB, ECM-124, Lighting Control Tuneup | 0.83242 | 2.0724 | 3.9866 | 0.0013238 | 0.00077938 | 0.0078019
808 | Commercial, Existing, Other Health, Base T8, EB, ECM-124, Lighting Control Tuneup | 0.83248 | 5.2282 | 10.0568 | 0.020765 | 0.012225 | 0.095329
809 | Commercial, Existing, Warehouse, Base T8, EB, ECM-124, Lighting Control Tuneup | 0.83243 | 0.43543 | 0.83762 | 0 | 0 | 0
810 | Commercial, Existing, Hotel, Base T8, EB, ECM-124, Lighting Control Tuneup | 0.83242 | 0.56985 | 1.0962 | 0 | 0 | 0
811 | Commercial, Existing, Other, Base T8, EB, ECM-124, Lighting Control Tuneup | 0.83242 | 0.98111 | 1.8874 | 0 | 0 | 0
812 | Commercial, Existing, Office, Base Incandescent Flood, 53W to Screw-in CFL, ECM-131, CFL Screw-in 18W | 0.83246 | 3.4635 | 7.8785 | 3.2971 | 2.1027 | 16.614
813 | Commercial, Existing, Restaurant, Base Incandescent Flood, 53W to Screw-in CFL, ECM-131, CFL Screw-in 18W | 0.83244 | 3.4635 | 7.8786 | 5.8184 | 2.5545 | 29.2163
814 | Commercial, Existing, Retail, Base Incandescent Flood, 53W to Screw-in CFL, ECM-131, CFL Screw-in 18W | 0.83246 | 3.4636 | 7.8787 | 7.2024 | 2.5747 | 32.0727
815 | Commercial, Existing, FoodStore, Base Incandescent Flood, 53W to Screw-in CFL, ECM-131, CFL Screw-in 18W | 0.83242 | 3.5009 | 8.3313 | 0.042479 | 0.022634 | 0.24645
816 | Commercial, Existing, School, Base Incandescent Flood, 53W to Screw-in CFL, ECM-131, CFL Screw-in 18W | 0.83244 | 3.4292 | 7.4696 | 0.11572 | 0.17391 | 0.88174
817 | Commercial, Existing, College, Base Incandescent Flood, 53W to Screw-in CFL, ECM-131, CFL Screw-in 18W | 0.83247 | 3.39 | 7.0688 | 0.12819 | 0.059227 | 0.57564
818 | Commercial, Existing, Hospital, Base Incandescent Flood, 53W to Screw-in CFL, ECM-131, CFL Screw-in 18W | 0.83242 | 3.5009 | 8.3313 | 0.16875 | 0.099348 | 0.99452
819 | Commercial, Existing, Other Health, Base Incandescent Flood, 53W to Screw-in CFL, ECM-131, CFL Screw-in 18W | 0.83248 | 3.4636 | 7.8785 | 3.6804 | 2.1667 | 16.8961
820 | Commercial, Existing, Warehouse, Base Incandescent Flood, 53W to Screw-in CFL, ECM-131, CFL Screw-in 18W | 0.83243 | 3.4634 | 7.8786 | 3.4837 | 1.6692 | 18.7311
821 | Commercial, Existing, Hotel, Base Incandescent Flood, 53W to Screw-in CFL, ECM-131, CFL Screw-in 18W | 0.83242 | 3.4633 | 7.8784 | 1.868 | 1.3504 | 11.6425
822 | Commercial, Existing, Other, Base Incandescent Flood, 53W to Screw-in CFL, ECM-131, CFL Screw-in 18W | 0.83242 | 4.6529 | 10.1354 | 1.1464 | 0.48377 | 6.3057
823 | Commercial, Existing, Office, Base Incandescent Flood, 53W to Screw-in CFL, ECM-132, LED Flood, 14W | 0.83246 | 0.65554 | 1.0796 | 0 | 0 | 0
824 | Commercial, Existing, Restaurant, Base Incandescent Flood, 53W to Screw-in CFL, ECM-132, LED Flood, 14W | 0.83244 | 0.83885 | 1.4961 | 0 | 0 | 0
825 | Commercial, Existing, Retail, Base Incandescent Flood, 53W to Screw-in CFL, ECM-132, LED Flood, 14W | 0.83246 | 0.82918 | 1.4209 | 0 | 0 | 0
826 | Commercial, Existing, FoodStore, Base Incandescent Flood, 53W to Screw-in CFL, ECM-132, LED Flood, 14W | 0.83242 | 0.69106 | 1.3819 | 0 | 0 | 0
827 | Commercial, Existing, School, Base Incandescent Flood, 53W to Screw-in CFL, ECM-132, LED Flood, 14W | 0.83244 | 0.64726 | 0.97557 | 0 | 0 | 0
828 | Commercial, Existing, College, Base Incandescent Flood, 53W to Screw-in CFL, ECM-132, LED Flood, 14W | 0.83247 | 0.63575 | 0.89443 | 0 | 0 | 0
829 | Commercial, Existing, Hospital, Base Incandescent Flood, 53W to Screw-in CFL, ECM-132, LED Flood, 14W | 0.83242 | 0.68609 | 1.3198 | 0 | 0 | 0
830 | Commercial, Existing, Other Health, Base Incandescent Flood, 53W to Screw-in CFL, ECM-132, LED Flood, 14W | 0.83248 | 0.66637 | 1.1418 | 0 | 0 | 0
831 | Commercial, Existing, Warehouse, Base Incandescent Flood, 53W to Screw-in CFL, ECM-132, LED Flood, 14W | 0.83243 | 0.65552 | 1.0796 | 0 | 0 | 0
832 | Commercial, Existing, Hotel, Base Incandescent Flood, 53W to Screw-in CFL, ECM-132, LED Flood, 14W | 0.83242 | 0.65551 | 1.0796 | 0 | 0 | 0
833 | Commercial, Existing, Other, Base Incandescent Flood, 53W to Screw-in CFL, ECM-132, LED Flood, 14W | 0.83242 | 0.87819 | 1.3237 | 0 | 0 | 0
834 | Commercial, Existing, Office, Base Incandescent Flood, 53W to Hardwired CFL , ECM-141, CFL Hardwired, Modular 18W | 0.83246 | 2.6073 | 5.0155 | 1.099 | 0.70089 | 5.538
835 | Commercial, Existing, Restaurant, Base Incandescent Flood, 53W to Hardwired CFL , ECM-141, CFL Hardwired, Modular 18W | 0.83244 | 2.6262 | 5.2515 | 1.9395 | 0.85149 | 9.7388
836 | Commercial, Existing, Retail, Base Incandescent Flood, 53W to Hardwired CFL , ECM-141, CFL Hardwired, Modular 18W | 0.83246 | 2.6263 | 5.2516 | 2.4008 | 0.85824 | 10.6909
837 | Commercial, Existing, FoodStore, Base Incandescent Flood, 53W to Hardwired CFL , ECM-141, CFL Hardwired, Modular 18W | 0.83242 | 2.6852 | 5.8493 | 0.01416 | 0.0075447 | 0.082151
838 | Commercial, Existing, School, Base Incandescent Flood, 53W to Hardwired CFL , ECM-141, CFL Hardwired, Modular 18W | 0.83244 | 2.5778 | 4.7682 | 0.038572 | 0.05797 | 0.29391
839 | Commercial, Existing, College, Base Incandescent Flood, 53W to Hardwired CFL , ECM-141, CFL Hardwired, Modular 18W | 0.83247 | 2.5323 | 4.3391 | 0.042731 | 0.019742 | 0.19188
840 | Commercial, Existing, Hospital, Base Incandescent Flood, 53W to Hardwired CFL , ECM-141, CFL Hardwired, Modular 18W | 0.83242 | 2.6543 | 5.535 | 0.056251 | 0.033116 | 0.33151
841 | Commercial, Existing, Other Health, Base Incandescent Flood, 53W to Hardwired CFL , ECM-141, CFL Hardwired, Modular 18W | 0.83248 | 2.6263 | 5.2515 | 1.2268 | 0.72225 | 5.632
842 | Commercial, Existing, Warehouse, Base Incandescent Flood, 53W to Hardwired CFL , ECM-141, CFL Hardwired, Modular 18W | 0.83243 | 2.6073 | 5.0155 | 1.1612 | 0.55641 | 6.2437
843 | Commercial, Existing, Hotel, Base Incandescent Flood, 53W to Hardwired CFL , ECM-141, CFL Hardwired, Modular 18W | 0.83242 | 2.6261 | 5.2514 | 0.62266 | 0.45014 | 3.8808
844 | Commercial, Existing, Other, Base Incandescent Flood, 53W to Hardwired CFL , ECM-141, CFL Hardwired, Modular 18W | 0.83242 | 3.4977 | 6.4699 | 0.38215 | 0.16126 | 2.1019
845 | Commercial, Existing, Office, Base CFL, ECM-146, LED A-lamp, 12W | 0.83246 | 0.22307 | 0.41261 | 0 | 0 | 0
846 | Commercial, Existing, Restaurant, Base CFL, ECM-146, LED A-lamp, 12W | 0.83244 | 0.22561 | 0.43399 | 0 | 0 | 0
847 | Commercial, Existing, Retail, Base CFL, ECM-146, LED A-lamp, 12W | 0.83246 | 0.22562 | 0.434 | 0 | 0 | 0
848 | Commercial, Existing, FoodStore, Base CFL, ECM-146, LED A-lamp, 12W | 0.83242 | 0.22968 | 0.47895 | 0 | 0 | 0
849 | Commercial, Existing, School, Base CFL, ECM-146, LED A-lamp, 12W | 0.83244 | 0.2191 | 0.37544 | 0 | 0 | 0
850 | Commercial, Existing, College, Base CFL, ECM-146, LED A-lamp, 12W | 0.83247 | 0.21509 | 0.3452 | 0 | 0 | 0
851 | Commercial, Existing, Hospital, Base CFL, ECM-146, LED A-lamp, 12W | 0.83242 | 0.22967 | 0.47895 | 0 | 0 | 0
852 | Commercial, Existing, Other Health, Base CFL, ECM-146, LED A-lamp, 12W | 0.83248 | 0.3367 | 0.62278 | 0 | 0 | 0
853 | Commercial, Existing, Warehouse, Base CFL, ECM-146, LED A-lamp, 12W | 0.83243 | 0.16204 | 0.29973 | 0 | 0 | 0
854 | Commercial, Existing, Hotel, Base CFL, ECM-146, LED A-lamp, 12W | 0.83242 | 0.22306 | 0.41261 | 0 | 0 | 0
855 | Commercial, Existing, Other, Base CFL, ECM-146, LED A-lamp, 12W | 0.83242 | 0.29728 | 0.50943 | 0 | 0 | 0
856 | Commercial, Existing, Office, Base High Bay Mercury Vapor, 400W, ECM-151, PSMH, 250W, magnetic ballast | 0.83246 | 11.201 | 16.8819 | 0.50351 | 0.32111 | 2.5372
857 | Commercial, Existing, Restaurant, Base High Bay Mercury Vapor, 400W, ECM-151, PSMH, 250W, magnetic ballast | 0.83244 | 11.3438 | 18.6829 | 0.0029174 | 0.0012808 | 0.014649
858 | Commercial, Existing, Retail, Base High Bay Mercury Vapor, 400W, ECM-151, PSMH, 250W, magnetic ballast | 0.83246 | 11.2712 | 17.5539 | 1.4955 | 0.5346 | 6.6594
859 | Commercial, Existing, FoodStore, Base High Bay Mercury Vapor, 400W, ECM-151, PSMH, 250W, magnetic ballast | 0.83242 | 11.8725 | 22.8391 | 0.029303 | 0.015614 | 0.17001
860 | Commercial, Existing, School, Base High Bay Mercury Vapor, 400W, ECM-151, PSMH, 250W, magnetic ballast | 0.83244 | 10.8744 | 14.7844 | 0.022773 | 0.034226 | 0.17353
861 | Commercial, Existing, College, Base High Bay Mercury Vapor, 400W, ECM-151, PSMH, 250W, magnetic ballast | 0.83247 | 10.2371 | 12.2973 | 0.11825 | 0.054636 | 0.53101
862 | Commercial, Existing, Hospital, Base High Bay Mercury Vapor, 400W, ECM-151, PSMH, 250W, magnetic ballast | 0.83242 | 11.6651 | 20.8056 | 0.013388 | 0.0078817 | 0.078899
863 | Commercial, Existing, Other Health, Base High Bay Mercury Vapor, 400W, ECM-151, PSMH, 250W, magnetic ballast | 0.83248 | 17.0123 | 26.4946 | 0.0048203 | 0.0028378 | 0.022129
864 | Commercial, Existing, Warehouse, Base High Bay Mercury Vapor, 400W, ECM-151, PSMH, 250W, magnetic ballast | 0.83243 | 8.1364 | 12.2635 | 1.1128 | 0.5332 | 5.9832
865 | Commercial, Existing, Hotel, Base High Bay Mercury Vapor, 400W, ECM-151, PSMH, 250W, magnetic ballast | 0.83242 | 11.2704 | 17.5534 | 0.002688 | 0.0019433 | 0.016754
866 | Commercial, Existing, Other, Base High Bay Mercury Vapor, 400W, ECM-151, PSMH, 250W, magnetic ballast | 0.83242 | 14.563 | 19.1513 | 1.5551 | 0.65623 | 8.5537
867 | Commercial, Existing, Office, Base High Bay Mercury Vapor, 400W, ECM-152, PSMH, 250 W, electronic ballast | 0.83246 | 0.37684 | 0.56797 | 0 | 0 | 0
868 | Commercial, Existing, Restaurant, Base High Bay Mercury Vapor, 400W, ECM-152, PSMH, 250 W, electronic ballast | 0.83244 | 0.38164 | 0.62856 | 0 | 0 | 0
869 | Commercial, Existing, Retail, Base High Bay Mercury Vapor, 400W, ECM-152, PSMH, 250 W, electronic ballast | 0.83246 | 0.3792 | 0.59057 | 0 | 0 | 0
870 | Commercial, Existing, FoodStore, Base High Bay Mercury Vapor, 400W, ECM-152, PSMH, 250 W, electronic ballast | 0.83242 | 0.39943 | 0.76839 | 0 | 0 | 0
871 | Commercial, Existing, School, Base High Bay Mercury Vapor, 400W, ECM-152, PSMH, 250 W, electronic ballast | 0.83244 | 0.36586 | 0.49741 | 0 | 0 | 0
872 | Commercial, Existing, College, Base High Bay Mercury Vapor, 400W, ECM-152, PSMH, 250 W, electronic ballast | 0.83247 | 0.34441 | 0.41372 | 0 | 0 | 0
873 | Commercial, Existing, Hospital, Base High Bay Mercury Vapor, 400W, ECM-152, PSMH, 250 W, electronic ballast | 0.83242 | 0.39246 | 0.69998 | 0 | 0 | 0
874 | Commercial, Existing, Other Health, Base High Bay Mercury Vapor, 400W, ECM-152, PSMH, 250 W, electronic ballast | 0.83248 | 0.57236 | 0.89137 | 0 | 0 | 0
875 | Commercial, Existing, Warehouse, Base High Bay Mercury Vapor, 400W, ECM-152, PSMH, 250 W, electronic ballast | 0.83243 | 0.27374 | 0.41259 | 0 | 0 | 0
876 | Commercial, Existing, Hotel, Base High Bay Mercury Vapor, 400W, ECM-152, PSMH, 250 W, electronic ballast | 0.83242 | 0.37918 | 0.59056 | 0 | 0 | 0
877 | Commercial, Existing, Other, Base High Bay Mercury Vapor, 400W, ECM-152, PSMH, 250 W, electronic ballast | 0.83242 | 0.48995 | 0.64431 | 0 | 0 | 0
878 | Commercial, Existing, Office, Base High Bay Mercury Vapor, 400W, ECM-153, High Bay T5 | 0.83246 | 0.74553 | 1.1236 | 0 | 0 | 0
879 | Commercial, Existing, Restaurant, Base High Bay Mercury Vapor, 400W, ECM-153, High Bay T5 | 0.83244 | 0.75502 | 1.2435 | 0 | 0 | 0
880 | Commercial, Existing, Retail, Base High Bay Mercury Vapor, 400W, ECM-153, High Bay T5 | 0.83246 | 0.75019 | 1.1684 | 0 | 0 | 0
881 | Commercial, Existing, FoodStore, Base High Bay Mercury Vapor, 400W, ECM-153, High Bay T5 | 0.83242 | 0.79022 | 1.5201 | 0 | 0 | 0
882 | Commercial, Existing, School, Base High Bay Mercury Vapor, 400W, ECM-153, High Bay T5 | 0.83244 | 0.72381 | 0.98406 | 0 | 0 | 0
883 | Commercial, Existing, College, Base High Bay Mercury Vapor, 400W, ECM-153, High Bay T5 | 0.83247 | 0.68136 | 0.81849 | 0 | 0 | 0
884 | Commercial, Existing, Hospital, Base High Bay Mercury Vapor, 400W, ECM-153, High Bay T5 | 0.83242 | 0.77642 | 1.3848 | 0 | 0 | 0
885 | Commercial, Existing, Other Health, Base High Bay Mercury Vapor, 400W, ECM-153, High Bay T5 | 0.83248 | 1.1323 | 1.7635 | 0.00073165 | 0.00043074 | 0.0033589
886 | Commercial, Existing, Warehouse, Base High Bay Mercury Vapor, 400W, ECM-153, High Bay T5 | 0.83243 | 0.54155 | 0.81624 | 0 | 0 | 0
887 | Commercial, Existing, Hotel, Base High Bay Mercury Vapor, 400W, ECM-153, High Bay T5 | 0.83242 | 0.75015 | 1.1683 | 0 | 0 | 0
888 | Commercial, Existing, Other, Base High Bay Mercury Vapor, 400W, ECM-153, High Bay T5 | 0.83242 | 0.96929 | 1.2747 | 0 | 0 | 0
889 | Commercial, Existing, Office, Base High Bay Mercury Vapor, 400W, ECM-154, LED High Bay, 83W | 0.83246 | 1.5724 | 1.8888 | 0.43635 | 0.27828 | 2.1988
890 | Commercial, Existing, Restaurant, Base High Bay Mercury Vapor, 400W, ECM-154, LED High Bay, 83W | 0.83244 | 1.7311 | 2.2765 | 0.0025282 | 0.00111 | 0.012695
891 | Commercial, Existing, Retail, Base High Bay Mercury Vapor, 400W, ECM-154, LED High Bay, 83W | 0.83246 | 1.6794 | 2.0754 | 1.296 | 0.46329 | 5.7711
892 | Commercial, Existing, FoodStore, Base High Bay Mercury Vapor, 400W, ECM-154, LED High Bay, 83W | 0.83242 | 1.8254 | 2.9299 | 0.025395 | 0.013531 | 0.14733
893 | Commercial, Existing, School, Base High Bay Mercury Vapor, 400W, ECM-154, LED High Bay, 83W | 0.83244 | 1.2229 | 1.4691 | 0.019737 | 0.029662 | 0.15039
894 | Commercial, Existing, College, Base High Bay Mercury Vapor, 400W, ECM-154, LED High Bay, 83W | 0.83247 | 1.0006 | 1.202 | 0.10248 | 0.047348 | 0.46018
895 | Commercial, Existing, Hospital, Base High Bay Mercury Vapor, 400W, ECM-154, LED High Bay, 83W | 0.83242 | 1.8064 | 2.7227 | 0.011602 | 0.0068304 | 0.068375
896 | Commercial, Existing, Other Health, Base High Bay Mercury Vapor, 400W, ECM-154, LED High Bay, 83W | 0.83248 | 2.492 | 2.9935 | 0.0041773 | 0.0024593 | 0.019177
897 | Commercial, Existing, Warehouse, Base High Bay Mercury Vapor, 400W, ECM-154, LED High Bay, 83W | 0.83243 | 1.0902 | 1.3097 | 0.96436 | 0.46207 | 5.1852
898 | Commercial, Existing, Hotel, Base High Bay Mercury Vapor, 400W, ECM-154, LED High Bay, 83W | 0.83242 | 1.5723 | 1.8888 | 0.0023295 | 0.0016841 | 0.014519
899 | Commercial, Existing, Other, Base High Bay Mercury Vapor, 400W, ECM-154, LED High Bay, 83W | 0.83242 | 1.6 | 1.9221 | 1.3477 | 0.5687 | 7.4127
900 | Commercial, Existing, Office, Base Exit Sign, ECM-161, LED Exit Sign | 0.83243 | 2.8931 | 3.9333 | 0.31857 | 0.36695 | 2.1825
901 | Commercial, Existing, Restaurant, Base Exit Sign, ECM-161, LED Exit Sign | 0.83241 | 3.0074 | 4.0888 | 0.56381 | 0.44708 | 3.8491
902 | Commercial, Existing, Retail, Base Exit Sign, ECM-161, LED Exit Sign | 0.83242 | 3.3432 | 4.5454 | 0.38117 | 0.2461 | 2.3077
903 | Commercial, Existing, FoodStore, Base Exit Sign, ECM-161, LED Exit Sign | 0.83239 | 2.3188 | 3.1526 | 0.0018549 | 0.0017851 | 0.014631
904 | Commercial, Existing, School, Base Exit Sign, ECM-161, LED Exit Sign | 0.83244 | 2.605 | 3.5416 | 0.027296 | 0.074096 | 0.28279
905 | Commercial, Existing, College, Base Exit Sign, ECM-161, LED Exit Sign | 0.83243 | 3.6023 | 4.8976 | 0.024641 | 0.020563 | 0.15044
906 | Commercial, Existing, Hospital, Base Exit Sign, ECM-161, LED Exit Sign | 0.8324 | 2.475 | 3.365 | 0.0045477 | 0.0048357 | 0.036438
907 | Commercial, Existing, Other Health, Base Exit Sign, ECM-161, LED Exit Sign | 0.83245 | 2.7489 | 3.7373 | 0.06772 | 0.072009 | 0.42268
908 | Commercial, Existing, Warehouse, Base Exit Sign, ECM-161, LED Exit Sign | 0.8324 | 2.4376 | 3.3142 | 0.12434 | 0.10761 | 0.90897
909 | Commercial, Existing, Hotel, Base Exit Sign, ECM-161, LED Exit Sign | 0.8324 | 2.8847 | 3.922 | 0.04377 | 0.057153 | 0.37091
910 | Commercial, Existing, Other, Base Exit Sign, ECM-161, LED Exit Sign | 0.83239 | 3.1343 | 4.2615 | 0.092581 | 0.070561 | 0.69232
911 | Commercial, Existing, Office, Base Outdoor Mercury Vapor 400W Lamp, ECM-201, High Pressure Sodium 250W Lamp | 0.83233 | 0.20426 | 0.4085 | 0 | 0 | 0
912 | Commercial, Existing, Restaurant, Base Outdoor Mercury Vapor 400W Lamp, ECM-201, High Pressure Sodium 250W Lamp | 0.83231 | 0.099522 | 0.19904 | 0 | 0 | 0
913 | Commercial, Existing, Retail, Base Outdoor Mercury Vapor 400W Lamp, ECM-201, High Pressure Sodium 250W Lamp | 0.83231 | 0.29263 | 0.58527 | 0 | 0 | 0
914 | Commercial, Existing, FoodStore, Base Outdoor Mercury Vapor 400W Lamp, ECM-201, High Pressure Sodium 250W Lamp | 0.83232 | 0.15643 | 0.31285 | 0 | 0 | 0
915 | Commercial, Existing, School, Base Outdoor Mercury Vapor 400W Lamp, ECM-201, High Pressure Sodium 250W Lamp | 0.83227 | 0.11701 | 0.23403 | 0 | 0 | 0
916 | Commercial, Existing, College, Base Outdoor Mercury Vapor 400W Lamp, ECM-201, High Pressure Sodium 250W Lamp | 0.83224 | 0.19579 | 0.39161 | 0 | 0 | 0
917 | Commercial, Existing, Hospital, Base Outdoor Mercury Vapor 400W Lamp, ECM-201, High Pressure Sodium 250W Lamp | 0.83228 | 0.41949 | 0.839 | 0 | 0 | 0
918 | Commercial, Existing, Other Health, Base Outdoor Mercury Vapor 400W Lamp, ECM-201, High Pressure Sodium 250W Lamp | 0.83227 | 0.2855 | 0.57102 | 0 | 0 | 0
919 | Commercial, Existing, Warehouse, Base Outdoor Mercury Vapor 400W Lamp, ECM-201, High Pressure Sodium 250W Lamp | 0.83229 | 0.36005 | 0.72011 | 0 | 0 | 0
920 | Commercial, Existing, Hotel, Base Outdoor Mercury Vapor 400W Lamp, ECM-201, High Pressure Sodium 250W Lamp | 0.8323 | 0.16197 | 0.32395 | 0 | 0 | 0
921 | Commercial, Existing, Other, Base Outdoor Mercury Vapor 400W Lamp, ECM-201, High Pressure Sodium 250W Lamp | 0.83231 | 0.13594 | 0.27187 | 0 | 0 | 0
922 | Commercial, Existing, Office, Base Outdoor Mercury Vapor 400W Lamp, ECM-202, Outdoor Lighting Controls (Photocell/Timeclock) | 0.83233 | 0.91552 | 1.831 | 0 | 0 | 0
923 | Commercial, Existing, Restaurant, Base Outdoor Mercury Vapor 400W Lamp, ECM-202, Outdoor Lighting Controls (Photocell/Timeclock) | 0.83231 | 0.44608 | 0.89215 | 0 | 0 | 0
924 | Commercial, Existing, Retail, Base Outdoor Mercury Vapor 400W Lamp, ECM-202, Outdoor Lighting Controls (Photocell/Timeclock) | 0.83231 | 1.3117 | 2.6233 | 0.025151 | 0.0073404 | 0.28565
925 | Commercial, Existing, FoodStore, Base Outdoor Mercury Vapor 400W Lamp, ECM-202, Outdoor Lighting Controls (Photocell/Timeclock) | 0.83232 | 1.7354 | 3.4707 | 0.00067493 | 0.00030666 | 0.0072931
926 | Commercial, Existing, School, Base Outdoor Mercury Vapor 400W Lamp, ECM-202, Outdoor Lighting Controls (Photocell/Timeclock) | 0.83227 | 1.2982 | 2.5965 | 0.00086395 | 0.00077725 | 0.021578
927 | Commercial, Existing, College, Base Outdoor Mercury Vapor 400W Lamp, ECM-202, Outdoor Lighting Controls (Photocell/Timeclock) | 0.83224 | 2.1723 | 4.3448 | 0.00043459 | 0.0014222 | 0.040601
928 | Commercial, Existing, Hospital, Base Outdoor Mercury Vapor 400W Lamp, ECM-202, Outdoor Lighting Controls (Photocell/Timeclock) | 0.83228 | 1.8802 | 3.7606 | 0.0001833 | 0.00011026 | 0.0033376
929 | Commercial, Existing, Other Health, Base Outdoor Mercury Vapor 400W Lamp, ECM-202, Outdoor Lighting Controls (Photocell/Timeclock) | 0.83227 | 1.2797 | 2.5594 | 0.0017096 | 0.0010284 | 0.040343
930 | Commercial, Existing, Warehouse, Base Outdoor Mercury Vapor 400W Lamp, ECM-202, Outdoor Lighting Controls (Photocell/Timeclock) | 0.83229 | 1.6138 | 3.2277 | 0.017056 | 0.0096345 | 0.26689
931 | Commercial, Existing, Hotel, Base Outdoor Mercury Vapor 400W Lamp, ECM-202, Outdoor Lighting Controls (Photocell/Timeclock) | 0.8323 | 0.726 | 1.452 | 0 | 0 | 0
932 | Commercial, Existing, Other, Base Outdoor Mercury Vapor 400W Lamp, ECM-202, Outdoor Lighting Controls (Photocell/Timeclock) | 0.83231 | 0.60929 | 1.2186 | 0 | 0 | 0
933 | Commercial, Existing, Office, Base Outdoor Mercury Vapor 400W Lamp, ECM-203, LED Outdoor, 105W | 0.83223 | 0.44181 | 0.70928 | 0 | 0 | 0
934 | Commercial, Existing, Restaurant, Base Outdoor Mercury Vapor 400W Lamp, ECM-203, LED Outdoor, 105W | 0.83223 | 0.21528 | 0.3456 | 0 | 0 | 0
935 | Commercial, Existing, Retail, Base Outdoor Mercury Vapor 400W Lamp, ECM-203, LED Outdoor, 105W | 0.83223 | 0.633 | 1.0162 | 0 | 0 | 0
936 | Commercial, Existing, FoodStore, Base Outdoor Mercury Vapor 400W Lamp, ECM-203, LED Outdoor, 105W | 0.83224 | 1.2889 | 2.0691 | 0 | 0.0064891 | 0.15433
937 | Commercial, Existing, School, Base Outdoor Mercury Vapor 400W Lamp, ECM-203, LED Outdoor, 105W | 0.83223 | 0.96427 | 1.548 | 0 | 0 | 0
938 | Commercial, Existing, College, Base Outdoor Mercury Vapor 400W Lamp, ECM-203, LED Outdoor, 105W | 0.83223 | 1.6136 | 2.5905 | 0 | 0.030098 | 0.85922
939 | Commercial, Existing, Hospital, Base Outdoor Mercury Vapor 400W Lamp, ECM-203, LED Outdoor, 105W | 0.83223 | 0.90746 | 1.4568 | 0 | 0 | 0
940 | Commercial, Existing, Other Health, Base Outdoor Mercury Vapor 400W Lamp, ECM-203, LED Outdoor, 105W | 0.83223 | 0.61762 | 0.99152 | 0 | 0 | 0
941 | Commercial, Existing, Warehouse, Base Outdoor Mercury Vapor 400W Lamp, ECM-203, LED Outdoor, 105W | 0.83223 | 0.77887 | 1.2504 | 0 | 0 | 0
942 | Commercial, Existing, Hotel, Base Outdoor Mercury Vapor 400W Lamp, ECM-203, LED Outdoor, 105W | 0.83222 | 0.35037 | 0.56248 | 0 | 0 | 0
943 | Commercial, Existing, Other, Base Outdoor Mercury Vapor 400W Lamp, ECM-203, LED Outdoor, 105W | 0.83224 | 0.29405 | 0.47206 | 0 | 0 | 0
944 | Commercial, Existing, Office, Base Outdoor HID Lamp, ECM-211, Outdoor Lighting Controls (Photocell/Timeclock) | 0.83222 | 0.36142 | 0.72292 | 0 | 0 | 0
945 | Commercial, Existing, Restaurant, Base Outdoor HID Lamp, ECM-211, Outdoor Lighting Controls (Photocell/Timeclock) | 0.83222 | 0.14217 | 0.28437 | 0 | 0 | 0
946 | Commercial, Existing, Retail, Base Outdoor HID Lamp, ECM-211, Outdoor Lighting Controls (Photocell/Timeclock) | 0.83222 | 0.43997 | 0.88002 | 0 | 0 | 0
947 | Commercial, Existing, FoodStore, Base Outdoor HID Lamp, ECM-211, Outdoor Lighting Controls (Photocell/Timeclock) | 0.83222 | 0.34011 | 0.68029 | 0 | 0 | 0
948 | Commercial, Existing, School, Base Outdoor HID Lamp, ECM-211, Outdoor Lighting Controls (Photocell/Timeclock) | 0.83222 | 0.3505 | 0.70107 | 0 | 0 | 0
949 | Commercial, Existing, College, Base Outdoor HID Lamp, ECM-211, Outdoor Lighting Controls (Photocell/Timeclock) | 0.83222 | 1.206 | 2.4123 | 0 | 0 | 0.068705
950 | Commercial, Existing, Hospital, Base Outdoor HID Lamp, ECM-211, Outdoor Lighting Controls (Photocell/Timeclock) | 0.83222 | 0.63128 | 1.2627 | 0 | 0 | 0
951 | Commercial, Existing, Other Health, Base Outdoor HID Lamp, ECM-211, Outdoor Lighting Controls (Photocell/Timeclock) | 0.83222 | 0.53982 | 1.0797 | 0 | 0 | 0
952 | Commercial, Existing, Warehouse, Base Outdoor HID Lamp, ECM-211, Outdoor Lighting Controls (Photocell/Timeclock) | 0.83222 | 0.73103 | 1.4622 | 0 | 0 | 0
953 | Commercial, Existing, Hotel, Base Outdoor HID Lamp, ECM-211, Outdoor Lighting Controls (Photocell/Timeclock) | 0.83222 | 0.12851 | 0.25705 | 0 | 0 | 0
954 | Commercial, Existing, Other, Base Outdoor HID Lamp, ECM-211, Outdoor Lighting Controls (Photocell/Timeclock) | 0.83222 | 0.2189 | 0.43783 | 0 | 0 | 0
955 | Commercial, Existing, Office, Base Centrifugal Chiller, 0.58 kW/ton, 500 tons, ECM-301, Centrifugal Chiller, 0.51 kW/ton, 500 tons | 0.83252 | 1.8201 | 2.1863 | 0.56132 | 0.0013884 | 1.6621
956 | Commercial, New, Office, Base Centrifugal Chiller, 0.58 kW/ton, 500 tons, ECM-301, Cooling & Ventilation 10% More Efficient Design | 0.83242 | 3.72 | 4.47 | 0.049547 | 0.00083225 | 0.21927
957 | Commercial, Existing, Restaurant, Base Centrifugal Chiller, 0.58 kW/ton, 500 tons, ECM-301, Centrifugal Chiller, 0.51 kW/ton, 500 tons | 0.83248 | 2.8877 | 3.4688 | 0.039003 | 6.779e-05 | 0.13125
958 | Commercial, New, Restaurant, Base Centrifugal Chiller, 0.58 kW/ton, 500 tons, ECM-301, Cooling & Ventilation 10% More Efficient Design | 0.8324 | 8.83 | 10.61 | 0.052975 | 0.00062533 | 0.26644
959 | Commercial, Existing, Retail, Base Centrifugal Chiller, 0.58 kW/ton, 500 tons, ECM-301, Centrifugal Chiller, 0.51 kW/ton, 500 tons | 0.83254 | 2.8717 | 3.4493 | 0.3411 | 0.00062982 | 0.94937
960 | Commercial, New, Retail, Base Centrifugal Chiller, 0.58 kW/ton, 500 tons, ECM-301, Cooling & Ventilation 10% More Efficient Design | 0.83243 | 3.88 | 4.66 | 0.055728 | 0.00069877 | 0.23182
961 | Commercial, Existing, FoodStore, Base Centrifugal Chiller, 0.58 kW/ton, 500 tons, ECM-301, Centrifugal Chiller, 0.51 kW/ton, 500 tons | 0.83245 | 2.6303 | 3.1597 | 0.0026446 | 8.58e-06 | 0.0099928
962 | Commercial, New, FoodStore, Base Centrifugal Chiller, 0.58 kW/ton, 500 tons, ECM-301, Cooling & Ventilation 10% More Efficient Design | 0.83238 | 9.66 | 11.61 | 0.0011328 | 2.496e-05 | 0.0063978
963 | Commercial, Existing, School, Base Centrifugal Chiller, 0.58 kW/ton, 500 tons, ECM-301, Centrifugal Chiller, 0.51 kW/ton, 500 tons | 0.83249 | 1.7869 | 2.1464 | 0.10039 | 0.00017945 | 0.33091
964 | Commercial, New, School, Base Centrifugal Chiller, 0.58 kW/ton, 500 tons, ECM-301, Cooling & Ventilation 10% More Efficient Design | 0.8324 | 4.04 | 4.85 | 0.0045422 | 5.514e-05 | 0.022379
965 | Commercial, Existing, College, Base Centrifugal Chiller, 0.58 kW/ton, 500 tons, ECM-301, Centrifugal Chiller, 0.51 kW/ton, 500 tons | 0.83248 | 1.7459 | 2.0972 | 0.052242 | 0.00022131 | 0.17688
966 | Commercial, New, College, Base Centrifugal Chiller, 0.58 kW/ton, 500 tons, ECM-301, Cooling & Ventilation 10% More Efficient Design | 0.8324 | 2.99 | 3.59 | 0.0029775 | 8.566e-05 | 0.015068
967 | Commercial, Existing, Hospital, Base Centrifugal Chiller, 0.58 kW/ton, 500 tons, ECM-301, Centrifugal Chiller, 0.51 kW/ton, 500 tons | 0.83244 | 3.4566 | 4.1524 | 0.25472 | 0.0010737 | 1.0279
968 | Commercial, New, Hospital, Base Centrifugal Chiller, 0.58 kW/ton, 500 tons, ECM-301, Cooling & Ventilation 10% More Efficient Design | 0.83237 | 11.86 | 14.25 | 0.0074717 | 0.00021389 | 0.045065
969 | Commercial, Existing, Other Health, Base Centrifugal Chiller, 0.58 kW/ton, 500 tons, ECM-301, Centrifugal Chiller, 0.51 kW/ton, 500 tons | 0.83254 | 1.6106 | 1.9345 | 0.056097 | 0.00023646 | 0.15723
970 | Commercial, New, Other Health, Base Centrifugal Chiller, 0.58 kW/ton, 500 tons, ECM-301, Cooling & Ventilation 10% More Efficient Design | 0.83243 | 6.53 | 7.84 | 0.014907 | 0.00042673 | 0.062446
971 | Commercial, Existing, Warehouse, Base Centrifugal Chiller, 0.58 kW/ton, 500 tons, ECM-301, Centrifugal Chiller, 0.51 kW/ton, 500 tons | 0.8325 | 2.0722 | 2.4891 | 0.0039335 | 6.538e-05 | 0.012567
972 | Commercial, New, Warehouse, Base Centrifugal Chiller, 0.58 kW/ton, 500 tons, ECM-301, Cooling & Ventilation 10% More Efficient Design | 0.83242 | 0.23 | 0.27 | 0 | 0 | 0
973 | Commercial, Existing, Hotel, Base Centrifugal Chiller, 0.58 kW/ton, 500 tons, ECM-301, Centrifugal Chiller, 0.51 kW/ton, 500 tons | 0.83244 | 3.8329 | 4.6044 | 0.16315 | 0.00057139 | 0.66984
974 | Commercial, New, Hotel, Base Centrifugal Chiller, 0.58 kW/ton, 500 tons, ECM-301, Cooling & Ventilation 10% More Efficient Design | 0.83236 | 4.41 | 5.3 | 0.01224 | 0.00029113 | 0.075113
975 | Commercial, Existing, Other, Base Centrifugal Chiller, 0.58 kW/ton, 500 tons, ECM-301, Centrifugal Chiller, 0.51 kW/ton, 500 tons | 0.83247 | 1.9714 | 2.3681 | 0.088107 | 0.0014498 | 0.3168
976 | Commercial, New, Other, Base Centrifugal Chiller, 0.58 kW/ton, 500 tons, ECM-301, Cooling & Ventilation 10% More Efficient Design | 0.83239 | 1.18 | 1.42 | 0.0073416 | 0.00082045 | 0.039455
977 | Commercial, Existing, Office, Base Centrifugal Chiller, 0.58 kW/ton, 500 tons, ECM-302, High Efficiency Chiller Motors | 0.83243 | 1.5334 | 1.8421 | 0.24949 | 0 | 1.051
978 | Commercial, New, Office, Base Centrifugal Chiller, 0.58 kW/ton, 500 tons, ECM-302, Cooling & Ventilation 30% More Efficient Design | 0.83242 | 2.01 | 2.41 | 0.1204 | 0.0020224 | 0.53283
979 | Commercial, Existing, Restaurant, Base Centrifugal Chiller, 0.58 kW/ton, 500 tons, ECM-302, High Efficiency Chiller Motors | 0.8324 | 2.5703 | 3.0878 | 0.018314 | 0 | 0.08768
980 | Commercial, New, Restaurant, Base Centrifugal Chiller, 0.58 kW/ton, 500 tons, ECM-302, Cooling & Ventilation 30% More Efficient Design | 0.8324 | 4.77 | 5.73 | 0.12873 | 0.0015196 | 0.64745
981 | Commercial, Existing, Retail, Base Centrifugal Chiller, 0.58 kW/ton, 500 tons, ECM-302, High Efficiency Chiller Motors | 0.83244 | 2.4053 | 2.8895 | 0.15073 | 0 | 0.59683
982 | Commercial, New, Retail, Base Centrifugal Chiller, 0.58 kW/ton, 500 tons, ECM-302, Cooling & Ventilation 30% More Efficient Design | 0.83243 | 2.1 | 2.52 | 0.13542 | 0.001698 | 0.56331
983 | Commercial, Existing, FoodStore, Base Centrifugal Chiller, 0.58 kW/ton, 500 tons, ECM-302, High Efficiency Chiller Motors | 0.83238 | 2.3589 | 2.8339 | 0.0012511 | 0 | 0.006726
984 | Commercial, New, FoodStore, Base Centrifugal Chiller, 0.58 kW/ton, 500 tons, ECM-302, Cooling & Ventilation 30% More Efficient Design | 0.83238 | 5.22 | 6.27 | 0.0027527 | 6.065e-05 | 0.015547
985 | Commercial, Existing, School, Base Centrifugal Chiller, 0.58 kW/ton, 500 tons, ECM-302, High Efficiency Chiller Motors | 0.83241 | 1.5497 | 1.8617 | 0.045927 | 0 | 0.21539
986 | Commercial, New, School, Base Centrifugal Chiller, 0.58 kW/ton, 500 tons, ECM-302, Cooling & Ventilation 30% More Efficient Design | 0.8324 | 2.18 | 2.62 | 0.011038 | 0.000134 | 0.05438
987 | Commercial, Existing, College, Base Centrifugal Chiller, 0.58 kW/ton, 500 tons, ECM-302, High Efficiency Chiller Motors | 0.8324 | 1.5195 | 1.8254 | 0.023985 | 0 | 0.11554
988 | Commercial, New, College, Base Centrifugal Chiller, 0.58 kW/ton, 500 tons, ECM-302, Cooling & Ventilation 30% More Efficient Design | 0.8324 | 1.61 | 1.94 | 0.0072354 | 0.00020815 | 0.036615
989 | Commercial, Existing, Hospital, Base Centrifugal Chiller, 0.58 kW/ton, 500 tons, ECM-302, High Efficiency Chiller Motors | 0.83237 | 3.0505 | 3.6648 | 0.11858 | 0 | 0.68082
990 | Commercial, New, Hospital, Base Centrifugal Chiller, 0.58 kW/ton, 500 tons, ECM-302, Cooling & Ventilation 30% More Efficient Design | 0.83237 | 6.41 | 7.7 | 0.018156 | 0.00051974 | 0.10951
991 | Commercial, Existing, Other Health, Base Centrifugal Chiller, 0.58 kW/ton, 500 tons, ECM-302, High Efficiency Chiller Motors | 0.83244 | 1.4213 | 1.7073 | 0.026116 | 0 | 0.10414
992 | Commercial, New, Other Health, Base Centrifugal Chiller, 0.58 kW/ton, 500 tons, ECM-302, Cooling & Ventilation 30% More Efficient Design | 0.83243 | 3.53 | 4.24 | 0.036224 | 0.001037 | 0.15175
993 | Commercial, Existing, Warehouse, Base Centrifugal Chiller, 0.58 kW/ton, 500 tons, ECM-302, High Efficiency Chiller Motors | 0.83241 | 1.5639 | 1.8788 | 0.0015662 | 0 | 0.0071185
994 | Commercial, New, Warehouse, Base Centrifugal Chiller, 0.58 kW/ton, 500 tons, ECM-302, Cooling & Ventilation 30% More Efficient Design | 0.83242 | 0.12 | 0.15 | 0 | 0 | 0
995 | Commercial, Existing, Hotel, Base Centrifugal Chiller, 0.58 kW/ton, 500 tons, ECM-302, High Efficiency Chiller Motors | 0.83237 | 3.2106 | 3.8572 | 0.072095 | 0 | 0.42112
996 | Commercial, New, Hotel, Base Centrifugal Chiller, 0.58 kW/ton, 500 tons, ECM-302, Cooling & Ventilation 30% More Efficient Design | 0.83236 | 2.38 | 2.86 | 0.029744 | 0.00070744 | 0.18252
997 | Commercial, Existing, Other, Base Centrifugal Chiller, 0.58 kW/ton, 500 tons, ECM-302, High Efficiency Chiller Motors | 0.83239 | 1.6281 | 1.956 | 0.038388 | 0 | 0.19637
998 | Commercial, New, Other, Base Centrifugal Chiller, 0.58 kW/ton, 500 tons, ECM-302, Cooling & Ventilation 30% More Efficient Design | 0.83239 | 0.64 | 0.77 | 0 | 0 | 0
999 | Commercial, Existing, Office, Base Centrifugal Chiller, 0.58 kW/ton, 500 tons, ECM-304, EMS - Chiller | 0.83243 | 0.88612 | 1.4594 | 0 | 0 | 0
1000 | Commercial, Existing, Restaurant, Base Centrifugal Chiller, 0.58 kW/ton, 500 tons, ECM-304, EMS - Chiller | 0.8324 | 1.4825 | 2.4418 | 0.004682 | 0.00022107 | 0.023549
1001 | Commercial, Existing, Retail, Base Centrifugal Chiller, 0.58 kW/ton, 500 tons, ECM-304, EMS - Chiller | 0.83244 | 1.4629 | 2.4094 | 0.040633 | 0.002038 | 0.16903
1002 | Commercial, Existing, FoodStore, Base Centrifugal Chiller, 0.58 kW/ton, 500 tons, ECM-304, EMS - Chiller | 0.83238 | 1.3181 | 2.171 | 0.00030986 | 2.731e-05 | 0.00175
1003 | Commercial, Existing, School, Base Centrifugal Chiller, 0.58 kW/ton, 500 tons, ECM-304, EMS - Chiller | 0.8324 | 0.89551 | 1.4749 | 0 | 0 | 0
1004 | Commercial, Existing, College, Base Centrifugal Chiller, 0.58 kW/ton, 500 tons, ECM-304, EMS - Chiller | 0.8324 | 0.92417 | 1.5221 | 0 | 0 | 0
1005 | Commercial, Existing, Hospital, Base Centrifugal Chiller, 0.58 kW/ton, 500 tons, ECM-304, EMS - Chiller | 0.83237 | 1.7595 | 2.8981 | 0.030316 | 0.0034714 | 0.18285
1006 | Commercial, Existing, Other Health, Base Centrifugal Chiller, 0.58 kW/ton, 500 tons, ECM-304, EMS - Chiller | 0.83244 | 0.81979 | 1.3502 | 0 | 0 | 0
1007 | Commercial, Existing, Warehouse, Base Centrifugal Chiller, 0.58 kW/ton, 500 tons, ECM-304, EMS - Chiller | 0.83245 | 0.95132 | 1.5668 | 0 | 0 | 0
1008 | Commercial, Existing, Hotel, Base Centrifugal Chiller, 0.58 kW/ton, 500 tons, ECM-304, EMS - Chiller | 0.83237 | 1.9528 | 3.2164 | 0.019435 | 0.001849 | 0.11926
1009 | Commercial, Existing, Other, Base Centrifugal Chiller, 0.58 kW/ton, 500 tons, ECM-304, EMS - Chiller | 0.83243 | 0.99037 | 1.6311 | 0 | 0 | 0
1010 | Commercial, Existing, Office, Base Centrifugal Chiller, 0.58 kW/ton, 500 tons, ECM-305, Chiller Tune Up/Diagnostics | 0.83252 | 0.99742 | 1.6426 | 0 | 0 | 0
1011 | Commercial, Existing, Restaurant, Base Centrifugal Chiller, 0.58 kW/ton, 500 tons, ECM-305, Chiller Tune Up/Diagnostics | 0.83248 | 2.7917 | 4.5976 | 0.029162 | 0.0004657 | 0.099213
1012 | Commercial, Existing, Retail, Base Centrifugal Chiller, 0.58 kW/ton, 500 tons, ECM-305, Chiller Tune Up/Diagnostics | 0.83254 | 1.0182 | 1.6768 | 0.2197 | 0.0037269 | 0.61819
1013 | Commercial, Existing, FoodStore, Base Centrifugal Chiller, 0.58 kW/ton, 500 tons, ECM-305, Chiller Tune Up/Diagnostics | 0.83245 | 2.2827 | 3.7594 | 0.001875 | 5.589e-05 | 0.0071625
1014 | Commercial, Existing, School, Base Centrifugal Chiller, 0.58 kW/ton, 500 tons, ECM-305, Chiller Tune Up/Diagnostics | 0.83249 | 1.1028 | 1.8162 | 0.067503 | 0.0011086 | 0.22496
1015 | Commercial, Existing, College, Base Centrifugal Chiller, 0.58 kW/ton, 500 tons, ECM-305, Chiller Tune Up/Diagnostics | 0.83248 | 0.79855 | 1.3151 | 0 | 0 | 0
1016 | Commercial, Existing, Hospital, Base Centrifugal Chiller, 0.58 kW/ton, 500 tons, ECM-305, Chiller Tune Up/Diagnostics | 0.83244 | 3.7165 | 6.1209 | 0.18883 | 0.0073125 | 0.77036
1017 | Commercial, Existing, Other Health, Base Centrifugal Chiller, 0.58 kW/ton, 500 tons, ECM-305, Chiller Tune Up/Diagnostics | 0.83254 | 1.6271 | 2.6795 | 0.041586 | 0.0016105 | 0.11784
1018 | Commercial, Existing, Warehouse, Base Centrifugal Chiller, 0.58 kW/ton, 500 tons, ECM-305, Chiller Tune Up/Diagnostics | 0.83252 | 0.13663 | 0.225 | 0 | 0 | 0
1019 | Commercial, Existing, Hotel, Base Centrifugal Chiller, 0.58 kW/ton, 500 tons, ECM-305, Chiller Tune Up/Diagnostics | 0.83244 | 1.4762 | 2.4312 | 0.10508 | 0.0033811 | 0.43617
1020 | Commercial, Existing, Other, Base Centrifugal Chiller, 0.58 kW/ton, 500 tons, ECM-305, Chiller Tune Up/Diagnostics | 0.83248 | 0.60983 | 1.0043 | 0 | 0 | 0
1021 | Commercial, Existing, Office, Base Centrifugal Chiller, 0.58 kW/ton, 500 tons, ECM-306, VSD for Chiller Pumps and Towers | 0.83242 | 1.9778 | 2.7827 | 0.42126 | 0.007076 | 1.8643
1022 | Commercial, Existing, Restaurant, Base Centrifugal Chiller, 0.58 kW/ton, 500 tons, ECM-306, VSD for Chiller Pumps and Towers | 0.8324 | 3.4893 | 4.9095 | 0.032547 | 0.0003842 | 0.1637
1023 | Commercial, Existing, Retail, Base Centrifugal Chiller, 0.58 kW/ton, 500 tons, ECM-306, VSD for Chiller Pumps and Towers | 0.83243 | 3.1024 | 4.365 | 0.25451 | 0.0031913 | 1.0587
1024 | Commercial, Existing, FoodStore, Base Centrifugal Chiller, 0.58 kW/ton, 500 tons, ECM-306, VSD for Chiller Pumps and Towers | 0.83238 | 3.1022 | 4.3649 | 0.002154 | 4.746e-05 | 0.012165
1025 | Commercial, Existing, School, Base Centrifugal Chiller, 0.58 kW/ton, 500 tons, ECM-306, VSD for Chiller Pumps and Towers | 0.8324 | 1.9988 | 2.8123 | 0.077549 | 0.00094144 | 0.38207
1026 | Commercial, Existing, College, Base Centrifugal Chiller, 0.58 kW/ton, 500 tons, ECM-306, VSD for Chiller Pumps and Towers | 0.8324 | 1.9598 | 2.7575 | 0.0405 | 0.0011651 | 0.20495
1027 | Commercial, Existing, Hospital, Base Centrifugal Chiller, 0.58 kW/ton, 500 tons, ECM-306, VSD for Chiller Pumps and Towers | 0.83237 | 4.0615 | 5.7148 | 0.20669 | 0.0059168 | 1.2466
1028 | Commercial, Existing, Other Health, Base Centrifugal Chiller, 0.58 kW/ton, 500 tons, ECM-306, VSD for Chiller Pumps and Towers | 0.83243 | 1.9294 | 2.7146 | 0.046412 | 0.0013286 | 0.19442
1029 | Commercial, Existing, Warehouse, Base Centrifugal Chiller, 0.58 kW/ton, 500 tons, ECM-306, VSD for Chiller Pumps and Towers | 0.83242 | 2.0172 | 2.8382 | 0.0026445 | 0.00029849 | 0.012628
1030 | Commercial, Existing, Hotel, Base Centrifugal Chiller, 0.58 kW/ton, 500 tons, ECM-306, VSD for Chiller Pumps and Towers | 0.83236 | 4.1412 | 5.8269 | 0.12173 | 0.0028953 | 0.74701
1031 | Commercial, Existing, Other, Base Centrifugal Chiller, 0.58 kW/ton, 500 tons, ECM-306, VSD for Chiller Pumps and Towers | 0.83239 | 2.1001 | 2.9548 | 0.064818 | 0.0072436 | 0.34834
1032 | Commercial, Existing, Office, Base Centrifugal Chiller, 0.58 kW/ton, 500 tons, ECM-307, EMS Optimization | 0.83227 | 1.099 | 2.198 | 0.038903 | 0.0026134 | 0.68855
1033 | Commercial, Existing, Restaurant, Base Centrifugal Chiller, 0.58 kW/ton, 500 tons, ECM-307, EMS Optimization | 0.83226 | 3.0762 | 6.1526 | 0.0030939 | 0.00014606 | 0.062235
1034 | Commercial, Existing, Retail, Base Centrifugal Chiller, 0.58 kW/ton, 500 tons, ECM-307, EMS Optimization | 0.83227 | 1.1218 | 2.2438 | 0.023308 | 0.0011688 | 0.38776
1035 | Commercial, Existing, FoodStore, Base Centrifugal Chiller, 0.58 kW/ton, 500 tons, ECM-307, EMS Optimization | 0.83226 | 2.5892 | 5.1787 | 0.00020476 | 1.804e-05 | 0.004625
1036 | Commercial, Existing, School, Base Centrifugal Chiller, 0.58 kW/ton, 500 tons, ECM-307, EMS Optimization | 0.83226 | 1.2152 | 2.4305 | 0.0071616 | 0.00034771 | 0.14111
1037 | Commercial, Existing, College, Base Centrifugal Chiller, 0.58 kW/ton, 500 tons, ECM-307, EMS Optimization | 0.83226 | 0.87991 | 1.7599 | 0 | 0 | 0
1038 | Commercial, Existing, Hospital, Base Centrifugal Chiller, 0.58 kW/ton, 500 tons, ECM-307, EMS Optimization | 0.83226 | 4.3026 | 8.6056 | 0.021046 | 0.0024096 | 0.5077
1039 | Commercial, Existing, Other Health, Base Centrifugal Chiller, 0.58 kW/ton, 500 tons, ECM-307, EMS Optimization | 0.83227 | 1.7927 | 3.5856 | 0.004412 | 0.0005051 | 0.073915
1040 | Commercial, Existing, Warehouse, Base Centrifugal Chiller, 0.58 kW/ton, 500 tons, ECM-307, EMS Optimization | 0.83227 | 0.15054 | 0.30109 | 0 | 0 | 0
1041 | Commercial, Existing, Hotel, Base Centrifugal Chiller, 0.58 kW/ton, 500 tons, ECM-307, EMS Optimization | 0.83225 | 1.6267 | 3.2536 | 0.011148 | 0.0010605 | 0.27362
1042 | Commercial, Existing, Other, Base Centrifugal Chiller, 0.58 kW/ton, 500 tons, ECM-307, EMS Optimization | 0.83227 | 0.67197 | 1.344 | 0 | 0 | 0
1043 | Commercial, Existing, Office, Base Centrifugal Chiller, 0.58 kW/ton, 500 tons, ECM-308, Aerosole Duct Sealing | 0.83242 | 4.444 | 6.2526 | 0.46558 | 0.0078206 | 2.0604
1044 | Commercial, Existing, Restaurant, Base Centrifugal Chiller, 0.58 kW/ton, 500 tons, ECM-308, Aerosole Duct Sealing | 0.8324 | 7.8402 | 11.0312 | 0.035972 | 0.00042462 | 0.18092
1045 | Commercial, Existing, Retail, Base Centrifugal Chiller, 0.58 kW/ton, 500 tons, ECM-308, Aerosole Duct Sealing | 0.83243 | 6.971 | 9.8078 | 0.28129 | 0.0035271 | 1.1701
1046 | Commercial, Existing, FoodStore, Base Centrifugal Chiller, 0.58 kW/ton, 500 tons, ECM-308, Aerosole Duct Sealing | 0.83238 | 6.9705 | 9.8077 | 0.0023806 | 5.245e-05 | 0.013445
1047 | Commercial, Existing, School, Base Centrifugal Chiller, 0.58 kW/ton, 500 tons, ECM-308, Aerosole Duct Sealing | 0.8324 | 4.4911 | 6.319 | 0.085708 | 0.0010405 | 0.42227
1048 | Commercial, Existing, College, Base Centrifugal Chiller, 0.58 kW/ton, 500 tons, ECM-308, Aerosole Duct Sealing | 0.8324 | 4.4036 | 6.1959 | 0.044761 | 0.0012877 | 0.22651
1049 | Commercial, Existing, Hospital, Base Centrifugal Chiller, 0.58 kW/ton, 500 tons, ECM-308, Aerosole Duct Sealing | 0.83237 | 9.3049 | 13.0925 | 0.23292 | 0.0066675 | 1.4048
1050 | Commercial, Existing, Other Health, Base Centrifugal Chiller, 0.58 kW/ton, 500 tons, ECM-308, Aerosole Duct Sealing | 0.83243 | 4.3353 | 6.0995 | 0.051296 | 0.0014684 | 0.21488
1051 | Commercial, Existing, Warehouse, Base Centrifugal Chiller, 0.58 kW/ton, 500 tons, ECM-308, Aerosole Duct Sealing | 0.83242 | 4.5325 | 6.3772 | 0.0029227 | 0.0003299 | 0.013956
1052 | Commercial, Existing, Hotel, Base Centrifugal Chiller, 0.58 kW/ton, 500 tons, ECM-308, Aerosole Duct Sealing | 0.83236 | 9.3049 | 13.0926 | 0.13454 | 0.0032 | 0.82561
1053 | Commercial, Existing, Other, Base Centrifugal Chiller, 0.58 kW/ton, 500 tons, ECM-308, Aerosole Duct Sealing | 0.83239 | 4.7187 | 6.6392 | 0.071638 | 0.0080058 | 0.38499
1054 | Commercial, Existing, Office, Base Centrifugal Chiller, 0.58 kW/ton, 500 tons, ECM-309, Duct/Pipe Insulation | 0.83242 | 0.023753 | 0.039121 | 0 | 0 | 0
1055 | Commercial, Existing, Restaurant, Base Centrifugal Chiller, 0.58 kW/ton, 500 tons, ECM-309, Duct/Pipe Insulation | 0.8324 | 0.06224 | 0.10251 | 0 | 0 | 0
1056 | Commercial, Existing, Retail, Base Centrifugal Chiller, 0.58 kW/ton, 500 tons, ECM-309, Duct/Pipe Insulation | 0.83243 | 0.023544 | 0.038776 | 0 | 0 | 0
1057 | Commercial, Existing, FoodStore, Base Centrifugal Chiller, 0.58 kW/ton, 500 tons, ECM-309, Duct/Pipe Insulation | 0.83238 | 0.053671 | 0.088402 | 0 | 0 | 0
1058 | Commercial, Existing, School, Base Centrifugal Chiller, 0.58 kW/ton, 500 tons, ECM-309, Duct/Pipe Insulation | 0.8324 | 0.024577 | 0.040479 | 0 | 0 | 0
1059 | Commercial, Existing, College, Base Centrifugal Chiller, 0.58 kW/ton, 500 tons, ECM-309, Duct/Pipe Insulation | 0.8324 | 0.017603 | 0.028993 | 0 | 0 | 0
1060 | Commercial, Existing, Hospital, Base Centrifugal Chiller, 0.58 kW/ton, 500 tons, ECM-309, Duct/Pipe Insulation | 0.83237 | 0.083573 | 0.13765 | 0 | 0 | 0
1061 | Commercial, Existing, Other Health, Base Centrifugal Chiller, 0.58 kW/ton, 500 tons, ECM-309, Duct/Pipe Insulation | 0.83243 | 0.036587 | 0.060258 | 0 | 0 | 0
1062 | Commercial, Existing, Warehouse, Base Centrifugal Chiller, 0.58 kW/ton, 500 tons, ECM-309, Duct/Pipe Insulation | 0.83242 | 0.003579 | 0.005894 | 0 | 0 | 0
1063 | Commercial, Existing, Hotel, Base Centrifugal Chiller, 0.58 kW/ton, 500 tons, ECM-309, Duct/Pipe Insulation | 0.83236 | 0.032672 | 0.053815 | 0 | 0 | 0
1064 | Commercial, Existing, Other, Base Centrifugal Chiller, 0.58 kW/ton, 500 tons, ECM-309, Duct/Pipe Insulation | 0.83239 | 0.013517 | 0.022263 | 0 | 0 | 0
1065 | Commercial, Existing, Office, Base Centrifugal Chiller, 0.58 kW/ton, 500 tons, ECM-311, Window Film (Standard) | 0.83242 | 0.47643 | 0.78468 | 0 | 0 | 0
1066 | Commercial, Existing, Restaurant, Base Centrifugal Chiller, 0.58 kW/ton, 500 tons, ECM-311, Window Film (Standard) | 0.8324 | 1.2368 | 2.037 | 0.023711 | -0.0015995 | 0.11114
1067 | Commercial, Existing, Retail, Base Centrifugal Chiller, 0.58 kW/ton, 500 tons, ECM-311, Window Film (Standard) | 0.83244 | 0.41992 | 0.69161 | 0 | 0 | 0
1068 | Commercial, Existing, FoodStore, Base Centrifugal Chiller, 0.58 kW/ton, 500 tons, ECM-311, Window Film (Standard) | 0.83237 | 1.0675 | 1.7583 | 0.00084979 | -0.000107 | 0.0044726
1069 | Commercial, Existing, School, Base Centrifugal Chiller, 0.58 kW/ton, 500 tons, ECM-311, Window Film (Standard) | 0.8324 | 0.50673 | 0.83461 | 0 | 0 | 0
1070 | Commercial, Existing, College, Base Centrifugal Chiller, 0.58 kW/ton, 500 tons, ECM-311, Window Film (Standard) | 0.83239 | 0.36823 | 0.6065 | 0 | 0 | 0
1071 | Commercial, Existing, Hospital, Base Centrifugal Chiller, 0.58 kW/ton, 500 tons, ECM-311, Window Film (Standard) | 0.83236 | 1.704 | 2.8067 | 0.05706 | -0.009334 | 0.32073
1072 | Commercial, Existing, Other Health, Base Centrifugal Chiller, 0.58 kW/ton, 500 tons, ECM-311, Window Film (Standard) | 0.83242 | 0.74598 | 1.2286 | 0 | 0 | 0
1073 | Commercial, Existing, Warehouse, Base Centrifugal Chiller, 0.58 kW/ton, 500 tons, ECM-311, Window Film (Standard) | 0.83234 | 0.065004 | 0.10707 | 0 | 0 | 0
1074 | Commercial, Existing, Hotel, Base Centrifugal Chiller, 0.58 kW/ton, 500 tons, ECM-311, Window Film (Standard) | 0.83236 | 0.61804 | 1.018 | 0 | 0 | 0
1075 | Commercial, Existing, Other, Base Centrifugal Chiller, 0.58 kW/ton, 500 tons, ECM-311, Window Film (Standard) | 0.83233 | 0.25302 | 0.41677 | 0 | 0 | 0
1076 | Commercial, Existing, Office, Base Centrifugal Chiller, 0.58 kW/ton, 500 tons, ECM-313, Ceiling Insulation | 0.83287 | 0.68747 | 0.82542 | 0 | 0 | 0
1077 | Commercial, Existing, Restaurant, Base Centrifugal Chiller, 0.58 kW/ton, 500 tons, ECM-313, Ceiling Insulation | 0.83279 | 1.8847 | 2.2632 | 0.07003 | 0.00407 | 0.11406
1078 | Commercial, Existing, Retail, Base Centrifugal Chiller, 0.58 kW/ton, 500 tons, ECM-313, Ceiling Insulation | 0.83291 | 0.70771 | 0.84969 | 0 | 0 | 0
1079 | Commercial, Existing, FoodStore, Base Centrifugal Chiller, 0.58 kW/ton, 500 tons, ECM-313, Ceiling Insulation | 0.83274 | 1.5862 | 1.9048 | 0.0046347 | 0.00050275 | 0.0084757
1080 | Commercial, Existing, School, Base Centrifugal Chiller, 0.58 kW/ton, 500 tons, ECM-313, Ceiling Insulation | 0.8328 | 0.76004 | 0.91264 | 0 | 0 | 0
1081 | Commercial, Existing, College, Base Centrifugal Chiller, 0.58 kW/ton, 500 tons, ECM-313, Ceiling Insulation | 0.83281 | 0.55498 | 0.66639 | 0 | 0 | 0
1082 | Commercial, Existing, Hospital, Base Centrifugal Chiller, 0.58 kW/ton, 500 tons, ECM-313, Ceiling Insulation | 0.83271 | 2.5089 | 3.0129 | 0.45345 | 0.063906 | 0.88559
1083 | Commercial, Existing, Other Health, Base Centrifugal Chiller, 0.58 kW/ton, 500 tons, ECM-313, Ceiling Insulation | 0.83293 | 1.0988 | 1.3192 | 0.099866 | 0.014077 | 0.13549
1084 | Commercial, Existing, Warehouse, Base Centrifugal Chiller, 0.58 kW/ton, 500 tons, ECM-313, Ceiling Insulation | 0.83298 | 0.094996 | 0.11404 | 0 | 0 | 0
1085 | Commercial, Existing, Hotel, Base Centrifugal Chiller, 0.58 kW/ton, 500 tons, ECM-313, Ceiling Insulation | 0.8327 | 1.0258 | 1.2318 | 0.25975 | 0.030415 | 0.51612
1086 | Commercial, Existing, Other, Base Centrifugal Chiller, 0.58 kW/ton, 500 tons, ECM-313, Ceiling Insulation | 0.83289 | 0.42395 | 0.50901 | 0 | 0 | 0
1087 | Commercial, Existing, Office, Base Centrifugal Chiller, 0.58 kW/ton, 500 tons, ECM-314, Roof Insulation | 0.83275 | 0.61963 | 0.74407 | 0 | 0 | 0
1088 | Commercial, Existing, Restaurant, Base Centrifugal Chiller, 0.58 kW/ton, 500 tons, ECM-314, Roof Insulation | 0.83269 | 1.6989 | 2.0402 | 0.020888 | 0.00035945 | 0.04028
1089 | Commercial, Existing, Retail, Base Centrifugal Chiller, 0.58 kW/ton, 500 tons, ECM-314, Roof Insulation | 0.83278 | 0.63787 | 0.76595 | 0 | 0 | 0
1090 | Commercial, Existing, FoodStore, Base Centrifugal Chiller, 0.58 kW/ton, 500 tons, ECM-314, Roof Insulation | 0.83264 | 1.4298 | 1.7172 | 0.0013824 | 4.44e-05 | 0.0029932
1091 | Commercial, Existing, School, Base Centrifugal Chiller, 0.58 kW/ton, 500 tons, ECM-314, Roof Insulation | 0.8327 | 0.68507 | 0.82272 | 0 | 0 | 0
1092 | Commercial, Existing, College, Base Centrifugal Chiller, 0.58 kW/ton, 500 tons, ECM-314, Roof Insulation | 0.83269 | 0.50021 | 0.60071 | 0 | 0 | 0
1093 | Commercial, Existing, Hospital, Base Centrifugal Chiller, 0.58 kW/ton, 500 tons, ECM-314, Roof Insulation | 0.83261 | 2.2614 | 2.7161 | 0.13525 | 0.0056439 | 0.31275
1094 | Commercial, Existing, Other Health, Base Centrifugal Chiller, 0.58 kW/ton, 500 tons, ECM-314, Roof Insulation | 0.83279 | 0.99027 | 1.1891 | 0 | 0 | 0
1095 | Commercial, Existing, Warehouse, Base Centrifugal Chiller, 0.58 kW/ton, 500 tons, ECM-314, Roof Insulation | 0.83275 | 0.08559 | 0.10278 | 0 | 0 | 0
1096 | Commercial, Existing, Hotel, Base Centrifugal Chiller, 0.58 kW/ton, 500 tons, ECM-314, Roof Insulation | 0.83261 | 0.9246 | 1.1105 | 0 | 0 | 0
1097 | Commercial, Existing, Other, Base Centrifugal Chiller, 0.58 kW/ton, 500 tons, ECM-314, Roof Insulation | 0.83269 | 0.34209 | 0.41083 | 0 | 0 | 0
1098 | Commercial, Existing, Office, Base Centrifugal Chiller, 0.58 kW/ton, 500 tons, ECM-315, Cool Roof - Chiller | 0.83266 | 0.2857 | 0.40186 | 0 | 0 | 0
1099 | Commercial, Existing, Restaurant, Base Centrifugal Chiller, 0.58 kW/ton, 500 tons, ECM-315, Cool Roof - Chiller | 0.83261 | 0.83352 | 1.1725 | 0 | 0 | 0
1100 | Commercial, Existing, Retail, Base Centrifugal Chiller, 0.58 kW/ton, 500 tons, ECM-315, Cool Roof - Chiller | 0.83269 | 0.27738 | 0.39014 | 0 | 0 | 0
1101 | Commercial, Existing, FoodStore, Base Centrifugal Chiller, 0.58 kW/ton, 500 tons, ECM-315, Cool Roof - Chiller | 0.83256 | 0.72333 | 1.0175 | 0 | 0 | 0
1102 | Commercial, Existing, School, Base Centrifugal Chiller, 0.58 kW/ton, 500 tons, ECM-315, Cool Roof - Chiller | 0.83261 | 0.28258 | 0.39749 | 0 | 0 | 0
1103 | Commercial, Existing, College, Base Centrifugal Chiller, 0.58 kW/ton, 500 tons, ECM-315, Cool Roof - Chiller | 0.8326 | 0.19837 | 0.27903 | 0 | 0 | 0
1104 | Commercial, Existing, Hospital, Base Centrifugal Chiller, 0.58 kW/ton, 500 tons, ECM-315, Cool Roof - Chiller | 0.83254 | 1.0969 | 1.543 | 0.65818 | 0 | 1.8211
1105 | Commercial, Existing, Other Health, Base Centrifugal Chiller, 0.58 kW/ton, 500 tons, ECM-315, Cool Roof - Chiller | 0.83268 | 0.48028 | 0.67553 | 0 | 0 | 0
1106 | Commercial, Existing, Warehouse, Base Centrifugal Chiller, 0.58 kW/ton, 500 tons, ECM-315, Cool Roof - Chiller | 0.83263 | 0.042064 | 0.059168 | 0 | 0 | 0
1107 | Commercial, Existing, Hotel, Base Centrifugal Chiller, 0.58 kW/ton, 500 tons, ECM-315, Cool Roof - Chiller | 0.83254 | 0.36519 | 0.51374 | 0 | 0 | 0
1108 | Commercial, Existing, Other, Base Centrifugal Chiller, 0.58 kW/ton, 500 tons, ECM-315, Cool Roof - Chiller | 0.83258 | 0.15268 | 0.21477 | 0 | 0 | 0
1109 | Commercial, Existing, Office, Base Centrifugal Chiller, 0.58 kW/ton, 500 tons, ECM-317, Thermal Energy Storage (TES) | 0.82864 | -0.07543 | -0.09103 | 0 | 0 | 0
1110 | Commercial, Existing, Restaurant, Base Centrifugal Chiller, 0.58 kW/ton, 500 tons, ECM-317, Thermal Energy Storage (TES) | 0.82907 | -0.19787 | -0.23867 | 0 | 0 | 0
1111 | Commercial, Existing, Retail, Base Centrifugal Chiller, 0.58 kW/ton, 500 tons, ECM-317, Thermal Energy Storage (TES) | 0.82841 | -0.17552 | -0.21187 | 0 | 0 | 0
1112 | Commercial, Existing, FoodStore, Base Centrifugal Chiller, 0.58 kW/ton, 500 tons, ECM-317, Thermal Energy Storage (TES) | 0.82941 | -0.18039 | -0.21749 | 0 | 0 | 0
1113 | Commercial, Existing, School, Base Centrifugal Chiller, 0.58 kW/ton, 500 tons, ECM-317, Thermal Energy Storage (TES) | 0.829 | -0.11005 | -0.13275 | 0 | 0 | 0
1114 | Commercial, Existing, College, Base Centrifugal Chiller, 0.58 kW/ton, 500 tons, ECM-317, Thermal Energy Storage (TES) | 0.82908 | -0.10587 | -0.1277 | 0 | 0 | 0
1115 | Commercial, Existing, Hospital, Base Centrifugal Chiller, 0.58 kW/ton, 500 tons, ECM-317, Thermal Energy Storage (TES) | 0.82959 | -0.23716 | -0.28588 | 0 | 0 | 0
1116 | Commercial, Existing, Other Health, Base Centrifugal Chiller, 0.58 kW/ton, 500 tons, ECM-317, Thermal Energy Storage (TES) | 0.82843 | -0.11018 | -0.133 | 0 | 0 | 0
1117 | Commercial, Existing, Warehouse, Base Centrifugal Chiller, 0.58 kW/ton, 500 tons, ECM-317, Thermal Energy Storage (TES) | 0.82888 | -0.11589 | -0.13982 | 0 | 0 | 0
1118 | Commercial, Existing, Hotel, Base Centrifugal Chiller, 0.58 kW/ton, 500 tons, ECM-317, Thermal Energy Storage (TES) | 0.82964 | -0.22491 | -0.2711 | 0 | 0 | 0
1119 | Commercial, Existing, Other, Base Centrifugal Chiller, 0.58 kW/ton, 500 tons, ECM-317, Thermal Energy Storage (TES) | 0.82925 | -0.11412 | -0.13761 | 0 | 0 | 0
1120 | Commercial, Existing, Office, Base DX Packaged System, EER=11.2, 10 tons, ECM-321, DX Packaged System, EER=11.7, 10 tons | 0.83236 | 0.65135 | 0.91649 | 0 | 0 | 0
1121 | Commercial, Existing, Restaurant, Base DX Packaged System, EER=11.2, 10 tons, ECM-321, DX Packaged System, EER=11.7, 10 tons | 0.83235 | 1.035 | 1.4563 | 0.45407 | 0 | 3.1315
1122 | Commercial, Existing, Retail, Base DX Packaged System, EER=11.2, 10 tons, ECM-321, DX Packaged System, EER=11.7, 10 tons | 0.83237 | 1.0555 | 1.4852 | 0.50429 | 0 | 2.8763
1123 | Commercial, Existing, FoodStore, Base DX Packaged System, EER=11.2, 10 tons, ECM-321, DX Packaged System, EER=11.7, 10 tons | 0.83233 | 0.94203 | 1.3255 | 0 | 0 | 0
1124 | Commercial, Existing, School, Base DX Packaged System, EER=11.2, 10 tons, ECM-321, DX Packaged System, EER=11.7, 10 tons | 0.83235 | 0.64028 | 0.90093 | 0 | 0 | 0
1125 | Commercial, Existing, College, Base DX Packaged System, EER=11.2, 10 tons, ECM-321, DX Packaged System, EER=11.7, 10 tons | 0.83235 | 0.65745 | 0.92509 | 0 | 0 | 0
1126 | Commercial, Existing, Hospital, Base DX Packaged System, EER=11.2, 10 tons, ECM-321, DX Packaged System, EER=11.7, 10 tons | 0.83232 | 1.2376 | 1.7415 | 0.0066107 | 0 | 0.054671
1127 | Commercial, Existing, Other Health, Base DX Packaged System, EER=11.2, 10 tons, ECM-321, DX Packaged System, EER=11.7, 10 tons | 0.83237 | 0.57658 | 0.81128 | 0 | 0 | 0
1128 | Commercial, Existing, Warehouse, Base DX Packaged System, EER=11.2, 10 tons, ECM-321, DX Packaged System, EER=11.7, 10 tons | 0.83235 | 0.7228 | 1.017 | 0 | 0 | 0
1129 | Commercial, Existing, Hotel, Base DX Packaged System, EER=11.2, 10 tons, ECM-321, DX Packaged System, EER=11.7, 10 tons | 0.83232 | 1.3892 | 1.9548 | 0.10344 | 0 | 0.87033
1130 | Commercial, Existing, Other, Base DX Packaged System, EER=11.2, 10 tons, ECM-321, DX Packaged System, EER=11.7, 10 tons | 0.83234 | 0.74286 | 1.0453 | 0 | 0 | 0
1131 | Commercial, Existing, Office, Base DX Packaged System, EER=11.2, 10 tons, ECM-326, DX Tune Up/ Advanced Diagnostics | 0.83252 | 0.86979 | 1.4324 | 0 | 0 | 0
1132 | Commercial, Existing, Restaurant, Base DX Packaged System, EER=11.2, 10 tons, ECM-326, DX Tune Up/ Advanced Diagnostics | 0.83248 | 2.3651 | 3.8951 | 0.64544 | 0 | 2.1958
1133 | Commercial, Existing, Retail, Base DX Packaged System, EER=11.2, 10 tons, ECM-326, DX Tune Up/ Advanced Diagnostics | 0.83254 | 0.84506 | 1.3916 | 0 | 0 | 0
1134 | Commercial, Existing, FoodStore, Base DX Packaged System, EER=11.2, 10 tons, ECM-326, DX Tune Up/ Advanced Diagnostics | 0.83245 | 1.9906 | 3.2784 | 0.016494 | 0 | 0.063009
1135 | Commercial, Existing, School, Base DX Packaged System, EER=11.2, 10 tons, ECM-326, DX Tune Up/ Advanced Diagnostics | 0.83249 | 0.96172 | 1.5838 | 0 | 0 | 0
1136 | Commercial, Existing, College, Base DX Packaged System, EER=11.2, 10 tons, ECM-326, DX Tune Up/ Advanced Diagnostics | 0.83248 | 0.66273 | 1.0915 | 0 | 0 | 0
1137 | Commercial, Existing, Hospital, Base DX Packaged System, EER=11.2, 10 tons, ECM-326, DX Tune Up/ Advanced Diagnostics | 0.83244 | 3.1485 | 5.1855 | 0.0093265 | 0 | 0.038049
1138 | Commercial, Existing, Other Health, Base DX Packaged System, EER=11.2, 10 tons, ECM-326, DX Tune Up/ Advanced Diagnostics | 0.83253 | 1.3784 | 2.27 | 0.15568 | 0 | 0.44113
1139 | Commercial, Existing, Warehouse, Base DX Packaged System, EER=11.2, 10 tons, ECM-326, DX Tune Up/ Advanced Diagnostics | 0.83249 | 0.1174 | 0.19334 | 0 | 0 | 0
1140 | Commercial, Existing, Hotel, Base DX Packaged System, EER=11.2, 10 tons, ECM-326, DX Tune Up/ Advanced Diagnostics | 0.83243 | 1.2251 | 2.0178 | 0.1227 | 0 | 0.50928
1141 | Commercial, Existing, Other, Base DX Packaged System, EER=11.2, 10 tons, ECM-326, DX Tune Up/ Advanced Diagnostics | 0.83246 | 0.50607 | 0.83346 | 0 | 0 | 0
1142 | Commercial, Existing, Office, Base DX Packaged System, EER=11.2, 10 tons, ECM-327, DX Coil Cleaning | 0.83252 | 2.5187 | 5.036 | 0.6395 | 0 | 1.9143
1143 | Commercial, Existing, Restaurant, Base DX Packaged System, EER=11.2, 10 tons, ECM-327, DX Coil Cleaning | 0.83248 | 4.4433 | 8.8848 | 1.0219 | 0 | 3.4766
1144 | Commercial, Existing, Retail, Base DX Packaged System, EER=11.2, 10 tons, ECM-327, DX Coil Cleaning | 0.83254 | 3.9509 | 7.8995 | 0.98945 | 0 | 2.7841
1145 | Commercial, Existing, FoodStore, Base DX Packaged System, EER=11.2, 10 tons, ECM-327, DX Coil Cleaning | 0.83245 | 3.9503 | 7.8993 | 0.026115 | 0 | 0.099763
1146 | Commercial, Existing, School, Base DX Packaged System, EER=11.2, 10 tons, ECM-327, DX Coil Cleaning | 0.83249 | 2.5453 | 5.0895 | 0.035198 | 0 | 0.1173
1147 | Commercial, Existing, College, Base DX Packaged System, EER=11.2, 10 tons, ECM-327, DX Coil Cleaning | 0.83248 | 2.4957 | 4.9903 | 0.023871 | 0 | 0.08171
1148 | Commercial, Existing, Hospital, Base DX Packaged System, EER=11.2, 10 tons, ECM-327, DX Coil Cleaning | 0.83244 | 5.2057 | 10.4098 | 0.014578 | 0 | 0.059472
1149 | Commercial, Existing, Other Health, Base DX Packaged System, EER=11.2, 10 tons, ECM-327, DX Coil Cleaning | 0.83253 | 2.4256 | 4.8498 | 0.24334 | 0 | 0.68951
1150 | Commercial, Existing, Warehouse, Base DX Packaged System, EER=11.2, 10 tons, ECM-327, DX Coil Cleaning | 0.83249 | 2.5687 | 5.1362 | 0.065431 | 0 | 0.21133
1151 | Commercial, Existing, Hotel, Base DX Packaged System, EER=11.2, 10 tons, ECM-327, DX Coil Cleaning | 0.83243 | 5.2732 | 10.5448 | 0.20583 | 0 | 0.85435
1152 | Commercial, Existing, Other, Base DX Packaged System, EER=11.2, 10 tons, ECM-327, DX Coil Cleaning | 0.83246 | 2.6741 | 5.3472 | 0.066941 | 0 | 0.24334
1153 | Commercial, Existing, Office, Base DX Packaged System, EER=11.2, 10 tons, ECM-328, Optimize Controls | 0.83227 | 1.5295 | 3.0591 | 0.072949 | 0.0049006 | 1.2911
1154 | Commercial, Existing, Restaurant, Base DX Packaged System, EER=11.2, 10 tons, ECM-328, Optimize Controls | 0.83226 | 4.1592 | 8.3189 | 0.11657 | 0.0055035 | 2.3449
1155 | Commercial, Existing, Retail, Base DX Packaged System, EER=11.2, 10 tons, ECM-328, Optimize Controls | 0.83227 | 1.5744 | 3.149 | 0.11287 | 0.0056601 | 1.8777
1156 | Commercial, Existing, FoodStore, Base DX Packaged System, EER=11.2, 10 tons, ECM-328, Optimize Controls | 0.83226 | 3.5008 | 7.002 | 0.002979 | 0.00026252 | 0.067289
1157 | Commercial, Existing, School, Base DX Packaged System, EER=11.2, 10 tons, ECM-328, Optimize Controls | 0.83226 | 1.6913 | 3.3827 | 0.0040151 | 0.00019494 | 0.079114
1158 | Commercial, Existing, College, Base DX Packaged System, EER=11.2, 10 tons, ECM-328, Optimize Controls | 0.83226 | 1.2349 | 2.4699 | 0.002723 | 0.0003133 | 0.055111
1159 | Commercial, Existing, Hospital, Base DX Packaged System, EER=11.2, 10 tons, ECM-328, Optimize Controls | 0.83226 | 5.6425 | 11.2857 | 0.0017164 | 0.00019652 | 0.041405
1160 | Commercial, Existing, Other Health, Base DX Packaged System, EER=11.2, 10 tons, ECM-328, Optimize Controls | 0.83227 | 2.4699 | 4.94 | 0.028651 | 0.0032801 | 0.48
1161 | Commercial, Existing, Warehouse, Base DX Packaged System, EER=11.2, 10 tons, ECM-328, Optimize Controls | 0.83227 | 0.20647 | 0.41295 | 0 | 0 | 0
1162 | Commercial, Existing, Hotel, Base DX Packaged System, EER=11.2, 10 tons, ECM-328, Optimize Controls | 0.83225 | 2.283 | 4.5663 | 0.02348 | 0.0022335 | 0.57626
1163 | Commercial, Existing, Other, Base DX Packaged System, EER=11.2, 10 tons, ECM-328, Optimize Controls | 0.83227 | 0.94307 | 1.8862 | 0 | 0 | 0
1164 | Commercial, Existing, Office, Base DX Packaged System, EER=11.2, 10 tons, ECM-329, Aerosole Duct Sealing | 0.83242 | 7.703 | 10.8378 | 1.2356 | 0 | 5.468
1165 | Commercial, Existing, Restaurant, Base DX Packaged System, EER=11.2, 10 tons, ECM-329, Aerosole Duct Sealing | 0.83239 | 13.5896 | 19.1207 | 1.9744 | 0 | 9.9305
1166 | Commercial, Existing, Retail, Base DX Packaged System, EER=11.2, 10 tons, ECM-329, Aerosole Duct Sealing | 0.83243 | 12.083 | 17.0001 | 1.9117 | 0 | 7.9522
1167 | Commercial, Existing, FoodStore, Base DX Packaged System, EER=11.2, 10 tons, ECM-329, Aerosole Duct Sealing | 0.83237 | 12.0821 | 17 | 0.050457 | 0 | 0.28496
1168 | Commercial, Existing, School, Base DX Packaged System, EER=11.2, 10 tons, ECM-329, Aerosole Duct Sealing | 0.8324 | 7.7846 | 10.9529 | 0.068005 | 0 | 0.33505
1169 | Commercial, Existing, College, Base DX Packaged System, EER=11.2, 10 tons, ECM-329, Aerosole Duct Sealing | 0.83239 | 7.6329 | 10.7395 | 0.046121 | 0 | 0.23339
1170 | Commercial, Existing, Hospital, Base DX Packaged System, EER=11.2, 10 tons, ECM-329, Aerosole Duct Sealing | 0.83237 | 16.1284 | 22.6936 | 0.02853 | 0 | 0.17208
1171 | Commercial, Existing, Other Health, Base DX Packaged System, EER=11.2, 10 tons, ECM-329, Aerosole Duct Sealing | 0.83243 | 7.5144 | 10.5724 | 0.47624 | 0 | 1.995
1172 | Commercial, Existing, Warehouse, Base DX Packaged System, EER=11.2, 10 tons, ECM-329, Aerosole Duct Sealing | 0.8324 | 7.8561 | 11.0535 | 0.12642 | 0 | 0.60363
1173 | Commercial, Existing, Hotel, Base DX Packaged System, EER=11.2, 10 tons, ECM-329, Aerosole Duct Sealing | 0.83236 | 16.1284 | 22.6937 | 0.39768 | 0 | 2.4404
1174 | Commercial, Existing, Other, Base DX Packaged System, EER=11.2, 10 tons, ECM-329, Aerosole Duct Sealing | 0.83238 | 8.1787 | 11.5077 | 0.12933 | 0 | 0.69505
1175 | Commercial, Existing, Office, Base DX Packaged System, EER=11.2, 10 tons, ECM-330, Duct/Pipe Insulation | 0.83242 | 0.044176 | 0.072759 | 0 | 0 | 0
1176 | Commercial, Existing, Restaurant, Base DX Packaged System, EER=11.2, 10 tons, ECM-330, Duct/Pipe Insulation | 0.83239 | 0.11593 | 0.19094 | 0 | 0 | 0
1177 | Commercial, Existing, Retail, Base DX Packaged System, EER=11.2, 10 tons, ECM-330, Duct/Pipe Insulation | 0.83243 | 0.043825 | 0.07218 | 0 | 0 | 0
1178 | Commercial, Existing, FoodStore, Base DX Packaged System, EER=11.2, 10 tons, ECM-330, Duct/Pipe Insulation | 0.83237 | 0.099888 | 0.16453 | 0 | 0 | 0
1179 | Commercial, Existing, School, Base DX Packaged System, EER=11.2, 10 tons, ECM-330, Duct/Pipe Insulation | 0.8324 | 0.045766 | 0.075379 | 0 | 0 | 0
1180 | Commercial, Existing, College, Base DX Packaged System, EER=11.2, 10 tons, ECM-330, Duct/Pipe Insulation | 0.83239 | 0.032783 | 0.053997 | 0 | 0 | 0
1181 | Commercial, Existing, Hospital, Base DX Packaged System, EER=11.2, 10 tons, ECM-330, Duct/Pipe Insulation | 0.83237 | 0.15549 | 0.25612 | 0 | 0 | 0
1182 | Commercial, Existing, Other Health, Base DX Packaged System, EER=11.2, 10 tons, ECM-330, Duct/Pipe Insulation | 0.83243 | 0.068072 | 0.11211 | 0 | 0 | 0
1183 | Commercial, Existing, Warehouse, Base DX Packaged System, EER=11.2, 10 tons, ECM-330, Duct/Pipe Insulation | 0.8324 | 0.006656 | 0.010963 | 0 | 0 | 0
1184 | Commercial, Existing, Hotel, Base DX Packaged System, EER=11.2, 10 tons, ECM-330, Duct/Pipe Insulation | 0.83236 | 0.060824 | 0.10018 | 0 | 0 | 0
1185 | Commercial, Existing, Other, Base DX Packaged System, EER=11.2, 10 tons, ECM-330, Duct/Pipe Insulation | 0.83238 | 0.025169 | 0.041456 | 0 | 0 | 0
1186 | Commercial, Existing, Office, Base DX Packaged System, EER=11.2, 10 tons, ECM-332, Window Film (Standard) | 0.83238 | 0.82564 | 1.3599 | 0 | 0 | 0
1187 | Commercial, Existing, Restaurant, Base DX Packaged System, EER=11.2, 10 tons, ECM-332, Window Film (Standard) | 0.83237 | 2.1476 | 3.5374 | 1.3287 | -0.37748 | 6.4164
1188 | Commercial, Existing, Retail, Base DX Packaged System, EER=11.2, 10 tons, ECM-332, Window Film (Standard) | 0.8324 | 0.76846 | 1.2657 | 0 | 0 | 0
1189 | Commercial, Existing, FoodStore, Base DX Packaged System, EER=11.2, 10 tons, ECM-332, Window Film (Standard) | 0.83233 | 1.8516 | 3.05 | 0.018368 | -0.0097399 | 0.099597
1190 | Commercial, Existing, School, Base DX Packaged System, EER=11.2, 10 tons, ECM-332, Window Film (Standard) | 0.83237 | 0.87966 | 1.4489 | 0 | 0 | 0
1191 | Commercial, Existing, College, Base DX Packaged System, EER=11.2, 10 tons, ECM-332, Window Film (Standard) | 0.83233 | 0.60336 | 0.99385 | 0 | 0 | 0
1192 | Commercial, Existing, Hospital, Base DX Packaged System, EER=11.2, 10 tons, ECM-332, Window Film (Standard) | 0.83231 | 2.9545 | 4.8668 | 0.007125 | -0.0049086 | 0.041259
1193 | Commercial, Existing, Other Health, Base DX Packaged System, EER=11.2, 10 tons, ECM-332, Window Film (Standard) | 0.83235 | 1.2933 | 2.1303 | 0.11893 | -0.08193 | 0.4783
1194 | Commercial, Existing, Warehouse, Base DX Packaged System, EER=11.2, 10 tons, ECM-332, Window Film (Standard) | 0.83211 | 0.11007 | 0.18136 | 0 | 0 | 0
1195 | Commercial, Existing, Hotel, Base DX Packaged System, EER=11.2, 10 tons, ECM-332, Window Film (Standard) | 0.83232 | 1.1303 | 1.8618 | 0.17658 | -0.10108 | 1.0404
1196 | Commercial, Existing, Other, Base DX Packaged System, EER=11.2, 10 tons, ECM-332, Window Film (Standard) | 0.83212 | 0.46263 | 0.76222 | 0 | 0 | 0
1197 | Commercial, Existing, Office, Base DX Packaged System, EER=11.2, 10 tons, ECM-334, Ceiling Insulation | 0.83291 | 1.3252 | 1.591 | 2.4979 | 0.79925 | 3.8018
1198 | Commercial, Existing, Restaurant, Base DX Packaged System, EER=11.2, 10 tons, ECM-334, Ceiling Insulation | 0.8328 | 3.6026 | 4.3259 | 3.9916 | 0.89744 | 6.9036
1199 | Commercial, Existing, Retail, Base DX Packaged System, EER=11.2, 10 tons, ECM-334, Ceiling Insulation | 0.83293 | 1.3641 | 1.6378 | 3.8648 | 0.92312 | 5.529
1200 | Commercial, Existing, FoodStore, Base DX Packaged System, EER=11.2, 10 tons, ECM-334, Ceiling Insulation | 0.83279 | 3.0324 | 3.6412 | 0.10201 | 0.042809 | 0.19811
1201 | Commercial, Existing, School, Base DX Packaged System, EER=11.2, 10 tons, ECM-334, Ceiling Insulation | 0.83282 | 1.465 | 1.7591 | 0.13748 | 0.03179 | 0.23292
1202 | Commercial, Existing, College, Base DX Packaged System, EER=11.2, 10 tons, ECM-334, Ceiling Insulation | 0.83289 | 1.0699 | 1.2846 | 0.093241 | 0.0511 | 0.16228
1203 | Commercial, Existing, Hospital, Base DX Packaged System, EER=11.2, 10 tons, ECM-334, Ceiling Insulation | 0.83278 | 4.7965 | 5.7596 | 0.057678 | 0.03145 | 0.11964
1204 | Commercial, Existing, Other Health, Base DX Packaged System, EER=11.2, 10 tons, ECM-334, Ceiling Insulation | 0.83303 | 2.1009 | 2.522 | 0.96281 | 0.52512 | 1.3874
1205 | Commercial, Existing, Warehouse, Base DX Packaged System, EER=11.2, 10 tons, ECM-334, Ceiling Insulation | 0.83343 | 0.17919 | 0.21501 | 0 | 0 | 0
1206 | Commercial, Existing, Hotel, Base DX Packaged System, EER=11.2, 10 tons, ECM-334, Ceiling Insulation | 0.83275 | 1.9774 | 2.3745 | 0.80398 | 0.36421 | 1.6966
1207 | Commercial, Existing, Other, Base DX Packaged System, EER=11.2, 10 tons, ECM-334, Ceiling Insulation | 0.83329 | 0.77219 | 0.92667 | 0 | 0 | 0
1208 | Commercial, Existing, Office, Base DX Packaged System, EER=11.2, 10 tons, ECM-335, Roof Insulation | 0.83287 | 1.1946 | 1.4344 | 0.81441 | 0.28497 | 1.3427
1209 | Commercial, Existing, Restaurant, Base DX Packaged System, EER=11.2, 10 tons, ECM-335, Roof Insulation | 0.83276 | 3.2478 | 3.9 | 1.3014 | 0.31998 | 2.4383
1210 | Commercial, Existing, Retail, Base DX Packaged System, EER=11.2, 10 tons, ECM-335, Roof Insulation | 0.83288 | 1.1606 | 1.3935 | 1.1893 | 0.31064 | 1.843
1211 | Commercial, Existing, FoodStore, Base DX Packaged System, EER=11.2, 10 tons, ECM-335, Roof Insulation | 0.83276 | 2.7337 | 3.2827 | 0.033258 | 0.015264 | 0.06997
1212 | Commercial, Existing, School, Base DX Packaged System, EER=11.2, 10 tons, ECM-335, Roof Insulation | 0.83278 | 1.3207 | 1.5859 | 0.044825 | 0.011335 | 0.082266
1213 | Commercial, Existing, College, Base DX Packaged System, EER=11.2, 10 tons, ECM-335, Roof Insulation | 0.83286 | 0.96456 | 1.1581 | 0 | 0 | 0
1214 | Commercial, Existing, Hospital, Base DX Packaged System, EER=11.2, 10 tons, ECM-335, Roof Insulation | 0.83275 | 4.3241 | 5.1926 | 0.018805 | 0.011214 | 0.042254
1215 | Commercial, Existing, Other Health, Base DX Packaged System, EER=11.2, 10 tons, ECM-335, Roof Insulation | 0.83299 | 1.8939 | 2.2736 | 0.31391 | 0.18723 | 0.48999
1216 | Commercial, Existing, Warehouse, Base DX Packaged System, EER=11.2, 10 tons, ECM-335, Roof Insulation | 0.8334 | 0.16153 | 0.19382 | 0 | 0 | 0
1217 | Commercial, Existing, Hotel, Base DX Packaged System, EER=11.2, 10 tons, ECM-335, Roof Insulation | 0.83272 | 1.7826 | 2.1407 | 0.26213 | 0.12986 | 0.59921
1218 | Commercial, Existing, Other, Base DX Packaged System, EER=11.2, 10 tons, ECM-335, Roof Insulation | 0.83326 | 0.6961 | 0.83539 | 0 | 0 | 0
1219 | Commercial, Existing, Office, Base DX Packaged System, EER=11.2, 10 tons, ECM-336, Cool Roof - DX | 0.83258 | 0.57293 | 0.80594 | 0 | 0 | 0
1220 | Commercial, Existing, Restaurant, Base DX Packaged System, EER=11.2, 10 tons, ECM-336, Cool Roof - DX | 0.83253 | 1.5883 | 2.2344 | 3.9864 | 0 | 11.2452
1221 | Commercial, Existing, Retail, Base DX Packaged System, EER=11.2, 10 tons, ECM-336, Cool Roof - DX | 0.8326 | 0.55672 | 0.78311 | 0 | 0 | 0
1222 | Commercial, Existing, FoodStore, Base DX Packaged System, EER=11.2, 10 tons, ECM-336, Cool Roof - DX | 0.8325 | 1.3773 | 1.9376 | 0.095947 | 0 | 0.30391
1223 | Commercial, Existing, School, Base DX Packaged System, EER=11.2, 10 tons, ECM-336, Cool Roof - DX | 0.83254 | 0.56739 | 0.79818 | 0 | 0 | 0
1224 | Commercial, Existing, College, Base DX Packaged System, EER=11.2, 10 tons, ECM-336, Cool Roof - DX | 0.83253 | 0.39835 | 0.56039 | 0 | 0 | 0
1225 | Commercial, Existing, Hospital, Base DX Packaged System, EER=11.2, 10 tons, ECM-336, Cool Roof - DX | 0.83248 | 2.088 | 2.9375 | 0.072427 | 0 | 0.245
1226 | Commercial, Existing, Other Health, Base DX Packaged System, EER=11.2, 10 tons, ECM-336, Cool Roof - DX | 0.8326 | 0.91419 | 1.286 | 0 | 0 | 0
1227 | Commercial, Existing, Warehouse, Base DX Packaged System, EER=11.2, 10 tons, ECM-336, Cool Roof - DX | 0.83255 | 0.078228 | 0.11005 | 0 | 0 | 0
1228 | Commercial, Existing, Hotel, Base DX Packaged System, EER=11.2, 10 tons, ECM-336, Cool Roof - DX | 0.83248 | 0.73307 | 1.0313 | 0 | 0 | 0
1229 | Commercial, Existing, Other, Base DX Packaged System, EER=11.2, 10 tons, ECM-336, Cool Roof - DX | 0.83251 | 0.28426 | 0.39989 | 0 | 0 | 0
1230 | Commercial, Existing, Office, Base DX Packaged System, EER=11.2, 10 tons, ECM-337, Run Time Optimizer | 0.83246 | 0.31821 | 0.44768 | 0 | 0 | 0
1231 | Commercial, Existing, Restaurant, Base DX Packaged System, EER=11.2, 10 tons, ECM-337, Run Time Optimizer | 0.83243 | 0.54176 | 0.76222 | 0 | 0 | 0
1232 | Commercial, Existing, Retail, Base DX Packaged System, EER=11.2, 10 tons, ECM-337, Run Time Optimizer | 0.83248 | 0.48103 | 0.67675 | 0 | 0 | 0
1233 | Commercial, Existing, FoodStore, Base DX Packaged System, EER=11.2, 10 tons, ECM-337, Run Time Optimizer | 0.83241 | 0.49309 | 0.69377 | 0 | 0 | 0
1234 | Commercial, Existing, School, Base DX Packaged System, EER=11.2, 10 tons, ECM-337, Run Time Optimizer | 0.83244 | 0.30129 | 0.4239 | 0 | 0 | 0
1235 | Commercial, Existing, College, Base DX Packaged System, EER=11.2, 10 tons, ECM-337, Run Time Optimizer | 0.83243 | 0.28983 | 0.40777 | 0 | 0 | 0
1236 | Commercial, Existing, Hospital, Base DX Packaged System, EER=11.2, 10 tons, ECM-337, Run Time Optimizer | 0.8324 | 0.6478 | 0.91145 | 0 | 0 | 0
1237 | Commercial, Existing, Other Health, Base DX Packaged System, EER=11.2, 10 tons, ECM-337, Run Time Optimizer | 0.83248 | 0.30182 | 0.42462 | 0 | 0 | 0
1238 | Commercial, Existing, Warehouse, Base DX Packaged System, EER=11.2, 10 tons, ECM-337, Run Time Optimizer | 0.83244 | 0.37835 | 0.53231 | 0 | 0 | 0
1239 | Commercial, Existing, Hotel, Base DX Packaged System, EER=11.2, 10 tons, ECM-337, Run Time Optimizer | 0.83239 | 0.61461 | 0.86476 | 0 | 0 | 0
1240 | Commercial, Existing, Other, Base DX Packaged System, EER=11.2, 10 tons, ECM-337, Run Time Optimizer | 0.83242 | 0.35215 | 0.49547 | 0 | 0 | 0
1241 | Commercial, Existing, Office, Base DX Packaged System, EER=11.2, 10 tons, ECM-338, Hybrid Dessicant-HP System | 0.83243 | 0.41995 | 0.59085 | 0 | 0 | 0
1242 | Commercial, Existing, Restaurant, Base DX Packaged System, EER=11.2, 10 tons, ECM-338, Hybrid Dessicant-HP System | 0.8324 | 0.66728 | 0.93886 | 0 | 0 | 0
1243 | Commercial, Existing, Retail, Base DX Packaged System, EER=11.2, 10 tons, ECM-338, Hybrid Dessicant-HP System | 0.83244 | 0.68054 | 0.95748 | 0 | 0 | 0
1244 | Commercial, Existing, FoodStore, Base DX Packaged System, EER=11.2, 10 tons, ECM-338, Hybrid Dessicant-HP System | 0.83238 | 0.60735 | 0.85455 | 0 | 0 | 0
1245 | Commercial, Existing, School, Base DX Packaged System, EER=11.2, 10 tons, ECM-338, Hybrid Dessicant-HP System | 0.8324 | 0.41281 | 0.58082 | 0 | 0 | 0
1246 | Commercial, Existing, College, Base DX Packaged System, EER=11.2, 10 tons, ECM-338, Hybrid Dessicant-HP System | 0.8324 | 0.42388 | 0.5964 | 0 | 0 | 0
1247 | Commercial, Existing, Hospital, Base DX Packaged System, EER=11.2, 10 tons, ECM-338, Hybrid Dessicant-HP System | 0.83237 | 0.79791 | 1.1227 | 0 | 0 | 0
1248 | Commercial, Existing, Other Health, Base DX Packaged System, EER=11.2, 10 tons, ECM-338, Hybrid Dessicant-HP System | 0.83244 | 0.37176 | 0.52303 | 0 | 0 | 0
1249 | Commercial, Existing, Warehouse, Base DX Packaged System, EER=11.2, 10 tons, ECM-338, Hybrid Dessicant-HP System | 0.83245 | 0.46607 | 0.65572 | 0 | 0 | 0
1250 | Commercial, Existing, Hotel, Base DX Packaged System, EER=11.2, 10 tons, ECM-338, Hybrid Dessicant-HP System | 0.83237 | 0.89566 | 1.2602 | 0 | 0 | 0
1251 | Commercial, Existing, Other, Base DX Packaged System, EER=11.2, 10 tons, ECM-338, Hybrid Dessicant-HP System | 0.83243 | 0.47899 | 0.67392 | 0 | 0 | 0
1252 | Commercial, Existing, Office, Packaged HP System, EER=11.2, 10 tons, ECM-341, Packaged HP System, EER=11.7, 10 tons | 0.8325 | 0.096484 | 0.13574 | 0 | 0 | 0
1253 | Commercial, Existing, Restaurant, Packaged HP System, EER=11.2, 10 tons, ECM-341, Packaged HP System, EER=11.7, 10 tons | 0.83247 | 0.16427 | 0.2311 | 0 | 0 | 0
1254 | Commercial, Existing, Retail, Packaged HP System, EER=11.2, 10 tons, ECM-341, Packaged HP System, EER=11.7, 10 tons | 0.83252 | 0.14844 | 0.20883 | 0 | 0 | 0
1255 | Commercial, Existing, FoodStore, Packaged HP System, EER=11.2, 10 tons, ECM-341, Packaged HP System, EER=11.7, 10 tons | 0.83244 | 0.14951 | 0.21035 | 0 | 0 | 0
1256 | Commercial, Existing, School, Packaged HP System, EER=11.2, 10 tons, ECM-341, Packaged HP System, EER=11.7, 10 tons | 0.83247 | 0.091355 | 0.12853 | 0 | 0 | 0
1257 | Commercial, Existing, College, Packaged HP System, EER=11.2, 10 tons, ECM-341, Packaged HP System, EER=11.7, 10 tons | 0.83247 | 0.087879 | 0.12364 | 0 | 0 | 0
1258 | Commercial, Existing, Hospital, Packaged HP System, EER=11.2, 10 tons, ECM-341, Packaged HP System, EER=11.7, 10 tons | 0.83243 | 0.19642 | 0.27635 | 0 | 0 | 0
1259 | Commercial, Existing, Other Health, Packaged HP System, EER=11.2, 10 tons, ECM-341, Packaged HP System, EER=11.7, 10 tons | 0.83252 | 0.091518 | 0.12875 | 0 | 0 | 0
1260 | Commercial, Existing, Warehouse, Packaged HP System, EER=11.2, 10 tons, ECM-341, Packaged HP System, EER=11.7, 10 tons | 0.83248 | 0.10602 | 0.14916 | 0 | 0 | 0
1261 | Commercial, Existing, Hotel, Packaged HP System, EER=11.2, 10 tons, ECM-341, Packaged HP System, EER=11.7, 10 tons | 0.83242 | 0.18635 | 0.26219 | 0 | 0 | 0
1262 | Commercial, Existing, Other, Packaged HP System, EER=11.2, 10 tons, ECM-341, Packaged HP System, EER=11.7, 10 tons | 0.83245 | 0.094669 | 0.13319 | 0 | 0 | 0
1263 | Commercial, Existing, Office, Packaged HP System, EER=11.2, 10 tons, ECM-342, Geothermal Heat Pump, EER=13, 10 tons | 0.83258 | 0.20086 | 0.24125 | 0 | 0 | 0
1264 | Commercial, Existing, Restaurant, Packaged HP System, EER=11.2, 10 tons, ECM-342, Geothermal Heat Pump, EER=13, 10 tons | 0.83254 | 0.34196 | 0.41075 | 0 | 0 | 0
1265 | Commercial, Existing, Retail, Packaged HP System, EER=11.2, 10 tons, ECM-342, Geothermal Heat Pump, EER=13, 10 tons | 0.8326 | 0.30904 | 0.37117 | 0 | 0 | 0
1266 | Commercial, Existing, FoodStore, Packaged HP System, EER=11.2, 10 tons, ECM-342, Geothermal Heat Pump, EER=13, 10 tons | 0.8325 | 0.31124 | 0.37386 | 0 | 0 | 0
1267 | Commercial, Existing, School, Packaged HP System, EER=11.2, 10 tons, ECM-342, Geothermal Heat Pump, EER=13, 10 tons | 0.83254 | 0.19018 | 0.22843 | 0 | 0 | 0
1268 | Commercial, Existing, College, Packaged HP System, EER=11.2, 10 tons, ECM-342, Geothermal Heat Pump, EER=13, 10 tons | 0.83253 | 0.18294 | 0.21974 | 0 | 0 | 0
1269 | Commercial, Existing, Hospital, Packaged HP System, EER=11.2, 10 tons, ECM-342, Geothermal Heat Pump, EER=13, 10 tons | 0.83248 | 0.40888 | 0.49116 | 0 | 0 | 0
1270 | Commercial, Existing, Other Health, Packaged HP System, EER=11.2, 10 tons, ECM-342, Geothermal Heat Pump, EER=13, 10 tons | 0.8326 | 0.19052 | 0.22883 | 0 | 0 | 0
1271 | Commercial, Existing, Warehouse, Packaged HP System, EER=11.2, 10 tons, ECM-342, Geothermal Heat Pump, EER=13, 10 tons | 0.83255 | 0.22072 | 0.26511 | 0 | 0 | 0
1272 | Commercial, Existing, Hotel, Packaged HP System, EER=11.2, 10 tons, ECM-342, Geothermal Heat Pump, EER=13, 10 tons | 0.83248 | 0.38793 | 0.466 | 0 | 0 | 0
1273 | Commercial, Existing, Other, Packaged HP System, EER=11.2, 10 tons, ECM-342, Geothermal Heat Pump, EER=13, 10 tons | 0.83251 | 0.19708 | 0.23673 | 0 | 0 | 0
1274 | Commercial, Existing, Office, Packaged HP System, EER=11.2, 10 tons, ECM-344, Aerosole Duct Sealing | 0.83242 | 7.703 | 10.8378 | 0.26874 | 0.004514 | 1.1893
1275 | Commercial, Existing, Restaurant, Packaged HP System, EER=11.2, 10 tons, ECM-344, Aerosole Duct Sealing | 0.8324 | 13.5897 | 19.1208 | 0.13628 | 0.0016087 | 0.68543
1276 | Commercial, Existing, Retail, Packaged HP System, EER=11.2, 10 tons, ECM-344, Aerosole Duct Sealing | 0.83243 | 12.083 | 17.0001 | 0.036227 | 0.00045426 | 0.1507
1277 | Commercial, Existing, FoodStore, Packaged HP System, EER=11.2, 10 tons, ECM-344, Aerosole Duct Sealing | 0.83238 | 12.0822 | 17.0001 | 0.0018253 | 4.022e-05 | 0.010309
1278 | Commercial, Existing, School, Packaged HP System, EER=11.2, 10 tons, ECM-344, Aerosole Duct Sealing | 0.8324 | 7.7846 | 10.953 | 0.016558 | 0.00020102 | 0.08158
1279 | Commercial, Existing, College, Packaged HP System, EER=11.2, 10 tons, ECM-344, Aerosole Duct Sealing | 0.8324 | 7.6329 | 10.7396 | 0.0028215 | 8.117e-05 | 0.014278
1280 | Commercial, Existing, Hospital, Packaged HP System, EER=11.2, 10 tons, ECM-344, Aerosole Duct Sealing | 0.83237 | 16.1285 | 22.6937 | 0.0020624 | 5.904e-05 | 0.01244
1281 | Commercial, Existing, Other Health, Packaged HP System, EER=11.2, 10 tons, ECM-344, Aerosole Duct Sealing | 0.83243 | 7.5145 | 10.5724 | 0.017849 | 0.00051096 | 0.074772
1282 | Commercial, Existing, Warehouse, Packaged HP System, EER=11.2, 10 tons, ECM-344, Aerosole Duct Sealing | 0.83242 | 7.8564 | 11.0537 | 0.0038128 | 0.00043037 | 0.018207
1283 | Commercial, Existing, Hotel, Packaged HP System, EER=11.2, 10 tons, ECM-344, Aerosole Duct Sealing | 0.83236 | 16.1285 | 22.6938 | 0.0023577 | 5.608e-05 | 0.014468
1284 | Commercial, Existing, Other, Packaged HP System, EER=11.2, 10 tons, ECM-344, Aerosole Duct Sealing | 0.83239 | 8.179 | 11.508 | 0.0034331 | 0.00038367 | 0.01845
1285 | Commercial, Existing, Office, Packaged HP System, EER=11.2, 10 tons, ECM-345, Duct/Pipe Insulation | 0.83242 | 0.046133 | 0.075982 | 0 | 0 | 0
1286 | Commercial, Existing, Restaurant, Packaged HP System, EER=11.2, 10 tons, ECM-345, Duct/Pipe Insulation | 0.8324 | 0.12106 | 0.1994 | 0 | 0 | 0
1287 | Commercial, Existing, Retail, Packaged HP System, EER=11.2, 10 tons, ECM-345, Duct/Pipe Insulation | 0.83243 | 0.046578 | 0.076714 | 0 | 0 | 0
1288 | Commercial, Existing, FoodStore, Packaged HP System, EER=11.2, 10 tons, ECM-345, Duct/Pipe Insulation | 0.83238 | 0.10431 | 0.17182 | 0 | 0 | 0
1289 | Commercial, Existing, School, Packaged HP System, EER=11.2, 10 tons, ECM-345, Duct/Pipe Insulation | 0.8324 | 0.047793 | 0.078718 | 0 | 0 | 0
1290 | Commercial, Existing, College, Packaged HP System, EER=11.2, 10 tons, ECM-345, Duct/Pipe Insulation | 0.8324 | 0.034236 | 0.056389 | 0 | 0 | 0
1291 | Commercial, Existing, Hospital, Packaged HP System, EER=11.2, 10 tons, ECM-345, Duct/Pipe Insulation | 0.83237 | 0.16238 | 0.26747 | 0 | 0 | 0
1292 | Commercial, Existing, Other Health, Packaged HP System, EER=11.2, 10 tons, ECM-345, Duct/Pipe Insulation | 0.83243 | 0.071088 | 0.11708 | 0 | 0 | 0
1293 | Commercial, Existing, Warehouse, Packaged HP System, EER=11.2, 10 tons, ECM-345, Duct/Pipe Insulation | 0.83242 | 0.006952 | 0.01145 | 0 | 0 | 0
1294 | Commercial, Existing, Hotel, Packaged HP System, EER=11.2, 10 tons, ECM-345, Duct/Pipe Insulation | 0.83236 | 0.063519 | 0.10462 | 0 | 0 | 0
1295 | Commercial, Existing, Other, Packaged HP System, EER=11.2, 10 tons, ECM-345, Duct/Pipe Insulation | 0.83239 | 0.026286 | 0.043294 | 0 | 0 | 0
1296 | Commercial, Existing, Office, Packaged HP System, EER=11.2, 10 tons, ECM-347, Window Film (Standard) | 0.83242 | 0.90644 | 1.4929 | 0 | 0 | 0
1297 | Commercial, Existing, Restaurant, Packaged HP System, EER=11.2, 10 tons, ECM-347, Window Film (Standard) | 0.8324 | 2.3577 | 3.8832 | 0.095889 | -0.0018682 | 0.46309
1298 | Commercial, Existing, Retail, Packaged HP System, EER=11.2, 10 tons, ECM-347, Window Film (Standard) | 0.83244 | 0.90972 | 1.4983 | 0 | 0 | 0
1299 | Commercial, Existing, FoodStore, Packaged HP System, EER=11.2, 10 tons, ECM-347, Window Film (Standard) | 0.83238 | 2.0328 | 3.3483 | 0.00069478 | -2.527e-05 | 0.0037677
1300 | Commercial, Existing, School, Packaged HP System, EER=11.2, 10 tons, ECM-347, Window Film (Standard) | 0.8324 | 0.96569 | 1.5905 | 0 | 0 | 0
1301 | Commercial, Existing, College, Packaged HP System, EER=11.2, 10 tons, ECM-347, Window Film (Standard) | 0.8324 | 0.7019 | 1.1561 | 0 | 0 | 0
1302 | Commercial, Existing, Hospital, Packaged HP System, EER=11.2, 10 tons, ECM-347, Window Film (Standard) | 0.83237 | 3.2438 | 5.3429 | 0.00053856 | -2.545e-05 | 0.003119
1303 | Commercial, Existing, Other Health, Packaged HP System, EER=11.2, 10 tons, ECM-347, Window Film (Standard) | 0.83243 | 1.4201 | 2.3388 | 0.0046608 | -0.00022021 | 0.018747
1304 | Commercial, Existing, Warehouse, Packaged HP System, EER=11.2, 10 tons, ECM-347, Window Film (Standard) | 0.83239 | 0.1208 | 0.19896 | 0 | 0 | 0
1305 | Commercial, Existing, Hotel, Packaged HP System, EER=11.2, 10 tons, ECM-347, Window Film (Standard) | 0.83237 | 1.3148 | 2.1656 | 0.0011598 | -4.553e-05 | 0.0068337
1306 | Commercial, Existing, Other, Packaged HP System, EER=11.2, 10 tons, ECM-347, Window Film (Standard) | 0.83237 | 0.53851 | 0.88699 | 0 | 0 | 0
1307 | Commercial, Existing, Office, Packaged HP System, EER=11.2, 10 tons, ECM-349, Ceiling Insulation | 0.83281 | 1.3674 | 1.6419 | 0.56078 | 0.012144 | 0.85334
1308 | Commercial, Existing, Restaurant, Packaged HP System, EER=11.2, 10 tons, ECM-349, Ceiling Insulation | 0.83274 | 3.7179 | 4.4646 | 0.28438 | 0.0043277 | 0.49178
1309 | Commercial, Existing, Retail, Packaged HP System, EER=11.2, 10 tons, ECM-349, Ceiling Insulation | 0.83285 | 1.4327 | 1.7202 | 0.11541 | 0.0018657 | 0.16507
1310 | Commercial, Existing, FoodStore, Packaged HP System, EER=11.2, 10 tons, ECM-349, Ceiling Insulation | 0.83269 | 3.129 | 3.7577 | 0.0038089 | 0.00010819 | 0.007396
1311 | Commercial, Existing, School, Packaged HP System, EER=11.2, 10 tons, ECM-349, Ceiling Insulation | 0.83275 | 1.5118 | 1.8155 | 0.034553 | 0.00054078 | 0.058532
1312 | Commercial, Existing, College, Packaged HP System, EER=11.2, 10 tons, ECM-349, Ceiling Insulation | 0.83274 | 1.1039 | 1.3256 | 0.0058878 | 0.00021837 | 0.010244
1313 | Commercial, Existing, Hospital, Packaged HP System, EER=11.2, 10 tons, ECM-349, Ceiling Insulation | 0.83266 | 4.9489 | 5.9435 | 0.0043038 | 0.00015882 | 0.0089246
1314 | Commercial, Existing, Other Health, Packaged HP System, EER=11.2, 10 tons, ECM-349, Ceiling Insulation | 0.83285 | 2.1672 | 2.6022 | 0.037247 | 0.0013747 | 0.053652
1315 | Commercial, Existing, Warehouse, Packaged HP System, EER=11.2, 10 tons, ECM-349, Ceiling Insulation | 0.83281 | 0.21092 | 0.25326 | 0 | 0 | 0
1316 | Commercial, Existing, Hotel, Packaged HP System, EER=11.2, 10 tons, ECM-349, Ceiling Insulation | 0.83265 | 2.0403 | 2.4504 | 0.0049199 | 0.00015085 | 0.01038
1317 | Commercial, Existing, Other, Packaged HP System, EER=11.2, 10 tons, ECM-349, Ceiling Insulation | 0.83274 | 0.843 | 1.0123 | 0 | 0 | 0
1318 | Commercial, Existing, Office, Packaged HP System, EER=11.2, 10 tons, ECM-350, Roof Insulation | 0.83277 | 1.2327 | 1.4803 | 0.18284 | 0.0043863 | 0.30139
1319 | Commercial, Existing, Restaurant, Packaged HP System, EER=11.2, 10 tons, ECM-350, Roof Insulation | 0.8327 | 3.3517 | 4.0251 | 0.092719 | 0.0015631 | 0.17369
1320 | Commercial, Existing, Retail, Packaged HP System, EER=11.2, 10 tons, ECM-350, Roof Insulation | 0.8328 | 1.2915 | 1.5508 | 0.037627 | 0.00067386 | 0.058302
1321 | Commercial, Existing, FoodStore, Packaged HP System, EER=11.2, 10 tons, ECM-350, Roof Insulation | 0.83265 | 2.8208 | 3.3878 | 0.0012419 | 3.908e-05 | 0.0026122
1322 | Commercial, Existing, School, Packaged HP System, EER=11.2, 10 tons, ECM-350, Roof Insulation | 0.83271 | 1.3629 | 1.6367 | 0.011266 | 0.00019532 | 0.020673
1323 | Commercial, Existing, College, Packaged HP System, EER=11.2, 10 tons, ECM-350, Roof Insulation | 0.8327 | 0.99514 | 1.1951 | 0 | 0 | 0
1324 | Commercial, Existing, Hospital, Packaged HP System, EER=11.2, 10 tons, ECM-350, Roof Insulation | 0.83262 | 4.4616 | 5.3585 | 0.0014032 | 5.736e-05 | 0.0031521
1325 | Commercial, Existing, Other Health, Packaged HP System, EER=11.2, 10 tons, ECM-350, Roof Insulation | 0.83281 | 1.9537 | 2.346 | 0.012144 | 0.00049651 | 0.018949
1326 | Commercial, Existing, Warehouse, Packaged HP System, EER=11.2, 10 tons, ECM-350, Roof Insulation | 0.83277 | 0.19014 | 0.22833 | 0 | 0 | 0
1327 | Commercial, Existing, Hotel, Packaged HP System, EER=11.2, 10 tons, ECM-350, Roof Insulation | 0.83262 | 1.8394 | 2.2092 | 0.0016041 | 5.448e-05 | 0.0036661
1328 | Commercial, Existing, Other, Packaged HP System, EER=11.2, 10 tons, ECM-350, Roof Insulation | 0.83271 | 0.75998 | 0.91266 | 0 | 0 | 0
1329 | Commercial, Existing, Office, Packaged HP System, EER=11.2, 10 tons, ECM-351, Cool Roof - DX | 0.83258 | 0.63472 | 0.89286 | 0 | 0 | 0
1330 | Commercial, Existing, Restaurant, Packaged HP System, EER=11.2, 10 tons, ECM-351, Cool Roof - DX | 0.83253 | 1.6608 | 2.3363 | 0.28769 | 0 | 0.81155
1331 | Commercial, Existing, Retail, Packaged HP System, EER=11.2, 10 tons, ECM-351, Cool Roof - DX | 0.8326 | 0.62769 | 0.88295 | 0 | 0 | 0
1332 | Commercial, Existing, FoodStore, Packaged HP System, EER=11.2, 10 tons, ECM-351, Cool Roof - DX | 0.8325 | 1.4401 | 2.026 | 0.0036292 | 0 | 0.011496
1333 | Commercial, Existing, School, Packaged HP System, EER=11.2, 10 tons, ECM-351, Cool Roof - DX | 0.83254 | 0.62857 | 0.88426 | 0 | 0 | 0
1334 | Commercial, Existing, College, Packaged HP System, EER=11.2, 10 tons, ECM-351, Cool Roof - DX | 0.83253 | 0.44131 | 0.62083 | 0 | 0 | 0
1335 | Commercial, Existing, Hospital, Packaged HP System, EER=11.2, 10 tons, ECM-351, Cool Roof - DX | 0.83248 | 2.1832 | 3.0715 | 0.0054744 | 0 | 0.018519
1336 | Commercial, Existing, Other Health, Packaged HP System, EER=11.2, 10 tons, ECM-351, Cool Roof - DX | 0.8326 | 0.95588 | 1.3446 | 0 | 0 | 0
1337 | Commercial, Existing, Warehouse, Packaged HP System, EER=11.2, 10 tons, ECM-351, Cool Roof - DX | 0.83255 | 0.081697 | 0.11493 | 0 | 0 | 0
1338 | Commercial, Existing, Hotel, Packaged HP System, EER=11.2, 10 tons, ECM-351, Cool Roof - DX | 0.83248 | 0.81213 | 1.1426 | 0 | 0 | 0
1339 | Commercial, Existing, Other, Packaged HP System, EER=11.2, 10 tons, ECM-351, Cool Roof - DX | 0.83251 | 0.33962 | 0.47779 | 0 | 0 | 0
1340 | Commercial, Existing, Office, Base PTAC, 1 ton, ECM-361, HE PTAC, EER=9.6, 1 ton | 0.83236 | 1.4982 | 2.1081 | 0.30846 | 0 | 1.8718
1341 | Commercial, Existing, Restaurant, Base PTAC, 1 ton, ECM-361, HE PTAC, EER=9.6, 1 ton | 0.83235 | 2.6432 | 3.7192 | 0.51669 | 0 | 3.5633
1342 | Commercial, Existing, Retail, Base PTAC, 1 ton, ECM-361, HE PTAC, EER=9.6, 1 ton | 0.83237 | 2.3501 | 3.3067 | 0.48127 | 0 | 2.745
1343 | Commercial, Existing, FoodStore, Base PTAC, 1 ton, ECM-361, HE PTAC, EER=9.6, 1 ton | 0.83233 | 2.35 | 3.3067 | 0 | 0 | 0
1344 | Commercial, Existing, School, Base PTAC, 1 ton, ECM-361, HE PTAC, EER=9.6, 1 ton | 0.83235 | 1.5141 | 2.1305 | 0.048908 | 0 | 0.33039
1345 | Commercial, Existing, College, Base PTAC, 1 ton, ECM-361, HE PTAC, EER=9.6, 1 ton | 0.83235 | 1.4846 | 2.089 | 0.028306 | 0 | 0.19641
1346 | Commercial, Existing, Hospital, Base PTAC, 1 ton, ECM-361, HE PTAC, EER=9.6, 1 ton | 0.83232 | 3.137 | 4.4142 | 0.014527 | 0 | 0.12014
1347 | Commercial, Existing, Other Health, Base PTAC, 1 ton, ECM-361, HE PTAC, EER=9.6, 1 ton | 0.83237 | 1.4615 | 2.0564 | 0.23462 | 0 | 1.3476
1348 | Commercial, Existing, Warehouse, Base PTAC, 1 ton, ECM-361, HE PTAC, EER=9.6, 1 ton | 0.83235 | 1.528 | 2.15 | 0 | 0 | 0
1349 | Commercial, Existing, Hotel, Base PTAC, 1 ton, ECM-361, HE PTAC, EER=9.6, 1 ton | 0.83232 | 3.137 | 4.4142 | 0.08203 | 0 | 0.69022
1350 | Commercial, Existing, Other, Base PTAC, 1 ton, ECM-361, HE PTAC, EER=9.6, 1 ton | 0.83234 | 1.5908 | 2.2384 | 0 | 0 | 0
1351 | Commercial, Existing, Office, Base PTAC, 1 ton, ECM-362, Occupancy Sensor | 0.83227 | 0.79102 | 1.1131 | 0 | 0 | 0
1352 | Commercial, Existing, Restaurant, Base PTAC, 1 ton, ECM-362, Occupancy Sensor | 0.83226 | 1.3956 | 1.9639 | 0.23249 | 0.010976 | 4.6766
1353 | Commercial, Existing, Retail, Base PTAC, 1 ton, ECM-362, Occupancy Sensor | 0.83227 | 1.2408 | 1.746 | 0.21656 | 0.01086 | 3.6027
1354 | Commercial, Existing, FoodStore, Base PTAC, 1 ton, ECM-362, Occupancy Sensor | 0.83226 | 1.2408 | 1.7461 | 0 | 0 | 0
1355 | Commercial, Existing, School, Base PTAC, 1 ton, ECM-362, Occupancy Sensor | 0.83226 | 0.79943 | 1.125 | 0 | 0 | 0
1356 | Commercial, Existing, College, Base PTAC, 1 ton, ECM-362, Occupancy Sensor | 0.83226 | 0.78386 | 1.1031 | 0 | 0 | 0
1357 | Commercial, Existing, Hospital, Base PTAC, 1 ton, ECM-362, Occupancy Sensor | 0.83226 | 1.6564 | 2.331 | 0.0065368 | 0.0007484 | 0.15769
1358 | Commercial, Existing, Other Health, Base PTAC, 1 ton, ECM-362, Occupancy Sensor | 0.83227 | 0.77165 | 1.0859 | 0 | 0 | 0
1359 | Commercial, Existing, Warehouse, Base PTAC, 1 ton, ECM-362, Occupancy Sensor | 0.83227 | 0.80681 | 1.1353 | 0 | 0 | 0
1360 | Commercial, Existing, Hotel, Base PTAC, 1 ton, ECM-362, Occupancy Sensor | 0.83225 | 1.6564 | 2.331 | 0.036911 | 0.0035112 | 0.9059
1361 | Commercial, Existing, Other, Base PTAC, 1 ton, ECM-362, Occupancy Sensor | 0.83227 | 0.83997 | 1.182 | 0 | 0 | 0
1362 | Commercial, Existing, Office, Base Fan Motor, 15hp, 1800rpm, 91.0%, ECM-401, High Efficiency Fan Motor, 15hp, 1800rpm, 92.4% | 0.83241 | 0.21527 | 0.30288 | 0 | 0 | 0
1363 | Commercial, Existing, Restaurant, Base Fan Motor, 15hp, 1800rpm, 91.0%, ECM-401, High Efficiency Fan Motor, 15hp, 1800rpm, 92.4% | 0.83237 | 0.1453 | 0.20445 | 0 | 0 | 0
1364 | Commercial, Existing, Retail, Base Fan Motor, 15hp, 1800rpm, 91.0%, ECM-401, High Efficiency Fan Motor, 15hp, 1800rpm, 92.4% | 0.8324 | 0.1941 | 0.27311 | 0 | 0 | 0
1365 | Commercial, Existing, FoodStore, Base Fan Motor, 15hp, 1800rpm, 91.0%, ECM-401, High Efficiency Fan Motor, 15hp, 1800rpm, 92.4% | 0.83237 | 0.38705 | 0.5446 | 0 | 0 | 0
1366 | Commercial, Existing, School, Base Fan Motor, 15hp, 1800rpm, 91.0%, ECM-401, High Efficiency Fan Motor, 15hp, 1800rpm, 92.4% | 0.8324 | 0.19895 | 0.27992 | 0 | 0 | 0
1367 | Commercial, Existing, College, Base Fan Motor, 15hp, 1800rpm, 91.0%, ECM-401, High Efficiency Fan Motor, 15hp, 1800rpm, 92.4% | 0.83237 | 0.16477 | 0.23184 | 0 | 0 | 0
1368 | Commercial, Existing, Hospital, Base Fan Motor, 15hp, 1800rpm, 91.0%, ECM-401, High Efficiency Fan Motor, 15hp, 1800rpm, 92.4% | 0.83238 | 0.53056 | 0.74651 | 0 | 0 | 0
1369 | Commercial, Existing, Other Health, Base Fan Motor, 15hp, 1800rpm, 91.0%, ECM-401, High Efficiency Fan Motor, 15hp, 1800rpm, 92.4% | 0.83285 | 0.13128 | 0.18462 | 0 | 0 | 0
1370 | Commercial, Existing, Warehouse, Base Fan Motor, 15hp, 1800rpm, 91.0%, ECM-401, High Efficiency Fan Motor, 15hp, 1800rpm, 92.4% | 0.83271 | 0.14816 | 0.20838 | 0 | 0 | 0
1371 | Commercial, Existing, Hotel, Base Fan Motor, 15hp, 1800rpm, 91.0%, ECM-401, High Efficiency Fan Motor, 15hp, 1800rpm, 92.4% | 0.83239 | 0.18117 | 0.25491 | 0 | 0 | 0
1372 | Commercial, Existing, Other, Base Fan Motor, 15hp, 1800rpm, 91.0%, ECM-401, High Efficiency Fan Motor, 15hp, 1800rpm, 92.4% | 0.83255 | 0.26273 | 0.36959 | 0 | 0 | 0
1373 | Commercial, Existing, Office, Base Fan Motor, 15hp, 1800rpm, 91.0%, ECM-402, Variable Speed Drive Control | 0.83226 | 1.439 | 2.025 | 0.1909 | 0.175 | 5.5001
1374 | Commercial, Existing, Restaurant, Base Fan Motor, 15hp, 1800rpm, 91.0%, ECM-402, Variable Speed Drive Control | 0.83225 | 0.71112 | 1.0007 | 0 | 0 | 0
1375 | Commercial, Existing, Retail, Base Fan Motor, 15hp, 1800rpm, 91.0%, ECM-402, Variable Speed Drive Control | 0.83226 | 1.0594 | 1.4909 | 0.070241 | 0.056389 | 2.0294
1376 | Commercial, Existing, FoodStore, Base Fan Motor, 15hp, 1800rpm, 91.0%, ECM-402, Variable Speed Drive Control | 0.83225 | 2.2637 | 3.1856 | 1e-08 | 1e-08 | 3.1e-07
1377 | Commercial, Existing, School, Base Fan Motor, 15hp, 1800rpm, 91.0%, ECM-402, Variable Speed Drive Control | 0.83226 | 1.2277 | 1.7276 | 0.016153 | 0.021441 | 0.5615
1378 | Commercial, Existing, College, Base Fan Motor, 15hp, 1800rpm, 91.0%, ECM-402, Variable Speed Drive Control | 0.83226 | 1.1063 | 1.5569 | 0.022427 | 0.019434 | 0.7591
1379 | Commercial, Existing, Hospital, Base Fan Motor, 15hp, 1800rpm, 91.0%, ECM-402, Variable Speed Drive Control | 0.83226 | 3.3524 | 4.7176 | 0.096675 | 0.097193 | 3.3441
1380 | Commercial, Existing, Other Health, Base Fan Motor, 15hp, 1800rpm, 91.0%, ECM-402, Variable Speed Drive Control | 0.83237 | 0.82859 | 1.1659 | 0 | 0 | 0
1381 | Commercial, Existing, Warehouse, Base Fan Motor, 15hp, 1800rpm, 91.0%, ECM-402, Variable Speed Drive Control | 0.83234 | 0.99249 | 1.3965 | 0 | 0 | 0
1382 | Commercial, Existing, Hotel, Base Fan Motor, 15hp, 1800rpm, 91.0%, ECM-402, Variable Speed Drive Control | 0.83226 | 0.95936 | 1.3501 | 0 | 0 | 0
1383 | Commercial, Existing, Other, Base Fan Motor, 15hp, 1800rpm, 91.0%, ECM-402, Variable Speed Drive Control | 0.8323 | 1.5227 | 2.1427 | 0.051632 | 0.19953 | 1.7639
1384 | Commercial, Existing, Office, Base Fan Motor, 15hp, 1800rpm, 91.0%, ECM-403, Air Handler Optimization | 0.83226 | 1.2176 | 2.172 | 0.097129 | 0.089042 | 2.7985
1385 | Commercial, Existing, Restaurant, Base Fan Motor, 15hp, 1800rpm, 91.0%, ECM-403, Air Handler Optimization | 0.83225 | 2.1503 | 3.836 | 0.083504 | 0.048505 | 2.528
1386 | Commercial, Existing, Retail, Base Fan Motor, 15hp, 1800rpm, 91.0%, ECM-403, Air Handler Optimization | 0.83226 | 1.1801 | 2.1053 | 0.095062 | 0.076315 | 2.7465
1387 | Commercial, Existing, FoodStore, Base Fan Motor, 15hp, 1800rpm, 91.0%, ECM-403, Air Handler Optimization | 0.83225 | 2.9891 | 5.3323 | 0.0021289 | 0.0020928 | 0.077151
1388 | Commercial, Existing, School, Base Fan Motor, 15hp, 1800rpm, 91.0%, ECM-403, Air Handler Optimization | 0.83226 | 1.5783 | 2.8155 | 0.0098037 | 0.013013 | 0.34079
1389 | Commercial, Existing, College, Base Fan Motor, 15hp, 1800rpm, 91.0%, ECM-403, Air Handler Optimization | 0.83226 | 1.5222 | 2.7155 | 0.0088346 | 0.0076554 | 0.29903
1390 | Commercial, Existing, Hospital, Base Fan Motor, 15hp, 1800rpm, 91.0%, ECM-403, Air Handler Optimization | 0.83226 | 7.7605 | 13.8442 | 0.033211 | 0.033389 | 1.1488
1391 | Commercial, Existing, Other Health, Base Fan Motor, 15hp, 1800rpm, 91.0%, ECM-403, Air Handler Optimization | 0.83237 | 1.9932 | 3.5552 | 0.083618 | 0.084024 | 0.74279
1392 | Commercial, Existing, Warehouse, Base Fan Motor, 15hp, 1800rpm, 91.0%, ECM-403, Air Handler Optimization | 0.83234 | 0.15738 | 0.28073 | 0 | 0 | 0
1393 | Commercial, Existing, Hotel, Base Fan Motor, 15hp, 1800rpm, 91.0%, ECM-403, Air Handler Optimization | 0.83226 | 1.1348 | 2.0244 | 0.018744 | 0.029376 | 0.7533
1394 | Commercial, Existing, Other, Base Fan Motor, 15hp, 1800rpm, 91.0%, ECM-403, Air Handler Optimization | 0.8323 | 0.8475 | 1.5118 | 0 | 0 | 0
1395 | Commercial, Existing, Office, Base Fan Motor, 15hp, 1800rpm, 91.0%, ECM-404, Electronically Commutated Motors (ECM) on an Air Handler Unit | 0.83234 | 1.7156 | 2.4141 | 0.82054 | 0 | 6.0926
1396 | Commercial, Existing, Restaurant, Base Fan Motor, 15hp, 1800rpm, 91.0%, ECM-404, Electronically Commutated Motors (ECM) on an Air Handler Unit | 0.83233 | 1.423 | 2.0024 | 0.51065 | 0 | 3.9841
1397 | Commercial, Existing, Retail, Base Fan Motor, 15hp, 1800rpm, 91.0%, ECM-404, Electronically Commutated Motors (ECM) on an Air Handler Unit | 0.83234 | 2.276 | 3.2025 | 0.7213 | 0 | 5.3706
1398 | Commercial, Existing, FoodStore, Base Fan Motor, 15hp, 1800rpm, 91.0%, ECM-404, Electronically Commutated Motors (ECM) on an Air Handler Unit | 0.83231 | 2.0894 | 2.9402 | 0.013019 | 0 | 0.12159
1399 | Commercial, Existing, School, Base Fan Motor, 15hp, 1800rpm, 91.0%, ECM-404, Electronically Commutated Motors (ECM) on an Air Handler Unit | 0.83232 | 1.4713 | 2.0704 | 0.059953 | 0 | 0.53707
1400 | Commercial, Existing, College, Base Fan Motor, 15hp, 1800rpm, 91.0%, ECM-404, Electronically Commutated Motors (ECM) on an Air Handler Unit | 0.83232 | 2.3645 | 3.3272 | 0.067034 | 0 | 0.58473
1401 | Commercial, Existing, Hospital, Base Fan Motor, 15hp, 1800rpm, 91.0%, ECM-404, Electronically Commutated Motors (ECM) on an Air Handler Unit | 0.83232 | 4.5783 | 6.4424 | 0.2031 | 0 | 1.8105
1402 | Commercial, Existing, Other Health, Base Fan Motor, 15hp, 1800rpm, 91.0%, ECM-404, Electronically Commutated Motors (ECM) on an Air Handler Unit | 0.83261 | 1.2519 | 1.761 | 0.51138 | 0 | 1.1709
1403 | Commercial, Existing, Warehouse, Base Fan Motor, 15hp, 1800rpm, 91.0%, ECM-404, Electronically Commutated Motors (ECM) on an Air Handler Unit | 0.83231 | 1.6628 | 2.3398 | 0.18222 | 0 | 1.7361
1404 | Commercial, Existing, Hotel, Base Fan Motor, 15hp, 1800rpm, 91.0%, ECM-404, Electronically Commutated Motors (ECM) on an Air Handler Unit | 0.8323 | 2.0147 | 2.8351 | 0.14222 | 0 | 1.473
1405 | Commercial, Existing, Other, Base Fan Motor, 15hp, 1800rpm, 91.0%, ECM-404, Electronically Commutated Motors (ECM) on an Air Handler Unit | 0.83232 | 2.0173 | 2.8386 | 0.26733 | 0 | 2.3534
1406 | Commercial, Existing, Office, Base Fan Motor, 15hp, 1800rpm, 91.0%, ECM-405, Demand Control Ventilation (DCV) | 0.83332 | 0.037164 | 0.052233 | 0 | 0 | 0
1407 | Commercial, Existing, Restaurant, Base Fan Motor, 15hp, 1800rpm, 91.0%, ECM-405, Demand Control Ventilation (DCV) | 0.83305 | 0.056092 | 0.078859 | 0 | 0 | 0
1408 | Commercial, Existing, Retail, Base Fan Motor, 15hp, 1800rpm, 91.0%, ECM-405, Demand Control Ventilation (DCV) | 0.83324 | 0.034385 | 0.048331 | 0 | 0 | 0
1409 | Commercial, Existing, FoodStore, Base Fan Motor, 15hp, 1800rpm, 91.0%, ECM-405, Demand Control Ventilation (DCV) | 0.83313 | 0.077996 | 0.10964 | 0 | 0 | 0
1410 | Commercial, Existing, School, Base Fan Motor, 15hp, 1800rpm, 91.0%, ECM-405, Demand Control Ventilation (DCV) | 0.83336 | 0.036352 | 0.051089 | 0 | 0 | 0
1411 | Commercial, Existing, College, Base Fan Motor, 15hp, 1800rpm, 91.0%, ECM-405, Demand Control Ventilation (DCV) | 0.83313 | 0.039223 | 0.055139 | 0 | 0 | 0
1412 | Commercial, Existing, Hospital, Base Fan Motor, 15hp, 1800rpm, 91.0%, ECM-405, Demand Control Ventilation (DCV) | 0.83318 | 0.16034 | 0.22538 | 0 | 0 | 0
1413 | Commercial, Existing, Other Health, Base Fan Motor, 15hp, 1800rpm, 91.0%, ECM-405, Demand Control Ventilation (DCV) | 0.83598 | 0.041501 | 0.058142 | 0 | 0 | 0
1414 | Commercial, Existing, Warehouse, Base Fan Motor, 15hp, 1800rpm, 91.0%, ECM-405, Demand Control Ventilation (DCV) | 0.83625 | 0.004848 | 0.00679 | 0 | 0 | 0
1415 | Commercial, Existing, Hotel, Base Fan Motor, 15hp, 1800rpm, 91.0%, ECM-405, Demand Control Ventilation (DCV) | 0.83332 | 0.034093 | 0.047916 | 0 | 0 | 0
1416 | Commercial, Existing, Other, Base Fan Motor, 15hp, 1800rpm, 91.0%, ECM-405, Demand Control Ventilation (DCV) | 0.83479 | 0.02599 | 0.036462 | 0 | 0 | 0
1417 | Commercial, Existing, Office, Base Fan Motor, 15hp, 1800rpm, 91.0%, ECM-406, Energy Recovery Ventilation (ERV) | 0.83332 | 0.16466 | 0.19759 | 0 | 0 | 0
1418 | Commercial, Existing, Restaurant, Base Fan Motor, 15hp, 1800rpm, 91.0%, ECM-406, Energy Recovery Ventilation (ERV) | 0.83312 | 0.16375 | 0.19655 | 0 | 0 | 0
1419 | Commercial, Existing, Retail, Base Fan Motor, 15hp, 1800rpm, 91.0%, ECM-406, Energy Recovery Ventilation (ERV) | 0.83327 | 0.23573 | 0.2829 | 0 | 0 | 0
1420 | Commercial, Existing, FoodStore, Base Fan Motor, 15hp, 1800rpm, 91.0%, ECM-406, Energy Recovery Ventilation (ERV) | 0.83312 | 0.23683 | 0.28426 | 0 | 0 | 0
1421 | Commercial, Existing, School, Base Fan Motor, 15hp, 1800rpm, 91.0%, ECM-406, Energy Recovery Ventilation (ERV) | 0.8333 | 0.14718 | 0.17663 | 0 | 0 | 0
1422 | Commercial, Existing, College, Base Fan Motor, 15hp, 1800rpm, 91.0%, ECM-406, Energy Recovery Ventilation (ERV) | 0.83314 | 0.21658 | 0.25996 | 0 | 0 | 0
1423 | Commercial, Existing, Hospital, Base Fan Motor, 15hp, 1800rpm, 91.0%, ECM-406, Energy Recovery Ventilation (ERV) | 0.83317 | 0.41088 | 0.49315 | 0 | 0 | 0
1424 | Commercial, Existing, Other Health, Base Fan Motor, 15hp, 1800rpm, 91.0%, ECM-406, Energy Recovery Ventilation (ERV) | 0.83594 | 0.11314 | 0.13534 | 0 | 0 | 0
1425 | Commercial, Existing, Warehouse, Base Fan Motor, 15hp, 1800rpm, 91.0%, ECM-406, Energy Recovery Ventilation (ERV) | 0.83535 | 0.14164 | 0.16956 | 0 | 0 | 0
1426 | Commercial, Existing, Hotel, Base Fan Motor, 15hp, 1800rpm, 91.0%, ECM-406, Energy Recovery Ventilation (ERV) | 0.83323 | 0.21512 | 0.25817 | 0 | 0 | 0
1427 | Commercial, Existing, Other, Base Fan Motor, 15hp, 1800rpm, 91.0%, ECM-406, Energy Recovery Ventilation (ERV) | 0.83433 | 0.19802 | 0.23734 | 0 | 0 | 0
1428 | Commercial, Existing, Office, Base Fan Motor, 15hp, 1800rpm, 91.0%, ECM-407, Separate Makeup Air / Exhaust Hoods AC | . | 99999 | 99999 | 0 | 0 | 0
1429 | Commercial, Existing, Restaurant, Base Fan Motor, 15hp, 1800rpm, 91.0%, ECM-407, Separate Makeup Air / Exhaust Hoods AC | 0.83234 | 74.3707 | 104.6465 | 1.9298 | 0.28028 | 14.6072
1430 | Commercial, Existing, Retail, Base Fan Motor, 15hp, 1800rpm, 91.0%, ECM-407, Separate Makeup Air / Exhaust Hoods AC | . | 99999 | 99999 | 0 | 0 | 0
1431 | Commercial, Existing, FoodStore, Base Fan Motor, 15hp, 1800rpm, 91.0%, ECM-407, Separate Makeup Air / Exhaust Hoods AC | 0.83233 | 146.2689 | 205.8179 | 0.0037847 | 0.00093021 | 0.034292
1432 | Commercial, Existing, School, Base Fan Motor, 15hp, 1800rpm, 91.0%, ECM-407, Separate Makeup Air / Exhaust Hoods AC | . | 99999 | 99999 | 0 | 0 | 0
1433 | Commercial, Existing, College, Base Fan Motor, 15hp, 1800rpm, 91.0%, ECM-407, Separate Makeup Air / Exhaust Hoods AC | . | 99999 | 99999 | 0 | 0 | 0
1434 | Commercial, Existing, Hospital, Base Fan Motor, 15hp, 1800rpm, 91.0%, ECM-407, Separate Makeup Air / Exhaust Hoods AC | . | 99999 | 99999 | 0 | 0 | 0
1435 | Commercial, Existing, Other Health, Base Fan Motor, 15hp, 1800rpm, 91.0%, ECM-407, Separate Makeup Air / Exhaust Hoods AC | . | 99999 | 99999 | 0 | 0 | 0
1436 | Commercial, Existing, Warehouse, Base Fan Motor, 15hp, 1800rpm, 91.0%, ECM-407, Separate Makeup Air / Exhaust Hoods AC | . | 99999 | 99999 | 0 | 0 | 0
1437 | Commercial, Existing, Hotel, Base Fan Motor, 15hp, 1800rpm, 91.0%, ECM-407, Separate Makeup Air / Exhaust Hoods AC | . | 99999 | 99999 | 0 | 0 | 0
1438 | Commercial, Existing, Other, Base Fan Motor, 15hp, 1800rpm, 91.0%, ECM-407, Separate Makeup Air / Exhaust Hoods AC | . | 99999 | 99999 | 0 | 0 | 0
1439 | Commercial, Existing, FoodStore, Base Refrigeration System, ECM-501, High-efficiency fan motors | 0.83238 | 1.1948 | 1.6245 | 0.13396 | 0.10999 | 1.0806
1440 | Commercial, New, FoodStore, Base Refrigeration System, ECM-501, Refrigeration 10% More Efficient Design | 0.83234 | 1.78 | 2.93 | 0.0026317 | 0.00054014 | 0.021227
1441 | Commercial, Existing, FoodStore, Base Refrigeration System, ECM-502, Strip curtains for walk-ins | 0.83238 | 2.8854 | 6.0172 | 0.036864 | 0.030266 | 0.29736
1442 | Commercial, New, FoodStore, Base Refrigeration System, ECM-502, Refrigeration 20% More Efficient Design | 0.83234 | 1.13 | 1.87 | 0.0037133 | 0.00076212 | 0.029951
1443 | Commercial, Existing, FoodStore, Base Refrigeration System, ECM-503, Night covers for display cases | 0.83227 | 2.1694 | 4.3389 | 0 | 0.028486 | 0.27988
1444 | Commercial, Existing, FoodStore, Base Refrigeration System, ECM-504, Evaporator fan controller for MT walk-ins | 0.83238 | 0.37035 | 0.74063 | 0 | 0 | 0
1445 | Commercial, Existing, FoodStore, Base Refrigeration System, ECM-505, Efficient compressor motor | 0.83238 | 7.2529 | 11.9463 | 0.069488 | 0.057051 | 0.56053
1446 | Commercial, Existing, FoodStore, Base Refrigeration System, ECM-506, Compressor VSD retrofit | 0.8323 | 1.0299 | 1.6965 | 0.013014 | 0.010684 | 0.20994
1447 | Commercial, Existing, FoodStore, Base Refrigeration System, ECM-507, Floating head pressure controls | 0.83238 | 8.5093 | 11.5696 | 0.027012 | 0.022178 | 0.2179
1448 | Commercial, Existing, FoodStore, Base Refrigeration System, ECM-508, Refrigeration Commissioning | 0.83238 | 0.60375 | 1.3152 | 0 | 0 | 0
1449 | Commercial, Existing, FoodStore, Base Refrigeration System, ECM-509, Demand Hot Gas Defrost | 0.83238 | 6.8367 | 11.2607 | 0.010366 | 0.008511 | 0.083621
1450 | Commercial, Existing, FoodStore, Base Refrigeration System, ECM-510, Demand Defrost Electric | 0.83238 | 24.9992 | 41.1761 | 0.12003 | 0.098552 | 0.96827
1451 | Commercial, Existing, FoodStore, Base Refrigeration System, ECM-511, Anti-sweat (humidistat) controls | 0.83232 | 3.2208 | 5.0169 | 0.025483 | 0.041841 | 0.41109
1452 | Commercial, Existing, FoodStore, Base Refrigeration System, ECM-513, High R-Value Glass Doors | 0.83238 | 0.81244 | 1.3382 | 0 | 0 | 0
1453 | Commercial, Existing, FoodStore, Base Refrigeration System, ECM-514, Multiplex Compressor System | 0.83238 | 0.48227 | 0.70249 | 0 | 0 | 0
1454 | Commercial, Existing, FoodStore, Base Refrigeration System, ECM-515, Oversized Air Cooled Condenser | 0.83238 | 1.8658 | 2.5368 | 0.051462 | 0.042252 | 0.41512
1455 | Commercial, Existing, FoodStore, Base Refrigeration System, ECM-516, Freezer-Cooler Replacement Gaskets | 0.83238 | 7.953 | 16.5853 | 0.050335 | 0.041326 | 0.40603
1456 | Commercial, Existing, FoodStore, Base Refrigeration System, ECM-517, LED Display Lighting | 0.83238 | 0.36635 | 0.60341 | 0 | 0 | 0
1457 | Commercial, Existing, Office, Base Ice Maker, ECM-551, Efficient Ice Maker | 0.83238 | 0.000206 | 0.000339 | 0 | 0 | 0
1458 | Commercial, Existing, Restaurant, Base Ice Maker, ECM-551, Efficient Ice Maker | 0.83238 | 0.000691 | 0.001139 | 0 | 0 | 0
1459 | Commercial, Existing, Retail, Base Ice Maker, ECM-551, Efficient Ice Maker | 0.83238 | 0.000475 | 0.000782 | 0 | 0 | 0
1460 | Commercial, Existing, FoodStore, Base Ice Maker, ECM-551, Efficient Ice Maker | 0.83238 | 0.00084 | 0.001383 | 0 | 0 | 0
1461 | Commercial, Existing, School, Base Ice Maker, ECM-551, Efficient Ice Maker | 0.83238 | 0.000384 | 0.000632 | 0 | 0 | 0
1462 | Commercial, Existing, College, Base Ice Maker, ECM-551, Efficient Ice Maker | 0.83238 | 0.000289 | 0.000476 | 0 | 0 | 0
1463 | Commercial, Existing, Hospital, Base Ice Maker, ECM-551, Efficient Ice Maker | 0.83238 | 0.000381 | 0.000628 | 0 | 0 | 0
1464 | Commercial, Existing, Other Health, Base Ice Maker, ECM-551, Efficient Ice Maker | 0.83238 | 0.000505 | 0.000832 | 0 | 0 | 0
1465 | Commercial, Existing, Warehouse, Base Ice Maker, ECM-551, Efficient Ice Maker | 0.83238 | 0.000268 | 0.000441 | 0 | 0 | 0
1466 | Commercial, Existing, Hotel, Base Ice Maker, ECM-551, Efficient Ice Maker | 0.83238 | 0.000272 | 0.000449 | 0 | 0 | 0
1467 | Commercial, Existing, Other, Base Ice Maker, ECM-551, Efficient Ice Maker | 0.83238 | 0.000453 | 0.000747 | 0 | 0 | 0
1468 | Commercial, Existing, Office, Base Water Heater, ECM-601, High Efficiency Water Heater (electric) | 0.83242 | 0.64743 | 0.91092 | 0 | 0 | 0
1469 | Commercial, Existing, Restaurant, Base Water Heater, ECM-601, High Efficiency Water Heater (electric) | 0.83239 | 0.75576 | 1.0634 | 0 | 0 | 0
1470 | Commercial, Existing, Retail, Base Water Heater, ECM-601, High Efficiency Water Heater (electric) | 0.8324 | 0.62547 | 0.88004 | 0 | 0 | 0
1471 | Commercial, Existing, FoodStore, Base Water Heater, ECM-601, High Efficiency Water Heater (electric) | 0.83237 | 0.3484 | 0.49021 | 0 | 0 | 0
1472 | Commercial, Existing, School, Base Water Heater, ECM-601, High Efficiency Water Heater (electric) | 0.83238 | 0.42344 | 0.59579 | 0 | 0 | 0
1473 | Commercial, Existing, College, Base Water Heater, ECM-601, High Efficiency Water Heater (electric) | 0.83239 | 2.0202 | 2.8425 | 0.0014403 | 0.0016035 | 0.011943
1474 | Commercial, Existing, Hospital, Base Water Heater, ECM-601, High Efficiency Water Heater (electric) | 0.8324 | 9.2952 | 13.0784 | 0.00072061 | 0.00062563 | 0.005206
1475 | Commercial, Existing, Other Health, Base Water Heater, ECM-601, High Efficiency Water Heater (electric) | 0.83224 | 1.0991 | 1.5467 | 0.0010223 | 0.00088754 | 0.052282
1476 | Commercial, Existing, Warehouse, Base Water Heater, ECM-601, High Efficiency Water Heater (electric) | 0.83242 | 0.25191 | 0.35443 | 0 | 0 | 0
1477 | Commercial, Existing, Hotel, Base Water Heater, ECM-601, High Efficiency Water Heater (electric) | 0.83239 | 0.99121 | 1.3946 | 0 | 0 | 0
1478 | Commercial, Existing, Other, Base Water Heater, ECM-601, High Efficiency Water Heater (electric) | 0.83236 | 0.85196 | 1.1988 | 0 | 0 | 0
1479 | Commercial, Existing, Office, Base Water Heater, ECM-603, Heat Pump Water Heater (air source) | 0.83242 | 1.0063 | 1.4158 | 0.29018 | 0.22018 | 1.8744
1480 | Commercial, Existing, Restaurant, Base Water Heater, ECM-603, Heat Pump Water Heater (air source) | 0.83239 | 1.1746 | 1.6527 | 0.64877 | 0.23195 | 4.0146
1481 | Commercial, Existing, Retail, Base Water Heater, ECM-603, Heat Pump Water Heater (air source) | 0.8324 | 0.97215 | 1.3678 | 0 | 0 | 0
1482 | Commercial, Existing, FoodStore, Base Water Heater, ECM-603, Heat Pump Water Heater (air source) | 0.83237 | 0.5415 | 0.76192 | 0 | 0 | 0
1483 | Commercial, Existing, School, Base Water Heater, ECM-603, Heat Pump Water Heater (air source) | 0.83238 | 4.1574 | 5.8496 | 0.060379 | 0.070994 | 0.56009
1484 | Commercial, Existing, College, Base Water Heater, ECM-603, Heat Pump Water Heater (air source) | 0.83239 | 3.1399 | 4.4179 | 0.049399 | 0.054995 | 0.40963
1485 | Commercial, Existing, Hospital, Base Water Heater, ECM-603, Heat Pump Water Heater (air source) | 0.8324 | 14.4473 | 20.3273 | 0.024715 | 0.021458 | 0.17855
1486 | Commercial, Existing, Other Health, Base Water Heater, ECM-603, Heat Pump Water Heater (air source) | 0.83224 | 1.7083 | 2.404 | 0.035061 | 0.03044 | 1.7931
1487 | Commercial, Existing, Warehouse, Base Water Heater, ECM-603, Heat Pump Water Heater (air source) | 0.83242 | 0.39154 | 0.55088 | 0 | 0 | 0
1488 | Commercial, Existing, Hotel, Base Water Heater, ECM-603, Heat Pump Water Heater (air source) | 0.83239 | 1.5406 | 2.1677 | 0.20361 | 0.15122 | 1.4571
1489 | Commercial, Existing, Other, Base Water Heater, ECM-603, Heat Pump Water Heater (air source) | 0.83236 | 1.3242 | 1.8632 | 0.17917 | 0.012497 | 1.1646
1490 | Commercial, Existing, Office, Base Water Heater, ECM-604, Solar Water Heater | 0.83242 | 0.017937 | 0.021549 | 0 | 0 | 0
1491 | Commercial, Existing, Restaurant, Base Water Heater, ECM-604, Solar Water Heater | 0.83239 | 0.037163 | 0.044646 | 0 | 0 | 0
1492 | Commercial, Existing, Retail, Base Water Heater, ECM-604, Solar Water Heater | 0.8324 | 0.030756 | 0.036949 | 0 | 0 | 0
1493 | Commercial, Existing, FoodStore, Base Water Heater, ECM-604, Solar Water Heater | 0.83237 | 0.017132 | 0.020582 | 0 | 0 | 0
1494 | Commercial, Existing, School, Base Water Heater, ECM-604, Solar Water Heater | 0.83238 | 0.062146 | 0.074661 | 0 | 0 | 0
1495 | Commercial, Existing, College, Base Water Heater, ECM-604, Solar Water Heater | 0.83239 | 0.099339 | 0.11934 | 0 | 0 | 0
1496 | Commercial, Existing, Hospital, Base Water Heater, ECM-604, Solar Water Heater | 0.8324 | 0.45707 | 0.5491 | 0 | 0 | 0
1497 | Commercial, Existing, Other Health, Base Water Heater, ECM-604, Solar Water Heater | 0.83224 | 0.054045 | 0.064939 | 0 | 0 | 0
1498 | Commercial, Existing, Warehouse, Base Water Heater, ECM-604, Solar Water Heater | 0.83242 | 0.008181 | 0.009828 | 0 | 0 | 0
1499 | Commercial, Existing, Hotel, Base Water Heater, ECM-604, Solar Water Heater | 0.83239 | 0.047514 | 0.057081 | 0 | 0 | 0
1500 | Commercial, Existing, Other, Base Water Heater, ECM-604, Solar Water Heater | 0.83236 | 0.023604 | 0.028358 | 0 | 0 | 0
1501 | Commercial, Existing, Office, Base Water Heater, ECM-606, Demand controlled circulating systems | 0.83242 | 0.024769 | 0.03485 | 0 | 0 | 0
1502 | Commercial, Existing, Restaurant, Base Water Heater, ECM-606, Demand controlled circulating systems | 0.83239 | 0.04761 | 0.066988 | 0 | 0 | 0
1503 | Commercial, Existing, Retail, Base Water Heater, ECM-606, Demand controlled circulating systems | 0.8324 | 0.042811 | 0.060235 | 0 | 0 | 0
1504 | Commercial, Existing, FoodStore, Base Water Heater, ECM-606, Demand controlled circulating systems | 0.83237 | 0.069623 | 0.097963 | 0 | 0 | 0
1505 | Commercial, Existing, School, Base Water Heater, ECM-606, Demand controlled circulating systems | 0.83238 | 0.30235 | 0.42542 | 0 | 0 | 0
1506 | Commercial, Existing, College, Base Water Heater, ECM-606, Demand controlled circulating systems | 0.83239 | 3.9131 | 5.5058 | 0.002934 | 0.0032663 | 0.024329
1507 | Commercial, Existing, Hospital, Base Water Heater, ECM-606, Demand controlled circulating systems | 0.8324 | 18.7587 | 26.3935 | 0.0014679 | 0.0012744 | 0.010605
1508 | Commercial, Existing, Other Health, Base Water Heater, ECM-606, Demand controlled circulating systems | 0.83224 | 2.218 | 3.1214 | 0.0020824 | 0.001808 | 0.1065
1509 | Commercial, Existing, Warehouse, Base Water Heater, ECM-606, Demand controlled circulating systems | 0.83242 | 0.028658 | 0.040321 | 0 | 0 | 0
1510 | Commercial, Existing, Hotel, Base Water Heater, ECM-606, Demand controlled circulating systems | 0.83239 | 0.36618 | 0.51521 | 0 | 0 | 0
1511 | Commercial, Existing, Other, Base Water Heater, ECM-606, Demand controlled circulating systems | 0.83236 | 0.035161 | 0.049474 | 0 | 0 | 0
1512 | Commercial, Existing, Office, Base Water Heater, ECM-608, Heat Recovery Unit | 0.83242 | 0.19497 | 0.32112 | 0 | 0 | 0
1513 | Commercial, Existing, Restaurant, Base Water Heater, ECM-608, Heat Recovery Unit | 0.83239 | 7.6319 | 12.5703 | 1.3522 | 0.48344 | 8.3675
1514 | Commercial, Existing, Retail, Base Water Heater, ECM-608, Heat Recovery Unit | 0.8324 | 0.076674 | 0.12629 | 0 | 0 | 0
1515 | Commercial, Existing, FoodStore, Base Water Heater, ECM-608, Heat Recovery Unit | 0.83237 | 1.0015 | 1.6496 | 0.0045033 | 0.0022577 | 0.032897
1516 | Commercial, Existing, School, Base Water Heater, ECM-608, Heat Recovery Unit | 0.83238 | 0.76145 | 1.2542 | 0 | 0 | 0
1517 | Commercial, Existing, College, Base Water Heater, ECM-608, Heat Recovery Unit | 0.83239 | 0.35438 | 0.58369 | 0 | 0 | 0
1518 | Commercial, Existing, Hospital, Base Water Heater, ECM-608, Heat Recovery Unit | 0.8324 | 2.0996 | 3.4581 | 0.0078589 | 0.0068231 | 0.056777
1519 | Commercial, Existing, Other Health, Base Water Heater, ECM-608, Heat Recovery Unit | 0.83224 | 11.6748 | 19.2326 | 0.064084 | 0.055638 | 3.2775
1520 | Commercial, Existing, Warehouse, Base Water Heater, ECM-608, Heat Recovery Unit | 0.83242 | 0.008642 | 0.014233 | 0 | 0 | 0
1521 | Commercial, Existing, Hotel, Base Water Heater, ECM-608, Heat Recovery Unit | 0.83239 | 4.7032 | 7.7466 | 0.36278 | 0.26944 | 2.5963
1522 | Commercial, Existing, Other, Base Water Heater, ECM-608, Heat Recovery Unit | 0.83236 | 0.24804 | 0.40856 | 0 | 0 | 0
1523 | Commercial, Existing, Office, Base Water Heater, ECM-609, Heat Trap | 0.83242 | 52.3449 | 86.2134 | 0.055186 | 0.041873 | 0.35648
1524 | Commercial, Existing, Restaurant, Base Water Heater, ECM-609, Heat Trap | 0.83239 | 83.7812 | 137.9939 | 0.16918 | 0.060484 | 1.0469
1525 | Commercial, Existing, Retail, Base Water Heater, ECM-609, Heat Trap | 0.8324 | 50.5695 | 83.2906 | 0.023817 | 0.0098993 | 0.14203
1526 | Commercial, Existing, FoodStore, Base Water Heater, ECM-609, Heat Trap | 0.83237 | 49.9937 | 82.345 | 0.00085312 | 0.00042771 | 0.0062321
1527 | Commercial, Existing, School, Base Water Heater, ECM-609, Heat Trap | 0.83238 | 140.1041 | 230.7654 | 0.0074392 | 0.0087472 | 0.069008
1528 | Commercial, Existing, College, Base Water Heater, ECM-609, Heat Trap | 0.83239 | 110.6543 | 182.2552 | 0.0063647 | 0.0070856 | 0.052778
1529 | Commercial, Existing, Hospital, Base Water Heater, ECM-609, Heat Trap | 0.8324 | 509.1355 | 838.5722 | 0.0031843 | 0.0027647 | 0.023005
1530 | Commercial, Existing, Other Health, Base Water Heater, ECM-609, Heat Trap | 0.83224 | 106.8462 | 176.0149 | 0.0080176 | 0.0069609 | 0.41004
1531 | Commercial, Existing, Warehouse, Base Water Heater, ECM-609, Heat Trap | 0.83242 | 13.4508 | 22.1536 | 0.0044644 | 0.0030002 | 0.026856
1532 | Commercial, Existing, Hotel, Base Water Heater, ECM-609, Heat Trap | 0.83239 | 93.934 | 154.7155 | 0.045387 | 0.03371 | 0.32482
1533 | Commercial, Existing, Other, Base Water Heater, ECM-609, Heat Trap | 0.83236 | 68.8812 | 113.4566 | 0.034075 | 0.0023767 | 0.22148
1534 | Commercial, Existing, Office, Base Water Heater, ECM-610, Hot Water Pipe Insulation | 0.83242 | 0.069693 | 0.098057 | 0 | 0 | 0
1535 | Commercial, Existing, Restaurant, Base Water Heater, ECM-610, Hot Water Pipe Insulation | 0.83239 | 0.14439 | 0.20316 | 0 | 0 | 0
1536 | Commercial, Existing, Retail, Base Water Heater, ECM-610, Hot Water Pipe Insulation | 0.8324 | 0.1195 | 0.16813 | 0 | 0 | 0
1537 | Commercial, Existing, FoodStore, Base Water Heater, ECM-610, Hot Water Pipe Insulation | 0.83237 | 0.064887 | 0.091299 | 0 | 0 | 0
1538 | Commercial, Existing, School, Base Water Heater, ECM-610, Hot Water Pipe Insulation | 0.83238 | 0.23538 | 0.33119 | 0 | 0 | 0
1539 | Commercial, Existing, College, Base Water Heater, ECM-610, Hot Water Pipe Insulation | 0.83239 | 0.1859 | 0.26157 | 0 | 0 | 0
1540 | Commercial, Existing, Hospital, Base Water Heater, ECM-610, Hot Water Pipe Insulation | 0.8324 | 1.0006 | 1.4078 | 0.00011468 | 9.956e-05 | 0.00082849
1541 | Commercial, Existing, Other Health, Base Water Heater, ECM-610, Hot Water Pipe Insulation | 0.83224 | 0.20998 | 0.2955 | 0 | 0 | 0
1542 | Commercial, Existing, Warehouse, Base Water Heater, ECM-610, Hot Water Pipe Insulation | 0.83242 | 0.031785 | 0.04472 | 0 | 0 | 0
1543 | Commercial, Existing, Hotel, Base Water Heater, ECM-610, Hot Water Pipe Insulation | 0.83239 | 0.18461 | 0.25974 | 0 | 0 | 0
1544 | Commercial, Existing, Other, Base Water Heater, ECM-610, Hot Water Pipe Insulation | 0.83236 | 0.09171 | 0.12904 | 0 | 0 | 0
1545 | Commercial, Existing, Office, Base Water Heater, ECM-611, Faucet Aerator (0.5 gpm) | 0.83242 | 2.8576 | 4.7066 | 0.34311 | 0.26034 | 2.2163
1546 | Commercial, Existing, Restaurant, Base Water Heater, ECM-611, Faucet Aerator (0.5 gpm) | 0.83239 | 2.4123 | 3.9732 | 0.25331 | 0.090562 | 1.5675
1547 | Commercial, Existing, Retail, Base Water Heater, ECM-611, Faucet Aerator (0.5 gpm) | 0.8324 | 3.313 | 5.4568 | 0.14808 | 0.061548 | 0.88308
1548 | Commercial, Existing, FoodStore, Base Water Heater, ECM-611, Faucet Aerator (0.5 gpm) | 0.83237 | 13.5524 | 22.3223 | 0.0053041 | 0.0026592 | 0.038747
1549 | Commercial, Existing, School, Base Water Heater, ECM-611, Faucet Aerator (0.5 gpm) | 0.83238 | 0.90935 | 1.4978 | 0 | 0 | 0
1550 | Commercial, Existing, College, Base Water Heater, ECM-611, Faucet Aerator (0.5 gpm) | 0.83239 | 0.42321 | 0.69706 | 0 | 0 | 0
1551 | Commercial, Existing, Hospital, Base Water Heater, ECM-611, Faucet Aerator (0.5 gpm) | 0.8324 | 0.11119 | 0.18313 | 0 | 0 | 0
1552 | Commercial, Existing, Other Health, Base Water Heater, ECM-611, Faucet Aerator (0.5 gpm) | 0.83224 | 0.1909 | 0.31449 | 0 | 0 | 0
1553 | Commercial, Existing, Warehouse, Base Water Heater, ECM-611, Faucet Aerator (0.5 gpm) | 0.83242 | 0.1259 | 0.20736 | 0 | 0 | 0
1554 | Commercial, Existing, Hotel, Base Water Heater, ECM-611, Faucet Aerator (0.5 gpm) | 0.83239 | 0.03526 | 0.058075 | 0 | 0 | 0
1555 | Commercial, Existing, Other, Base Water Heater, ECM-611, Faucet Aerator (0.5 gpm) | 0.83236 | 3.6355 | 5.9882 | 0.21186 | 0.014777 | 1.377
1556 | Commercial, Existing, Office, Base Desktop PC, ECM-701, PC Manual Power Management Enabling | 0.83237 | 2.4309 | 5.0694 | 0.40661 | 0.78581 | 4.8255
1557 | Commercial, Existing, Restaurant, Base Desktop PC, ECM-701, PC Manual Power Management Enabling | 0.83235 | 2.4308 | 5.0694 | 0.025325 | 0.02588 | 0.27803
1558 | Commercial, Existing, Retail, Base Desktop PC, ECM-701, PC Manual Power Management Enabling | 0.83237 | 2.4308 | 5.0694 | 0.05826 | 0.074872 | 0.6041
1559 | Commercial, Existing, FoodStore, Base Desktop PC, ECM-701, PC Manual Power Management Enabling | 0.83235 | 2.4308 | 5.0694 | 0.0003273 | 0.00047559 | 0.003906
1560 | Commercial, Existing, School, Base Desktop PC, ECM-701, PC Manual Power Management Enabling | 0.83236 | 2.4308 | 5.0694 | 0.016377 | 0.050432 | 0.28375
1561 | Commercial, Existing, College, Base Desktop PC, ECM-701, PC Manual Power Management Enabling | 0.83236 | 2.4308 | 5.0694 | 0.055255 | 0.07161 | 0.61133
1562 | Commercial, Existing, Hospital, Base Desktop PC, ECM-701, PC Manual Power Management Enabling | 0.83236 | 2.4308 | 5.0694 | 0.011435 | 0.024469 | 0.15628
1563 | Commercial, Existing, Other Health, Base Desktop PC, ECM-701, PC Manual Power Management Enabling | 0.8329 | 2.4323 | 5.0692 | 0.028641 | 0.061281 | 0.084135
1564 | Commercial, Existing, Warehouse, Base Desktop PC, ECM-701, PC Manual Power Management Enabling | 0.83236 | 2.4308 | 5.0694 | 0.11393 | 0.16355 | 1.2976
1565 | Commercial, Existing, Hotel, Base Desktop PC, ECM-701, PC Manual Power Management Enabling | 0.83236 | 2.4308 | 5.0694 | 0.0078461 | 0.013359 | 0.094058
1566 | Commercial, Existing, Other, Base Desktop PC, ECM-701, PC Manual Power Management Enabling | 0.83273 | 2.4319 | 5.0694 | 0.036104 | 0.44771 | 0.51252
1567 | Commercial, Existing, Office, Base Desktop PC, ECM-702, PC Network Power Management Enabling | 0.83237 | 9.0168 | 18.804 | 0.75412 | 1.4574 | 8.9497
1568 | Commercial, Existing, Restaurant, Base Desktop PC, ECM-702, PC Network Power Management Enabling | 0.83235 | 9.0165 | 18.8039 | 0.046969 | 0.047998 | 0.51564
1569 | Commercial, Existing, Retail, Base Desktop PC, ECM-702, PC Network Power Management Enabling | 0.83237 | 9.0167 | 18.8038 | 0.10805 | 0.13886 | 1.1204
1570 | Commercial, Existing, FoodStore, Base Desktop PC, ECM-702, PC Network Power Management Enabling | 0.83235 | 9.0166 | 18.804 | 0.00060703 | 0.00088206 | 0.0072443
1571 | Commercial, Existing, School, Base Desktop PC, ECM-702, PC Network Power Management Enabling | 0.83236 | 9.0168 | 18.8043 | 0.030374 | 0.093537 | 0.52627
1572 | Commercial, Existing, College, Base Desktop PC, ECM-702, PC Network Power Management Enabling | 0.83236 | 9.0166 | 18.8039 | 0.10248 | 0.13281 | 1.1338
1573 | Commercial, Existing, Hospital, Base Desktop PC, ECM-702, PC Network Power Management Enabling | 0.83236 | 9.0168 | 18.8041 | 0.021207 | 0.045383 | 0.28985
1574 | Commercial, Existing, Other Health, Base Desktop PC, ECM-702, PC Network Power Management Enabling | 0.8329 | 9.021 | 18.8009 | 0.053111 | 0.11364 | 0.15602
1575 | Commercial, Existing, Warehouse, Base Desktop PC, ECM-702, PC Network Power Management Enabling | 0.83236 | 9.0167 | 18.8039 | 0.2113 | 0.30334 | 2.4066
1576 | Commercial, Existing, Hotel, Base Desktop PC, ECM-702, PC Network Power Management Enabling | 0.83236 | 9.0167 | 18.804 | 0.014552 | 0.024777 | 0.17445
1577 | Commercial, Existing, Other, Base Desktop PC, ECM-702, PC Network Power Management Enabling | 0.83273 | 9.0207 | 18.8041 | 0.066961 | 0.83035 | 0.95056
1578 | Commercial, Existing, Office, Base Monitor CRT, ECM-711, Energy Star or Better Monitor | 0.83241 | 99999 | 99999 | 0.14637 | 0.18623 | 1.1436
1579 | Commercial, Existing, Restaurant, Base Monitor CRT, ECM-711, Energy Star or Better Monitor | 0.83239 | 99999 | 99999 | 0.0091162 | 0.0061332 | 0.065889
1580 | Commercial, Existing, Retail, Base Monitor CRT, ECM-711, Energy Star or Better Monitor | 0.83241 | 99999 | 99999 | 0.020972 | 0.017744 | 0.14316
1581 | Commercial, Existing, FoodStore, Base Monitor CRT, ECM-711, Energy Star or Better Monitor | 0.83239 | 99999 | 99999 | 0.00011782 | 0.00011271 | 0.00092567
1582 | Commercial, Existing, School, Base Monitor CRT, ECM-711, Energy Star or Better Monitor | 0.83239 | 99999 | 99999 | 0.0058952 | 0.011952 | 0.067245
1583 | Commercial, Existing, College, Base Monitor CRT, ECM-711, Energy Star or Better Monitor | 0.8324 | 99999 | 99999 | 0.01989 | 0.016971 | 0.14488
1584 | Commercial, Existing, Hospital, Base Monitor CRT, ECM-711, Energy Star or Better Monitor | 0.8324 | 99999 | 99999 | 0.0041161 | 0.0057989 | 0.037037
1585 | Commercial, Existing, Other Health, Base Monitor CRT, ECM-711, Energy Star or Better Monitor | 0.83305 | 99999 | 99999 | 0.010309 | 0.014523 | 0.019939
1586 | Commercial, Existing, Warehouse, Base Monitor CRT, ECM-711, Energy Star or Better Monitor | 0.8324 | 99999 | 99999 | 0.041012 | 0.038761 | 0.30752
1587 | Commercial, Existing, Hotel, Base Monitor CRT, ECM-711, Energy Star or Better Monitor | 0.8324 | 99999 | 99999 | 0.0028244 | 0.003166 | 0.022291
1588 | Commercial, Existing, Other, Base Monitor CRT, ECM-711, Energy Star or Better Monitor | 0.83276 | 99999 | 99999 | 0.012996 | 0.1061 | 0.12146
1589 | Commercial, Existing, Office, Base Monitor CRT, ECM-712, Monitor Power Management Enabling | 0.83237 | 4.1853 | 8.7281 | 0.3547 | 0.6855 | 4.2095
1590 | Commercial, Existing, Restaurant, Base Monitor CRT, ECM-712, Monitor Power Management Enabling | 0.83235 | 4.1851 | 8.7281 | 0.022092 | 0.022576 | 0.24253
1591 | Commercial, Existing, Retail, Base Monitor CRT, ECM-712, Monitor Power Management Enabling | 0.83237 | 4.1852 | 8.728 | 0.050823 | 0.065313 | 0.52698
1592 | Commercial, Existing, FoodStore, Base Monitor CRT, ECM-712, Monitor Power Management Enabling | 0.83235 | 4.1852 | 8.7281 | 0.00028552 | 0.00041488 | 0.0034074
1593 | Commercial, Existing, School, Base Monitor CRT, ECM-712, Monitor Power Management Enabling | 0.83236 | 4.1853 | 8.7283 | 0.014286 | 0.043995 | 0.24753
1594 | Commercial, Existing, College, Base Monitor CRT, ECM-712, Monitor Power Management Enabling | 0.83236 | 4.1852 | 8.7281 | 0.048202 | 0.062468 | 0.53329
1595 | Commercial, Existing, Hospital, Base Monitor CRT, ECM-712, Monitor Power Management Enabling | 0.83236 | 4.1853 | 8.7282 | 0.009975 | 0.021346 | 0.13633
1596 | Commercial, Existing, Other Health, Base Monitor CRT, ECM-712, Monitor Power Management Enabling | 0.8329 | 4.1871 | 8.7264 | 0.02498 | 0.053449 | 0.073382
1597 | Commercial, Existing, Warehouse, Base Monitor CRT, ECM-712, Monitor Power Management Enabling | 0.83236 | 4.1852 | 8.7281 | 0.099388 | 0.14268 | 1.132
1598 | Commercial, Existing, Hotel, Base Monitor CRT, ECM-712, Monitor Power Management Enabling | 0.83236 | 4.1852 | 8.7281 | 0.0068445 | 0.011654 | 0.082051
1599 | Commercial, Existing, Other, Base Monitor CRT, ECM-712, Monitor Power Management Enabling | 0.83273 | 4.1871 | 8.7282 | 0.031495 | 0.39056 | 0.4471
1600 | Commercial, Existing, Office, Base Monitor LCD, ECM-721, Energy Star or Better Monitor | 0.83241 | 99999 | 99999 | 1.116e-05 | 1.419e-05 | 8.716e-05
1601 | Commercial, Existing, Restaurant, Base Monitor LCD, ECM-721, Energy Star or Better Monitor | 0.83239 | 99999 | 99999 | 6.9e-07 | 4.7e-07 | 5.02e-06
1602 | Commercial, Existing, Retail, Base Monitor LCD, ECM-721, Energy Star or Better Monitor | 0.83241 | 99999 | 99999 | 1.6e-06 | 1.35e-06 | 1.091e-05
1603 | Commercial, Existing, FoodStore, Base Monitor LCD, ECM-721, Energy Star or Better Monitor | 0.83239 | 99999 | 99999 | 1e-08 | 1e-08 | 7e-08
1604 | Commercial, Existing, School, Base Monitor LCD, ECM-721, Energy Star or Better Monitor | 0.83239 | 99999 | 99999 | 4.5e-07 | 9.1e-07 | 5.13e-06
1605 | Commercial, Existing, College, Base Monitor LCD, ECM-721, Energy Star or Better Monitor | 0.8324 | 99999 | 99999 | 1.52e-06 | 1.29e-06 | 1.104e-05
1606 | Commercial, Existing, Hospital, Base Monitor LCD, ECM-721, Energy Star or Better Monitor | 0.8324 | 99999 | 99999 | 3.1e-07 | 4.4e-07 | 2.82e-06
1607 | Commercial, Existing, Other Health, Base Monitor LCD, ECM-721, Energy Star or Better Monitor | 0.83305 | 99999 | 99999 | 7.9e-07 | 1.11e-06 | 1.52e-06
1608 | Commercial, Existing, Warehouse, Base Monitor LCD, ECM-721, Energy Star or Better Monitor | 0.8324 | 99999 | 99999 | 3.13e-06 | 2.95e-06 | 2.344e-05
1609 | Commercial, Existing, Hotel, Base Monitor LCD, ECM-721, Energy Star or Better Monitor | 0.8324 | 99999 | 99999 | 2.2e-07 | 2.4e-07 | 1.7e-06
1610 | Commercial, Existing, Other, Base Monitor LCD, ECM-721, Energy Star or Better Monitor | 0.83276 | 99999 | 99999 | 9.9e-07 | 8.09e-06 | 9.26e-06
1611 | Commercial, Existing, Office, Base Monitor LCD, ECM-722, Monitor Power Management Enabling | 0.83237 | 0.13995 | 0.29186 | 0 | 0 | 0
1612 | Commercial, Existing, Restaurant, Base Monitor LCD, ECM-722, Monitor Power Management Enabling | 0.83235 | 0.13995 | 0.29186 | 0 | 0 | 0
1613 | Commercial, Existing, Retail, Base Monitor LCD, ECM-722, Monitor Power Management Enabling | 0.83237 | 0.13995 | 0.29186 | 0 | 0 | 0
1614 | Commercial, Existing, FoodStore, Base Monitor LCD, ECM-722, Monitor Power Management Enabling | 0.83235 | 0.13995 | 0.29186 | 0 | 0 | 0
1615 | Commercial, Existing, School, Base Monitor LCD, ECM-722, Monitor Power Management Enabling | 0.83236 | 0.13995 | 0.29186 | 0 | 0 | 0
1616 | Commercial, Existing, College, Base Monitor LCD, ECM-722, Monitor Power Management Enabling | 0.83236 | 0.13995 | 0.29186 | 0 | 0 | 0
1617 | Commercial, Existing, Hospital, Base Monitor LCD, ECM-722, Monitor Power Management Enabling | 0.83236 | 0.13995 | 0.29186 | 0 | 0 | 0
1618 | Commercial, Existing, Other Health, Base Monitor LCD, ECM-722, Monitor Power Management Enabling | 0.8329 | 0.14002 | 0.29181 | 0 | 0 | 0
1619 | Commercial, Existing, Warehouse, Base Monitor LCD, ECM-722, Monitor Power Management Enabling | 0.83236 | 0.13995 | 0.29186 | 0 | 0 | 0
1620 | Commercial, Existing, Hotel, Base Monitor LCD, ECM-722, Monitor Power Management Enabling | 0.83236 | 0.13995 | 0.29186 | 0 | 0 | 0
1621 | Commercial, Existing, Other, Base Monitor LCD, ECM-722, Monitor Power Management Enabling | 0.83273 | 0.14001 | 0.29186 | 0 | 0 | 0
1622 | Commercial, Existing, Office, Base Copier, ECM-731, Energy Star or Better Copier | 0.83241 | 99999 | 99999 | 0.033346 | 0.042428 | 0.26054
1623 | Commercial, Existing, Restaurant, Base Copier, ECM-731, Energy Star or Better Copier | 0.83239 | 99999 | 99999 | 0.0043023 | 0.0028945 | 0.031096
1624 | Commercial, Existing, Retail, Base Copier, ECM-731, Energy Star or Better Copier | 0.83241 | 99999 | 99999 | 0.0082038 | 0.006941 | 0.056003
1625 | Commercial, Existing, FoodStore, Base Copier, ECM-731, Energy Star or Better Copier | 0.83239 | 99999 | 99999 | 6.529e-05 | 6.246e-05 | 0.00051298
1626 | Commercial, Existing, School, Base Copier, ECM-731, Energy Star or Better Copier | 0.83239 | 99999 | 99999 | 0.0006154 | 0.0012477 | 0.0070198
1627 | Commercial, Existing, College, Base Copier, ECM-731, Energy Star or Better Copier | 0.8324 | 99999 | 99999 | 0.0013991 | 0.0011937 | 0.010191
1628 | Commercial, Existing, Hospital, Base Copier, ECM-731, Energy Star or Better Copier | 0.8324 | 99999 | 99999 | 0.00051934 | 0.00073166 | 0.004673
1629 | Commercial, Existing, Other Health, Base Copier, ECM-731, Energy Star or Better Copier | 0.83305 | 99999 | 99999 | 0.0039873 | 0.0056175 | 0.0077124
1630 | Commercial, Existing, Warehouse, Base Copier, ECM-731, Energy Star or Better Copier | 0.8324 | 99999 | 99999 | 0.012429 | 0.011747 | 0.093197
1631 | Commercial, Existing, Hotel, Base Copier, ECM-731, Energy Star or Better Copier | 0.8324 | 99999 | 99999 | 0.00097637 | 0.0010945 | 0.0077058
1632 | Commercial, Existing, Other, Base Copier, ECM-731, Energy Star or Better Copier | 0.83276 | 99999 | 99999 | 0.0038832 | 0.031702 | 0.036292
1633 | Commercial, Existing, Office, Base Copier, ECM-732, Copier Power Management Enabling | 0.83237 | 1.0366 | 1.9943 | 0.087535 | 0.16917 | 1.0388
1634 | Commercial, Existing, Restaurant, Base Copier, ECM-732, Copier Power Management Enabling | 0.83235 | 1.0366 | 1.9942 | 0.011294 | 0.011541 | 0.12398
1635 | Commercial, Existing, Retail, Base Copier, ECM-732, Copier Power Management Enabling | 0.83237 | 1.0366 | 1.9942 | 0.021535 | 0.027675 | 0.2233
1636 | Commercial, Existing, FoodStore, Base Copier, ECM-732, Copier Power Management Enabling | 0.83235 | 1.0366 | 1.9943 | 0.00017139 | 0.00024904 | 0.0020454
1637 | Commercial, Existing, School, Base Copier, ECM-732, Copier Power Management Enabling | 0.83236 | 1.0366 | 1.9943 | 0.0016154 | 0.0049748 | 0.02799
1638 | Commercial, Existing, College, Base Copier, ECM-732, Copier Power Management Enabling | 0.83236 | 1.0366 | 1.9943 | 0.0036727 | 0.0047597 | 0.040633
1639 | Commercial, Existing, Hospital, Base Copier, ECM-732, Copier Power Management Enabling | 0.83236 | 1.0366 | 1.9943 | 0.0013633 | 0.0029173 | 0.018632
1640 | Commercial, Existing, Other Health, Base Copier, ECM-732, Copier Power Management Enabling | 0.8329 | 1.0371 | 1.994 | 0.010467 | 0.022395 | 0.030747
1641 | Commercial, Existing, Warehouse, Base Copier, ECM-732, Copier Power Management Enabling | 0.83236 | 1.0366 | 1.9943 | 0.032627 | 0.046838 | 0.3716
1642 | Commercial, Existing, Hotel, Base Copier, ECM-732, Copier Power Management Enabling | 0.83236 | 1.0366 | 1.9943 | 0.002563 | 0.0043639 | 0.030725
1643 | Commercial, Existing, Other, Base Copier, ECM-732, Copier Power Management Enabling | 0.83273 | 1.0371 | 1.9943 | 0.010193 | 0.1264 | 0.1447
1644 | Commercial, Existing, Office, Base Printer, ECM-741, Printer Power Management Enabling | 0.83237 | 1.8374 | 3.6746 | 0.36608 | 0.70749 | 4.3445
1645 | Commercial, Existing, Restaurant, Base Printer, ECM-741, Printer Power Management Enabling | 0.83235 | 1.8374 | 3.6746 | 0.033168 | 0.033895 | 0.36413
1646 | Commercial, Existing, Retail, Base Printer, ECM-741, Printer Power Management Enabling | 0.83237 | 1.8374 | 3.6745 | 0.10018 | 0.12875 | 1.0388
1647 | Commercial, Existing, FoodStore, Base Printer, ECM-741, Printer Power Management Enabling | 0.83235 | 1.8374 | 3.6746 | 0.00049237 | 0.00071545 | 0.0058759
1648 | Commercial, Existing, School, Base Printer, ECM-741, Printer Power Management Enabling | 0.83236 | 1.8374 | 3.6746 | 0.011317 | 0.034851 | 0.19608
1649 | Commercial, Existing, College, Base Printer, ECM-741, Printer Power Management Enabling | 0.83236 | 1.8374 | 3.6746 | 0.039 | 0.050543 | 0.43148
1650 | Commercial, Existing, Hospital, Base Printer, ECM-741, Printer Power Management Enabling | 0.83236 | 1.8374 | 3.6746 | 0.012515 | 0.026782 | 0.17105
1651 | Commercial, Existing, Other Health, Base Printer, ECM-741, Printer Power Management Enabling | 0.8329 | 1.8383 | 3.6739 | 0.045155 | 0.096616 | 0.13265
1652 | Commercial, Existing, Warehouse, Base Printer, ECM-741, Printer Power Management Enabling | 0.83236 | 1.8374 | 3.6746 | 0.14855 | 0.21325 | 1.6919
1653 | Commercial, Existing, Hotel, Base Printer, ECM-741, Printer Power Management Enabling | 0.83236 | 1.8374 | 3.6746 | 0.012744 | 0.021699 | 0.15277
1654 | Commercial, Existing, Other, Base Printer, ECM-741, Printer Power Management Enabling | 0.83273 | 1.8382 | 3.6746 | 0.041533 | 0.51503 | 0.58959
1655 | Commercial, Existing, Office, Base Commercial Oven, ECM-801, Convection Oven | 0.83237 | 0.000125 | 0.000206 | 0 | 0 | 0
1656 | Commercial, Existing, Restaurant, Base Commercial Oven, ECM-801, Convection Oven | 0.83236 | 0.000866 | 0.001426 | 0 | 0 | 0
1657 | Commercial, Existing, Retail, Base Commercial Oven, ECM-801, Convection Oven | 0.83235 | 0.000221 | 0.000364 | 0 | 0 | 0
1658 | Commercial, Existing, FoodStore, Base Commercial Oven, ECM-801, Convection Oven | 0.83234 | 0.001036 | 0.001707 | 0 | 0 | 0
1659 | Commercial, Existing, School, Base Commercial Oven, ECM-801, Convection Oven | 0.83229 | 0.000293 | 0.000482 | 0 | 0 | 0
1660 | Commercial, Existing, College, Base Commercial Oven, ECM-801, Convection Oven | 0.83239 | 0.000303 | 0.0005 | 0 | 0 | 0
1661 | Commercial, Existing, Hospital, Base Commercial Oven, ECM-801, Convection Oven | 0.83239 | 0.001016 | 0.001674 | 0 | 0 | 0
1662 | Commercial, Existing, Other Health, Base Commercial Oven, ECM-801, Convection Oven | 0.83232 | 0.000361 | 0.000595 | 0 | 0 | 0
1663 | Commercial, Existing, Warehouse, Base Commercial Oven, ECM-801, Convection Oven | 0.83235 | 3.1e-05 | 5e-05 | 0 | 0 | 0
1664 | Commercial, Existing, Hotel, Base Commercial Oven, ECM-801, Convection Oven | 0.83236 | 7.1e-05 | 0.000117 | 0 | 0 | 0
1665 | Commercial, Existing, Other, Base Commercial Oven, ECM-801, Convection Oven | 0.83237 | 0.000138 | 0.000227 | 0 | 0 | 0
1666 | Commercial, Existing, Office, Base Commercial Fryer, ECM-811, Efficient Fryer | 0.83237 | 0.0001 | 0.000164 | 0 | 0 | 0
1667 | Commercial, Existing, Restaurant, Base Commercial Fryer, ECM-811, Efficient Fryer | 0.83236 | 0.000942 | 0.001552 | 0 | 0 | 0
1668 | Commercial, Existing, Retail, Base Commercial Fryer, ECM-811, Efficient Fryer | 0.83235 | 0.000133 | 0.00022 | 0 | 0 | 0
1669 | Commercial, Existing, FoodStore, Base Commercial Fryer, ECM-811, Efficient Fryer | 0.83234 | 0.000453 | 0.000746 | 0 | 0 | 0
1670 | Commercial, Existing, School, Base Commercial Fryer, ECM-811, Efficient Fryer | 0.83229 | 0.00015 | 0.000246 | 0 | 0 | 0
1671 | Commercial, Existing, College, Base Commercial Fryer, ECM-811, Efficient Fryer | 0.83239 | 0.0002 | 0.000329 | 0 | 0 | 0
1672 | Commercial, Existing, Hospital, Base Commercial Fryer, ECM-811, Efficient Fryer | 0.83239 | 0.000402 | 0.000661 | 0 | 0 | 0
1673 | Commercial, Existing, Other Health, Base Commercial Fryer, ECM-811, Efficient Fryer | 0.83232 | 0.000401 | 0.00066 | 0 | 0 | 0
1674 | Commercial, Existing, Warehouse, Base Commercial Fryer, ECM-811, Efficient Fryer | 0.83235 | 1.5e-05 | 2.5e-05 | 0 | 0 | 0
1675 | Commercial, Existing, Hotel, Base Commercial Fryer, ECM-811, Efficient Fryer | 0.83236 | 0.000102 | 0.000169 | 0 | 0 | 0
1676 | Commercial, Existing, Other, Base Commercial Fryer, ECM-811, Efficient Fryer | . | 0 | 0 | 0 | 0 | 0
1677 | Commercial, Existing, Office, Base Holding Cabinet, ECM-821, Efficient Holding Cabinet | 0.83237 | 0.000228 | 0.000356 | 0 | 0 | 0
1678 | Commercial, Existing, Restaurant, Base Holding Cabinet, ECM-821, Efficient Holding Cabinet | 0.83236 | 0.002857 | 0.00445 | 0 | 0 | 0
1679 | Commercial, Existing, Retail, Base Holding Cabinet, ECM-821, Efficient Holding Cabinet | 0.83235 | 0.000255 | 0.000397 | 0 | 0 | 0
1680 | Commercial, Existing, FoodStore, Base Holding Cabinet, ECM-821, Efficient Holding Cabinet | 0.83234 | 0.002503 | 0.003899 | 0 | 0 | 0
1681 | Commercial, Existing, School, Base Holding Cabinet, ECM-821, Efficient Holding Cabinet | 0.83229 | 0.000358 | 0.000557 | 0 | 0 | 0
1682 | Commercial, Existing, College, Base Holding Cabinet, ECM-821, Efficient Holding Cabinet | 0.83239 | 0.000171 | 0.000266 | 0 | 0 | 0
1683 | Commercial, Existing, Hospital, Base Holding Cabinet, ECM-821, Efficient Holding Cabinet | 0.83239 | 0.000655 | 0.00102 | 0 | 0 | 0
1684 | Commercial, Existing, Other Health, Base Holding Cabinet, ECM-821, Efficient Holding Cabinet | 0.83232 | 0.001267 | 0.001974 | 0 | 0 | 0
1685 | Commercial, Existing, Warehouse, Base Holding Cabinet, ECM-821, Efficient Holding Cabinet | 0.83235 | 0.000111 | 0.000173 | 0 | 0 | 0
1686 | Commercial, Existing, Hotel, Base Holding Cabinet, ECM-821, Efficient Holding Cabinet | 0.83236 | 0.000138 | 0.000215 | 0 | 0 | 0
1687 | Commercial, Existing, Other, Base Holding Cabinet, ECM-821, Efficient Holding Cabinet | 0.83237 | 0.000172 | 0.000268 | 0 | 0 | 0
1688 | Commercial, Existing, Office, Base Griddle, ECM-831, Efficient Griddle | 0.83237 | 99999 | 99999 | 0.0029054 | 0.00081285 | 0.019281
1689 | Commercial, Existing, Restaurant, Base Griddle, ECM-831, Efficient Griddle | 0.83236 | 99999 | 99999 | 0.57343 | 0.08297 | 3.844
1690 | Commercial, Existing, Retail, Base Griddle, ECM-831, Efficient Griddle | 0.83235 | 99999 | 99999 | 0.0026544 | 0.00053682 | 0.019242
1691 | Commercial, Existing, FoodStore, Base Griddle, ECM-831, Efficient Griddle | 0.83234 | 99999 | 99999 | 0.0010818 | 0.00036431 | 0.0094341
1692 | Commercial, Existing, School, Base Griddle, ECM-831, Efficient Griddle | 0.83229 | 99999 | 99999 | 8.768e-05 | 0.0001404 | 0.0021091
1693 | Commercial, Existing, College, Base Griddle, ECM-831, Efficient Griddle | 0.83239 | 99999 | 99999 | 0.00048632 | 0.00010294 | 0.0027713
1694 | Commercial, Existing, Hospital, Base Griddle, ECM-831, Efficient Griddle | 0.83239 | 99999 | 99999 | 0.0016749 | 0.00037398 | 0.0094868
1695 | Commercial, Existing, Other Health, Base Griddle, ECM-831, Efficient Griddle | 0.83232 | 99999 | 99999 | 0.0038543 | 0.00086064 | 0.036761
1696 | Commercial, Existing, Warehouse, Base Griddle, ECM-831, Efficient Griddle | 0.83235 | 99999 | 99999 | 0.00066089 | 0.00021473 | 0.0053274
1697 | Commercial, Existing, Hotel, Base Griddle, ECM-831, Efficient Griddle | 0.83236 | 99999 | 99999 | 0.002336 | 0.00075824 | 0.017257
1698 | Commercial, Existing, Other, Base Griddle, ECM-831, Efficient Griddle | 0.83237 | 99999 | 99999 | 0.00031004 | 5.809e-05 | 0.0020597
1699 | Commercial, Existing, Office, Base Steamer, ECM-841, Efficient Steamer | 0.83237 | 0.000356 | 0.000586 | 0 | 0 | 0
1700 | Commercial, Existing, Restaurant, Base Steamer, ECM-841, Efficient Steamer | 0.83236 | 0.002205 | 0.003632 | 0 | 0 | 0
1701 | Commercial, Existing, Retail, Base Steamer, ECM-841, Efficient Steamer | 0.83235 | 0.000112 | 0.000184 | 0 | 0 | 0
1702 | Commercial, Existing, FoodStore, Base Steamer, ECM-841, Efficient Steamer | 0.83234 | 0.002558 | 0.004213 | 0 | 0 | 0
1703 | Commercial, Existing, School, Base Steamer, ECM-841, Efficient Steamer | 0.83229 | 0.000657 | 0.001082 | 0 | 0 | 0
1704 | Commercial, Existing, College, Base Steamer, ECM-841, Efficient Steamer | 0.83239 | 9.4e-05 | 0.000155 | 0 | 0 | 0
1705 | Commercial, Existing, Hospital, Base Steamer, ECM-841, Efficient Steamer | 0.83239 | 0.001802 | 0.002968 | 0 | 0 | 0
1706 | Commercial, Existing, Other Health, Base Steamer, ECM-841, Efficient Steamer | 0.83232 | 0.000911 | 0.001501 | 0 | 0 | 0
1707 | Commercial, Existing, Warehouse, Base Steamer, ECM-841, Efficient Steamer | 0.83235 | 3.5e-05 | 5.7e-05 | 0 | 0 | 0
1708 | Commercial, Existing, Hotel, Base Steamer, ECM-841, Efficient Steamer | 0.83236 | 0.000275 | 0.000453 | 0 | 0 | 0
1709 | Commercial, Existing, Other, Base Steamer, ECM-841, Efficient Steamer | . | 0 | 0 | 0 | 0 | 0
1710 | Commercial, Existing, Office, Base Vending Machine, ECM-901, Vending Misers (cooled machines only) | 0.83232 | 2.6689 | 4.3962 | 0.27392 | 0.25851 | 3.477
1711 | Commercial, Existing, Restaurant, Base Vending Machine, ECM-901, Vending Misers (cooled machines only) | 0.83233 | 2.6155 | 4.3083 | 0.19008 | 0.22934 | 2.4627
1712 | Commercial, Existing, Retail, Base Vending Machine, ECM-901, Vending Misers (cooled machines only) | 0.83234 | 2.7561 | 4.5397 | 0.03864 | 0.047969 | 0.49755
1713 | Commercial, Existing, FoodStore, Base Vending Machine, ECM-901, Vending Misers (cooled machines only) | 0.83234 | 2.6155 | 4.3083 | 0.00082083 | 0.0010237 | 0.010057
1714 | Commercial, Existing, School, Base Vending Machine, ECM-901, Vending Misers (cooled machines only) | 0.83233 | 2.9061 | 4.787 | 0.011176 | 0.0223 | 0.18868
1715 | Commercial, Existing, College, Base Vending Machine, ECM-901, Vending Misers (cooled machines only) | 0.83234 | 2.9061 | 4.7869 | 0.0069442 | 0.0094191 | 0.090715
1716 | Commercial, Existing, Hospital, Base Vending Machine, ECM-901, Vending Misers (cooled machines only) | 0.83234 | 2.6156 | 4.3083 | 0.0051704 | 0.0079932 | 0.069198
1717 | Commercial, Existing, Other Health, Base Vending Machine, ECM-901, Vending Misers (cooled machines only) | 0.83231 | 2.6155 | 4.3083 | 0.0099363 | 0.015361 | 0.17423
1718 | Commercial, Existing, Warehouse, Base Vending Machine, ECM-901, Vending Misers (cooled machines only) | 0.83235 | 2.5975 | 4.2785 | 0.31704 | 0.38905 | 3.7038
1719 | Commercial, Existing, Hotel, Base Vending Machine, ECM-901, Vending Misers (cooled machines only) | 0.83238 | 3.2443 | 5.3437 | 0.027803 | 0.067589 | 0.36143
1720 | Commercial, Existing, Other, Base Vending Machine, ECM-901, Vending Misers (cooled machines only) | 0.83235 | 2.6156 | 4.3082 | 0.037257 | 0.045272 | 0.42406
Industrial
1721 | Industrial, Existing, SIC20 Food, Base Compressed Air, ECM-101, Compressed Air-O&M | 1.0345 | 5.2684 | 6.9821 | 0.50727 | 0.35534 | 3.3331
1722 | Industrial, Existing, SIC22-23Textiles, Base Compressed Air, ECM-101, Compressed Air-O&M | 1.0348 | 5.2696 | 6.9821 | 0.0031936 | 0.0053104 | 0.014679
1723 | Industrial, Existing, SIC24-25 Lumber, Base Compressed Air, ECM-101, Compressed Air-O&M | 1.0346 | 5.2688 | 6.9821 | 0.011898 | 0.0091919 | 0.062974
1724 | Industrial, Existing, SIC26 Paper, Base Compressed Air, ECM-101, Compressed Air-O&M | 1.0345 | 5.2682 | 6.9821 | 0.057658 | 0.04458 | 0.45947
1725 | Industrial, Existing, SIC27 Printing, Base Compressed Air, ECM-101, Compressed Air-O&M | 1.0345 | 5.2684 | 6.9821 | 0.02531 | 0.015199 | 0.16874
1726 | Industrial, Existing, SIC28 Chemicals, Base Compressed Air, ECM-101, Compressed Air-O&M | 1.0344 | 5.268 | 6.9821 | 0.025551 | 0.018478 | 0.25989
1727 | Industrial, Existing, SIC29 Petroleum, Base Compressed Air, ECM-101, Compressed Air-O&M | 1.0344 | 5.2679 | 6.9821 | 0.0017656 | 0.0020958 | 0.022945
1728 | Industrial, Existing, SIC30 Rubber/Plastics, Base Compressed Air, ECM-101, Compressed Air-O&M | 1.0345 | 5.2684 | 6.9821 | 0.0096264 | 0.008794 | 0.06972
1729 | Industrial, Existing, SIC32 Stone/Clay/Glass, Base Compressed Air, ECM-101, Compressed Air-O&M | 1.0345 | 5.2683 | 6.9821 | 0.21914 | 0.17246 | 1.7202
1730 | Industrial, Existing, SIC33 Primary Metals, Base Compressed Air, ECM-101, Compressed Air-O&M | 1.0346 | 5.2688 | 6.9821 | 0.014744 | 0.013744 | 0.084121
1731 | Industrial, Existing, SIC34 Fab Metals, Base Compressed Air, ECM-101, Compressed Air-O&M | 1.0345 | 5.2686 | 6.9821 | 0.185 | 0.17171 | 1.1765
1732 | Industrial, Existing, SIC35 Ind Machinery, Base Compressed Air, ECM-101, Compressed Air-O&M | 1.0346 | 5.269 | 6.9821 | 0.029511 | 0.013576 | 0.11838
1733 | Industrial, Existing, SIC36 Electronics, Base Compressed Air, ECM-101, Compressed Air-O&M | 1.0345 | 5.2684 | 6.9821 | 0.037626 | 0.030229 | 0.27022
1734 | Industrial, Existing, SIC37 Transp Eqp, Base Compressed Air, ECM-101, Compressed Air-O&M | 1.0346 | 5.2686 | 6.9821 | 0.079381 | 0.071971 | 0.49358
1735 | Industrial, Existing, SIC38 Instruments, Base Compressed Air, ECM-101, Compressed Air-O&M | 1.0345 | 5.2683 | 6.9821 | 0.1329 | 0.11189 | 0.99023
1736 | Industrial, Existing, SIC39/21/31 Misc, Base Compressed Air, ECM-101, Compressed Air-O&M | 1.0345 | 5.2683 | 6.9821 | 0.083979 | 0.071911 | 0.66964
1737 | Industrial, Existing, SIC20 Food, Base Compressed Air, ECM-102, Compressed Air - Controls | 1.0345 | 1.7922 | 2.3752 | 0.098157 | 0.068758 | 0.64495
1738 | Industrial, Existing, SIC22-23Textiles, Base Compressed Air, ECM-102, Compressed Air - Controls | 1.0348 | 1.7927 | 2.3752 | 0.00061796 | 0.0010276 | 0.0028404
1739 | Industrial, Existing, SIC24-25 Lumber, Base Compressed Air, ECM-102, Compressed Air - Controls | 1.0346 | 1.7924 | 2.3752 | 0.0023023 | 0.0017786 | 0.012185
1740 | Industrial, Existing, SIC26 Paper, Base Compressed Air, ECM-102, Compressed Air - Controls | 1.0345 | 1.7922 | 2.3752 | 0.011157 | 0.0086261 | 0.088907
1741 | Industrial, Existing, SIC27 Printing, Base Compressed Air, ECM-102, Compressed Air - Controls | 1.0345 | 1.7922 | 2.3752 | 0.0048975 | 0.0029409 | 0.032651
1742 | Industrial, Existing, SIC28 Chemicals, Base Compressed Air, ECM-102, Compressed Air - Controls | 1.0344 | 1.7921 | 2.3752 | 0.0049441 | 0.0035755 | 0.050288
1743 | Industrial, Existing, SIC29 Petroleum, Base Compressed Air, ECM-102, Compressed Air - Controls | 1.0344 | 1.7921 | 2.3752 | 0.00034165 | 0.00040555 | 0.0044398
1744 | Industrial, Existing, SIC30 Rubber/Plastics, Base Compressed Air, ECM-102, Compressed Air - Controls | 1.0345 | 1.7922 | 2.3752 | 0.0018627 | 0.0017017 | 0.013491
1745 | Industrial, Existing, SIC32 Stone/Clay/Glass, Base Compressed Air, ECM-102, Compressed Air - Controls | 1.0345 | 1.7922 | 2.3752 | 0.042403 | 0.033372 | 0.33285
1746 | Industrial, Existing, SIC33 Primary Metals, Base Compressed Air, ECM-102, Compressed Air - Controls | 1.0346 | 1.7923 | 2.3752 | 0.002853 | 0.0026595 | 0.016277
1747 | Industrial, Existing, SIC34 Fab Metals, Base Compressed Air, ECM-102, Compressed Air - Controls | 1.0345 | 1.7923 | 2.3752 | 0.035798 | 0.033225 | 0.22765
1748 | Industrial, Existing, SIC35 Ind Machinery, Base Compressed Air, ECM-102, Compressed Air - Controls | 1.0346 | 1.7924 | 2.3752 | 0.0057103 | 0.0026269 | 0.022906
1749 | Industrial, Existing, SIC36 Electronics, Base Compressed Air, ECM-102, Compressed Air - Controls | 1.0345 | 1.7922 | 2.3752 | 0.0072805 | 0.0058493 | 0.052287
1750 | Industrial, Existing, SIC37 Transp Eqp, Base Compressed Air, ECM-102, Compressed Air - Controls | 1.0346 | 1.7923 | 2.3752 | 0.01536 | 0.013926 | 0.095508
1751 | Industrial, Existing, SIC38 Instruments, Base Compressed Air, ECM-102, Compressed Air - Controls | 1.0345 | 1.7922 | 2.3752 | 0.025715 | 0.02165 | 0.19161
1752 | Industrial, Existing, SIC39/21/31 Misc, Base Compressed Air, ECM-102, Compressed Air - Controls | 1.0345 | 1.7922 | 2.3752 | 0.01625 | 0.013915 | 0.12957
1753 | Industrial, Existing, SIC20 Food, Base Compressed Air, ECM-103, Compressed Air - System Optimization | 1.0345 | 3.6531 | 4.8413 | 0.37218 | 0.26071 | 2.4454
1754 | Industrial, Existing, SIC22-23Textiles, Base Compressed Air, ECM-103, Compressed Air - System Optimization | 1.0348 | 3.654 | 4.8414 | 0.0023431 | 0.0038962 | 0.01077
1755 | Industrial, Existing, SIC24-25 Lumber, Base Compressed Air, ECM-103, Compressed Air - System Optimization | 1.0346 | 3.6534 | 4.8413 | 0.0087295 | 0.006744 | 0.046203
1756 | Industrial, Existing, SIC26 Paper, Base Compressed Air, ECM-103, Compressed Air - System Optimization | 1.0345 | 3.653 | 4.8413 | 0.042303 | 0.032707 | 0.33711
1757 | Industrial, Existing, SIC27 Printing, Base Compressed Air, ECM-103, Compressed Air - System Optimization | 1.0345 | 3.6531 | 4.8413 | 0.01857 | 0.011151 | 0.1238
1758 | Industrial, Existing, SIC28 Chemicals, Base Compressed Air, ECM-103, Compressed Air - System Optimization | 1.0344 | 3.6528 | 4.8413 | 0.018746 | 0.013557 | 0.19068
1759 | Industrial, Existing, SIC29 Petroleum, Base Compressed Air, ECM-103, Compressed Air - System Optimization | 1.0344 | 3.6528 | 4.8413 | 0.0012954 | 0.0015377 | 0.016834
1760 | Industrial, Existing, SIC30 Rubber/Plastics, Base Compressed Air, ECM-103, Compressed Air - System Optimization | 1.0345 | 3.6531 | 4.8413 | 0.0070628 | 0.0064521 | 0.051152
1761 | Industrial, Existing, SIC32 Stone/Clay/Glass, Base Compressed Air, ECM-103, Compressed Air - System Optimization | 1.0345 | 3.653 | 4.8413 | 0.16078 | 0.12653 | 1.2621
1762 | Industrial, Existing, SIC33 Primary Metals, Base Compressed Air, ECM-103, Compressed Air - System Optimization | 1.0346 | 3.6533 | 4.8413 | 0.010818 | 0.010084 | 0.061718
1763 | Industrial, Existing, SIC34 Fab Metals, Base Compressed Air, ECM-103, Compressed Air - System Optimization | 1.0345 | 3.6532 | 4.8413 | 0.13573 | 0.12598 | 0.86316
1764 | Industrial, Existing, SIC35 Ind Machinery, Base Compressed Air, ECM-103, Compressed Air - System Optimization | 1.0346 | 3.6535 | 4.8414 | 0.021652 | 0.0099602 | 0.086851
1765 | Industrial, Existing, SIC36 Electronics, Base Compressed Air, ECM-103, Compressed Air - System Optimization | 1.0345 | 3.6531 | 4.8413 | 0.027605 | 0.022179 | 0.19826
1766 | Industrial, Existing, SIC37 Transp Eqp, Base Compressed Air, ECM-103, Compressed Air - System Optimization | 1.0346 | 3.6532 | 4.8413 | 0.05824 | 0.052804 | 0.36213
1767 | Industrial, Existing, SIC38 Instruments, Base Compressed Air, ECM-103, Compressed Air - System Optimization | 1.0345 | 3.6531 | 4.8413 | 0.097503 | 0.082089 | 0.72652
1768 | Industrial, Existing, SIC39/21/31 Misc, Base Compressed Air, ECM-103, Compressed Air - System Optimization | 1.0345 | 3.653 | 4.8413 | 0.061615 | 0.05276 | 0.4913
1769 | Industrial, Existing, SIC20 Food, Base Compressed Air, ECM-104, Compressed Air- Sizing | 1.0345 | 6.6095 | 8.7593 | 0.15258 | 0.10688 | 1.0025
1770 | Industrial, Existing, SIC22-23Textiles, Base Compressed Air, ECM-104, Compressed Air- Sizing | 1.0348 | 6.611 | 8.7594 | 0.00096059 | 0.0015973 | 0.0044153
1771 | Industrial, Existing, SIC24-25 Lumber, Base Compressed Air, ECM-104, Compressed Air- Sizing | 1.0346 | 6.6099 | 8.7594 | 0.0035788 | 0.0027648 | 0.018942
1772 | Industrial, Existing, SIC26 Paper, Base Compressed Air, ECM-104, Compressed Air- Sizing | 1.0345 | 6.6093 | 8.7593 | 0.017343 | 0.013409 | 0.1382
1773 | Industrial, Existing, SIC27 Printing, Base Compressed Air, ECM-104, Compressed Air- Sizing | 1.0345 | 6.6094 | 8.7593 | 0.0076129 | 0.0045715 | 0.050754
1774 | Industrial, Existing, SIC28 Chemicals, Base Compressed Air, ECM-104, Compressed Air- Sizing | 1.0344 | 6.609 | 8.7593 | 0.0076853 | 0.0055579 | 0.07817
1775 | Industrial, Existing, SIC29 Petroleum, Base Compressed Air, ECM-104, Compressed Air- Sizing | 1.0344 | 6.6089 | 8.7593 | 0.00053108 | 0.0006304 | 0.0069015
1776 | Industrial, Existing, SIC30 Rubber/Plastics, Base Compressed Air, ECM-104, Compressed Air- Sizing | 1.0345 | 6.6095 | 8.7593 | 0.0028955 | 0.0026451 | 0.020971
1777 | Industrial, Existing, SIC32 Stone/Clay/Glass, Base Compressed Air, ECM-104, Compressed Air- Sizing | 1.0345 | 6.6093 | 8.7593 | 0.065913 | 0.051875 | 0.5174
1778 | Industrial, Existing, SIC33 Primary Metals, Base Compressed Air, ECM-104, Compressed Air- Sizing | 1.0346 | 6.6099 | 8.7594 | 0.0044349 | 0.004134 | 0.025302
1779 | Industrial, Existing, SIC34 Fab Metals, Base Compressed Air, ECM-104, Compressed Air- Sizing | 1.0345 | 6.6097 | 8.7594 | 0.055646 | 0.051647 | 0.35386
1780 | Industrial, Existing, SIC35 Ind Machinery, Base Compressed Air, ECM-104, Compressed Air- Sizing | 1.0346 | 6.6102 | 8.7594 | 0.0088764 | 0.0040833 | 0.035606
1781 | Industrial, Existing, SIC36 Electronics, Base Compressed Air, ECM-104, Compressed Air- Sizing | 1.0345 | 6.6094 | 8.7593 | 0.011317 | 0.0090924 | 0.081278
1782 | Industrial, Existing, SIC37 Transp Eqp, Base Compressed Air, ECM-104, Compressed Air- Sizing | 1.0346 | 6.6097 | 8.7594 | 0.023877 | 0.021648 | 0.14846
1783 | Industrial, Existing, SIC38 Instruments, Base Compressed Air, ECM-104, Compressed Air- Sizing | 1.0345 | 6.6094 | 8.7593 | 0.039973 | 0.033654 | 0.29785
1784 | Industrial, Existing, SIC39/21/31 Misc, Base Compressed Air, ECM-104, Compressed Air- Sizing | 1.0345 | 6.6093 | 8.7593 | 0.02526 | 0.02163 | 0.20142
1785 | Industrial, Existing, SIC20 Food, Base Compressed Air, ECM-105, Comp Air - Replace 1-5 HP motor | 1.0345 | 0.16256 | 0.19052 | 0 | 0 | 0
1786 | Industrial, Existing, SIC22-23Textiles, Base Compressed Air, ECM-105, Comp Air - Replace 1-5 HP motor | 1.0348 | 0.1626 | 0.19052 | 0 | 0 | 0
1787 | Industrial, Existing, SIC24-25 Lumber, Base Compressed Air, ECM-105, Comp Air - Replace 1-5 HP motor | 1.0346 | 0.16257 | 0.19052 | 0 | 0 | 0
1788 | Industrial, Existing, SIC26 Paper, Base Compressed Air, ECM-105, Comp Air - Replace 1-5 HP motor | 1.0345 | 0.16256 | 0.19052 | 0 | 0 | 0
1789 | Industrial, Existing, SIC27 Printing, Base Compressed Air, ECM-105, Comp Air - Replace 1-5 HP motor | 1.0345 | 0.16256 | 0.19052 | 0 | 0 | 0
1790 | Industrial, Existing, SIC28 Chemicals, Base Compressed Air, ECM-105, Comp Air - Replace 1-5 HP motor | 1.0344 | 0.16255 | 0.19052 | 0 | 0 | 0
1791 | Industrial, Existing, SIC29 Petroleum, Base Compressed Air, ECM-105, Comp Air - Replace 1-5 HP motor | 1.0344 | 0.16255 | 0.19052 | 0 | 0 | 0
1792 | Industrial, Existing, SIC30 Rubber/Plastics, Base Compressed Air, ECM-105, Comp Air - Replace 1-5 HP motor | 1.0345 | 0.16256 | 0.19052 | 0 | 0 | 0
1793 | Industrial, Existing, SIC32 Stone/Clay/Glass, Base Compressed Air, ECM-105, Comp Air - Replace 1-5 HP motor | 1.0345 | 0.16256 | 0.19052 | 0 | 0 | 0
1794 | Industrial, Existing, SIC33 Primary Metals, Base Compressed Air, ECM-105, Comp Air - Replace 1-5 HP motor | 1.0346 | 0.16257 | 0.19052 | 0 | 0 | 0
1795 | Industrial, Existing, SIC34 Fab Metals, Base Compressed Air, ECM-105, Comp Air - Replace 1-5 HP motor | 1.0345 | 0.16257 | 0.19052 | 0 | 0 | 0
1796 | Industrial, Existing, SIC35 Ind Machinery, Base Compressed Air, ECM-105, Comp Air - Replace 1-5 HP motor | 1.0346 | 0.16258 | 0.19052 | 0 | 0 | 0
1797 | Industrial, Existing, SIC36 Electronics, Base Compressed Air, ECM-105, Comp Air - Replace 1-5 HP motor | 1.0345 | 0.16256 | 0.19052 | 0 | 0 | 0
1798 | Industrial, Existing, SIC37 Transp Eqp, Base Compressed Air, ECM-105, Comp Air - Replace 1-5 HP motor | 1.0346 | 0.16257 | 0.19052 | 0 | 0 | 0
1799 | Industrial, Existing, SIC38 Instruments, Base Compressed Air, ECM-105, Comp Air - Replace 1-5 HP motor | 1.0345 | 0.16256 | 0.19052 | 0 | 0 | 0
1800 | Industrial, Existing, SIC39/21/31 Misc, Base Compressed Air, ECM-105, Comp Air - Replace 1-5 HP motor | 1.0345 | 0.16256 | 0.19052 | 0 | 0 | 0
1801 | Industrial, Existing, SIC20 Food, Base Compressed Air, ECM-106, Comp Air - ASD (1-5 hp) | 1.0344 | 0.24474 | 0.28689 | 0 | 0 | 0
1802 | Industrial, Existing, SIC22-23Textiles, Base Compressed Air, ECM-106, Comp Air - ASD (1-5 hp) | 1.0345 | 0.24477 | 0.28687 | 0 | 0 | 0
1803 | Industrial, Existing, SIC24-25 Lumber, Base Compressed Air, ECM-106, Comp Air - ASD (1-5 hp) | 1.0344 | 0.24474 | 0.28688 | 0 | 0 | 0
1804 | Industrial, Existing, SIC26 Paper, Base Compressed Air, ECM-106, Comp Air - ASD (1-5 hp) | 1.0344 | 0.24475 | 0.28689 | 0 | 0 | 0
1805 | Industrial, Existing, SIC27 Printing, Base Compressed Air, ECM-106, Comp Air - ASD (1-5 hp) | 1.0344 | 0.24474 | 0.28689 | 0 | 0 | 0
1806 | Industrial, Existing, SIC28 Chemicals, Base Compressed Air, ECM-106, Comp Air - ASD (1-5 hp) | 1.0343 | 0.24475 | 0.2869 | 0 | 0 | 0
1807 | Industrial, Existing, SIC29 Petroleum, Base Compressed Air, ECM-106, Comp Air - ASD (1-5 hp) | 1.0343 | 0.24476 | 0.28691 | 0 | 0 | 0
1808 | Industrial, Existing, SIC30 Rubber/Plastics, Base Compressed Air, ECM-106, Comp Air - ASD (1-5 hp) | 1.0344 | 0.24475 | 0.28689 | 0 | 0 | 0
1809 | Industrial, Existing, SIC32 Stone/Clay/Glass, Base Compressed Air, ECM-106, Comp Air - ASD (1-5 hp) | 1.0344 | 0.24475 | 0.28689 | 0 | 0 | 0
1810 | Industrial, Existing, SIC33 Primary Metals, Base Compressed Air, ECM-106, Comp Air - ASD (1-5 hp) | 1.0344 | 0.24475 | 0.28688 | 0 | 0 | 0
1811 | Industrial, Existing, SIC34 Fab Metals, Base Compressed Air, ECM-106, Comp Air - ASD (1-5 hp) | 1.0344 | 0.24475 | 0.28689 | 0 | 0 | 0
1812 | Industrial, Existing, SIC35 Ind Machinery, Base Compressed Air, ECM-106, Comp Air - ASD (1-5 hp) | 1.0344 | 0.24473 | 0.28686 | 0 | 0 | 0
1813 | Industrial, Existing, SIC36 Electronics, Base Compressed Air, ECM-106, Comp Air - ASD (1-5 hp) | 1.0344 | 0.24475 | 0.28689 | 0 | 0 | 0
1814 | Industrial, Existing, SIC37 Transp Eqp, Base Compressed Air, ECM-106, Comp Air - ASD (1-5 hp) | 1.0344 | 0.24475 | 0.28688 | 0 | 0 | 0
1815 | Industrial, Existing, SIC38 Instruments, Base Compressed Air, ECM-106, Comp Air - ASD (1-5 hp) | 1.0344 | 0.24475 | 0.28689 | 0 | 0 | 0
1816 | Industrial, Existing, SIC39/21/31 Misc, Base Compressed Air, ECM-106, Comp Air - ASD (1-5 hp) | 1.0344 | 0.24475 | 0.28689 | 0 | 0 | 0
1817 | Industrial, Existing, SIC20 Food, Base Compressed Air, ECM-107, Comp Air - Motor practices-1 (1-5 HP) | 1.0345 | 0.66883 | 0.78387 | 0 | 0 | 0
1818 | Industrial, Existing, SIC22-23Textiles, Base Compressed Air, ECM-107, Comp Air - Motor practices-1 (1-5 HP) | 1.0348 | 0.66898 | 0.78387 | 0 | 0 | 0
1819 | Industrial, Existing, SIC24-25 Lumber, Base Compressed Air, ECM-107, Comp Air - Motor practices-1 (1-5 HP) | 1.0346 | 0.66887 | 0.78387 | 0 | 0 | 0
1820 | Industrial, Existing, SIC26 Paper, Base Compressed Air, ECM-107, Comp Air - Motor practices-1 (1-5 HP) | 1.0345 | 0.6688 | 0.78387 | 0 | 0 | 0
1821 | Industrial, Existing, SIC27 Printing, Base Compressed Air, ECM-107, Comp Air - Motor practices-1 (1-5 HP) | 1.0345 | 0.66882 | 0.78387 | 0 | 0 | 0
1822 | Industrial, Existing, SIC28 Chemicals, Base Compressed Air, ECM-107, Comp Air - Motor practices-1 (1-5 HP) | 1.0344 | 0.66877 | 0.78387 | 0 | 0 | 0
1823 | Industrial, Existing, SIC29 Petroleum, Base Compressed Air, ECM-107, Comp Air - Motor practices-1 (1-5 HP) | 1.0344 | 0.66876 | 0.78387 | 0 | 0 | 0
1824 | Industrial, Existing, SIC30 Rubber/Plastics, Base Compressed Air, ECM-107, Comp Air - Motor practices-1 (1-5 HP) | 1.0345 | 0.66882 | 0.78387 | 0 | 0 | 0
1825 | Industrial, Existing, SIC32 Stone/Clay/Glass, Base Compressed Air, ECM-107, Comp Air - Motor practices-1 (1-5 HP) | 1.0345 | 0.6688 | 0.78387 | 0 | 0 | 0
1826 | Industrial, Existing, SIC33 Primary Metals, Base Compressed Air, ECM-107, Comp Air - Motor practices-1 (1-5 HP) | 1.0346 | 0.66887 | 0.78387 | 0 | 0 | 0
1827 | Industrial, Existing, SIC34 Fab Metals, Base Compressed Air, ECM-107, Comp Air - Motor practices-1 (1-5 HP) | 1.0345 | 0.66885 | 0.78387 | 0 | 0 | 0
1828 | Industrial, Existing, SIC35 Ind Machinery, Base Compressed Air, ECM-107, Comp Air - Motor practices-1 (1-5 HP) | 1.0346 | 0.6689 | 0.78387 | 0 | 0 | 0
1829 | Industrial, Existing, SIC36 Electronics, Base Compressed Air, ECM-107, Comp Air - Motor practices-1 (1-5 HP) | 1.0345 | 0.66882 | 0.78387 | 0 | 0 | 0
1830 | Industrial, Existing, SIC37 Transp Eqp, Base Compressed Air, ECM-107, Comp Air - Motor practices-1 (1-5 HP) | 1.0346 | 0.66885 | 0.78387 | 0 | 0 | 0
1831 | Industrial, Existing, SIC38 Instruments, Base Compressed Air, ECM-107, Comp Air - Motor practices-1 (1-5 HP) | 1.0345 | 0.66882 | 0.78387 | 0 | 0 | 0
1832 | Industrial, Existing, SIC39/21/31 Misc, Base Compressed Air, ECM-107, Comp Air - Motor practices-1 (1-5 HP) | 1.0345 | 0.66881 | 0.78387 | 0 | 0 | 0
1833 | Industrial, Existing, SIC20 Food, Base Compressed Air, ECM-108, Comp Air - Replace 6-100 HP motor | 1.0345 | 0.25362 | 0.33611 | 0 | 0 | 0
1834 | Industrial, Existing, SIC22-23Textiles, Base Compressed Air, ECM-108, Comp Air - Replace 6-100 HP motor | 1.0348 | 0.25367 | 0.33611 | 0 | 0 | 0
1835 | Industrial, Existing, SIC24-25 Lumber, Base Compressed Air, ECM-108, Comp Air - Replace 6-100 HP motor | 1.0346 | 0.25363 | 0.33611 | 0 | 0 | 0
1836 | Industrial, Existing, SIC26 Paper, Base Compressed Air, ECM-108, Comp Air - Replace 6-100 HP motor | 1.0345 | 0.25361 | 0.33611 | 0 | 0 | 0
1837 | Industrial, Existing, SIC27 Printing, Base Compressed Air, ECM-108, Comp Air - Replace 6-100 HP motor | 1.0345 | 0.25361 | 0.33611 | 0 | 0 | 0
1838 | Industrial, Existing, SIC28 Chemicals, Base Compressed Air, ECM-108, Comp Air - Replace 6-100 HP motor | 1.0344 | 0.2536 | 0.33611 | 0 | 0 | 0
1839 | Industrial, Existing, SIC29 Petroleum, Base Compressed Air, ECM-108, Comp Air - Replace 6-100 HP motor | 1.0344 | 0.25359 | 0.33611 | 0 | 0 | 0
1840 | Industrial, Existing, SIC30 Rubber/Plastics, Base Compressed Air, ECM-108, Comp Air - Replace 6-100 HP motor | 1.0345 | 0.25361 | 0.33611 | 0 | 0 | 0
1841 | Industrial, Existing, SIC32 Stone/Clay/Glass, Base Compressed Air, ECM-108, Comp Air - Replace 6-100 HP motor | 1.0345 | 0.25361 | 0.33611 | 0 | 0 | 0
1842 | Industrial, Existing, SIC33 Primary Metals, Base Compressed Air, ECM-108, Comp Air - Replace 6-100 HP motor | 1.0346 | 0.25363 | 0.33611 | 0 | 0 | 0
1843 | Industrial, Existing, SIC34 Fab Metals, Base Compressed Air, ECM-108, Comp Air - Replace 6-100 HP motor | 1.0345 | 0.25362 | 0.33611 | 0 | 0 | 0
1844 | Industrial, Existing, SIC35 Ind Machinery, Base Compressed Air, ECM-108, Comp Air - Replace 6-100 HP motor | 1.0346 | 0.25365 | 0.33611 | 0 | 0 | 0
1845 | Industrial, Existing, SIC36 Electronics, Base Compressed Air, ECM-108, Comp Air - Replace 6-100 HP motor | 1.0345 | 0.25361 | 0.33611 | 0 | 0 | 0
1846 | Industrial, Existing, SIC37 Transp Eqp, Base Compressed Air, ECM-108, Comp Air - Replace 6-100 HP motor | 1.0346 | 0.25362 | 0.33611 | 0 | 0 | 0
1847 | Industrial, Existing, SIC38 Instruments, Base Compressed Air, ECM-108, Comp Air - Replace 6-100 HP motor | 1.0345 | 0.25361 | 0.33611 | 0 | 0 | 0
1848 | Industrial, Existing, SIC39/21/31 Misc, Base Compressed Air, ECM-108, Comp Air - Replace 6-100 HP motor | 1.0345 | 0.25361 | 0.33611 | 0 | 0 | 0
1849 | Industrial, Existing, SIC20 Food, Base Compressed Air, ECM-109, Comp Air - ASD (6-100 hp) | 1.0344 | 8.0045 | 10.6097 | 0.0078651 | 0.060917 | 0.57141
1850 | Industrial, Existing, SIC22-23Textiles, Base Compressed Air, ECM-109, Comp Air - ASD (6-100 hp) | 1.0345 | 8.0054 | 10.6091 | 4.952e-05 | 0.00091033 | 0.0025164
1851 | Industrial, Existing, SIC24-25 Lumber, Base Compressed Air, ECM-109, Comp Air - ASD (6-100 hp) | 1.0344 | 8.0045 | 10.6094 | 0.00018448 | 0.0015758 | 0.010796
1852 | Industrial, Existing, SIC26 Paper, Base Compressed Air, ECM-109, Comp Air - ASD (6-100 hp) | 1.0344 | 8.0047 | 10.61 | 0.00089396 | 0.0076427 | 0.078771
1853 | Industrial, Existing, SIC27 Printing, Base Compressed Air, ECM-109, Comp Air - ASD (6-100 hp) | 1.0344 | 8.0045 | 10.6097 | 0.00039242 | 0.0026056 | 0.028928
1854 | Industrial, Existing, SIC28 Chemicals, Base Compressed Air, ECM-109, Comp Air - ASD (6-100 hp) | 1.0343 | 8.0047 | 10.6102 | 0.00039616 | 0.003168 | 0.044556
1855 | Industrial, Existing, SIC29 Petroleum, Base Compressed Air, ECM-109, Comp Air - ASD (6-100 hp) | 1.0343 | 8.005 | 10.6104 | 2.738e-05 | 0.00035933 | 0.0039338
1856 | Industrial, Existing, SIC30 Rubber/Plastics, Base Compressed Air, ECM-109, Comp Air - ASD (6-100 hp) | 1.0344 | 8.0047 | 10.6098 | 0.00014925 | 0.0015076 | 0.011953
1857 | Industrial, Existing, SIC32 Stone/Clay/Glass, Base Compressed Air, ECM-109, Comp Air - ASD (6-100 hp) | 1.0344 | 8.0047 | 10.6099 | 0.0033976 | 0.029567 | 0.29491
1858 | Industrial, Existing, SIC33 Primary Metals, Base Compressed Air, ECM-109, Comp Air - ASD (6-100 hp) | 1.0344 | 8.0047 | 10.6095 | 0.0002286 | 0.0023562 | 0.014421
1859 | Industrial, Existing, SIC34 Fab Metals, Base Compressed Air, ECM-109, Comp Air - ASD (6-100 hp) | 1.0344 | 8.0047 | 10.6097 | 0.0028684 | 0.029436 | 0.20169
1860 | Industrial, Existing, SIC35 Ind Machinery, Base Compressed Air, ECM-109, Comp Air - ASD (6-100 hp) | 1.0344 | 8.0039 | 10.6088 | 0.00045755 | 0.0023271 | 0.020292
1861 | Industrial, Existing, SIC36 Electronics, Base Compressed Air, ECM-109, Comp Air - ASD (6-100 hp) | 1.0344 | 8.0046 | 10.6098 | 0.00058337 | 0.0051824 | 0.046326
1862 | Industrial, Existing, SIC37 Transp Eqp, Base Compressed Air, ECM-109, Comp Air - ASD (6-100 hp) | 1.0344 | 8.0047 | 10.6096 | 0.0012308 | 0.012338 | 0.084616
1863 | Industrial, Existing, SIC38 Instruments, Base Compressed Air, ECM-109, Comp Air - ASD (6-100 hp) | 1.0344 | 8.0047 | 10.6099 | 0.0020605 | 0.019182 | 0.16976
1864 | Industrial, Existing, SIC39/21/31 Misc, Base Compressed Air, ECM-109, Comp Air - ASD (6-100 hp) | 1.0344 | 8.0047 | 10.61 | 0.0013021 | 0.012328 | 0.1148
1865 | Industrial, Existing, SIC20 Food, Base Compressed Air, ECM-110, Comp Air - Motor practices-1 (6-100 HP) | 1.0345 | 0.99279 | 1.3157 | 0 | 0 | 0
1866 | Industrial, Existing, SIC22-23Textiles, Base Compressed Air, ECM-110, Comp Air - Motor practices-1 (6-100 HP) | 1.0348 | 0.99302 | 1.3157 | 0 | 0 | 0
1867 | Industrial, Existing, SIC24-25 Lumber, Base Compressed Air, ECM-110, Comp Air - Motor practices-1 (6-100 HP) | 1.0346 | 0.99286 | 1.3157 | 0 | 0 | 0
1868 | Industrial, Existing, SIC26 Paper, Base Compressed Air, ECM-110, Comp Air - Motor practices-1 (6-100 HP) | 1.0345 | 0.99276 | 1.3157 | 0 | 0 | 0
1869 | Industrial, Existing, SIC27 Printing, Base Compressed Air, ECM-110, Comp Air - Motor practices-1 (6-100 HP) | 1.0345 | 0.99278 | 1.3157 | 0 | 0 | 0
1870 | Industrial, Existing, SIC28 Chemicals, Base Compressed Air, ECM-110, Comp Air - Motor practices-1 (6-100 HP) | 1.0344 | 0.99271 | 1.3157 | 0 | 0 | 0
1871 | Industrial, Existing, SIC29 Petroleum, Base Compressed Air, ECM-110, Comp Air - Motor practices-1 (6-100 HP) | 1.0344 | 0.9927 | 1.3157 | 0 | 0 | 0
1872 | Industrial, Existing, SIC30 Rubber/Plastics, Base Compressed Air, ECM-110, Comp Air - Motor practices-1 (6-100 HP) | 1.0345 | 0.99279 | 1.3157 | 0 | 0 | 0
1873 | Industrial, Existing, SIC32 Stone/Clay/Glass, Base Compressed Air, ECM-110, Comp Air - Motor practices-1 (6-100 HP) | 1.0345 | 0.99276 | 1.3157 | 0 | 0 | 0
1874 | Industrial, Existing, SIC33 Primary Metals, Base Compressed Air, ECM-110, Comp Air - Motor practices-1 (6-100 HP) | 1.0346 | 0.99285 | 1.3157 | 0 | 0 | 0
1875 | Industrial, Existing, SIC34 Fab Metals, Base Compressed Air, ECM-110, Comp Air - Motor practices-1 (6-100 HP) | 1.0345 | 0.99282 | 1.3157 | 0 | 0 | 0
1876 | Industrial, Existing, SIC35 Ind Machinery, Base Compressed Air, ECM-110, Comp Air - Motor practices-1 (6-100 HP) | 1.0346 | 0.99291 | 1.3157 | 0 | 0 | 0
1877 | Industrial, Existing, SIC36 Electronics, Base Compressed Air, ECM-110, Comp Air - Motor practices-1 (6-100 HP) | 1.0345 | 0.99278 | 1.3157 | 0 | 0 | 0
1878 | Industrial, Existing, SIC37 Transp Eqp, Base Compressed Air, ECM-110, Comp Air - Motor practices-1 (6-100 HP) | 1.0346 | 0.99283 | 1.3157 | 0 | 0 | 0
1879 | Industrial, Existing, SIC38 Instruments, Base Compressed Air, ECM-110, Comp Air - Motor practices-1 (6-100 HP) | 1.0345 | 0.99278 | 1.3157 | 0 | 0 | 0
1880 | Industrial, Existing, SIC39/21/31 Misc, Base Compressed Air, ECM-110, Comp Air - Motor practices-1 (6-100 HP) | 1.0345 | 0.99276 | 1.3157 | 0 | 0 | 0
1881 | Industrial, Existing, SIC20 Food, Base Compressed Air, ECM-111, Comp Air - Replace 100+ HP motor | 1.0345 | 0.47794 | 0.7398 | 0 | 0 | 0
1882 | Industrial, Existing, SIC22-23Textiles, Base Compressed Air, ECM-111, Comp Air - Replace 100+ HP motor | 1.0348 | 0.47805 | 0.7398 | 0 | 0 | 0
1883 | Industrial, Existing, SIC24-25 Lumber, Base Compressed Air, ECM-111, Comp Air - Replace 100+ HP motor | 1.0346 | 0.47797 | 0.7398 | 0 | 0 | 0
1884 | Industrial, Existing, SIC26 Paper, Base Compressed Air, ECM-111, Comp Air - Replace 100+ HP motor | 1.0345 | 0.47792 | 0.7398 | 0 | 0 | 0
1885 | Industrial, Existing, SIC27 Printing, Base Compressed Air, ECM-111, Comp Air - Replace 100+ HP motor | 1.0345 | 0.47794 | 0.7398 | 0 | 0 | 0
1886 | Industrial, Existing, SIC28 Chemicals, Base Compressed Air, ECM-111, Comp Air - Replace 100+ HP motor | 1.0344 | 0.4779 | 0.7398 | 0 | 0 | 0
1887 | Industrial, Existing, SIC29 Petroleum, Base Compressed Air, ECM-111, Comp Air - Replace 100+ HP motor | 1.0344 | 0.4779 | 0.7398 | 0 | 0 | 0
1888 | Industrial, Existing, SIC30 Rubber/Plastics, Base Compressed Air, ECM-111, Comp Air - Replace 100+ HP motor | 1.0345 | 0.47794 | 0.7398 | 0 | 0 | 0
1889 | Industrial, Existing, SIC32 Stone/Clay/Glass, Base Compressed Air, ECM-111, Comp Air - Replace 100+ HP motor | 1.0345 | 0.47793 | 0.7398 | 0 | 0 | 0
1890 | Industrial, Existing, SIC33 Primary Metals, Base Compressed Air, ECM-111, Comp Air - Replace 100+ HP motor | 1.0346 | 0.47797 | 0.7398 | 0 | 0 | 0
1891 | Industrial, Existing, SIC34 Fab Metals, Base Compressed Air, ECM-111, Comp Air - Replace 100+ HP motor | 1.0345 | 0.47796 | 0.7398 | 0 | 0 | 0
1892 | Industrial, Existing, SIC35 Ind Machinery, Base Compressed Air, ECM-111, Comp Air - Replace 100+ HP motor | 1.0346 | 0.478 | 0.7398 | 0 | 0 | 0
1893 | Industrial, Existing, SIC36 Electronics, Base Compressed Air, ECM-111, Comp Air - Replace 100+ HP motor | 1.0345 | 0.47794 | 0.7398 | 0 | 0 | 0
1894 | Industrial, Existing, SIC37 Transp Eqp, Base Compressed Air, ECM-111, Comp Air - Replace 100+ HP motor | 1.0346 | 0.47796 | 0.7398 | 0 | 0 | 0
1895 | Industrial, Existing, SIC38 Instruments, Base Compressed Air, ECM-111, Comp Air - Replace 100+ HP motor | 1.0345 | 0.47793 | 0.7398 | 0 | 0 | 0
1896 | Industrial, Existing, SIC39/21/31 Misc, Base Compressed Air, ECM-111, Comp Air - Replace 100+ HP motor | 1.0345 | 0.47793 | 0.7398 | 0 | 0 | 0
1897 | Industrial, Existing, SIC20 Food, Base Compressed Air, ECM-112, Comp Air - ASD (100+ hp) | 1.0344 | 1.595 | 2.4693 | 0.0092392 | 0.07156 | 0.67124
1898 | Industrial, Existing, SIC22-23Textiles, Base Compressed Air, ECM-112, Comp Air - ASD (100+ hp) | 1.0345 | 1.5952 | 2.4691 | 5.817e-05 | 0.0010694 | 0.002956
1899 | Industrial, Existing, SIC24-25 Lumber, Base Compressed Air, ECM-112, Comp Air - ASD (100+ hp) | 1.0344 | 1.595 | 2.4692 | 0.00021671 | 0.0018511 | 0.012682
1900 | Industrial, Existing, SIC26 Paper, Base Compressed Air, ECM-112, Comp Air - ASD (100+ hp) | 1.0344 | 1.595 | 2.4693 | 0.0010501 | 0.0089779 | 0.092534
1901 | Industrial, Existing, SIC27 Printing, Base Compressed Air, ECM-112, Comp Air - ASD (100+ hp) | 1.0344 | 1.595 | 2.4693 | 0.00046098 | 0.0030608 | 0.033982
1902 | Industrial, Existing, SIC28 Chemicals, Base Compressed Air, ECM-112, Comp Air - ASD (100+ hp) | 1.0343 | 1.595 | 2.4694 | 0.00046537 | 0.0037214 | 0.05234
1903 | Industrial, Existing, SIC29 Petroleum, Base Compressed Air, ECM-112, Comp Air - ASD (100+ hp) | 1.0343 | 1.5951 | 2.4694 | 3.216e-05 | 0.00042211 | 0.0046211
1904 | Industrial, Existing, SIC30 Rubber/Plastics, Base Compressed Air, ECM-112, Comp Air - ASD (100+ hp) | 1.0344 | 1.5951 | 2.4693 | 0.00017533 | 0.001771 | 0.014041
1905 | Industrial, Existing, SIC32 Stone/Clay/Glass, Base Compressed Air, ECM-112, Comp Air - ASD (100+ hp) | 1.0344 | 1.595 | 2.4693 | 0.0039912 | 0.034733 | 0.34643
1906 | Industrial, Existing, SIC33 Primary Metals, Base Compressed Air, ECM-112, Comp Air - ASD (100+ hp) | 1.0344 | 1.595 | 2.4692 | 0.00026854 | 0.0027678 | 0.01694
1907 | Industrial, Existing, SIC34 Fab Metals, Base Compressed Air, ECM-112, Comp Air - ASD (100+ hp) | 1.0344 | 1.595 | 2.4693 | 0.0033695 | 0.034579 | 0.23692
1908 | Industrial, Existing, SIC35 Ind Machinery, Base Compressed Air, ECM-112, Comp Air - ASD (100+ hp) | 1.0344 | 1.5949 | 2.4691 | 0.00053749 | 0.0027337 | 0.023837
1909 | Industrial, Existing, SIC36 Electronics, Base Compressed Air, ECM-112, Comp Air - ASD (100+ hp) | 1.0344 | 1.595 | 2.4693 | 0.00068529 | 0.0060878 | 0.054419
1910 | Industrial, Existing, SIC37 Transp Eqp, Base Compressed Air, ECM-112, Comp Air - ASD (100+ hp) | 1.0344 | 1.595 | 2.4693 | 0.0014458 | 0.014494 | 0.0994
1911 | Industrial, Existing, SIC38 Instruments, Base Compressed Air, ECM-112, Comp Air - ASD (100+ hp) | 1.0344 | 1.595 | 2.4693 | 0.0024205 | 0.022533 | 0.19942
1912 | Industrial, Existing, SIC39/21/31 Misc, Base Compressed Air, ECM-112, Comp Air - ASD (100+ hp) | 1.0344 | 1.595 | 2.4693 | 0.0015295 | 0.014482 | 0.13486
1913 | Industrial, Existing, SIC20 Food, Base Compressed Air, ECM-113, Comp Air - Motor practices-1 (100+ HP) | 1.0345 | 0.95742 | 1.482 | 0 | 0 | 0
1914 | Industrial, Existing, SIC22-23Textiles, Base Compressed Air, ECM-113, Comp Air - Motor practices-1 (100+ HP) | 1.0348 | 0.95764 | 1.482 | 0 | 0 | 0
1915 | Industrial, Existing, SIC24-25 Lumber, Base Compressed Air, ECM-113, Comp Air - Motor practices-1 (100+ HP) | 1.0346 | 0.95748 | 1.482 | 0 | 0 | 0
1916 | Industrial, Existing, SIC26 Paper, Base Compressed Air, ECM-113, Comp Air - Motor practices-1 (100+ HP) | 1.0345 | 0.95738 | 1.482 | 0 | 0 | 0
1917 | Industrial, Existing, SIC27 Printing, Base Compressed Air, ECM-113, Comp Air - Motor practices-1 (100+ HP) | 1.0345 | 0.95741 | 1.482 | 0 | 0 | 0
1918 | Industrial, Existing, SIC28 Chemicals, Base Compressed Air, ECM-113, Comp Air - Motor practices-1 (100+ HP) | 1.0344 | 0.95734 | 1.482 | 0 | 0 | 0
1919 | Industrial, Existing, SIC29 Petroleum, Base Compressed Air, ECM-113, Comp Air - Motor practices-1 (100+ HP) | 1.0344 | 0.95733 | 1.482 | 0 | 0 | 0
1920 | Industrial, Existing, SIC30 Rubber/Plastics, Base Compressed Air, ECM-113, Comp Air - Motor practices-1 (100+ HP) | 1.0345 | 0.95741 | 1.482 | 0 | 0 | 0
1921 | Industrial, Existing, SIC32 Stone/Clay/Glass, Base Compressed Air, ECM-113, Comp Air - Motor practices-1 (100+ HP) | 1.0345 | 0.95739 | 1.482 | 0 | 0 | 0
1922 | Industrial, Existing, SIC33 Primary Metals, Base Compressed Air, ECM-113, Comp Air - Motor practices-1 (100+ HP) | 1.0346 | 0.95748 | 1.482 | 0 | 0 | 0
1923 | Industrial, Existing, SIC34 Fab Metals, Base Compressed Air, ECM-113, Comp Air - Motor practices-1 (100+ HP) | 1.0345 | 0.95745 | 1.482 | 0 | 0 | 0
1924 | Industrial, Existing, SIC35 Ind Machinery, Base Compressed Air, ECM-113, Comp Air - Motor practices-1 (100+ HP) | 1.0346 | 0.95753 | 1.482 | 0 | 0 | 0
1925 | Industrial, Existing, SIC36 Electronics, Base Compressed Air, ECM-113, Comp Air - Motor practices-1 (100+ HP) | 1.0345 | 0.95741 | 1.482 | 0 | 0 | 0
1926 | Industrial, Existing, SIC37 Transp Eqp, Base Compressed Air, ECM-113, Comp Air - Motor practices-1 (100+ HP) | 1.0346 | 0.95745 | 1.482 | 0 | 0 | 0
1927 | Industrial, Existing, SIC38 Instruments, Base Compressed Air, ECM-113, Comp Air - Motor practices-1 (100+ HP) | 1.0345 | 0.9574 | 1.482 | 0 | 0 | 0
1928 | Industrial, Existing, SIC39/21/31 Misc, Base Compressed Air, ECM-113, Comp Air - Motor practices-1 (100+ HP) | 1.0345 | 0.95739 | 1.482 | 0 | 0 | 0
1929 | Industrial, Existing, SIC20 Food, Base Fans, ECM-201, Fans - O&M | 1.0345 | 6.2568 | 8.2919 | 0.044361 | 0.031074 | 0.29148
1930 | Industrial, Existing, SIC22-23Textiles, Base Fans, ECM-201, Fans - O&M | 1.0348 | 6.2582 | 8.2919 | 0.000483 | 0.00080314 | 0.00222
1931 | Industrial, Existing, SIC24-25 Lumber, Base Fans, ECM-201, Fans - O&M | 1.0346 | 6.2572 | 8.2919 | 0.0017995 | 0.0013902 | 0.0095241
1932 | Industrial, Existing, SIC26 Paper, Base Fans, ECM-201, Fans - O&M | 1.0345 | 6.2565 | 8.2919 | 0.018706 | 0.014463 | 0.14907
1933 | Industrial, Existing, SIC27 Printing, Base Fans, ECM-201, Fans - O&M | 1.0345 | 6.2567 | 8.2919 | 0.0038279 | 0.0022986 | 0.02552
1934 | Industrial, Existing, SIC28 Chemicals, Base Fans, ECM-201, Fans - O&M | 1.0344 | 6.2563 | 8.2919 | 0.0051785 | 0.003745 | 0.052672
1935 | Industrial, Existing, SIC29 Petroleum, Base Fans, ECM-201, Fans - O&M | 1.0344 | 6.2562 | 8.2919 | 8.464e-05 | 0.00010047 | 0.0011
1936 | Industrial, Existing, SIC30 Rubber/Plastics, Base Fans, ECM-201, Fans - O&M | 1.0345 | 6.2567 | 8.2919 | 0.0014559 | 0.00133 | 0.010544
1937 | Industrial, Existing, SIC32 Stone/Clay/Glass, Base Fans, ECM-201, Fans - O&M | 1.0345 | 6.2566 | 8.2919 | 0.041146 | 0.032383 | 0.32299
1938 | Industrial, Existing, SIC33 Primary Metals, Base Fans, ECM-201, Fans - O&M | 1.0346 | 6.2571 | 8.2919 | 0.0027684 | 0.0025806 | 0.015795
1939 | Industrial, Existing, SIC34 Fab Metals, Base Fans, ECM-201, Fans - O&M | 1.0345 | 6.2569 | 8.2919 | 0.0082332 | 0.0076414 | 0.052356
1940 | Industrial, Existing, SIC35 Ind Machinery, Base Fans, ECM-201, Fans - O&M | 1.0346 | 6.2575 | 8.2919 | 0.00085374 | 0.00039274 | 0.0034246
1941 | Industrial, Existing, SIC36 Electronics, Base Fans, ECM-201, Fans - O&M | 1.0345 | 6.2567 | 8.2919 | 0.00091097 | 0.00073189 | 0.0065424
1942 | Industrial, Existing, SIC37 Transp Eqp, Base Fans, ECM-201, Fans - O&M | 1.0346 | 6.257 | 8.2919 | 0.0028395 | 0.0025745 | 0.017656
1943 | Industrial, Existing, SIC38 Instruments, Base Fans, ECM-201, Fans - O&M | 1.0345 | 6.2567 | 8.2919 | 0.0048146 | 0.0040535 | 0.035875
1944 | Industrial, Existing, SIC39/21/31 Misc, Base Fans, ECM-201, Fans - O&M | 1.0345 | 6.2566 | 8.2919 | 0.002492 | 0.0021339 | 0.019871
1945 | Industrial, Existing, SIC20 Food, Base Fans, ECM-202, Fans - Controls | 1.0345 | 1.1775 | 1.5605 | 0.37949 | 0.26583 | 2.4935
1946 | Industrial, Existing, SIC22-23Textiles, Base Fans, ECM-202, Fans - Controls | 1.0348 | 1.1778 | 1.5605 | 0.0041318 | 0.0068705 | 0.018992
1947 | Industrial, Existing, SIC24-25 Lumber, Base Fans, ECM-202, Fans - Controls | 1.0346 | 1.1776 | 1.5605 | 0.015394 | 0.011892 | 0.081475
1948 | Industrial, Existing, SIC26 Paper, Base Fans, ECM-202, Fans - Controls | 1.0345 | 1.1775 | 1.5605 | 0.16003 | 0.12373 | 1.2752
1949 | Industrial, Existing, SIC27 Printing, Base Fans, ECM-202, Fans - Controls | 1.0345 | 1.1775 | 1.5605 | 0.032746 | 0.019664 | 0.21831
1950 | Industrial, Existing, SIC28 Chemicals, Base Fans, ECM-202, Fans - Controls | 1.0344 | 1.1774 | 1.5605 | 0.044299 | 0.032037 | 0.45058
1951 | Industrial, Existing, SIC29 Petroleum, Base Fans, ECM-202, Fans - Controls | 1.0344 | 1.1774 | 1.5605 | 0.0007241 | 0.00085951 | 0.0094098
1952 | Industrial, Existing, SIC30 Rubber/Plastics, Base Fans, ECM-202, Fans - Controls | 1.0345 | 1.1775 | 1.5605 | 0.012454 | 0.011378 | 0.090202
1953 | Industrial, Existing, SIC32 Stone/Clay/Glass, Base Fans, ECM-202, Fans - Controls | 1.0345 | 1.1775 | 1.5605 | 0.35198 | 0.27702 | 2.763
1954 | Industrial, Existing, SIC33 Primary Metals, Base Fans, ECM-202, Fans - Controls | 1.0346 | 1.1776 | 1.5605 | 0.023683 | 0.022076 | 0.13512
1955 | Industrial, Existing, SIC34 Fab Metals, Base Fans, ECM-202, Fans - Controls | 1.0345 | 1.1776 | 1.5605 | 0.070431 | 0.065369 | 0.44789
1956 | Industrial, Existing, SIC35 Ind Machinery, Base Fans, ECM-202, Fans - Controls | 1.0346 | 1.1777 | 1.5606 | 0.0073034 | 0.0033597 | 0.029296
1957 | Industrial, Existing, SIC36 Electronics, Base Fans, ECM-202, Fans - Controls | 1.0345 | 1.1775 | 1.5605 | 0.0077929 | 0.006261 | 0.055967
1958 | Industrial, Existing, SIC37 Transp Eqp, Base Fans, ECM-202, Fans - Controls | 1.0346 | 1.1776 | 1.5605 | 0.024291 | 0.022024 | 0.15104
1959 | Industrial, Existing, SIC38 Instruments, Base Fans, ECM-202, Fans - Controls | 1.0345 | 1.1775 | 1.5605 | 0.041187 | 0.034676 | 0.30689
1960 | Industrial, Existing, SIC39/21/31 Misc, Base Fans, ECM-202, Fans - Controls | 1.0345 | 1.1775 | 1.5605 | 0.021318 | 0.018254 | 0.16999
1961 | Industrial, Existing, SIC20 Food, Base Fans, ECM-203, Fans - System Optimization | 1.0344 | 1.257 | 1.666 | 0.074622 | 0.11068 | 1.0382
1962 | Industrial, Existing, SIC22-23Textiles, Base Fans, ECM-203, Fans - System Optimization | 1.0346 | 1.2572 | 1.666 | 0.00081246 | 0.0028605 | 0.0079072
1963 | Industrial, Existing, SIC24-25 Lumber, Base Fans, ECM-203, Fans - System Optimization | 1.0345 | 1.2571 | 1.666 | 0.003027 | 0.0049515 | 0.033923
1964 | Industrial, Existing, SIC26 Paper, Base Fans, ECM-203, Fans - System Optimization | 1.0344 | 1.257 | 1.6661 | 0.031467 | 0.051517 | 0.53098
1965 | Industrial, Existing, SIC27 Printing, Base Fans, ECM-203, Fans - System Optimization | 1.0344 | 1.257 | 1.6661 | 0.006439 | 0.0081874 | 0.090899
1966 | Industrial, Existing, SIC28 Chemicals, Base Fans, ECM-203, Fans - System Optimization | 1.0344 | 1.257 | 1.6661 | 0.008711 | 0.01334 | 0.18762
1967 | Industrial, Existing, SIC29 Petroleum, Base Fans, ECM-203, Fans - System Optimization | 1.0344 | 1.257 | 1.6661 | 0.00014239 | 0.00035789 | 0.0039181
1968 | Industrial, Existing, SIC30 Rubber/Plastics, Base Fans, ECM-203, Fans - System Optimization | 1.0344 | 1.2571 | 1.6661 | 0.002449 | 0.0047373 | 0.037557
1969 | Industrial, Existing, SIC32 Stone/Clay/Glass, Base Fans, ECM-203, Fans - System Optimization | 1.0344 | 1.257 | 1.6661 | 0.069213 | 0.11534 | 1.1505
1970 | Industrial, Existing, SIC33 Primary Metals, Base Fans, ECM-203, Fans - System Optimization | 1.0345 | 1.2571 | 1.666 | 0.0046569 | 0.0091918 | 0.056258
1971 | Industrial, Existing, SIC34 Fab Metals, Base Fans, ECM-203, Fans - System Optimization | 1.0345 | 1.2571 | 1.666 | 0.013849 | 0.027218 | 0.18648
1972 | Industrial, Existing, SIC35 Ind Machinery, Base Fans, ECM-203, Fans - System Optimization | 1.0345 | 1.257 | 1.666 | 0.0014361 | 0.0013988 | 0.012197
1973 | Industrial, Existing, SIC36 Electronics, Base Fans, ECM-203, Fans - System Optimization | 1.0344 | 1.257 | 1.6661 | 0.0015324 | 0.0026069 | 0.023303
1974 | Industrial, Existing, SIC37 Transp Eqp, Base Fans, ECM-203, Fans - System Optimization | 1.0345 | 1.2571 | 1.666 | 0.0047765 | 0.00917 | 0.062888
1975 | Industrial, Existing, SIC38 Instruments, Base Fans, ECM-203, Fans - System Optimization | 1.0344 | 1.257 | 1.6661 | 0.0080988 | 0.014438 | 0.12778
1976 | Industrial, Existing, SIC39/21/31 Misc, Base Fans, ECM-203, Fans - System Optimization | 1.0344 | 1.257 | 1.6661 | 0.0041919 | 0.0076007 | 0.070778
1977 | Industrial, Existing, SIC20 Food, Base Fans, ECM-204, Fans- Improve components | 1.0345 | 3.2527 | 4.3107 | 0.045285 | 0.031722 | 0.29755
1978 | Industrial, Existing, SIC22-23Textiles, Base Fans, ECM-204, Fans- Improve components | 1.0348 | 3.2534 | 4.3107 | 0.00049306 | 0.00081987 | 0.0022663
1979 | Industrial, Existing, SIC24-25 Lumber, Base Fans, ECM-204, Fans- Improve components | 1.0346 | 3.2529 | 4.3107 | 0.0018369 | 0.0014191 | 0.0097225
1980 | Industrial, Existing, SIC26 Paper, Base Fans, ECM-204, Fans- Improve components | 1.0345 | 3.2526 | 4.3107 | 0.019096 | 0.014765 | 0.15218
1981 | Industrial, Existing, SIC27 Printing, Base Fans, ECM-204, Fans- Improve components | 1.0345 | 3.2527 | 4.3107 | 0.0039076 | 0.0023465 | 0.026052
1982 | Industrial, Existing, SIC28 Chemicals, Base Fans, ECM-204, Fans- Improve components | 1.0344 | 3.2524 | 4.3107 | 0.0052863 | 0.003823 | 0.053769
1983 | Industrial, Existing, SIC29 Petroleum, Base Fans, ECM-204, Fans- Improve components | 1.0344 | 3.2524 | 4.3107 | 8.641e-05 | 0.00010257 | 0.0011229
1984 | Industrial, Existing, SIC30 Rubber/Plastics, Base Fans, ECM-204, Fans- Improve components | 1.0345 | 3.2527 | 4.3107 | 0.0014862 | 0.0013577 | 0.010764
1985 | Industrial, Existing, SIC32 Stone/Clay/Glass, Base Fans, ECM-204, Fans- Improve components | 1.0345 | 3.2526 | 4.3107 | 0.042003 | 0.033057 | 0.32972
1986 | Industrial, Existing, SIC33 Primary Metals, Base Fans, ECM-204, Fans- Improve components | 1.0346 | 3.2529 | 4.3107 | 0.0028261 | 0.0026344 | 0.016124
1987 | Industrial, Existing, SIC34 Fab Metals, Base Fans, ECM-204, Fans- Improve components | 1.0345 | 3.2528 | 4.3107 | 0.0084047 | 0.0078006 | 0.053447
1988 | Industrial, Existing, SIC35 Ind Machinery, Base Fans, ECM-204, Fans- Improve components | 1.0346 | 3.2531 | 4.3107 | 0.00087152 | 0.00040092 | 0.0034959
1989 | Industrial, Existing, SIC36 Electronics, Base Fans, ECM-204, Fans- Improve components | 1.0345 | 3.2527 | 4.3107 | 0.00092995 | 0.00074713 | 0.0066787
1990 | Industrial, Existing, SIC37 Transp Eqp, Base Fans, ECM-204, Fans- Improve components | 1.0346 | 3.2528 | 4.3107 | 0.0028987 | 0.0026281 | 0.018024
1991 | Industrial, Existing, SIC38 Instruments, Base Fans, ECM-204, Fans- Improve components | 1.0345 | 3.2526 | 4.3107 | 0.0049149 | 0.0041379 | 0.036622
1992 | Industrial, Existing, SIC39/21/31 Misc, Base Fans, ECM-204, Fans- Improve components | 1.0345 | 3.2526 | 4.3107 | 0.0025439 | 0.0021783 | 0.020285
1993 | Industrial, Existing, SIC20 Food, Base Fans, ECM-205, Fans - Replace 1-5 HP motor | 1.0345 | 0.1928 | 0.22597 | 0 | 0 | 0
1994 | Industrial, Existing, SIC22-23Textiles, Base Fans, ECM-205, Fans - Replace 1-5 HP motor | 1.0348 | 0.19285 | 0.22597 | 0 | 0 | 0
1995 | Industrial, Existing, SIC24-25 Lumber, Base Fans, ECM-205, Fans - Replace 1-5 HP motor | 1.0346 | 0.19282 | 0.22597 | 0 | 0 | 0
1996 | Industrial, Existing, SIC26 Paper, Base Fans, ECM-205, Fans - Replace 1-5 HP motor | 1.0345 | 0.1928 | 0.22597 | 0 | 0 | 0
1997 | Industrial, Existing, SIC27 Printing, Base Fans, ECM-205, Fans - Replace 1-5 HP motor | 1.0345 | 0.1928 | 0.22597 | 0 | 0 | 0
1998 | Industrial, Existing, SIC28 Chemicals, Base Fans, ECM-205, Fans - Replace 1-5 HP motor | 1.0344 | 0.19279 | 0.22597 | 0 | 0 | 0
1999 | Industrial, Existing, SIC29 Petroleum, Base Fans, ECM-205, Fans - Replace 1-5 HP motor | 1.0344 | 0.19279 | 0.22597 | 0 | 0 | 0
2000 | Industrial, Existing, SIC30 Rubber/Plastics, Base Fans, ECM-205, Fans - Replace 1-5 HP motor | 1.0345 | 0.1928 | 0.22597 | 0 | 0 | 0
2001 | Industrial, Existing, SIC32 Stone/Clay/Glass, Base Fans, ECM-205, Fans - Replace 1-5 HP motor | 1.0345 | 0.1928 | 0.22597 | 0 | 0 | 0
2002 | Industrial, Existing, SIC33 Primary Metals, Base Fans, ECM-205, Fans - Replace 1-5 HP motor | 1.0346 | 0.19282 | 0.22597 | 0 | 0 | 0
2003 | Industrial, Existing, SIC34 Fab Metals, Base Fans, ECM-205, Fans - Replace 1-5 HP motor | 1.0345 | 0.19281 | 0.22597 | 0 | 0 | 0
2004 | Industrial, Existing, SIC35 Ind Machinery, Base Fans, ECM-205, Fans - Replace 1-5 HP motor | 1.0346 | 0.19283 | 0.22597 | 0 | 0 | 0
2005 | Industrial, Existing, SIC36 Electronics, Base Fans, ECM-205, Fans - Replace 1-5 HP motor | 1.0345 | 0.1928 | 0.22597 | 0 | 0 | 0
2006 | Industrial, Existing, SIC37 Transp Eqp, Base Fans, ECM-205, Fans - Replace 1-5 HP motor | 1.0346 | 0.19281 | 0.22597 | 0 | 0 | 0
2007 | Industrial, Existing, SIC38 Instruments, Base Fans, ECM-205, Fans - Replace 1-5 HP motor | 1.0345 | 0.1928 | 0.22597 | 0 | 0 | 0
2008 | Industrial, Existing, SIC39/21/31 Misc, Base Fans, ECM-205, Fans - Replace 1-5 HP motor | 1.0345 | 0.1928 | 0.22597 | 0 | 0 | 0
2009 | Industrial, Existing, SIC20 Food, Base Fans, ECM-206, Fans - ASD (1-5 hp) | 1.0344 | 0.291 | 0.3411 | 0 | 0 | 0
2010 | Industrial, Existing, SIC22-23Textiles, Base Fans, ECM-206, Fans - ASD (1-5 hp) | 1.0345 | 0.29103 | 0.34108 | 0 | 0 | 0
2011 | Industrial, Existing, SIC24-25 Lumber, Base Fans, ECM-206, Fans - ASD (1-5 hp) | 1.0344 | 0.29099 | 0.34109 | 0 | 0 | 0
2012 | Industrial, Existing, SIC26 Paper, Base Fans, ECM-206, Fans - ASD (1-5 hp) | 1.0344 | 0.291 | 0.34111 | 0 | 0 | 0
2013 | Industrial, Existing, SIC27 Printing, Base Fans, ECM-206, Fans - ASD (1-5 hp) | 1.0344 | 0.29099 | 0.3411 | 0 | 0 | 0
2014 | Industrial, Existing, SIC28 Chemicals, Base Fans, ECM-206, Fans - ASD (1-5 hp) | 1.0343 | 0.291 | 0.34112 | 0 | 0 | 0
2015 | Industrial, Existing, SIC29 Petroleum, Base Fans, ECM-206, Fans - ASD (1-5 hp) | 1.0343 | 0.29101 | 0.34112 | 0 | 0 | 0
2016 | Industrial, Existing, SIC30 Rubber/Plastics, Base Fans, ECM-206, Fans - ASD (1-5 hp) | 1.0344 | 0.291 | 0.3411 | 0 | 0 | 0
2017 | Industrial, Existing, SIC32 Stone/Clay/Glass, Base Fans, ECM-206, Fans - ASD (1-5 hp) | 1.0344 | 0.291 | 0.34111 | 0 | 0 | 0
2018 | Industrial, Existing, SIC33 Primary Metals, Base Fans, ECM-206, Fans - ASD (1-5 hp) | 1.0344 | 0.291 | 0.34109 | 0 | 0 | 0
2019 | Industrial, Existing, SIC34 Fab Metals, Base Fans, ECM-206, Fans - ASD (1-5 hp) | 1.0344 | 0.291 | 0.3411 | 0 | 0 | 0
2020 | Industrial, Existing, SIC35 Ind Machinery, Base Fans, ECM-206, Fans - ASD (1-5 hp) | 1.0344 | 0.29097 | 0.34107 | 0 | 0 | 0
2021 | Industrial, Existing, SIC36 Electronics, Base Fans, ECM-206, Fans - ASD (1-5 hp) | 1.0344 | 0.291 | 0.3411 | 0 | 0 | 0
2022 | Industrial, Existing, SIC37 Transp Eqp, Base Fans, ECM-206, Fans - ASD (1-5 hp) | 1.0344 | 0.291 | 0.3411 | 0 | 0 | 0
2023 | Industrial, Existing, SIC38 Instruments, Base Fans, ECM-206, Fans - ASD (1-5 hp) | 1.0344 | 0.291 | 0.3411 | 0 | 0 | 0
2024 | Industrial, Existing, SIC39/21/31 Misc, Base Fans, ECM-206, Fans - ASD (1-5 hp) | 1.0344 | 0.291 | 0.34111 | 0 | 0 | 0
2025 | Industrial, Existing, SIC20 Food, Base Fans, ECM-207, Fans - Motor practices-1 (1-5 HP) | 1.0345 | 0.79315 | 0.92958 | 0 | 0 | 0
2026 | Industrial, Existing, SIC22-23Textiles, Base Fans, ECM-207, Fans - Motor practices-1 (1-5 HP) | 1.0348 | 0.79334 | 0.92959 | 0 | 0 | 0
2027 | Industrial, Existing, SIC24-25 Lumber, Base Fans, ECM-207, Fans - Motor practices-1 (1-5 HP) | 1.0346 | 0.79321 | 0.92959 | 0 | 0 | 0
2028 | Industrial, Existing, SIC26 Paper, Base Fans, ECM-207, Fans - Motor practices-1 (1-5 HP) | 1.0345 | 0.79312 | 0.92958 | 0 | 0 | 0
2029 | Industrial, Existing, SIC27 Printing, Base Fans, ECM-207, Fans - Motor practices-1 (1-5 HP) | 1.0345 | 0.79314 | 0.92958 | 0 | 0 | 0
2030 | Industrial, Existing, SIC28 Chemicals, Base Fans, ECM-207, Fans - Motor practices-1 (1-5 HP) | 1.0344 | 0.79309 | 0.92958 | 0 | 0 | 0
2031 | Industrial, Existing, SIC29 Petroleum, Base Fans, ECM-207, Fans - Motor practices-1 (1-5 HP) | 1.0344 | 0.79308 | 0.92958 | 0 | 0 | 0
2032 | Industrial, Existing, SIC30 Rubber/Plastics, Base Fans, ECM-207, Fans - Motor practices-1 (1-5 HP) | 1.0345 | 0.79315 | 0.92958 | 0 | 0 | 0
2033 | Industrial, Existing, SIC32 Stone/Clay/Glass, Base Fans, ECM-207, Fans - Motor practices-1 (1-5 HP) | 1.0345 | 0.79313 | 0.92958 | 0 | 0 | 0
2034 | Industrial, Existing, SIC33 Primary Metals, Base Fans, ECM-207, Fans - Motor practices-1 (1-5 HP) | 1.0346 | 0.7932 | 0.92958 | 0 | 0 | 0
2035 | Industrial, Existing, SIC34 Fab Metals, Base Fans, ECM-207, Fans - Motor practices-1 (1-5 HP) | 1.0345 | 0.79318 | 0.92958 | 0 | 0 | 0
2036 | Industrial, Existing, SIC35 Ind Machinery, Base Fans, ECM-207, Fans - Motor practices-1 (1-5 HP) | 1.0346 | 0.79325 | 0.92959 | 0 | 0 | 0
2037 | Industrial, Existing, SIC36 Electronics, Base Fans, ECM-207, Fans - Motor practices-1 (1-5 HP) | 1.0345 | 0.79314 | 0.92958 | 0 | 0 | 0
2038 | Industrial, Existing, SIC37 Transp Eqp, Base Fans, ECM-207, Fans - Motor practices-1 (1-5 HP) | 1.0346 | 0.79318 | 0.92958 | 0 | 0 | 0
2039 | Industrial, Existing, SIC38 Instruments, Base Fans, ECM-207, Fans - Motor practices-1 (1-5 HP) | 1.0345 | 0.79314 | 0.92958 | 0 | 0 | 0
2040 | Industrial, Existing, SIC39/21/31 Misc, Base Fans, ECM-207, Fans - Motor practices-1 (1-5 HP) | 1.0345 | 0.79313 | 0.92958 | 0 | 0 | 0
2041 | Industrial, Existing, SIC20 Food, Base Fans, ECM-208, Fans - Replace 6-100 HP motor | 1.0345 | 0.30076 | 0.39859 | 0 | 0 | 0
2042 | Industrial, Existing, SIC22-23Textiles, Base Fans, ECM-208, Fans - Replace 6-100 HP motor | 1.0348 | 0.30083 | 0.39859 | 0 | 0 | 0
2043 | Industrial, Existing, SIC24-25 Lumber, Base Fans, ECM-208, Fans - Replace 6-100 HP motor | 1.0346 | 0.30078 | 0.39859 | 0 | 0 | 0
2044 | Industrial, Existing, SIC26 Paper, Base Fans, ECM-208, Fans - Replace 6-100 HP motor | 1.0345 | 0.30075 | 0.39859 | 0 | 0 | 0
2045 | Industrial, Existing, SIC27 Printing, Base Fans, ECM-208, Fans - Replace 6-100 HP motor | 1.0345 | 0.30076 | 0.39859 | 0 | 0 | 0
2046 | Industrial, Existing, SIC28 Chemicals, Base Fans, ECM-208, Fans - Replace 6-100 HP motor | 1.0344 | 0.30073 | 0.39859 | 0 | 0 | 0
2047 | Industrial, Existing, SIC29 Petroleum, Base Fans, ECM-208, Fans - Replace 6-100 HP motor | 1.0344 | 0.30073 | 0.39859 | 0 | 0 | 0
2048 | Industrial, Existing, SIC30 Rubber/Plastics, Base Fans, ECM-208, Fans - Replace 6-100 HP motor | 1.0345 | 0.30076 | 0.39859 | 0 | 0 | 0
2049 | Industrial, Existing, SIC32 Stone/Clay/Glass, Base Fans, ECM-208, Fans - Replace 6-100 HP motor | 1.0345 | 0.30075 | 0.39859 | 0 | 0 | 0
2050 | Industrial, Existing, SIC33 Primary Metals, Base Fans, ECM-208, Fans - Replace 6-100 HP motor | 1.0346 | 0.30078 | 0.39859 | 0 | 0 | 0
2051 | Industrial, Existing, SIC34 Fab Metals, Base Fans, ECM-208, Fans - Replace 6-100 HP motor | 1.0345 | 0.30077 | 0.39859 | 0 | 0 | 0
2052 | Industrial, Existing, SIC35 Ind Machinery, Base Fans, ECM-208, Fans - Replace 6-100 HP motor | 1.0346 | 0.3008 | 0.39859 | 0 | 0 | 0
2053 | Industrial, Existing, SIC36 Electronics, Base Fans, ECM-208, Fans - Replace 6-100 HP motor | 1.0345 | 0.30076 | 0.39859 | 0 | 0 | 0
2054 | Industrial, Existing, SIC37 Transp Eqp, Base Fans, ECM-208, Fans - Replace 6-100 HP motor | 1.0346 | 0.30077 | 0.39859 | 0 | 0 | 0
2055 | Industrial, Existing, SIC38 Instruments, Base Fans, ECM-208, Fans - Replace 6-100 HP motor | 1.0345 | 0.30075 | 0.39859 | 0 | 0 | 0
2056 | Industrial, Existing, SIC39/21/31 Misc, Base Fans, ECM-208, Fans - Replace 6-100 HP motor | 1.0345 | 0.30075 | 0.39859 | 0 | 0 | 0
2057 | Industrial, Existing, SIC20 Food, Base Fans, ECM-209, Fans - ASD (6-100 hp) | 1.0344 | 8.0225 | 10.6335 | 0.0083032 | 0.064311 | 0.60324
2058 | Industrial, Existing, SIC22-23Textiles, Base Fans, ECM-209, Fans - ASD (6-100 hp) | 1.0345 | 8.0233 | 10.6328 | 9.04e-05 | 0.0016621 | 0.0045943
2059 | Industrial, Existing, SIC24-25 Lumber, Base Fans, ECM-209, Fans - ASD (6-100 hp) | 1.0344 | 8.0224 | 10.6331 | 0.00033681 | 0.002877 | 0.01971
2060 | Industrial, Existing, SIC26 Paper, Base Fans, ECM-209, Fans - ASD (6-100 hp) | 1.0344 | 8.0226 | 10.6337 | 0.0035014 | 0.029934 | 0.30852
2061 | Industrial, Existing, SIC27 Printing, Base Fans, ECM-209, Fans - ASD (6-100 hp) | 1.0344 | 8.0224 | 10.6335 | 0.00071648 | 0.0047572 | 0.052816
2062 | Industrial, Existing, SIC28 Chemicals, Base Fans, ECM-209, Fans - ASD (6-100 hp) | 1.0343 | 8.0226 | 10.634 | 0.00096928 | 0.007751 | 0.10901
2063 | Industrial, Existing, SIC29 Petroleum, Base Fans, ECM-209, Fans - ASD (6-100 hp) | 1.0343 | 8.0229 | 10.6342 | 1.584e-05 | 0.00020796 | 0.0022767
2064 | Industrial, Existing, SIC30 Rubber/Plastics, Base Fans, ECM-209, Fans - ASD (6-100 hp) | 1.0344 | 8.0227 | 10.6336 | 0.0002725 | 0.0027526 | 0.021823
2065 | Industrial, Existing, SIC32 Stone/Clay/Glass, Base Fans, ECM-209, Fans - ASD (6-100 hp) | 1.0344 | 8.0226 | 10.6337 | 0.0077014 | 0.06702 | 0.66847
2066 | Industrial, Existing, SIC33 Primary Metals, Base Fans, ECM-209, Fans - ASD (6-100 hp) | 1.0344 | 8.0226 | 10.6333 | 0.00051818 | 0.0053408 | 0.032688
2067 | Industrial, Existing, SIC34 Fab Metals, Base Fans, ECM-209, Fans - ASD (6-100 hp) | 1.0344 | 8.0226 | 10.6334 | 0.001541 | 0.015815 | 0.10836
2068 | Industrial, Existing, SIC35 Ind Machinery, Base Fans, ECM-209, Fans - ASD (6-100 hp) | 1.0344 | 8.0219 | 10.6325 | 0.0001598 | 0.00081273 | 0.0070868
2069 | Industrial, Existing, SIC36 Electronics, Base Fans, ECM-209, Fans - ASD (6-100 hp) | 1.0344 | 8.0226 | 10.6336 | 0.00017051 | 0.0015147 | 0.01354
2070 | Industrial, Existing, SIC37 Transp Eqp, Base Fans, ECM-209, Fans - ASD (6-100 hp) | 1.0344 | 8.0226 | 10.6334 | 0.00053149 | 0.0053281 | 0.036541
2071 | Industrial, Existing, SIC38 Instruments, Base Fans, ECM-209, Fans - ASD (6-100 hp) | 1.0344 | 8.0226 | 10.6337 | 0.00090117 | 0.0083892 | 0.074247
2072 | Industrial, Existing, SIC39/21/31 Misc, Base Fans, ECM-209, Fans - ASD (6-100 hp) | 1.0344 | 8.0227 | 10.6337 | 0.00046644 | 0.0044164 | 0.041126
2073 | Industrial, Existing, SIC20 Food, Base Fans, ECM-210, Fans - Motor practices-1 (6-100 HP) | 1.0345 | 1.356 | 1.7971 | 0.035571 | 0.024917 | 0.23372
2074 | Industrial, Existing, SIC22-23Textiles, Base Fans, ECM-210, Fans - Motor practices-1 (6-100 HP) | 1.0348 | 1.3563 | 1.7971 | 0.00038729 | 0.00064399 | 0.0017802
2075 | Industrial, Existing, SIC24-25 Lumber, Base Fans, ECM-210, Fans - Motor practices-1 (6-100 HP) | 1.0346 | 1.3561 | 1.7971 | 0.0014429 | 0.0011147 | 0.0076369
2076 | Industrial, Existing, SIC26 Paper, Base Fans, ECM-210, Fans - Motor practices-1 (6-100 HP) | 1.0345 | 1.356 | 1.7971 | 0.015 | 0.011597 | 0.11953
2077 | Industrial, Existing, SIC27 Printing, Base Fans, ECM-210, Fans - Motor practices-1 (6-100 HP) | 1.0345 | 1.356 | 1.7971 | 0.0030694 | 0.0018431 | 0.020463
2078 | Industrial, Existing, SIC28 Chemicals, Base Fans, ECM-210, Fans - Motor practices-1 (6-100 HP) | 1.0344 | 1.3559 | 1.7971 | 0.0041523 | 0.0030029 | 0.042235
2079 | Industrial, Existing, SIC29 Petroleum, Base Fans, ECM-210, Fans - Motor practices-1 (6-100 HP) | 1.0344 | 1.3559 | 1.7971 | 6.787e-05 | 8.057e-05 | 0.00088201
2080 | Industrial, Existing, SIC30 Rubber/Plastics, Base Fans, ECM-210, Fans - Motor practices-1 (6-100 HP) | 1.0345 | 1.356 | 1.7971 | 0.0011674 | 0.0010665 | 0.0084549
2081 | Industrial, Existing, SIC32 Stone/Clay/Glass, Base Fans, ECM-210, Fans - Motor practices-1 (6-100 HP) | 1.0345 | 1.356 | 1.7971 | 0.032993 | 0.025966 | 0.25899
2082 | Industrial, Existing, SIC33 Primary Metals, Base Fans, ECM-210, Fans - Motor practices-1 (6-100 HP) | 1.0346 | 1.3561 | 1.7971 | 0.0022199 | 0.0020693 | 0.012665
2083 | Industrial, Existing, SIC34 Fab Metals, Base Fans, ECM-210, Fans - Motor practices-1 (6-100 HP) | 1.0345 | 1.356 | 1.7971 | 0.0066017 | 0.0061273 | 0.041982
2084 | Industrial, Existing, SIC35 Ind Machinery, Base Fans, ECM-210, Fans - Motor practices-1 (6-100 HP) | 1.0346 | 1.3562 | 1.7971 | 0.00068457 | 0.00031492 | 0.002746
2085 | Industrial, Existing, SIC36 Electronics, Base Fans, ECM-210, Fans - Motor practices-1 (6-100 HP) | 1.0345 | 1.356 | 1.7971 | 0.00073046 | 0.00058686 | 0.005246
2086 | Industrial, Existing, SIC37 Transp Eqp, Base Fans, ECM-210, Fans - Motor practices-1 (6-100 HP) | 1.0346 | 1.3561 | 1.7971 | 0.0022769 | 0.0020644 | 0.014157
2087 | Industrial, Existing, SIC38 Instruments, Base Fans, ECM-210, Fans - Motor practices-1 (6-100 HP) | 1.0345 | 1.356 | 1.7971 | 0.0038606 | 0.0032503 | 0.028766
2088 | Industrial, Existing, SIC39/21/31 Misc, Base Fans, ECM-210, Fans - Motor practices-1 (6-100 HP) | 1.0345 | 1.356 | 1.7971 | 0.0019982 | 0.001711 | 0.015933
2089 | Industrial, Existing, SIC20 Food, Base Fans, ECM-211, Fans - Replace 100+ HP motor | 1.0345 | 0.56679 | 0.87732 | 0 | 0 | 0
2090 | Industrial, Existing, SIC22-23Textiles, Base Fans, ECM-211, Fans - Replace 100+ HP motor | 1.0348 | 0.56692 | 0.87733 | 0 | 0 | 0
2091 | Industrial, Existing, SIC24-25 Lumber, Base Fans, ECM-211, Fans - Replace 100+ HP motor | 1.0346 | 0.56682 | 0.87732 | 0 | 0 | 0
2092 | Industrial, Existing, SIC26 Paper, Base Fans, ECM-211, Fans - Replace 100+ HP motor | 1.0345 | 0.56676 | 0.87732 | 0 | 0 | 0
2093 | Industrial, Existing, SIC27 Printing, Base Fans, ECM-211, Fans - Replace 100+ HP motor | 1.0345 | 0.56678 | 0.87732 | 0 | 0 | 0
2094 | Industrial, Existing, SIC28 Chemicals, Base Fans, ECM-211, Fans - Replace 100+ HP motor | 1.0344 | 0.56674 | 0.87732 | 0 | 0 | 0
2095 | Industrial, Existing, SIC29 Petroleum, Base Fans, ECM-211, Fans - Replace 100+ HP motor | 1.0344 | 0.56673 | 0.87732 | 0 | 0 | 0
2096 | Industrial, Existing, SIC30 Rubber/Plastics, Base Fans, ECM-211, Fans - Replace 100+ HP motor | 1.0345 | 0.56678 | 0.87732 | 0 | 0 | 0
2097 | Industrial, Existing, SIC32 Stone/Clay/Glass, Base Fans, ECM-211, Fans - Replace 100+ HP motor | 1.0345 | 0.56677 | 0.87732 | 0 | 0 | 0
2098 | Industrial, Existing, SIC33 Primary Metals, Base Fans, ECM-211, Fans - Replace 100+ HP motor | 1.0346 | 0.56682 | 0.87732 | 0 | 0 | 0
2099 | Industrial, Existing, SIC34 Fab Metals, Base Fans, ECM-211, Fans - Replace 100+ HP motor | 1.0345 | 0.5668 | 0.87732 | 0 | 0 | 0
2100 | Industrial, Existing, SIC35 Ind Machinery, Base Fans, ECM-211, Fans - Replace 100+ HP motor | 1.0346 | 0.56685 | 0.87733 | 0 | 0 | 0
2101 | Industrial, Existing, SIC36 Electronics, Base Fans, ECM-211, Fans - Replace 100+ HP motor | 1.0345 | 0.56678 | 0.87732 | 0 | 0 | 0
2102 | Industrial, Existing, SIC37 Transp Eqp, Base Fans, ECM-211, Fans - Replace 100+ HP motor | 1.0346 | 0.56681 | 0.87732 | 0 | 0 | 0
2103 | Industrial, Existing, SIC38 Instruments, Base Fans, ECM-211, Fans - Replace 100+ HP motor | 1.0345 | 0.56678 | 0.87732 | 0 | 0 | 0
2104 | Industrial, Existing, SIC39/21/31 Misc, Base Fans, ECM-211, Fans - Replace 100+ HP motor | 1.0345 | 0.56677 | 0.87732 | 0 | 0 | 0
2105 | Industrial, Existing, SIC20 Food, Base Fans, ECM-212, Fans - ASD (100+ hp) | 1.0344 | 2.1794 | 3.3739 | 0.013611 | 0.10543 | 0.98889
2106 | Industrial, Existing, SIC22-23Textiles, Base Fans, ECM-212, Fans - ASD (100+ hp) | 1.0345 | 2.1796 | 3.3737 | 0.0001482 | 0.0027246 | 0.0075315
2107 | Industrial, Existing, SIC24-25 Lumber, Base Fans, ECM-212, Fans - ASD (100+ hp) | 1.0344 | 2.1794 | 3.3738 | 0.00055214 | 0.0047162 | 0.032311
2108 | Industrial, Existing, SIC26 Paper, Base Fans, ECM-212, Fans - ASD (100+ hp) | 1.0344 | 2.1794 | 3.374 | 0.0057398 | 0.049071 | 0.50576
2109 | Industrial, Existing, SIC27 Printing, Base Fans, ECM-212, Fans - ASD (100+ hp) | 1.0344 | 2.1794 | 3.3739 | 0.0011745 | 0.0077985 | 0.086581
2110 | Industrial, Existing, SIC28 Chemicals, Base Fans, ECM-212, Fans - ASD (100+ hp) | 1.0343 | 2.1794 | 3.3741 | 0.0015889 | 0.012706 | 0.17871
2111 | Industrial, Existing, SIC29 Petroleum, Base Fans, ECM-212, Fans - ASD (100+ hp) | 1.0343 | 2.1795 | 3.3742 | 2.597e-05 | 0.0003409 | 0.0037321
2112 | Industrial, Existing, SIC30 Rubber/Plastics, Base Fans, ECM-212, Fans - ASD (100+ hp) | 1.0344 | 2.1794 | 3.374 | 0.00044671 | 0.0045123 | 0.035774
2113 | Industrial, Existing, SIC32 Stone/Clay/Glass, Base Fans, ECM-212, Fans - ASD (100+ hp) | 1.0344 | 2.1794 | 3.374 | 0.012625 | 0.10987 | 1.0958
2114 | Industrial, Existing, SIC33 Primary Metals, Base Fans, ECM-212, Fans - ASD (100+ hp) | 1.0344 | 2.1794 | 3.3739 | 0.00084945 | 0.0087551 | 0.053586
2115 | Industrial, Existing, SIC34 Fab Metals, Base Fans, ECM-212, Fans - ASD (100+ hp) | 1.0344 | 2.1794 | 3.3739 | 0.0025262 | 0.025925 | 0.17763
2116 | Industrial, Existing, SIC35 Ind Machinery, Base Fans, ECM-212, Fans - ASD (100+ hp) | 1.0344 | 2.1792 | 3.3736 | 0.00026196 | 0.0013323 | 0.011617
2117 | Industrial, Existing, SIC36 Electronics, Base Fans, ECM-212, Fans - ASD (100+ hp) | 1.0344 | 2.1794 | 3.374 | 0.00027952 | 0.0024831 | 0.022196
2118 | Industrial, Existing, SIC37 Transp Eqp, Base Fans, ECM-212, Fans - ASD (100+ hp) | 1.0344 | 2.1794 | 3.3739 | 0.00087127 | 0.0087344 | 0.059901
2119 | Industrial, Existing, SIC38 Instruments, Base Fans, ECM-212, Fans - ASD (100+ hp) | 1.0344 | 2.1794 | 3.374 | 0.0014773 | 0.013752 | 0.12171
2120 | Industrial, Existing, SIC39/21/31 Misc, Base Fans, ECM-212, Fans - ASD (100+ hp) | 1.0344 | 2.1794 | 3.374 | 0.00076463 | 0.0072397 | 0.067417
2121 | Industrial, Existing, SIC20 Food, Base Fans, ECM-213, Fans - Motor practices-1 (100+ HP) | 1.0345 | 1.3077 | 2.0242 | 0.036612 | 0.025646 | 0.24056
2122 | Industrial, Existing, SIC22-23Textiles, Base Fans, ECM-213, Fans - Motor practices-1 (100+ HP) | 1.0348 | 1.308 | 2.0242 | 0.00039863 | 0.00066284 | 0.0018322
2123 | Industrial, Existing, SIC24-25 Lumber, Base Fans, ECM-213, Fans - Motor practices-1 (100+ HP) | 1.0346 | 1.3078 | 2.0242 | 0.0014851 | 0.0011473 | 0.0078604
2124 | Industrial, Existing, SIC26 Paper, Base Fans, ECM-213, Fans - Motor practices-1 (100+ HP) | 1.0345 | 1.3076 | 2.0242 | 0.015439 | 0.011937 | 0.12303
2125 | Industrial, Existing, SIC27 Printing, Base Fans, ECM-213, Fans - Motor practices-1 (100+ HP) | 1.0345 | 1.3077 | 2.0242 | 0.0031592 | 0.0018971 | 0.021062
2126 | Industrial, Existing, SIC28 Chemicals, Base Fans, ECM-213, Fans - Motor practices-1 (100+ HP) | 1.0344 | 1.3076 | 2.0242 | 0.0042739 | 0.0030908 | 0.043471
2127 | Industrial, Existing, SIC29 Petroleum, Base Fans, ECM-213, Fans - Motor practices-1 (100+ HP) | 1.0344 | 1.3076 | 2.0242 | 6.986e-05 | 8.292e-05 | 0.00090783
2128 | Industrial, Existing, SIC30 Rubber/Plastics, Base Fans, ECM-213, Fans - Motor practices-1 (100+ HP) | 1.0345 | 1.3077 | 2.0242 | 0.0012016 | 0.0010977 | 0.0087024
2129 | Industrial, Existing, SIC32 Stone/Clay/Glass, Base Fans, ECM-213, Fans - Motor practices-1 (100+ HP) | 1.0345 | 1.3076 | 2.0242 | 0.033958 | 0.026726 | 0.26657
2130 | Industrial, Existing, SIC33 Primary Metals, Base Fans, ECM-213, Fans - Motor practices-1 (100+ HP) | 1.0346 | 1.3078 | 2.0242 | 0.0022849 | 0.0021299 | 0.013036
2131 | Industrial, Existing, SIC34 Fab Metals, Base Fans, ECM-213, Fans - Motor practices-1 (100+ HP) | 1.0345 | 1.3077 | 2.0242 | 0.006795 | 0.0063066 | 0.043211
2132 | Industrial, Existing, SIC35 Ind Machinery, Base Fans, ECM-213, Fans - Motor practices-1 (100+ HP) | 1.0346 | 1.3078 | 2.0242 | 0.00070461 | 0.00032413 | 0.0028264
2133 | Industrial, Existing, SIC36 Electronics, Base Fans, ECM-213, Fans - Motor practices-1 (100+ HP) | 1.0345 | 1.3077 | 2.0242 | 0.00075184 | 0.00060404 | 0.0053996
2134 | Industrial, Existing, SIC37 Transp Eqp, Base Fans, ECM-213, Fans - Motor practices-1 (100+ HP) | 1.0346 | 1.3077 | 2.0242 | 0.0023435 | 0.0021248 | 0.014572
2135 | Industrial, Existing, SIC38 Instruments, Base Fans, ECM-213, Fans - Motor practices-1 (100+ HP) | 1.0345 | 1.3077 | 2.0242 | 0.0039736 | 0.0033454 | 0.029608
2136 | Industrial, Existing, SIC39/21/31 Misc, Base Fans, ECM-213, Fans - Motor practices-1 (100+ HP) | 1.0345 | 1.3077 | 2.0242 | 0.0020567 | 0.0017611 | 0.0164
2137 | Industrial, Existing, SIC20 Food, Base Pumps, ECM-301, Pumps - O&M | 1.0345 | 6.7096 | 8.892 | 0.32876 | 0.23029 | 2.1601
2138 | Industrial, Existing, SIC22-23Textiles, Base Pumps, ECM-301, Pumps - O&M | 1.0348 | 6.7112 | 8.892 | 0.002722 | 0.0045262 | 0.012511
2139 | Industrial, Existing, SIC24-25 Lumber, Base Pumps, ECM-301, Pumps - O&M | 1.0346 | 6.7101 | 8.892 | 0.0099378 | 0.0076774 | 0.052598
2140 | Industrial, Existing, SIC26 Paper, Base Pumps, ECM-301, Pumps - O&M | 1.0345 | 6.7094 | 8.892 | 0.13111 | 0.10137 | 1.0448
2141 | Industrial, Existing, SIC27 Printing, Base Pumps, ECM-301, Pumps - O&M | 1.0345 | 6.7095 | 8.892 | 0.02114 | 0.012694 | 0.14094
2142 | Industrial, Existing, SIC28 Chemicals, Base Pumps, ECM-301, Pumps - O&M | 1.0344 | 6.7091 | 8.892 | 0.088495 | 0.063998 | 0.90011
2143 | Industrial, Existing, SIC29 Petroleum, Base Pumps, ECM-301, Pumps - O&M | 1.0344 | 6.709 | 8.892 | 0.0023766 | 0.002821 | 0.030884
2144 | Industrial, Existing, SIC30 Rubber/Plastics, Base Pumps, ECM-301, Pumps - O&M | 1.0345 | 6.7096 | 8.892 | 0.0080403 | 0.0073451 | 0.058232
2145 | Industrial, Existing, SIC32 Stone/Clay/Glass, Base Pumps, ECM-301, Pumps - O&M | 1.0345 | 6.7094 | 8.892 | 0.21999 | 0.17313 | 1.7269
2146 | Industrial, Existing, SIC33 Primary Metals, Base Pumps, ECM-301, Pumps - O&M | 1.0346 | 6.71 | 8.892 | 0.014802 | 0.013798 | 0.084448
2147 | Industrial, Existing, SIC34 Fab Metals, Base Pumps, ECM-301, Pumps - O&M | 1.0345 | 6.7098 | 8.892 | 0.045469 | 0.042201 | 0.28915
2148 | Industrial, Existing, SIC35 Ind Machinery, Base Pumps, ECM-301, Pumps - O&M | 1.0346 | 6.7104 | 8.892 | 0.0047149 | 0.0021689 | 0.018913
2149 | Industrial, Existing, SIC36 Electronics, Base Pumps, ECM-301, Pumps - O&M | 1.0345 | 6.7095 | 8.892 | 0.005031 | 0.004042 | 0.036131
2150 | Industrial, Existing, SIC37 Transp Eqp, Base Pumps, ECM-301, Pumps - O&M | 1.0346 | 6.7098 | 8.892 | 0.015682 | 0.014218 | 0.097508
2151 | Industrial, Existing, SIC38 Instruments, Base Pumps, ECM-301, Pumps - O&M | 1.0345 | 6.7095 | 8.892 | 0.026589 | 0.022386 | 0.19812
2152 | Industrial, Existing, SIC39/21/31 Misc, Base Pumps, ECM-301, Pumps - O&M | 1.0345 | 6.7094 | 8.892 | 0.013763 | 0.011785 | 0.10974
2153 | Industrial, Existing, SIC20 Food, Base Pumps, ECM-302, Pumps - Controls | 1.0345 | 4.1618 | 5.5154 | 0.96483 | 0.67585 | 6.3395
2154 | Industrial, Existing, SIC22-23Textiles, Base Pumps, ECM-302, Pumps - Controls | 1.0348 | 4.1627 | 5.5154 | 0.0079885 | 0.013283 | 0.036718
2155 | Industrial, Existing, SIC24-25 Lumber, Base Pumps, ECM-302, Pumps - Controls | 1.0346 | 4.162 | 5.5154 | 0.029165 | 0.022532 | 0.15436
2156 | Industrial, Existing, SIC26 Paper, Base Pumps, ECM-302, Pumps - Controls | 1.0345 | 4.1616 | 5.5154 | 0.38478 | 0.2975 | 3.0662
2157 | Industrial, Existing, SIC27 Printing, Base Pumps, ECM-302, Pumps - Controls | 1.0345 | 4.1617 | 5.5154 | 0.062041 | 0.037256 | 0.41362
2158 | Industrial, Existing, SIC28 Chemicals, Base Pumps, ECM-302, Pumps - Controls | 1.0344 | 4.1614 | 5.5154 | 0.25971 | 0.18782 | 2.6416
2159 | Industrial, Existing, SIC29 Petroleum, Base Pumps, ECM-302, Pumps - Controls | 1.0344 | 4.1614 | 5.5154 | 0.0069747 | 0.008279 | 0.090637
2160 | Industrial, Existing, SIC30 Rubber/Plastics, Base Pumps, ECM-302, Pumps - Controls | 1.0345 | 4.1617 | 5.5154 | 0.023597 | 0.021556 | 0.1709
2161 | Industrial, Existing, SIC32 Stone/Clay/Glass, Base Pumps, ECM-302, Pumps - Controls | 1.0345 | 4.1616 | 5.5154 | 0.64562 | 0.50811 | 5.068
2162 | Industrial, Existing, SIC33 Primary Metals, Base Pumps, ECM-302, Pumps - Controls | 1.0346 | 4.162 | 5.5154 | 0.043439 | 0.040493 | 0.24784
2163 | Industrial, Existing, SIC34 Fab Metals, Base Pumps, ECM-302, Pumps - Controls | 1.0345 | 4.1619 | 5.5154 | 0.13344 | 0.12385 | 0.84858
2164 | Industrial, Existing, SIC35 Ind Machinery, Base Pumps, ECM-302, Pumps - Controls | 1.0346 | 4.1622 | 5.5154 | 0.013837 | 0.0063654 | 0.055505
2165 | Industrial, Existing, SIC36 Electronics, Base Pumps, ECM-302, Pumps - Controls | 1.0345 | 4.1617 | 5.5154 | 0.014765 | 0.011862 | 0.10604
2166 | Industrial, Existing, SIC37 Transp Eqp, Base Pumps, ECM-302, Pumps - Controls | 1.0346 | 4.1619 | 5.5154 | 0.046023 | 0.041727 | 0.28617
2167 | Industrial, Existing, SIC38 Instruments, Base Pumps, ECM-302, Pumps - Controls | 1.0345 | 4.1617 | 5.5154 | 0.078034 | 0.065698 | 0.58145
2168 | Industrial, Existing, SIC39/21/31 Misc, Base Pumps, ECM-302, Pumps - Controls | 1.0345 | 4.1616 | 5.5154 | 0.04039 | 0.034585 | 0.32206
2169 | Industrial, Existing, SIC20 Food, Base Pumps, ECM-303, Pumps - System Optimization | 1.0345 | 1.563 | 2.0714 | 0.76052 | 0.53273 | 4.997
2170 | Industrial, Existing, SIC22-23Textiles, Base Pumps, ECM-303, Pumps - System Optimization | 1.0348 | 1.5634 | 2.0714 | 0.0062968 | 0.01047 | 0.028943
2171 | Industrial, Existing, SIC24-25 Lumber, Base Pumps, ECM-303, Pumps - System Optimization | 1.0346 | 1.5631 | 2.0714 | 0.022989 | 0.01776 | 0.12168
2172 | Industrial, Existing, SIC26 Paper, Base Pumps, ECM-303, Pumps - System Optimization | 1.0345 | 1.5629 | 2.0714 | 0.30329 | 0.2345 | 2.4169
2173 | Industrial, Existing, SIC27 Printing, Base Pumps, ECM-303, Pumps - System Optimization | 1.0345 | 1.563 | 2.0714 | 0.048903 | 0.029366 | 0.32603
2174 | Industrial, Existing, SIC28 Chemicals, Base Pumps, ECM-303, Pumps - System Optimization | 1.0344 | 1.5629 | 2.0714 | 0.20471 | 0.14805 | 2.0822
2175 | Industrial, Existing, SIC29 Petroleum, Base Pumps, ECM-303, Pumps - System Optimization | 1.0344 | 1.5628 | 2.0714 | 0.0054977 | 0.0065258 | 0.071443
2176 | Industrial, Existing, SIC30 Rubber/Plastics, Base Pumps, ECM-303, Pumps - System Optimization | 1.0345 | 1.563 | 2.0714 | 0.0186 | 0.016991 | 0.13471
2177 | Industrial, Existing, SIC32 Stone/Clay/Glass, Base Pumps, ECM-303, Pumps - System Optimization | 1.0345 | 1.5629 | 2.0714 | 0.5089 | 0.40051 | 3.9948
2178 | Industrial, Existing, SIC33 Primary Metals, Base Pumps, ECM-303, Pumps - System Optimization | 1.0346 | 1.5631 | 2.0714 | 0.034241 | 0.031918 | 0.19535
2179 | Industrial, Existing, SIC34 Fab Metals, Base Pumps, ECM-303, Pumps - System Optimization | 1.0345 | 1.563 | 2.0714 | 0.10518 | 0.097624 | 0.66888
2180 | Industrial, Existing, SIC35 Ind Machinery, Base Pumps, ECM-303, Pumps - System Optimization | 1.0346 | 1.5632 | 2.0714 | 0.010907 | 0.0050174 | 0.043751
2181 | Industrial, Existing, SIC36 Electronics, Base Pumps, ECM-303, Pumps - System Optimization | 1.0345 | 1.563 | 2.0714 | 0.011638 | 0.0093502 | 0.083583
2182 | Industrial, Existing, SIC37 Transp Eqp, Base Pumps, ECM-303, Pumps - System Optimization | 1.0346 | 1.563 | 2.0714 | 0.036277 | 0.032891 | 0.22557
2183 | Industrial, Existing, SIC38 Instruments, Base Pumps, ECM-303, Pumps - System Optimization | 1.0345 | 1.563 | 2.0714 | 0.061509 | 0.051785 | 0.45832
2184 | Industrial, Existing, SIC39/21/31 Misc, Base Pumps, ECM-303, Pumps - System Optimization | 1.0345 | 1.5629 | 2.0714 | 0.031837 | 0.027261 | 0.25386
2185 | Industrial, Existing, SIC20 Food, Base Pumps, ECM-304, Pumps - Sizing | 1.0345 | 3.1112 | 4.1232 | 0.3063 | 0.21456 | 2.0126
2186 | Industrial, Existing, SIC22-23Textiles, Base Pumps, ECM-304, Pumps - Sizing | 1.0348 | 3.1119 | 4.1232 | 0.002536 | 0.004217 | 0.011657
2187 | Industrial, Existing, SIC24-25 Lumber, Base Pumps, ECM-304, Pumps - Sizing | 1.0346 | 3.1114 | 4.1232 | 0.0092588 | 0.0071529 | 0.049005
2188 | Industrial, Existing, SIC26 Paper, Base Pumps, ECM-304, Pumps - Sizing | 1.0345 | 3.1111 | 4.1232 | 0.12215 | 0.094444 | 0.97341
2189 | Industrial, Existing, SIC27 Printing, Base Pumps, ECM-304, Pumps - Sizing | 1.0345 | 3.1112 | 4.1232 | 0.019696 | 0.011827 | 0.13131
2190 | Industrial, Existing, SIC28 Chemicals, Base Pumps, ECM-304, Pumps - Sizing | 1.0344 | 3.1109 | 4.1232 | 0.082449 | 0.059626 | 0.83861
2191 | Industrial, Existing, SIC29 Petroleum, Base Pumps, ECM-304, Pumps - Sizing | 1.0344 | 3.1109 | 4.1232 | 0.0022142 | 0.0026283 | 0.028774
2192 | Industrial, Existing, SIC30 Rubber/Plastics, Base Pumps, ECM-304, Pumps - Sizing | 1.0345 | 3.1112 | 4.1232 | 0.007491 | 0.0068433 | 0.054254
2193 | Industrial, Existing, SIC32 Stone/Clay/Glass, Base Pumps, ECM-304, Pumps - Sizing | 1.0345 | 3.1111 | 4.1232 | 0.20496 | 0.16131 | 1.6089
2194 | Industrial, Existing, SIC33 Primary Metals, Base Pumps, ECM-304, Pumps - Sizing | 1.0346 | 3.1114 | 4.1232 | 0.01379 | 0.012855 | 0.078678
2195 | Industrial, Existing, SIC34 Fab Metals, Base Pumps, ECM-304, Pumps - Sizing | 1.0345 | 3.1113 | 4.1232 | 0.042362 | 0.039318 | 0.26939
2196 | Industrial, Existing, SIC35 Ind Machinery, Base Pumps, ECM-304, Pumps - Sizing | 1.0346 | 3.1115 | 4.1232 | 0.0043928 | 0.0020208 | 0.017621
2197 | Industrial, Existing, SIC36 Electronics, Base Pumps, ECM-304, Pumps - Sizing | 1.0345 | 3.1112 | 4.1232 | 0.0046872 | 0.0037658 | 0.033663
2198 | Industrial, Existing, SIC37 Transp Eqp, Base Pumps, ECM-304, Pumps - Sizing | 1.0346 | 3.1113 | 4.1232 | 0.01461 | 0.013247 | 0.090846
2199 | Industrial, Existing, SIC38 Instruments, Base Pumps, ECM-304, Pumps - Sizing | 1.0345 | 3.1111 | 4.1232 | 0.024773 | 0.020856 | 0.18459
2200 | Industrial, Existing, SIC39/21/31 Misc, Base Pumps, ECM-304, Pumps - Sizing | 1.0345 | 3.1111 | 4.1232 | 0.012822 | 0.01098 | 0.10224
2201 | Industrial, Existing, SIC20 Food, Base Pumps, ECM-305, Pumps - Replace 1-5 HP motor | 1.0345 | 0.15644 | 0.18335 | 0 | 0 | 0
2202 | Industrial, Existing, SIC22-23Textiles, Base Pumps, ECM-305, Pumps - Replace 1-5 HP motor | 1.0348 | 0.15648 | 0.18335 | 0 | 0 | 0
2203 | Industrial, Existing, SIC24-25 Lumber, Base Pumps, ECM-305, Pumps - Replace 1-5 HP motor | 1.0346 | 0.15645 | 0.18335 | 0 | 0 | 0
2204 | Industrial, Existing, SIC26 Paper, Base Pumps, ECM-305, Pumps - Replace 1-5 HP motor | 1.0345 | 0.15644 | 0.18335 | 0 | 0 | 0
2205 | Industrial, Existing, SIC27 Printing, Base Pumps, ECM-305, Pumps - Replace 1-5 HP motor | 1.0345 | 0.15644 | 0.18335 | 0 | 0 | 0
2206 | Industrial, Existing, SIC28 Chemicals, Base Pumps, ECM-305, Pumps - Replace 1-5 HP motor | 1.0344 | 0.15643 | 0.18335 | 0 | 0 | 0
2207 | Industrial, Existing, SIC29 Petroleum, Base Pumps, ECM-305, Pumps - Replace 1-5 HP motor | 1.0344 | 0.15643 | 0.18335 | 0 | 0 | 0
2208 | Industrial, Existing, SIC30 Rubber/Plastics, Base Pumps, ECM-305, Pumps - Replace 1-5 HP motor | 1.0345 | 0.15644 | 0.18335 | 0 | 0 | 0
2209 | Industrial, Existing, SIC32 Stone/Clay/Glass, Base Pumps, ECM-305, Pumps - Replace 1-5 HP motor | 1.0345 | 0.15644 | 0.18335 | 0 | 0 | 0
2210 | Industrial, Existing, SIC33 Primary Metals, Base Pumps, ECM-305, Pumps - Replace 1-5 HP motor | 1.0346 | 0.15645 | 0.18335 | 0 | 0 | 0
2211 | Industrial, Existing, SIC34 Fab Metals, Base Pumps, ECM-305, Pumps - Replace 1-5 HP motor | 1.0345 | 0.15645 | 0.18335 | 0 | 0 | 0
2212 | Industrial, Existing, SIC35 Ind Machinery, Base Pumps, ECM-305, Pumps - Replace 1-5 HP motor | 1.0346 | 0.15646 | 0.18335 | 0 | 0 | 0
2213 | Industrial, Existing, SIC36 Electronics, Base Pumps, ECM-305, Pumps - Replace 1-5 HP motor | 1.0345 | 0.15644 | 0.18335 | 0 | 0 | 0
2214 | Industrial, Existing, SIC37 Transp Eqp, Base Pumps, ECM-305, Pumps - Replace 1-5 HP motor | 1.0346 | 0.15645 | 0.18335 | 0 | 0 | 0
2215 | Industrial, Existing, SIC38 Instruments, Base Pumps, ECM-305, Pumps - Replace 1-5 HP motor | 1.0345 | 0.15644 | 0.18335 | 0 | 0 | 0
2216 | Industrial, Existing, SIC39/21/31 Misc, Base Pumps, ECM-305, Pumps - Replace 1-5 HP motor | 1.0345 | 0.15644 | 0.18335 | 0 | 0 | 0
2217 | Industrial, Existing, SIC20 Food, Base Pumps, ECM-306, Pumps - ASD (1-5 hp) | 1.0344 | 0.23591 | 0.27653 | 0 | 0 | 0
2218 | Industrial, Existing, SIC22-23Textiles, Base Pumps, ECM-306, Pumps - ASD (1-5 hp) | 1.0345 | 0.23594 | 0.27651 | 0 | 0 | 0
2219 | Industrial, Existing, SIC24-25 Lumber, Base Pumps, ECM-306, Pumps - ASD (1-5 hp) | 1.0344 | 0.23591 | 0.27652 | 0 | 0 | 0
2220 | Industrial, Existing, SIC26 Paper, Base Pumps, ECM-306, Pumps - ASD (1-5 hp) | 1.0344 | 0.23591 | 0.27654 | 0 | 0 | 0
2221 | Industrial, Existing, SIC27 Printing, Base Pumps, ECM-306, Pumps - ASD (1-5 hp) | 1.0344 | 0.23591 | 0.27653 | 0 | 0 | 0
2222 | Industrial, Existing, SIC28 Chemicals, Base Pumps, ECM-306, Pumps - ASD (1-5 hp) | 1.0343 | 0.23592 | 0.27654 | 0 | 0 | 0
2223 | Industrial, Existing, SIC29 Petroleum, Base Pumps, ECM-306, Pumps - ASD (1-5 hp) | 1.0343 | 0.23592 | 0.27655 | 0 | 0 | 0
2224 | Industrial, Existing, SIC30 Rubber/Plastics, Base Pumps, ECM-306, Pumps - ASD (1-5 hp) | 1.0344 | 0.23592 | 0.27653 | 0 | 0 | 0
2225 | Industrial, Existing, SIC32 Stone/Clay/Glass, Base Pumps, ECM-306, Pumps - ASD (1-5 hp) | 1.0344 | 0.23591 | 0.27654 | 0 | 0 | 0
2226 | Industrial, Existing, SIC33 Primary Metals, Base Pumps, ECM-306, Pumps - ASD (1-5 hp) | 1.0344 | 0.23591 | 0.27652 | 0 | 0 | 0
2227 | Industrial, Existing, SIC34 Fab Metals, Base Pumps, ECM-306, Pumps - ASD (1-5 hp) | 1.0344 | 0.23592 | 0.27653 | 0 | 0 | 0
2228 | Industrial, Existing, SIC35 Ind Machinery, Base Pumps, ECM-306, Pumps - ASD (1-5 hp) | 1.0344 | 0.23589 | 0.27651 | 0 | 0 | 0
2229 | Industrial, Existing, SIC36 Electronics, Base Pumps, ECM-306, Pumps - ASD (1-5 hp) | 1.0344 | 0.23591 | 0.27653 | 0 | 0 | 0
2230 | Industrial, Existing, SIC37 Transp Eqp, Base Pumps, ECM-306, Pumps - ASD (1-5 hp) | 1.0344 | 0.23591 | 0.27653 | 0 | 0 | 0
2231 | Industrial, Existing, SIC38 Instruments, Base Pumps, ECM-306, Pumps - ASD (1-5 hp) | 1.0344 | 0.23591 | 0.27653 | 0 | 0 | 0
2232 | Industrial, Existing, SIC39/21/31 Misc, Base Pumps, ECM-306, Pumps - ASD (1-5 hp) | 1.0344 | 0.23592 | 0.27654 | 0 | 0 | 0
2233 | Industrial, Existing, SIC20 Food, Base Pumps, ECM-307, Pumps - Motor practices-1 (1-5 HP) | 1.0345 | 0.6436 | 0.7543 | 0 | 0 | 0
2234 | Industrial, Existing, SIC22-23Textiles, Base Pumps, ECM-307, Pumps - Motor practices-1 (1-5 HP) | 1.0348 | 0.64375 | 0.7543 | 0 | 0 | 0
2235 | Industrial, Existing, SIC24-25 Lumber, Base Pumps, ECM-307, Pumps - Motor practices-1 (1-5 HP) | 1.0346 | 0.64364 | 0.7543 | 0 | 0 | 0
2236 | Industrial, Existing, SIC26 Paper, Base Pumps, ECM-307, Pumps - Motor practices-1 (1-5 HP) | 1.0345 | 0.64357 | 0.7543 | 0 | 0 | 0
2237 | Industrial, Existing, SIC27 Printing, Base Pumps, ECM-307, Pumps - Motor practices-1 (1-5 HP) | 1.0345 | 0.64359 | 0.7543 | 0 | 0 | 0
2238 | Industrial, Existing, SIC28 Chemicals, Base Pumps, ECM-307, Pumps - Motor practices-1 (1-5 HP) | 1.0344 | 0.64354 | 0.7543 | 0 | 0 | 0
2239 | Industrial, Existing, SIC29 Petroleum, Base Pumps, ECM-307, Pumps - Motor practices-1 (1-5 HP) | 1.0344 | 0.64354 | 0.7543 | 0 | 0 | 0
2240 | Industrial, Existing, SIC30 Rubber/Plastics, Base Pumps, ECM-307, Pumps - Motor practices-1 (1-5 HP) | 1.0345 | 0.6436 | 0.7543 | 0 | 0 | 0
2241 | Industrial, Existing, SIC32 Stone/Clay/Glass, Base Pumps, ECM-307, Pumps - Motor practices-1 (1-5 HP) | 1.0345 | 0.64358 | 0.7543 | 0 | 0 | 0
2242 | Industrial, Existing, SIC33 Primary Metals, Base Pumps, ECM-307, Pumps - Motor practices-1 (1-5 HP) | 1.0346 | 0.64364 | 0.7543 | 0 | 0 | 0
2243 | Industrial, Existing, SIC34 Fab Metals, Base Pumps, ECM-307, Pumps - Motor practices-1 (1-5 HP) | 1.0345 | 0.64362 | 0.7543 | 0 | 0 | 0
2244 | Industrial, Existing, SIC35 Ind Machinery, Base Pumps, ECM-307, Pumps - Motor practices-1 (1-5 HP) | 1.0346 | 0.64367 | 0.75431 | 0 | 0 | 0
2245 | Industrial, Existing, SIC36 Electronics, Base Pumps, ECM-307, Pumps - Motor practices-1 (1-5 HP) | 1.0345 | 0.64359 | 0.7543 | 0 | 0 | 0
2246 | Industrial, Existing, SIC37 Transp Eqp, Base Pumps, ECM-307, Pumps - Motor practices-1 (1-5 HP) | 1.0346 | 0.64362 | 0.7543 | 0 | 0 | 0
2247 | Industrial, Existing, SIC38 Instruments, Base Pumps, ECM-307, Pumps - Motor practices-1 (1-5 HP) | 1.0345 | 0.64359 | 0.7543 | 0 | 0 | 0
2248 | Industrial, Existing, SIC39/21/31 Misc, Base Pumps, ECM-307, Pumps - Motor practices-1 (1-5 HP) | 1.0345 | 0.64358 | 0.7543 | 0 | 0 | 0
2249 | Industrial, Existing, SIC20 Food, Base Pumps, ECM-308, Pumps - Replace 6-100 HP motor | 1.0345 | 0.24405 | 0.32343 | 0 | 0 | 0
2250 | Industrial, Existing, SIC22-23Textiles, Base Pumps, ECM-308, Pumps - Replace 6-100 HP motor | 1.0348 | 0.2441 | 0.32343 | 0 | 0 | 0
2251 | Industrial, Existing, SIC24-25 Lumber, Base Pumps, ECM-308, Pumps - Replace 6-100 HP motor | 1.0346 | 0.24407 | 0.32343 | 0 | 0 | 0
2252 | Industrial, Existing, SIC26 Paper, Base Pumps, ECM-308, Pumps - Replace 6-100 HP motor | 1.0345 | 0.24404 | 0.32343 | 0 | 0 | 0
2253 | Industrial, Existing, SIC27 Printing, Base Pumps, ECM-308, Pumps - Replace 6-100 HP motor | 1.0345 | 0.24405 | 0.32343 | 0 | 0 | 0
2254 | Industrial, Existing, SIC28 Chemicals, Base Pumps, ECM-308, Pumps - Replace 6-100 HP motor | 1.0344 | 0.24403 | 0.32343 | 0 | 0 | 0
2255 | Industrial, Existing, SIC29 Petroleum, Base Pumps, ECM-308, Pumps - Replace 6-100 HP motor | 1.0344 | 0.24403 | 0.32343 | 0 | 0 | 0
2256 | Industrial, Existing, SIC30 Rubber/Plastics, Base Pumps, ECM-308, Pumps - Replace 6-100 HP motor | 1.0345 | 0.24405 | 0.32343 | 0 | 0 | 0
2257 | Industrial, Existing, SIC32 Stone/Clay/Glass, Base Pumps, ECM-308, Pumps - Replace 6-100 HP motor | 1.0345 | 0.24404 | 0.32343 | 0 | 0 | 0
2258 | Industrial, Existing, SIC33 Primary Metals, Base Pumps, ECM-308, Pumps - Replace 6-100 HP motor | 1.0346 | 0.24406 | 0.32343 | 0 | 0 | 0
2259 | Industrial, Existing, SIC34 Fab Metals, Base Pumps, ECM-308, Pumps - Replace 6-100 HP motor | 1.0345 | 0.24406 | 0.32343 | 0 | 0 | 0
2260 | Industrial, Existing, SIC35 Ind Machinery, Base Pumps, ECM-308, Pumps - Replace 6-100 HP motor | 1.0346 | 0.24408 | 0.32343 | 0 | 0 | 0
2261 | Industrial, Existing, SIC36 Electronics, Base Pumps, ECM-308, Pumps - Replace 6-100 HP motor | 1.0345 | 0.24405 | 0.32343 | 0 | 0 | 0
2262 | Industrial, Existing, SIC37 Transp Eqp, Base Pumps, ECM-308, Pumps - Replace 6-100 HP motor | 1.0346 | 0.24406 | 0.32343 | 0 | 0 | 0
2263 | Industrial, Existing, SIC38 Instruments, Base Pumps, ECM-308, Pumps - Replace 6-100 HP motor | 1.0345 | 0.24405 | 0.32343 | 0 | 0 | 0
2264 | Industrial, Existing, SIC39/21/31 Misc, Base Pumps, ECM-308, Pumps - Replace 6-100 HP motor | 1.0345 | 0.24404 | 0.32343 | 0 | 0 | 0
2265 | Industrial, Existing, SIC20 Food, Base Pumps, ECM-309, Pumps - ASD (6-100 hp) | 1.0344 | 8.0156 | 10.6244 | 0.014817 | 0.11476 | 1.0765
2266 | Industrial, Existing, SIC22-23Textiles, Base Pumps, ECM-309, Pumps - ASD (6-100 hp) | 1.0345 | 8.0164 | 10.6237 | 0.00012268 | 0.0022554 | 0.0062346
2267 | Industrial, Existing, SIC24-25 Lumber, Base Pumps, ECM-309, Pumps - ASD (6-100 hp) | 1.0344 | 8.0155 | 10.624 | 0.00044789 | 0.0038258 | 0.026211
2268 | Industrial, Existing, SIC26 Paper, Base Pumps, ECM-309, Pumps - ASD (6-100 hp) | 1.0344 | 8.0157 | 10.6246 | 0.005909 | 0.050518 | 0.52067
2269 | Industrial, Existing, SIC27 Printing, Base Pumps, ECM-309, Pumps - ASD (6-100 hp) | 1.0344 | 8.0155 | 10.6244 | 0.00095277 | 0.0063262 | 0.070235
2270 | Industrial, Existing, SIC28 Chemicals, Base Pumps, ECM-309, Pumps - ASD (6-100 hp) | 1.0343 | 8.0158 | 10.6249 | 0.0039885 | 0.031894 | 0.44858
2271 | Industrial, Existing, SIC29 Petroleum, Base Pumps, ECM-309, Pumps - ASD (6-100 hp) | 1.0343 | 8.016 | 10.6251 | 0.00010711 | 0.0014059 | 0.015392
2272 | Industrial, Existing, SIC30 Rubber/Plastics, Base Pumps, ECM-309, Pumps - ASD (6-100 hp) | 1.0344 | 8.0158 | 10.6245 | 0.00036238 | 0.0036604 | 0.02902
2273 | Industrial, Existing, SIC32 Stone/Clay/Glass, Base Pumps, ECM-309, Pumps - ASD (6-100 hp) | 1.0344 | 8.0157 | 10.6246 | 0.0099148 | 0.086282 | 0.86058
2274 | Industrial, Existing, SIC33 Primary Metals, Base Pumps, ECM-309, Pumps - ASD (6-100 hp) | 1.0344 | 8.0157 | 10.6241 | 0.0006671 | 0.0068757 | 0.042083
2275 | Industrial, Existing, SIC34 Fab Metals, Base Pumps, ECM-309, Pumps - ASD (6-100 hp) | 1.0344 | 8.0158 | 10.6243 | 0.0020493 | 0.02103 | 0.14409
2276 | Industrial, Existing, SIC35 Ind Machinery, Base Pumps, ECM-309, Pumps - ASD (6-100 hp) | 1.0344 | 8.015 | 10.6234 | 0.0002125 | 0.0010808 | 0.0094241
2277 | Industrial, Existing, SIC36 Electronics, Base Pumps, ECM-309, Pumps - ASD (6-100 hp) | 1.0344 | 8.0157 | 10.6245 | 0.00022674 | 0.0020143 | 0.018006
2278 | Industrial, Existing, SIC37 Transp Eqp, Base Pumps, ECM-309, Pumps - ASD (6-100 hp) | 1.0344 | 8.0157 | 10.6243 | 0.00070678 | 0.0070854 | 0.048592
2279 | Industrial, Existing, SIC38 Instruments, Base Pumps, ECM-309, Pumps - ASD (6-100 hp) | 1.0344 | 8.0157 | 10.6245 | 0.0011984 | 0.011156 | 0.098734
2280 | Industrial, Existing, SIC39/21/31 Misc, Base Pumps, ECM-309, Pumps - ASD (6-100 hp) | 1.0344 | 8.0158 | 10.6246 | 0.00062027 | 0.0058729 | 0.054689
2281 | Industrial, Existing, SIC20 Food, Base Pumps, ECM-310, Pumps - Motor practices-1 (6-100 HP) | 1.0345 | 0.95534 | 1.2661 | 0 | 0 | 0
2282 | Industrial, Existing, SIC22-23Textiles, Base Pumps, ECM-310, Pumps - Motor practices-1 (6-100 HP) | 1.0348 | 0.95556 | 1.2661 | 0 | 0 | 0
2283 | Industrial, Existing, SIC24-25 Lumber, Base Pumps, ECM-310, Pumps - Motor practices-1 (6-100 HP) | 1.0346 | 0.9554 | 1.2661 | 0 | 0 | 0
2284 | Industrial, Existing, SIC26 Paper, Base Pumps, ECM-310, Pumps - Motor practices-1 (6-100 HP) | 1.0345 | 0.95531 | 1.2661 | 0 | 0 | 0
2285 | Industrial, Existing, SIC27 Printing, Base Pumps, ECM-310, Pumps - Motor practices-1 (6-100 HP) | 1.0345 | 0.95533 | 1.2661 | 0 | 0 | 0
2286 | Industrial, Existing, SIC28 Chemicals, Base Pumps, ECM-310, Pumps - Motor practices-1 (6-100 HP) | 1.0344 | 0.95526 | 1.2661 | 0 | 0 | 0
2287 | Industrial, Existing, SIC29 Petroleum, Base Pumps, ECM-310, Pumps - Motor practices-1 (6-100 HP) | 1.0344 | 0.95525 | 1.2661 | 0 | 0 | 0
2288 | Industrial, Existing, SIC30 Rubber/Plastics, Base Pumps, ECM-310, Pumps - Motor practices-1 (6-100 HP) | 1.0345 | 0.95534 | 1.2661 | 0 | 0 | 0
2289 | Industrial, Existing, SIC32 Stone/Clay/Glass, Base Pumps, ECM-310, Pumps - Motor practices-1 (6-100 HP) | 1.0345 | 0.95531 | 1.2661 | 0 | 0 | 0
2290 | Industrial, Existing, SIC33 Primary Metals, Base Pumps, ECM-310, Pumps - Motor practices-1 (6-100 HP) | 1.0346 | 0.9554 | 1.2661 | 0 | 0 | 0
2291 | Industrial, Existing, SIC34 Fab Metals, Base Pumps, ECM-310, Pumps - Motor practices-1 (6-100 HP) | 1.0345 | 0.95537 | 1.2661 | 0 | 0 | 0
2292 | Industrial, Existing, SIC35 Ind Machinery, Base Pumps, ECM-310, Pumps - Motor practices-1 (6-100 HP) | 1.0346 | 0.95545 | 1.2661 | 0 | 0 | 0
2293 | Industrial, Existing, SIC36 Electronics, Base Pumps, ECM-310, Pumps - Motor practices-1 (6-100 HP) | 1.0345 | 0.95533 | 1.2661 | 0 | 0 | 0
2294 | Industrial, Existing, SIC37 Transp Eqp, Base Pumps, ECM-310, Pumps - Motor practices-1 (6-100 HP) | 1.0346 | 0.95537 | 1.2661 | 0 | 0 | 0
2295 | Industrial, Existing, SIC38 Instruments, Base Pumps, ECM-310, Pumps - Motor practices-1 (6-100 HP) | 1.0345 | 0.95533 | 1.2661 | 0 | 0 | 0
2296 | Industrial, Existing, SIC39/21/31 Misc, Base Pumps, ECM-310, Pumps - Motor practices-1 (6-100 HP) | 1.0345 | 0.95531 | 1.2661 | 0 | 0 | 0
2297 | Industrial, Existing, SIC20 Food, Base Pumps, ECM-311, Pumps - Replace 100+ HP motor | 1.0345 | 0.45991 | 0.71189 | 0 | 0 | 0
2298 | Industrial, Existing, SIC22-23Textiles, Base Pumps, ECM-311, Pumps - Replace 100+ HP motor | 1.0348 | 0.46002 | 0.7119 | 0 | 0 | 0
2299 | Industrial, Existing, SIC24-25 Lumber, Base Pumps, ECM-311, Pumps - Replace 100+ HP motor | 1.0346 | 0.45994 | 0.7119 | 0 | 0 | 0
2300 | Industrial, Existing, SIC26 Paper, Base Pumps, ECM-311, Pumps - Replace 100+ HP motor | 1.0345 | 0.4599 | 0.71189 | 0 | 0 | 0
2301 | Industrial, Existing, SIC27 Printing, Base Pumps, ECM-311, Pumps - Replace 100+ HP motor | 1.0345 | 0.45991 | 0.71189 | 0 | 0 | 0
2302 | Industrial, Existing, SIC28 Chemicals, Base Pumps, ECM-311, Pumps - Replace 100+ HP motor | 1.0344 | 0.45987 | 0.71189 | 0 | 0 | 0
2303 | Industrial, Existing, SIC29 Petroleum, Base Pumps, ECM-311, Pumps - Replace 100+ HP motor | 1.0344 | 0.45987 | 0.71189 | 0 | 0 | 0
2304 | Industrial, Existing, SIC30 Rubber/Plastics, Base Pumps, ECM-311, Pumps - Replace 100+ HP motor | 1.0345 | 0.45991 | 0.71189 | 0 | 0 | 0
2305 | Industrial, Existing, SIC32 Stone/Clay/Glass, Base Pumps, ECM-311, Pumps - Replace 100+ HP motor | 1.0345 | 0.4599 | 0.71189 | 0 | 0 | 0
2306 | Industrial, Existing, SIC33 Primary Metals, Base Pumps, ECM-311, Pumps - Replace 100+ HP motor | 1.0346 | 0.45994 | 0.71189 | 0 | 0 | 0
2307 | Industrial, Existing, SIC34 Fab Metals, Base Pumps, ECM-311, Pumps - Replace 100+ HP motor | 1.0345 | 0.45993 | 0.71189 | 0 | 0 | 0
2308 | Industrial, Existing, SIC35 Ind Machinery, Base Pumps, ECM-311, Pumps - Replace 100+ HP motor | 1.0346 | 0.45997 | 0.7119 | 0 | 0 | 0
2309 | Industrial, Existing, SIC36 Electronics, Base Pumps, ECM-311, Pumps - Replace 100+ HP motor | 1.0345 | 0.45991 | 0.71189 | 0 | 0 | 0
2310 | Industrial, Existing, SIC37 Transp Eqp, Base Pumps, ECM-311, Pumps - Replace 100+ HP motor | 1.0346 | 0.45993 | 0.71189 | 0 | 0 | 0
2311 | Industrial, Existing, SIC38 Instruments, Base Pumps, ECM-311, Pumps - Replace 100+ HP motor | 1.0345 | 0.45991 | 0.71189 | 0 | 0 | 0
2312 | Industrial, Existing, SIC39/21/31 Misc, Base Pumps, ECM-311, Pumps - Replace 100+ HP motor | 1.0345 | 0.4599 | 0.71189 | 0 | 0 | 0
2313 | Industrial, Existing, SIC20 Food, Base Pumps, ECM-312, Pumps - ASD (100+ hp) | 1.0344 | 1.7614 | 2.7268 | 0.019761 | 0.15305 | 1.4356
2314 | Industrial, Existing, SIC22-23Textiles, Base Pumps, ECM-312, Pumps - ASD (100+ hp) | 1.0345 | 1.7616 | 2.7267 | 0.00016361 | 0.0030079 | 0.0083146
2315 | Industrial, Existing, SIC24-25 Lumber, Base Pumps, ECM-312, Pumps - ASD (100+ hp) | 1.0344 | 1.7614 | 2.7268 | 0.00059733 | 0.0051022 | 0.034956
2316 | Industrial, Existing, SIC26 Paper, Base Pumps, ECM-312, Pumps - ASD (100+ hp) | 1.0344 | 1.7614 | 2.7269 | 0.0078805 | 0.067372 | 0.69439
2317 | Industrial, Existing, SIC27 Printing, Base Pumps, ECM-312, Pumps - ASD (100+ hp) | 1.0344 | 1.7614 | 2.7268 | 0.0012706 | 0.0084368 | 0.093667
2318 | Industrial, Existing, SIC28 Chemicals, Base Pumps, ECM-312, Pumps - ASD (100+ hp) | 1.0343 | 1.7614 | 2.727 | 0.0053191 | 0.042535 | 0.59824
2319 | Industrial, Existing, SIC29 Petroleum, Base Pumps, ECM-312, Pumps - ASD (100+ hp) | 1.0343 | 1.7615 | 2.727 | 0.00014285 | 0.001875 | 0.020527
2320 | Industrial, Existing, SIC30 Rubber/Plastics, Base Pumps, ECM-312, Pumps - ASD (100+ hp) | 1.0344 | 1.7614 | 2.7269 | 0.00048328 | 0.0048816 | 0.038702
2321 | Industrial, Existing, SIC32 Stone/Clay/Glass, Base Pumps, ECM-312, Pumps - ASD (100+ hp) | 1.0344 | 1.7614 | 2.7269 | 0.013223 | 0.11507 | 1.1477
2322 | Industrial, Existing, SIC33 Primary Metals, Base Pumps, ECM-312, Pumps - ASD (100+ hp) | 1.0344 | 1.7614 | 2.7268 | 0.00088967 | 0.0091697 | 0.056123
2323 | Industrial, Existing, SIC34 Fab Metals, Base Pumps, ECM-312, Pumps - ASD (100+ hp) | 1.0344 | 1.7614 | 2.7268 | 0.002733 | 0.028047 | 0.19217
2324 | Industrial, Existing, SIC35 Ind Machinery, Base Pumps, ECM-312, Pumps - ASD (100+ hp) | 1.0344 | 1.7613 | 2.7266 | 0.0002834 | 0.0014414 | 0.012568
2325 | Industrial, Existing, SIC36 Electronics, Base Pumps, ECM-312, Pumps - ASD (100+ hp) | 1.0344 | 1.7614 | 2.7269 | 0.00030239 | 0.0026863 | 0.024013
2326 | Industrial, Existing, SIC37 Transp Eqp, Base Pumps, ECM-312, Pumps - ASD (100+ hp) | 1.0344 | 1.7614 | 2.7268 | 0.00094258 | 0.0094493 | 0.064803
2327 | Industrial, Existing, SIC38 Instruments, Base Pumps, ECM-312, Pumps - ASD (100+ hp) | 1.0344 | 1.7614 | 2.7269 | 0.0015982 | 0.014878 | 0.13167
2328 | Industrial, Existing, SIC39/21/31 Misc, Base Pumps, ECM-312, Pumps - ASD (100+ hp) | 1.0344 | 1.7614 | 2.7269 | 0.00082722 | 0.0078323 | 0.072935
2329 | Industrial, Existing, SIC20 Food, Base Pumps, ECM-313, Pumps - Motor practices-1 (100+ HP) | 1.0345 | 0.9213 | 1.4261 | 0 | 0 | 0
2330 | Industrial, Existing, SIC22-23Textiles, Base Pumps, ECM-313, Pumps - Motor practices-1 (100+ HP) | 1.0348 | 0.92152 | 1.4261 | 0 | 0 | 0
2331 | Industrial, Existing, SIC24-25 Lumber, Base Pumps, ECM-313, Pumps - Motor practices-1 (100+ HP) | 1.0346 | 0.92136 | 1.4261 | 0 | 0 | 0
2332 | Industrial, Existing, SIC26 Paper, Base Pumps, ECM-313, Pumps - Motor practices-1 (100+ HP) | 1.0345 | 0.92127 | 1.4261 | 0 | 0 | 0
2333 | Industrial, Existing, SIC27 Printing, Base Pumps, ECM-313, Pumps - Motor practices-1 (100+ HP) | 1.0345 | 0.92129 | 1.4261 | 0 | 0 | 0
2334 | Industrial, Existing, SIC28 Chemicals, Base Pumps, ECM-313, Pumps - Motor practices-1 (100+ HP) | 1.0344 | 0.92123 | 1.4261 | 0 | 0 | 0
2335 | Industrial, Existing, SIC29 Petroleum, Base Pumps, ECM-313, Pumps - Motor practices-1 (100+ HP) | 1.0344 | 0.92122 | 1.4261 | 0 | 0 | 0
2336 | Industrial, Existing, SIC30 Rubber/Plastics, Base Pumps, ECM-313, Pumps - Motor practices-1 (100+ HP) | 1.0345 | 0.9213 | 1.4261 | 0 | 0 | 0
2337 | Industrial, Existing, SIC32 Stone/Clay/Glass, Base Pumps, ECM-313, Pumps - Motor practices-1 (100+ HP) | 1.0345 | 0.92127 | 1.4261 | 0 | 0 | 0
2338 | Industrial, Existing, SIC33 Primary Metals, Base Pumps, ECM-313, Pumps - Motor practices-1 (100+ HP) | 1.0346 | 0.92136 | 1.4261 | 0 | 0 | 0
2339 | Industrial, Existing, SIC34 Fab Metals, Base Pumps, ECM-313, Pumps - Motor practices-1 (100+ HP) | 1.0345 | 0.92133 | 1.4261 | 0 | 0 | 0
2340 | Industrial, Existing, SIC35 Ind Machinery, Base Pumps, ECM-313, Pumps - Motor practices-1 (100+ HP) | 1.0346 | 0.92141 | 1.4261 | 0 | 0 | 0
2341 | Industrial, Existing, SIC36 Electronics, Base Pumps, ECM-313, Pumps - Motor practices-1 (100+ HP) | 1.0345 | 0.92129 | 1.4261 | 0 | 0 | 0
2342 | Industrial, Existing, SIC37 Transp Eqp, Base Pumps, ECM-313, Pumps - Motor practices-1 (100+ HP) | 1.0346 | 0.92133 | 1.4261 | 0 | 0 | 0
2343 | Industrial, Existing, SIC38 Instruments, Base Pumps, ECM-313, Pumps - Motor practices-1 (100+ HP) | 1.0345 | 0.92129 | 1.4261 | 0 | 0 | 0
2344 | Industrial, Existing, SIC39/21/31 Misc, Base Pumps, ECM-313, Pumps - Motor practices-1 (100+ HP) | 1.0345 | 0.92127 | 1.4261 | 0 | 0 | 0
2345 | Industrial, Existing, SIC20 Food, Base Drives, ECM-401, Bakery - Process (Mixing) - O&M | 1.0345 | 6.64 | 8.7997 | 0.54707 | 0.38321 | 3.5946
2346 | Industrial, Existing, SIC22-23Textiles, Base Drives, ECM-401, Bakery - Process (Mixing) - O&M | . | 99999 | 99999 | 0 | 0 | 0
2347 | Industrial, Existing, SIC24-25 Lumber, Base Drives, ECM-401, Bakery - Process (Mixing) - O&M | . | 99999 | 99999 | 0 | 0 | 0
2348 | Industrial, Existing, SIC26 Paper, Base Drives, ECM-401, Bakery - Process (Mixing) - O&M | . | 99999 | 99999 | 0 | 0 | 0
2349 | Industrial, Existing, SIC27 Printing, Base Drives, ECM-401, Bakery - Process (Mixing) - O&M | . | 99999 | 99999 | 0 | 0 | 0
2350 | Industrial, Existing, SIC28 Chemicals, Base Drives, ECM-401, Bakery - Process (Mixing) - O&M | . | 99999 | 99999 | 0 | 0 | 0
2351 | Industrial, Existing, SIC29 Petroleum, Base Drives, ECM-401, Bakery - Process (Mixing) - O&M | . | 99999 | 99999 | 0 | 0 | 0
2352 | Industrial, Existing, SIC30 Rubber/Plastics, Base Drives, ECM-401, Bakery - Process (Mixing) - O&M | . | 99999 | 99999 | 0 | 0 | 0
2353 | Industrial, Existing, SIC32 Stone/Clay/Glass, Base Drives, ECM-401, Bakery - Process (Mixing) - O&M | . | 99999 | 99999 | 0 | 0 | 0
2354 | Industrial, Existing, SIC33 Primary Metals, Base Drives, ECM-401, Bakery - Process (Mixing) - O&M | . | 99999 | 99999 | 0 | 0 | 0
2355 | Industrial, Existing, SIC34 Fab Metals, Base Drives, ECM-401, Bakery - Process (Mixing) - O&M | . | 99999 | 99999 | 0 | 0 | 0
2356 | Industrial, Existing, SIC35 Ind Machinery, Base Drives, ECM-401, Bakery - Process (Mixing) - O&M | . | 99999 | 99999 | 0 | 0 | 0
2357 | Industrial, Existing, SIC36 Electronics, Base Drives, ECM-401, Bakery - Process (Mixing) - O&M | . | 99999 | 99999 | 0 | 0 | 0
2358 | Industrial, Existing, SIC37 Transp Eqp, Base Drives, ECM-401, Bakery - Process (Mixing) - O&M | . | 99999 | 99999 | 0 | 0 | 0
2359 | Industrial, Existing, SIC38 Instruments, Base Drives, ECM-401, Bakery - Process (Mixing) - O&M | . | 99999 | 99999 | 0 | 0 | 0
2360 | Industrial, Existing, SIC39/21/31 Misc, Base Drives, ECM-401, Bakery - Process (Mixing) - O&M | . | 99999 | 99999 | 0 | 0 | 0
2361 | Industrial, Existing, SIC20 Food, Base Heating , ECM-501, Bakery - Process | 1.0345 | 4.6698 | 5.2867 | 0.14417 | 0.10099 | 0.94726
2362 | Industrial, Existing, SIC22-23Textiles, Base Heating , ECM-501, Bakery - Process | . | 99999 | 99999 | 0 | 0 | 0
2363 | Industrial, Existing, SIC24-25 Lumber, Base Heating , ECM-501, Bakery - Process | . | 99999 | 99999 | 0 | 0 | 0
2364 | Industrial, Existing, SIC26 Paper, Base Heating , ECM-501, Bakery - Process | . | 99999 | 99999 | 0 | 0 | 0
2365 | Industrial, Existing, SIC27 Printing, Base Heating , ECM-501, Bakery - Process | . | 99999 | 99999 | 0 | 0 | 0
2366 | Industrial, Existing, SIC28 Chemicals, Base Heating , ECM-501, Bakery - Process | . | 99999 | 99999 | 0 | 0 | 0
2367 | Industrial, Existing, SIC29 Petroleum, Base Heating , ECM-501, Bakery - Process | . | 99999 | 99999 | 0 | 0 | 0
2368 | Industrial, Existing, SIC30 Rubber/Plastics, Base Heating , ECM-501, Bakery - Process | . | 99999 | 99999 | 0 | 0 | 0
2369 | Industrial, Existing, SIC32 Stone/Clay/Glass, Base Heating , ECM-501, Bakery - Process | . | 99999 | 99999 | 0 | 0 | 0
2370 | Industrial, Existing, SIC33 Primary Metals, Base Heating , ECM-501, Bakery - Process | . | 99999 | 99999 | 0 | 0 | 0
2371 | Industrial, Existing, SIC34 Fab Metals, Base Heating , ECM-501, Bakery - Process | . | 99999 | 99999 | 0 | 0 | 0
2372 | Industrial, Existing, SIC35 Ind Machinery, Base Heating , ECM-501, Bakery - Process | . | 99999 | 99999 | 0 | 0 | 0
2373 | Industrial, Existing, SIC36 Electronics, Base Heating , ECM-501, Bakery - Process | . | 99999 | 99999 | 0 | 0 | 0
2374 | Industrial, Existing, SIC37 Transp Eqp, Base Heating , ECM-501, Bakery - Process | . | 99999 | 99999 | 0 | 0 | 0
2375 | Industrial, Existing, SIC38 Instruments, Base Heating , ECM-501, Bakery - Process | . | 99999 | 99999 | 0 | 0 | 0
2376 | Industrial, Existing, SIC39/21/31 Misc, Base Heating , ECM-501, Bakery - Process | . | 99999 | 99999 | 0 | 0 | 0
2377 | Industrial, Existing, SIC20 Food, Base Refrigeration, ECM-551, Efficient Refrigeration - Operations | 1.0345 | 5.9059 | 7.8267 | 0.44544 | 0.18722 | 2.3415
2378 | Industrial, Existing, SIC22-23Textiles, Base Refrigeration, ECM-551, Efficient Refrigeration - Operations | . | 99999 | 99999 | 0 | 0 | 0
2379 | Industrial, Existing, SIC24-25 Lumber, Base Refrigeration, ECM-551, Efficient Refrigeration - Operations | . | 99999 | 99999 | 0 | 0 | 0
2380 | Industrial, Existing, SIC26 Paper, Base Refrigeration, ECM-551, Efficient Refrigeration - Operations | . | 99999 | 99999 | 0 | 0 | 0
2381 | Industrial, Existing, SIC27 Printing, Base Refrigeration, ECM-551, Efficient Refrigeration - Operations | . | 99999 | 99999 | 0 | 0 | 0
2382 | Industrial, Existing, SIC28 Chemicals, Base Refrigeration, ECM-551, Efficient Refrigeration - Operations | . | 99999 | 99999 | 0 | 0 | 0
2383 | Industrial, Existing, SIC29 Petroleum, Base Refrigeration, ECM-551, Efficient Refrigeration - Operations | . | 99999 | 99999 | 0 | 0 | 0
2384 | Industrial, Existing, SIC30 Rubber/Plastics, Base Refrigeration, ECM-551, Efficient Refrigeration - Operations | . | 99999 | 99999 | 0 | 0 | 0
2385 | Industrial, Existing, SIC32 Stone/Clay/Glass, Base Refrigeration, ECM-551, Efficient Refrigeration - Operations | . | 99999 | 99999 | 0 | 0 | 0
2386 | Industrial, Existing, SIC33 Primary Metals, Base Refrigeration, ECM-551, Efficient Refrigeration - Operations | . | 99999 | 99999 | 0 | 0 | 0
2387 | Industrial, Existing, SIC34 Fab Metals, Base Refrigeration, ECM-551, Efficient Refrigeration - Operations | . | 99999 | 99999 | 0 | 0 | 0
2388 | Industrial, Existing, SIC35 Ind Machinery, Base Refrigeration, ECM-551, Efficient Refrigeration - Operations | . | 99999 | 99999 | 0 | 0 | 0
2389 | Industrial, Existing, SIC36 Electronics, Base Refrigeration, ECM-551, Efficient Refrigeration - Operations | . | 99999 | 99999 | 0 | 0 | 0
2390 | Industrial, Existing, SIC37 Transp Eqp, Base Refrigeration, ECM-551, Efficient Refrigeration - Operations | . | 99999 | 99999 | 0 | 0 | 0
2391 | Industrial, Existing, SIC38 Instruments, Base Refrigeration, ECM-551, Efficient Refrigeration - Operations | . | 99999 | 99999 | 0 | 0 | 0
2392 | Industrial, Existing, SIC39/21/31 Misc, Base Refrigeration, ECM-551, Efficient Refrigeration - Operations | . | 99999 | 99999 | 0 | 0 | 0
2393 | Industrial, Existing, SIC20 Food, Base Refrigeration, ECM-552, Optimization Refrigeration | 1.0345 | 1.3849 | 1.5678 | 0.7702 | 0.32371 | 4.0485
2394 | Industrial, Existing, SIC22-23Textiles, Base Refrigeration, ECM-552, Optimization Refrigeration | . | 99999 | 99999 | 0 | 0 | 0
2395 | Industrial, Existing, SIC24-25 Lumber, Base Refrigeration, ECM-552, Optimization Refrigeration | . | 99999 | 99999 | 0 | 0 | 0
2396 | Industrial, Existing, SIC26 Paper, Base Refrigeration, ECM-552, Optimization Refrigeration | . | 99999 | 99999 | 0 | 0 | 0
2397 | Industrial, Existing, SIC27 Printing, Base Refrigeration, ECM-552, Optimization Refrigeration | . | 99999 | 99999 | 0 | 0 | 0
2398 | Industrial, Existing, SIC28 Chemicals, Base Refrigeration, ECM-552, Optimization Refrigeration | . | 99999 | 99999 | 0 | 0 | 0
2399 | Industrial, Existing, SIC29 Petroleum, Base Refrigeration, ECM-552, Optimization Refrigeration | . | 99999 | 99999 | 0 | 0 | 0
2400 | Industrial, Existing, SIC30 Rubber/Plastics, Base Refrigeration, ECM-552, Optimization Refrigeration | . | 99999 | 99999 | 0 | 0 | 0
2401 | Industrial, Existing, SIC32 Stone/Clay/Glass, Base Refrigeration, ECM-552, Optimization Refrigeration | . | 99999 | 99999 | 0 | 0 | 0
2402 | Industrial, Existing, SIC33 Primary Metals, Base Refrigeration, ECM-552, Optimization Refrigeration | . | 99999 | 99999 | 0 | 0 | 0
2403 | Industrial, Existing, SIC34 Fab Metals, Base Refrigeration, ECM-552, Optimization Refrigeration | . | 99999 | 99999 | 0 | 0 | 0
2404 | Industrial, Existing, SIC35 Ind Machinery, Base Refrigeration, ECM-552, Optimization Refrigeration | . | 99999 | 99999 | 0 | 0 | 0
2405 | Industrial, Existing, SIC36 Electronics, Base Refrigeration, ECM-552, Optimization Refrigeration | . | 99999 | 99999 | 0 | 0 | 0
2406 | Industrial, Existing, SIC37 Transp Eqp, Base Refrigeration, ECM-552, Optimization Refrigeration | . | 99999 | 99999 | 0 | 0 | 0
2407 | Industrial, Existing, SIC38 Instruments, Base Refrigeration, ECM-552, Optimization Refrigeration | . | 99999 | 99999 | 0 | 0 | 0
2408 | Industrial, Existing, SIC39/21/31 Misc, Base Refrigeration, ECM-552, Optimization Refrigeration | . | 99999 | 99999 | 0 | 0 | 0
2409 | Industrial, Existing, SIC20 Food, Base Centrifugal Chiller, 0.58 kW/ton, 500 tons, ECM-701, Centrifugal Chiller, 0.51 kW/ton, 500 tons | 1.0343 | 0.65342 | 0.63174 | 0 | 0 | 0
2410 | Industrial, Existing, SIC22-23Textiles, Base Centrifugal Chiller, 0.58 kW/ton, 500 tons, ECM-701, Centrifugal Chiller, 0.51 kW/ton, 500 tons | 1.0344 | 0.65336 | 0.63166 | 0 | 0 | 0
2411 | Industrial, Existing, SIC24-25 Lumber, Base Centrifugal Chiller, 0.58 kW/ton, 500 tons, ECM-701, Centrifugal Chiller, 0.51 kW/ton, 500 tons | 1.0343 | 0.6534 | 0.63171 | 0 | 0 | 0
2412 | Industrial, Existing, SIC26 Paper, Base Centrifugal Chiller, 0.58 kW/ton, 500 tons, ECM-701, Centrifugal Chiller, 0.51 kW/ton, 500 tons | 1.0343 | 0.65343 | 0.63175 | 0 | 0 | 0
2413 | Industrial, Existing, SIC27 Printing, Base Centrifugal Chiller, 0.58 kW/ton, 500 tons, ECM-701, Centrifugal Chiller, 0.51 kW/ton, 500 tons | 1.0343 | 0.65342 | 0.63174 | 0 | 0 | 0
2414 | Industrial, Existing, SIC28 Chemicals, Base Centrifugal Chiller, 0.58 kW/ton, 500 tons, ECM-701, Centrifugal Chiller, 0.51 kW/ton, 500 tons | 1.0343 | 0.65345 | 0.63177 | 0 | 0 | 0
2415 | Industrial, Existing, SIC29 Petroleum, Base Centrifugal Chiller, 0.58 kW/ton, 500 tons, ECM-701, Centrifugal Chiller, 0.51 kW/ton, 500 tons | 1.0343 | 0.65346 | 0.63178 | 0 | 0 | 0
2416 | Industrial, Existing, SIC30 Rubber/Plastics, Base Centrifugal Chiller, 0.58 kW/ton, 500 tons, ECM-701, Centrifugal Chiller, 0.51 kW/ton, 500 tons | 1.0343 | 0.65342 | 0.63174 | 0 | 0 | 0
2417 | Industrial, Existing, SIC32 Stone/Clay/Glass, Base Centrifugal Chiller, 0.58 kW/ton, 500 tons, ECM-701, Centrifugal Chiller, 0.51 kW/ton, 500 tons | 1.0343 | 0.65343 | 0.63175 | 0 | 0 | 0
2418 | Industrial, Existing, SIC33 Primary Metals, Base Centrifugal Chiller, 0.58 kW/ton, 500 tons, ECM-701, Centrifugal Chiller, 0.51 kW/ton, 500 tons | 1.0343 | 0.6534 | 0.63171 | 0 | 0 | 0
2419 | Industrial, Existing, SIC34 Fab Metals, Base Centrifugal Chiller, 0.58 kW/ton, 500 tons, ECM-701, Centrifugal Chiller, 0.51 kW/ton, 500 tons | 1.0343 | 0.65341 | 0.63173 | 0 | 0 | 0
2420 | Industrial, Existing, SIC35 Ind Machinery, Base Centrifugal Chiller, 0.58 kW/ton, 500 tons, ECM-701, Centrifugal Chiller, 0.51 kW/ton, 500 tons | 1.0344 | 0.65337 | 0.63167 | 0 | 0 | 0
2421 | Industrial, Existing, SIC36 Electronics, Base Centrifugal Chiller, 0.58 kW/ton, 500 tons, ECM-701, Centrifugal Chiller, 0.51 kW/ton, 500 tons | 1.0343 | 0.65343 | 0.63174 | 0 | 0 | 0
2422 | Industrial, Existing, SIC37 Transp Eqp, Base Centrifugal Chiller, 0.58 kW/ton, 500 tons, ECM-701, Centrifugal Chiller, 0.51 kW/ton, 500 tons | 1.0343 | 0.65341 | 0.63172 | 0 | 0 | 0
2423 | Industrial, Existing, SIC38 Instruments, Base Centrifugal Chiller, 0.58 kW/ton, 500 tons, ECM-701, Centrifugal Chiller, 0.51 kW/ton, 500 tons | 1.0343 | 0.65343 | 0.63175 | 0 | 0 | 0
2424 | Industrial, Existing, SIC39/21/31 Misc, Base Centrifugal Chiller, 0.58 kW/ton, 500 tons, ECM-701, Centrifugal Chiller, 0.51 kW/ton, 500 tons | 1.0343 | 0.65343 | 0.63175 | 0 | 0 | 0
2425 | Industrial, Existing, SIC20 Food, Base Centrifugal Chiller, 0.58 kW/ton, 500 tons, ECM-702, High Efficiency Chiller Motors | 1.0345 | 1.7838 | 1.7243 | 0.024706 | 0.00086529 | 0.12986
2426 | Industrial, Existing, SIC22-23Textiles, Base Centrifugal Chiller, 0.58 kW/ton, 500 tons, ECM-702, High Efficiency Chiller Motors | 1.0346 | 1.7839 | 1.7243 | 0.0010279 | 8.545e-05 | 0.0037794
2427 | Industrial, Existing, SIC24-25 Lumber, Base Centrifugal Chiller, 0.58 kW/ton, 500 tons, ECM-702, High Efficiency Chiller Motors | 1.0345 | 1.7839 | 1.7243 | 0.0013311 | 5.141e-05 | 0.0056358
2428 | Industrial, Existing, SIC26 Paper, Base Centrifugal Chiller, 0.58 kW/ton, 500 tons, ECM-702, High Efficiency Chiller Motors | 1.0345 | 1.7837 | 1.7243 | 0.0028715 | 0.00011101 | 0.018306
2429 | Industrial, Existing, SIC27 Printing, Base Centrifugal Chiller, 0.58 kW/ton, 500 tons, ECM-702, High Efficiency Chiller Motors | 1.0345 | 1.7838 | 1.7243 | 0.0074602 | 0.00022399 | 0.039789
2430 | Industrial, Existing, SIC28 Chemicals, Base Centrifugal Chiller, 0.58 kW/ton, 500 tons, ECM-702, High Efficiency Chiller Motors | 1.0344 | 1.7836 | 1.7243 | 0.0017148 | 6.201e-05 | 0.013953
2431 | Industrial, Existing, SIC29 Petroleum, Base Centrifugal Chiller, 0.58 kW/ton, 500 tons, ECM-702, High Efficiency Chiller Motors | 1.0344 | 1.7836 | 1.7243 | 1.412e-05 | 8.4e-07 | 0.00014677
2432 | Industrial, Existing, SIC30 Rubber/Plastics, Base Centrifugal Chiller, 0.58 kW/ton, 500 tons, ECM-702, High Efficiency Chiller Motors | 1.0345 | 1.7837 | 1.7243 | 0.0012848 | 5.868e-05 | 0.0074441
2433 | Industrial, Existing, SIC32 Stone/Clay/Glass, Base Centrifugal Chiller, 0.58 kW/ton, 500 tons, ECM-702, High Efficiency Chiller Motors | 1.0345 | 1.7837 | 1.7243 | 0.01033 | 0.00040651 | 0.064873
2434 | Industrial, Existing, SIC33 Primary Metals, Base Centrifugal Chiller, 0.58 kW/ton, 500 tons, ECM-702, High Efficiency Chiller Motors | 1.0345 | 1.7838 | 1.7243 | 0.00058353 | 2.72e-05 | 0.0026633
2435 | Industrial, Existing, SIC34 Fab Metals, Base Centrifugal Chiller, 0.58 kW/ton, 500 tons, ECM-702, High Efficiency Chiller Motors | 1.0345 | 1.7838 | 1.7243 | 0.0070878 | 0.00032891 | 0.036057
2436 | Industrial, Existing, SIC35 Ind Machinery, Base Centrifugal Chiller, 0.58 kW/ton, 500 tons, ECM-702, High Efficiency Chiller Motors | 1.0346 | 1.7841 | 1.7243 | 0.0016654 | 3.83e-05 | 0.0053441
2437 | Industrial, Existing, SIC36 Electronics, Base Centrifugal Chiller, 0.58 kW/ton, 500 tons, ECM-702, High Efficiency Chiller Motors | 1.0345 | 1.7838 | 1.7243 | 0.0045175 | 0.00018147 | 0.025954
2438 | Industrial, Existing, SIC37 Transp Eqp, Base Centrifugal Chiller, 0.58 kW/ton, 500 tons, ECM-702, High Efficiency Chiller Motors | 1.0345 | 1.7838 | 1.7243 | 0.004606 | 0.0002088 | 0.022911
2439 | Industrial, Existing, SIC38 Instruments, Base Centrifugal Chiller, 0.58 kW/ton, 500 tons, ECM-702, High Efficiency Chiller Motors | 1.0345 | 1.7837 | 1.7243 | 0.011876 | 0.0004999 | 0.070788
2440 | Industrial, Existing, SIC39/21/31 Misc, Base Centrifugal Chiller, 0.58 kW/ton, 500 tons, ECM-702, High Efficiency Chiller Motors | 1.0345 | 1.7837 | 1.7243 | 0.006507 | 0.00027859 | 0.041508
2441 | Industrial, Existing, SIC20 Food, Base Centrifugal Chiller, 0.58 kW/ton, 500 tons, ECM-703, EMS - Chiller | 1.0343 | 1.0846 | 1.4376 | 0.0010495 | 0.00018376 | 0.027579
2442 | Industrial, Existing, SIC22-23Textiles, Base Centrifugal Chiller, 0.58 kW/ton, 500 tons, ECM-703, EMS - Chiller | 1.0344 | 1.0845 | 1.4375 | 4.366e-05 | 1.815e-05 | 0.00080257
2443 | Industrial, Existing, SIC24-25 Lumber, Base Centrifugal Chiller, 0.58 kW/ton, 500 tons, ECM-703, EMS - Chiller | 1.0343 | 1.0845 | 1.4375 | 5.654e-05 | 1.092e-05 | 0.0011968
2444 | Industrial, Existing, SIC26 Paper, Base Centrifugal Chiller, 0.58 kW/ton, 500 tons, ECM-703, EMS - Chiller | 1.0343 | 1.0846 | 1.4376 | 0.00012198 | 2.358e-05 | 0.0038878
2445 | Industrial, Existing, SIC27 Printing, Base Centrifugal Chiller, 0.58 kW/ton, 500 tons, ECM-703, EMS - Chiller | 1.0343 | 1.0846 | 1.4376 | 0.00031691 | 4.757e-05 | 0.0084499
2446 | Industrial, Existing, SIC28 Chemicals, Base Centrifugal Chiller, 0.58 kW/ton, 500 tons, ECM-703, EMS - Chiller | 1.0343 | 1.0846 | 1.4377 | 7.285e-05 | 1.317e-05 | 0.0029634
2447 | Industrial, Existing, SIC29 Petroleum, Base Centrifugal Chiller, 0.58 kW/ton, 500 tons, ECM-703, EMS - Chiller | 1.0343 | 1.0846 | 1.4377 | 6e-07 | 1.8e-07 | 3.117e-05
2448 | Industrial, Existing, SIC30 Rubber/Plastics, Base Centrifugal Chiller, 0.58 kW/ton, 500 tons, ECM-703, EMS - Chiller | 1.0343 | 1.0846 | 1.4376 | 5.458e-05 | 1.246e-05 | 0.0015809
2449 | Industrial, Existing, SIC32 Stone/Clay/Glass, Base Centrifugal Chiller, 0.58 kW/ton, 500 tons, ECM-703, EMS - Chiller | 1.0343 | 1.0846 | 1.4376 | 0.00043884 | 8.633e-05 | 0.013777
2450 | Industrial, Existing, SIC33 Primary Metals, Base Centrifugal Chiller, 0.58 kW/ton, 500 tons, ECM-703, EMS - Chiller | 1.0343 | 1.0845 | 1.4376 | 2.479e-05 | 5.78e-06 | 0.00056559
2451 | Industrial, Existing, SIC34 Fab Metals, Base Centrifugal Chiller, 0.58 kW/ton, 500 tons, ECM-703, EMS - Chiller | 1.0343 | 1.0846 | 1.4376 | 0.00030109 | 6.985e-05 | 0.0076574
2452 | Industrial, Existing, SIC35 Ind Machinery, Base Centrifugal Chiller, 0.58 kW/ton, 500 tons, ECM-703, EMS - Chiller | 1.0344 | 1.0845 | 1.4375 | 7.074e-05 | 8.13e-06 | 0.0011348
2453 | Industrial, Existing, SIC36 Electronics, Base Centrifugal Chiller, 0.58 kW/ton, 500 tons, ECM-703, EMS - Chiller | 1.0343 | 1.0846 | 1.4376 | 0.0001919 | 3.854e-05 | 0.005512
2454 | Industrial, Existing, SIC37 Transp Eqp, Base Centrifugal Chiller, 0.58 kW/ton, 500 tons, ECM-703, EMS - Chiller | 1.0343 | 1.0846 | 1.4376 | 0.00019566 | 4.434e-05 | 0.0048655
2455 | Industrial, Existing, SIC38 Instruments, Base Centrifugal Chiller, 0.58 kW/ton, 500 tons, ECM-703, EMS - Chiller | 1.0343 | 1.0846 | 1.4376 | 0.00050447 | 0.00010616 | 0.015033
2456 | Industrial, Existing, SIC39/21/31 Misc, Base Centrifugal Chiller, 0.58 kW/ton, 500 tons, ECM-703, EMS - Chiller | 1.0343 | 1.0846 | 1.4376 | 0.00027642 | 5.916e-05 | 0.0088152
2457 | Industrial, Existing, SIC20 Food, Base Centrifugal Chiller, 0.58 kW/ton, 500 tons, ECM-704, Chiller Tune Up/Diagnostics | 1.0345 | 0.9024 | 1.1959 | 0 | 0 | 0
2458 | Industrial, Existing, SIC22-23Textiles, Base Centrifugal Chiller, 0.58 kW/ton, 500 tons, ECM-704, Chiller Tune Up/Diagnostics | 1.0346 | 0.90247 | 1.1959 | 0 | 0 | 0
2459 | Industrial, Existing, SIC24-25 Lumber, Base Centrifugal Chiller, 0.58 kW/ton, 500 tons, ECM-704, Chiller Tune Up/Diagnostics | 1.0345 | 0.90245 | 1.1959 | 0 | 0 | 0
2460 | Industrial, Existing, SIC26 Paper, Base Centrifugal Chiller, 0.58 kW/ton, 500 tons, ECM-704, Chiller Tune Up/Diagnostics | 1.0345 | 0.90236 | 1.1959 | 0 | 0 | 0
2461 | Industrial, Existing, SIC27 Printing, Base Centrifugal Chiller, 0.58 kW/ton, 500 tons, ECM-704, Chiller Tune Up/Diagnostics | 1.0345 | 0.9024 | 1.1959 | 0 | 0 | 0
2462 | Industrial, Existing, SIC28 Chemicals, Base Centrifugal Chiller, 0.58 kW/ton, 500 tons, ECM-704, Chiller Tune Up/Diagnostics | 1.0344 | 0.90233 | 1.1959 | 0 | 0 | 0
2463 | Industrial, Existing, SIC29 Petroleum, Base Centrifugal Chiller, 0.58 kW/ton, 500 tons, ECM-704, Chiller Tune Up/Diagnostics | 1.0344 | 0.90229 | 1.1959 | 0 | 0 | 0
2464 | Industrial, Existing, SIC30 Rubber/Plastics, Base Centrifugal Chiller, 0.58 kW/ton, 500 tons, ECM-704, Chiller Tune Up/Diagnostics | 1.0345 | 0.90238 | 1.1959 | 0 | 0 | 0
2465 | Industrial, Existing, SIC32 Stone/Clay/Glass, Base Centrifugal Chiller, 0.58 kW/ton, 500 tons, ECM-704, Chiller Tune Up/Diagnostics | 1.0345 | 0.90236 | 1.1959 | 0 | 0 | 0
2466 | Industrial, Existing, SIC33 Primary Metals, Base Centrifugal Chiller, 0.58 kW/ton, 500 tons, ECM-704, Chiller Tune Up/Diagnostics | 1.0345 | 0.90243 | 1.1959 | 0 | 0 | 0
2467 | Industrial, Existing, SIC34 Fab Metals, Base Centrifugal Chiller, 0.58 kW/ton, 500 tons, ECM-704, Chiller Tune Up/Diagnostics | 1.0345 | 0.9024 | 1.1959 | 0 | 0 | 0
2468 | Industrial, Existing, SIC35 Ind Machinery, Base Centrifugal Chiller, 0.58 kW/ton, 500 tons, ECM-704, Chiller Tune Up/Diagnostics | 1.0346 | 0.90253 | 1.196 | 0 | 0 | 0
2469 | Industrial, Existing, SIC36 Electronics, Base Centrifugal Chiller, 0.58 kW/ton, 500 tons, ECM-704, Chiller Tune Up/Diagnostics | 1.0345 | 0.90238 | 1.1959 | 0 | 0 | 0
2470 | Industrial, Existing, SIC37 Transp Eqp, Base Centrifugal Chiller, 0.58 kW/ton, 500 tons, ECM-704, Chiller Tune Up/Diagnostics | 1.0345 | 0.90241 | 1.1959 | 0 | 0 | 0
2471 | Industrial, Existing, SIC38 Instruments, Base Centrifugal Chiller, 0.58 kW/ton, 500 tons, ECM-704, Chiller Tune Up/Diagnostics | 1.0345 | 0.90237 | 1.1959 | 0 | 0 | 0
2472 | Industrial, Existing, SIC39/21/31 Misc, Base Centrifugal Chiller, 0.58 kW/ton, 500 tons, ECM-704, Chiller Tune Up/Diagnostics | 1.0345 | 0.90236 | 1.1959 | 0 | 0 | 0
2473 | Industrial, Existing, SIC20 Food, Base Centrifugal Chiller, 0.58 kW/ton, 500 tons, ECM-705, VSD for Chiller Pumps and Towers | 1.0343 | 2.3001 | 2.6044 | 0.0087649 | 0.0015347 | 0.23032
2474 | Industrial, Existing, SIC22-23Textiles, Base Centrifugal Chiller, 0.58 kW/ton, 500 tons, ECM-705, VSD for Chiller Pumps and Towers | 1.0344 | 2.2999 | 2.6041 | 0.00036466 | 0.00015155 | 0.0067026
2475 | Industrial, Existing, SIC24-25 Lumber, Base Centrifugal Chiller, 0.58 kW/ton, 500 tons, ECM-705, VSD for Chiller Pumps and Towers | 1.0343 | 2.3 | 2.6043 | 0.00047221 | 9.118e-05 | 0.0099951
2476 | Industrial, Existing, SIC26 Paper, Base Centrifugal Chiller, 0.58 kW/ton, 500 tons, ECM-705, VSD for Chiller Pumps and Towers | 1.0343 | 2.3001 | 2.6045 | 0.0010187 | 0.00019689 | 0.032468
2477 | Industrial, Existing, SIC27 Printing, Base Centrifugal Chiller, 0.58 kW/ton, 500 tons, ECM-705, VSD for Chiller Pumps and Towers | 1.0343 | 2.3001 | 2.6044 | 0.0026467 | 0.00039726 | 0.070569
2478 | Industrial, Existing, SIC28 Chemicals, Base Centrifugal Chiller, 0.58 kW/ton, 500 tons, ECM-705, VSD for Chiller Pumps and Towers | 1.0343 | 2.3001 | 2.6045 | 0.00060837 | 0.00010998 | 0.024749
2479 | Industrial, Existing, SIC29 Petroleum, Base Centrifugal Chiller, 0.58 kW/ton, 500 tons, ECM-705, VSD for Chiller Pumps and Towers | 1.0343 | 2.3002 | 2.6046 | 5.01e-06 | 1.49e-06 | 0.00026033
2480 | Industrial, Existing, SIC30 Rubber/Plastics, Base Centrifugal Chiller, 0.58 kW/ton, 500 tons, ECM-705, VSD for Chiller Pumps and Towers | 1.0343 | 2.3001 | 2.6044 | 0.00045582 | 0.00010408 | 0.013203
2481 | Industrial, Existing, SIC32 Stone/Clay/Glass, Base Centrifugal Chiller, 0.58 kW/ton, 500 tons, ECM-705, VSD for Chiller Pumps and Towers | 1.0343 | 2.3001 | 2.6045 | 0.003665 | 0.00072099 | 0.11506
2482 | Industrial, Existing, SIC33 Primary Metals, Base Centrifugal Chiller, 0.58 kW/ton, 500 tons, ECM-705, VSD for Chiller Pumps and Towers | 1.0343 | 2.3 | 2.6043 | 0.00020702 | 4.823e-05 | 0.0047235
2483 | Industrial, Existing, SIC34 Fab Metals, Base Centrifugal Chiller, 0.58 kW/ton, 500 tons, ECM-705, VSD for Chiller Pumps and Towers | 1.0343 | 2.3 | 2.6044 | 0.0025145 | 0.00058335 | 0.06395
2484 | Industrial, Existing, SIC35 Ind Machinery, Base Centrifugal Chiller, 0.58 kW/ton, 500 tons, ECM-705, VSD for Chiller Pumps and Towers | 1.0344 | 2.2999 | 2.6042 | 0.00059082 | 6.793e-05 | 0.0094772
2485 | Industrial, Existing, SIC36 Electronics, Base Centrifugal Chiller, 0.58 kW/ton, 500 tons, ECM-705, VSD for Chiller Pumps and Towers | 1.0343 | 2.3001 | 2.6044 | 0.0016027 | 0.00032185 | 0.046033
2486 | Industrial, Existing, SIC37 Transp Eqp, Base Centrifugal Chiller, 0.58 kW/ton, 500 tons, ECM-705, VSD for Chiller Pumps and Towers | 1.0343 | 2.3 | 2.6044 | 0.0016341 | 0.00037032 | 0.040634
2487 | Industrial, Existing, SIC38 Instruments, Base Centrifugal Chiller, 0.58 kW/ton, 500 tons, ECM-705, VSD for Chiller Pumps and Towers | 1.0343 | 2.3001 | 2.6044 | 0.0042131 | 0.00088663 | 0.12555
2488 | Industrial, Existing, SIC39/21/31 Misc, Base Centrifugal Chiller, 0.58 kW/ton, 500 tons, ECM-705, VSD for Chiller Pumps and Towers | 1.0343 | 2.3001 | 2.6045 | 0.0023085 | 0.00049411 | 0.07362
2489 | Industrial, Existing, SIC20 Food, Base Centrifugal Chiller, 0.58 kW/ton, 500 tons, ECM-706, EMS Optimization - Chiller | 1.0345 | 0.99486 | 1.6008 | 0 | 0 | 0
2490 | Industrial, Existing, SIC22-23Textiles, Base Centrifugal Chiller, 0.58 kW/ton, 500 tons, ECM-706, EMS Optimization - Chiller | 1.0346 | 0.99494 | 1.6008 | 0 | 0 | 0
2491 | Industrial, Existing, SIC24-25 Lumber, Base Centrifugal Chiller, 0.58 kW/ton, 500 tons, ECM-706, EMS Optimization - Chiller | 1.0345 | 0.99491 | 1.6008 | 0 | 0 | 0
2492 | Industrial, Existing, SIC26 Paper, Base Centrifugal Chiller, 0.58 kW/ton, 500 tons, ECM-706, EMS Optimization - Chiller | 1.0345 | 0.99482 | 1.6008 | 0 | 0 | 0
2493 | Industrial, Existing, SIC27 Printing, Base Centrifugal Chiller, 0.58 kW/ton, 500 tons, ECM-706, EMS Optimization - Chiller | 1.0345 | 0.99486 | 1.6008 | 0 | 0 | 0
2494 | Industrial, Existing, SIC28 Chemicals, Base Centrifugal Chiller, 0.58 kW/ton, 500 tons, ECM-706, EMS Optimization - Chiller | 1.0344 | 0.99478 | 1.6008 | 0 | 0 | 0
2495 | Industrial, Existing, SIC29 Petroleum, Base Centrifugal Chiller, 0.58 kW/ton, 500 tons, ECM-706, EMS Optimization - Chiller | 1.0344 | 0.99475 | 1.6008 | 0 | 0 | 0
2496 | Industrial, Existing, SIC30 Rubber/Plastics, Base Centrifugal Chiller, 0.58 kW/ton, 500 tons, ECM-706, EMS Optimization - Chiller | 1.0345 | 0.99484 | 1.6008 | 0 | 0 | 0
2497 | Industrial, Existing, SIC32 Stone/Clay/Glass, Base Centrifugal Chiller, 0.58 kW/ton, 500 tons, ECM-706, EMS Optimization - Chiller | 1.0345 | 0.99482 | 1.6008 | 0 | 0 | 0
2498 | Industrial, Existing, SIC33 Primary Metals, Base Centrifugal Chiller, 0.58 kW/ton, 500 tons, ECM-706, EMS Optimization - Chiller | 1.0345 | 0.99489 | 1.6008 | 0 | 0 | 0
2499 | Industrial, Existing, SIC34 Fab Metals, Base Centrifugal Chiller, 0.58 kW/ton, 500 tons, ECM-706, EMS Optimization - Chiller | 1.0345 | 0.99487 | 1.6008 | 0 | 0 | 0
2500 | Industrial, Existing, SIC35 Ind Machinery, Base Centrifugal Chiller, 0.58 kW/ton, 500 tons, ECM-706, EMS Optimization - Chiller | 1.0346 | 0.99501 | 1.6009 | 0 | 0 | 0
2501 | Industrial, Existing, SIC36 Electronics, Base Centrifugal Chiller, 0.58 kW/ton, 500 tons, ECM-706, EMS Optimization - Chiller | 1.0345 | 0.99484 | 1.6008 | 0 | 0 | 0
2502 | Industrial, Existing, SIC37 Transp Eqp, Base Centrifugal Chiller, 0.58 kW/ton, 500 tons, ECM-706, EMS Optimization - Chiller | 1.0345 | 0.99487 | 1.6008 | 0 | 0 | 0
2503 | Industrial, Existing, SIC38 Instruments, Base Centrifugal Chiller, 0.58 kW/ton, 500 tons, ECM-706, EMS Optimization - Chiller | 1.0345 | 0.99483 | 1.6008 | 0 | 0 | 0
2504 | Industrial, Existing, SIC39/21/31 Misc, Base Centrifugal Chiller, 0.58 kW/ton, 500 tons, ECM-706, EMS Optimization - Chiller | 1.0345 | 0.99482 | 1.6008 | 0 | 0 | 0
2505 | Industrial, Existing, SIC20 Food, Base Centrifugal Chiller, 0.58 kW/ton, 500 tons, ECM-707, Aerosole Duct Sealing - Chiller | 1.0345 | 3.5538 | 4.7098 | 0.048436 | 0.0016964 | 0.2546
2506 | Industrial, Existing, SIC22-23Textiles, Base Centrifugal Chiller, 0.58 kW/ton, 500 tons, ECM-707, Aerosole Duct Sealing - Chiller | 1.0346 | 3.554 | 4.7096 | 0.0020152 | 0.00016753 | 0.0074095
2507 | Industrial, Existing, SIC24-25 Lumber, Base Centrifugal Chiller, 0.58 kW/ton, 500 tons, ECM-707, Aerosole Duct Sealing - Chiller | 1.0345 | 3.554 | 4.7098 | 0.0026095 | 0.0001008 | 0.011049
2508 | Industrial, Existing, SIC26 Paper, Base Centrifugal Chiller, 0.58 kW/ton, 500 tons, ECM-707, Aerosole Duct Sealing - Chiller | 1.0345 | 3.5537 | 4.7098 | 0.0056297 | 0.00021763 | 0.03589
2509 | Industrial, Existing, SIC27 Printing, Base Centrifugal Chiller, 0.58 kW/ton, 500 tons, ECM-707, Aerosole Duct Sealing - Chiller | 1.0345 | 3.5538 | 4.7098 | 0.014626 | 0.00043913 | 0.078006
2510 | Industrial, Existing, SIC28 Chemicals, Base Centrifugal Chiller, 0.58 kW/ton, 500 tons, ECM-707, Aerosole Duct Sealing - Chiller | 1.0344 | 3.5535 | 4.7098 | 0.0033619 | 0.00012156 | 0.027356
2511 | Industrial, Existing, SIC29 Petroleum, Base Centrifugal Chiller, 0.58 kW/ton, 500 tons, ECM-707, Aerosole Duct Sealing - Chiller | 1.0344 | 3.5534 | 4.7098 | 2.768e-05 | 1.64e-06 | 0.00028774
2512 | Industrial, Existing, SIC30 Rubber/Plastics, Base Centrifugal Chiller, 0.58 kW/ton, 500 tons, ECM-707, Aerosole Duct Sealing - Chiller | 1.0345 | 3.5537 | 4.7098 | 0.0025189 | 0.00011505 | 0.014594
2513 | Industrial, Existing, SIC32 Stone/Clay/Glass, Base Centrifugal Chiller, 0.58 kW/ton, 500 tons, ECM-707, Aerosole Duct Sealing - Chiller | 1.0345 | 3.5537 | 4.7098 | 0.020253 | 0.00079696 | 0.12718
2514 | Industrial, Existing, SIC33 Primary Metals, Base Centrifugal Chiller, 0.58 kW/ton, 500 tons, ECM-707, Aerosole Duct Sealing - Chiller | 1.0345 | 3.5539 | 4.7098 | 0.001144 | 5.332e-05 | 0.0052214
2515 | Industrial, Existing, SIC34 Fab Metals, Base Centrifugal Chiller, 0.58 kW/ton, 500 tons, ECM-707, Aerosole Duct Sealing - Chiller | 1.0345 | 3.5538 | 4.7098 | 0.013896 | 0.00064483 | 0.07069
2516 | Industrial, Existing, SIC35 Ind Machinery, Base Centrifugal Chiller, 0.58 kW/ton, 500 tons, ECM-707, Aerosole Duct Sealing - Chiller | 1.0346 | 3.5543 | 4.7099 | 0.003265 | 7.51e-05 | 0.010477
2517 | Industrial, Existing, SIC36 Electronics, Base Centrifugal Chiller, 0.58 kW/ton, 500 tons, ECM-707, Aerosole Duct Sealing - Chiller | 1.0345 | 3.5537 | 4.7098 | 0.0088566 | 0.00035577 | 0.050884
2518 | Industrial, Existing, SIC37 Transp Eqp, Base Centrifugal Chiller, 0.58 kW/ton, 500 tons, ECM-707, Aerosole Duct Sealing - Chiller | 1.0345 | 3.5538 | 4.7098 | 0.0090301 | 0.00040935 | 0.044917
2519 | Industrial, Existing, SIC38 Instruments, Base Centrifugal Chiller, 0.58 kW/ton, 500 tons, ECM-707, Aerosole Duct Sealing - Chiller | 1.0345 | 3.5537 | 4.7098 | 0.023282 | 0.00098005 | 0.13878
2520 | Industrial, Existing, SIC39/21/31 Misc, Base Centrifugal Chiller, 0.58 kW/ton, 500 tons, ECM-707, Aerosole Duct Sealing - Chiller | 1.0345 | 3.5536 | 4.7098 | 0.012757 | 0.00054618 | 0.081377
2521 | Industrial, Existing, SIC20 Food, Base Centrifugal Chiller, 0.58 kW/ton, 500 tons, ECM-708, Duct/Pipe Insulation - Chiller | 1.0345 | 0.031192 | 0.041339 | 0 | 0 | 0
2522 | Industrial, Existing, SIC22-23Textiles, Base Centrifugal Chiller, 0.58 kW/ton, 500 tons, ECM-708, Duct/Pipe Insulation - Chiller | 1.0346 | 0.031195 | 0.041338 | 0 | 0 | 0
2523 | Industrial, Existing, SIC24-25 Lumber, Base Centrifugal Chiller, 0.58 kW/ton, 500 tons, ECM-708, Duct/Pipe Insulation - Chiller | 1.0345 | 0.031194 | 0.041339 | 0 | 0 | 0
2524 | Industrial, Existing, SIC26 Paper, Base Centrifugal Chiller, 0.58 kW/ton, 500 tons, ECM-708, Duct/Pipe Insulation - Chiller | 1.0345 | 0.031191 | 0.041339 | 0 | 0 | 0
2525 | Industrial, Existing, SIC27 Printing, Base Centrifugal Chiller, 0.58 kW/ton, 500 tons, ECM-708, Duct/Pipe Insulation - Chiller | 1.0345 | 0.031192 | 0.041339 | 0 | 0 | 0
2526 | Industrial, Existing, SIC28 Chemicals, Base Centrifugal Chiller, 0.58 kW/ton, 500 tons, ECM-708, Duct/Pipe Insulation - Chiller | 1.0344 | 0.03119 | 0.041338 | 0 | 0 | 0
2527 | Industrial, Existing, SIC29 Petroleum, Base Centrifugal Chiller, 0.58 kW/ton, 500 tons, ECM-708, Duct/Pipe Insulation - Chiller | 1.0344 | 0.031189 | 0.041338 | 0 | 0 | 0
2528 | Industrial, Existing, SIC30 Rubber/Plastics, Base Centrifugal Chiller, 0.58 kW/ton, 500 tons, ECM-708, Duct/Pipe Insulation - Chiller | 1.0345 | 0.031191 | 0.041339 | 0 | 0 | 0
2529 | Industrial, Existing, SIC32 Stone/Clay/Glass, Base Centrifugal Chiller, 0.58 kW/ton, 500 tons, ECM-708, Duct/Pipe Insulation - Chiller | 1.0345 | 0.031191 | 0.041339 | 0 | 0 | 0
2530 | Industrial, Existing, SIC33 Primary Metals, Base Centrifugal Chiller, 0.58 kW/ton, 500 tons, ECM-708, Duct/Pipe Insulation - Chiller | 1.0345 | 0.031193 | 0.041339 | 0 | 0 | 0
2531 | Industrial, Existing, SIC34 Fab Metals, Base Centrifugal Chiller, 0.58 kW/ton, 500 tons, ECM-708, Duct/Pipe Insulation - Chiller | 1.0345 | 0.031192 | 0.041339 | 0 | 0 | 0
2532 | Industrial, Existing, SIC35 Ind Machinery, Base Centrifugal Chiller, 0.58 kW/ton, 500 tons, ECM-708, Duct/Pipe Insulation - Chiller | 1.0346 | 0.031197 | 0.041339 | 0 | 0 | 0
2533 | Industrial, Existing, SIC36 Electronics, Base Centrifugal Chiller, 0.58 kW/ton, 500 tons, ECM-708, Duct/Pipe Insulation - Chiller | 1.0345 | 0.031192 | 0.041339 | 0 | 0 | 0
2534 | Industrial, Existing, SIC37 Transp Eqp, Base Centrifugal Chiller, 0.58 kW/ton, 500 tons, ECM-708, Duct/Pipe Insulation - Chiller | 1.0345 | 0.031193 | 0.041339 | 0 | 0 | 0
2535 | Industrial, Existing, SIC38 Instruments, Base Centrifugal Chiller, 0.58 kW/ton, 500 tons, ECM-708, Duct/Pipe Insulation - Chiller | 1.0345 | 0.031191 | 0.041339 | 0 | 0 | 0
2536 | Industrial, Existing, SIC39/21/31 Misc, Base Centrifugal Chiller, 0.58 kW/ton, 500 tons, ECM-708, Duct/Pipe Insulation - Chiller | 1.0345 | 0.031191 | 0.041339 | 0 | 0 | 0
2537 | Industrial, Existing, SIC20 Food, Base Centrifugal Chiller, 0.58 kW/ton, 500 tons, ECM-709, Window Film (Standard) - Chiller | 1.0345 | 0.44153 | 0.58515 | 0 | 0 | 0
2538 | Industrial, Existing, SIC22-23Textiles, Base Centrifugal Chiller, 0.58 kW/ton, 500 tons, ECM-709, Window Film (Standard) - Chiller | 1.0346 | 0.44156 | 0.58514 | 0 | 0 | 0
2539 | Industrial, Existing, SIC24-25 Lumber, Base Centrifugal Chiller, 0.58 kW/ton, 500 tons, ECM-709, Window Film (Standard) - Chiller | 1.0345 | 0.44155 | 0.58516 | 0 | 0 | 0
2540 | Industrial, Existing, SIC26 Paper, Base Centrifugal Chiller, 0.58 kW/ton, 500 tons, ECM-709, Window Film (Standard) - Chiller | 1.0345 | 0.44151 | 0.58515 | 0 | 0 | 0
2541 | Industrial, Existing, SIC27 Printing, Base Centrifugal Chiller, 0.58 kW/ton, 500 tons, ECM-709, Window Film (Standard) - Chiller | 1.0345 | 0.44153 | 0.58516 | 0 | 0 | 0
2542 | Industrial, Existing, SIC28 Chemicals, Base Centrifugal Chiller, 0.58 kW/ton, 500 tons, ECM-709, Window Film (Standard) - Chiller | 1.0344 | 0.44149 | 0.58515 | 0 | 0 | 0
2543 | Industrial, Existing, SIC29 Petroleum, Base Centrifugal Chiller, 0.58 kW/ton, 500 tons, ECM-709, Window Film (Standard) - Chiller | 1.0344 | 0.44148 | 0.58515 | 0 | 0 | 0
2544 | Industrial, Existing, SIC30 Rubber/Plastics, Base Centrifugal Chiller, 0.58 kW/ton, 500 tons, ECM-709, Window Film (Standard) - Chiller | 1.0345 | 0.44152 | 0.58515 | 0 | 0 | 0
2545 | Industrial, Existing, SIC32 Stone/Clay/Glass, Base Centrifugal Chiller, 0.58 kW/ton, 500 tons, ECM-709, Window Film (Standard) - Chiller | 1.0345 | 0.44151 | 0.58515 | 0 | 0 | 0
2546 | Industrial, Existing, SIC33 Primary Metals, Base Centrifugal Chiller, 0.58 kW/ton, 500 tons, ECM-709, Window Film (Standard) - Chiller | 1.0345 | 0.44154 | 0.58515 | 0 | 0 | 0
2547 | Industrial, Existing, SIC34 Fab Metals, Base Centrifugal Chiller, 0.58 kW/ton, 500 tons, ECM-709, Window Film (Standard) - Chiller | 1.0345 | 0.44153 | 0.58515 | 0 | 0 | 0
2548 | Industrial, Existing, SIC35 Ind Machinery, Base Centrifugal Chiller, 0.58 kW/ton, 500 tons, ECM-709, Window Film (Standard) - Chiller | 1.0346 | 0.4416 | 0.58517 | 0 | 0 | 0
2549 | Industrial, Existing, SIC36 Electronics, Base Centrifugal Chiller, 0.58 kW/ton, 500 tons, ECM-709, Window Film (Standard) - Chiller | 1.0345 | 0.44152 | 0.58515 | 0 | 0 | 0
2550 | Industrial, Existing, SIC37 Transp Eqp, Base Centrifugal Chiller, 0.58 kW/ton, 500 tons, ECM-709, Window Film (Standard) - Chiller | 1.0345 | 0.44153 | 0.58515 | 0 | 0 | 0
2551 | Industrial, Existing, SIC38 Instruments, Base Centrifugal Chiller, 0.58 kW/ton, 500 tons, ECM-709, Window Film (Standard) - Chiller | 1.0345 | 0.44152 | 0.58515 | 0 | 0 | 0
2552 | Industrial, Existing, SIC39/21/31 Misc, Base Centrifugal Chiller, 0.58 kW/ton, 500 tons, ECM-709, Window Film (Standard) - Chiller | 1.0345 | 0.44151 | 0.58515 | 0 | 0 | 0
2553 | Industrial, Existing, SIC20 Food, Base Centrifugal Chiller, 0.58 kW/ton, 500 tons, ECM-710, Roof Insulation - Chiller | 1.0345 | 0.60482 | 0.58465 | 0 | 0 | 0
2554 | Industrial, Existing, SIC22-23Textiles, Base Centrifugal Chiller, 0.58 kW/ton, 500 tons, ECM-710, Roof Insulation - Chiller | 1.0346 | 0.60486 | 0.58464 | 0 | 0 | 0
2555 | Industrial, Existing, SIC24-25 Lumber, Base Centrifugal Chiller, 0.58 kW/ton, 500 tons, ECM-710, Roof Insulation - Chiller | 1.0345 | 0.60485 | 0.58465 | 0 | 0 | 0
2556 | Industrial, Existing, SIC26 Paper, Base Centrifugal Chiller, 0.58 kW/ton, 500 tons, ECM-710, Roof Insulation - Chiller | 1.0345 | 0.60479 | 0.58465 | 0 | 0 | 0
2557 | Industrial, Existing, SIC27 Printing, Base Centrifugal Chiller, 0.58 kW/ton, 500 tons, ECM-710, Roof Insulation - Chiller | 1.0345 | 0.60481 | 0.58465 | 0 | 0 | 0
2558 | Industrial, Existing, SIC28 Chemicals, Base Centrifugal Chiller, 0.58 kW/ton, 500 tons, ECM-710, Roof Insulation - Chiller | 1.0344 | 0.60477 | 0.58464 | 0 | 0 | 0
2559 | Industrial, Existing, SIC29 Petroleum, Base Centrifugal Chiller, 0.58 kW/ton, 500 tons, ECM-710, Roof Insulation - Chiller | 1.0344 | 0.60475 | 0.58464 | 0 | 0 | 0
2560 | Industrial, Existing, SIC30 Rubber/Plastics, Base Centrifugal Chiller, 0.58 kW/ton, 500 tons, ECM-710, Roof Insulation - Chiller | 1.0345 | 0.6048 | 0.58464 | 0 | 0 | 0
2561 | Industrial, Existing, SIC32 Stone/Clay/Glass, Base Centrifugal Chiller, 0.58 kW/ton, 500 tons, ECM-710, Roof Insulation - Chiller | 1.0345 | 0.60479 | 0.58465 | 0 | 0 | 0
2562 | Industrial, Existing, SIC33 Primary Metals, Base Centrifugal Chiller, 0.58 kW/ton, 500 tons, ECM-710, Roof Insulation - Chiller | 1.0345 | 0.60483 | 0.58465 | 0 | 0 | 0
2563 | Industrial, Existing, SIC34 Fab Metals, Base Centrifugal Chiller, 0.58 kW/ton, 500 tons, ECM-710, Roof Insulation - Chiller | 1.0345 | 0.60482 | 0.58465 | 0 | 0 | 0
2564 | Industrial, Existing, SIC35 Ind Machinery, Base Centrifugal Chiller, 0.58 kW/ton, 500 tons, ECM-710, Roof Insulation - Chiller | 1.0346 | 0.60491 | 0.58466 | 0 | 0 | 0
2565 | Industrial, Existing, SIC36 Electronics, Base Centrifugal Chiller, 0.58 kW/ton, 500 tons, ECM-710, Roof Insulation - Chiller | 1.0345 | 0.6048 | 0.58465 | 0 | 0 | 0
2566 | Industrial, Existing, SIC37 Transp Eqp, Base Centrifugal Chiller, 0.58 kW/ton, 500 tons, ECM-710, Roof Insulation - Chiller | 1.0345 | 0.60482 | 0.58465 | 0 | 0 | 0
2567 | Industrial, Existing, SIC38 Instruments, Base Centrifugal Chiller, 0.58 kW/ton, 500 tons, ECM-710, Roof Insulation - Chiller | 1.0345 | 0.6048 | 0.58465 | 0 | 0 | 0
2568 | Industrial, Existing, SIC39/21/31 Misc, Base Centrifugal Chiller, 0.58 kW/ton, 500 tons, ECM-710, Roof Insulation - Chiller | 1.0345 | 0.60479 | 0.58464 | 0 | 0 | 0
2569 | Industrial, Existing, SIC20 Food, Base Centrifugal Chiller, 0.58 kW/ton, 500 tons, ECM-711, Cool Roof - Chiller | 1.0345 | 0.28791 | 0.32595 | 0 | 0 | 0
2570 | Industrial, Existing, SIC22-23Textiles, Base Centrifugal Chiller, 0.58 kW/ton, 500 tons, ECM-711, Cool Roof - Chiller | 1.0346 | 0.28793 | 0.32594 | 0 | 0 | 0
2571 | Industrial, Existing, SIC24-25 Lumber, Base Centrifugal Chiller, 0.58 kW/ton, 500 tons, ECM-711, Cool Roof - Chiller | 1.0345 | 0.28792 | 0.32595 | 0 | 0 | 0
2572 | Industrial, Existing, SIC26 Paper, Base Centrifugal Chiller, 0.58 kW/ton, 500 tons, ECM-711, Cool Roof - Chiller | 1.0345 | 0.2879 | 0.32595 | 0 | 0 | 0
2573 | Industrial, Existing, SIC27 Printing, Base Centrifugal Chiller, 0.58 kW/ton, 500 tons, ECM-711, Cool Roof - Chiller | 1.0345 | 0.28791 | 0.32595 | 0 | 0 | 0
2574 | Industrial, Existing, SIC28 Chemicals, Base Centrifugal Chiller, 0.58 kW/ton, 500 tons, ECM-711, Cool Roof - Chiller | 1.0344 | 0.28789 | 0.32595 | 0 | 0 | 0
2575 | Industrial, Existing, SIC29 Petroleum, Base Centrifugal Chiller, 0.58 kW/ton, 500 tons, ECM-711, Cool Roof - Chiller | 1.0344 | 0.28787 | 0.32595 | 0 | 0 | 0
2576 | Industrial, Existing, SIC30 Rubber/Plastics, Base Centrifugal Chiller, 0.58 kW/ton, 500 tons, ECM-711, Cool Roof - Chiller | 1.0345 | 0.2879 | 0.32595 | 0 | 0 | 0
2577 | Industrial, Existing, SIC32 Stone/Clay/Glass, Base Centrifugal Chiller, 0.58 kW/ton, 500 tons, ECM-711, Cool Roof - Chiller | 1.0345 | 0.2879 | 0.32595 | 0 | 0 | 0
2578 | Industrial, Existing, SIC33 Primary Metals, Base Centrifugal Chiller, 0.58 kW/ton, 500 tons, ECM-711, Cool Roof - Chiller | 1.0345 | 0.28792 | 0.32595 | 0 | 0 | 0
2579 | Industrial, Existing, SIC34 Fab Metals, Base Centrifugal Chiller, 0.58 kW/ton, 500 tons, ECM-711, Cool Roof - Chiller | 1.0345 | 0.28791 | 0.32595 | 0 | 0 | 0
2580 | Industrial, Existing, SIC35 Ind Machinery, Base Centrifugal Chiller, 0.58 kW/ton, 500 tons, ECM-711, Cool Roof - Chiller | 1.0346 | 0.28795 | 0.32596 | 0 | 0 | 0
2581 | Industrial, Existing, SIC36 Electronics, Base Centrifugal Chiller, 0.58 kW/ton, 500 tons, ECM-711, Cool Roof - Chiller | 1.0345 | 0.2879 | 0.32595 | 0 | 0 | 0
2582 | Industrial, Existing, SIC37 Transp Eqp, Base Centrifugal Chiller, 0.58 kW/ton, 500 tons, ECM-711, Cool Roof - Chiller | 1.0345 | 0.28791 | 0.32595 | 0 | 0 | 0
2583 | Industrial, Existing, SIC38 Instruments, Base Centrifugal Chiller, 0.58 kW/ton, 500 tons, ECM-711, Cool Roof - Chiller | 1.0345 | 0.2879 | 0.32595 | 0 | 0 | 0
2584 | Industrial, Existing, SIC39/21/31 Misc, Base Centrifugal Chiller, 0.58 kW/ton, 500 tons, ECM-711, Cool Roof - Chiller | 1.0345 | 0.2879 | 0.32595 | 0 | 0 | 0
2585 | Industrial, Existing, SIC20 Food, Base DX Packaged System, EER=11.2, 10 tons, ECM-721, DX Packaged System, EER=11.9, 10 tons | 1.0344 | 1.1133 | 1.2605 | 0.048834 | 0 | 0.51332
2586 | Industrial, Existing, SIC22-23Textiles, ECM-721, DX Packaged System, EER=11.9, 10 tons | 1.0344 | 1.1232 | 1.2717 | 0.0013316 | 0 | 0.0097906
2587 | Industrial, Existing, SIC24-25 Lumber, ECM-721, DX Packaged System, EER=11.9, 10 tons | 1.0344 | 1.1118 | 1.2588 | 0.0021284 | 0 | 0.018021
2588 | Industrial, Existing, SIC26 Paper, ECM-721, DX Packaged System, EER=11.9, 10 tons | 1.0344 | 1.105 | 1.2512 | 0.0058112 | 0 | 0.074087
2589 | Industrial, Existing, SIC27 Printing, ECM-721, DX Packaged System, EER=11.9, 10 tons | 1.0344 | 1.1621 | 1.3158 | 0.014054 | 0 | 0.14989
2590 | Industrial, Existing, SIC28 Chemicals, ECM-721, DX Packaged System, EER=11.9, 10 tons | 1.0343 | 1.1644 | 1.3184 | 0.0064667 | 0 | 0.10523
2591 | Industrial, Existing, SIC29 Petroleum, ECM-721, DX Packaged System, EER=11.9, 10 tons | 1.0343 | 1.1511 | 1.3034 | 4.681e-05 | 0 | 0.00097313
2592 | Industrial, Existing, SIC30 Rubber/Plastics, ECM-721, DX Packaged System, EER=11.9, 10 tons | 1.0344 | 1.1299 | 1.2793 | 0.003197 | 0 | 0.037043
2593 | Industrial, Existing, SIC32 Stone/Clay/Glass, ECM-721, DX Packaged System, EER=11.9, 10 tons | 1.0344 | 1.1197 | 1.2678 | 0.02271 | 0 | 0.2852
2594 | Industrial, Existing, SIC33 Primary Metals, Base DX Packaged System, EER=11.2, 10 tons, ECM-721, DX Packaged System, EER=11.9, 10 tons | 1.0344 | 1.1596 | 1.3129 | 0.0017196 | 0 | 0.015695
2595 | Industrial, Existing, SIC34 Fab Metals, Base DX Packaged System, EER=11.2, 10 tons, ECM-721, DX Packaged System, EER=11.9, 10 tons | 1.0344 | 1.1512 | 1.3034 | 0.018817 | 0 | 0.19143
2596 | Industrial, Existing, SIC35 Ind Machinery, Base DX Packaged System, EER=11.2, 10 tons, ECM-721, DX Packaged System, EER=11.9, 10 tons | 1.0345 | 1.1322 | 1.2819 | 0.0040984 | 0 | 0.026299
2597 | Industrial, Existing, SIC36 Electronics, ECM-721, DX Packaged System, EER=11.9, 10 tons | 1.0344 | 1.1409 | 1.2918 | 0.0094674 | 0 | 0.10878
2598 | Industrial, Existing, SIC37 Transp Eqp, ECM-721, DX Packaged System, EER=11.9, 10 tons | 1.0344 | 1.143 | 1.2941 | 0.0092127 | 0 | 0.091641
2599 | Industrial, Existing, SIC38 Instruments, ECM-721, DX Packaged System, EER=11.9, 10 tons | 1.0344 | 1.1464 | 1.2981 | 0.042731 | 0 | 0.50938
2600 | Industrial, Existing, SIC39/21/31 Misc, ECM-721, DX Packaged System, EER=11.9, 10 tons | 1.0344 | 1.1398 | 1.2906 | 0.014645 | 0 | 0.18682
2601 | Industrial, Existing, SIC20 Food, ECM-724, DX Tune Up/ Advanced Diagnostics | 1.0345 | 0.82753 | 1.0967 | 0 | 0 | 0
2602 | Industrial, Existing, SIC22-23Textiles, ECM-724, DX Tune Up/ Advanced Diagnostics | 1.0346 | 0.83823 | 1.1108 | 0 | 0 | 0
2603 | Industrial, Existing, SIC24-25 Lumber, ECM-724, DX Tune Up/ Advanced Diagnostics | 1.0345 | 0.82591 | 1.0945 | 0 | 0 | 0
2604 | Industrial, Existing, SIC26 Paper, ECM-724, DX Tune Up/ Advanced Diagnostics | 1.0345 | 0.81861 | 1.0849 | 0 | 0 | 0
2605 | Industrial, Existing, SIC27 Printing, ECM-724, DX Tune Up/ Advanced Diagnostics | 1.0345 | 0.88038 | 1.1668 | 0 | 0 | 0
2606 | Industrial, Existing, SIC28 Chemicals, ECM-724, DX Tune Up/ Advanced Diagnostics | 1.0344 | 0.88287 | 1.1702 | 0 | 0 | 0
2607 | Industrial, Existing, SIC29 Petroleum, ECM-724, DX Tune Up/ Advanced Diagnostics | 1.0344 | 0.86829 | 1.1509 | 0 | 0 | 0
2608 | Industrial, Existing, SIC30 Rubber/Plastics, ECM-724, DX Tune Up/ Advanced Diagnostics | 1.0345 | 0.84535 | 1.1204 | 0 | 0 | 0
2609 | Industrial, Existing, SIC32 Stone/Clay/Glass, ECM-724, DX Tune Up/ Advanced Diagnostics | 1.0345 | 0.83437 | 1.1058 | 0 | 0 | 0
2610 | Industrial, Existing, SIC33 Primary Metals, ECM-724, DX Tune Up/ Advanced Diagnostics | 1.0345 | 0.8777 | 1.1632 | 0 | 0 | 0
2611 | Industrial, Existing, SIC34 Fab Metals, ECM-724, DX Tune Up/ Advanced Diagnostics | 1.0345 | 0.86848 | 1.151 | 0 | 0 | 0
2612 | Industrial, Existing, SIC35 Ind Machinery, ECM-724, DX Tune Up/ Advanced Diagnostics | 1.0346 | 0.84805 | 1.1238 | 0 | 0 | 0
2613 | Industrial, Existing, SIC36 Electronics, ECM-724, DX Tune Up/ Advanced Diagnostics | 1.0345 | 0.8573 | 1.1362 | 0 | 0 | 0
2614 | Industrial, Existing, SIC37 Transp Eqp, ECM-724, DX Tune Up/ Advanced Diagnostics | 1.0345 | 0.85956 | 1.1392 | 0 | 0 | 0
2615 | Industrial, Existing, SIC38 Instruments, ECM-724, DX Tune Up/ Advanced Diagnostics | 1.0345 | 0.86331 | 1.1442 | 0 | 0 | 0
2616 | Industrial, Existing, SIC39/21/31 Misc, ECM-724, DX Tune Up/ Advanced Diagnostics | 1.0345 | 0.85613 | 1.1347 | 0 | 0 | 0
2617 | Industrial, Existing, SIC20 Food, ECM-725, DX Coil Cleaning | 1.0345 | 3.3305 | 5.3592 | 0.034001 | 0 | 0.17872
2618 | Industrial, Existing, SIC22-23Textiles, ECM-725, DX Coil Cleaning | 1.0346 | 3.3502 | 5.3904 | 0.00092433 | 0 | 0.0033986
2619 | Industrial, Existing, SIC24-25 Lumber, ECM-725, DX Coil Cleaning | 1.0345 | 3.3276 | 5.3542 | 0.0014826 | 0 | 0.0062774
2620 | Industrial, Existing, SIC26 Paper, ECM-725, DX Coil Cleaning | 1.0345 | 3.314 | 5.3327 | 0.0040564 | 0 | 0.025859
2621 | Industrial, Existing, SIC27 Printing, ECM-725, DX Coil Cleaning | 1.0345 | 3.4259 | 5.5126 | 0.0096427 | 0 | 0.051428
2622 | Industrial, Existing, SIC28 Chemicals, ECM-725, DX Coil Cleaning | 1.0344 | 3.4302 | 5.5199 | 0.004434 | 0 | 0.036079
2623 | Industrial, Existing, SIC29 Petroleum, ECM-725, DX Coil Cleaning | 1.0344 | 3.4042 | 5.4784 | 3.222e-05 | 0 | 0.00033496
2624 | Industrial, Existing, SIC30 Rubber/Plastics, ECM-725, DX Coil Cleaning | 1.0345 | 3.3631 | 5.4117 | 0.0022148 | 0 | 0.012832
2625 | Industrial, Existing, SIC32 Stone/Clay/Glass, ECM-725, DX Coil Cleaning | 1.0345 | 3.3431 | 5.3795 | 0.015781 | 0 | 0.0991
2626 | Industrial, Existing, SIC33 Primary Metals, ECM-725, DX Coil Cleaning | 1.0345 | 3.4212 | 5.5049 | 0.0011807 | 0 | 0.0053889
2627 | Industrial, Existing, SIC34 Fab Metals, ECM-725, DX Coil Cleaning | 1.0345 | 3.4047 | 5.4786 | 0.012953 | 0 | 0.065893
2628 | Industrial, Existing, SIC35 Ind Machinery, ECM-725, DX Coil Cleaning | 1.0346 | 3.3683 | 5.4192 | 0.0028372 | 0 | 0.0091044
2629 | Industrial, Existing, SIC36 Electronics, ECM-725, DX Coil Cleaning | 1.0345 | 3.3847 | 5.4464 | 0.006537 | 0 | 0.037557
2630 | Industrial, Existing, SIC37 Transp Eqp, ECM-725, DX Coil Cleaning | 1.0345 | 3.3888 | 5.4529 | 0.0063572 | 0 | 0.031622
2631 | Industrial, Existing, SIC38 Instruments, ECM-725, DX Coil Cleaning | 1.0345 | 3.3955 | 5.4638 | 0.029456 | 0 | 0.17558
2632 | Industrial, Existing, SIC39/21/31 Misc, ECM-725, DX Coil Cleaning | 1.0345 | 3.3826 | 5.4431 | 0.010115 | 0 | 0.064524
2633 | Industrial, Existing, SIC20 Food, ECM-726, Optimize Controls | 1.0345 | 1.5841 | 2.5491 | 0.023031 | 0 | 0.12106
2634 | Industrial, Existing, SIC22-23Textiles, ECM-726, Optimize Controls | 1.0346 | 1.5935 | 2.5639 | 0.00055721 | 0 | 0.0020487
2635 | Industrial, Existing, SIC24-25 Lumber, ECM-726, Optimize Controls | 1.0345 | 1.5828 | 2.5467 | 0.0010214 | 0 | 0.0043246
2636 | Industrial, Existing, SIC26 Paper, ECM-726, Optimize Controls | 1.0345 | 1.5763 | 2.5365 | 0.0030014 | 0 | 0.019134
2637 | Industrial, Existing, SIC27 Printing, ECM-726, Optimize Controls | 1.0345 | 1.6295 | 2.622 | 0.003032 | 0 | 0.016171
2638 | Industrial, Existing, SIC28 Chemicals, ECM-726, Optimize Controls | 1.0344 | 1.6315 | 2.6255 | 0.001318 | 0 | 0.010724
2639 | Industrial, Existing, SIC29 Petroleum, ECM-726, Optimize Controls | 1.0344 | 1.6192 | 2.6057 | 1.274e-05 | 0 | 0.00013248
2640 | Industrial, Existing, SIC30 Rubber/Plastics, ECM-726, Optimize Controls | 1.0345 | 1.5996 | 2.574 | 0.0012251 | 0 | 0.0070977
2641 | Industrial, Existing, SIC32 Stone/Clay/Glass, ECM-726, Optimize Controls | 1.0345 | 1.5901 | 2.5587 | 0.0099312 | 0 | 0.062365
2642 | Industrial, Existing, SIC33 Primary Metals, ECM-726, Optimize Controls | 1.0345 | 1.6273 | 2.6183 | 0.0003927 | 0 | 0.0017923
2643 | Industrial, Existing, SIC34 Fab Metals, ECM-726, Optimize Controls | 1.0345 | 1.6194 | 2.6058 | 0.0051142 | 0 | 0.026017
2644 | Industrial, Existing, SIC35 Ind Machinery, ECM-726, Optimize Controls | 1.0346 | 1.6021 | 2.5776 | 0.0015191 | 0 | 0.0048746
2645 | Industrial, Existing, SIC36 Electronics, ECM-726, Optimize Controls | 1.0345 | 1.6099 | 2.5905 | 0.0030787 | 0 | 0.017688
2646 | Industrial, Existing, SIC37 Transp Eqp, ECM-726, Optimize Controls | 1.0345 | 1.6119 | 2.5936 | 0.0028963 | 0 | 0.014407
2647 | Industrial, Existing, SIC38 Instruments, ECM-726, Optimize Controls | 1.0345 | 1.615 | 2.5988 | 0.012661 | 0 | 0.075467
2648 | Industrial, Existing, SIC39/21/31 Misc, ECM-726, Optimize Controls | 1.0345 | 1.6089 | 2.589 | 0.0048437 | 0 | 0.030898
2649 | Industrial, Existing, SIC20 Food, ECM-727, Aerosole Duct Sealing | 1.0345 | 7.0051 | 9.2839 | 0.097539 | 0 | 0.5127
2650 | Industrial, Existing, SIC22-23Textiles, ECM-727, Aerosole Duct Sealing | 1.0346 | 7.0053 | 9.2833 | 0.0023461 | 0 | 0.0086261
2651 | Industrial, Existing, SIC24-25 Lumber, ECM-727, Aerosole Duct Sealing | 1.0345 | 7.0054 | 9.2838 | 0.0043297 | 0 | 0.018332
2652 | Industrial, Existing, SIC26 Paper, ECM-727, Aerosole Duct Sealing | 1.0345 | 7.0049 | 9.2839 | 0.012775 | 0 | 0.081438
2653 | Industrial, Existing, SIC27 Printing, ECM-727, Aerosole Duct Sealing | 1.0345 | 7.0051 | 9.2839 | 0.012484 | 0 | 0.066581
2654 | Industrial, Existing, SIC28 Chemicals, ECM-727, Aerosole Duct Sealing | 1.0344 | 7.0047 | 9.284 | 0.0054195 | 0 | 0.044098
2655 | Industrial, Existing, SIC29 Petroleum, ECM-727, Aerosole Duct Sealing | 1.0344 | 7.0045 | 9.2839 | 5.28e-05 | 0 | 0.00054888
2656 | Industrial, Existing, SIC30 Rubber/Plastics, ECM-727, Aerosole Duct Sealing | 1.0345 | 7.005 | 9.2838 | 0.005138 | 0 | 0.029769
2657 | Industrial, Existing, SIC32 Stone/Clay/Glass, ECM-727, Aerosole Duct Sealing | 1.0345 | 7.0049 | 9.2839 | 0.041902 | 0 | 0.26313
2658 | Industrial, Existing, SIC33 Primary Metals, ECM-727, Aerosole Duct Sealing | 1.0345 | 7.0053 | 9.2837 | 0.0016191 | 0 | 0.0073898
2659 | Industrial, Existing, SIC34 Fab Metals, ECM-727, Aerosole Duct Sealing | 1.0345 | 7.0051 | 9.2838 | 0.021188 | 0 | 0.10778
2660 | Industrial, Existing, SIC35 Ind Machinery, ECM-727, Aerosole Duct Sealing | 1.0346 | 7.006 | 9.2839 | 0.0063624 | 0 | 0.020417
2661 | Industrial, Existing, SIC36 Electronics, ECM-727, Aerosole Duct Sealing | 1.0345 | 7.005 | 9.2839 | 0.01283 | 0 | 0.073712
2662 | Industrial, Existing, SIC37 Transp Eqp, ECM-727, Aerosole Duct Sealing | 1.0345 | 7.0051 | 9.2838 | 0.012055 | 0 | 0.059966
2663 | Industrial, Existing, SIC38 Instruments, ECM-727, Aerosole Duct Sealing | 1.0345 | 7.005 | 9.2839 | 0.052593 | 0 | 0.3135
2664 | Industrial, Existing, SIC39/21/31 Misc, ECM-727, Aerosole Duct Sealing | 1.0345 | 7.0049 | 9.2839 | 0.020198 | 0 | 0.12884
2665 | Industrial, Existing, SIC20 Food, ECM-728, Duct/Pipe Insulation | 1.0345 | 0.055215 | 0.073177 | 0 | 0 | 0
2666 | Industrial, Existing, SIC22-23Textiles, ECM-728, Duct/Pipe Insulation | 1.0346 | 0.057163 | 0.075751 | 0 | 0 | 0
2667 | Industrial, Existing, SIC24-25 Lumber, ECM-728, Duct/Pipe Insulation | 1.0345 | 0.054921 | 0.072783 | 0 | 0 | 0
2668 | Industrial, Existing, SIC26 Paper, ECM-728, Duct/Pipe Insulation | 1.0345 | 0.053622 | 0.071067 | 0 | 0 | 0
2669 | Industrial, Existing, SIC27 Printing, ECM-728, Duct/Pipe Insulation | 1.0345 | 0.065201 | 0.086412 | 0 | 0 | 0
2670 | Industrial, Existing, SIC28 Chemicals, ECM-728, Duct/Pipe Insulation | 1.0344 | 0.065703 | 0.087082 | 0 | 0 | 0
2671 | Industrial, Existing, SIC29 Petroleum, ECM-728, Duct/Pipe Insulation | 1.0344 | 0.062849 | 0.083302 | 0 | 0 | 0
2672 | Industrial, Existing, SIC30 Rubber/Plastics, ECM-728, Duct/Pipe Insulation | 1.0345 | 0.058485 | 0.077512 | 0 | 0 | 0
2673 | Industrial, Existing, SIC32 Stone/Clay/Glass, ECM-728, Duct/Pipe Insulation | 1.0345 | 0.056461 | 0.07483 | 0 | 0 | 0
2674 | Industrial, Existing, SIC33 Primary Metals, ECM-728, Duct/Pipe Insulation | 1.0345 | 0.064672 | 0.085706 | 0 | 0 | 0
2675 | Industrial, Existing, SIC34 Fab Metals, ECM-728, Duct/Pipe Insulation | 1.0345 | 0.062875 | 0.083327 | 0 | 0 | 0
2676 | Industrial, Existing, SIC35 Ind Machinery, ECM-728, Duct/Pipe Insulation | 1.0346 | 0.058973 | 0.078146 | 0 | 0 | 0
2677 | Industrial, Existing, SIC36 Electronics, ECM-728, Duct/Pipe Insulation | 1.0345 | 0.060731 | 0.080489 | 0 | 0 | 0
2678 | Industrial, Existing, SIC37 Transp Eqp, ECM-728, Duct/Pipe Insulation | 1.0345 | 0.061161 | 0.081055 | 0 | 0 | 0
2679 | Industrial, Existing, SIC38 Instruments, ECM-728, Duct/Pipe Insulation | 1.0345 | 0.061881 | 0.082013 | 0 | 0 | 0
2680 | Industrial, Existing, SIC39/21/31 Misc, ECM-728, Duct/Pipe Insulation | 1.0345 | 0.060512 | 0.080199 | 0 | 0 | 0
2681 | Industrial, Existing, SIC20 Food, ECM-729, Window Film (Standard) | 1.0345 | 0.76845 | 1.0184 | 0 | 0 | 0
2682 | Industrial, Existing, SIC22-23Textiles, ECM-729, Window Film (Standard) | 1.0346 | 0.7784 | 1.0315 | 0 | 0 | 0
2683 | Industrial, Existing, SIC24-25 Lumber, ECM-729, Window Film (Standard) | 1.0345 | 0.76696 | 1.0164 | 0 | 0 | 0
2684 | Industrial, Existing, SIC26 Paper, ECM-729, Window Film (Standard) | 1.0345 | 0.76017 | 1.0075 | 0 | 0 | 0
2685 | Industrial, Existing, SIC27 Printing, ECM-729, Window Film (Standard) | 1.0345 | 0.81753 | 1.0835 | 0 | 0 | 0
2686 | Industrial, Existing, SIC28 Chemicals, ECM-729, Window Film (Standard) | 1.0344 | 0.81985 | 1.0866 | 0 | 0 | 0
2687 | Industrial, Existing, SIC29 Petroleum, ECM-729, Window Film (Standard) | 1.0344 | 0.80631 | 1.0687 | 0 | 0 | 0
2688 | Industrial, Existing, SIC30 Rubber/Plastics, ECM-729, Window Film (Standard) | 1.0345 | 0.78501 | 1.0404 | 0 | 0 | 0
2689 | Industrial, Existing, SIC32 Stone/Clay/Glass, ECM-729, Window Film (Standard) | 1.0345 | 0.77481 | 1.0269 | 0 | 0 | 0
2690 | Industrial, Existing, SIC33 Primary Metals, ECM-729, Window Film (Standard) | 1.0345 | 0.81504 | 1.0801 | 0 | 0 | 0
2691 | Industrial, Existing, SIC34 Fab Metals, ECM-729, Window Film (Standard) | 1.0345 | 0.80648 | 1.0688 | 0 | 0 | 0
2692 | Industrial, Existing, SIC35 Ind Machinery, ECM-729, Window Film (Standard) | 1.0346 | 0.78751 | 1.0436 | 0 | 0 | 0
2693 | Industrial, Existing, SIC36 Electronics, ECM-729, Window Film (Standard) | 1.0345 | 0.7961 | 1.0551 | 0 | 0 | 0
2694 | Industrial, Existing, SIC37 Transp Eqp, ECM-729, Window Film (Standard) | 1.0345 | 0.7982 | 1.0578 | 0 | 0 | 0
2695 | Industrial, Existing, SIC38 Instruments, ECM-729, Window Film (Standard) | 1.0345 | 0.80168 | 1.0625 | 0 | 0 | 0
2696 | Industrial, Existing, SIC39/21/31 Misc, ECM-729, Window Film (Standard) | 1.0345 | 0.79501 | 1.0537 | 0 | 0 | 0
2697 | Industrial, Existing, SIC20 Food, ECM-730, Roof Insulation | 1.0345 | 1.3225 | 1.2784 | 0.025116 | 0 | 0.13202
2698 | Industrial, Existing, SIC22-23Textiles, ECM-730, Roof Insulation | 1.0346 | 1.3322 | 1.2877 | 0.00060853 | 0 | 0.0022374
2699 | Industrial, Existing, SIC24-25 Lumber, ECM-730, Roof Insulation | 1.0345 | 1.321 | 1.2769 | 0.0011136 | 0 | 0.0047151
2700 | Industrial, Existing, SIC26 Paper, ECM-730, Roof Insulation | 1.0345 | 1.3143 | 1.2706 | 0.0032692 | 0 | 0.020841
2701 | Industrial, Existing, SIC27 Printing, ECM-730, Roof Insulation | 1.0345 | 1.3698 | 1.3242 | 0.0033296 | 0 | 0.017758
2702 | Industrial, Existing, SIC28 Chemicals, ECM-730, Roof Insulation | 1.0344 | 1.372 | 1.3264 | 0.0014478 | 0 | 0.011781
2703 | Industrial, Existing, SIC29 Petroleum, ECM-730, Roof Insulation | 1.0344 | 1.3591 | 1.3139 | 1.397e-05 | 0 | 0.00014526
2704 | Industrial, Existing, SIC30 Rubber/Plastics, ECM-730, Roof Insulation | 1.0345 | 1.3386 | 1.294 | 0.0013392 | 0 | 0.0077589
2705 | Industrial, Existing, SIC32 Stone/Clay/Glass, ECM-730, Roof Insulation | 1.0345 | 1.3287 | 1.2844 | 0.01084 | 0 | 0.068074
2706 | Industrial, Existing, SIC33 Primary Metals, ECM-730, Roof Insulation | 1.0345 | 1.3675 | 1.3218 | 0.00043109 | 0 | 0.0019675
2707 | Industrial, Existing, SIC34 Fab Metals, ECM-730, Roof Insulation | 1.0345 | 1.3593 | 1.314 | 0.0056076 | 0 | 0.028526
2708 | Industrial, Existing, SIC35 Ind Machinery, ECM-730, Roof Insulation | 1.0346 | 1.3411 | 1.2962 | 0.0016611 | 0 | 0.0053305
2709 | Industrial, Existing, SIC36 Electronics, ECM-730, Roof Insulation | 1.0345 | 1.3493 | 1.3044 | 0.0033708 | 0 | 0.019366
2710 | Industrial, Existing, SIC37 Transp Eqp, ECM-730, Roof Insulation | 1.0345 | 1.3514 | 1.3063 | 0.003172 | 0 | 0.015778
2711 | Industrial, Existing, SIC38 Instruments, ECM-730, Roof Insulation | 1.0345 | 1.3547 | 1.3096 | 0.013873 | 0 | 0.082692
2712 | Industrial, Existing, SIC39/21/31 Misc, ECM-730, Roof Insulation | 1.0345 | 1.3483 | 1.3034 | 0.0053025 | 0 | 0.033824
2713 | Industrial, Existing, SIC20 Food, ECM-731, Cool Roof - DX | 1.0345 | 0.55001 | 0.62269 | 0 | 0 | 0
2714 | Industrial, Existing, SIC22-23Textiles, ECM-731, Cool Roof - DX | 1.0346 | 0.55851 | 0.63226 | 0 | 0 | 0
2715 | Industrial, Existing, SIC24-25 Lumber, ECM-731, Cool Roof - DX | 1.0345 | 0.54873 | 0.62121 | 0 | 0 | 0
2716 | Industrial, Existing, SIC26 Paper, ECM-731, Cool Roof - DX | 1.0345 | 0.54295 | 0.61472 | 0 | 0 | 0
2717 | Industrial, Existing, SIC27 Printing, ECM-731, Cool Roof - DX | 1.0345 | 0.59222 | 0.67047 | 0 | 0 | 0
2718 | Industrial, Existing, SIC28 Chemicals, ECM-731, Cool Roof - DX | 1.0344 | 0.59423 | 0.6728 | 0 | 0 | 0
2719 | Industrial, Existing, SIC29 Petroleum, ECM-731, Cool Roof - DX | 1.0344 | 0.58253 | 0.65957 | 0 | 0 | 0
2720 | Industrial, Existing, SIC30 Rubber/Plastics, ECM-731, Cool Roof - DX | 1.0345 | 0.56419 | 0.63875 | 0 | 0 | 0
2721 | Industrial, Existing, SIC32 Stone/Clay/Glass, ECM-731, Cool Roof - DX | 1.0345 | 0.55545 | 0.62887 | 0 | 0 | 0
2722 | Industrial, Existing, SIC33 Primary Metals, ECM-731, Cool Roof - DX | 1.0345 | 0.59006 | 0.66801 | 0 | 0 | 0
2723 | Industrial, Existing, SIC34 Fab Metals, ECM-731, Cool Roof - DX | 1.0345 | 0.58267 | 0.65965 | 0 | 0 | 0
2724 | Industrial, Existing, SIC35 Ind Machinery, ECM-731, Cool Roof - DX | 1.0346 | 0.56632 | 0.64107 | 0 | 0 | 0
2725 | Industrial, Existing, SIC36 Electronics, ECM-731, Cool Roof - DX | 1.0345 | 0.57372 | 0.64954 | 0 | 0 | 0
2726 | Industrial, Existing, SIC37 Transp Eqp, ECM-731, Cool Roof - DX | 1.0345 | 0.57553 | 0.65157 | 0 | 0 | 0
2727 | Industrial, Existing, SIC38 Instruments, ECM-731, Cool Roof - DX | 1.0345 | 0.57853 | 0.65499 | 0 | 0 | 0
2728 | Industrial, Existing, SIC39/21/31 Misc, ECM-731, Cool Roof - DX | 1.0345 | 0.57279 | 0.6485 | 0 | 0 | 0
2729 | Industrial, Existing, SIC20 Food, ECM-732, Run-time Optimizer | 1.0345 | 0.39344 | 0.44543 | 0 | 0 | 0
2730 | Industrial, Existing, SIC22-23Textiles, ECM-732, Run-time Optimizer | 1.0346 | 0.40381 | 0.45713 | 0 | 0 | 0
2731 | Industrial, Existing, SIC24-25 Lumber, ECM-732, Run-time Optimizer | 1.0345 | 0.39187 | 0.44362 | 0 | 0 | 0
2732 | Industrial, Existing, SIC26 Paper, ECM-732, Run-time Optimizer | 1.0345 | 0.38488 | 0.43576 | 0 | 0 | 0
2733 | Industrial, Existing, SIC27 Printing, ECM-732, Run-time Optimizer | 1.0345 | 0.44578 | 0.50468 | 0 | 0 | 0
2734 | Industrial, Existing, SIC28 Chemicals, ECM-732, Run-time Optimizer | 1.0344 | 0.44834 | 0.50762 | 0 | 0 | 0
2735 | Industrial, Existing, SIC29 Petroleum, ECM-732, Run-time Optimizer | 1.0344 | 0.43361 | 0.49096 | 0 | 0 | 0
2736 | Industrial, Existing, SIC30 Rubber/Plastics, ECM-732, Run-time Optimizer | 1.0345 | 0.4108 | 0.46509 | 0 | 0 | 0
2737 | Industrial, Existing, SIC32 Stone/Clay/Glass, ECM-732, Run-time Optimizer | 1.0345 | 0.40008 | 0.45296 | 0 | 0 | 0
2738 | Industrial, Existing, SIC33 Primary Metals, ECM-732, Run-time Optimizer | 1.0345 | 0.44305 | 0.50158 | 0 | 0 | 0
2739 | Industrial, Existing, SIC34 Fab Metals, ECM-732, Run-time Optimizer | 1.0345 | 0.43376 | 0.49107 | 0 | 0 | 0
2740 | Industrial, Existing, SIC35 Ind Machinery, ECM-732, Run-time Optimizer | 1.0346 | 0.41339 | 0.46795 | 0 | 0 | 0
2741 | Industrial, Existing, SIC36 Electronics, ECM-732, Run-time Optimizer | 1.0345 | 0.4226 | 0.47845 | 0 | 0 | 0
2742 | Industrial, Existing, SIC37 Transp Eqp, ECM-732, Run-time Optimizer | 1.0345 | 0.42484 | 0.48097 | 0 | 0 | 0
2743 | Industrial, Existing, SIC38 Instruments, ECM-732, Run-time Optimizer | 1.0345 | 0.4286 | 0.48524 | 0 | 0 | 0
2744 | Industrial, Existing, SIC39/21/31 Misc, ECM-732, Run-time Optimizer | 1.0345 | 0.42145 | 0.47715 | 0 | 0 | 0
2745 | Industrial, Existing, SIC20 Food, ECM-733, Hybrid Dessicant-HP System | 1.0345 | 0.73702 | 0.83439 | 0 | 0 | 0
2746 | Industrial, Existing, SIC22-23Textiles, ECM-733, Hybrid Dessicant-HP System | 1.0346 | 0.7437 | 0.84185 | 0 | 0 | 0
2747 | Industrial, Existing, SIC24-25 Lumber, ECM-733, Hybrid Dessicant-HP System | 1.0346 | 0.73605 | 0.83325 | 0 | 0 | 0
2748 | Industrial, Existing, SIC26 Paper, ECM-733, Hybrid Dessicant-HP System | 1.0345 | 0.7315 | 0.82817 | 0 | 0 | 0
2749 | Industrial, Existing, SIC27 Printing, ECM-733, Hybrid Dessicant-HP System | 1.0345 | 0.7693 | 0.87094 | 0 | 0 | 0
2750 | Industrial, Existing, SIC28 Chemicals, ECM-733, Hybrid Dessicant-HP System | 1.0344 | 0.77078 | 0.87269 | 0 | 0 | 0
2751 | Industrial, Existing, SIC29 Petroleum, ECM-733, Hybrid Dessicant-HP System | 1.0344 | 0.76194 | 0.8627 | 0 | 0 | 0
2752 | Industrial, Existing, SIC30 Rubber/Plastics, ECM-733, Hybrid Dessicant-HP System | 1.0345 | 0.74798 | 0.84681 | 0 | 0 | 0
2753 | Industrial, Existing, SIC32 Stone/Clay/Glass, ECM-733, Hybrid Dessicant-HP System | 1.0345 | 0.74123 | 0.83918 | 0 | 0 | 0
2754 | Industrial, Existing, SIC33 Primary Metals, ECM-733, Hybrid Dessicant-HP System | 1.0346 | 0.7677 | 0.8691 | 0 | 0 | 0
2755 | Industrial, Existing, SIC34 Fab Metals, ECM-733, Hybrid Dessicant-HP System | 1.0345 | 0.7621 | 0.86278 | 0 | 0 | 0
2756 | Industrial, Existing, SIC35 Ind Machinery, ECM-733, Hybrid Dessicant-HP System | 1.0346 | 0.74967 | 0.8486 | 0 | 0 | 0
2757 | Industrial, Existing, SIC36 Electronics, ECM-733, Hybrid Dessicant-HP System | 1.0345 | 0.75528 | 0.85508 | 0 | 0 | 0
2758 | Industrial, Existing, SIC37 Transp Eqp, ECM-733, Hybrid Dessicant-HP System | 1.0345 | 0.75668 | 0.85663 | 0 | 0 | 0
2759 | Industrial, Existing, SIC38 Instruments, ECM-733, Hybrid Dessicant-HP System | 1.0345 | 0.75894 | 0.85923 | 0 | 0 | 0
2760 | Industrial, Existing, SIC39/21/31 Misc, ECM-733, Hybrid Dessicant-HP System | 1.0345 | 0.75456 | 0.85428 | 0 | 0 | 0
2761 | Industrial, Existing, SIC20 Food, ECM-801, Premium T8, Elecctronic Ballast | 1.0345 | 6.6675 | 7.5483 | 0.53263 | 0.3731 | 3.4997
2762 | Industrial, Existing, SIC22-23Textiles, ECM-801, Premium T8, Elecctronic Ballast | 1.0348 | 6.669 | 7.5483 | 0.011509 | 0.019137 | 0.052899
2763 | Industrial, Existing, SIC24-25 Lumber, ECM-801, Premium T8, Elecctronic Ballast | 1.0346 | 6.6679 | 7.5483 | 0.034837 | 0.026913 | 0.18438
2764 | Industrial, Existing, SIC26 Paper, ECM-801, Premium T8, Elecctronic Ballast | 1.0345 | 6.6672 | 7.5483 | 0.078404 | 0.06062 | 0.6248
2765 | Industrial, Existing, SIC27 Printing, ECM-801, Premium T8, Elecctronic Ballast | 1.0345 | 6.6674 | 7.5483 | 0.1343 | 0.080648 | 0.89538
2766 | Industrial, Existing, SIC28 Chemicals, ECM-801, Premium T8, Elecctronic Ballast | 1.0344 | 6.6669 | 7.5483 | 0.054834 | 0.039655 | 0.55773
2767 | Industrial, Existing, SIC29 Petroleum, ECM-801, Premium T8, Elecctronic Ballast | 1.0344 | 6.6669 | 7.5483 | 0.00046968 | 0.00055752 | 0.0061036
2768 | Industrial, Existing, SIC30 Rubber/Plastics, ECM-801, Premium T8, Elecctronic Ballast | 1.0345 | 6.6674 | 7.5483 | 0.028134 | 0.025701 | 0.20376
2769 | Industrial, Existing, SIC32 Stone/Clay/Glass, ECM-801, Premium T8, Elecctronic Ballast | 1.0345 | 6.6673 | 7.5483 | 0.18017 | 0.1418 | 1.4143
2770 | Industrial, Existing, SIC33 Primary Metals, ECM-801, Premium T8, Elecctronic Ballast | 1.0346 | 6.6679 | 7.5483 | 0.014641 | 0.013648 | 0.083532
2771 | Industrial, Existing, SIC34 Fab Metals, ECM-801, Premium T8, Elecctronic Ballast | 1.0345 | 6.6677 | 7.5483 | 0.23426 | 0.21743 | 1.4897
2772 | Industrial, Existing, SIC35 Ind Machinery, ECM-801, Premium T8, Elecctronic Ballast | 1.0346 | 6.6682 | 7.5483 | 0.037942 | 0.017454 | 0.1522
2773 | Industrial, Existing, SIC36 Electronics, ECM-801, Premium T8, Elecctronic Ballast | 1.0345 | 6.6674 | 7.5483 | 0.071417 | 0.057378 | 0.51291
2774 | Industrial, Existing, SIC37 Transp Eqp, ECM-801, Premium T8, Elecctronic Ballast | 1.0346 | 6.6677 | 7.5483 | 0.12303 | 0.11155 | 0.76501
2775 | Industrial, Existing, SIC38 Instruments, ECM-801, Premium T8, Elecctronic Ballast | 1.0345 | 6.6674 | 7.5483 | 0.39933 | 0.3362 | 2.9755
2776 | Industrial, Existing, SIC39/21/31 Misc, ECM-801, Premium T8, Elecctronic Ballast | 1.0345 | 6.6673 | 7.5483 | 0.19239 | 0.16474 | 1.5341
2777 | Industrial, Existing, SIC20 Food, ECM-802, CFL Hardwired, Modular 18W | 1.0345 | 0.71971 | 1.1581 | 0 | 0 | 0
2778 | Industrial, Existing, SIC22-23Textiles, ECM-802, CFL Hardwired, Modular 18W | 1.0348 | 0.7245 | 1.1655 | 0 | 0 | 0
2779 | Industrial, Existing, SIC24-25 Lumber, ECM-802, CFL Hardwired, Modular 18W | 1.0346 | 0.72504 | 1.1666 | 0 | 0 | 0
2780 | Industrial, Existing, SIC26 Paper, ECM-802, CFL Hardwired, Modular 18W | 1.0345 | 0.72365 | 1.1644 | 0 | 0 | 0
2781 | Industrial, Existing, SIC27 Printing, ECM-802, CFL Hardwired, Modular 18W | 1.0345 | 0.73287 | 1.1792 | 0 | 0 | 0
2782 | Industrial, Existing, SIC28 Chemicals, ECM-802, CFL Hardwired, Modular 18W | 1.0344 | 0.71226 | 1.1462 | 0 | 0 | 0
2783 | Industrial, Existing, SIC29 Petroleum, ECM-802, CFL Hardwired, Modular 18W | 1.0344 | 0.71225 | 1.1462 | 0 | 0 | 0
2784 | Industrial, Existing, SIC30 Rubber/Plastics, ECM-802, CFL Hardwired, Modular 18W | 1.0345 | 0.72669 | 1.1693 | 0 | 0 | 0
2785 | Industrial, Existing, SIC32 Stone/Clay/Glass, ECM-802, CFL Hardwired, Modular 18W | 1.0345 | 0.69712 | 1.1218 | 0 | 0 | 0
2786 | Industrial, Existing, SIC33 Primary Metals, ECM-802, CFL Hardwired, Modular 18W | 1.0346 | 0.71354 | 1.1481 | 0 | 0 | 0
2787 | Industrial, Existing, SIC34 Fab Metals, ECM-802, CFL Hardwired, Modular 18W | 1.0345 | 0.72577 | 1.1678 | 0 | 0 | 0
2788 | Industrial, Existing, SIC35 Ind Machinery, ECM-802, CFL Hardwired, Modular 18W | 1.0346 | 0.72626 | 1.1685 | 0 | 0 | 0
2789 | Industrial, Existing, SIC36 Electronics, ECM-802, CFL Hardwired, Modular 18W | 1.0345 | 0.73056 | 1.1755 | 0 | 0 | 0
2790 | Industrial, Existing, SIC37 Transp Eqp, ECM-802, CFL Hardwired, Modular 18W | 1.0346 | 0.72827 | 1.1718 | 0 | 0 | 0
2791 | Industrial, Existing, SIC38 Instruments, ECM-802, CFL Hardwired, Modular 18W | 1.0345 | 0.72956 | 1.1739 | 0 | 0 | 0
2792 | Industrial, Existing, SIC39/21/31 Misc, ECM-802, CFL Hardwired, Modular 18W | 1.0345 | 0.73344 | 1.1802 | 0 | 0 | 0
2793 | Industrial, Existing, SIC20 Food, ECM-803, CFL Screw-in 18W | 1.0345 | 3.415 | 6.2509 | 0.14095 | 0.098733 | 0.92612
2794 | Industrial, Existing, SIC22-23Textiles, ECM-803, CFL Screw-in 18W | 1.0348 | 3.3374 | 6.1076 | 0.0011799 | 0.0019619 | 0.0054231
2795 | Industrial, Existing, SIC24-25 Lumber, ECM-803, CFL Screw-in 18W | 1.0346 | 3.3427 | 6.1182 | 0.0036933 | 0.0028533 | 0.019548
2796 | Industrial, Existing, SIC26 Paper, ECM-803, CFL Screw-in 18W | 1.0345 | 3.4157 | 6.2524 | 0.017904 | 0.013843 | 0.14267
2797 | Industrial, Existing, SIC27 Printing, ECM-803, CFL Screw-in 18W | 1.0345 | 3.3226 | 6.0818 | 0.0039925 | 0.0023975 | 0.026618
2798 | Industrial, Existing, SIC28 Chemicals, ECM-803, CFL Screw-in 18W | 1.0344 | 3.3074 | 6.0544 | 0.0082989 | 0.0060017 | 0.084411
2799 | Industrial, Existing, SIC29 Petroleum, ECM-803, CFL Screw-in 18W | 1.0344 | 3.3073 | 6.0544 | 7.109e-05 | 8.438e-05 | 0.00092376
2800 | Industrial, Existing, SIC30 Rubber/Plastics, ECM-803, CFL Screw-in 18W | 1.0345 | 3.4512 | 6.3172 | 0.0072705 | 0.0066418 | 0.052657
2801 | Industrial, Existing, SIC32 Stone/Clay/Glass, ECM-803, CFL Screw-in 18W | 1.0345 | 3.3384 | 6.1108 | 0.067205 | 0.052892 | 0.52755
2802 | Industrial, Existing, SIC33 Primary Metals, ECM-803, CFL Screw-in 18W | 1.0346 | 3.486 | 6.3806 | 0.0069633 | 0.0064909 | 0.039728
2803 | Industrial, Existing, SIC34 Fab Metals, ECM-803, CFL Screw-in 18W | 1.0345 | 3.3762 | 6.1796 | 0.034932 | 0.032421 | 0.22214
2804 | Industrial, Existing, SIC35 Ind Machinery, ECM-803, CFL Screw-in 18W | 1.0346 | 3.3564 | 6.143 | 0.0044303 | 0.002038 | 0.017771
2805 | Industrial, Existing, SIC36 Electronics, ECM-803, CFL Screw-in 18W | 1.0345 | 3.3652 | 6.1598 | 0.0070584 | 0.0056709 | 0.050692
2806 | Industrial, Existing, SIC37 Transp Eqp, ECM-803, CFL Screw-in 18W | 1.0346 | 3.3512 | 6.134 | 0.011739 | 0.010643 | 0.072992
2807 | Industrial, Existing, SIC38 Instruments, ECM-803, CFL Screw-in 18W | 1.0345 | 3.3478 | 6.1281 | 0.032824 | 0.027635 | 0.24458
2808 | Industrial, Existing, SIC39/21/31 Misc, ECM-803, CFL Screw-in 18W | 1.0345 | 3.3611 | 6.1524 | 0.014348 | 0.012286 | 0.1144
2809 | Industrial, Existing, SIC20 Food, ECM-804, High Bay T5 | 1.0345 | 3.6008 | 4.772 | 0.082582 | 0.057848 | 0.54262
2810 | Industrial, Existing, SIC22-23Textiles, ECM-804, High Bay T5 | 1.0348 | 3.5112 | 4.6522 | 0.0014239 | 0.0023677 | 0.0065449
2811 | Industrial, Existing, SIC24-25 Lumber, ECM-804, High Bay T5 | 1.0346 | 3.509 | 4.6501 | 0.0039614 | 0.0030603 | 0.020966
2812 | Industrial, Existing, SIC26 Paper, ECM-804, High Bay T5 | 1.0345 | 3.5685 | 4.7294 | 0.0079992 | 0.0061848 | 0.063745
2813 | Industrial, Existing, SIC27 Printing, ECM-804, High Bay T5 | 1.0345 | 3.4248 | 4.5388 | 0.0038266 | 0.0022979 | 0.025511
2814 | Industrial, Existing, SIC28 Chemicals, ECM-804, High Bay T5 | 1.0344 | 3.5905 | 4.7587 | 0.016283 | 0.011776 | 0.16562
2815 | Industrial, Existing, SIC29 Petroleum, ECM-804, High Bay T5 | 1.0344 | 3.5904 | 4.7587 | 0.00013948 | 0.00016556 | 0.0018125
2816 | Industrial, Existing, SIC30 Rubber/Plastics, ECM-804, High Bay T5 | 1.0345 | 3.5655 | 4.7252 | 0.0013142 | 0.0012005 | 0.0095178
2817 | Industrial, Existing, SIC32 Stone/Clay/Glass, ECM-804, High Bay T5 | 1.0345 | 3.7305 | 4.9441 | 0.10232 | 0.080532 | 0.80323
2818 | Industrial, Existing, SIC33 Primary Metals, ECM-804, High Bay T5 | 1.0346 | 3.6914 | 4.8918 | 0.0030602 | 0.0028526 | 0.01746
2819 | Industrial, Existing, SIC34 Fab Metals, ECM-804, High Bay T5 | 1.0345 | 3.5255 | 4.6721 | 0.02175 | 0.020187 | 0.13831
2820 | Industrial, Existing, SIC35 Ind Machinery, ECM-804, High Bay T5 | 1.0346 | 3.5084 | 4.6491 | 0.0035973 | 0.0016548 | 0.01443
2821 | Industrial, Existing, SIC36 Electronics, ECM-804, High Bay T5 | 1.0345 | 3.4763 | 4.6071 | 0.0028662 | 0.0023027 | 0.020584
2822 | Industrial, Existing, SIC37 Transp Eqp, ECM-804, High Bay T5 | 1.0346 | 3.4869 | 4.6209 | 0.0088389 | 0.0080139 | 0.054959
2823 | Industrial, Existing, SIC38 Instruments, ECM-804, High Bay T5 | 1.0345 | 3.4728 | 4.6025 | 0.022986 | 0.019353 | 0.17128
2824 | Industrial, Existing, SIC39/21/31 Misc, ECM-804, High Bay T5 | 1.0345 | 3.4477 | 4.5693 | 0.00184 | 0.0015756 | 0.014672
2825 | Industrial, Existing, SIC20 Food, ECM-805, Occupancy Sensor | 1.0344 | 0.89155 | 1.2295 | 0 | 0 | 0
2826 | Industrial, Existing, SIC22-23Textiles, ECM-805, Occupancy Sensor | 1.0346 | 0.84369 | 1.1633 | 0 | 0 | 0
2827 | Industrial, Existing, SIC24-25 Lumber, ECM-805, Occupancy Sensor | 1.0344 | 0.84436 | 1.1644 | 0 | 0 | 0
2828 | Industrial, Existing, SIC26 Paper, ECM-805, Occupancy Sensor | 1.0344 | 0.84283 | 1.1623 | 0 | 0 | 0
2829 | Industrial, Existing, SIC27 Printing, ECM-805, Occupancy Sensor | 1.0344 | 0.85353 | 1.1771 | 0 | 0 | 0
2830 | Industrial, Existing, SIC28 Chemicals, ECM-805, Occupancy Sensor | 1.0343 | 0.8296 | 1.1441 | 0 | 0 | 0
2831 | Industrial, Existing, SIC29 Petroleum, ECM-805, Occupancy Sensor | 1.0344 | 0.82962 | 1.1441 | 0 | 0 | 0
2832 | Industrial, Existing, SIC30 Rubber/Plastics, ECM-805, Occupancy Sensor | 1.0344 | 0.84635 | 1.1672 | 0 | 0 | 0
2833 | Industrial, Existing, SIC32 Stone/Clay/Glass, ECM-805, Occupancy Sensor | 1.0344 | 0.81193 | 1.1197 | 0 | 0 | 0
2834 | Industrial, Existing, SIC33 Primary Metals, ECM-805, Occupancy Sensor | 1.0344 | 0.83099 | 1.1459 | 0 | 0 | 0
2835 | Industrial, Existing, SIC34 Fab Metals, ECM-805, Occupancy Sensor | 1.0344 | 0.84525 | 1.1656 | 0 | 0 | 0
2836 | Industrial, Existing, SIC35 Ind Machinery, ECM-805, Occupancy Sensor | 1.0344 | 0.84569 | 1.1662 | 0 | 0 | 0
2837 | Industrial, Existing, SIC36 Electronics, ECM-805, Occupancy Sensor | 1.0344 | 0.85085 | 1.1734 | 0 | 0 | 0
2838 | Industrial, Existing, SIC37 Transp Eqp, ECM-805, Occupancy Sensor | 1.0344 | 0.84816 | 1.1696 | 0 | 0 | 0
2839 | Industrial, Existing, SIC38 Instruments, ECM-805, Occupancy Sensor | 1.0344 | 0.84969 | 1.1718 | 0 | 0 | 0
2840 | Industrial, Existing, SIC39/21/31 Misc, ECM-805, Occupancy Sensor | 1.0344 | 0.85423 | 1.178 | 0 | 0 | 0
2841 | Industrial, Existing, SIC27 Printing, ECM-806, LED Linear Tube 22W | 1.0345 | 0.22914 | 0.29593 | 0 | 0 | 0
2842 | Industrial, Existing, SIC20 Food, ECM-807, Flood LED 14W | 1.0345 | 0.21102 | 0.27253 | 0 | 0 | 0
2843 | Industrial, Existing, SIC22-23Textiles, ECM-807, Flood LED 14W | 1.0348 | 0.21243 | 0.27428 | 0 | 0 | 0
2844 | Industrial, Existing, SIC24-25 Lumber, ECM-807, Flood LED 14W | 1.0346 | 0.21259 | 0.27453 | 0 | 0 | 0
2845 | Industrial, Existing, SIC26 Paper, ECM-807, Flood LED 14W | 1.0345 | 0.21218 | 0.27403 | 0 | 0 | 0
2846 | Industrial, Existing, SIC27 Printing, ECM-807, Flood LED 14W | 1.0345 | 0.21488 | 0.27752 | 0 | 0 | 0
2847 | Industrial, Existing, SIC28 Chemicals, ECM-807, Flood LED 14W | 1.0344 | 0.20884 | 0.26973 | 0 | 0 | 0
2848 | Industrial, Existing, SIC29 Petroleum, ECM-807, Flood LED 14W | 1.0344 | 0.20884 | 0.26973 | 0 | 0 | 0
2849 | Industrial, Existing, SIC30 Rubber/Plastics, ECM-807, Flood LED 14W | 1.0345 | 0.21307 | 0.27517 | 0 | 0 | 0
2850 | Industrial, Existing, SIC32 Stone/Clay/Glass, ECM-807, Flood LED 14W | 1.0345 | 0.2044 | 0.26399 | 0 | 0 | 0
2851 | Industrial, Existing, SIC33 Primary Metals, ECM-807, Flood LED 14W | 1.0346 | 0.20921 | 0.27018 | 0 | 0 | 0
2852 | Industrial, Existing, SIC34 Fab Metals, ECM-807, Flood LED 14W | 1.0345 | 0.2128 | 0.27481 | 0 | 0 | 0
2853 | Industrial, Existing, SIC35 Ind Machinery, ECM-807, Flood LED 14W | 1.0346 | 0.21294 | 0.27498 | 0 | 0 | 0
2854 | Industrial, Existing, SIC36 Electronics, ECM-807, Flood LED 14W | 1.0345 | 0.2142 | 0.27664 | 0 | 0 | 0
2855 | Industrial, Existing, SIC37 Transp Eqp, ECM-807, Flood LED 14W | 1.0346 | 0.21353 | 0.27576 | 0 | 0 | 0
2856 | Industrial, Existing, SIC38 Instruments, ECM-807, Flood LED 14W | 1.0345 | 0.21391 | 0.27626 | 0 | 0 | 0
2857 | Industrial, Existing, SIC39/21/31 Misc, ECM-807, Flood LED 14W | 1.0345 | 0.21505 | 0.27774 | 0 | 0 | 0
2858 | Industrial, Existing, SIC20 Food, ECM-808, LED High Bay 83W (400W equivalent) | 1.0345 | 0.64566 | 0.66176 | 0 | 0 | 0
2859 | Industrial, Existing, SIC22-23Textiles, ECM-808, LED High Bay 83W (400W equivalent) | 1.0348 | 0.64996 | 0.66602 | 0 | 0 | 0
2860 | Industrial, Existing, SIC24-25 Lumber, ECM-808, LED High Bay 83W (400W equivalent) | 1.0346 | 0.65045 | 0.66663 | 0 | 0 | 0
2861 | Industrial, Existing, SIC26 Paper, ECM-808, LED High Bay 83W (400W equivalent) | 1.0345 | 0.6492 | 0.66541 | 0 | 0 | 0
2862 | Industrial, Existing, SIC27 Printing, ECM-808, LED High Bay 83W (400W equivalent) | 1.0345 | 0.65747 | 0.67387 | 0 | 0 | 0
2863 | Industrial, Existing, SIC28 Chemicals, ECM-808, LED High Bay 83W (400W equivalent) | 1.0344 | 0.63898 | 0.65497 | 0 | 0 | 0
2864 | Industrial, Existing, SIC29 Petroleum, ECM-808, LED High Bay 83W (400W equivalent) | 1.0344 | 0.63897 | 0.65497 | 0 | 0 | 0
2865 | Industrial, Existing, SIC30 Rubber/Plastics, ECM-808, LED High Bay 83W (400W equivalent) | 1.0345 | 0.65192 | 0.66819 | 0 | 0 | 0
2866 | Industrial, Existing, SIC32 Stone/Clay/Glass, ECM-808, LED High Bay 83W (400W equivalent) | 1.0345 | 0.6254 | 0.64102 | 0 | 0 | 0
2867 | Industrial, Existing, SIC33 Primary Metals, ECM-808, LED High Bay 83W (400W equivalent) | 1.0346 | 0.64013 | 0.65606 | 0 | 0 | 0
2868 | Industrial, Existing, SIC34 Fab Metals, ECM-808, LED High Bay 83W (400W equivalent) | 1.0345 | 0.65109 | 0.66731 | 0 | 0 | 0
2869 | Industrial, Existing, SIC35 Ind Machinery, ECM-808, LED High Bay 83W (400W equivalent) | 1.0346 | 0.65154 | 0.66771 | 0 | 0 | 0
2870 | Industrial, Existing, SIC36 Electronics, ECM-808, LED High Bay 83W (400W equivalent) | 1.0345 | 0.65539 | 0.67174 | 0 | 0 | 0
2871 | Industrial, Existing, SIC37 Transp Eqp, ECM-808, LED High Bay 83W (400W equivalent) | 1.0346 | 0.65334 | 0.66961 | 0 | 0 | 0
2872 | Industrial, Existing, SIC38 Instruments, ECM-808, LED High Bay 83W (400W equivalent) | 1.0345 | 0.6545 | 0.67083 | 0 | 0 | 0
2873 | Industrial, Existing, SIC39/21/31 Misc, ECM-808, LED High Bay 83W (400W equivalent) | 1.0345 | 0.65798 | 0.67441 | 0 | 0 | 0
2874 | Industrial, Existing, SIC20 Food, ECM-901, Replace V-belts | 1.0345 | 1.1003 | 1.7705 | 0.00073323 | 0.00051362 | 0.0048178
2875 | Industrial, Existing, SIC22-23Textiles, ECM-901, Replace V-belts | 1.0348 | 1.1006 | 1.7705 | 1.359e-05 | 2.259e-05 | 6.245e-05
2876 | Industrial, Existing, SIC24-25 Lumber, ECM-901, Replace V-belts | 1.0346 | 1.1004 | 1.7705 | 4.641e-05 | 3.586e-05 | 0.00024566
2877 | Industrial, Existing, SIC26 Paper, ECM-901, Replace V-belts | 1.0345 | 1.1003 | 1.7705 | 0.00011204 | 8.663e-05 | 0.00089286
2878 | Industrial, Existing, SIC27 Printing, ECM-901, Replace V-belts | 1.0345 | 1.1003 | 1.7705 | 7.794e-05 | 4.681e-05 | 0.00051964
2879 | Industrial, Existing, SIC28 Chemicals, ECM-901, Replace V-belts | . | 99999 | 99999 | 0 | 0 | 0
2880 | Industrial, Existing, SIC29 Petroleum, ECM-901, Replace V-belts | 1.0344 | 1.1002 | 1.7705 | 6e-08 | 7e-08 | 7.6e-07
2881 | Industrial, Existing, SIC30 Rubber/Plastics, ECM-901, Replace V-belts | 1.0345 | 1.1003 | 1.7705 | 2.693e-05 | 2.461e-05 | 0.00019507
2882 | Industrial, Existing, SIC32 Stone/Clay/Glass, ECM-901, Replace V-belts | 1.0345 | 1.1003 | 1.7705 | 0.0002951 | 0.00023225 | 0.0023164
2883 | Industrial, Existing, SIC33 Primary Metals, ECM-901, Replace V-belts | 1.0346 | 1.1004 | 1.7705 | 6.35e-06 | 5.92e-06 | 3.625e-05
2884 | Industrial, Existing, SIC34 Fab Metals, ECM-901, Replace V-belts | 1.0345 | 1.1004 | 1.7705 | 0.00021181 | 0.00019659 | 0.001347
2885 | Industrial, Existing, SIC35 Ind Machinery, ECM-901, Replace V-belts | 1.0346 | 1.1004 | 1.7705 | 2.515e-05 | 1.157e-05 | 0.0001009
2886 | Industrial, Existing, SIC36 Electronics, ECM-901, Replace V-belts | 1.0345 | 1.1003 | 1.7705 | 3.778e-05 | 3.035e-05 | 0.00027129
2887 | Industrial, Existing, SIC37 Transp Eqp, ECM-901, Replace V-belts | 1.0346 | 1.1004 | 1.7705 | 0.00010953 | 9.931e-05 | 0.00068105
2888 | Industrial, Existing, SIC38 Instruments, ECM-901, Replace V-belts | 1.0345 | 1.1003 | 1.7705 | 0.00020459 | 0.00017225 | 0.0015244
2889 | Industrial, Existing, SIC39/21/31 Misc, ECM-901, Replace V-belts | 1.0345 | 1.1003 | 1.7705 | 0.00016237 | 0.00013904 | 0.0012947

## 18d
TRC – Achievable Potential
# | Measure Name | Test Results |  |  | Savings
|  | RIM | TRC | PT | Summer | Winter | Annual Energy
[5 empty] | (MW) | (MW) | (GWh)
Residential
1 | Residential, Existing, Single Family, Base 14 SEER A/C Split w/Elec Heat, ECM-102, 15 SEER Split-System Air Conditioner | 0.73701 | 0.10481 | 0.15078 | . | . | .
2 | Residential, New, Single Family, Base 14 SEER A/C Split w/Elec Heat, ECM-102, 15 SEER Split-System Air Conditioner | 0.73701 | 0.088722 | 0.12764 | . | . | .
3 | Residential, Existing, Multi Family, Base 14 SEER A/C Split w/Elec Heat, ECM-102, 15 SEER Split-System Air Conditioner | 0.73704 | 0.15053 | 0.21655 | . | . | .
4 | Residential, New, Multi Family, Base 14 SEER A/C Split w/Elec Heat, ECM-102, 15 SEER Split-System Air Conditioner | 0.73704 | 0.056567 | 0.081379 | . | . | .
5 | Residential, Existing, Mobile Home, Base 14 SEER A/C Split w/Elec Heat, ECM-102, 15 SEER Split-System Air Conditioner | 0.73711 | 0.082344 | 0.11845 | . | . | .
6 | Residential, New, Mobile Home, Base 14 SEER A/C Split w/Elec Heat, ECM-102, 15 SEER Split-System Air Conditioner | 0.73711 | 0.08925 | 0.12838 | . | . | .
7 | Residential, Existing, Single Family, Base 14 SEER A/C Split w/Elec Heat, ECM-103, 17 SEER Split-System Air Conditioner | 0.73704 | 0.069732 | 0.10032 | . | . | .
8 | Residential, New, Single Family, Base 14 SEER A/C Split w/Elec Heat, ECM-103, 17 SEER Split-System Air Conditioner | 0.73704 | 0.064137 | 0.09227 | . | . | .
9 | Residential, Existing, Multi Family, Base 14 SEER A/C Split w/Elec Heat, ECM-103, 17 SEER Split-System Air Conditioner | 0.73706 | 0.11404 | 0.16406 | . | . | .
10 | Residential, New, Multi Family, Base 14 SEER A/C Split w/Elec Heat, ECM-103, 17 SEER Split-System Air Conditioner | 0.73706 | 0.039203 | 0.056397 | . | . | .
11 | Residential, Existing, Mobile Home, Base 14 SEER A/C Split w/Elec Heat, ECM-103, 17 SEER Split-System Air Conditioner | 0.73714 | 0.061945 | 0.089103 | . | . | .
12 | Residential, New, Mobile Home, Base 14 SEER A/C Split w/Elec Heat, ECM-103, 17 SEER Split-System Air Conditioner | 0.73714 | 0.068611 | 0.098692 | . | . | .
13 | Residential, Existing, Single Family, Base 14 SEER A/C Split w/Elec Heat, ECM-104, 19 SEER Split-System Air Conditioner | 0.73702 | 0.064209 | 0.092374 | . | . | .
14 | Residential, New, Single Family, Base 14 SEER A/C Split w/Elec Heat, ECM-104, 19 SEER Split-System Air Conditioner | 0.73702 | 0.049292 | 0.070913 | . | . | .
15 | Residential, Existing, Multi Family, Base 14 SEER A/C Split w/Elec Heat, ECM-104, 19 SEER Split-System Air Conditioner | 0.73705 | 0.088144 | 0.1268 | . | . | .
16 | Residential, New, Multi Family, Base 14 SEER A/C Split w/Elec Heat, ECM-104, 19 SEER Split-System Air Conditioner | 0.73705 | 0.026617 | 0.038291 | . | . | .
17 | Residential, Existing, Mobile Home, Base 14 SEER A/C Split w/Elec Heat, ECM-104, 19 SEER Split-System Air Conditioner | 0.73712 | 0.048395 | 0.069613 | . | . | .
18 | Residential, New, Mobile Home, Base 14 SEER A/C Split w/Elec Heat, ECM-104, 19 SEER Split-System Air Conditioner | 0.73712 | 0.054181 | 0.077937 | . | . | .
19 | Residential, Existing, Single Family, Base 14 SEER A/C Split w/Elec Heat, ECM-105, 14 SEER Split-System Heat Pump | 0.73706 | 0.25671 | 0.40791 | . | . | .
20 | Residential, New, Single Family, Base 14 SEER A/C Split w/Elec Heat, ECM-105, 14 SEER Split-System Heat Pump | 0.73706 | 0.21731 | 0.34531 | . | . | .
21 | Residential, Existing, Multi Family, Base 14 SEER A/C Split w/Elec Heat, ECM-105, 14 SEER Split-System Heat Pump | 0.73701 | 0.35614 | 0.56595 | . | . | .
22 | Residential, New, Multi Family, Base 14 SEER A/C Split w/Elec Heat, ECM-105, 14 SEER Split-System Heat Pump | 0.73701 | 0.16631 | 0.26428 | . | . | .
23 | Residential, Existing, Mobile Home, Base 14 SEER A/C Split w/Elec Heat, ECM-105, 14 SEER Split-System Heat Pump | 0.73715 | 0.18309 | 0.29089 | . | . | .
24 | Residential, New, Mobile Home, Base 14 SEER A/C Split w/Elec Heat, ECM-105, 14 SEER Split-System Heat Pump | 0.73715 | 0.18674 | 0.2967 | . | . | .
25 | Residential, Existing, Single Family, Base 14 SEER A/C Split w/Elec Heat, ECM-106, 15 SEER Split-System Heat Pump | 0.73705 | 0.085318 | 0.13557 | . | . | .
26 | Residential, New, Single Family, Base 14 SEER A/C Split w/Elec Heat, ECM-106, 15 SEER Split-System Heat Pump | 0.73705 | 0.072225 | 0.11477 | . | . | .
27 | Residential, Existing, Multi Family, Base 14 SEER A/C Split w/Elec Heat, ECM-106, 15 SEER Split-System Heat Pump | 0.73702 | 0.12208 | 0.19399 | . | . | .
28 | Residential, New, Multi Family, Base 14 SEER A/C Split w/Elec Heat, ECM-106, 15 SEER Split-System Heat Pump | 0.73702 | 0.047721 | 0.075833 | . | . | .
29 | Residential, Existing, Mobile Home, Base 14 SEER A/C Split w/Elec Heat, ECM-106, 15 SEER Split-System Heat Pump | 0.73714 | 0.067339 | 0.10699 | . | . | .
30 | Residential, New, Mobile Home, Base 14 SEER A/C Split w/Elec Heat, ECM-106, 15 SEER Split-System Heat Pump | 0.73714 | 0.070428 | 0.1119 | . | . | .
31 | Residential, Existing, Single Family, Base 14 SEER A/C Split w/Elec Heat, ECM-107, 17 SEER Split-System Heat Pump | 0.73705 | 0.054894 | 0.087227 | . | . | .
32 | Residential, New, Single Family, Base 14 SEER A/C Split w/Elec Heat, ECM-107, 17 SEER Split-System Heat Pump | 0.73705 | 0.046469 | 0.07384 | . | . | .
33 | Residential, Existing, Multi Family, Base 14 SEER A/C Split w/Elec Heat, ECM-107, 17 SEER Split-System Heat Pump | 0.73702 | 0.082803 | 0.13158 | . | . | .
34 | Residential, New, Multi Family, Base 14 SEER A/C Split w/Elec Heat, ECM-107, 17 SEER Split-System Heat Pump | 0.73702 | 0.030192 | 0.047977 | . | . | .
35 | Residential, Existing, Mobile Home, Base 14 SEER A/C Split w/Elec Heat, ECM-107, 17 SEER Split-System Heat Pump | 0.73714 | 0.044097 | 0.070063 | . | . | .
36 | Residential, New, Mobile Home, Base 14 SEER A/C Split w/Elec Heat, ECM-107, 17 SEER Split-System Heat Pump | 0.73714 | 0.048157 | 0.076513 | . | . | .
37 | Residential, Existing, Single Family, Base 14 SEER A/C Split w/Elec Heat, ECM-108, 13 EER Geothermal Heat Pump | . | 0 | 0 | . | . | .
38 | Residential, New, Single Family, Base 14 SEER A/C Split w/Elec Heat, ECM-108, 13 EER Geothermal Heat Pump | . | 0 | 0 | . | . | .
39 | Residential, Existing, Multi Family, Base 14 SEER A/C Split w/Elec Heat, ECM-108, 13 EER Geothermal Heat Pump | . | 0 | 0 | . | . | .
40 | Residential, New, Multi Family, Base 14 SEER A/C Split w/Elec Heat, ECM-108, 13 EER Geothermal Heat Pump | . | 0 | 0 | . | . | .
41 | Residential, Existing, Mobile Home, Base 14 SEER A/C Split w/Elec Heat, ECM-108, 13 EER Geothermal Heat Pump | . | 0 | 0 | . | . | .
42 | Residential, New, Mobile Home, Base 14 SEER A/C Split w/Elec Heat, ECM-108, 13 EER Geothermal Heat Pump | . | 0 | 0 | . | . | .
43 | Residential, Existing, Single Family, Base 14 SEER A/C Split w/Elec Heat, ECM-110, Attic Venting | 0.73697 | 0.57059 | 1.0615 | . | . | .
44 | Residential, New, Single Family, Base 14 SEER A/C Split w/Elec Heat, ECM-110, Attic Venting | 0.73697 | 0.49646 | 0.92358 | . | . | .
45 | Residential, Existing, Multi Family, Base 14 SEER A/C Split w/Elec Heat, ECM-110, Attic Venting | 0.73695 | 0.59127 | 1.1 | . | . | .
46 | Residential, New, Multi Family, Base 14 SEER A/C Split w/Elec Heat, ECM-110, Attic Venting | 0.73695 | 0.30192 | 0.56168 | . | . | .
47 | Residential, Existing, Mobile Home, Base 14 SEER A/C Split w/Elec Heat, ECM-110, Attic Venting | 0.73705 | 0.3585 | 0.66685 | . | . | .
48 | Residential, New, Mobile Home, Base 14 SEER A/C Split w/Elec Heat, ECM-110, Attic Venting | 0.73705 | 0.33271 | 0.61888 | . | . | .
49 | Residential, Existing, Single Family, Base 14 SEER A/C Split w/Elec Heat, ECM-111, Sealed Attic w/Sprayed Foam Insulated Roof Deck | 0.73739 | 0.029197 | 0.039595 | . | . | .
50 | Residential, New, Single Family, Base 14 SEER A/C Split w/Elec Heat, ECM-111, Sealed Attic w/Sprayed Foam Insulated Roof Deck | 0.73739 | 0.024717 | 0.03352 | . | . | .
51 | Residential, Existing, Multi Family, Base 14 SEER A/C Split w/Elec Heat, ECM-111, Sealed Attic w/Sprayed Foam Insulated Roof Deck | 0.73735 | 0.093374 | 0.12663 | . | . | .
52 | Residential, New, Multi Family, Base 14 SEER A/C Split w/Elec Heat, ECM-111, Sealed Attic w/Sprayed Foam Insulated Roof Deck | 0.73735 | 0.027234 | 0.036935 | . | . | .
53 | Residential, Existing, Mobile Home, Base 14 SEER A/C Split w/Elec Heat, ECM-111, Sealed Attic w/Sprayed Foam Insulated Roof Deck | 0.73754 | 0.055228 | 0.074881 | . | . | .
54 | Residential, New, Mobile Home, Base 14 SEER A/C Split w/Elec Heat, ECM-111, Sealed Attic w/Sprayed Foam Insulated Roof Deck | 0.73754 | 0.062369 | 0.084563 | . | . | .
55 | Residential, Existing, Single Family, Base 14 SEER A/C Split w/Elec Heat, ECM-112, AC Maintenance (Outdoor Coil Cleaning) | 0.73685 | 0.76457 | 1.8012 | . | . | .
56 | Residential, New, Single Family, Base 14 SEER A/C Split w/Elec Heat, ECM-112, AC Maintenance (Outdoor Coil Cleaning) | 0.73685 | 0.66524 | 1.5672 | . | . | .
57 | Residential, Existing, Multi Family, Base 14 SEER A/C Split w/Elec Heat, ECM-112, AC Maintenance (Outdoor Coil Cleaning) | 0.73686 | 0.76897 | 1.8115 | . | . | .
58 | Residential, New, Multi Family, Base 14 SEER A/C Split w/Elec Heat, ECM-112, AC Maintenance (Outdoor Coil Cleaning) | 0.73686 | 0.41584 | 0.97961 | . | . | .
59 | Residential, Existing, Mobile Home, Base 14 SEER A/C Split w/Elec Heat, ECM-112, AC Maintenance (Outdoor Coil Cleaning) | 0.73692 | 0.47062 | 1.1086 | . | . | .
60 | Residential, New, Mobile Home, Base 14 SEER A/C Split w/Elec Heat, ECM-112, AC Maintenance (Outdoor Coil Cleaning) | 0.73692 | 0.42874 | 1.0099 | . | . | .
61 | Residential, Existing, Single Family, Base 14 SEER A/C Split w/Elec Heat, ECM-113, AC Maintenance (Indoor Coil Cleaning) | 0.73685 | 0.39233 | 0.92426 | . | . | .
62 | Residential, New, Single Family, Base 14 SEER A/C Split w/Elec Heat, ECM-113, AC Maintenance (Indoor Coil Cleaning) | 0.73685 | 0.33212 | 0.78241 | . | . | .
63 | Residential, Existing, Multi Family, Base 14 SEER A/C Split w/Elec Heat, ECM-113, AC Maintenance (Indoor Coil Cleaning) | 0.73686 | 0.44992 | 1.0599 | . | . | .
64 | Residential, New, Multi Family, Base 14 SEER A/C Split w/Elec Heat, ECM-113, AC Maintenance (Indoor Coil Cleaning) | 0.73686 | 0.22603 | 0.53247 | . | . | .
65 | Residential, Existing, Mobile Home, Base 14 SEER A/C Split w/Elec Heat, ECM-113, AC Maintenance (Indoor Coil Cleaning) | 0.73692 | 0.25889 | 0.60984 | . | . | .
66 | Residential, New, Mobile Home, Base 14 SEER A/C Split w/Elec Heat, ECM-113, AC Maintenance (Indoor Coil Cleaning) | 0.73692 | 0.25348 | 0.59709 | . | . | .
67 | Residential, Existing, Single Family, Base 14 SEER A/C Split w/Elec Heat, ECM-114, Proper Refrigerant Charging and Air Flow | 0.73684 | 1.394 | 2.5938 | 2.8573 | 0 | 6.5178
68 | Residential, New, Single Family, Base 14 SEER A/C Split w/Elec Heat, ECM-114, Proper Refrigerant Charging and Air Flow | 0.73684 | 1.2129 | 2.2568 | 0.020432 | 0 | 0.046608
69 | Residential, Existing, Multi Family, Base 14 SEER A/C Split w/Elec Heat, ECM-114, Proper Refrigerant Charging and Air Flow | 0.73686 | 1.4221 | 2.646 | 0.5072 | 0 | 1.1082
70 | Residential, New, Multi Family, Base 14 SEER A/C Split w/Elec Heat, ECM-114, Proper Refrigerant Charging and Air Flow | 0.73686 | 1.077 | 2.0039 | 0.0028977 | 0 | 0.0063313
71 | Residential, Existing, Mobile Home, Base 14 SEER A/C Split w/Elec Heat, ECM-114, Proper Refrigerant Charging and Air Flow | 0.73691 | 0.85442 | 1.5896 | . | . | .
72 | Residential, New, Mobile Home, Base 14 SEER A/C Split w/Elec Heat, ECM-114, Proper Refrigerant Charging and Air Flow | 0.73691 | 0.75352 | 1.4019 | . | . | .
73 | Residential, Existing, Single Family, Base 14 SEER A/C Split w/Elec Heat, ECM-115, Electronically Commutated Motors (ECM) on an Air Handler Unit | 0.7368 | 1.7836 | 2.8352 | 0.63604 | 0 | 1.6862
74 | Residential, New, Single Family, Base 14 SEER A/C Split w/Elec Heat, ECM-115, Electronically Commutated Motors (ECM) on an Air Handler Unit | 0.7368 | 1.5519 | 2.4668 | 0.010288 | 0 | 0.027275
75 | Residential, Existing, Multi Family, Base 14 SEER A/C Split w/Elec Heat, ECM-115, Electronically Commutated Motors (ECM) on an Air Handler Unit | 0.73681 | 1.7741 | 2.8199 | 0.96131 | 0 | 2.4411
76 | Residential, New, Multi Family, Base 14 SEER A/C Split w/Elec Heat, ECM-115, Electronically Commutated Motors (ECM) on an Air Handler Unit | 0.73681 | 1.41 | 2.2413 | 0.0021613 | 0 | 0.0054883
77 | Residential, Existing, Mobile Home, Base 14 SEER A/C Split w/Elec Heat, ECM-115, Electronically Commutated Motors (ECM) on an Air Handler Unit | 0.73685 | 1.0702 | 1.7011 | 0.17736 | 0 | 0.39466
78 | Residential, New, Mobile Home, Base 14 SEER A/C Split w/Elec Heat, ECM-115, Electronically Commutated Motors (ECM) on an Air Handler Unit | 0.73685 | 0.93271 | 1.4825 | . | . | .
79 | Residential, Existing, Single Family, Base 14 SEER A/C Split w/Elec Heat, ECM-116, Duct Repair | 0.73725 | 0.37116 | 0.5338 | . | . | .
80 | Residential, New, Single Family, Base 14 SEER A/C Split w/Elec Heat, ECM-116, Duct Repair | 0.73725 | 0.3142 | 0.45188 | . | . | .
81 | Residential, Existing, Multi Family, Base 14 SEER A/C Split w/Elec Heat, ECM-116, Duct Repair | 0.73723 | 0.29066 | 0.41804 | . | . | .
82 | Residential, New, Multi Family, Base 14 SEER A/C Split w/Elec Heat, ECM-116, Duct Repair | 0.73723 | 0.1223 | 0.17589 | . | . | .
83 | Residential, Existing, Mobile Home, Base 14 SEER A/C Split w/Elec Heat, ECM-116, Duct Repair | 0.73738 | 0.2144 | 0.30829 | . | . | .
84 | Residential, New, Mobile Home, Base 14 SEER A/C Split w/Elec Heat, ECM-116, Duct Repair | 0.73738 | 0.21304 | 0.30635 | . | . | .
85 | Residential, Existing, Single Family, Base 14 SEER A/C Split w/Elec Heat, ECM-117, Reflective Roof | 0.73685 | 0.43614 | 0.69323 | . | . | .
86 | Residential, New, Single Family, Base 14 SEER A/C Split w/Elec Heat, ECM-117, Reflective Roof | 0.73685 | 0.36921 | 0.58684 | . | . | .
87 | Residential, Existing, Multi Family, Base 14 SEER A/C Split w/Elec Heat, ECM-117, Reflective Roof | 0.73687 | 0.90458 | 1.4377 | . | . | .
88 | Residential, New, Multi Family, Base 14 SEER A/C Split w/Elec Heat, ECM-117, Reflective Roof | 0.73687 | 0.52462 | 0.83383 | . | . | .
89 | Residential, Existing, Mobile Home, Base 14 SEER A/C Split w/Elec Heat, ECM-117, Reflective Roof | 0.73692 | 0.56487 | 0.89775 | . | . | .
90 | Residential, New, Mobile Home, Base 14 SEER A/C Split w/Elec Heat, ECM-117, Reflective Roof | 0.73692 | 0.5065 | 0.80498 | . | . | .
91 | Residential, Existing, Single Family, Base 14 SEER A/C Split w/Elec Heat, ECM-118, Radient Barrier | 0.73716 | 0.059817 | 0.11125 | . | . | .
92 | Residential, New, Single Family, Base 14 SEER A/C Split w/Elec Heat, ECM-118, Radient Barrier | 0.73716 | 0.050638 | 0.094179 | . | . | .
93 | Residential, Existing, Multi Family, Base 14 SEER A/C Split w/Elec Heat, ECM-118, Radient Barrier | 0.73717 | 0.1187 | 0.22076 | . | . | .
94 | Residential, New, Multi Family, Base 14 SEER A/C Split w/Elec Heat, ECM-118, Radient Barrier | 0.73717 | 0.039073 | 0.072669 | . | . | .
95 | Residential, Existing, Mobile Home, Base 14 SEER A/C Split w/Elec Heat, ECM-118, Radient Barrier | 0.73729 | 0.092216 | 0.17148 | . | . | .
96 | Residential, New, Mobile Home, Base 14 SEER A/C Split w/Elec Heat, ECM-118, Radient Barrier | 0.73729 | 0.097376 | 0.18107 | . | . | .
97 | Residential, Existing, Single Family, Base 14 SEER A/C Split w/Elec Heat, ECM-119, Window Film | 0.73671 | 0.12076 | 0.22472 | . | . | .
98 | Residential, New, Single Family, Base 14 SEER A/C Split w/Elec Heat, ECM-119, Window Film | 0.73671 | 0.10222 | 0.19023 | . | . | .
99 | Residential, Existing, Multi Family, Base 14 SEER A/C Split w/Elec Heat, ECM-119, Window Film | 0.73674 | 0.35576 | 0.66205 | 0.85448 | -0.3345 | 2.1989
100 | Residential, New, Multi Family, Base 14 SEER A/C Split w/Elec Heat, ECM-119, Window Film | 0.73674 | 1.0058 | 1.8718 | 0.018402 | -0.0072036 | 0.047355
101 | Residential, Existing, Mobile Home, Base 14 SEER A/C Split w/Elec Heat, ECM-119, Window Film | 0.73676 | 0.22344 | 0.41579 | . | . | .
102 | Residential, New, Mobile Home, Base 14 SEER A/C Split w/Elec Heat, ECM-119, Window Film | 0.73676 | 0.36266 | 0.67486 | . | . | .
103 | Residential, Existing, Single Family, Base 14 SEER A/C Split w/Elec Heat, ECM-120, Window Tinting | 0.73671 | 0.47898 | 0.65016 | . | . | .
104 | Residential, New, Single Family, Base 14 SEER A/C Split w/Elec Heat, ECM-120, Window Tinting | 0.7369 | 0.4057 | 0.55055 | . | . | .
105 | Residential, Existing, Multi Family, Base 14 SEER A/C Split w/Elec Heat, ECM-120, Window Tinting | 0.73674 | 0.96732 | 1.313 | 0.068335 | -0.026751 | 0.17585
106 | Residential, New, Multi Family, Base 14 SEER A/C Split w/Elec Heat, ECM-120, Window Tinting | 0.73692 | 2.036 | 2.7628 | 0.0092326 | 0 | 0.017413
107 | Residential, Existing, Mobile Home, Base 14 SEER A/C Split w/Elec Heat, ECM-120, Window Tinting | 0.73674 | 0.58794 | 0.79803 | 0.068335 | -0.026751 | 0.17585
108 | Residential, Existing, Mobile Home, Base 14 SEER A/C Split w/Elec Heat, ECM-120, Window Tinting | 0.73692 | 3.3207 | 4.5062 | 0.0092326 | 0 | 0.017413
109 | Residential, Existing, Single Family, Base 14 SEER A/C Split w/Elec Heat, ECM-121, Default Window With Sunscreen | 0.73709 | 0.13328 | 0.24791 | . | . | .
110 | Residential, New, Single Family, Base 14 SEER A/C Split w/Elec Heat, ECM-121, Default Window With Sunscreen | 0.73709 | 0.44315 | 0.82427 | . | . | .
111 | Residential, Existing, Multi Family, Base 14 SEER A/C Split w/Elec Heat, ECM-121, Default Window With Sunscreen | 0.73713 | 0.26579 | 0.49435 | 1.0569 | -0.16227 | 1.2171
112 | Residential, New, Multi Family, Base 14 SEER A/C Split w/Elec Heat, ECM-121, Default Window With Sunscreen | 0.73713 | 2.1854 | 4.0647 | 0.036526 | -0.0056076 | 0.042062
113 | Residential, Existing, Mobile Home, Base 14 SEER A/C Split w/Elec Heat, ECM-121, Default Window With Sunscreen | 0.73721 | 0.16942 | 0.31507 | . | . | .
114 | Residential, New, Mobile Home, Base 14 SEER A/C Split w/Elec Heat, ECM-121, Default Window With Sunscreen | 0.73721 | 0.57867 | 1.0762 | . | . | .
115 | Residential, Existing, Single Family, Base 14 SEER A/C Split w/Elec Heat, ECM-122, Single Pane Clear Windows to Double Pane Low-E Windows | 0.73701 | 0.26281 | 0.35659 | . | . | .
116 | Residential, New, Single Family, Base 14 SEER A/C Split w/Elec Heat, ECM-122, Single Pane Clear Windows to Double Pane Low-E Windows | 0.73701 | 0.22247 | 0.30186 | . | . | .
117 | Residential, Existing, Multi Family, Base 14 SEER A/C Split w/Elec Heat, ECM-122, Single Pane Clear Windows to Double Pane Low-E Windows | 0.73701 | 0.60598 | 0.82221 | 2.1243 | 1.2813 | 4.4522
118 | Residential, New, Multi Family, Base 14 SEER A/C Split w/Elec Heat, ECM-122, Single Pane Clear Windows to Double Pane Low-E Windows | 0.73701 | 1.0744 | 1.4578 | 0.15351 | 0.092599 | 0.32175
119 | Residential, Existing, Mobile Home, Base 14 SEER A/C Split w/Elec Heat, ECM-122, Single Pane Clear Windows to Double Pane Low-E Windows | 0.7371 | 0.36415 | 0.49403 | . | . | .
120 | Residential, New, Mobile Home, Base 14 SEER A/C Split w/Elec Heat, ECM-122, Single Pane Clear Windows to Double Pane Low-E Windows | 0.7371 | 0.34241 | 0.46453 | . | . | .
121 | Residential, Existing, Single Family, Base 14 SEER A/C Split w/Elec Heat, ECM-124, Ceiling R-0 to R-19 Insulation | 0.73739 | 0.16031 | 0.2174 | . | . | .
122 | Residential, New, Single Family, Base 14 SEER A/C Split w/Elec Heat, ECM-124, Ceiling R-0 to R-19 Insulation | 0.73739 | 0.13571 | 0.18404 | . | . | .
123 | Residential, Existing, Multi Family, Base 14 SEER A/C Split w/Elec Heat, ECM-124, Ceiling R-0 to R-19 Insulation | 0.73735 | 0.39587 | 0.53688 | . | . | .
124 | Residential, New, Multi Family, Base 14 SEER A/C Split w/Elec Heat, ECM-124, Ceiling R-0 to R-19 Insulation | 0.73735 | 0.18719 | 0.25388 | . | . | .
125 | Residential, Existing, Mobile Home, Base 14 SEER A/C Split w/Elec Heat, ECM-124, Ceiling R-0 to R-19 Insulation | 0.73754 | 0.20571 | 0.27891 | . | . | .
126 | Residential, New, Mobile Home, Base 14 SEER A/C Split w/Elec Heat, ECM-124, Ceiling R-0 to R-19 Insulation | 0.73754 | 0.20854 | 0.28276 | . | . | .
127 | Residential, Existing, Single Family, Base 14 SEER A/C Split w/Elec Heat, ECM-125, Ceiling R-19 to R-38 Insulation | 0.73739 | 0.00531 | 0.007201 | . | . | .
128 | Residential, New, Single Family, Base 14 SEER A/C Split w/Elec Heat, ECM-125, Ceiling R-19 to R-38 Insulation | 0.73739 | 0.004495 | 0.006096 | . | . | .
129 | Residential, Existing, Multi Family, Base 14 SEER A/C Split w/Elec Heat, ECM-125, Ceiling R-19 to R-38 Insulation | 0.73735 | 0.016742 | 0.022706 | . | . | .
130 | Residential, New, Multi Family, Base 14 SEER A/C Split w/Elec Heat, ECM-125, Ceiling R-19 to R-38 Insulation | 0.73735 | 0.004359 | 0.005911 | . | . | .
131 | Residential, Existing, Mobile Home, Base 14 SEER A/C Split w/Elec Heat, ECM-125, Ceiling R-19 to R-38 Insulation | 0.73754 | 0.008572 | 0.011623 | . | . | .
132 | Residential, New, Mobile Home, Base 14 SEER A/C Split w/Elec Heat, ECM-125, Ceiling R-19 to R-38 Insulation | 0.73754 | 0.009926 | 0.013458 | . | . | .
133 | Residential, Existing, Single Family, Base 14 SEER A/C Split w/Elec Heat, ECM-126, Wall 2x4 R-0 to Blow-In R-13 Insulation | 0.73739 | 0.003554 | 0.004819 | . | . | .
134 | Residential, New, Single Family, Base 14 SEER A/C Split w/Elec Heat, ECM-126, Wall 2x4 R-0 to Blow-In R-13 Insulation | 0.73739 | 0.003008 | 0.00408 | . | . | .
135 | Residential, Existing, Multi Family, Base 14 SEER A/C Split w/Elec Heat, ECM-126, Wall 2x4 R-0 to Blow-In R-13 Insulation | 0.73735 | 0.030787 | 0.041754 | . | . | .
136 | Residential, New, Multi Family, Base 14 SEER A/C Split w/Elec Heat, ECM-126, Wall 2x4 R-0 to Blow-In R-13 Insulation | 0.73735 | 0.008085 | 0.010965 | . | . | .
137 | Residential, Existing, Mobile Home, Base 14 SEER A/C Split w/Elec Heat, ECM-126, Wall 2x4 R-0 to Blow-In R-13 Insulation | 0.73754 | 0.00709 | 0.009613 | . | . | .
138 | Residential, New, Mobile Home, Base 14 SEER A/C Split w/Elec Heat, ECM-126, Wall 2x4 R-0 to Blow-In R-13 Insulation | 0.73754 | 0.008215 | 0.011138 | . | . | .
139 | Residential, Existing, Single Family, Base 14 SEER A/C Split w/Elec Heat, ECM-127, Weather Strip/Caulk w/Blower Door | 0.73653 | 0.16363 | 0.36981 | . | . | .
140 | Residential, New, Single Family, Base 14 SEER A/C Split w/Elec Heat, ECM-127, Weather Strip/Caulk w/Blower Door | 0.73653 | 0.13852 | 0.31306 | . | . | .
141 | Residential, Existing, Multi Family, Base 14 SEER A/C Split w/Elec Heat, ECM-127, Weather Strip/Caulk w/Blower Door | 0.73653 | 0.24407 | 0.55161 | . | . | .
142 | Residential, New, Multi Family, Base 14 SEER A/C Split w/Elec Heat, ECM-127, Weather Strip/Caulk w/Blower Door | 0.73653 | 0.096245 | 0.21752 | . | . | .
143 | Residential, Existing, Mobile Home, Base 14 SEER A/C Split w/Elec Heat, ECM-127, Weather Strip/Caulk w/Blower Door | 0.73654 | 0.13688 | 0.30935 | . | . | .
144 | Residential, New, Mobile Home, Base 14 SEER A/C Split w/Elec Heat, ECM-127, Weather Strip/Caulk w/Blower Door | 0.73654 | 0.14285 | 0.32284 | . | . | .
145 | Residential, Existing, Single Family, Base 14 SEER Heat Pump, ECM-132, 15 SEER Split-System Heat Pump | 0.73706 | 0.072555 | 0.11529 | . | . | .
146 | Residential, New, Single Family, Base 14 SEER Heat Pump, ECM-132, 15 SEER Split-System Heat Pump | 0.73706 | 0.058777 | 0.093397 | . | . | .
147 | Residential, Existing, Multi Family, Base 14 SEER Heat Pump, ECM-132, 15 SEER Split-System Heat Pump | 0.73706 | 0.043324 | 0.068842 | . | . | .
148 | Residential, New, Multi Family, Base 14 SEER Heat Pump, ECM-132, 15 SEER Split-System Heat Pump | 0.73706 | 0.034772 | 0.055252 | . | . | .
149 | Residential, Existing, Mobile Home, Base 14 SEER Heat Pump, ECM-132, 15 SEER Split-System Heat Pump | 0.73716 | 0.044637 | 0.070918 | . | . | .
150 | Residential, New, Mobile Home, Base 14 SEER Heat Pump, ECM-132, 15 SEER Split-System Heat Pump | 0.73716 | 0.035584 | 0.056535 | . | . | .
151 | Residential, Existing, Single Family, Base 14 SEER Heat Pump, ECM-133, 17 SEER Split-System Heat Pump | 0.73709 | 0.046966 | 0.074625 | . | . | .
152 | Residential, New, Single Family, Base 14 SEER Heat Pump, ECM-133, 17 SEER Split-System Heat Pump | 0.73709 | 0.038047 | 0.060454 | . | . | .
153 | Residential, Existing, Multi Family, Base 14 SEER Heat Pump, ECM-133, 17 SEER Split-System Heat Pump | 0.73709 | 0.026196 | 0.041624 | . | . | .
154 | Residential, New, Multi Family, Base 14 SEER Heat Pump, ECM-133, 17 SEER Split-System Heat Pump | 0.73709 | 0.021025 | 0.033407 | . | . | .
155 | Residential, Existing, Mobile Home, Base 14 SEER Heat Pump, ECM-133, 17 SEER Split-System Heat Pump | 0.7372 | 0.026945 | 0.042808 | . | . | .
156 | Residential, New, Mobile Home, Base 14 SEER Heat Pump, ECM-133, 17 SEER Split-System Heat Pump | 0.7372 | 0.021481 | 0.034126 | . | . | .
157 | Residential, Existing, Single Family, Base 14 SEER Heat Pump, ECM-134, 13 EER Geothermal Heat Pump | . | 0 | 0 | . | . | .
158 | Residential, New, Single Family, Base 14 SEER Heat Pump, ECM-134, 13 EER Geothermal Heat Pump | . | 0 | 0 | . | . | .
159 | Residential, Existing, Multi Family, Base 14 SEER Heat Pump, ECM-134, 13 EER Geothermal Heat Pump | . | 0 | 0 | . | . | .
160 | Residential, New, Multi Family, Base 14 SEER Heat Pump, ECM-134, 13 EER Geothermal Heat Pump | . | 0 | 0 | . | . | .
161 | Residential, Existing, Mobile Home, Base 14 SEER Heat Pump, ECM-134, 13 EER Geothermal Heat Pump | . | 0 | 0 | . | . | .
162 | Residential, New, Mobile Home, Base 14 SEER Heat Pump, ECM-134, 13 EER Geothermal Heat Pump | . | 0 | 0 | . | . | .
163 | Residential, Existing, Single Family, Base 14 SEER Heat Pump, ECM-136, Attic Venting | 0.73697 | 0.46489 | 0.86485 | . | . | .
164 | Residential, New, Single Family, Base 14 SEER Heat Pump, ECM-136, Attic Venting | 0.73697 | 0.38813 | 0.72205 | . | . | .
165 | Residential, Existing, Multi Family, Base 14 SEER Heat Pump, ECM-136, Attic Venting | 0.73695 | 0.22714 | 0.42258 | . | . | .
166 | Residential, New, Multi Family, Base 14 SEER Heat Pump, ECM-136, Attic Venting | 0.73695 | 0.18231 | 0.33916 | . | . | .
167 | Residential, Existing, Mobile Home, Base 14 SEER Heat Pump, ECM-136, Attic Venting | 0.73705 | 0.29845 | 0.55516 | . | . | .
168 | Residential, New, Mobile Home, Base 14 SEER Heat Pump, ECM-136, Attic Venting | 0.73705 | 0.23792 | 0.44256 | . | . | .
169 | Residential, Existing, Single Family, Base 14 SEER Heat Pump, ECM-137, Sealed Attics | 0.73775 | 0.02572 | 0.034863 | . | . | .
170 | Residential, New, Single Family, Base 14 SEER Heat Pump, ECM-137, Sealed Attics | 0.73775 | 0.020836 | 0.028243 | . | . | .
171 | Residential, Existing, Multi Family, Base 14 SEER Heat Pump, ECM-137, Sealed Attics | 0.73766 | 0.033404 | 0.045283 | . | . | .
172 | Residential, New, Multi Family, Base 14 SEER Heat Pump, ECM-137, Sealed Attics | 0.73766 | 0.02681 | 0.036344 | . | . | .
173 | Residential, Existing, Mobile Home, Base 14 SEER Heat Pump, ECM-137, Sealed Attics | 0.73795 | 0.038028 | 0.051531 | . | . | .
174 | Residential, New, Mobile Home, Base 14 SEER Heat Pump, ECM-137, Sealed Attics | 0.73795 | 0.030315 | 0.04108 | . | . | .
175 | Residential, Existing, Single Family, Base 14 SEER Heat Pump, ECM-138, AC Maintenance (Outdoor Coil Cleaning) | 0.73685 | 0.64695 | 1.5241 | . | . | .
176 | Residential, New, Single Family, Base 14 SEER Heat Pump, ECM-138, AC Maintenance (Outdoor Coil Cleaning) | 0.73685 | 0.54012 | 1.2724 | . | . | .
177 | Residential, Existing, Multi Family, Base 14 SEER Heat Pump, ECM-138, AC Maintenance (Outdoor Coil Cleaning) | 0.73686 | 0.31614 | 0.74474 | . | . | .
178 | Residential, New, Multi Family, Base 14 SEER Heat Pump, ECM-138, AC Maintenance (Outdoor Coil Cleaning) | 0.73686 | 0.25374 | 0.59773 | . | . | .
179 | Residential, Existing, Mobile Home, Base 14 SEER Heat Pump, ECM-138, AC Maintenance (Outdoor Coil Cleaning) | 0.73692 | 0.42065 | 0.99086 | . | . | .
180 | Residential, New, Mobile Home, Base 14 SEER Heat Pump, ECM-138, AC Maintenance (Outdoor Coil Cleaning) | 0.73692 | 0.33954 | 0.7998 | . | . | .
181 | Residential, Existing, Single Family, Base 14 SEER Heat Pump, ECM-139, AC Maintenance (Indoor Coil Cleaning) | 0.73685 | 0.33076 | 0.77921 | . | . | .
182 | Residential, New, Single Family, Base 14 SEER Heat Pump, ECM-139, AC Maintenance (Indoor Coil Cleaning) | 0.73685 | 0.26831 | 0.63209 | . | . | .
183 | Residential, Existing, Multi Family, Base 14 SEER Heat Pump, ECM-139, AC Maintenance (Indoor Coil Cleaning) | 0.73686 | 0.17762 | 0.41842 | . | . | .
184 | Residential, New, Multi Family, Base 14 SEER Heat Pump, ECM-139, AC Maintenance (Indoor Coil Cleaning) | 0.73686 | 0.14256 | 0.33583 | . | . | .
185 | Residential, Existing, Mobile Home, Base 14 SEER Heat Pump, ECM-139, AC Maintenance (Indoor Coil Cleaning) | 0.73692 | 0.20314 | 0.4785 | . | . | .
186 | Residential, New, Mobile Home, Base 14 SEER Heat Pump, ECM-139, AC Maintenance (Indoor Coil Cleaning) | 0.73692 | 0.16194 | 0.38145 | . | . | .
187 | Residential, Existing, Single Family, Base 14 SEER Heat Pump, ECM-140, Proper Refrigerant Charging and Air Flow | 0.73684 | 1.1826 | 2.2004 | 2.94 | 0 | 6.7064
188 | Residential, New, Single Family, Base 14 SEER Heat Pump, ECM-140, Proper Refrigerant Charging and Air Flow | 0.73684 | 0.98731 | 1.837 | . | . | .
189 | Residential, Existing, Multi Family, Base 14 SEER Heat Pump, ECM-140, Proper Refrigerant Charging and Air Flow | 0.73686 | 0.68298 | 1.2708 | . | . | .
190 | Residential, New, Multi Family, Base 14 SEER Heat Pump, ECM-140, Proper Refrigerant Charging and Air Flow | 0.73686 | 0.54816 | 1.0199 | . | . | .
191 | Residential, Existing, Mobile Home, Base 14 SEER Heat Pump, ECM-140, Proper Refrigerant Charging and Air Flow | 0.73691 | 0.81323 | 1.513 | . | . | .
192 | Residential, New, Mobile Home, Base 14 SEER Heat Pump, ECM-140, Proper Refrigerant Charging and Air Flow | 0.73691 | 0.67468 | 1.2552 | . | . | .
193 | Residential, Existing, Single Family, Base 14 SEER Heat Pump, ECM-141, Electronically Commutated Motors (ECM) on an Air Handler Unit | 0.73715 | 3.161 | 5.0222 | . | . | .
194 | Residential, New, Single Family, Base 14 SEER Heat Pump, ECM-141, Electronically Commutated Motors (ECM) on an Air Handler Unit | 0.73715 | 2.6391 | 4.1929 | . | . | .
195 | Residential, Existing, Multi Family, Base 14 SEER Heat Pump, ECM-141, Electronically Commutated Motors (ECM) on an Air Handler Unit | 0.73713 | 1.8665 | 2.9657 | . | . | .
196 | Residential, New, Multi Family, Base 14 SEER Heat Pump, ECM-141, Electronically Commutated Motors (ECM) on an Air Handler Unit | 0.73713 | 1.554 | 2.4691 | . | . | .
197 | Residential, Existing, Mobile Home, Base 14 SEER Heat Pump, ECM-141, Electronically Commutated Motors (ECM) on an Air Handler Unit | 0.73726 | 2.2021 | 3.4982 | . | . | .
198 | Residential, New, Mobile Home, Base 14 SEER Heat Pump, ECM-141, Electronically Commutated Motors (ECM) on an Air Handler Unit | 0.73726 | 1.8498 | 2.9386 | . | . | .
199 | Residential, Existing, Single Family, Base 14 SEER Heat Pump, ECM-142, Duct Repair | 0.73742 | 0.28107 | 0.40413 | . | . | .
200 | Residential, New, Single Family, Base 14 SEER Heat Pump, ECM-142, Duct Repair | 0.73742 | 0.228 | 0.32783 | . | . | .
201 | Residential, Existing, Multi Family, Base 14 SEER Heat Pump, ECM-142, Duct Repair | 0.7374 | 0.099036 | 0.14241 | . | . | .
202 | Residential, New, Multi Family, Base 14 SEER Heat Pump, ECM-142, Duct Repair | 0.7374 | 0.079486 | 0.11429 | . | . | .
203 | Residential, Existing, Mobile Home, Base 14 SEER Heat Pump, ECM-142, Duct Repair | 0.73759 | 0.12905 | 0.18551 | . | . | .
204 | Residential, New, Mobile Home, Base 14 SEER Heat Pump, ECM-142, Duct Repair | 0.73759 | 0.10287 | 0.14789 | . | . | .
205 | Residential, Existing, Single Family, Base 14 SEER Heat Pump, ECM-143, Reflective Roof | 0.73684 | 0.36847 | 0.58567 | . | . | .
206 | Residential, New, Single Family, Base 14 SEER Heat Pump, ECM-143, Reflective Roof | 0.73684 | 0.2989 | 0.4751 | . | . | .
207 | Residential, Existing, Multi Family, Base 14 SEER Heat Pump, ECM-143, Reflective Roof | 0.73686 | 0.38396 | 0.61028 | . | . | .
208 | Residential, New, Multi Family, Base 14 SEER Heat Pump, ECM-143, Reflective Roof | 0.73686 | 0.30817 | 0.48981 | . | . | .
209 | Residential, Existing, Mobile Home, Base 14 SEER Heat Pump, ECM-143, Reflective Roof | 0.73691 | 0.52035 | 0.827 | . | . | .
210 | Residential, New, Mobile Home, Base 14 SEER Heat Pump, ECM-143, Reflective Roof | 0.73691 | 0.42001 | 0.66754 | . | . | .
211 | Residential, Existing, Single Family, Base 14 SEER Heat Pump, ECM-144, Radient Barrier | 0.73716 | 0.039469 | 0.073406 | . | . | .
212 | Residential, New, Single Family, Base 14 SEER Heat Pump, ECM-144, Radient Barrier | 0.73716 | 0.031974 | 0.059467 | . | . | .
213 | Residential, Existing, Multi Family, Base 14 SEER Heat Pump, ECM-144, Radient Barrier | 0.73717 | 0.026758 | 0.049765 | . | . | .
214 | Residential, New, Multi Family, Base 14 SEER Heat Pump, ECM-144, Radient Barrier | 0.73717 | 0.021476 | 0.039942 | . | . | .
215 | Residential, Existing, Mobile Home, Base 14 SEER Heat Pump, ECM-144, Radient Barrier | 0.73729 | 0.050459 | 0.09383 | . | . | .
216 | Residential, New, Mobile Home, Base 14 SEER Heat Pump, ECM-144, Radient Barrier | 0.73729 | 0.040225 | 0.0748 | . | . | .
217 | Residential, Existing, Single Family, Base 14 SEER Heat Pump, ECM-145, Window Film | 0.73669 | 0.1083 | 0.20155 | . | . | .
218 | Residential, New, Single Family, Base 14 SEER Heat Pump, ECM-145, Window Film | 0.73669 | 0.097 | 0.18052 | . | . | .
219 | Residential, Existing, Multi Family, Base 14 SEER Heat Pump, ECM-145, Window Film | 0.73671 | 0.16823 | 0.31307 | . | . | .
220 | Residential, New, Multi Family, Base 14 SEER Heat Pump, ECM-145, Window Film | 0.73671 | 0.59406 | 1.1056 | . | . | .
221 | Residential, Existing, Mobile Home, Base 14 SEER Heat Pump, ECM-145, Window Film | 0.73673 | 0.18751 | 0.34896 | . | . | .
222 | Residential, New, Mobile Home, Base 14 SEER Heat Pump, ECM-145, Window Film | 0.73673 | 0.29675 | 0.55224 | . | . | .
223 | Residential, Existing, Single Family, Base 14 SEER Heat Pump, ECM-146, Window Tinting | 0.7369 | 0.39421 | 0.53496 | . | . | .
224 | Residential, New, Single Family, Base 14 SEER Heat Pump, ECM-146, Window Tinting | 0.7369 | 0.36339 | 0.49313 | . | . | .
225 | Residential, Existing, Multi Family, Base 14 SEER Heat Pump, ECM-146, Window Tinting | 0.73692 | 0.49119 | 0.66655 | 2.571e-05 | 0 | 4.849e-05
226 | Residential, New, Multi Family, Base 14 SEER Heat Pump, ECM-146, Window Tinting | 0.73692 | 1.7993 | 2.4417 | 0.0028483 | 0 | 0.005372
227 | Residential, Existing, Mobile Home, Base 14 SEER Heat Pump, ECM-146, Window Tinting | 0.73698 | 0.57901 | 0.78565 | 7.475e-05 | 0 | 0.00012354
228 | Residential, New, Mobile Home, Base 14 SEER Heat Pump, ECM-146, Window Tinting | 0.73698 | 0.95361 | 1.294 | . | . | .
229 | Residential, Existing, Single Family, Base 14 SEER Heat Pump, ECM-147, Default Window With Sunscreen | 0.73709 | 0.10721 | 0.19941 | . | . | .
230 | Residential, New, Single Family, Base 14 SEER Heat Pump, ECM-147, Default Window With Sunscreen | 0.73709 | 0.34158 | 0.63535 | . | . | .
231 | Residential, Existing, Multi Family, Base 14 SEER Heat Pump, ECM-147, Default Window With Sunscreen | 0.73713 | 0.12444 | 0.23145 | 6.689e-05 | -1.027e-05 | 7.703e-05
232 | Residential, New, Multi Family, Base 14 SEER Heat Pump, ECM-147, Default Window With Sunscreen | 0.73713 | 1.0092 | 1.877 | 0.017394 | -0.0026704 | 0.02003
233 | Residential, Existing, Mobile Home, Base 14 SEER Heat Pump, ECM-147, Default Window With Sunscreen | 0.73721 | 0.15142 | 0.2816 | . | . | .
234 | Residential, New, Mobile Home, Base 14 SEER Heat Pump, ECM-147, Default Window With Sunscreen | 0.73721 | 0.48004 | 0.89275 | . | . | .
235 | Residential, Existing, Single Family, Base 14 SEER Heat Pump, ECM-148, Single Pane Clear Windows to Double Pane Low-E Windows | 0.73701 | 0.22564 | 0.30616 | . | . | .
236 | Residential, New, Single Family, Base 14 SEER Heat Pump, ECM-148, Single Pane Clear Windows to Double Pane Low-E Windows | 0.73701 | 0.18304 | 0.24836 | . | . | .
237 | Residential, Existing, Multi Family, Base 14 SEER Heat Pump, ECM-148, Single Pane Clear Windows to Double Pane Low-E Windows | 0.73701 | 0.67988 | 0.92249 | . | . | .
238 | Residential, New, Multi Family, Base 14 SEER Heat Pump, ECM-148, Single Pane Clear Windows to Double Pane Low-E Windows | 0.73701 | 0.54568 | 0.7404 | . | . | .
239 | Residential, Existing, Mobile Home, Base 14 SEER Heat Pump, ECM-148, Single Pane Clear Windows to Double Pane Low-E Windows | 0.7371 | 0.28751 | 0.39005 | . | . | .
240 | Residential, New, Mobile Home, Base 14 SEER Heat Pump, ECM-148, Single Pane Clear Windows to Double Pane Low-E Windows | 0.7371 | 0.2292 | 0.31095 | . | . | .
241 | Residential, Existing, Single Family, Base 14 SEER Heat Pump, ECM-150, Ceiling R-0 to R-19 Insulation | 0.73775 | 0.14628 | 0.19828 | . | . | .
242 | Residential, New, Single Family, Base 14 SEER Heat Pump, ECM-150, Ceiling R-0 to R-19 Insulation | 0.73775 | 0.11867 | 0.16085 | . | . | .
243 | Residential, Existing, Multi Family, Base 14 SEER Heat Pump, ECM-150, Ceiling R-0 to R-19 Insulation | 0.73766 | 0.15073 | 0.20433 | . | . | .
244 | Residential, New, Multi Family, Base 14 SEER Heat Pump, ECM-150, Ceiling R-0 to R-19 Insulation | 0.73766 | 0.12097 | 0.164 | . | . | .
245 | Residential, Existing, Mobile Home, Base 14 SEER Heat Pump, ECM-150, Ceiling R-0 to R-19 Insulation | 0.73795 | 0.16328 | 0.22126 | . | . | .
246 | Residential, New, Mobile Home, Base 14 SEER Heat Pump, ECM-150, Ceiling R-0 to R-19 Insulation | 0.73795 | 0.13017 | 0.17639 | . | . | .
247 | Residential, Existing, Single Family, Base 14 SEER Heat Pump, ECM-151, Ceiling R-19 to R-38 Insulation | 0.73775 | 0.004846 | 0.006568 | . | . | .
248 | Residential, New, Single Family, Base 14 SEER Heat Pump, ECM-151, Ceiling R-19 to R-38 Insulation | 0.73775 | 0.003926 | 0.005321 | . | . | .
249 | Residential, Existing, Multi Family, Base 14 SEER Heat Pump, ECM-151, Ceiling R-19 to R-38 Insulation | 0.73766 | 0.005053 | 0.00685 | . | . | .
250 | Residential, New, Multi Family, Base 14 SEER Heat Pump, ECM-151, Ceiling R-19 to R-38 Insulation | 0.73766 | 0.004055 | 0.005498 | . | . | .
251 | Residential, Existing, Mobile Home, Base 14 SEER Heat Pump, ECM-151, Ceiling R-19 to R-38 Insulation | 0.73795 | 0.005476 | 0.007421 | . | . | .
252 | Residential, New, Mobile Home, Base 14 SEER Heat Pump, ECM-151, Ceiling R-19 to R-38 Insulation | 0.73795 | 0.004366 | 0.005916 | . | . | .
253 | Residential, Existing, Single Family, Base 14 SEER Heat Pump, ECM-152, Wall 2x4 R-0 to Blow-In R-13 Insulation | 0.73775 | 0.00313 | 0.004243 | . | . | .
254 | Residential, New, Single Family, Base 14 SEER Heat Pump, ECM-152, Wall 2x4 R-0 to Blow-In R-13 Insulation | 0.73775 | 0.002536 | 0.003437 | . | . | .
255 | Residential, Existing, Multi Family, Base 14 SEER Heat Pump, ECM-152, Wall 2x4 R-0 to Blow-In R-13 Insulation | 0.73766 | 0.009063 | 0.012286 | . | . | .
256 | Residential, New, Multi Family, Base 14 SEER Heat Pump, ECM-152, Wall 2x4 R-0 to Blow-In R-13 Insulation | 0.73766 | 0.007274 | 0.009861 | . | . | .
257 | Residential, Existing, Mobile Home, Base 14 SEER Heat Pump, ECM-152, Wall 2x4 R-0 to Blow-In R-13 Insulation | 0.73795 | 0.0043 | 0.005827 | . | . | .
258 | Residential, New, Mobile Home, Base 14 SEER Heat Pump, ECM-152, Wall 2x4 R-0 to Blow-In R-13 Insulation | 0.73795 | 0.003428 | 0.004645 | . | . | .
259 | Residential, Existing, Single Family, Base 14 SEER Heat Pump, ECM-153, Weather Strip/Caulk w/Blower Door | 0.73653 | 0.14188 | 0.32065 | . | . | .
260 | Residential, New, Single Family, Base 14 SEER Heat Pump, ECM-153, Weather Strip/Caulk w/Blower Door | 0.73653 | 0.11509 | 0.26011 | . | . | .
261 | Residential, Existing, Multi Family, Base 14 SEER Heat Pump, ECM-153, Weather Strip/Caulk w/Blower Door | 0.73653 | 0.088142 | 0.1992 | . | . | .
262 | Residential, New, Multi Family, Base 14 SEER Heat Pump, ECM-153, Weather Strip/Caulk w/Blower Door | 0.73653 | 0.070743 | 0.15988 | . | . | .
263 | Residential, Existing, Mobile Home, Base 14 SEER Heat Pump, ECM-153, Weather Strip/Caulk w/Blower Door | 0.73654 | 0.09927 | 0.22435 | . | . | .
264 | Residential, New, Mobile Home, Base 14 SEER Heat Pump, ECM-153, Weather Strip/Caulk w/Blower Door | 0.73654 | 0.079137 | 0.17885 | . | . | .
265 | Residential, Existing, Single Family, Base 14 SEER A/C Split w/Gas Heat, ECM-162, 15 SEER Split-System Air Conditioner | . | 0 | 0 | . | . | .
266 | Residential, New, Single Family, Base 14 SEER A/C Split w/Gas Heat, ECM-162, 15 SEER Split-System Air Conditioner | . | 0 | 0 | . | . | .
267 | Residential, Existing, Multi Family, Base 14 SEER A/C Split w/Gas Heat, ECM-162, 15 SEER Split-System Air Conditioner | . | 0 | 0 | . | . | .
268 | Residential, New, Multi Family, Base 14 SEER A/C Split w/Gas Heat, ECM-162, 15 SEER Split-System Air Conditioner | . | 0 | 0 | . | . | .
269 | Residential, Existing, Mobile Home, Base 14 SEER A/C Split w/Gas Heat, ECM-162, 15 SEER Split-System Air Conditioner | . | 0 | 0 | . | . | .
270 | Residential, New, Mobile Home, Base 14 SEER A/C Split w/Gas Heat, ECM-162, 15 SEER Split-System Air Conditioner | . | 0 | 0 | . | . | .
271 | Residential, Existing, Single Family, Base 14 SEER A/C Split w/Gas Heat, ECM-163, 17 SEER Split-System Air Conditioner | . | 0 | 0 | . | . | .
272 | Residential, New, Single Family, Base 14 SEER A/C Split w/Gas Heat, ECM-163, 17 SEER Split-System Air Conditioner | . | 0 | 0 | . | . | .
273 | Residential, Existing, Multi Family, Base 14 SEER A/C Split w/Gas Heat, ECM-163, 17 SEER Split-System Air Conditioner | . | 0 | 0 | . | . | .
274 | Residential, New, Multi Family, Base 14 SEER A/C Split w/Gas Heat, ECM-163, 17 SEER Split-System Air Conditioner | . | 0 | 0 | . | . | .
275 | Residential, Existing, Mobile Home, Base 14 SEER A/C Split w/Gas Heat, ECM-163, 17 SEER Split-System Air Conditioner | . | 0 | 0 | . | . | .
276 | Residential, New, Mobile Home, Base 14 SEER A/C Split w/Gas Heat, ECM-163, 17 SEER Split-System Air Conditioner | . | 0 | 0 | . | . | .
277 | Residential, Existing, Single Family, Base 14 SEER A/C Split w/Gas Heat, ECM-164, 19 SEER Split-System Air Conditioner | . | 0 | 0 | . | . | .
278 | Residential, New, Single Family, Base 14 SEER A/C Split w/Gas Heat, ECM-164, 19 SEER Split-System Air Conditioner | . | 0 | 0 | . | . | .
279 | Residential, Existing, Multi Family, Base 14 SEER A/C Split w/Gas Heat, ECM-164, 19 SEER Split-System Air Conditioner | . | 0 | 0 | . | . | .
280 | Residential, New, Multi Family, Base 14 SEER A/C Split w/Gas Heat, ECM-164, 19 SEER Split-System Air Conditioner | . | 0 | 0 | . | . | .
281 | Residential, Existing, Mobile Home, Base 14 SEER A/C Split w/Gas Heat, ECM-164, 19 SEER Split-System Air Conditioner | . | 0 | 0 | . | . | .
282 | Residential, New, Mobile Home, Base 14 SEER A/C Split w/Gas Heat, ECM-164, 19 SEER Split-System Air Conditioner | . | 0 | 0 | . | . | .
283 | Residential, Existing, Single Family, Base 14 SEER A/C Split w/Gas Heat, ECM-166, Attic Venting | . | 0 | 0 | . | . | .
284 | Residential, New, Single Family, Base 14 SEER A/C Split w/Gas Heat, ECM-166, Attic Venting | . | 0 | 0 | . | . | .
285 | Residential, Existing, Multi Family, Base 14 SEER A/C Split w/Gas Heat, ECM-166, Attic Venting | . | 0 | 0 | . | . | .
286 | Residential, New, Multi Family, Base 14 SEER A/C Split w/Gas Heat, ECM-166, Attic Venting | . | 0 | 0 | . | . | .
287 | Residential, Existing, Mobile Home, Base 14 SEER A/C Split w/Gas Heat, ECM-166, Attic Venting | . | 0 | 0 | . | . | .
288 | Residential, New, Mobile Home, Base 14 SEER A/C Split w/Gas Heat, ECM-166, Attic Venting | . | 0 | 0 | . | . | .
289 | Residential, Existing, Single Family, Base 14 SEER A/C Split w/Gas Heat, ECM-167, Sealed Attic w/Sprayed Foam Insulated Roof Deck | . | 0 | 0 | . | . | .
290 | Residential, New, Single Family, Base 14 SEER A/C Split w/Gas Heat, ECM-167, Sealed Attic w/Sprayed Foam Insulated Roof Deck | . | 0 | 0 | . | . | .
291 | Residential, Existing, Multi Family, Base 14 SEER A/C Split w/Gas Heat, ECM-167, Sealed Attic w/Sprayed Foam Insulated Roof Deck | . | 0 | 0 | . | . | .
292 | Residential, New, Multi Family, Base 14 SEER A/C Split w/Gas Heat, ECM-167, Sealed Attic w/Sprayed Foam Insulated Roof Deck | . | 0 | 0 | . | . | .
293 | Residential, Existing, Mobile Home, Base 14 SEER A/C Split w/Gas Heat, ECM-167, Sealed Attic w/Sprayed Foam Insulated Roof Deck | . | 0 | 0 | . | . | .
294 | Residential, New, Mobile Home, Base 14 SEER A/C Split w/Gas Heat, ECM-167, Sealed Attic w/Sprayed Foam Insulated Roof Deck | . | 0 | 0 | . | . | .
295 | Residential, Existing, Single Family, Base 14 SEER A/C Split w/Gas Heat, ECM-168, AC Maintenance (Outdoor Coil Cleaning) | . | 0 | 0 | . | . | .
296 | Residential, New, Single Family, Base 14 SEER A/C Split w/Gas Heat, ECM-168, AC Maintenance (Outdoor Coil Cleaning) | . | 0 | 0 | . | . | .
297 | Residential, Existing, Multi Family, Base 14 SEER A/C Split w/Gas Heat, ECM-168, AC Maintenance (Outdoor Coil Cleaning) | . | 0 | 0 | . | . | .
298 | Residential, New, Multi Family, Base 14 SEER A/C Split w/Gas Heat, ECM-168, AC Maintenance (Outdoor Coil Cleaning) | . | 0 | 0 | . | . | .
299 | Residential, Existing, Mobile Home, Base 14 SEER A/C Split w/Gas Heat, ECM-168, AC Maintenance (Outdoor Coil Cleaning) | . | 0 | 0 | . | . | .
300 | Residential, New, Mobile Home, Base 14 SEER A/C Split w/Gas Heat, ECM-168, AC Maintenance (Outdoor Coil Cleaning) | . | 0 | 0 | . | . | .
301 | Residential, Existing, Single Family, Base 14 SEER A/C Split w/Gas Heat, ECM-169, AC Maintenance (Indoor Coil Cleaning) | . | 0 | 0 | . | . | .
302 | Residential, New, Single Family, Base 14 SEER A/C Split w/Gas Heat, ECM-169, AC Maintenance (Indoor Coil Cleaning) | . | 0 | 0 | . | . | .
303 | Residential, Existing, Multi Family, Base 14 SEER A/C Split w/Gas Heat, ECM-169, AC Maintenance (Indoor Coil Cleaning) | . | 0 | 0 | . | . | .
304 | Residential, New, Multi Family, Base 14 SEER A/C Split w/Gas Heat, ECM-169, AC Maintenance (Indoor Coil Cleaning) | . | 0 | 0 | . | . | .
305 | Residential, Existing, Mobile Home, Base 14 SEER A/C Split w/Gas Heat, ECM-169, AC Maintenance (Indoor Coil Cleaning) | . | 0 | 0 | . | . | .
306 | Residential, New, Mobile Home, Base 14 SEER A/C Split w/Gas Heat, ECM-169, AC Maintenance (Indoor Coil Cleaning) | . | 0 | 0 | . | . | .
307 | Residential, Existing, Single Family, Base 14 SEER A/C Split w/Gas Heat, ECM-170, Proper Refrigerant Charging and Air Flow | . | 0 | 0 | . | . | .
308 | Residential, New, Single Family, Base 14 SEER A/C Split w/Gas Heat, ECM-170, Proper Refrigerant Charging and Air Flow | . | 0 | 0 | . | . | .
309 | Residential, Existing, Multi Family, Base 14 SEER A/C Split w/Gas Heat, ECM-170, Proper Refrigerant Charging and Air Flow | . | 0 | 0 | . | . | .
310 | Residential, New, Multi Family, Base 14 SEER A/C Split w/Gas Heat, ECM-170, Proper Refrigerant Charging and Air Flow | . | 0 | 0 | . | . | .
311 | Residential, Existing, Mobile Home, Base 14 SEER A/C Split w/Gas Heat, ECM-170, Proper Refrigerant Charging and Air Flow | . | 0 | 0 | . | . | .
312 | Residential, New, Mobile Home, Base 14 SEER A/C Split w/Gas Heat, ECM-170, Proper Refrigerant Charging and Air Flow | . | 0 | 0 | . | . | .
313 | Residential, Existing, Single Family, Base 14 SEER A/C Split w/Gas Heat, ECM-171, Electronically Commutated Motors (ECM) on an Air Handler Unit | . | 0 | 0 | . | . | .
314 | Residential, New, Single Family, Base 14 SEER A/C Split w/Gas Heat, ECM-171, Electronically Commutated Motors (ECM) on an Air Handler Unit | . | 0 | 0 | . | . | .
315 | Residential, Existing, Multi Family, Base 14 SEER A/C Split w/Gas Heat, ECM-171, Electronically Commutated Motors (ECM) on an Air Handler Unit | . | 0 | 0 | . | . | .
316 | Residential, New, Multi Family, Base 14 SEER A/C Split w/Gas Heat, ECM-171, Electronically Commutated Motors (ECM) on an Air Handler Unit | . | 0 | 0 | . | . | .
317 | Residential, Existing, Mobile Home, Base 14 SEER A/C Split w/Gas Heat, ECM-171, Electronically Commutated Motors (ECM) on an Air Handler Unit | . | 0 | 0 | . | . | .
318 | Residential, New, Mobile Home, Base 14 SEER A/C Split w/Gas Heat, ECM-171, Electronically Commutated Motors (ECM) on an Air Handler Unit | . | 0 | 0 | . | . | .
319 | Residential, Existing, Single Family, Base 14 SEER A/C Split w/Gas Heat, ECM-172, Duct Repair | . | 0 | 0 | . | . | .
320 | Residential, New, Single Family, Base 14 SEER A/C Split w/Gas Heat, ECM-172, Duct Repair | . | 0 | 0 | . | . | .
321 | Residential, Existing, Multi Family, Base 14 SEER A/C Split w/Gas Heat, ECM-172, Duct Repair | . | 0 | 0 | . | . | .
322 | Residential, New, Multi Family, Base 14 SEER A/C Split w/Gas Heat, ECM-172, Duct Repair | . | 0 | 0 | . | . | .
323 | Residential, Existing, Mobile Home, Base 14 SEER A/C Split w/Gas Heat, ECM-172, Duct Repair | . | 0 | 0 | . | . | .
324 | Residential, New, Mobile Home, Base 14 SEER A/C Split w/Gas Heat, ECM-172, Duct Repair | . | 0 | 0 | . | . | .
325 | Residential, Existing, Single Family, Base 14 SEER A/C Split w/Gas Heat, ECM-173, Reflective Roof | . | 0 | 0 | . | . | .
326 | Residential, New, Single Family, Base 14 SEER A/C Split w/Gas Heat, ECM-173, Reflective Roof | . | 0 | 0 | . | . | .
327 | Residential, Existing, Multi Family, Base 14 SEER A/C Split w/Gas Heat, ECM-173, Reflective Roof | . | 0 | 0 | . | . | .
328 | Residential, New, Multi Family, Base 14 SEER A/C Split w/Gas Heat, ECM-173, Reflective Roof | . | 0 | 0 | . | . | .
329 | Residential, Existing, Mobile Home, Base 14 SEER A/C Split w/Gas Heat, ECM-173, Reflective Roof | . | 0 | 0 | . | . | .
330 | Residential, New, Mobile Home, Base 14 SEER A/C Split w/Gas Heat, ECM-173, Reflective Roof | . | 0 | 0 | . | . | .
331 | Residential, Existing, Single Family, Base 14 SEER A/C Split w/Gas Heat, ECM-174, Radient Barrier | . | 0 | 0 | . | . | .
332 | Residential, New, Single Family, Base 14 SEER A/C Split w/Gas Heat, ECM-174, Radient Barrier | . | 0 | 0 | . | . | .
333 | Residential, Existing, Multi Family, Base 14 SEER A/C Split w/Gas Heat, ECM-174, Radient Barrier | . | 0 | 0 | . | . | .
334 | Residential, New, Multi Family, Base 14 SEER A/C Split w/Gas Heat, ECM-174, Radient Barrier | . | 0 | 0 | . | . | .
335 | Residential, Existing, Mobile Home, Base 14 SEER A/C Split w/Gas Heat, ECM-174, Radient Barrier | . | 0 | 0 | . | . | .
336 | Residential, New, Mobile Home, Base 14 SEER A/C Split w/Gas Heat, ECM-174, Radient Barrier | . | 0 | 0 | . | . | .
337 | Residential, Existing, Single Family, Base 14 SEER A/C Split w/Gas Heat, ECM-175, Window Film | . | 0 | 0 | . | . | .
338 | Residential, New, Single Family, Base 14 SEER A/C Split w/Gas Heat, ECM-175, Window Film | . | 0 | 0 | . | . | .
339 | Residential, Existing, Multi Family, Base 14 SEER A/C Split w/Gas Heat, ECM-175, Window Film | . | 0 | 0 | . | . | .
340 | Residential, New, Multi Family, Base 14 SEER A/C Split w/Gas Heat, ECM-175, Window Film | . | 0 | 0 | . | . | .
341 | Residential, Existing, Mobile Home, Base 14 SEER A/C Split w/Gas Heat, ECM-175, Window Film | . | 0 | 0 | . | . | .
342 | Residential, New, Mobile Home, Base 14 SEER A/C Split w/Gas Heat, ECM-175, Window Film | . | 0 | 0 | . | . | .
343 | Residential, Existing, Single Family, Base 14 SEER A/C Split w/Gas Heat, ECM-176, Window Tinting | . | 0 | 0 | . | . | .
344 | Residential, New, Single Family, Base 14 SEER A/C Split w/Gas Heat, ECM-176, Window Tinting | . | 0 | 0 | . | . | .
345 | Residential, Existing, Multi Family, Base 14 SEER A/C Split w/Gas Heat, ECM-176, Window Tinting | . | 0 | 0 | . | . | .
346 | Residential, New, Multi Family, Base 14 SEER A/C Split w/Gas Heat, ECM-176, Window Tinting | . | 0 | 0 | . | . | .
347 | Residential, Existing, Mobile Home, Base 14 SEER A/C Split w/Gas Heat, ECM-176, Window Tinting | . | 0 | 0 | . | . | .
348 | Residential, New, Mobile Home, Base 14 SEER A/C Split w/Gas Heat, ECM-176, Window Tinting | . | 0 | 0 | . | . | .
349 | Residential, Existing, Single Family, Base 14 SEER A/C Split w/Gas Heat, ECM-177, Default Window With Sunscreen | . | 0 | 0 | . | . | .
350 | Residential, New, Single Family, Base 14 SEER A/C Split w/Gas Heat, ECM-177, Default Window With Sunscreen | . | 0 | 0 | . | . | .
351 | Residential, Existing, Multi Family, Base 14 SEER A/C Split w/Gas Heat, ECM-177, Default Window With Sunscreen | . | 0 | 0 | . | . | .
352 | Residential, New, Multi Family, Base 14 SEER A/C Split w/Gas Heat, ECM-177, Default Window With Sunscreen | . | 0 | 0 | . | . | .
353 | Residential, Existing, Mobile Home, Base 14 SEER A/C Split w/Gas Heat, ECM-177, Default Window With Sunscreen | . | 0 | 0 | . | . | .
354 | Residential, New, Mobile Home, Base 14 SEER A/C Split w/Gas Heat, ECM-177, Default Window With Sunscreen | . | 0 | 0 | . | . | .
355 | Residential, Existing, Single Family, Base 14 SEER A/C Split w/Gas Heat, ECM-178, Single Pane Clear Windows to Double Pane Low-E Windows | . | 0 | 0 | . | . | .
356 | Residential, New, Single Family, Base 14 SEER A/C Split w/Gas Heat, ECM-178, Single Pane Clear Windows to Double Pane Low-E Windows | . | 0 | 0 | . | . | .
357 | Residential, Existing, Multi Family, Base 14 SEER A/C Split w/Gas Heat, ECM-178, Single Pane Clear Windows to Double Pane Low-E Windows | . | 0 | 0 | . | . | .
358 | Residential, New, Multi Family, Base 14 SEER A/C Split w/Gas Heat, ECM-178, Single Pane Clear Windows to Double Pane Low-E Windows | . | 0 | 0 | . | . | .
359 | Residential, Existing, Mobile Home, Base 14 SEER A/C Split w/Gas Heat, ECM-178, Single Pane Clear Windows to Double Pane Low-E Windows | . | 0 | 0 | . | . | .
360 | Residential, New, Mobile Home, Base 14 SEER A/C Split w/Gas Heat, ECM-178, Single Pane Clear Windows to Double Pane Low-E Windows | . | 0 | 0 | . | . | .
361 | Residential, Existing, Single Family, Base 14 SEER A/C Split w/Gas Heat, ECM-180, Ceiling R-0 to R-19 Insulation | . | 0 | 0 | . | . | .
362 | Residential, New, Single Family, Base 14 SEER A/C Split w/Gas Heat, ECM-180, Ceiling R-0 to R-19 Insulation | . | 0 | 0 | . | . | .
363 | Residential, Existing, Multi Family, Base 14 SEER A/C Split w/Gas Heat, ECM-180, Ceiling R-0 to R-19 Insulation | . | 0 | 0 | . | . | .
364 | Residential, New, Multi Family, Base 14 SEER A/C Split w/Gas Heat, ECM-180, Ceiling R-0 to R-19 Insulation | . | 0 | 0 | . | . | .
365 | Residential, Existing, Mobile Home, Base 14 SEER A/C Split w/Gas Heat, ECM-180, Ceiling R-0 to R-19 Insulation | . | 0 | 0 | . | . | .
366 | Residential, New, Mobile Home, Base 14 SEER A/C Split w/Gas Heat, ECM-180, Ceiling R-0 to R-19 Insulation | . | 0 | 0 | . | . | .
367 | Residential, Existing, Single Family, Base 14 SEER A/C Split w/Gas Heat, ECM-181, Ceiling R-19 to R-38 Insulation | . | 0 | 0 | . | . | .
368 | Residential, New, Single Family, Base 14 SEER A/C Split w/Gas Heat, ECM-181, Ceiling R-19 to R-38 Insulation | . | 0 | 0 | . | . | .
369 | Residential, Existing, Multi Family, Base 14 SEER A/C Split w/Gas Heat, ECM-181, Ceiling R-19 to R-38 Insulation | . | 0 | 0 | . | . | .
370 | Residential, New, Multi Family, Base 14 SEER A/C Split w/Gas Heat, ECM-181, Ceiling R-19 to R-38 Insulation | . | 0 | 0 | . | . | .
371 | Residential, Existing, Mobile Home, Base 14 SEER A/C Split w/Gas Heat, ECM-181, Ceiling R-19 to R-38 Insulation | . | 0 | 0 | . | . | .
372 | Residential, New, Mobile Home, Base 14 SEER A/C Split w/Gas Heat, ECM-181, Ceiling R-19 to R-38 Insulation | . | 0 | 0 | . | . | .
373 | Residential, Existing, Single Family, Base 14 SEER A/C Split w/Gas Heat, ECM-182, Wall 2x4 R-0 to Blow-In R-13 Insulation | . | 0 | 0 | . | . | .
374 | Residential, New, Single Family, Base 14 SEER A/C Split w/Gas Heat, ECM-182, Wall 2x4 R-0 to Blow-In R-13 Insulation | . | 0 | 0 | . | . | .
375 | Residential, Existing, Multi Family, Base 14 SEER A/C Split w/Gas Heat, ECM-182, Wall 2x4 R-0 to Blow-In R-13 Insulation | . | 0 | 0 | . | . | .
376 | Residential, New, Multi Family, Base 14 SEER A/C Split w/Gas Heat, ECM-182, Wall 2x4 R-0 to Blow-In R-13 Insulation | . | 0 | 0 | . | . | .
377 | Residential, Existing, Mobile Home, Base 14 SEER A/C Split w/Gas Heat, ECM-182, Wall 2x4 R-0 to Blow-In R-13 Insulation | . | 0 | 0 | . | . | .
378 | Residential, New, Mobile Home, Base 14 SEER A/C Split w/Gas Heat, ECM-182, Wall 2x4 R-0 to Blow-In R-13 Insulation | . | 0 | 0 | . | . | .
379 | Residential, Existing, Single Family, Base 14 SEER A/C Split w/Gas Heat, ECM-183, Weather Strip/Caulk w/Blower Door | . | 0 | 0 | . | . | .
380 | Residential, New, Single Family, Base 14 SEER A/C Split w/Gas Heat, ECM-183, Weather Strip/Caulk w/Blower Door | . | 0 | 0 | . | . | .
381 | Residential, Existing, Multi Family, Base 14 SEER A/C Split w/Gas Heat, ECM-183, Weather Strip/Caulk w/Blower Door | . | 0 | 0 | . | . | .
382 | Residential, New, Multi Family, Base 14 SEER A/C Split w/Gas Heat, ECM-183, Weather Strip/Caulk w/Blower Door | . | 0 | 0 | . | . | .
383 | Residential, Existing, Mobile Home, Base 14 SEER A/C Split w/Gas Heat, ECM-183, Weather Strip/Caulk w/Blower Door | . | 0 | 0 | . | . | .
384 | Residential, New, Mobile Home, Base 14 SEER A/C Split w/Gas Heat, ECM-183, Weather Strip/Caulk w/Blower Door | . | 0 | 0 | . | . | .
385 | Residential, Existing, Single Family, Base 10 EER Room A/C & Elec Heat, ECM-191, HE Room Air Conditioner - EER 11 | 0.73696 | 0.25918 | 0.4119 | . | . | .
386 | Residential, New, Single Family, Base 10 EER Room A/C & Elec Heat, ECM-191, HE Room Air Conditioner - EER 11 | 0.73696 | 0.25918 | 0.4119 | . | . | .
387 | Residential, Existing, Multi Family, Base 10 EER Room A/C & Elec Heat, ECM-191, HE Room Air Conditioner - EER 11 | 0.73698 | 0.18402 | 0.29244 | . | . | .
388 | Residential, New, Multi Family, Base 10 EER Room A/C & Elec Heat, ECM-191, HE Room Air Conditioner - EER 11 | 0.73698 | 0.17652 | 0.28052 | . | . | .
389 | Residential, Existing, Mobile Home, Base 10 EER Room A/C & Elec Heat, ECM-191, HE Room Air Conditioner - EER 11 | 0.73705 | 0.19752 | 0.31386 | . | . | .
390 | Residential, New, Mobile Home, Base 10 EER Room A/C & Elec Heat, ECM-191, HE Room Air Conditioner - EER 11 | 0.73705 | 0.18844 | 0.29944 | . | . | .
391 | Residential, Existing, Single Family, Base 10 EER Room A/C & Elec Heat, ECM-192, HE Room Air Conditioner - EER 12 | 0.73696 | 0.13062 | 0.20758 | . | . | .
392 | Residential, New, Single Family, Base 10 EER Room A/C & Elec Heat, ECM-192, HE Room Air Conditioner - EER 12 | 0.73696 | 0.12709 | 0.20197 | . | . | .
393 | Residential, Existing, Multi Family, Base 10 EER Room A/C & Elec Heat, ECM-192, HE Room Air Conditioner - EER 12 | 0.73698 | 0.099181 | 0.15762 | . | . | .
394 | Residential, New, Multi Family, Base 10 EER Room A/C & Elec Heat, ECM-192, HE Room Air Conditioner - EER 12 | 0.73698 | 0.09514 | 0.15119 | . | . | .
395 | Residential, Existing, Mobile Home, Base 10 EER Room A/C & Elec Heat, ECM-192, HE Room Air Conditioner - EER 12 | 0.73705 | 0.094731 | 0.15053 | . | . | .
396 | Residential, New, Mobile Home, Base 10 EER Room A/C & Elec Heat, ECM-192, HE Room Air Conditioner - EER 12 | 0.73705 | 0.090379 | 0.14361 | . | . | .
397 | Residential, Existing, Single Family, Base 10 EER Room A/C & Elec Heat, ECM-196, Reflective Roof | 0.73684 | 0.20516 | 0.32609 | . | . | .
398 | Residential, New, Single Family, Base 10 EER Room A/C & Elec Heat, ECM-196, Reflective Roof | 0.73684 | 0.1996 | 0.31726 | . | . | .
399 | Residential, Existing, Multi Family, Base 10 EER Room A/C & Elec Heat, ECM-196, Reflective Roof | 0.73686 | 0.31576 | 0.50189 | . | . | .
400 | Residential, New, Multi Family, Base 10 EER Room A/C & Elec Heat, ECM-196, Reflective Roof | 0.73686 | 0.3029 | 0.48144 | . | . | .
401 | Residential, Existing, Mobile Home, Base 10 EER Room A/C & Elec Heat, ECM-196, Reflective Roof | 0.73691 | 0.35423 | 0.56298 | . | . | .
402 | Residential, New, Mobile Home, Base 10 EER Room A/C & Elec Heat, ECM-196, Reflective Roof | 0.73691 | 0.34128 | 0.54241 | . | . | .
403 | Residential, Existing, Single Family, Base 10 EER Room A/C & Elec Heat, ECM-197, Window Film | 0.73669 | 0.065207 | 0.12135 | . | . | .
404 | Residential, New, Single Family, Base 10 EER Room A/C & Elec Heat, ECM-197, Window Film | 0.73669 | 0.063442 | 0.11807 | . | . | .
405 | Residential, Existing, Multi Family, Base 10 EER Room A/C & Elec Heat, ECM-197, Window Film | 0.73671 | 0.13751 | 0.2559 | . | . | .
406 | Residential, New, Multi Family, Base 10 EER Room A/C & Elec Heat, ECM-197, Window Film | 0.73671 | 0.52384 | 0.97487 | . | . | .
407 | Residential, Existing, Mobile Home, Base 10 EER Room A/C & Elec Heat, ECM-197, Window Film | 0.73673 | 0.13366 | 0.24874 | . | . | .
408 | Residential, New, Mobile Home, Base 10 EER Room A/C & Elec Heat, ECM-197, Window Film | 0.73673 | 0.22624 | 0.42101 | . | . | .
409 | Residential, Existing, Single Family, Base 10 EER Room A/C & Elec Heat, ECM-198, Window Tinting | 0.7369 | 0.22544 | 0.30593 | . | . | .
410 | Residential, New, Single Family, Base 10 EER Room A/C & Elec Heat, ECM-198, Window Tinting | 0.7369 | 0.21934 | 0.29765 | . | . | .
411 | Residential, Existing, Multi Family, Base 10 EER Room A/C & Elec Heat, ECM-198, Window Tinting | 0.73692 | 0.37399 | 0.50751 | 6.67e-06 | 0 | 1.258e-05
412 | Residential, New, Multi Family, Base 10 EER Room A/C & Elec Heat, ECM-198, Window Tinting | 0.73692 | 1.4748 | 2.0013 | 0.00076208 | 0 | 0.0014373
413 | Residential, Existing, Mobile Home, Base 10 EER Room A/C & Elec Heat, ECM-198, Window Tinting | 0.73698 | 0.393 | 0.53325 | . | . | .
414 | Residential, New, Mobile Home, Base 10 EER Room A/C & Elec Heat, ECM-198, Window Tinting | 0.73698 | 0.69041 | 0.93682 | . | . | .
415 | Residential, Existing, Single Family, Base 10 EER Room A/C & Elec Heat, ECM-199, Default Window With Sunscreen | 0.73709 | 0.062696 | 0.11662 | . | . | .
416 | Residential, New, Single Family, Base 10 EER Room A/C & Elec Heat, ECM-199, Default Window With Sunscreen | 0.73709 | 0.23958 | 0.44564 | . | . | .
417 | Residential, Existing, Multi Family, Base 10 EER Room A/C & Elec Heat, ECM-199, Default Window With Sunscreen | 0.73713 | 0.10172 | 0.18919 | . | . | .
418 | Residential, New, Multi Family, Base 10 EER Room A/C & Elec Heat, ECM-199, Default Window With Sunscreen | 0.73713 | 0.98381 | 1.8298 | . | . | .
419 | Residential, Existing, Mobile Home, Base 10 EER Room A/C & Elec Heat, ECM-199, Default Window With Sunscreen | 0.73721 | 0.10689 | 0.19878 | . | . | .
420 | Residential, New, Mobile Home, Base 10 EER Room A/C & Elec Heat, ECM-199, Default Window With Sunscreen | 0.73721 | 0.40448 | 0.75222 | . | . | .
421 | Residential, Existing, Single Family, Base 10 EER Room A/C & Elec Heat, ECM-200, Single Pane Clear Windows to Double Pane Low-E Windows | 0.73701 | 0.1372 | 0.18616 | . | . | .
422 | Residential, New, Single Family, Base 10 EER Room A/C & Elec Heat, ECM-200, Single Pane Clear Windows to Double Pane Low-E Windows | 0.73701 | 0.13348 | 0.18112 | . | . | .
423 | Residential, Existing, Multi Family, Base 10 EER Room A/C & Elec Heat, ECM-200, Single Pane Clear Windows to Double Pane Low-E Windows | 0.73701 | 0.59131 | 0.80231 | . | . | .
424 | Residential, New, Multi Family, Base 10 EER Room A/C & Elec Heat, ECM-200, Single Pane Clear Windows to Double Pane Low-E Windows | 0.73701 | 0.56722 | 0.76963 | . | . | .
425 | Residential, Existing, Mobile Home, Base 10 EER Room A/C & Elec Heat, ECM-200, Single Pane Clear Windows to Double Pane Low-E Windows | 0.7371 | 0.20297 | 0.27536 | . | . | .
426 | Residential, New, Mobile Home, Base 10 EER Room A/C & Elec Heat, ECM-200, Single Pane Clear Windows to Double Pane Low-E Windows | 0.7371 | 0.19364 | 0.26271 | . | . | .
427 | Residential, Existing, Single Family, Base 10 EER Room A/C & Elec Heat, ECM-202, Ceiling R-0 to R-19 Insulation | 0.737 | 0.29628 | 0.40201 | . | . | .
428 | Residential, New, Single Family, Base 10 EER Room A/C & Elec Heat, ECM-202, Ceiling R-0 to R-19 Insulation | 0.737 | 0.29628 | 0.40201 | . | . | .
429 | Residential, Existing, Multi Family, Base 10 EER Room A/C & Elec Heat, ECM-202, Ceiling R-0 to R-19 Insulation | 0.73699 | 0.2136 | 0.28983 | . | . | .
430 | Residential, New, Multi Family, Base 10 EER Room A/C & Elec Heat, ECM-202, Ceiling R-0 to R-19 Insulation | 0.73699 | 0.2049 | 0.27803 | . | . | .
431 | Residential, Existing, Mobile Home, Base 10 EER Room A/C & Elec Heat, ECM-202, Ceiling R-0 to R-19 Insulation | 0.73709 | 0.26776 | 0.36327 | . | . | .
432 | Residential, New, Mobile Home, Base 10 EER Room A/C & Elec Heat, ECM-202, Ceiling R-0 to R-19 Insulation | 0.73709 | 0.25797 | 0.34999 | . | . | .
433 | Residential, Existing, Single Family, Base 10 EER Room A/C & Elec Heat, ECM-203, Ceiling R-19 to R-38 Insulation | 0.737 | 0.008473 | 0.011497 | . | . | .
434 | Residential, New, Single Family, Base 10 EER Room A/C & Elec Heat, ECM-203, Ceiling R-19 to R-38 Insulation | 0.737 | 0.008244 | 0.011186 | . | . | .
435 | Residential, Existing, Multi Family, Base 10 EER Room A/C & Elec Heat, ECM-203, Ceiling R-19 to R-38 Insulation | 0.73699 | 0.008098 | 0.010989 | . | . | .
436 | Residential, New, Multi Family, Base 10 EER Room A/C & Elec Heat, ECM-203, Ceiling R-19 to R-38 Insulation | 0.73699 | 0.007769 | 0.010541 | . | . | .
437 | Residential, Existing, Mobile Home, Base 10 EER Room A/C & Elec Heat, ECM-203, Ceiling R-19 to R-38 Insulation | 0.73709 | 0.00898 | 0.012182 | . | . | .
438 | Residential, New, Mobile Home, Base 10 EER Room A/C & Elec Heat, ECM-203, Ceiling R-19 to R-38 Insulation | 0.73709 | 0.008567 | 0.011623 | . | . | .
439 | Residential, Existing, Single Family, Base 10 EER Room A/C & Elec Heat, ECM-204, Wall 2x4 R-0 to Blow-In R-13 Insulation | 0.737 | 0.002542 | 0.00345 | . | . | .
440 | Residential, New, Single Family, Base 10 EER Room A/C & Elec Heat, ECM-204, Wall 2x4 R-0 to Blow-In R-13 Insulation | 0.737 | 0.002474 | 0.003356 | . | . | .
441 | Residential, Existing, Multi Family, Base 10 EER Room A/C & Elec Heat, ECM-204, Wall 2x4 R-0 to Blow-In R-13 Insulation | 0.73699 | 0.009892 | 0.013423 | . | . | .
442 | Residential, New, Multi Family, Base 10 EER Room A/C & Elec Heat, ECM-204, Wall 2x4 R-0 to Blow-In R-13 Insulation | 0.73699 | 0.009489 | 0.012876 | . | . | .
443 | Residential, Existing, Mobile Home, Base 10 EER Room A/C & Elec Heat, ECM-204, Wall 2x4 R-0 to Blow-In R-13 Insulation | 0.73709 | 0.004024 | 0.005459 | . | . | .
444 | Residential, New, Mobile Home, Base 10 EER Room A/C & Elec Heat, ECM-204, Wall 2x4 R-0 to Blow-In R-13 Insulation | 0.73709 | 0.003839 | 0.005209 | . | . | .
445 | Residential, Existing, Single Family, Base 10 EER Room A/C & Elec Heat, ECM-205, Weather Strip/Caulk w/Blower Door | 0.73653 | 0.085423 | 0.19306 | . | . | .
446 | Residential, New, Single Family, Base 10 EER Room A/C & Elec Heat, ECM-205, Weather Strip/Caulk w/Blower Door | 0.73653 | 0.083112 | 0.18784 | . | . | .
447 | Residential, Existing, Multi Family, Base 10 EER Room A/C & Elec Heat, ECM-205, Weather Strip/Caulk w/Blower Door | 0.73653 | 0.073864 | 0.16694 | . | . | .
448 | Residential, New, Multi Family, Base 10 EER Room A/C & Elec Heat, ECM-205, Weather Strip/Caulk w/Blower Door | 0.73653 | 0.070855 | 0.16014 | . | . | .
449 | Residential, Existing, Mobile Home, Base 10 EER Room A/C & Elec Heat, ECM-205, Weather Strip/Caulk w/Blower Door | 0.73654 | 0.070539 | 0.15942 | . | . | .
450 | Residential, New, Mobile Home, Base 10 EER Room A/C & Elec Heat, ECM-205, Weather Strip/Caulk w/Blower Door | 0.73654 | 0.067298 | 0.1521 | . | . | .
451 | Residential, Existing, Single Family, Base Lighting (43-Watt Incandescent), 0.5 hr/hday, ECM-221, CFL (18-Watt integral ballast), 0.5 hr/day | 0.73657 | 2.1171 | 2.8743 | 0.15731 | 0.2243 | 3.0067
452 | Residential, New, Single Family, Base Lighting (43-Watt Incandescent), 0.5 hr/hday, ECM-221, CFL (18-Watt integral ballast), 0.5 hr/day | 0.73657 | 2.1171 | 2.8743 | 0.0012569 | 0.0017921 | 0.024023
453 | Residential, Existing, Multi Family, Base Lighting (43-Watt Incandescent), 0.5 hr/hday, ECM-221, CFL (18-Watt integral ballast), 0.5 hr/day | 0.73657 | 2.1171 | 2.8743 | 0.022071 | 0.031469 | 0.42183
454 | Residential, New, Multi Family, Base Lighting (43-Watt Incandescent), 0.5 hr/hday, ECM-221, CFL (18-Watt integral ballast), 0.5 hr/day | 0.73657 | 2.1171 | 2.8743 | 0.0012015 | 0.0017132 | 0.022965
455 | Residential, Existing, Mobile Home, Base Lighting (43-Watt Incandescent), 0.5 hr/hday, ECM-221, CFL (18-Watt integral ballast), 0.5 hr/day | 0.73657 | 2.1171 | 2.8743 | 0.013502 | 0.019251 | 0.25806
456 | Residential, New, Mobile Home, Base Lighting (43-Watt Incandescent), 0.5 hr/hday, ECM-221, CFL (18-Watt integral ballast), 0.5 hr/day | 0.73657 | 2.1171 | 2.8743 | 3.06e-06 | 4.37e-06 | 5.856e-05
457 | Residential, Existing, Single Family, Base Lighting (43-Watt Incandescent), 0.5 hr/hday, ECM-222, LED (10-Watt integral ballast), 0.5 hr/day | 0.73657 | 0.18602 | 0.25255 | . | . | .
458 | Residential, New, Single Family, Base Lighting (43-Watt Incandescent), 0.5 hr/hday, ECM-222, LED (10-Watt integral ballast), 0.5 hr/day | 0.73657 | 0.18602 | 0.25255 | . | . | .
459 | Residential, Existing, Multi Family, Base Lighting (43-Watt Incandescent), 0.5 hr/hday, ECM-222, LED (10-Watt integral ballast), 0.5 hr/day | 0.73657 | 0.18602 | 0.25255 | . | . | .
460 | Residential, New, Multi Family, Base Lighting (43-Watt Incandescent), 0.5 hr/hday, ECM-222, LED (10-Watt integral ballast), 0.5 hr/day | 0.73657 | 0.18602 | 0.25255 | . | . | .
461 | Residential, Existing, Mobile Home, Base Lighting (43-Watt Incandescent), 0.5 hr/hday, ECM-222, LED (10-Watt integral ballast), 0.5 hr/day | 0.73657 | 0.18602 | 0.25255 | . | . | .
462 | Residential, New, Mobile Home, Base Lighting (43-Watt Incandescent), 0.5 hr/hday, ECM-222, LED (10-Watt integral ballast), 0.5 hr/day | 0.73657 | 0.18602 | 0.25255 | . | . | .
463 | Residential, Existing, Single Family, Base Lighting (43-Watt Incandescent), 2.5 hr/hday, ECM-231, CFL (18-Watt integral ballast), 2.5 hr/day | 0.73657 | 3.339 | 7.5459 | . | . | .
464 | Residential, New, Single Family, Base Lighting (43-Watt Incandescent), 2.5 hr/hday, ECM-231, CFL (18-Watt integral ballast), 2.5 hr/day | 0.73657 | 3.339 | 7.5459 | . | . | .
465 | Residential, Existing, Multi Family, Base Lighting (43-Watt Incandescent), 2.5 hr/hday, ECM-231, CFL (18-Watt integral ballast), 2.5 hr/day | 0.73657 | 3.339 | 7.5459 | . | . | .
466 | Residential, New, Multi Family, Base Lighting (43-Watt Incandescent), 2.5 hr/hday, ECM-231, CFL (18-Watt integral ballast), 2.5 hr/day | 0.73657 | 3.339 | 7.5459 | . | . | .
467 | Residential, Existing, Mobile Home, Base Lighting (43-Watt Incandescent), 2.5 hr/hday, ECM-231, CFL (18-Watt integral ballast), 2.5 hr/day | 0.73657 | 3.339 | 7.5459 | . | . | .
468 | Residential, New, Mobile Home, Base Lighting (43-Watt Incandescent), 2.5 hr/hday, ECM-231, CFL (18-Watt integral ballast), 2.5 hr/day | 0.73657 | 3.339 | 7.5459 | . | . | .
469 | Residential, Existing, Single Family, Base Lighting (43-Watt Incandescent), 2.5 hr/hday, ECM-232, LED (10-Watt integral ballast), 2.5 hr/day | 0.73657 | 0.9439 | 1.2815 | . | . | .
470 | Residential, New, Single Family, Base Lighting (43-Watt Incandescent), 2.5 hr/hday, ECM-232, LED (10-Watt integral ballast), 2.5 hr/day | 0.73657 | 0.9439 | 1.2815 | . | . | .
471 | Residential, Existing, Multi Family, Base Lighting (43-Watt Incandescent), 2.5 hr/hday, ECM-232, LED (10-Watt integral ballast), 2.5 hr/day | 0.73657 | 0.9439 | 1.2815 | . | . | .
472 | Residential, New, Multi Family, Base Lighting (43-Watt Incandescent), 2.5 hr/hday, ECM-232, LED (10-Watt integral ballast), 2.5 hr/day | 0.73657 | 0.9439 | 1.2815 | . | . | .
473 | Residential, Existing, Mobile Home, Base Lighting (43-Watt Incandescent), 2.5 hr/hday, ECM-232, LED (10-Watt integral ballast), 2.5 hr/day | 0.73657 | 0.9439 | 1.2815 | . | . | .
474 | Residential, New, Mobile Home, Base Lighting (43-Watt Incandescent), 2.5 hr/hday, ECM-232, LED (10-Watt integral ballast), 2.5 hr/day | 0.73657 | 0.9439 | 1.2815 | . | . | .
475 | Residential, Existing, Single Family, Base Lighting (43-Watt Incandescent), 6.0 hr/hday, ECM-241, CFL (18-Watt integral ballast), 6.0 hr/day | 0.73657 | 3.4481 | 8.8646 | . | . | .
476 | Residential, New, Single Family, Base Lighting (43-Watt Incandescent), 6.0 hr/hday, ECM-241, CFL (18-Watt integral ballast), 6.0 hr/day | 0.73657 | 3.4481 | 8.8646 | . | . | .
477 | Residential, Existing, Multi Family, Base Lighting (43-Watt Incandescent), 6.0 hr/hday, ECM-241, CFL (18-Watt integral ballast), 6.0 hr/day | 0.73657 | 3.4481 | 8.8646 | . | . | .
478 | Residential, New, Multi Family, Base Lighting (43-Watt Incandescent), 6.0 hr/hday, ECM-241, CFL (18-Watt integral ballast), 6.0 hr/day | 0.73657 | 3.4481 | 8.8646 | . | . | .
479 | Residential, Existing, Mobile Home, Base Lighting (43-Watt Incandescent), 6.0 hr/hday, ECM-241, CFL (18-Watt integral ballast), 6.0 hr/day | 0.73657 | 3.4481 | 8.8646 | . | . | .
480 | Residential, New, Mobile Home, Base Lighting (43-Watt Incandescent), 6.0 hr/hday, ECM-241, CFL (18-Watt integral ballast), 6.0 hr/day | 0.73657 | 3.4481 | 8.8646 | . | . | .
481 | Residential, Existing, Single Family, Base Lighting (43-Watt Incandescent), 6.0 hr/hday, ECM-242, LED (10-Watt integral ballast), 6.0 hr/day | 0.73657 | 1.409 | 2.5557 | 0.5192 | 0.74028 | 9.9234
482 | Residential, New, Single Family, Base Lighting (43-Watt Incandescent), 6.0 hr/hday, ECM-242, LED (10-Watt integral ballast), 6.0 hr/day | 0.73657 | 1.409 | 2.5557 | 0.0028191 | 0.0040194 | 0.05388
483 | Residential, Existing, Multi Family, Base Lighting (43-Watt Incandescent), 6.0 hr/hday, ECM-242, LED (10-Watt integral ballast), 6.0 hr/day | 0.73657 | 1.409 | 2.5557 | 0.072843 | 0.10386 | 1.3922
484 | Residential, New, Multi Family, Base Lighting (43-Watt Incandescent), 6.0 hr/hday, ECM-242, LED (10-Watt integral ballast), 6.0 hr/day | 0.73657 | 1.409 | 2.5557 | 0.0026949 | 0.0038424 | 0.051507
485 | Residential, Existing, Mobile Home, Base Lighting (43-Watt Incandescent), 6.0 hr/hday, ECM-242, LED (10-Watt integral ballast), 6.0 hr/day | 0.73657 | 1.409 | 2.5557 | 0.044562 | 0.063538 | 0.85172
486 | Residential, New, Mobile Home, Base Lighting (43-Watt Incandescent), 6.0 hr/hday, ECM-242, LED (10-Watt integral ballast), 6.0 hr/day | 0.73657 | 1.409 | 2.5557 | 4.08e-05 | 5.818e-05 | 0.00077989
487 | Residential, Existing, Single Family, Base Fluorescent Fixture w/2L4'T12, 34W, 1EE, ECM-251, ROB 2L4'T8, 1EB | 0.73657 | 0.48889 | 0.66373 | . | . | .
488 | Residential, New, Single Family, Base Fluorescent Fixture w/2L4'T12, 34W, 1EE, ECM-251, ROB 2L4'T8, 1EB | 0.73657 | 0.48889 | 0.66373 | . | . | .
489 | Residential, Existing, Multi Family, Base Fluorescent Fixture w/2L4'T12, 34W, 1EE, ECM-251, ROB 2L4'T8, 1EB | 0.73657 | 0.48889 | 0.66373 | . | . | .
490 | Residential, New, Multi Family, Base Fluorescent Fixture w/2L4'T12, 34W, 1EE, ECM-251, ROB 2L4'T8, 1EB | 0.73657 | 0.48889 | 0.66373 | . | . | .
491 | Residential, Existing, Mobile Home, Base Fluorescent Fixture w/2L4'T12, 34W, 1EE, ECM-251, ROB 2L4'T8, 1EB | 0.73657 | 0.48889 | 0.66373 | . | . | .
492 | Residential, New, Mobile Home, Base Fluorescent Fixture w/2L4'T12, 34W, 1EE, ECM-251, ROB 2L4'T8, 1EB | 0.73657 | 0.48889 | 0.66373 | . | . | .
493 | Residential, Existing, Single Family, Base Fluorescent Fixture w/2L4'T12, 34W, 1EE, ECM-252, RET 2L4'T8, 1EB | 0.73657 | 0.4062 | 0.55147 | . | . | .
494 | Residential, New, Single Family, Base Fluorescent Fixture w/2L4'T12, 34W, 1EE, ECM-252, RET 2L4'T8, 1EB | 0.73657 | 0.4062 | 0.55147 | . | . | .
495 | Residential, Existing, Multi Family, Base Fluorescent Fixture w/2L4'T12, 34W, 1EE, ECM-252, RET 2L4'T8, 1EB | 0.73657 | 0.4062 | 0.55147 | . | . | .
496 | Residential, New, Multi Family, Base Fluorescent Fixture w/2L4'T12, 34W, 1EE, ECM-252, RET 2L4'T8, 1EB | 0.73657 | 0.4062 | 0.55147 | . | . | .
497 | Residential, Existing, Mobile Home, Base Fluorescent Fixture w/2L4'T12, 34W, 1EE, ECM-252, RET 2L4'T8, 1EB | 0.73657 | 0.4062 | 0.55147 | . | . | .
498 | Residential, New, Mobile Home, Base Fluorescent Fixture w/2L4'T12, 34W, 1EE, ECM-252, RET 2L4'T8, 1EB | 0.73657 | 0.4062 | 0.55147 | . | . | .
499 | Residential, Existing, Single Family, Base Outdoor Lighting, ECM-261, CFL - medium screw based <30 Watts | 0.73657 | 0.18214 | 0.46825 | . | . | .
500 | Residential, New, Single Family, Base Outdoor Lighting, ECM-261, CFL - medium screw based <30 Watts | 0.73657 | 0.18214 | 0.46825 | . | . | .
501 | Residential, Existing, Multi Family, Base Outdoor Lighting, ECM-261, CFL - medium screw based <30 Watts | 0.73657 | 0.17728 | 0.45577 | . | . | .
502 | Residential, New, Multi Family, Base Outdoor Lighting, ECM-261, CFL - medium screw based <30 Watts | 0.73657 | 0.17728 | 0.45577 | . | . | .
503 | Residential, Existing, Mobile Home, Base Outdoor Lighting, ECM-261, CFL - medium screw based <30 Watts | 0.73657 | 0.17513 | 0.45023 | . | . | .
504 | Residential, New, Mobile Home, Base Outdoor Lighting, ECM-261, CFL - medium screw based <30 Watts | 0.73657 | 0.17513 | 0.45023 | . | . | .
505 | Residential, Existing, Single Family, Base Outdoor Lighting, ECM-262, Photocell/timeclock | 0.73657 | 0.13194 | 0.17913 | . | . | .
506 | Residential, New, Single Family, Base Outdoor Lighting, ECM-262, Photocell/timeclock | 0.73657 | 0.13194 | 0.17913 | . | . | .
507 | Residential, Existing, Multi Family, Base Outdoor Lighting, ECM-262, Photocell/timeclock | 0.73657 | 0.13023 | 0.17681 | . | . | .
508 | Residential, New, Multi Family, Base Outdoor Lighting, ECM-262, Photocell/timeclock | 0.73657 | 0.13023 | 0.17681 | . | . | .
509 | Residential, Existing, Mobile Home, Base Outdoor Lighting, ECM-262, Photocell/timeclock | 0.73657 | 0.12947 | 0.17577 | . | . | .
510 | Residential, New, Mobile Home, Base Outdoor Lighting, ECM-262, Photocell/timeclock | 0.73657 | 0.12947 | 0.17577 | . | . | .
511 | Residential, Existing, Single Family, Base Outdoor Lighting, ECM-263, LED 13W Outdoor | 0.73657 | 2.1172 | 3.8403 | . | . | .
512 | Residential, New, Single Family, Base Outdoor Lighting, ECM-263, LED 13W Outdoor | 0.73657 | 2.1172 | 3.8403 | . | . | .
513 | Residential, Existing, Multi Family, Base Outdoor Lighting, ECM-263, LED 13W Outdoor | 0.73657 | 2.1172 | 3.8403 | . | . | .
514 | Residential, New, Multi Family, Base Outdoor Lighting, ECM-263, LED 13W Outdoor | 0.73657 | 2.1172 | 3.8403 | . | . | .
515 | Residential, Existing, Mobile Home, Base Outdoor Lighting, ECM-263, LED 13W Outdoor | 0.73657 | 2.1172 | 3.8403 | . | . | .
516 | Residential, New, Mobile Home, Base Outdoor Lighting, ECM-263, LED 13W Outdoor | 0.73657 | 2.1172 | 3.8403 | . | . | .
517 | Residential, Existing, Single Family, Base Refrigerator (18 cf w/top-mount freezer, no through-door ice), ECM-301, HE Refrigerator - Energy Star version | 0.73666 | 1.1734 | 1.9313 | 0.6559 | 0.60927 | 4.9344
518 | Residential, New, Single Family, Base Refrigerator (18 cf w/top-mount freezer, no through-door ice), ECM-301, HE Refrigerator - Energy Star version | 0.73666 | 1.1734 | 1.9313 | 0.0076829 | 0.0071367 | 0.057799
519 | Residential, Existing, Multi Family, Base Refrigerator (18 cf w/top-mount freezer, no through-door ice), ECM-301, HE Refrigerator - Energy Star version | 0.73666 | 1.4878 | 2.4488 | 0.12552 | 0.11659 | 0.94429
520 | Residential, New, Multi Family, Base Refrigerator (18 cf w/top-mount freezer, no through-door ice), ECM-301, HE Refrigerator - Energy Star version | 0.73666 | 1.4878 | 2.4488 | 0.012581 | 0.011687 | 0.094651
521 | Residential, Existing, Mobile Home, Base Refrigerator (18 cf w/top-mount freezer, no through-door ice), ECM-301, HE Refrigerator - Energy Star version | 0.73666 | 1.1902 | 1.959 | 0.058661 | 0.05449 | 0.44131
522 | Residential, New, Mobile Home, Base Refrigerator (18 cf w/top-mount freezer, no through-door ice), ECM-301, HE Refrigerator - Energy Star version | 0.73666 | 1.1902 | 1.959 | 0.00011755 | 0.00010919 | 0.00088434
523 | Residential, Existing, Single Family, Base Refrigerator (18 cf w/top-mount freezer, no through-door ice), ECM-302, Refrigerator Recycling | 0.73666 | 2.767 | 5.0185 | . | . | .
524 | Residential, New, Single Family, Base Refrigerator (18 cf w/top-mount freezer, no through-door ice), ECM-302, Refrigerator Recycling | 0.73666 | 2.767 | 5.0185 | . | . | .
525 | Residential, Existing, Multi Family, Base Refrigerator (18 cf w/top-mount freezer, no through-door ice), ECM-302, Refrigerator Recycling | 0.73666 | 3.4588 | 6.2731 | . | . | .
526 | Residential, New, Multi Family, Base Refrigerator (18 cf w/top-mount freezer, no through-door ice), ECM-302, Refrigerator Recycling | 0.73666 | 3.4588 | 6.2731 | . | . | .
527 | Residential, Existing, Mobile Home, Base Refrigerator (18 cf w/top-mount freezer, no through-door ice), ECM-302, Refrigerator Recycling | 0.73666 | 2.767 | 5.0185 | . | . | .
528 | Residential, New, Mobile Home, Base Refrigerator (18 cf w/top-mount freezer, no through-door ice), ECM-302, Refrigerator Recycling | 0.73666 | 2.767 | 5.0185 | . | . | .
529 | Residential, Existing, Single Family, Base Freezer, ECM-351, HE Freezer | 0.73666 | 0.57547 | 1.0437 | . | . | .
530 | Residential, New, Single Family, Base Freezer, ECM-351, HE Freezer | 0.73666 | 0.57547 | 1.0437 | . | . | .
531 | Residential, Existing, Multi Family, Base Freezer, ECM-351, HE Freezer | 0.73666 | 0.7258 | 1.3164 | . | . | .
532 | Residential, New, Multi Family, Base Freezer, ECM-351, HE Freezer | 0.73666 | 0.7258 | 1.3164 | . | . | .
533 | Residential, Existing, Mobile Home, Base Freezer, ECM-351, HE Freezer | 0.73666 | 0.5814 | 1.0545 | . | . | .
534 | Residential, New, Mobile Home, Base Freezer, ECM-351, HE Freezer | 0.73666 | 0.5814 | 1.0545 | . | . | .
535 | Residential, Existing, Single Family, Base Freezer, ECM-352, Freezer Recycling | 0.73666 | 1.6623 | 3.0149 | 0.033313 | 0.030945 | 0.25062
536 | Residential, New, Single Family, Base Freezer, ECM-352, Freezer Recycling | 0.73666 | 1.6623 | 3.0149 | 6.168e-05 | 5.73e-05 | 0.00046406
537 | Residential, Existing, Multi Family, Base Freezer, ECM-352, Freezer Recycling | 0.73666 | 2.0779 | 3.7686 | 0.00091754 | 0.00085231 | 0.0069027
538 | Residential, New, Multi Family, Base Freezer, ECM-352, Freezer Recycling | 0.73666 | 2.0779 | 3.7686 | 1.505e-05 | 1.398e-05 | 0.00011319
539 | Residential, Existing, Mobile Home, Base Freezer, ECM-352, Freezer Recycling | 0.73666 | 1.6623 | 3.0149 | 0.00033147 | 0.0003079 | 0.0024937
540 | Residential, New, Mobile Home, Base Freezer, ECM-352, Freezer Recycling | 0.73666 | 1.6623 | 3.0149 | 1e-07 | 1e-07 | 7.8e-07
541 | Residential, Existing, Single Family, Base 40 gal. Water Heating (EF=0.948), ECM-401, Heat Pump Water Heater (EF=2.3) | 0.73665 | 0.26782 | 0.49845 | . | . | .
542 | Residential, New, Single Family, Base 40 gal. Water Heating (EF=0.948), ECM-401, Heat Pump Water Heater (EF=2.3) | 0.73665 | 0.26782 | 0.49845 | . | . | .
543 | Residential, Existing, Multi Family, Base 40 gal. Water Heating (EF=0.948), ECM-401, Heat Pump Water Heater (EF=2.3) | 0.73667 | 0.17495 | 0.3256 | . | . | .
544 | Residential, New, Multi Family, Base 40 gal. Water Heating (EF=0.948), ECM-401, Heat Pump Water Heater (EF=2.3) | 0.73667 | 0.17495 | 0.3256 | . | . | .
545 | Residential, Existing, Mobile Home, Base 40 gal. Water Heating (EF=0.948), ECM-401, Heat Pump Water Heater (EF=2.3) | 0.73665 | 0.2032 | 0.37819 | . | . | .
546 | Residential, New, Mobile Home, Base 40 gal. Water Heating (EF=0.948), ECM-401, Heat Pump Water Heater (EF=2.3) | 0.73665 | 0.2032 | 0.37819 | . | . | .
547 | Residential, Existing, Single Family, Base 40 gal. Water Heating (EF=0.948), ECM-403, Solar Water Heat | 0.73657 | 0.099215 | 0.15776 | . | . | .
548 | Residential, New, Single Family, Base 40 gal. Water Heating (EF=0.948), ECM-403, Solar Water Heat | 0.73657 | 0.099215 | 0.15776 | . | . | .
549 | Residential, Existing, Multi Family, Base 40 gal. Water Heating (EF=0.948), ECM-403, Solar Water Heat | 0.73659 | 0.06481 | 0.10305 | . | . | .
550 | Residential, New, Multi Family, Base 40 gal. Water Heating (EF=0.948), ECM-403, Solar Water Heat | 0.73659 | 0.06481 | 0.10305 | . | . | .
551 | Residential, Existing, Mobile Home, Base 40 gal. Water Heating (EF=0.948), ECM-403, Solar Water Heat | 0.73657 | 0.07528 | 0.1197 | . | . | .
552 | Residential, New, Mobile Home, Base 40 gal. Water Heating (EF=0.948), ECM-403, Solar Water Heat | 0.73657 | 0.07528 | 0.1197 | . | . | .
553 | Residential, Existing, Single Family, Base 40 gal. Water Heating (EF=0.948), ECM-404, AC Heat Recovery Units | 0.73674 | 0.10657 | 0.19833 | . | . | .
554 | Residential, New, Single Family, Base 40 gal. Water Heating (EF=0.948), ECM-404, AC Heat Recovery Units | 0.73674 | 0.10657 | 0.19833 | . | . | .
555 | Residential, Existing, Multi Family, Base 40 gal. Water Heating (EF=0.948), ECM-404, AC Heat Recovery Units | 0.73678 | 0.069623 | 0.12956 | . | . | .
556 | Residential, New, Multi Family, Base 40 gal. Water Heating (EF=0.948), ECM-404, AC Heat Recovery Units | 0.73678 | 0.069623 | 0.12956 | . | . | .
557 | Residential, Existing, Mobile Home, Base 40 gal. Water Heating (EF=0.948), ECM-404, AC Heat Recovery Units | 0.73674 | 0.080864 | 0.15048 | . | . | .
558 | Residential, New, Mobile Home, Base 40 gal. Water Heating (EF=0.948), ECM-404, AC Heat Recovery Units | 0.73674 | 0.080864 | 0.15048 | . | . | .
559 | Residential, Existing, Single Family, Base 40 gal. Water Heating (EF=0.948), ECM-405, Low Flow Showerhead | 0.73665 | 2.1339 | 3.9715 | . | . | .
560 | Residential, New, Single Family, Base 40 gal. Water Heating (EF=0.948), ECM-405, Low Flow Showerhead | 0.73665 | 2.1339 | 3.9715 | . | . | .
561 | Residential, Existing, Multi Family, Base 40 gal. Water Heating (EF=0.948), ECM-405, Low Flow Showerhead | 0.73667 | 1.394 | 2.5943 | . | . | .
562 | Residential, New, Multi Family, Base 40 gal. Water Heating (EF=0.948), ECM-405, Low Flow Showerhead | 0.73667 | 1.394 | 2.5943 | . | . | .
563 | Residential, Existing, Mobile Home, Base 40 gal. Water Heating (EF=0.948), ECM-405, Low Flow Showerhead | 0.73665 | 1.6191 | 3.0134 | . | . | .
564 | Residential, New, Mobile Home, Base 40 gal. Water Heating (EF=0.948), ECM-405, Low Flow Showerhead | 0.73665 | 1.6191 | 3.0134 | . | . | .
565 | Residential, Existing, Single Family, Base 40 gal. Water Heating (EF=0.948), ECM-406, Pipe Wrap | 0.73665 | 0.71193 | 1.2126 | . | . | .
566 | Residential, New, Single Family, Base 40 gal. Water Heating (EF=0.948), ECM-406, Pipe Wrap | 0.73665 | 0.71193 | 1.2126 | . | . | .
567 | Residential, Existing, Multi Family, Base 40 gal. Water Heating (EF=0.948), ECM-406, Pipe Wrap | 0.73667 | 0.46506 | 0.79208 | . | . | .
568 | Residential, New, Multi Family, Base 40 gal. Water Heating (EF=0.948), ECM-406, Pipe Wrap | 0.73667 | 0.46506 | 0.79208 | . | . | .
569 | Residential, Existing, Mobile Home, Base 40 gal. Water Heating (EF=0.948), ECM-406, Pipe Wrap | 0.73665 | 0.54016 | 0.92002 | . | . | .
570 | Residential, New, Mobile Home, Base 40 gal. Water Heating (EF=0.948), ECM-406, Pipe Wrap | 0.73665 | 0.54016 | 0.92002 | . | . | .
571 | Residential, Existing, Single Family, Base 40 gal. Water Heating (EF=0.948), ECM-407, Faucet Aerators | 0.73665 | 2.6646 | 4.9592 | . | . | .
572 | Residential, New, Single Family, Base 40 gal. Water Heating (EF=0.948), ECM-407, Faucet Aerators | 0.73665 | 2.6646 | 4.9592 | . | . | .
573 | Residential, Existing, Multi Family, Base 40 gal. Water Heating (EF=0.948), ECM-407, Faucet Aerators | 0.73667 | 1.7406 | 3.2395 | . | . | .
574 | Residential, New, Multi Family, Base 40 gal. Water Heating (EF=0.948), ECM-407, Faucet Aerators | 0.73667 | 1.7406 | 3.2395 | . | . | .
575 | Residential, Existing, Mobile Home, Base 40 gal. Water Heating (EF=0.948), ECM-407, Faucet Aerators | 0.73665 | 2.0217 | 3.7628 | . | . | .
576 | Residential, New, Mobile Home, Base 40 gal. Water Heating (EF=0.948), ECM-407, Faucet Aerators | 0.73665 | 2.0217 | 3.7628 | . | . | .
577 | Residential, Existing, Single Family, Base 40 gal. Water Heating (EF=0.948), ECM-408, Water Heater Blanket | 0.73665 | 4.7225 | 9.8712 | . | . | .
578 | Residential, New, Single Family, Base 40 gal. Water Heating (EF=0.948), ECM-408, Water Heater Blanket | 0.73665 | 4.7225 | 9.8712 | . | . | .
579 | Residential, Existing, Multi Family, Base 40 gal. Water Heating (EF=0.948), ECM-408, Water Heater Blanket | 0.73667 | 3.0849 | 6.4481 | . | . | .
580 | Residential, New, Multi Family, Base 40 gal. Water Heating (EF=0.948), ECM-408, Water Heater Blanket | 0.73667 | 3.0849 | 6.4481 | . | . | .
581 | Residential, Existing, Mobile Home, Base 40 gal. Water Heating (EF=0.948), ECM-408, Water Heater Blanket | 0.73665 | 3.5831 | 7.4897 | . | . | .
582 | Residential, New, Mobile Home, Base 40 gal. Water Heating (EF=0.948), ECM-408, Water Heater Blanket | 0.73665 | 3.5831 | 7.4897 | . | . | .
583 | Residential, Existing, Single Family, Base 40 gal. Water Heating (EF=0.948), ECM-409, Water Heater Temperature Check and Adjustment | 0.73665 | 0.82449 | 1.8631 | . | . | .
584 | Residential, New, Single Family, Base 40 gal. Water Heating (EF=0.948), ECM-409, Water Heater Temperature Check and Adjustment | 0.73665 | 0.82449 | 1.8631 | . | . | .
585 | Residential, Existing, Multi Family, Base 40 gal. Water Heating (EF=0.948), ECM-409, Water Heater Temperature Check and Adjustment | 0.73667 | 0.53859 | 1.217 | . | . | .
586 | Residential, New, Multi Family, Base 40 gal. Water Heating (EF=0.948), ECM-409, Water Heater Temperature Check and Adjustment | 0.73667 | 0.53859 | 1.217 | . | . | .
587 | Residential, Existing, Mobile Home, Base 40 gal. Water Heating (EF=0.948), ECM-409, Water Heater Temperature Check and Adjustment | 0.73665 | 0.62557 | 1.4136 | . | . | .
588 | Residential, New, Mobile Home, Base 40 gal. Water Heating (EF=0.948), ECM-409, Water Heater Temperature Check and Adjustment | 0.73665 | 0.62557 | 1.4136 | . | . | .
589 | Residential, Existing, Single Family, Base 40 gal. Water Heating (EF=0.948), ECM-410, Water Heater Timeclock | 0.73665 | 0.64213 | 1.1951 | . | . | .
590 | Residential, New, Single Family, Base 40 gal. Water Heating (EF=0.948), ECM-410, Water Heater Timeclock | 0.73665 | 0.64213 | 1.1951 | . | . | .
591 | Residential, Existing, Multi Family, Base 40 gal. Water Heating (EF=0.948), ECM-410, Water Heater Timeclock | 0.73667 | 0.41947 | 0.78066 | . | . | .
592 | Residential, New, Multi Family, Base 40 gal. Water Heating (EF=0.948), ECM-410, Water Heater Timeclock | 0.73667 | 0.41947 | 0.78066 | . | . | .
593 | Residential, Existing, Mobile Home, Base 40 gal. Water Heating (EF=0.948), ECM-410, Water Heater Timeclock | 0.73665 | 0.4872 | 0.90676 | . | . | .
594 | Residential, New, Mobile Home, Base 40 gal. Water Heating (EF=0.948), ECM-410, Water Heater Timeclock | 0.73665 | 0.4872 | 0.90676 | . | . | .
595 | Residential, Existing, Single Family, Base 40 gal. Water Heating (EF=0.948), ECM-411, Heat Trap | 0.73665 | 3.5385 | 6.5856 | . | . | .
596 | Residential, New, Single Family, Base 40 gal. Water Heating (EF=0.948), ECM-411, Heat Trap | 0.73665 | 3.5385 | 6.5856 | . | . | .
597 | Residential, Existing, Multi Family, Base 40 gal. Water Heating (EF=0.948), ECM-411, Heat Trap | 0.73667 | 2.3115 | 4.3019 | . | . | .
598 | Residential, New, Multi Family, Base 40 gal. Water Heating (EF=0.948), ECM-411, Heat Trap | 0.73667 | 2.3115 | 4.3019 | . | . | .
599 | Residential, Existing, Mobile Home, Base 40 gal. Water Heating (EF=0.948), ECM-411, Heat Trap | 0.73665 | 2.6848 | 4.9968 | . | . | .
600 | Residential, New, Mobile Home, Base 40 gal. Water Heating (EF=0.948), ECM-411, Heat Trap | 0.73665 | 2.6848 | 4.9968 | . | . | .
601 | Residential, Existing, Single Family, Base Clotheswasher, ECM-502, Energy Star CW CEE Tier 2 | 0.73667 | 0.21788 | 0.39515 | . | . | .
602 | Residential, New, Single Family, Base Clotheswasher, ECM-502, Energy Star CW CEE Tier 2 | 0.73667 | 0.21788 | 0.39515 | . | . | .
603 | Residential, Existing, Multi Family, Base Clotheswasher, ECM-502, Energy Star CW CEE Tier 2 | 0.73667 | 0.21788 | 0.39515 | . | . | .
604 | Residential, New, Multi Family, Base Clotheswasher, ECM-502, Energy Star CW CEE Tier 2 | 0.73667 | 0.21788 | 0.39515 | . | . | .
605 | Residential, Existing, Mobile Home, Base Clotheswasher, ECM-502, Energy Star CW CEE Tier 2 | 0.73667 | 0.21788 | 0.39515 | . | . | .
606 | Residential, New, Mobile Home, Base Clotheswasher, ECM-502, Energy Star CW CEE Tier 2 | 0.73667 | 0.21788 | 0.39515 | . | . | .
607 | Residential, Existing, Single Family, Base Clotheswasher, ECM-503, Energy Star CW CEE Tier 2 | 0.73667 | 0.19367 | 0.35125 | . | . | .
608 | Residential, New, Single Family, Base Clotheswasher, ECM-503, Energy Star CW CEE Tier 2 | 0.73667 | 0.19367 | 0.35125 | . | . | .
609 | Residential, Existing, Multi Family, Base Clotheswasher, ECM-503, Energy Star CW CEE Tier 2 | 0.73667 | 0.19367 | 0.35125 | . | . | .
610 | Residential, New, Multi Family, Base Clotheswasher, ECM-503, Energy Star CW CEE Tier 2 | 0.73667 | 0.19367 | 0.35125 | . | . | .
611 | Residential, Existing, Mobile Home, Base Clotheswasher, ECM-503, Energy Star CW CEE Tier 2 | 0.73667 | 0.19367 | 0.35125 | . | . | .
612 | Residential, New, Mobile Home, Base Clotheswasher, ECM-503, Energy Star CW CEE Tier 2 | 0.73667 | 0.19367 | 0.35125 | . | . | .
613 | Residential, Existing, Single Family, Base Dishwasher, ECM-701, Energy Star DW | 0.73661 | 0.25126 | 0.42797 | . | . | .
614 | Residential, New, Single Family, Base Dishwasher, ECM-701, Energy Star DW | 0.73661 | 0.25126 | 0.42797 | . | . | .
615 | Residential, Existing, Multi Family, Base Dishwasher, ECM-701, Energy Star DW | 0.73661 | 0.19297 | 0.32868 | . | . | .
616 | Residential, New, Multi Family, Base Dishwasher, ECM-701, Energy Star DW | 0.73661 | 0.19297 | 0.32868 | . | . | .
617 | Residential, Existing, Mobile Home, Base Dishwasher, ECM-701, Energy Star DW | 0.73661 | 0.19297 | 0.32868 | . | . | .
618 | Residential, New, Mobile Home, Base Dishwasher, ECM-701, Energy Star DW | 0.73661 | 0.19297 | 0.32868 | . | . | .
619 | Residential, Existing, Single Family, Base Pool Pump and Motor (1.5 hp), ECM-801, Two Speed Pool Pump (1.5 hp) | 0.73668 | 1.0766 | 2.4327 | . | . | .
620 | Residential, New, Single Family, Base Pool Pump and Motor (1.5 hp), ECM-801, Two Speed Pool Pump (1.5 hp) | 0.73668 | 1.0766 | 2.4327 | . | . | .
621 | Residential, Existing, Multi Family, Base Pool Pump and Motor (1.5 hp), ECM-801, Two Speed Pool Pump (1.5 hp) | 0.73668 | 1.0766 | 2.4327 | . | . | .
622 | Residential, New, Multi Family, Base Pool Pump and Motor (1.5 hp), ECM-801, Two Speed Pool Pump (1.5 hp) | 0.73668 | 1.0766 | 2.4327 | . | . | .
623 | Residential, Existing, Mobile Home, Base Pool Pump and Motor (1.5 hp), ECM-801, Two Speed Pool Pump (1.5 hp) | 0.73668 | 1.0766 | 2.4327 | . | . | .
624 | Residential, New, Mobile Home, Base Pool Pump and Motor (1.5 hp), ECM-801, Two Speed Pool Pump (1.5 hp) | 0.73668 | 1.0766 | 2.4327 | . | . | .
625 | Residential, Existing, Single Family, Base Pool Pump and Motor (1.5 hp), ECM-802, High Efficiency One Speed Pool Pump (1.5 hp) | 0.73668 | 2.8454 | 6.4295 | . | . | .
626 | Residential, New, Single Family, Base Pool Pump and Motor (1.5 hp), ECM-802, High Efficiency One Speed Pool Pump (1.5 hp) | 0.73668 | 2.8454 | 6.4295 | . | . | .
627 | Residential, Existing, Multi Family, Base Pool Pump and Motor (1.5 hp), ECM-802, High Efficiency One Speed Pool Pump (1.5 hp) | 0.73668 | 2.8454 | 6.4295 | . | . | .
628 | Residential, New, Multi Family, Base Pool Pump and Motor (1.5 hp), ECM-802, High Efficiency One Speed Pool Pump (1.5 hp) | 0.73668 | 2.8454 | 6.4295 | . | . | .
629 | Residential, Existing, Mobile Home, Base Pool Pump and Motor (1.5 hp), ECM-802, High Efficiency One Speed Pool Pump (1.5 hp) | 0.73668 | 2.8454 | 6.4295 | . | . | .
630 | Residential, New, Mobile Home, Base Pool Pump and Motor (1.5 hp), ECM-802, High Efficiency One Speed Pool Pump (1.5 hp) | 0.73668 | 2.8454 | 6.4295 | . | . | .
631 | Residential, Existing, Single Family, Base Pool Pump and Motor (1.5 hp), ECM-803, Variable-Speed Pool Pump (<1 hp) | 0.73668 | 0.35443 | 0.65961 | . | . | .
632 | Residential, New, Single Family, Base Pool Pump and Motor (1.5 hp), ECM-803, Variable-Speed Pool Pump (<1 hp) | 0.73668 | 0.35443 | 0.65961 | . | . | .
633 | Residential, Existing, Multi Family, Base Pool Pump and Motor (1.5 hp), ECM-803, Variable-Speed Pool Pump (<1 hp) | 0.73668 | 0.35443 | 0.65961 | . | . | .
634 | Residential, New, Multi Family, Base Pool Pump and Motor (1.5 hp), ECM-803, Variable-Speed Pool Pump (<1 hp) | 0.73668 | 0.35443 | 0.65961 | . | . | .
635 | Residential, Existing, Mobile Home, Base Pool Pump and Motor (1.5 hp), ECM-803, Variable-Speed Pool Pump (<1 hp) | 0.73668 | 0.35443 | 0.65961 | . | . | .
636 | Residential, New, Mobile Home, Base Pool Pump and Motor (1.5 hp), ECM-803, Variable-Speed Pool Pump (<1 hp) | 0.73668 | 0.35443 | 0.65961 | . | . | .
637 | Residential, Existing, Single Family, Base Pool Pump and Motor (1.5 hp), ECM-804, PV-Powered Pool Pumps | 0.73668 | 0.076635 | 0.14262 | . | . | .
638 | Residential, New, Single Family, Base Pool Pump and Motor (1.5 hp), ECM-804, PV-Powered Pool Pumps | 0.73668 | 0.076635 | 0.14262 | . | . | .
639 | Residential, Existing, Multi Family, Base Pool Pump and Motor (1.5 hp), ECM-804, PV-Powered Pool Pumps | 0.73668 | 0.076635 | 0.14262 | . | . | .
640 | Residential, New, Multi Family, Base Pool Pump and Motor (1.5 hp), ECM-804, PV-Powered Pool Pumps | 0.73668 | 0.076635 | 0.14262 | . | . | .
641 | Residential, Existing, Mobile Home, Base Pool Pump and Motor (1.5 hp), ECM-804, PV-Powered Pool Pumps | 0.73668 | 0.076635 | 0.14262 | . | . | .
642 | Residential, New, Mobile Home, Base Pool Pump and Motor (1.5 hp), ECM-804, PV-Powered Pool Pumps | 0.73668 | 0.076635 | 0.14262 | . | . | .
643 | Residential, Existing, Single Family, Base CRT TV, ECM-901, Energy Star TV | 0.73664 | 99999 | 99999 | . | . | .
644 | Residential, New, Single Family, Base CRT TV, ECM-901, Energy Star TV | 0.73664 | 99999 | 99999 | . | . | .
645 | Residential, Existing, Multi Family, Base CRT TV, ECM-901, Energy Star TV | 0.73665 | 99999 | 99999 | . | . | .
646 | Residential, New, Multi Family, Base CRT TV, ECM-901, Energy Star TV | 0.73665 | 99999 | 99999 | . | . | .
647 | Residential, Existing, Mobile Home, Base CRT TV, ECM-901, Energy Star TV | 0.73664 | 99999 | 99999 | . | . | .
648 | Residential, New, Mobile Home, Base CRT TV, ECM-901, Energy Star TV | 0.73664 | 99999 | 99999 | . | . | .
649 | Residential, Existing, Single Family, Base Large-screen TV, ECM-911, Energy Star TV | 0.73664 | 99999 | 99999 | . | . | .
650 | Residential, New, Single Family, Base Large-screen TV, ECM-911, Energy Star TV | 0.73664 | 99999 | 99999 | . | . | .
651 | Residential, Existing, Multi Family, Base Large-screen TV, ECM-911, Energy Star TV | 0.73665 | 99999 | 99999 | . | . | .
652 | Residential, New, Multi Family, Base Large-screen TV, ECM-911, Energy Star TV | 0.73665 | 99999 | 99999 | . | . | .
653 | Residential, Existing, Mobile Home, Base Large-screen TV, ECM-911, Energy Star TV | 0.73664 | 99999 | 99999 | . | . | .
654 | Residential, New, Mobile Home, Base Large-screen TV, ECM-911, Energy Star TV | 0.73664 | 99999 | 99999 | . | . | .
655 | Residential, Existing, Single Family, Base Set-Top Box, ECM-921, Energy Star Set-Top Box | 0.73664 | 99999 | 99999 | . | . | .
656 | Residential, New, Single Family, Base Set-Top Box, ECM-921, Energy Star Set-Top Box | 0.73664 | 99999 | 99999 | . | . | .
657 | Residential, Existing, Multi Family, Base Set-Top Box, ECM-921, Energy Star Set-Top Box | 0.73665 | 99999 | 99999 | . | . | .
658 | Residential, New, Multi Family, Base Set-Top Box, ECM-921, Energy Star Set-Top Box | 0.73665 | 99999 | 99999 | . | . | .
659 | Residential, Existing, Mobile Home, Base Set-Top Box, ECM-921, Energy Star Set-Top Box | 0.73664 | 99999 | 99999 | . | . | .
660 | Residential, New, Mobile Home, Base Set-Top Box, ECM-921, Energy Star Set-Top Box | 0.73664 | 99999 | 99999 | . | . | .
661 | Residential, Existing, Single Family, Base DVD Player, ECM-931, Energy Star DVD Player | 0.73664 | 99999 | 99999 | . | . | .
662 | Residential, New, Single Family, Base DVD Player, ECM-931, Energy Star DVD Player | 0.73664 | 99999 | 99999 | . | . | .
663 | Residential, Existing, Multi Family, Base DVD Player, ECM-931, Energy Star DVD Player | 0.73665 | 99999 | 99999 | . | . | .
664 | Residential, New, Multi Family, Base DVD Player, ECM-931, Energy Star DVD Player | 0.73665 | 99999 | 99999 | . | . | .
665 | Residential, Existing, Mobile Home, Base DVD Player, ECM-931, Energy Star DVD Player | 0.73664 | 99999 | 99999 | . | . | .
666 | Residential, New, Mobile Home, Base DVD Player, ECM-931, Energy Star DVD Player | 0.73664 | 99999 | 99999 | . | . | .
667 | Residential, Existing, Single Family, Base VCR, ECM-941, Energy Star VCR | 0.73664 | 99999 | 99999 | . | . | .
668 | Residential, New, Single Family, Base VCR, ECM-941, Energy Star VCR | 0.73664 | 99999 | 99999 | . | . | .
669 | Residential, Existing, Multi Family, Base VCR, ECM-941, Energy Star VCR | 0.73665 | 99999 | 99999 | . | . | .
670 | Residential, New, Multi Family, Base VCR, ECM-941, Energy Star VCR | 0.73665 | 99999 | 99999 | . | . | .
671 | Residential, Existing, Mobile Home, Base VCR, ECM-941, Energy Star VCR | 0.73664 | 99999 | 99999 | . | . | .
672 | Residential, New, Mobile Home, Base VCR, ECM-941, Energy Star VCR | 0.73664 | 99999 | 99999 | . | . | .
673 | Residential, Existing, Single Family, Base Desktop PC, ECM-951, Energy Star Desktop PC | 0.73664 | 99999 | 99999 | . | . | .
674 | Residential, New, Single Family, Base Desktop PC, ECM-951, Energy Star Desktop PC | 0.73664 | 99999 | 99999 | . | . | .
675 | Residential, Existing, Multi Family, Base Desktop PC, ECM-951, Energy Star Desktop PC | 0.73665 | 99999 | 99999 | . | . | .
676 | Residential, New, Multi Family, Base Desktop PC, ECM-951, Energy Star Desktop PC | 0.73665 | 99999 | 99999 | . | . | .
677 | Residential, Existing, Mobile Home, Base Desktop PC, ECM-951, Energy Star Desktop PC | 0.73664 | 99999 | 99999 | . | . | .
678 | Residential, New, Mobile Home, Base Desktop PC, ECM-951, Energy Star Desktop PC | 0.73664 | 99999 | 99999 | . | . | .
679 | Residential, Existing, Single Family, Base Desktop PC, ECM-952, Smart Plug | 0.73664 | 0.17158 | 0.31934 | . | . | .
680 | Residential, New, Single Family, Base Desktop PC, ECM-952, Smart Plug | 0.73664 | 0.17158 | 0.31934 | . | . | .
681 | Residential, Existing, Multi Family, Base Desktop PC, ECM-952, Smart Plug | 0.73665 | 0.17158 | 0.31934 | . | . | .
682 | Residential, New, Multi Family, Base Desktop PC, ECM-952, Smart Plug | 0.73665 | 0.17158 | 0.31934 | . | . | .
683 | Residential, Existing, Mobile Home, Base Desktop PC, ECM-952, Smart Plug | 0.73664 | 0.17158 | 0.31934 | . | . | .
684 | Residential, New, Mobile Home, Base Desktop PC, ECM-952, Smart Plug | 0.73664 | 0.17158 | 0.31934 | . | . | .
685 | Residential, Existing, Single Family, Base Laptop PC, ECM-961, Energy Star Laptop PC | 0.73664 | 99999 | 99999 | . | . | .
686 | Residential, New, Single Family, Base Laptop PC, ECM-961, Energy Star Laptop PC | 0.73664 | 99999 | 99999 | . | . | .
687 | Residential, Existing, Multi Family, Base Laptop PC, ECM-961, Energy Star Laptop PC | 0.73665 | 99999 | 99999 | . | . | .
688 | Residential, New, Multi Family, Base Laptop PC, ECM-961, Energy Star Laptop PC | 0.73665 | 99999 | 99999 | . | . | .
689 | Residential, Existing, Mobile Home, Base Laptop PC, ECM-961, Energy Star Laptop PC | 0.73664 | 99999 | 99999 | . | . | .
690 | Residential, New, Mobile Home, Base Laptop PC, ECM-961, Energy Star Laptop PC | 0.73664 | 99999 | 99999 | . | . | .
Commercial
691 | Commercial, New, Office, Base New Lighting, ECM-101, Lighting 15% More Efficient Design | 0.83237 | 3.54 | 4.25 | . | . | .
692 | Commercial, New, Restaurant, Base New Lighting, ECM-101, Lighting 15% More Efficient Design | 0.83236 | 7.71 | 9.26 | . | . | .
693 | Commercial, New, Retail, Base New Lighting, ECM-101, Lighting 15% More Efficient Design | 0.83238 | 5.76 | 6.92 | . | . | .
694 | Commercial, New, FoodStore, Base New Lighting, ECM-101, Lighting 15% More Efficient Design | 0.83235 | 8.49 | 10.2 | . | . | .
695 | Commercial, New, School, Base New Lighting, ECM-101, Lighting 15% More Efficient Design | 0.83234 | 2.54 | 3.06 | . | . | .
696 | Commercial, New, College, Base New Lighting, ECM-101, Lighting 15% More Efficient Design | 0.83238 | 2.5 | 3 | . | . | .
697 | Commercial, New, Hospital, Base New Lighting, ECM-101, Lighting 15% More Efficient Design | 0.83235 | 4.28 | 5.14 | . | . | .
698 | Commercial, New, Other Health, Base New Lighting, ECM-101, Lighting 15% More Efficient Design | 0.83238 | 12.57 | 15.1 | . | . | .
699 | Commercial, New, Warehouse, Base New Lighting, ECM-101, Lighting 15% More Efficient Design | 0.83235 | 1.38 | 1.65 | . | . | .
700 | Commercial, New, Hotel, Base New Lighting, ECM-101, Lighting 15% More Efficient Design | 0.83234 | 3.36 | 4.04 | . | . | .
701 | Commercial, New, Other, Base New Lighting, ECM-101, Lighting 15% More Efficient Design | 0.83235 | 2.72 | 3.27 | . | . | .
702 | Commercial, New, Office, Base New Lighting, ECM-102, Lighting 25% More Efficient Design | 0.83237 | 2.02 | 2.43 | 0.016439 | 0.0047339 | 0.11261
703 | Commercial, New, Restaurant, Base New Lighting, ECM-102, Lighting 25% More Efficient Design | 0.83236 | 4.41 | 5.3 | 0.04019 | 0.0079673 | 0.27435
704 | Commercial, New, Retail, Base New Lighting, ECM-102, Lighting 25% More Efficient Design | 0.83238 | 3.29 | 3.95 | 0.054071 | 0.0087277 | 0.32733
705 | Commercial, New, FoodStore, Base New Lighting, ECM-102, Lighting 25% More Efficient Design | 0.83235 | 4.85 | 5.83 | 0.00088283 | 0.0002124 | 0.006963
706 | Commercial, New, School, Base New Lighting, ECM-102, Lighting 25% More Efficient Design | 0.83234 | 1.45 | 1.75 | 0.00043637 | 0.00029614 | 0.00452
707 | Commercial, New, College, Base New Lighting, ECM-102, Lighting 25% More Efficient Design | 0.83238 | 1.43 | 1.72 | 0.00064281 | 0.0001341 | 0.003924
708 | Commercial, New, Hospital, Base New Lighting, ECM-102, Lighting 25% More Efficient Design | 0.83235 | 2.44 | 2.94 | 0.0014052 | 0.00037356 | 0.011258
709 | Commercial, New, Other Health, Base New Lighting, ECM-102, Lighting 25% More Efficient Design | 0.83238 | 7.19 | 8.63 | 0.026006 | 0.0069133 | 0.1623
710 | Commercial, New, Warehouse, Base New Lighting, ECM-102, Lighting 25% More Efficient Design | 0.83235 | 0.79 | 0.95 | . | . | .
711 | Commercial, New, Hotel, Base New Lighting, ECM-102, Lighting 25% More Efficient Design | 0.83234 | 1.92 | 2.31 | 0.0033933 | 0.0011077 | 0.028751
712 | Commercial, New, Other, Base New Lighting, ECM-102, Lighting 25% More Efficient Design | 0.83235 | 1.56 | 1.87 | 0.0043636 | 0.00083143 | 0.032628
713 | Commercial, Existing, Office, Base Fluorescent Fixture, 32W, EB, ECM-111, Premium T8, Elecctronic Ballast | 0.83246 | 6.2834 | 7.548 | . | . | .
714 | Commercial, Existing, Restaurant, Base Fluorescent Fixture, 32W, EB, ECM-111, Premium T8, Elecctronic Ballast | 0.83244 | 6.7013 | 9.1107 | . | . | .
715 | Commercial, Existing, Retail, Base Fluorescent Fixture, 32W, EB, ECM-111, Premium T8, Elecctronic Ballast | 0.83246 | 6.4936 | 8.271 | . | . | .
716 | Commercial, Existing, FoodStore, Base Fluorescent Fixture, 32W, EB, ECM-111, Premium T8, Elecctronic Ballast | 0.83242 | 6.9762 | 11.49 | . | . | .
717 | Commercial, Existing, School, Base Fluorescent Fixture, 32W, EB, ECM-111, Premium T8, Elecctronic Ballast | 0.83244 | 5.0362 | 6.05 | . | . | .
718 | Commercial, Existing, College, Base Fluorescent Fixture, 32W, EB, ECM-111, Premium T8, Elecctronic Ballast | 0.83247 | 4.0539 | 4.8697 | . | . | .
719 | Commercial, Existing, Hospital, Base Fluorescent Fixture, 32W, EB, ECM-111, Premium T8, Elecctronic Ballast | 0.83242 | 6.9178 | 10.7744 | . | . | .
720 | Commercial, Existing, Other Health, Base Fluorescent Fixture, 32W, EB, ECM-111, Premium T8, Elecctronic Ballast | 0.83248 | 6.3916 | 7.8986 | . | . | .
721 | Commercial, Existing, Warehouse, Base Fluorescent Fixture, 32W, EB, ECM-111, Premium T8, Elecctronic Ballast | 0.83243 | 6.316 | 7.5874 | . | . | .
722 | Commercial, Existing, Hotel, Base Fluorescent Fixture, 32W, EB, ECM-111, Premium T8, Elecctronic Ballast | 0.83242 | 6.4244 | 7.9397 | . | . | .
723 | Commercial, Existing, Other, Base Fluorescent Fixture, 32W, EB, ECM-111, Premium T8, Elecctronic Ballast | 0.83242 | 6.5705 | 7.8933 | . | . | .
724 | Commercial, Existing, Office, Base Fluorescent Fixture, 32W, EB, ECM-112, Premium T8, EB, Reflector | 0.83246 | 3.6466 | 4.3805 | . | . | .
725 | Commercial, Existing, Restaurant, Base Fluorescent Fixture, 32W, EB, ECM-112, Premium T8, EB, Reflector | 0.83244 | 3.8891 | 5.2874 | . | . | .
726 | Commercial, Existing, Retail, Base Fluorescent Fixture, 32W, EB, ECM-112, Premium T8, EB, Reflector | 0.83246 | 3.7685 | 4.8001 | . | . | .
727 | Commercial, Existing, FoodStore, Base Fluorescent Fixture, 32W, EB, ECM-112, Premium T8, EB, Reflector | 0.83242 | 4.0487 | 6.6683 | . | . | .
728 | Commercial, Existing, School, Base Fluorescent Fixture, 32W, EB, ECM-112, Premium T8, EB, Reflector | 0.83244 | 2.8104 | 3.3761 | . | . | .
729 | Commercial, Existing, College, Base Fluorescent Fixture, 32W, EB, ECM-112, Premium T8, EB, Reflector | 0.83247 | 2.2622 | 2.7174 | . | . | .
730 | Commercial, Existing, Hospital, Base Fluorescent Fixture, 32W, EB, ECM-112, Premium T8, EB, Reflector | 0.83242 | 3.8603 | 6.0124 | . | . | .
731 | Commercial, Existing, Other Health, Base Fluorescent Fixture, 32W, EB, ECM-112, Premium T8, EB, Reflector | 0.83248 | 3.5666 | 4.4076 | . | . | .
732 | Commercial, Existing, Warehouse, Base Fluorescent Fixture, 32W, EB, ECM-112, Premium T8, EB, Reflector | 0.83243 | 3.5245 | 4.234 | . | . | .
733 | Commercial, Existing, Hotel, Base Fluorescent Fixture, 32W, EB, ECM-112, Premium T8, EB, Reflector | 0.83242 | 3.585 | 4.4306 | . | . | .
734 | Commercial, Existing, Other, Base Fluorescent Fixture, 32W, EB, ECM-112, Premium T8, EB, Reflector | 0.83242 | 3.6665 | 4.4046 | . | . | .
735 | Commercial, Existing, Office, Base Fluorescent Fixture, 32W, EB, ECM-113, Occupancy Sensor | 0.83246 | 0.45542 | 0.73092 | . | . | .
736 | Commercial, Existing, Restaurant, Base Fluorescent Fixture, 32W, EB, ECM-113, Occupancy Sensor | 0.83244 | 0.32595 | 0.55855 | . | . | .
737 | Commercial, Existing, Retail, Base Fluorescent Fixture, 32W, EB, ECM-113, Occupancy Sensor | 0.83246 | 0.31942 | 0.52607 | . | . | .
738 | Commercial, Existing, FoodStore, Base Fluorescent Fixture, 32W, EB, ECM-113, Occupancy Sensor | 0.83242 | 0.33496 | 0.64436 | . | . | .
739 | Commercial, Existing, School, Base Fluorescent Fixture, 32W, EB, ECM-113, Occupancy Sensor | 0.83244 | 0.29842 | 0.41986 | . | . | .
740 | Commercial, Existing, College, Base Fluorescent Fixture, 32W, EB, ECM-113, Occupancy Sensor | 0.83247 | 0.28643 | 0.36482 | . | . | .
741 | Commercial, Existing, Hospital, Base Fluorescent Fixture, 32W, EB, ECM-113, Occupancy Sensor | 0.83242 | 0.31782 | 0.5879 | . | . | .
742 | Commercial, Existing, Other Health, Base Fluorescent Fixture, 32W, EB, ECM-113, Occupancy Sensor | 0.83248 | 0.30646 | 0.49185 | . | . | .
743 | Commercial, Existing, Warehouse, Base Fluorescent Fixture, 32W, EB, ECM-113, Occupancy Sensor | 0.83243 | 0.30514 | 0.47525 | . | . | .
744 | Commercial, Existing, Hotel, Base Fluorescent Fixture, 32W, EB, ECM-113, Occupancy Sensor | 0.83242 | 0.30644 | 0.49184 | . | . | .
745 | Commercial, Existing, Other, Base Fluorescent Fixture, 32W, EB, ECM-113, Occupancy Sensor | 0.83242 | 0.4049 | 0.56969 | . | . | .
746 | Commercial, Existing, Office, Base Fluorescent Fixture, 32W, EB, ECM-114, Continuous Dimming | 0.83246 | 0.12589 | 0.18336 | . | . | .
747 | Commercial, Existing, Restaurant, Base Fluorescent Fixture, 32W, EB, ECM-114, Continuous Dimming | 0.83244 | 0.15079 | 0.24201 | . | . | .
748 | Commercial, Existing, Retail, Base Fluorescent Fixture, 32W, EB, ECM-114, Continuous Dimming | 0.83246 | 0.14864 | 0.22403 | . | . | .
749 | Commercial, Existing, FoodStore, Base Fluorescent Fixture, 32W, EB, ECM-114, Continuous Dimming | 0.83242 | 0.15608 | 0.28871 | . | . | .
750 | Commercial, Existing, School, Base Fluorescent Fixture, 32W, EB, ECM-114, Continuous Dimming | 0.83244 | 0.12497 | 0.15918 | . | . | .
751 | Commercial, Existing, College, Base Fluorescent Fixture, 32W, EB, ECM-114, Continuous Dimming | 0.83247 | 0.10973 | 0.13181 | . | . | .
752 | Commercial, Existing, Hospital, Base Fluorescent Fixture, 32W, EB, ECM-114, Continuous Dimming | 0.83242 | 0.13595 | 0.23297 | . | . | .
753 | Commercial, Existing, Other Health, Base Fluorescent Fixture, 32W, EB, ECM-114, Continuous Dimming | 0.83248 | 0.13207 | 0.19905 | . | . | .
754 | Commercial, Existing, Warehouse, Base Fluorescent Fixture, 32W, EB, ECM-114, Continuous Dimming | 0.83243 | 0.13099 | 0.1908 | . | . | .
755 | Commercial, Existing, Hotel, Base Fluorescent Fixture, 32W, EB, ECM-114, Continuous Dimming | 0.83242 | 0.13906 | 0.20256 | . | . | .
756 | Commercial, Existing, Other, Base Fluorescent Fixture, 32W, EB, ECM-114, Continuous Dimming | 0.83242 | 0.17718 | 0.21897 | . | . | .
757 | Commercial, Existing, Office, Base Fluorescent Fixture, 32W, EB, ECM-115, Lighting Control Tuneup | 0.83246 | 3.485 | 6.7038 | . | . | .
758 | Commercial, Existing, Restaurant, Base Fluorescent Fixture, 32W, EB, ECM-115, Lighting Control Tuneup | 0.83244 | 3.9063 | 7.5143 | . | . | .
759 | Commercial, Existing, Retail, Base Fluorescent Fixture, 32W, EB, ECM-115, Lighting Control Tuneup | 0.83246 | 4.1222 | 7.9295 | . | . | .
760 | Commercial, Existing, FoodStore, Base Fluorescent Fixture, 32W, EB, ECM-115, Lighting Control Tuneup | 0.83242 | 9.7243 | 18.7066 | . | . | .
761 | Commercial, Existing, School, Base Fluorescent Fixture, 32W, EB, ECM-115, Lighting Control Tuneup | 0.83244 | 2.6623 | 5.1214 | . | . | .
762 | Commercial, Existing, College, Base Fluorescent Fixture, 32W, EB, ECM-115, Lighting Control Tuneup | 0.83247 | 2.6971 | 5.188 | . | . | .
763 | Commercial, Existing, Hospital, Base Fluorescent Fixture, 32W, EB, ECM-115, Lighting Control Tuneup | 0.83242 | 4.7981 | 9.23 | . | . | .
764 | Commercial, Existing, Other Health, Base Fluorescent Fixture, 32W, EB, ECM-115, Lighting Control Tuneup | 0.83248 | 9.0925 | 17.4899 | . | . | .
765 | Commercial, Existing, Warehouse, Base Fluorescent Fixture, 32W, EB, ECM-115, Lighting Control Tuneup | 0.83243 | 0.68729 | 1.3221 | . | . | .
766 | Commercial, Existing, Hotel, Base Fluorescent Fixture, 32W, EB, ECM-115, Lighting Control Tuneup | 0.83242 | 0.89946 | 1.7303 | . | . | .
767 | Commercial, Existing, Other, Base Fluorescent Fixture, 32W, EB, ECM-115, Lighting Control Tuneup | 0.83242 | 2.2715 | 4.3697 | . | . | .
768 | Commercial, Existing, Office, Base T8, EB, ECM-121, ROB Premium T8, 1EB | 0.83246 | 2.4799 | 2.979 | 0.019685 | 0.012554 | 0.099196
769 | Commercial, Existing, Restaurant, Base T8, EB, ECM-121, ROB Premium T8, 1EB | 0.83244 | 3.1847 | 4.3297 | 0.01518 | 0.0066643 | 0.076224
770 | Commercial, Existing, Retail, Base T8, EB, ECM-121, ROB Premium T8, 1EB | 0.83246 | 3.0981 | 3.9461 | 0.032404 | 0.011583 | 0.1443
771 | Commercial, Existing, FoodStore, Base T8, EB, ECM-121, ROB Premium T8, 1EB | 0.83242 | 3.3111 | 5.4534 | 0.00085732 | 0.0004568 | 0.0049739
772 | Commercial, Existing, School, Base T8, EB, ECM-121, ROB Premium T8, 1EB | 0.83244 | 2.3981 | 2.8808 | 0.0004626 | 0.00069525 | 0.0035249
773 | Commercial, Existing, College, Base T8, EB, ECM-121, ROB Premium T8, 1EB | 0.83247 | 1.9341 | 2.3233 | 0.00046796 | 0.0002162 | 0.0021013
774 | Commercial, Existing, Hospital, Base T8, EB, ECM-121, ROB Premium T8, 1EB | 0.83242 | 3.3005 | 5.1404 | 0.0020908 | 0.0012309 | 0.012322
775 | Commercial, Existing, Other Health, Base T8, EB, ECM-121, ROB Premium T8, 1EB | 0.83248 | 3.0336 | 3.7488 | 0.013491 | 0.0079427 | 0.061937
776 | Commercial, Existing, Warehouse, Base T8, EB, ECM-121, ROB Premium T8, 1EB | 0.83243 | 2.9977 | 3.6012 | 0.0049981 | 0.0023948 | 0.026874
777 | Commercial, Existing, Hotel, Base T8, EB, ECM-121, ROB Premium T8, 1EB | 0.83242 | 3.0492 | 3.7683 | 0.00099592 | 0.00071998 | 0.0062072
778 | Commercial, Existing, Other, Base T8, EB, ECM-121, ROB Premium T8, 1EB | 0.83242 | 3.1286 | 3.7585 | 0.0051337 | 0.0021663 | 0.028237
779 | Commercial, Existing, Office, Base T8, EB, ECM-122, ROB Premium T8, EB, Reflector | 0.83246 | 4.4659 | 5.3647 | . | . | .
780 | Commercial, Existing, Restaurant, Base T8, EB, ECM-122, ROB Premium T8, EB, Reflector | 0.83244 | 4.0277 | 5.4758 | . | . | .
781 | Commercial, Existing, Retail, Base T8, EB, ECM-122, ROB Premium T8, EB, Reflector | 0.83246 | 3.9181 | 4.9906 | . | . | .
782 | Commercial, Existing, FoodStore, Base T8, EB, ECM-122, ROB Premium T8, EB, Reflector | 0.83242 | 4.1875 | 6.8969 | . | . | .
783 | Commercial, Existing, School, Base T8, EB, ECM-122, ROB Premium T8, EB, Reflector | 0.83244 | 3.0329 | 3.6434 | . | . | .
784 | Commercial, Existing, College, Base T8, EB, ECM-122, ROB Premium T8, EB, Reflector | 0.83247 | 2.4461 | 2.9383 | . | . | .
785 | Commercial, Existing, Hospital, Base T8, EB, ECM-122, ROB Premium T8, EB, Reflector | 0.83242 | 4.1741 | 6.5011 | . | . | .
786 | Commercial, Existing, Other Health, Base T8, EB, ECM-122, ROB Premium T8, EB, Reflector | 0.83248 | 3.8366 | 4.7411 | . | . | .
787 | Commercial, Existing, Warehouse, Base T8, EB, ECM-122, ROB Premium T8, EB, Reflector | 0.83243 | 3.7912 | 4.5544 | . | . | .
788 | Commercial, Existing, Hotel, Base T8, EB, ECM-122, ROB Premium T8, EB, Reflector | 0.83242 | 3.8563 | 4.7658 | . | . | .
789 | Commercial, Existing, Other, Base T8, EB, ECM-122, ROB Premium T8, EB, Reflector | 0.83242 | 3.9568 | 4.7534 | . | . | .
790 | Commercial, Existing, Office, Base T8, EB, ECM-123, Occupancy Sensor | 0.83246 | 0.398 | 0.63878 | . | . | .
791 | Commercial, Existing, Restaurant, Base T8, EB, ECM-123, Occupancy Sensor | 0.83244 | 0.28776 | 0.49311 | . | . | .
792 | Commercial, Existing, Retail, Base T8, EB, ECM-123, Occupancy Sensor | 0.83246 | 0.282 | 0.46444 | . | . | .
793 | Commercial, Existing, FoodStore, Base T8, EB, ECM-123, Occupancy Sensor | 0.83242 | 0.29572 | 0.56887 | . | . | .
794 | Commercial, Existing, School, Base T8, EB, ECM-123, Occupancy Sensor | 0.83244 | 0.274 | 0.3855 | . | . | .
795 | Commercial, Existing, College, Base T8, EB, ECM-123, Occupancy Sensor | 0.83247 | 0.26299 | 0.33497 | . | . | .
796 | Commercial, Existing, Hospital, Base T8, EB, ECM-123, Occupancy Sensor | 0.83242 | 0.29181 | 0.53979 | . | . | .
797 | Commercial, Existing, Other Health, Base T8, EB, ECM-123, Occupancy Sensor | 0.83248 | 0.28138 | 0.4516 | . | . | .
798 | Commercial, Existing, Warehouse, Base T8, EB, ECM-123, Occupancy Sensor | 0.83243 | 0.28018 | 0.43636 | . | . | .
799 | Commercial, Existing, Hotel, Base T8, EB, ECM-123, Occupancy Sensor | 0.83242 | 0.28136 | 0.4516 | . | . | .
800 | Commercial, Existing, Other, Base T8, EB, ECM-123, Occupancy Sensor | 0.83242 | 0.37177 | 0.52307 | . | . | .
801 | Commercial, Existing, Office, Base T8, EB, ECM-124, Lighting Control Tuneup | 0.83246 | 1.4073 | 2.7071 | . | . | .
802 | Commercial, Existing, Restaurant, Base T8, EB, ECM-124, Lighting Control Tuneup | 0.83244 | 1.6872 | 3.2456 | . | . | .
803 | Commercial, Existing, Retail, Base T8, EB, ECM-124, Lighting Control Tuneup | 0.83246 | 1.7805 | 3.4249 | . | . | .
804 | Commercial, Existing, FoodStore, Base T8, EB, ECM-124, Lighting Control Tuneup | 0.83242 | 5.5915 | 10.7564 | . | . | .
805 | Commercial, Existing, School, Base T8, EB, ECM-124, Lighting Control Tuneup | 0.83244 | 1.1499 | 2.2121 | . | . | .
806 | Commercial, Existing, College, Base T8, EB, ECM-124, Lighting Control Tuneup | 0.83247 | 1.1649 | 2.2408 | . | . | .
807 | Commercial, Existing, Hospital, Base T8, EB, ECM-124, Lighting Control Tuneup | 0.83242 | 2.0724 | 3.9866 | . | . | .
808 | Commercial, Existing, Other Health, Base T8, EB, ECM-124, Lighting Control Tuneup | 0.83248 | 5.2282 | 10.0568 | . | . | .
809 | Commercial, Existing, Warehouse, Base T8, EB, ECM-124, Lighting Control Tuneup | 0.83243 | 0.43543 | 0.83762 | . | . | .
810 | Commercial, Existing, Hotel, Base T8, EB, ECM-124, Lighting Control Tuneup | 0.83242 | 0.56985 | 1.0962 | . | . | .
811 | Commercial, Existing, Other, Base T8, EB, ECM-124, Lighting Control Tuneup | 0.83242 | 0.98111 | 1.8874 | . | . | .
812 | Commercial, Existing, Office, Base Incandescent Flood, 53W to Screw-in CFL, ECM-131, CFL Screw-in 18W | 0.83246 | 3.4635 | 7.8785 | . | . | .
813 | Commercial, Existing, Restaurant, Base Incandescent Flood, 53W to Screw-in CFL, ECM-131, CFL Screw-in 18W | 0.83244 | 3.4635 | 7.8786 | . | . | .
814 | Commercial, Existing, Retail, Base Incandescent Flood, 53W to Screw-in CFL, ECM-131, CFL Screw-in 18W | 0.83246 | 3.4636 | 7.8787 | . | . | .
815 | Commercial, Existing, FoodStore, Base Incandescent Flood, 53W to Screw-in CFL, ECM-131, CFL Screw-in 18W | 0.83242 | 3.5009 | 8.3313 | . | . | .
816 | Commercial, Existing, School, Base Incandescent Flood, 53W to Screw-in CFL, ECM-131, CFL Screw-in 18W | 0.83244 | 3.4292 | 7.4696 | . | . | .
817 | Commercial, Existing, College, Base Incandescent Flood, 53W to Screw-in CFL, ECM-131, CFL Screw-in 18W | 0.83247 | 3.39 | 7.0688 | . | . | .
818 | Commercial, Existing, Hospital, Base Incandescent Flood, 53W to Screw-in CFL, ECM-131, CFL Screw-in 18W | 0.83242 | 3.5009 | 8.3313 | . | . | .
819 | Commercial, Existing, Other Health, Base Incandescent Flood, 53W to Screw-in CFL, ECM-131, CFL Screw-in 18W | 0.83248 | 3.4636 | 7.8785 | . | . | .
820 | Commercial, Existing, Warehouse, Base Incandescent Flood, 53W to Screw-in CFL, ECM-131, CFL Screw-in 18W | 0.83243 | 3.4634 | 7.8786 | . | . | .
821 | Commercial, Existing, Hotel, Base Incandescent Flood, 53W to Screw-in CFL, ECM-131, CFL Screw-in 18W | 0.83242 | 3.4633 | 7.8784 | . | . | .
822 | Commercial, Existing, Other, Base Incandescent Flood, 53W to Screw-in CFL, ECM-131, CFL Screw-in 18W | 0.83242 | 4.6529 | 10.1354 | . | . | .
823 | Commercial, Existing, Office, Base Incandescent Flood, 53W to Screw-in CFL, ECM-132, LED Flood, 14W | 0.83246 | 0.65554 | 1.0796 | . | . | .
824 | Commercial, Existing, Restaurant, Base Incandescent Flood, 53W to Screw-in CFL, ECM-132, LED Flood, 14W | 0.83244 | 0.83885 | 1.4961 | . | . | .
825 | Commercial, Existing, Retail, Base Incandescent Flood, 53W to Screw-in CFL, ECM-132, LED Flood, 14W | 0.83246 | 0.82918 | 1.4209 | . | . | .
826 | Commercial, Existing, FoodStore, Base Incandescent Flood, 53W to Screw-in CFL, ECM-132, LED Flood, 14W | 0.83242 | 0.69106 | 1.3819 | . | . | .
827 | Commercial, Existing, School, Base Incandescent Flood, 53W to Screw-in CFL, ECM-132, LED Flood, 14W | 0.83244 | 0.64726 | 0.97557 | . | . | .
828 | Commercial, Existing, College, Base Incandescent Flood, 53W to Screw-in CFL, ECM-132, LED Flood, 14W | 0.83247 | 0.63575 | 0.89443 | . | . | .
829 | Commercial, Existing, Hospital, Base Incandescent Flood, 53W to Screw-in CFL, ECM-132, LED Flood, 14W | 0.83242 | 0.68609 | 1.3198 | . | . | .
830 | Commercial, Existing, Other Health, Base Incandescent Flood, 53W to Screw-in CFL, ECM-132, LED Flood, 14W | 0.83248 | 0.66637 | 1.1418 | . | . | .
831 | Commercial, Existing, Warehouse, Base Incandescent Flood, 53W to Screw-in CFL, ECM-132, LED Flood, 14W | 0.83243 | 0.65552 | 1.0796 | . | . | .
832 | Commercial, Existing, Hotel, Base Incandescent Flood, 53W to Screw-in CFL, ECM-132, LED Flood, 14W | 0.83242 | 0.65551 | 1.0796 | . | . | .
833 | Commercial, Existing, Other, Base Incandescent Flood, 53W to Screw-in CFL, ECM-132, LED Flood, 14W | 0.83242 | 0.87819 | 1.3237 | . | . | .
834 | Commercial, Existing, Office, Base Incandescent Flood, 53W to Hardwired CFL , ECM-141, CFL Hardwired, Modular 18W | 0.83246 | 2.6073 | 5.0155 | . | . | .
835 | Commercial, Existing, Restaurant, Base Incandescent Flood, 53W to Hardwired CFL , ECM-141, CFL Hardwired, Modular 18W | 0.83244 | 2.6262 | 5.2515 | . | . | .
836 | Commercial, Existing, Retail, Base Incandescent Flood, 53W to Hardwired CFL , ECM-141, CFL Hardwired, Modular 18W | 0.83246 | 2.6263 | 5.2516 | . | . | .
837 | Commercial, Existing, FoodStore, Base Incandescent Flood, 53W to Hardwired CFL , ECM-141, CFL Hardwired, Modular 18W | 0.83242 | 2.6852 | 5.8493 | . | . | .
838 | Commercial, Existing, School, Base Incandescent Flood, 53W to Hardwired CFL , ECM-141, CFL Hardwired, Modular 18W | 0.83244 | 2.5778 | 4.7682 | . | . | .
839 | Commercial, Existing, College, Base Incandescent Flood, 53W to Hardwired CFL , ECM-141, CFL Hardwired, Modular 18W | 0.83247 | 2.5323 | 4.3391 | . | . | .
840 | Commercial, Existing, Hospital, Base Incandescent Flood, 53W to Hardwired CFL , ECM-141, CFL Hardwired, Modular 18W | 0.83242 | 2.6543 | 5.535 | . | . | .
841 | Commercial, Existing, Other Health, Base Incandescent Flood, 53W to Hardwired CFL , ECM-141, CFL Hardwired, Modular 18W | 0.83248 | 2.6263 | 5.2515 | . | . | .
842 | Commercial, Existing, Warehouse, Base Incandescent Flood, 53W to Hardwired CFL , ECM-141, CFL Hardwired, Modular 18W | 0.83243 | 2.6073 | 5.0155 | . | . | .
843 | Commercial, Existing, Hotel, Base Incandescent Flood, 53W to Hardwired CFL , ECM-141, CFL Hardwired, Modular 18W | 0.83242 | 2.6261 | 5.2514 | . | . | .
844 | Commercial, Existing, Other, Base Incandescent Flood, 53W to Hardwired CFL , ECM-141, CFL Hardwired, Modular 18W | 0.83242 | 3.4977 | 6.4699 | . | . | .
845 | Commercial, Existing, Office, Base CFL, ECM-146, LED A-lamp, 12W | 0.83246 | 0.22307 | 0.41261 | . | . | .
846 | Commercial, Existing, Restaurant, Base CFL, ECM-146, LED A-lamp, 12W | 0.83244 | 0.22561 | 0.43399 | . | . | .
847 | Commercial, Existing, Retail, Base CFL, ECM-146, LED A-lamp, 12W | 0.83246 | 0.22562 | 0.434 | . | . | .
848 | Commercial, Existing, FoodStore, Base CFL, ECM-146, LED A-lamp, 12W | 0.83242 | 0.22968 | 0.47895 | . | . | .
849 | Commercial, Existing, School, Base CFL, ECM-146, LED A-lamp, 12W | 0.83244 | 0.2191 | 0.37544 | . | . | .
850 | Commercial, Existing, College, Base CFL, ECM-146, LED A-lamp, 12W | 0.83247 | 0.21509 | 0.3452 | . | . | .
851 | Commercial, Existing, Hospital, Base CFL, ECM-146, LED A-lamp, 12W | 0.83242 | 0.22967 | 0.47895 | . | . | .
852 | Commercial, Existing, Other Health, Base CFL, ECM-146, LED A-lamp, 12W | 0.83248 | 0.3367 | 0.62278 | . | . | .
853 | Commercial, Existing, Warehouse, Base CFL, ECM-146, LED A-lamp, 12W | 0.83243 | 0.16204 | 0.29973 | . | . | .
854 | Commercial, Existing, Hotel, Base CFL, ECM-146, LED A-lamp, 12W | 0.83242 | 0.22306 | 0.41261 | . | . | .
855 | Commercial, Existing, Other, Base CFL, ECM-146, LED A-lamp, 12W | 0.83242 | 0.29728 | 0.50943 | . | . | .
856 | Commercial, Existing, Office, Base High Bay Mercury Vapor, 400W, ECM-151, PSMH, 250W, magnetic ballast | 0.83246 | 11.201 | 16.8819 | . | . | .
857 | Commercial, Existing, Restaurant, Base High Bay Mercury Vapor, 400W, ECM-151, PSMH, 250W, magnetic ballast | 0.83244 | 11.3438 | 18.6829 | . | . | .
858 | Commercial, Existing, Retail, Base High Bay Mercury Vapor, 400W, ECM-151, PSMH, 250W, magnetic ballast | 0.83246 | 11.2712 | 17.5539 | . | . | .
859 | Commercial, Existing, FoodStore, Base High Bay Mercury Vapor, 400W, ECM-151, PSMH, 250W, magnetic ballast | 0.83242 | 11.8725 | 22.8391 | . | . | .
860 | Commercial, Existing, School, Base High Bay Mercury Vapor, 400W, ECM-151, PSMH, 250W, magnetic ballast | 0.83244 | 10.8744 | 14.7844 | . | . | .
861 | Commercial, Existing, College, Base High Bay Mercury Vapor, 400W, ECM-151, PSMH, 250W, magnetic ballast | 0.83247 | 10.2371 | 12.2973 | . | . | .
862 | Commercial, Existing, Hospital, Base High Bay Mercury Vapor, 400W, ECM-151, PSMH, 250W, magnetic ballast | 0.83242 | 11.6651 | 20.8056 | . | . | .
863 | Commercial, Existing, Other Health, Base High Bay Mercury Vapor, 400W, ECM-151, PSMH, 250W, magnetic ballast | 0.83248 | 17.0123 | 26.4946 | . | . | .
864 | Commercial, Existing, Warehouse, Base High Bay Mercury Vapor, 400W, ECM-151, PSMH, 250W, magnetic ballast | 0.83243 | 8.1364 | 12.2635 | . | . | .
865 | Commercial, Existing, Hotel, Base High Bay Mercury Vapor, 400W, ECM-151, PSMH, 250W, magnetic ballast | 0.83242 | 11.2704 | 17.5534 | . | . | .
866 | Commercial, Existing, Other, Base High Bay Mercury Vapor, 400W, ECM-151, PSMH, 250W, magnetic ballast | 0.83242 | 14.563 | 19.1513 | . | . | .
867 | Commercial, Existing, Office, Base High Bay Mercury Vapor, 400W, ECM-152, PSMH, 250 W, electronic ballast | 0.83246 | 0.37684 | 0.56797 | . | . | .
868 | Commercial, Existing, Restaurant, Base High Bay Mercury Vapor, 400W, ECM-152, PSMH, 250 W, electronic ballast | 0.83244 | 0.38164 | 0.62856 | . | . | .
869 | Commercial, Existing, Retail, Base High Bay Mercury Vapor, 400W, ECM-152, PSMH, 250 W, electronic ballast | 0.83246 | 0.3792 | 0.59057 | . | . | .
870 | Commercial, Existing, FoodStore, Base High Bay Mercury Vapor, 400W, ECM-152, PSMH, 250 W, electronic ballast | 0.83242 | 0.39943 | 0.76839 | . | . | .
871 | Commercial, Existing, School, Base High Bay Mercury Vapor, 400W, ECM-152, PSMH, 250 W, electronic ballast | 0.83244 | 0.36586 | 0.49741 | . | . | .
872 | Commercial, Existing, College, Base High Bay Mercury Vapor, 400W, ECM-152, PSMH, 250 W, electronic ballast | 0.83247 | 0.34441 | 0.41372 | . | . | .
873 | Commercial, Existing, Hospital, Base High Bay Mercury Vapor, 400W, ECM-152, PSMH, 250 W, electronic ballast | 0.83242 | 0.39246 | 0.69998 | . | . | .
874 | Commercial, Existing, Other Health, Base High Bay Mercury Vapor, 400W, ECM-152, PSMH, 250 W, electronic ballast | 0.83248 | 0.57236 | 0.89137 | . | . | .
875 | Commercial, Existing, Warehouse, Base High Bay Mercury Vapor, 400W, ECM-152, PSMH, 250 W, electronic ballast | 0.83243 | 0.27374 | 0.41259 | . | . | .
876 | Commercial, Existing, Hotel, Base High Bay Mercury Vapor, 400W, ECM-152, PSMH, 250 W, electronic ballast | 0.83242 | 0.37918 | 0.59056 | . | . | .
877 | Commercial, Existing, Other, Base High Bay Mercury Vapor, 400W, ECM-152, PSMH, 250 W, electronic ballast | 0.83242 | 0.48995 | 0.64431 | . | . | .
878 | Commercial, Existing, Office, Base High Bay Mercury Vapor, 400W, ECM-153, High Bay T5 | 0.83246 | 0.74553 | 1.1236 | . | . | .
879 | Commercial, Existing, Restaurant, Base High Bay Mercury Vapor, 400W, ECM-153, High Bay T5 | 0.83244 | 0.75502 | 1.2435 | . | . | .
880 | Commercial, Existing, Retail, Base High Bay Mercury Vapor, 400W, ECM-153, High Bay T5 | 0.83246 | 0.75019 | 1.1684 | . | . | .
881 | Commercial, Existing, FoodStore, Base High Bay Mercury Vapor, 400W, ECM-153, High Bay T5 | 0.83242 | 0.79022 | 1.5201 | . | . | .
882 | Commercial, Existing, School, Base High Bay Mercury Vapor, 400W, ECM-153, High Bay T5 | 0.83244 | 0.72381 | 0.98406 | . | . | .
883 | Commercial, Existing, College, Base High Bay Mercury Vapor, 400W, ECM-153, High Bay T5 | 0.83247 | 0.68136 | 0.81849 | . | . | .
884 | Commercial, Existing, Hospital, Base High Bay Mercury Vapor, 400W, ECM-153, High Bay T5 | 0.83242 | 0.77642 | 1.3848 | . | . | .
885 | Commercial, Existing, Other Health, Base High Bay Mercury Vapor, 400W, ECM-153, High Bay T5 | 0.83248 | 1.1323 | 1.7635 | 0.00043695 | 0.00025724 | 0.002006
886 | Commercial, Existing, Warehouse, Base High Bay Mercury Vapor, 400W, ECM-153, High Bay T5 | 0.83243 | 0.54155 | 0.81624 | . | . | .
887 | Commercial, Existing, Hotel, Base High Bay Mercury Vapor, 400W, ECM-153, High Bay T5 | 0.83242 | 0.75015 | 1.1683 | . | . | .
888 | Commercial, Existing, Other, Base High Bay Mercury Vapor, 400W, ECM-153, High Bay T5 | 0.83242 | 0.96929 | 1.2747 | . | . | .
889 | Commercial, Existing, Office, Base High Bay Mercury Vapor, 400W, ECM-154, LED High Bay, 83W | 0.83246 | 1.5724 | 1.8888 | 0.26895 | 0.17152 | 1.3553
890 | Commercial, Existing, Restaurant, Base High Bay Mercury Vapor, 400W, ECM-154, LED High Bay, 83W | 0.83244 | 1.7311 | 2.2765 | 0.0015727 | 0.00069046 | 0.0078973
891 | Commercial, Existing, Retail, Base High Bay Mercury Vapor, 400W, ECM-154, LED High Bay, 83W | 0.83246 | 1.6794 | 2.0754 | 0.82047 | 0.29329 | 3.6536
892 | Commercial, Existing, FoodStore, Base High Bay Mercury Vapor, 400W, ECM-154, LED High Bay, 83W | 0.83242 | 1.8254 | 2.9299 | 0.01415 | 0.0075395 | 0.082095
893 | Commercial, Existing, School, Base High Bay Mercury Vapor, 400W, ECM-154, LED High Bay, 83W | 0.83244 | 1.2229 | 1.4691 | 0.011246 | 0.016902 | 0.085692
894 | Commercial, Existing, College, Base High Bay Mercury Vapor, 400W, ECM-154, LED High Bay, 83W | 0.83247 | 1.0006 | 1.202 | 0.050514 | 0.023338 | 0.22683
895 | Commercial, Existing, Hospital, Base High Bay Mercury Vapor, 400W, ECM-154, LED High Bay, 83W | 0.83242 | 1.8064 | 2.7227 | 0.0068641 | 0.004041 | 0.040452
896 | Commercial, Existing, Other Health, Base High Bay Mercury Vapor, 400W, ECM-154, LED High Bay, 83W | 0.83248 | 2.492 | 2.9935 | 0.0023256 | 0.0013691 | 0.010676
897 | Commercial, Existing, Warehouse, Base High Bay Mercury Vapor, 400W, ECM-154, LED High Bay, 83W | 0.83243 | 1.0902 | 1.3097 | 0.48472 | 0.23225 | 2.6062
898 | Commercial, Existing, Hotel, Base High Bay Mercury Vapor, 400W, ECM-154, LED High Bay, 83W | 0.83242 | 1.5723 | 1.8888 | 0.0013961 | 0.0010093 | 0.0087017
899 | Commercial, Existing, Other, Base High Bay Mercury Vapor, 400W, ECM-154, LED High Bay, 83W | 0.83242 | 1.6 | 1.9221 | 0.82656 | 0.34878 | 4.5463
900 | Commercial, Existing, Office, Base Exit Sign, ECM-161, LED Exit Sign | 0.83243 | 2.8931 | 3.9333 | . | . | .
901 | Commercial, Existing, Restaurant, Base Exit Sign, ECM-161, LED Exit Sign | 0.83241 | 3.0074 | 4.0888 | . | . | .
902 | Commercial, Existing, Retail, Base Exit Sign, ECM-161, LED Exit Sign | 0.83242 | 3.3432 | 4.5454 | . | . | .
903 | Commercial, Existing, FoodStore, Base Exit Sign, ECM-161, LED Exit Sign | 0.83239 | 2.3188 | 3.1526 | . | . | .
904 | Commercial, Existing, School, Base Exit Sign, ECM-161, LED Exit Sign | 0.83244 | 2.605 | 3.5416 | . | . | .
905 | Commercial, Existing, College, Base Exit Sign, ECM-161, LED Exit Sign | 0.83243 | 3.6023 | 4.8976 | . | . | .
906 | Commercial, Existing, Hospital, Base Exit Sign, ECM-161, LED Exit Sign | 0.8324 | 2.475 | 3.365 | . | . | .
907 | Commercial, Existing, Other Health, Base Exit Sign, ECM-161, LED Exit Sign | 0.83245 | 2.7489 | 3.7373 | . | . | .
908 | Commercial, Existing, Warehouse, Base Exit Sign, ECM-161, LED Exit Sign | 0.8324 | 2.4376 | 3.3142 | . | . | .
909 | Commercial, Existing, Hotel, Base Exit Sign, ECM-161, LED Exit Sign | 0.8324 | 2.8847 | 3.922 | . | . | .
910 | Commercial, Existing, Other, Base Exit Sign, ECM-161, LED Exit Sign | 0.83239 | 3.1343 | 4.2615 | . | . | .
911 | Commercial, Existing, Office, Base Outdoor Mercury Vapor 400W Lamp, ECM-201, High Pressure Sodium 250W Lamp | 0.83233 | 0.20426 | 0.4085 | . | . | .
912 | Commercial, Existing, Restaurant, Base Outdoor Mercury Vapor 400W Lamp, ECM-201, High Pressure Sodium 250W Lamp | 0.83231 | 0.099522 | 0.19904 | . | . | .
913 | Commercial, Existing, Retail, Base Outdoor Mercury Vapor 400W Lamp, ECM-201, High Pressure Sodium 250W Lamp | 0.83231 | 0.29263 | 0.58527 | . | . | .
914 | Commercial, Existing, FoodStore, Base Outdoor Mercury Vapor 400W Lamp, ECM-201, High Pressure Sodium 250W Lamp | 0.83232 | 0.15643 | 0.31285 | . | . | .
915 | Commercial, Existing, School, Base Outdoor Mercury Vapor 400W Lamp, ECM-201, High Pressure Sodium 250W Lamp | 0.83227 | 0.11701 | 0.23403 | . | . | .
916 | Commercial, Existing, College, Base Outdoor Mercury Vapor 400W Lamp, ECM-201, High Pressure Sodium 250W Lamp | 0.83224 | 0.19579 | 0.39161 | . | . | .
917 | Commercial, Existing, Hospital, Base Outdoor Mercury Vapor 400W Lamp, ECM-201, High Pressure Sodium 250W Lamp | 0.83228 | 0.41949 | 0.839 | . | . | .
918 | Commercial, Existing, Other Health, Base Outdoor Mercury Vapor 400W Lamp, ECM-201, High Pressure Sodium 250W Lamp | 0.83227 | 0.2855 | 0.57102 | . | . | .
919 | Commercial, Existing, Warehouse, Base Outdoor Mercury Vapor 400W Lamp, ECM-201, High Pressure Sodium 250W Lamp | 0.83229 | 0.36005 | 0.72011 | . | . | .
920 | Commercial, Existing, Hotel, Base Outdoor Mercury Vapor 400W Lamp, ECM-201, High Pressure Sodium 250W Lamp | 0.8323 | 0.16197 | 0.32395 | . | . | .
921 | Commercial, Existing, Other, Base Outdoor Mercury Vapor 400W Lamp, ECM-201, High Pressure Sodium 250W Lamp | 0.83231 | 0.13594 | 0.27187 | . | . | .
922 | Commercial, Existing, Office, Base Outdoor Mercury Vapor 400W Lamp, ECM-202, Outdoor Lighting Controls (Photocell/Timeclock) | 0.83233 | 0.91552 | 1.831 | . | . | .
923 | Commercial, Existing, Restaurant, Base Outdoor Mercury Vapor 400W Lamp, ECM-202, Outdoor Lighting Controls (Photocell/Timeclock) | 0.83231 | 0.44608 | 0.89215 | . | . | .
924 | Commercial, Existing, Retail, Base Outdoor Mercury Vapor 400W Lamp, ECM-202, Outdoor Lighting Controls (Photocell/Timeclock) | 0.83231 | 1.3117 | 2.6233 | 0.0031768 | 0.00092715 | 0.03608
925 | Commercial, Existing, FoodStore, Base Outdoor Mercury Vapor 400W Lamp, ECM-202, Outdoor Lighting Controls (Photocell/Timeclock) | 0.83232 | 1.7354 | 3.4707 | 0.00014524 | 6.599e-05 | 0.0015694
926 | Commercial, Existing, School, Base Outdoor Mercury Vapor 400W Lamp, ECM-202, Outdoor Lighting Controls (Photocell/Timeclock) | 0.83227 | 1.2982 | 2.5965 | 0.00010665 | 9.594e-05 | 0.0026637
927 | Commercial, Existing, College, Base Outdoor Mercury Vapor 400W Lamp, ECM-202, Outdoor Lighting Controls (Photocell/Timeclock) | 0.83224 | 2.1723 | 4.3448 | 0.00012166 | 0.00039813 | 0.011366
928 | Commercial, Existing, Hospital, Base Outdoor Mercury Vapor 400W Lamp, ECM-202, Outdoor Lighting Controls (Photocell/Timeclock) | 0.83228 | 1.8802 | 3.7606 | 4.417e-05 | 2.657e-05 | 0.00080426
929 | Commercial, Existing, Other Health, Base Outdoor Mercury Vapor 400W Lamp, ECM-202, Outdoor Lighting Controls (Photocell/Timeclock) | 0.83227 | 1.2797 | 2.5594 | 0.00020431 | 0.0001229 | 0.0048212
930 | Commercial, Existing, Warehouse, Base Outdoor Mercury Vapor 400W Lamp, ECM-202, Outdoor Lighting Controls (Photocell/Timeclock) | 0.83229 | 1.6138 | 3.2277 | 0.0032584 | 0.0018406 | 0.050989
931 | Commercial, Existing, Hotel, Base Outdoor Mercury Vapor 400W Lamp, ECM-202, Outdoor Lighting Controls (Photocell/Timeclock) | 0.8323 | 0.726 | 1.452 | . | . | .
932 | Commercial, Existing, Other, Base Outdoor Mercury Vapor 400W Lamp, ECM-202, Outdoor Lighting Controls (Photocell/Timeclock) | 0.83231 | 0.60929 | 1.2186 | . | . | .
933 | Commercial, Existing, Office, Base Outdoor Mercury Vapor 400W Lamp, ECM-203, LED Outdoor, 105W | 0.83223 | 0.44181 | 0.70928 | . | . | .
934 | Commercial, Existing, Restaurant, Base Outdoor Mercury Vapor 400W Lamp, ECM-203, LED Outdoor, 105W | 0.83223 | 0.21528 | 0.3456 | . | . | .
935 | Commercial, Existing, Retail, Base Outdoor Mercury Vapor 400W Lamp, ECM-203, LED Outdoor, 105W | 0.83223 | 0.633 | 1.0162 | . | . | .
936 | Commercial, Existing, FoodStore, Base Outdoor Mercury Vapor 400W Lamp, ECM-203, LED Outdoor, 105W | 0.83224 | 1.2889 | 2.0691 | 0 | 0.0052874 | 0.12574
937 | Commercial, Existing, School, Base Outdoor Mercury Vapor 400W Lamp, ECM-203, LED Outdoor, 105W | 0.83223 | 0.96427 | 1.548 | . | . | .
938 | Commercial, Existing, College, Base Outdoor Mercury Vapor 400W Lamp, ECM-203, LED Outdoor, 105W | 0.83223 | 1.6136 | 2.5905 | 0 | 0.024074 | 0.68724
939 | Commercial, Existing, Hospital, Base Outdoor Mercury Vapor 400W Lamp, ECM-203, LED Outdoor, 105W | 0.83223 | 0.90746 | 1.4568 | . | . | .
940 | Commercial, Existing, Other Health, Base Outdoor Mercury Vapor 400W Lamp, ECM-203, LED Outdoor, 105W | 0.83223 | 0.61762 | 0.99152 | . | . | .
941 | Commercial, Existing, Warehouse, Base Outdoor Mercury Vapor 400W Lamp, ECM-203, LED Outdoor, 105W | 0.83223 | 0.77887 | 1.2504 | . | . | .
942 | Commercial, Existing, Hotel, Base Outdoor Mercury Vapor 400W Lamp, ECM-203, LED Outdoor, 105W | 0.83222 | 0.35037 | 0.56248 | . | . | .
943 | Commercial, Existing, Other, Base Outdoor Mercury Vapor 400W Lamp, ECM-203, LED Outdoor, 105W | 0.83224 | 0.29405 | 0.47206 | . | . | .
944 | Commercial, Existing, Office, Base Outdoor HID Lamp, ECM-211, Outdoor Lighting Controls (Photocell/Timeclock) | 0.83222 | 0.36142 | 0.72292 | . | . | .
945 | Commercial, Existing, Restaurant, Base Outdoor HID Lamp, ECM-211, Outdoor Lighting Controls (Photocell/Timeclock) | 0.83222 | 0.14217 | 0.28437 | . | . | .
946 | Commercial, Existing, Retail, Base Outdoor HID Lamp, ECM-211, Outdoor Lighting Controls (Photocell/Timeclock) | 0.83222 | 0.43997 | 0.88002 | . | . | .
947 | Commercial, Existing, FoodStore, Base Outdoor HID Lamp, ECM-211, Outdoor Lighting Controls (Photocell/Timeclock) | 0.83222 | 0.34011 | 0.68029 | . | . | .
948 | Commercial, Existing, School, Base Outdoor HID Lamp, ECM-211, Outdoor Lighting Controls (Photocell/Timeclock) | 0.83222 | 0.3505 | 0.70107 | . | . | .
949 | Commercial, Existing, College, Base Outdoor HID Lamp, ECM-211, Outdoor Lighting Controls (Photocell/Timeclock) | 0.83222 | 1.206 | 2.4123 | 0 | 0 | 0.045129
950 | Commercial, Existing, Hospital, Base Outdoor HID Lamp, ECM-211, Outdoor Lighting Controls (Photocell/Timeclock) | 0.83222 | 0.63128 | 1.2627 | . | . | .
951 | Commercial, Existing, Other Health, Base Outdoor HID Lamp, ECM-211, Outdoor Lighting Controls (Photocell/Timeclock) | 0.83222 | 0.53982 | 1.0797 | . | . | .
952 | Commercial, Existing, Warehouse, Base Outdoor HID Lamp, ECM-211, Outdoor Lighting Controls (Photocell/Timeclock) | 0.83222 | 0.73103 | 1.4622 | . | . | .
953 | Commercial, Existing, Hotel, Base Outdoor HID Lamp, ECM-211, Outdoor Lighting Controls (Photocell/Timeclock) | 0.83222 | 0.12851 | 0.25705 | . | . | .
954 | Commercial, Existing, Other, Base Outdoor HID Lamp, ECM-211, Outdoor Lighting Controls (Photocell/Timeclock) | 0.83222 | 0.2189 | 0.43783 | . | . | .
955 | Commercial, Existing, Office, Base Centrifugal Chiller, 0.58 kW/ton, 500 tons, ECM-301, Centrifugal Chiller, 0.51 kW/ton, 500 tons | 0.83252 | 1.8201 | 2.1863 | 0.025771 | 6.374e-05 | 0.076307
956 | Commercial, New, Office, Base Centrifugal Chiller, 0.58 kW/ton, 500 tons, ECM-301, Cooling & Ventilation 10% More Efficient Design | 0.83242 | 3.72 | 4.47 | 0.01029 | 0.00017284 | 0.045536
957 | Commercial, Existing, Restaurant, Base Centrifugal Chiller, 0.58 kW/ton, 500 tons, ECM-301, Centrifugal Chiller, 0.51 kW/ton, 500 tons | 0.83248 | 2.8877 | 3.4688 | 0.0026321 | 4.57e-06 | 0.0088574
958 | Commercial, New, Restaurant, Base Centrifugal Chiller, 0.58 kW/ton, 500 tons, ECM-301, Cooling & Ventilation 10% More Efficient Design | 0.8324 | 8.83 | 10.61 | 0.016153 | 0.00019068 | 0.081242
959 | Commercial, Existing, Retail, Base Centrifugal Chiller, 0.58 kW/ton, 500 tons, ECM-301, Centrifugal Chiller, 0.51 kW/ton, 500 tons | 0.83254 | 2.8717 | 3.4493 | 0.02293 | 4.233e-05 | 0.06382
960 | Commercial, New, Retail, Base Centrifugal Chiller, 0.58 kW/ton, 500 tons, ECM-301, Cooling & Ventilation 10% More Efficient Design | 0.83243 | 3.88 | 4.66 | 0.012037 | 0.00015093 | 0.050071
961 | Commercial, Existing, FoodStore, Base Centrifugal Chiller, 0.58 kW/ton, 500 tons, ECM-301, Centrifugal Chiller, 0.51 kW/ton, 500 tons | 0.83245 | 2.6303 | 3.1597 | 0.00016686 | 5.4e-07 | 0.00063048
962 | Commercial, New, FoodStore, Base Centrifugal Chiller, 0.58 kW/ton, 500 tons, ECM-301, Cooling & Ventilation 10% More Efficient Design | 0.83238 | 9.66 | 11.61 | 0.00034266 | 7.55e-06 | 0.0019352
963 | Commercial, Existing, School, Base Centrifugal Chiller, 0.58 kW/ton, 500 tons, ECM-301, Centrifugal Chiller, 0.51 kW/ton, 500 tons | 0.83249 | 1.7869 | 2.1464 | 0.0045268 | 8.09e-06 | 0.014922
964 | Commercial, New, School, Base Centrifugal Chiller, 0.58 kW/ton, 500 tons, ECM-301, Cooling & Ventilation 10% More Efficient Design | 0.8324 | 4.04 | 4.85 | 0.0010154 | 1.233e-05 | 0.0050025
965 | Commercial, Existing, College, Base Centrifugal Chiller, 0.58 kW/ton, 500 tons, ECM-301, Centrifugal Chiller, 0.51 kW/ton, 500 tons | 0.83248 | 1.7459 | 2.0972 | 0.0023024 | 9.75e-06 | 0.0077954
966 | Commercial, New, College, Base Centrifugal Chiller, 0.58 kW/ton, 500 tons, ECM-301, Cooling & Ventilation 10% More Efficient Design | 0.8324 | 2.99 | 3.59 | 0.00049207 | 1.416e-05 | 0.0024901
967 | Commercial, Existing, Hospital, Base Centrifugal Chiller, 0.58 kW/ton, 500 tons, ECM-301, Centrifugal Chiller, 0.51 kW/ton, 500 tons | 0.83244 | 3.4566 | 4.1524 | 0.019249 | 8.113e-05 | 0.077677
968 | Commercial, New, Hospital, Base Centrifugal Chiller, 0.58 kW/ton, 500 tons, ECM-301, Cooling & Ventilation 10% More Efficient Design | 0.83237 | 11.86 | 14.25 | 0.0021545 | 6.168e-05 | 0.012995
969 | Commercial, Existing, Other Health, Base Centrifugal Chiller, 0.58 kW/ton, 500 tons, ECM-301, Centrifugal Chiller, 0.51 kW/ton, 500 tons | 0.83254 | 1.6106 | 1.9345 | 0.0022768 | 9.6e-06 | 0.0063815
970 | Commercial, New, Other Health, Base Centrifugal Chiller, 0.58 kW/ton, 500 tons, ECM-301, Cooling & Ventilation 10% More Efficient Design | 0.83243 | 6.53 | 7.84 | 0.0043811 | 0.00012542 | 0.018353
971 | Commercial, Existing, Warehouse, Base Centrifugal Chiller, 0.58 kW/ton, 500 tons, ECM-301, Centrifugal Chiller, 0.51 kW/ton, 500 tons | 0.8325 | 2.0722 | 2.4891 | 0.00020386 | 3.39e-06 | 0.00065128
972 | Commercial, New, Warehouse, Base Centrifugal Chiller, 0.58 kW/ton, 500 tons, ECM-301, Cooling & Ventilation 10% More Efficient Design | 0.83242 | 0.23 | 0.27 | . | . | .
973 | Commercial, Existing, Hotel, Base Centrifugal Chiller, 0.58 kW/ton, 500 tons, ECM-301, Centrifugal Chiller, 0.51 kW/ton, 500 tons | 0.83244 | 3.8329 | 4.6044 | 0.01302 | 4.559e-05 | 0.053454
974 | Commercial, New, Hotel, Base Centrifugal Chiller, 0.58 kW/ton, 500 tons, ECM-301, Cooling & Ventilation 10% More Efficient Design | 0.83236 | 4.41 | 5.3 | 0.0029339 | 6.978e-05 | 0.018004
975 | Commercial, Existing, Other, Base Centrifugal Chiller, 0.58 kW/ton, 500 tons, ECM-301, Centrifugal Chiller, 0.51 kW/ton, 500 tons | 0.83247 | 1.9714 | 2.3681 | 0.0043636 | 7.18e-05 | 0.01569
976 | Commercial, New, Other, Base Centrifugal Chiller, 0.58 kW/ton, 500 tons, ECM-301, Cooling & Ventilation 10% More Efficient Design | 0.83239 | 1.18 | 1.42 | 0.00028069 | 3.137e-05 | 0.0015085
977 | Commercial, Existing, Office, Base Centrifugal Chiller, 0.58 kW/ton, 500 tons, ECM-302, High Efficiency Chiller Motors | 0.83243 | 1.5334 | 1.8421 | 0.025077 | 0 | 0.10564
978 | Commercial, New, Office, Base Centrifugal Chiller, 0.58 kW/ton, 500 tons, ECM-302, Cooling & Ventilation 30% More Efficient Design | 0.83242 | 2.01 | 2.41 | 0.10341 | 0.001737 | 0.45762
979 | Commercial, Existing, Restaurant, Base Centrifugal Chiller, 0.58 kW/ton, 500 tons, ECM-302, High Efficiency Chiller Motors | 0.8324 | 2.5703 | 3.0878 | 0.0055099 | 0 | 0.026379
980 | Commercial, New, Restaurant, Base Centrifugal Chiller, 0.58 kW/ton, 500 tons, ECM-302, Cooling & Ventilation 30% More Efficient Design | 0.8324 | 4.77 | 5.73 | 0.21826 | 0.0025765 | 1.0978
981 | Commercial, Existing, Retail, Base Centrifugal Chiller, 0.58 kW/ton, 500 tons, ECM-302, High Efficiency Chiller Motors | 0.83244 | 2.4053 | 2.8895 | 0.040832 | 0 | 0.16168
982 | Commercial, New, Retail, Base Centrifugal Chiller, 0.58 kW/ton, 500 tons, ECM-302, Cooling & Ventilation 30% More Efficient Design | 0.83243 | 2.1 | 2.52 | 0.12267 | 0.0015382 | 0.51027
983 | Commercial, Existing, FoodStore, Base Centrifugal Chiller, 0.58 kW/ton, 500 tons, ECM-302, High Efficiency Chiller Motors | 0.83238 | 2.3589 | 2.8339 | 0.00032786 | 0 | 0.0017625
984 | Commercial, New, FoodStore, Base Centrifugal Chiller, 0.58 kW/ton, 500 tons, ECM-302, Cooling & Ventilation 30% More Efficient Design | 0.83238 | 5.22 | 6.27 | 0.0047729 | 0.00010516 | 0.026956
985 | Commercial, Existing, School, Base Centrifugal Chiller, 0.58 kW/ton, 500 tons, ECM-302, High Efficiency Chiller Motors | 0.83241 | 1.5497 | 1.8617 | 0.0047442 | 0 | 0.022249
986 | Commercial, New, School, Base Centrifugal Chiller, 0.58 kW/ton, 500 tons, ECM-302, Cooling & Ventilation 30% More Efficient Design | 0.8324 | 2.18 | 2.62 | 0.010482 | 0.00012725 | 0.051643
987 | Commercial, Existing, College, Base Centrifugal Chiller, 0.58 kW/ton, 500 tons, ECM-302, High Efficiency Chiller Motors | 0.8324 | 1.5195 | 1.8254 | 0.0023546 | 0 | 0.011342
988 | Commercial, New, College, Base Centrifugal Chiller, 0.58 kW/ton, 500 tons, ECM-302, Cooling & Ventilation 30% More Efficient Design | 0.8324 | 1.61 | 1.94 | 0.0046142 | 0.00013274 | 0.02335
989 | Commercial, Existing, Hospital, Base Centrifugal Chiller, 0.58 kW/ton, 500 tons, ECM-302, High Efficiency Chiller Motors | 0.83237 | 3.0505 | 3.6648 | 0.043699 | 0 | 0.25088
990 | Commercial, New, Hospital, Base Centrifugal Chiller, 0.58 kW/ton, 500 tons, ECM-302, Cooling & Ventilation 30% More Efficient Design | 0.83237 | 6.41 | 7.7 | 0.032054 | 0.00091762 | 0.19334
991 | Commercial, Existing, Other Health, Base Centrifugal Chiller, 0.58 kW/ton, 500 tons, ECM-302, High Efficiency Chiller Motors | 0.83244 | 1.4213 | 1.7073 | 0.0021496 | 0 | 0.0085714
992 | Commercial, New, Other Health, Base Centrifugal Chiller, 0.58 kW/ton, 500 tons, ECM-302, Cooling & Ventilation 30% More Efficient Design | 0.83243 | 3.53 | 4.24 | 0.053269 | 0.0015249 | 0.22315
993 | Commercial, Existing, Warehouse, Base Centrifugal Chiller, 0.58 kW/ton, 500 tons, ECM-302, High Efficiency Chiller Motors | 0.83241 | 1.5639 | 1.8788 | 0.00016563 | 0 | 0.00075282
994 | Commercial, New, Warehouse, Base Centrifugal Chiller, 0.58 kW/ton, 500 tons, ECM-302, Cooling & Ventilation 30% More Efficient Design | 0.83242 | 0.12 | 0.15 | . | . | .
995 | Commercial, Existing, Hotel, Base Centrifugal Chiller, 0.58 kW/ton, 500 tons, ECM-302, High Efficiency Chiller Motors | 0.83237 | 3.2106 | 3.8572 | 0.027642 | 0 | 0.16146
996 | Commercial, New, Hotel, Base Centrifugal Chiller, 0.58 kW/ton, 500 tons, ECM-302, Cooling & Ventilation 30% More Efficient Design | 0.83236 | 2.38 | 2.86 | 0.031177 | 0.00074154 | 0.19132
997 | Commercial, Existing, Other, Base Centrifugal Chiller, 0.58 kW/ton, 500 tons, ECM-302, High Efficiency Chiller Motors | 0.83239 | 1.6281 | 1.956 | 0.0044969 | 0 | 0.023004
998 | Commercial, New, Other, Base Centrifugal Chiller, 0.58 kW/ton, 500 tons, ECM-302, Cooling & Ventilation 30% More Efficient Design | 0.83239 | 0.64 | 0.77 | . | . | .
999 | Commercial, Existing, Office, Base Centrifugal Chiller, 0.58 kW/ton, 500 tons, ECM-304, EMS - Chiller | 0.83243 | 0.88612 | 1.4594 | . | . | .
1000 | Commercial, Existing, Restaurant, Base Centrifugal Chiller, 0.58 kW/ton, 500 tons, ECM-304, EMS - Chiller | 0.8324 | 1.4825 | 2.4418 | 0.00163 | 7.697e-05 | 0.0081983
1001 | Commercial, Existing, Retail, Base Centrifugal Chiller, 0.58 kW/ton, 500 tons, ECM-304, EMS - Chiller | 0.83244 | 1.4629 | 2.4094 | 0.014121 | 0.00070825 | 0.05874
1002 | Commercial, Existing, FoodStore, Base Centrifugal Chiller, 0.58 kW/ton, 500 tons, ECM-304, EMS - Chiller | 0.83238 | 1.3181 | 2.171 | 0.00010518 | 9.27e-06 | 0.00059403
1003 | Commercial, Existing, School, Base Centrifugal Chiller, 0.58 kW/ton, 500 tons, ECM-304, EMS - Chiller | 0.8324 | 0.89551 | 1.4749 | . | . | .
1004 | Commercial, Existing, College, Base Centrifugal Chiller, 0.58 kW/ton, 500 tons, ECM-304, EMS - Chiller | 0.8324 | 0.92417 | 1.5221 | . | . | .
1005 | Commercial, Existing, Hospital, Base Centrifugal Chiller, 0.58 kW/ton, 500 tons, ECM-304, EMS - Chiller | 0.83237 | 1.7595 | 2.8981 | 0.010522 | 0.0012048 | 0.063463
1006 | Commercial, Existing, Other Health, Base Centrifugal Chiller, 0.58 kW/ton, 500 tons, ECM-304, EMS - Chiller | 0.83244 | 0.81979 | 1.3502 | . | . | .
1007 | Commercial, Existing, Warehouse, Base Centrifugal Chiller, 0.58 kW/ton, 500 tons, ECM-304, EMS - Chiller | 0.83245 | 0.95132 | 1.5668 | . | . | .
1008 | Commercial, Existing, Hotel, Base Centrifugal Chiller, 0.58 kW/ton, 500 tons, ECM-304, EMS - Chiller | 0.83237 | 1.9528 | 3.2164 | 0.0065641 | 0.0006245 | 0.040281
1009 | Commercial, Existing, Other, Base Centrifugal Chiller, 0.58 kW/ton, 500 tons, ECM-304, EMS - Chiller | 0.83243 | 0.99037 | 1.6311 | . | . | .
1010 | Commercial, Existing, Office, Base Centrifugal Chiller, 0.58 kW/ton, 500 tons, ECM-305, Chiller Tune Up/Diagnostics | 0.83252 | 0.99742 | 1.6426 | . | . | .
1011 | Commercial, Existing, Restaurant, Base Centrifugal Chiller, 0.58 kW/ton, 500 tons, ECM-305, Chiller Tune Up/Diagnostics | 0.83248 | 2.7917 | 4.5976 | 0.0095123 | 0.00015189 | 0.032362
1012 | Commercial, Existing, Retail, Base Centrifugal Chiller, 0.58 kW/ton, 500 tons, ECM-305, Chiller Tune Up/Diagnostics | 0.83254 | 1.0182 | 1.6768 | 0.031221 | 0.00052957 | 0.08785
1013 | Commercial, Existing, FoodStore, Base Centrifugal Chiller, 0.58 kW/ton, 500 tons, ECM-305, Chiller Tune Up/Diagnostics | 0.83245 | 2.2827 | 3.7594 | 0.0006682 | 1.992e-05 | 0.0025526
1014 | Commercial, Existing, School, Base Centrifugal Chiller, 0.58 kW/ton, 500 tons, ECM-305, Chiller Tune Up/Diagnostics | 0.83249 | 1.1028 | 1.8162 | 0.011292 | 0.00018543 | 0.03763
1015 | Commercial, Existing, College, Base Centrifugal Chiller, 0.58 kW/ton, 500 tons, ECM-305, Chiller Tune Up/Diagnostics | 0.83248 | 0.79855 | 1.3151 | . | . | .
1016 | Commercial, Existing, Hospital, Base Centrifugal Chiller, 0.58 kW/ton, 500 tons, ECM-305, Chiller Tune Up/Diagnostics | 0.83244 | 3.7165 | 6.1209 | 0.042957 | 0.0016634 | 0.17525
1017 | Commercial, Existing, Other Health, Base Centrifugal Chiller, 0.58 kW/ton, 500 tons, ECM-305, Chiller Tune Up/Diagnostics | 0.83254 | 1.6271 | 2.6795 | 0.012611 | 0.00048834 | 0.035735
1018 | Commercial, Existing, Warehouse, Base Centrifugal Chiller, 0.58 kW/ton, 500 tons, ECM-305, Chiller Tune Up/Diagnostics | 0.83252 | 0.13663 | 0.225 | . | . | .
1019 | Commercial, Existing, Hotel, Base Centrifugal Chiller, 0.58 kW/ton, 500 tons, ECM-305, Chiller Tune Up/Diagnostics | 0.83244 | 1.4762 | 2.4312 | 0.028471 | 0.00091602 | 0.11818
1020 | Commercial, Existing, Other, Base Centrifugal Chiller, 0.58 kW/ton, 500 tons, ECM-305, Chiller Tune Up/Diagnostics | 0.83248 | 0.60983 | 1.0043 | . | . | .
1021 | Commercial, Existing, Office, Base Centrifugal Chiller, 0.58 kW/ton, 500 tons, ECM-306, VSD for Chiller Pumps and Towers | 0.83242 | 1.9778 | 2.7827 | 0.072421 | 0.0012165 | 0.3205
1022 | Commercial, Existing, Restaurant, Base Centrifugal Chiller, 0.58 kW/ton, 500 tons, ECM-306, VSD for Chiller Pumps and Towers | 0.8324 | 3.4893 | 4.9095 | 0.0044286 | 5.228e-05 | 0.022274
1023 | Commercial, Existing, Retail, Base Centrifugal Chiller, 0.58 kW/ton, 500 tons, ECM-306, VSD for Chiller Pumps and Towers | 0.83243 | 3.1024 | 4.365 | 0.038734 | 0.00048569 | 0.16113
1024 | Commercial, Existing, FoodStore, Base Centrifugal Chiller, 0.58 kW/ton, 500 tons, ECM-306, VSD for Chiller Pumps and Towers | 0.83238 | 3.1022 | 4.3649 | 0.00032782 | 7.22e-06 | 0.0018514
1025 | Commercial, Existing, School, Base Centrifugal Chiller, 0.58 kW/ton, 500 tons, ECM-306, VSD for Chiller Pumps and Towers | 0.8324 | 1.9988 | 2.8123 | 0.013367 | 0.00016227 | 0.065855
1026 | Commercial, Existing, College, Base Centrifugal Chiller, 0.58 kW/ton, 500 tons, ECM-306, VSD for Chiller Pumps and Towers | 0.8324 | 1.9598 | 2.7575 | 0.0069455 | 0.00019982 | 0.035148
1027 | Commercial, Existing, Hospital, Base Centrifugal Chiller, 0.58 kW/ton, 500 tons, ECM-306, VSD for Chiller Pumps and Towers | 0.83237 | 4.0615 | 5.7148 | 0.023173 | 0.00066336 | 0.13976
1028 | Commercial, Existing, Other Health, Base Centrifugal Chiller, 0.58 kW/ton, 500 tons, ECM-306, VSD for Chiller Pumps and Towers | 0.83243 | 1.9294 | 2.7146 | 0.0079226 | 0.0002268 | 0.033188
1029 | Commercial, Existing, Warehouse, Base Centrifugal Chiller, 0.58 kW/ton, 500 tons, ECM-306, VSD for Chiller Pumps and Towers | 0.83242 | 2.0172 | 2.8382 | 0.00045674 | 5.156e-05 | 0.002181
1030 | Commercial, Existing, Hotel, Base Centrifugal Chiller, 0.58 kW/ton, 500 tons, ECM-306, VSD for Chiller Pumps and Towers | 0.83236 | 4.1412 | 5.8269 | 0.013262 | 0.00031544 | 0.081384
1031 | Commercial, Existing, Other, Base Centrifugal Chiller, 0.58 kW/ton, 500 tons, ECM-306, VSD for Chiller Pumps and Towers | 0.83239 | 2.1001 | 2.9548 | 0.011271 | 0.0012596 | 0.06057
1032 | Commercial, Existing, Office, Base Centrifugal Chiller, 0.58 kW/ton, 500 tons, ECM-307, EMS Optimization | 0.83227 | 1.099 | 2.198 | . | . | .
1033 | Commercial, Existing, Restaurant, Base Centrifugal Chiller, 0.58 kW/ton, 500 tons, ECM-307, EMS Optimization | 0.83226 | 3.0762 | 6.1526 | . | . | .
1034 | Commercial, Existing, Retail, Base Centrifugal Chiller, 0.58 kW/ton, 500 tons, ECM-307, EMS Optimization | 0.83227 | 1.1218 | 2.2438 | . | . | .
1035 | Commercial, Existing, FoodStore, Base Centrifugal Chiller, 0.58 kW/ton, 500 tons, ECM-307, EMS Optimization | 0.83226 | 2.5892 | 5.1787 | . | . | .
1036 | Commercial, Existing, School, Base Centrifugal Chiller, 0.58 kW/ton, 500 tons, ECM-307, EMS Optimization | 0.83226 | 1.2152 | 2.4305 | . | . | .
1037 | Commercial, Existing, College, Base Centrifugal Chiller, 0.58 kW/ton, 500 tons, ECM-307, EMS Optimization | 0.83226 | 0.87991 | 1.7599 | . | . | .
1038 | Commercial, Existing, Hospital, Base Centrifugal Chiller, 0.58 kW/ton, 500 tons, ECM-307, EMS Optimization | 0.83226 | 4.3026 | 8.6056 | . | . | .
1039 | Commercial, Existing, Other Health, Base Centrifugal Chiller, 0.58 kW/ton, 500 tons, ECM-307, EMS Optimization | 0.83227 | 1.7927 | 3.5856 | . | . | .
1040 | Commercial, Existing, Warehouse, Base Centrifugal Chiller, 0.58 kW/ton, 500 tons, ECM-307, EMS Optimization | 0.83227 | 0.15054 | 0.30109 | . | . | .
1041 | Commercial, Existing, Hotel, Base Centrifugal Chiller, 0.58 kW/ton, 500 tons, ECM-307, EMS Optimization | 0.83225 | 1.6267 | 3.2536 | . | . | .
1042 | Commercial, Existing, Other, Base Centrifugal Chiller, 0.58 kW/ton, 500 tons, ECM-307, EMS Optimization | 0.83227 | 0.67197 | 1.344 | . | . | .
1043 | Commercial, Existing, Office, Base Centrifugal Chiller, 0.58 kW/ton, 500 tons, ECM-308, Aerosole Duct Sealing | 0.83242 | 4.444 | 6.2526 | . | . | .
1044 | Commercial, Existing, Restaurant, Base Centrifugal Chiller, 0.58 kW/ton, 500 tons, ECM-308, Aerosole Duct Sealing | 0.8324 | 7.8402 | 11.0312 | . | . | .
1045 | Commercial, Existing, Retail, Base Centrifugal Chiller, 0.58 kW/ton, 500 tons, ECM-308, Aerosole Duct Sealing | 0.83243 | 6.971 | 9.8078 | . | . | .
1046 | Commercial, Existing, FoodStore, Base Centrifugal Chiller, 0.58 kW/ton, 500 tons, ECM-308, Aerosole Duct Sealing | 0.83238 | 6.9705 | 9.8077 | . | . | .
1047 | Commercial, Existing, School, Base Centrifugal Chiller, 0.58 kW/ton, 500 tons, ECM-308, Aerosole Duct Sealing | 0.8324 | 4.4911 | 6.319 | . | . | .
1048 | Commercial, Existing, College, Base Centrifugal Chiller, 0.58 kW/ton, 500 tons, ECM-308, Aerosole Duct Sealing | 0.8324 | 4.4036 | 6.1959 | . | . | .
1049 | Commercial, Existing, Hospital, Base Centrifugal Chiller, 0.58 kW/ton, 500 tons, ECM-308, Aerosole Duct Sealing | 0.83237 | 9.3049 | 13.0925 | . | . | .
1050 | Commercial, Existing, Other Health, Base Centrifugal Chiller, 0.58 kW/ton, 500 tons, ECM-308, Aerosole Duct Sealing | 0.83243 | 4.3353 | 6.0995 | . | . | .
1051 | Commercial, Existing, Warehouse, Base Centrifugal Chiller, 0.58 kW/ton, 500 tons, ECM-308, Aerosole Duct Sealing | 0.83242 | 4.5325 | 6.3772 | . | . | .
1052 | Commercial, Existing, Hotel, Base Centrifugal Chiller, 0.58 kW/ton, 500 tons, ECM-308, Aerosole Duct Sealing | 0.83236 | 9.3049 | 13.0926 | . | . | .
1053 | Commercial, Existing, Other, Base Centrifugal Chiller, 0.58 kW/ton, 500 tons, ECM-308, Aerosole Duct Sealing | 0.83239 | 4.7187 | 6.6392 | . | . | .
1054 | Commercial, Existing, Office, Base Centrifugal Chiller, 0.58 kW/ton, 500 tons, ECM-309, Duct/Pipe Insulation | 0.83242 | 0.023753 | 0.039121 | . | . | .
1055 | Commercial, Existing, Restaurant, Base Centrifugal Chiller, 0.58 kW/ton, 500 tons, ECM-309, Duct/Pipe Insulation | 0.8324 | 0.06224 | 0.10251 | . | . | .
1056 | Commercial, Existing, Retail, Base Centrifugal Chiller, 0.58 kW/ton, 500 tons, ECM-309, Duct/Pipe Insulation | 0.83243 | 0.023544 | 0.038776 | . | . | .
1057 | Commercial, Existing, FoodStore, Base Centrifugal Chiller, 0.58 kW/ton, 500 tons, ECM-309, Duct/Pipe Insulation | 0.83238 | 0.053671 | 0.088402 | . | . | .
1058 | Commercial, Existing, School, Base Centrifugal Chiller, 0.58 kW/ton, 500 tons, ECM-309, Duct/Pipe Insulation | 0.8324 | 0.024577 | 0.040479 | . | . | .
1059 | Commercial, Existing, College, Base Centrifugal Chiller, 0.58 kW/ton, 500 tons, ECM-309, Duct/Pipe Insulation | 0.8324 | 0.017603 | 0.028993 | . | . | .
1060 | Commercial, Existing, Hospital, Base Centrifugal Chiller, 0.58 kW/ton, 500 tons, ECM-309, Duct/Pipe Insulation | 0.83237 | 0.083573 | 0.13765 | . | . | .
1061 | Commercial, Existing, Other Health, Base Centrifugal Chiller, 0.58 kW/ton, 500 tons, ECM-309, Duct/Pipe Insulation | 0.83243 | 0.036587 | 0.060258 | . | . | .
1062 | Commercial, Existing, Warehouse, Base Centrifugal Chiller, 0.58 kW/ton, 500 tons, ECM-309, Duct/Pipe Insulation | 0.83242 | 0.003579 | 0.005894 | . | . | .
1063 | Commercial, Existing, Hotel, Base Centrifugal Chiller, 0.58 kW/ton, 500 tons, ECM-309, Duct/Pipe Insulation | 0.83236 | 0.032672 | 0.053815 | . | . | .
1064 | Commercial, Existing, Other, Base Centrifugal Chiller, 0.58 kW/ton, 500 tons, ECM-309, Duct/Pipe Insulation | 0.83239 | 0.013517 | 0.022263 | . | . | .
1065 | Commercial, Existing, Office, Base Centrifugal Chiller, 0.58 kW/ton, 500 tons, ECM-311, Window Film (Standard) | 0.83242 | 0.47643 | 0.78468 | . | . | .
1066 | Commercial, Existing, Restaurant, Base Centrifugal Chiller, 0.58 kW/ton, 500 tons, ECM-311, Window Film (Standard) | 0.8324 | 1.2368 | 2.037 | 0.012863 | -0.00086773 | 0.060295
1067 | Commercial, Existing, Retail, Base Centrifugal Chiller, 0.58 kW/ton, 500 tons, ECM-311, Window Film (Standard) | 0.83244 | 0.41992 | 0.69161 | . | . | .
1068 | Commercial, Existing, FoodStore, Base Centrifugal Chiller, 0.58 kW/ton, 500 tons, ECM-311, Window Film (Standard) | 0.83237 | 1.0675 | 1.7583 | 0.00038171 | -4.806e-05 | 0.002009
1069 | Commercial, Existing, School, Base Centrifugal Chiller, 0.58 kW/ton, 500 tons, ECM-311, Window Film (Standard) | 0.8324 | 0.50673 | 0.83461 | . | . | .
1070 | Commercial, Existing, College, Base Centrifugal Chiller, 0.58 kW/ton, 500 tons, ECM-311, Window Film (Standard) | 0.83239 | 0.36823 | 0.6065 | . | . | .
1071 | Commercial, Existing, Hospital, Base Centrifugal Chiller, 0.58 kW/ton, 500 tons, ECM-311, Window Film (Standard) | 0.83236 | 1.704 | 2.8067 | 0.038452 | -0.0062904 | 0.21614
1072 | Commercial, Existing, Other Health, Base Centrifugal Chiller, 0.58 kW/ton, 500 tons, ECM-311, Window Film (Standard) | 0.83242 | 0.74598 | 1.2286 | . | . | .
1073 | Commercial, Existing, Warehouse, Base Centrifugal Chiller, 0.58 kW/ton, 500 tons, ECM-311, Window Film (Standard) | 0.83234 | 0.065004 | 0.10707 | . | . | .
1074 | Commercial, Existing, Hotel, Base Centrifugal Chiller, 0.58 kW/ton, 500 tons, ECM-311, Window Film (Standard) | 0.83236 | 0.61804 | 1.018 | . | . | .
1075 | Commercial, Existing, Other, Base Centrifugal Chiller, 0.58 kW/ton, 500 tons, ECM-311, Window Film (Standard) | 0.83233 | 0.25302 | 0.41677 | . | . | .
1076 | Commercial, Existing, Office, Base Centrifugal Chiller, 0.58 kW/ton, 500 tons, ECM-313, Ceiling Insulation | 0.83287 | 0.68747 | 0.82542 | . | . | .
1077 | Commercial, Existing, Restaurant, Base Centrifugal Chiller, 0.58 kW/ton, 500 tons, ECM-313, Ceiling Insulation | 0.83279 | 1.8847 | 2.2632 | 0.014993 | 0.000871 | 0.024419
1078 | Commercial, Existing, Retail, Base Centrifugal Chiller, 0.58 kW/ton, 500 tons, ECM-313, Ceiling Insulation | 0.83291 | 0.70771 | 0.84969 | . | . | .
1079 | Commercial, Existing, FoodStore, Base Centrifugal Chiller, 0.58 kW/ton, 500 tons, ECM-313, Ceiling Insulation | 0.83274 | 1.5862 | 1.9048 | 0.00068407 | 7.417e-05 | 0.001251
1080 | Commercial, Existing, School, Base Centrifugal Chiller, 0.58 kW/ton, 500 tons, ECM-313, Ceiling Insulation | 0.8328 | 0.76004 | 0.91264 | . | . | .
1081 | Commercial, Existing, College, Base Centrifugal Chiller, 0.58 kW/ton, 500 tons, ECM-313, Ceiling Insulation | 0.83281 | 0.55498 | 0.66639 | . | . | .
1082 | Commercial, Existing, Hospital, Base Centrifugal Chiller, 0.58 kW/ton, 500 tons, ECM-313, Ceiling Insulation | 0.83271 | 2.5089 | 3.0129 | 0.15608 | 0.021988 | 0.30483
1083 | Commercial, Existing, Other Health, Base Centrifugal Chiller, 0.58 kW/ton, 500 tons, ECM-313, Ceiling Insulation | 0.83293 | 1.0988 | 1.3192 | 0.0056306 | 0.00079323 | 0.007639
1084 | Commercial, Existing, Warehouse, Base Centrifugal Chiller, 0.58 kW/ton, 500 tons, ECM-313, Ceiling Insulation | 0.83298 | 0.094996 | 0.11404 | . | . | .
1085 | Commercial, Existing, Hotel, Base Centrifugal Chiller, 0.58 kW/ton, 500 tons, ECM-313, Ceiling Insulation | 0.8327 | 1.0258 | 1.2318 | 0.012014 | 0.0014062 | 0.023872
1086 | Commercial, Existing, Other, Base Centrifugal Chiller, 0.58 kW/ton, 500 tons, ECM-313, Ceiling Insulation | 0.83289 | 0.42395 | 0.50901 | . | . | .
1087 | Commercial, Existing, Office, Base Centrifugal Chiller, 0.58 kW/ton, 500 tons, ECM-314, Roof Insulation | 0.83275 | 0.61963 | 0.74407 | . | . | .
1088 | Commercial, Existing, Restaurant, Base Centrifugal Chiller, 0.58 kW/ton, 500 tons, ECM-314, Roof Insulation | 0.83269 | 1.6989 | 2.0402 | 0.0090797 | 0.0001562 | 0.017509
1089 | Commercial, Existing, Retail, Base Centrifugal Chiller, 0.58 kW/ton, 500 tons, ECM-314, Roof Insulation | 0.83278 | 0.63787 | 0.76595 | . | . | .
1090 | Commercial, Existing, FoodStore, Base Centrifugal Chiller, 0.58 kW/ton, 500 tons, ECM-314, Roof Insulation | 0.83264 | 1.4298 | 1.7172 | 0.00048 | 1.541e-05 | 0.0010393
1091 | Commercial, Existing, School, Base Centrifugal Chiller, 0.58 kW/ton, 500 tons, ECM-314, Roof Insulation | 0.8327 | 0.68507 | 0.82272 | . | . | .
1092 | Commercial, Existing, College, Base Centrifugal Chiller, 0.58 kW/ton, 500 tons, ECM-314, Roof Insulation | 0.83269 | 0.50021 | 0.60071 | . | . | .
1093 | Commercial, Existing, Hospital, Base Centrifugal Chiller, 0.58 kW/ton, 500 tons, ECM-314, Roof Insulation | 0.83261 | 2.2614 | 2.7161 | 0.074719 | 0.0031171 | 0.17278
1094 | Commercial, Existing, Other Health, Base Centrifugal Chiller, 0.58 kW/ton, 500 tons, ECM-314, Roof Insulation | 0.83279 | 0.99027 | 1.1891 | . | . | .
1095 | Commercial, Existing, Warehouse, Base Centrifugal Chiller, 0.58 kW/ton, 500 tons, ECM-314, Roof Insulation | 0.83275 | 0.08559 | 0.10278 | . | . | .
1096 | Commercial, Existing, Hotel, Base Centrifugal Chiller, 0.58 kW/ton, 500 tons, ECM-314, Roof Insulation | 0.83261 | 0.9246 | 1.1105 | . | . | .
1097 | Commercial, Existing, Other, Base Centrifugal Chiller, 0.58 kW/ton, 500 tons, ECM-314, Roof Insulation | 0.83269 | 0.34209 | 0.41083 | . | . | .
1098 | Commercial, Existing, Office, Base Centrifugal Chiller, 0.58 kW/ton, 500 tons, ECM-315, Cool Roof - Chiller | 0.83266 | 0.2857 | 0.40186 | . | . | .
1099 | Commercial, Existing, Restaurant, Base Centrifugal Chiller, 0.58 kW/ton, 500 tons, ECM-315, Cool Roof - Chiller | 0.83261 | 0.83352 | 1.1725 | . | . | .
1100 | Commercial, Existing, Retail, Base Centrifugal Chiller, 0.58 kW/ton, 500 tons, ECM-315, Cool Roof - Chiller | 0.83269 | 0.27738 | 0.39014 | . | . | .
1101 | Commercial, Existing, FoodStore, Base Centrifugal Chiller, 0.58 kW/ton, 500 tons, ECM-315, Cool Roof - Chiller | 0.83256 | 0.72333 | 1.0175 | . | . | .
1102 | Commercial, Existing, School, Base Centrifugal Chiller, 0.58 kW/ton, 500 tons, ECM-315, Cool Roof - Chiller | 0.83261 | 0.28258 | 0.39749 | . | . | .
1103 | Commercial, Existing, College, Base Centrifugal Chiller, 0.58 kW/ton, 500 tons, ECM-315, Cool Roof - Chiller | 0.8326 | 0.19837 | 0.27903 | . | . | .
1104 | Commercial, Existing, Hospital, Base Centrifugal Chiller, 0.58 kW/ton, 500 tons, ECM-315, Cool Roof - Chiller | 0.83254 | 1.0969 | 1.543 | 0.51018 | 0 | 1.4116
1105 | Commercial, Existing, Other Health, Base Centrifugal Chiller, 0.58 kW/ton, 500 tons, ECM-315, Cool Roof - Chiller | 0.83268 | 0.48028 | 0.67553 | . | . | .
1106 | Commercial, Existing, Warehouse, Base Centrifugal Chiller, 0.58 kW/ton, 500 tons, ECM-315, Cool Roof - Chiller | 0.83263 | 0.042064 | 0.059168 | . | . | .
1107 | Commercial, Existing, Hotel, Base Centrifugal Chiller, 0.58 kW/ton, 500 tons, ECM-315, Cool Roof - Chiller | 0.83254 | 0.36519 | 0.51374 | . | . | .
1108 | Commercial, Existing, Other, Base Centrifugal Chiller, 0.58 kW/ton, 500 tons, ECM-315, Cool Roof - Chiller | 0.83258 | 0.15268 | 0.21477 | . | . | .
1109 | Commercial, Existing, Office, Base Centrifugal Chiller, 0.58 kW/ton, 500 tons, ECM-317, Thermal Energy Storage (TES) | 0.82864 | -0.07543 | -0.09103 | . | . | .
1110 | Commercial, Existing, Restaurant, Base Centrifugal Chiller, 0.58 kW/ton, 500 tons, ECM-317, Thermal Energy Storage (TES) | 0.82907 | -0.19787 | -0.23867 | . | . | .
1111 | Commercial, Existing, Retail, Base Centrifugal Chiller, 0.58 kW/ton, 500 tons, ECM-317, Thermal Energy Storage (TES) | 0.82841 | -0.17552 | -0.21187 | . | . | .
1112 | Commercial, Existing, FoodStore, Base Centrifugal Chiller, 0.58 kW/ton, 500 tons, ECM-317, Thermal Energy Storage (TES) | 0.82941 | -0.18039 | -0.21749 | . | . | .
1113 | Commercial, Existing, School, Base Centrifugal Chiller, 0.58 kW/ton, 500 tons, ECM-317, Thermal Energy Storage (TES) | 0.829 | -0.11005 | -0.13275 | . | . | .
1114 | Commercial, Existing, College, Base Centrifugal Chiller, 0.58 kW/ton, 500 tons, ECM-317, Thermal Energy Storage (TES) | 0.82908 | -0.10587 | -0.1277 | . | . | .
1115 | Commercial, Existing, Hospital, Base Centrifugal Chiller, 0.58 kW/ton, 500 tons, ECM-317, Thermal Energy Storage (TES) | 0.82959 | -0.23716 | -0.28588 | . | . | .
1116 | Commercial, Existing, Other Health, Base Centrifugal Chiller, 0.58 kW/ton, 500 tons, ECM-317, Thermal Energy Storage (TES) | 0.82843 | -0.11018 | -0.133 | . | . | .
1117 | Commercial, Existing, Warehouse, Base Centrifugal Chiller, 0.58 kW/ton, 500 tons, ECM-317, Thermal Energy Storage (TES) | 0.82888 | -0.11589 | -0.13982 | . | . | .
1118 | Commercial, Existing, Hotel, Base Centrifugal Chiller, 0.58 kW/ton, 500 tons, ECM-317, Thermal Energy Storage (TES) | 0.82964 | -0.22491 | -0.2711 | . | . | .
1119 | Commercial, Existing, Other, Base Centrifugal Chiller, 0.58 kW/ton, 500 tons, ECM-317, Thermal Energy Storage (TES) | 0.82925 | -0.11412 | -0.13761 | . | . | .
1120 | Commercial, Existing, Office, Base DX Packaged System, EER=11.2, 10 tons, ECM-321, DX Packaged System, EER=11.7, 10 tons | 0.83236 | 0.65135 | 0.91649 | . | . | .
1121 | Commercial, Existing, Restaurant, Base DX Packaged System, EER=11.2, 10 tons, ECM-321, DX Packaged System, EER=11.7, 10 tons | 0.83235 | 1.035 | 1.4563 | 0.038398 | 0 | 0.26481
1122 | Commercial, Existing, Retail, Base DX Packaged System, EER=11.2, 10 tons, ECM-321, DX Packaged System, EER=11.7, 10 tons | 0.83237 | 1.0555 | 1.4852 | 0.043585 | 0 | 0.2486
1123 | Commercial, Existing, FoodStore, Base DX Packaged System, EER=11.2, 10 tons, ECM-321, DX Packaged System, EER=11.7, 10 tons | 0.83233 | 0.94203 | 1.3255 | . | . | .
1124 | Commercial, Existing, School, Base DX Packaged System, EER=11.2, 10 tons, ECM-321, DX Packaged System, EER=11.7, 10 tons | 0.83235 | 0.64028 | 0.90093 | . | . | .
1125 | Commercial, Existing, College, Base DX Packaged System, EER=11.2, 10 tons, ECM-321, DX Packaged System, EER=11.7, 10 tons | 0.83235 | 0.65745 | 0.92509 | . | . | .
1126 | Commercial, Existing, Hospital, Base DX Packaged System, EER=11.2, 10 tons, ECM-321, DX Packaged System, EER=11.7, 10 tons | 0.83232 | 1.2376 | 1.7415 | 0.00067637 | 0 | 0.0055937
1127 | Commercial, Existing, Other Health, Base DX Packaged System, EER=11.2, 10 tons, ECM-321, DX Packaged System, EER=11.7, 10 tons | 0.83237 | 0.57658 | 0.81128 | . | . | .
1128 | Commercial, Existing, Warehouse, Base DX Packaged System, EER=11.2, 10 tons, ECM-321, DX Packaged System, EER=11.7, 10 tons | 0.83235 | 0.7228 | 1.017 | . | . | .
1129 | Commercial, Existing, Hotel, Base DX Packaged System, EER=11.2, 10 tons, ECM-321, DX Packaged System, EER=11.7, 10 tons | 0.83232 | 1.3892 | 1.9548 | 0.011845 | 0 | 0.09967
1130 | Commercial, Existing, Other, Base DX Packaged System, EER=11.2, 10 tons, ECM-321, DX Packaged System, EER=11.7, 10 tons | 0.83234 | 0.74286 | 1.0453 | . | . | .
1131 | Commercial, Existing, Office, Base DX Packaged System, EER=11.2, 10 tons, ECM-326, DX Tune Up/ Advanced Diagnostics | 0.83252 | 0.86979 | 1.4324 | . | . | .
1132 | Commercial, Existing, Restaurant, Base DX Packaged System, EER=11.2, 10 tons, ECM-326, DX Tune Up/ Advanced Diagnostics | 0.83248 | 2.3651 | 3.8951 | 0.28834 | 0 | 0.98095
1133 | Commercial, Existing, Retail, Base DX Packaged System, EER=11.2, 10 tons, ECM-326, DX Tune Up/ Advanced Diagnostics | 0.83254 | 0.84506 | 1.3916 | . | . | .
1134 | Commercial, Existing, FoodStore, Base DX Packaged System, EER=11.2, 10 tons, ECM-326, DX Tune Up/ Advanced Diagnostics | 0.83245 | 1.9906 | 3.2784 | 0.0064759 | 0 | 0.024739
1135 | Commercial, Existing, School, Base DX Packaged System, EER=11.2, 10 tons, ECM-326, DX Tune Up/ Advanced Diagnostics | 0.83249 | 0.96172 | 1.5838 | . | . | .
1136 | Commercial, Existing, College, Base DX Packaged System, EER=11.2, 10 tons, ECM-326, DX Tune Up/ Advanced Diagnostics | 0.83248 | 0.66273 | 1.0915 | . | . | .
1137 | Commercial, Existing, Hospital, Base DX Packaged System, EER=11.2, 10 tons, ECM-326, DX Tune Up/ Advanced Diagnostics | 0.83244 | 3.1485 | 5.1855 | 0.0039929 | 0 | 0.01629
1138 | Commercial, Existing, Other Health, Base DX Packaged System, EER=11.2, 10 tons, ECM-326, DX Tune Up/ Advanced Diagnostics | 0.83253 | 1.3784 | 2.27 | 0.033492 | 0 | 0.094901
1139 | Commercial, Existing, Warehouse, Base DX Packaged System, EER=11.2, 10 tons, ECM-326, DX Tune Up/ Advanced Diagnostics | 0.83249 | 0.1174 | 0.19334 | . | . | .
1140 | Commercial, Existing, Hotel, Base DX Packaged System, EER=11.2, 10 tons, ECM-326, DX Tune Up/ Advanced Diagnostics | 0.83243 | 1.2251 | 2.0178 | 0.020251 | 0 | 0.084055
1141 | Commercial, Existing, Other, Base DX Packaged System, EER=11.2, 10 tons, ECM-326, DX Tune Up/ Advanced Diagnostics | 0.83246 | 0.50607 | 0.83346 | . | . | .
1142 | Commercial, Existing, Office, Base DX Packaged System, EER=11.2, 10 tons, ECM-327, DX Coil Cleaning | 0.83252 | 2.5187 | 5.036 | . | . | .
1143 | Commercial, Existing, Restaurant, Base DX Packaged System, EER=11.2, 10 tons, ECM-327, DX Coil Cleaning | 0.83248 | 4.4433 | 8.8848 | . | . | .
1144 | Commercial, Existing, Retail, Base DX Packaged System, EER=11.2, 10 tons, ECM-327, DX Coil Cleaning | 0.83254 | 3.9509 | 7.8995 | . | . | .
1145 | Commercial, Existing, FoodStore, Base DX Packaged System, EER=11.2, 10 tons, ECM-327, DX Coil Cleaning | 0.83245 | 3.9503 | 7.8993 | . | . | .
1146 | Commercial, Existing, School, Base DX Packaged System, EER=11.2, 10 tons, ECM-327, DX Coil Cleaning | 0.83249 | 2.5453 | 5.0895 | . | . | .
1147 | Commercial, Existing, College, Base DX Packaged System, EER=11.2, 10 tons, ECM-327, DX Coil Cleaning | 0.83248 | 2.4957 | 4.9903 | . | . | .
1148 | Commercial, Existing, Hospital, Base DX Packaged System, EER=11.2, 10 tons, ECM-327, DX Coil Cleaning | 0.83244 | 5.2057 | 10.4098 | . | . | .
1149 | Commercial, Existing, Other Health, Base DX Packaged System, EER=11.2, 10 tons, ECM-327, DX Coil Cleaning | 0.83253 | 2.4256 | 4.8498 | . | . | .
1150 | Commercial, Existing, Warehouse, Base DX Packaged System, EER=11.2, 10 tons, ECM-327, DX Coil Cleaning | 0.83249 | 2.5687 | 5.1362 | . | . | .
1151 | Commercial, Existing, Hotel, Base DX Packaged System, EER=11.2, 10 tons, ECM-327, DX Coil Cleaning | 0.83243 | 5.2732 | 10.5448 | . | . | .
1152 | Commercial, Existing, Other, Base DX Packaged System, EER=11.2, 10 tons, ECM-327, DX Coil Cleaning | 0.83246 | 2.6741 | 5.3472 | . | . | .
1153 | Commercial, Existing, Office, Base DX Packaged System, EER=11.2, 10 tons, ECM-328, Optimize Controls | 0.83227 | 1.5295 | 3.0591 | . | . | .
1154 | Commercial, Existing, Restaurant, Base DX Packaged System, EER=11.2, 10 tons, ECM-328, Optimize Controls | 0.83226 | 4.1592 | 8.3189 | . | . | .
1155 | Commercial, Existing, Retail, Base DX Packaged System, EER=11.2, 10 tons, ECM-328, Optimize Controls | 0.83227 | 1.5744 | 3.149 | . | . | .
1156 | Commercial, Existing, FoodStore, Base DX Packaged System, EER=11.2, 10 tons, ECM-328, Optimize Controls | 0.83226 | 3.5008 | 7.002 | . | . | .
1157 | Commercial, Existing, School, Base DX Packaged System, EER=11.2, 10 tons, ECM-328, Optimize Controls | 0.83226 | 1.6913 | 3.3827 | . | . | .
1158 | Commercial, Existing, College, Base DX Packaged System, EER=11.2, 10 tons, ECM-328, Optimize Controls | 0.83226 | 1.2349 | 2.4699 | . | . | .
1159 | Commercial, Existing, Hospital, Base DX Packaged System, EER=11.2, 10 tons, ECM-328, Optimize Controls | 0.83226 | 5.6425 | 11.2857 | . | . | .
1160 | Commercial, Existing, Other Health, Base DX Packaged System, EER=11.2, 10 tons, ECM-328, Optimize Controls | 0.83227 | 2.4699 | 4.94 | . | . | .
1161 | Commercial, Existing, Warehouse, Base DX Packaged System, EER=11.2, 10 tons, ECM-328, Optimize Controls | 0.83227 | 0.20647 | 0.41295 | . | . | .
1162 | Commercial, Existing, Hotel, Base DX Packaged System, EER=11.2, 10 tons, ECM-328, Optimize Controls | 0.83225 | 2.283 | 4.5663 | . | . | .
1163 | Commercial, Existing, Other, Base DX Packaged System, EER=11.2, 10 tons, ECM-328, Optimize Controls | 0.83227 | 0.94307 | 1.8862 | . | . | .
1164 | Commercial, Existing, Office, Base DX Packaged System, EER=11.2, 10 tons, ECM-329, Aerosole Duct Sealing | 0.83242 | 7.703 | 10.8378 | . | . | .
1165 | Commercial, Existing, Restaurant, Base DX Packaged System, EER=11.2, 10 tons, ECM-329, Aerosole Duct Sealing | 0.83239 | 13.5896 | 19.1207 | . | . | .
1166 | Commercial, Existing, Retail, Base DX Packaged System, EER=11.2, 10 tons, ECM-329, Aerosole Duct Sealing | 0.83243 | 12.083 | 17.0001 | . | . | .
1167 | Commercial, Existing, FoodStore, Base DX Packaged System, EER=11.2, 10 tons, ECM-329, Aerosole Duct Sealing | 0.83237 | 12.0821 | 17 | . | . | .
1168 | Commercial, Existing, School, Base DX Packaged System, EER=11.2, 10 tons, ECM-329, Aerosole Duct Sealing | 0.8324 | 7.7846 | 10.9529 | . | . | .
1169 | Commercial, Existing, College, Base DX Packaged System, EER=11.2, 10 tons, ECM-329, Aerosole Duct Sealing | 0.83239 | 7.6329 | 10.7395 | . | . | .
1170 | Commercial, Existing, Hospital, Base DX Packaged System, EER=11.2, 10 tons, ECM-329, Aerosole Duct Sealing | 0.83237 | 16.1284 | 22.6936 | . | . | .
1171 | Commercial, Existing, Other Health, Base DX Packaged System, EER=11.2, 10 tons, ECM-329, Aerosole Duct Sealing | 0.83243 | 7.5144 | 10.5724 | . | . | .
1172 | Commercial, Existing, Warehouse, Base DX Packaged System, EER=11.2, 10 tons, ECM-329, Aerosole Duct Sealing | 0.8324 | 7.8561 | 11.0535 | . | . | .
1173 | Commercial, Existing, Hotel, Base DX Packaged System, EER=11.2, 10 tons, ECM-329, Aerosole Duct Sealing | 0.83236 | 16.1284 | 22.6937 | . | . | .
1174 | Commercial, Existing, Other, Base DX Packaged System, EER=11.2, 10 tons, ECM-329, Aerosole Duct Sealing | 0.83238 | 8.1787 | 11.5077 | . | . | .
1175 | Commercial, Existing, Office, Base DX Packaged System, EER=11.2, 10 tons, ECM-330, Duct/Pipe Insulation | 0.83242 | 0.044176 | 0.072759 | . | . | .
1176 | Commercial, Existing, Restaurant, Base DX Packaged System, EER=11.2, 10 tons, ECM-330, Duct/Pipe Insulation | 0.83239 | 0.11593 | 0.19094 | . | . | .
1177 | Commercial, Existing, Retail, Base DX Packaged System, EER=11.2, 10 tons, ECM-330, Duct/Pipe Insulation | 0.83243 | 0.043825 | 0.07218 | . | . | .
1178 | Commercial, Existing, FoodStore, Base DX Packaged System, EER=11.2, 10 tons, ECM-330, Duct/Pipe Insulation | 0.83237 | 0.099888 | 0.16453 | . | . | .
1179 | Commercial, Existing, School, Base DX Packaged System, EER=11.2, 10 tons, ECM-330, Duct/Pipe Insulation | 0.8324 | 0.045766 | 0.075379 | . | . | .
1180 | Commercial, Existing, College, Base DX Packaged System, EER=11.2, 10 tons, ECM-330, Duct/Pipe Insulation | 0.83239 | 0.032783 | 0.053997 | . | . | .
1181 | Commercial, Existing, Hospital, Base DX Packaged System, EER=11.2, 10 tons, ECM-330, Duct/Pipe Insulation | 0.83237 | 0.15549 | 0.25612 | . | . | .
1182 | Commercial, Existing, Other Health, Base DX Packaged System, EER=11.2, 10 tons, ECM-330, Duct/Pipe Insulation | 0.83243 | 0.068072 | 0.11211 | . | . | .
1183 | Commercial, Existing, Warehouse, Base DX Packaged System, EER=11.2, 10 tons, ECM-330, Duct/Pipe Insulation | 0.8324 | 0.006656 | 0.010963 | . | . | .
1184 | Commercial, Existing, Hotel, Base DX Packaged System, EER=11.2, 10 tons, ECM-330, Duct/Pipe Insulation | 0.83236 | 0.060824 | 0.10018 | . | . | .
1185 | Commercial, Existing, Other, Base DX Packaged System, EER=11.2, 10 tons, ECM-330, Duct/Pipe Insulation | 0.83238 | 0.025169 | 0.041456 | . | . | .
1186 | Commercial, Existing, Office, Base DX Packaged System, EER=11.2, 10 tons, ECM-332, Window Film (Standard) | 0.83238 | 0.82564 | 1.3599 | . | . | .
1187 | Commercial, Existing, Restaurant, Base DX Packaged System, EER=11.2, 10 tons, ECM-332, Window Film (Standard) | 0.83237 | 2.1476 | 3.5374 | 0.45719 | -0.1299 | 2.2078
1188 | Commercial, Existing, Retail, Base DX Packaged System, EER=11.2, 10 tons, ECM-332, Window Film (Standard) | 0.8324 | 0.76846 | 1.2657 | . | . | .
1189 | Commercial, Existing, FoodStore, Base DX Packaged System, EER=11.2, 10 tons, ECM-332, Window Film (Standard) | 0.83233 | 1.8516 | 3.05 | 0.0052076 | -0.0027617 | 0.028237
1190 | Commercial, Existing, School, Base DX Packaged System, EER=11.2, 10 tons, ECM-332, Window Film (Standard) | 0.83237 | 0.87966 | 1.4489 | . | . | .
1191 | Commercial, Existing, College, Base DX Packaged System, EER=11.2, 10 tons, ECM-332, Window Film (Standard) | 0.83233 | 0.60336 | 0.99385 | . | . | .
1192 | Commercial, Existing, Hospital, Base DX Packaged System, EER=11.2, 10 tons, ECM-332, Window Film (Standard) | 0.83231 | 2.9545 | 4.8668 | 0.0027949 | -0.0019257 | 0.016184
1193 | Commercial, Existing, Other Health, Base DX Packaged System, EER=11.2, 10 tons, ECM-332, Window Film (Standard) | 0.83235 | 1.2933 | 2.1303 | 0.01632 | -0.011245 | 0.065635
1194 | Commercial, Existing, Warehouse, Base DX Packaged System, EER=11.2, 10 tons, ECM-332, Window Film (Standard) | 0.83211 | 0.11007 | 0.18136 | . | . | .
1195 | Commercial, Existing, Hotel, Base DX Packaged System, EER=11.2, 10 tons, ECM-332, Window Film (Standard) | 0.83232 | 1.1303 | 1.8618 | 0.017301 | -0.0099045 | 0.10193
1196 | Commercial, Existing, Other, Base DX Packaged System, EER=11.2, 10 tons, ECM-332, Window Film (Standard) | 0.83212 | 0.46263 | 0.76222 | . | . | .
1197 | Commercial, Existing, Office, Base DX Packaged System, EER=11.2, 10 tons, ECM-334, Ceiling Insulation | 0.83291 | 1.3252 | 1.591 | 0.045792 | 0.014643 | 0.069695
1198 | Commercial, Existing, Restaurant, Base DX Packaged System, EER=11.2, 10 tons, ECM-334, Ceiling Insulation | 0.8328 | 3.6026 | 4.3259 | 0.9295 | 0.20888 | 1.6076
1199 | Commercial, Existing, Retail, Base DX Packaged System, EER=11.2, 10 tons, ECM-334, Ceiling Insulation | 0.83293 | 1.3641 | 1.6378 | 0.077399 | 0.018476 | 0.11073
1200 | Commercial, Existing, FoodStore, Base DX Packaged System, EER=11.2, 10 tons, ECM-334, Ceiling Insulation | 0.83279 | 3.0324 | 3.6412 | 0.017359 | 0.0072811 | 0.033713
1201 | Commercial, Existing, School, Base DX Packaged System, EER=11.2, 10 tons, ECM-334, Ceiling Insulation | 0.83282 | 1.465 | 1.7591 | 0.0034201 | 0.00079041 | 0.0057944
1202 | Commercial, Existing, College, Base DX Packaged System, EER=11.2, 10 tons, ECM-334, Ceiling Insulation | 0.83289 | 1.0699 | 1.2846 | 0.00088405 | 0.00048417 | 0.0015387
1203 | Commercial, Existing, Hospital, Base DX Packaged System, EER=11.2, 10 tons, ECM-334, Ceiling Insulation | 0.83278 | 4.7965 | 5.7596 | 0.018876 | 0.010287 | 0.039153
1204 | Commercial, Existing, Other Health, Base DX Packaged System, EER=11.2, 10 tons, ECM-334, Ceiling Insulation | 0.83303 | 2.1009 | 2.522 | 0.0678 | 0.036948 | 0.097696
1205 | Commercial, Existing, Warehouse, Base DX Packaged System, EER=11.2, 10 tons, ECM-334, Ceiling Insulation | 0.83343 | 0.17919 | 0.21501 | . | . | .
1206 | Commercial, Existing, Hotel, Base DX Packaged System, EER=11.2, 10 tons, ECM-334, Ceiling Insulation | 0.83275 | 1.9774 | 2.3745 | 0.047985 | 0.021727 | 0.10126
1207 | Commercial, Existing, Other, Base DX Packaged System, EER=11.2, 10 tons, ECM-334, Ceiling Insulation | 0.83329 | 0.77219 | 0.92667 | . | . | .
1208 | Commercial, Existing, Office, Base DX Packaged System, EER=11.2, 10 tons, ECM-335, Roof Insulation | 0.83287 | 1.1946 | 1.4344 | 0.057503 | 0.020109 | 0.094805
1209 | Commercial, Existing, Restaurant, Base DX Packaged System, EER=11.2, 10 tons, ECM-335, Roof Insulation | 0.83276 | 3.2478 | 3.9 | 0.55055 | 0.1353 | 1.0315
1210 | Commercial, Existing, Retail, Base DX Packaged System, EER=11.2, 10 tons, ECM-335, Roof Insulation | 0.83288 | 1.1606 | 1.3935 | 0.077643 | 0.020269 | 0.12032
1211 | Commercial, Existing, FoodStore, Base DX Packaged System, EER=11.2, 10 tons, ECM-335, Roof Insulation | 0.83276 | 2.7337 | 3.2827 | 0.012221 | 0.0056062 | 0.025712
1212 | Commercial, Existing, School, Base DX Packaged System, EER=11.2, 10 tons, ECM-335, Roof Insulation | 0.83278 | 1.3207 | 1.5859 | 0.0041265 | 0.0010429 | 0.0075732
1213 | Commercial, Existing, College, Base DX Packaged System, EER=11.2, 10 tons, ECM-335, Roof Insulation | 0.83286 | 0.96456 | 1.1581 | . | . | .
1214 | Commercial, Existing, Hospital, Base DX Packaged System, EER=11.2, 10 tons, ECM-335, Roof Insulation | 0.83275 | 4.3241 | 5.1926 | 0.0084536 | 0.0050382 | 0.018994
1215 | Commercial, Existing, Other Health, Base DX Packaged System, EER=11.2, 10 tons, ECM-335, Roof Insulation | 0.83299 | 1.8939 | 2.2736 | 0.066117 | 0.039405 | 0.1032
1216 | Commercial, Existing, Warehouse, Base DX Packaged System, EER=11.2, 10 tons, ECM-335, Roof Insulation | 0.8334 | 0.16153 | 0.19382 | . | . | .
1217 | Commercial, Existing, Hotel, Base DX Packaged System, EER=11.2, 10 tons, ECM-335, Roof Insulation | 0.83272 | 1.7826 | 2.1407 | 0.048887 | 0.024207 | 0.11175
1218 | Commercial, Existing, Other, Base DX Packaged System, EER=11.2, 10 tons, ECM-335, Roof Insulation | 0.83326 | 0.6961 | 0.83539 | . | . | .
1219 | Commercial, Existing, Office, Base DX Packaged System, EER=11.2, 10 tons, ECM-336, Cool Roof - DX | 0.83258 | 0.57293 | 0.80594 | . | . | .
1220 | Commercial, Existing, Restaurant, Base DX Packaged System, EER=11.2, 10 tons, ECM-336, Cool Roof - DX | 0.83253 | 1.5883 | 2.2344 | 2.7974 | 0 | 7.8913
1221 | Commercial, Existing, Retail, Base DX Packaged System, EER=11.2, 10 tons, ECM-336, Cool Roof - DX | 0.8326 | 0.55672 | 0.78311 | . | . | .
1222 | Commercial, Existing, FoodStore, Base DX Packaged System, EER=11.2, 10 tons, ECM-336, Cool Roof - DX | 0.8325 | 1.3773 | 1.9376 | 0.06548 | 0 | 0.20741
1223 | Commercial, Existing, School, Base DX Packaged System, EER=11.2, 10 tons, ECM-336, Cool Roof - DX | 0.83254 | 0.56739 | 0.79818 | . | . | .
1224 | Commercial, Existing, College, Base DX Packaged System, EER=11.2, 10 tons, ECM-336, Cool Roof - DX | 0.83253 | 0.39835 | 0.56039 | . | . | .
1225 | Commercial, Existing, Hospital, Base DX Packaged System, EER=11.2, 10 tons, ECM-336, Cool Roof - DX | 0.83248 | 2.088 | 2.9375 | 0.048781 | 0 | 0.16501
1226 | Commercial, Existing, Other Health, Base DX Packaged System, EER=11.2, 10 tons, ECM-336, Cool Roof - DX | 0.8326 | 0.91419 | 1.286 | . | . | .
1227 | Commercial, Existing, Warehouse, Base DX Packaged System, EER=11.2, 10 tons, ECM-336, Cool Roof - DX | 0.83255 | 0.078228 | 0.11005 | . | . | .
1228 | Commercial, Existing, Hotel, Base DX Packaged System, EER=11.2, 10 tons, ECM-336, Cool Roof - DX | 0.83248 | 0.73307 | 1.0313 | . | . | .
1229 | Commercial, Existing, Other, Base DX Packaged System, EER=11.2, 10 tons, ECM-336, Cool Roof - DX | 0.83251 | 0.28426 | 0.39989 | . | . | .
1230 | Commercial, Existing, Office, Base DX Packaged System, EER=11.2, 10 tons, ECM-337, Run Time Optimizer | 0.83246 | 0.31821 | 0.44768 | . | . | .
1231 | Commercial, Existing, Restaurant, Base DX Packaged System, EER=11.2, 10 tons, ECM-337, Run Time Optimizer | 0.83243 | 0.54176 | 0.76222 | . | . | .
1232 | Commercial, Existing, Retail, Base DX Packaged System, EER=11.2, 10 tons, ECM-337, Run Time Optimizer | 0.83248 | 0.48103 | 0.67675 | . | . | .
1233 | Commercial, Existing, FoodStore, Base DX Packaged System, EER=11.2, 10 tons, ECM-337, Run Time Optimizer | 0.83241 | 0.49309 | 0.69377 | . | . | .
1234 | Commercial, Existing, School, Base DX Packaged System, EER=11.2, 10 tons, ECM-337, Run Time Optimizer | 0.83244 | 0.30129 | 0.4239 | . | . | .
1235 | Commercial, Existing, College, Base DX Packaged System, EER=11.2, 10 tons, ECM-337, Run Time Optimizer | 0.83243 | 0.28983 | 0.40777 | . | . | .
1236 | Commercial, Existing, Hospital, Base DX Packaged System, EER=11.2, 10 tons, ECM-337, Run Time Optimizer | 0.8324 | 0.6478 | 0.91145 | . | . | .
1237 | Commercial, Existing, Other Health, Base DX Packaged System, EER=11.2, 10 tons, ECM-337, Run Time Optimizer | 0.83248 | 0.30182 | 0.42462 | . | . | .
1238 | Commercial, Existing, Warehouse, Base DX Packaged System, EER=11.2, 10 tons, ECM-337, Run Time Optimizer | 0.83244 | 0.37835 | 0.53231 | . | . | .
1239 | Commercial, Existing, Hotel, Base DX Packaged System, EER=11.2, 10 tons, ECM-337, Run Time Optimizer | 0.83239 | 0.61461 | 0.86476 | . | . | .
1240 | Commercial, Existing, Other, Base DX Packaged System, EER=11.2, 10 tons, ECM-337, Run Time Optimizer | 0.83242 | 0.35215 | 0.49547 | . | . | .
1241 | Commercial, Existing, Office, Base DX Packaged System, EER=11.2, 10 tons, ECM-338, Hybrid Dessicant-HP System | 0.83243 | 0.41995 | 0.59085 | . | . | .
1242 | Commercial, Existing, Restaurant, Base DX Packaged System, EER=11.2, 10 tons, ECM-338, Hybrid Dessicant-HP System | 0.8324 | 0.66728 | 0.93886 | . | . | .
1243 | Commercial, Existing, Retail, Base DX Packaged System, EER=11.2, 10 tons, ECM-338, Hybrid Dessicant-HP System | 0.83244 | 0.68054 | 0.95748 | . | . | .
1244 | Commercial, Existing, FoodStore, Base DX Packaged System, EER=11.2, 10 tons, ECM-338, Hybrid Dessicant-HP System | 0.83238 | 0.60735 | 0.85455 | . | . | .
1245 | Commercial, Existing, School, Base DX Packaged System, EER=11.2, 10 tons, ECM-338, Hybrid Dessicant-HP System | 0.8324 | 0.41281 | 0.58082 | . | . | .
1246 | Commercial, Existing, College, Base DX Packaged System, EER=11.2, 10 tons, ECM-338, Hybrid Dessicant-HP System | 0.8324 | 0.42388 | 0.5964 | . | . | .
1247 | Commercial, Existing, Hospital, Base DX Packaged System, EER=11.2, 10 tons, ECM-338, Hybrid Dessicant-HP System | 0.83237 | 0.79791 | 1.1227 | . | . | .
1248 | Commercial, Existing, Other Health, Base DX Packaged System, EER=11.2, 10 tons, ECM-338, Hybrid Dessicant-HP System | 0.83244 | 0.37176 | 0.52303 | . | . | .
1249 | Commercial, Existing, Warehouse, Base DX Packaged System, EER=11.2, 10 tons, ECM-338, Hybrid Dessicant-HP System | 0.83245 | 0.46607 | 0.65572 | . | . | .
1250 | Commercial, Existing, Hotel, Base DX Packaged System, EER=11.2, 10 tons, ECM-338, Hybrid Dessicant-HP System | 0.83237 | 0.89566 | 1.2602 | . | . | .
1251 | Commercial, Existing, Other, Base DX Packaged System, EER=11.2, 10 tons, ECM-338, Hybrid Dessicant-HP System | 0.83243 | 0.47899 | 0.67392 | . | . | .
1252 | Commercial, Existing, Office, Packaged HP System, EER=11.2, 10 tons, ECM-341, Packaged HP System, EER=11.7, 10 tons | 0.8325 | 0.096484 | 0.13574 | . | . | .
1253 | Commercial, Existing, Restaurant, Packaged HP System, EER=11.2, 10 tons, ECM-341, Packaged HP System, EER=11.7, 10 tons | 0.83247 | 0.16427 | 0.2311 | . | . | .
1254 | Commercial, Existing, Retail, Packaged HP System, EER=11.2, 10 tons, ECM-341, Packaged HP System, EER=11.7, 10 tons | 0.83252 | 0.14844 | 0.20883 | . | . | .
1255 | Commercial, Existing, FoodStore, Packaged HP System, EER=11.2, 10 tons, ECM-341, Packaged HP System, EER=11.7, 10 tons | 0.83244 | 0.14951 | 0.21035 | . | . | .
1256 | Commercial, Existing, School, Packaged HP System, EER=11.2, 10 tons, ECM-341, Packaged HP System, EER=11.7, 10 tons | 0.83247 | 0.091355 | 0.12853 | . | . | .
1257 | Commercial, Existing, College, Packaged HP System, EER=11.2, 10 tons, ECM-341, Packaged HP System, EER=11.7, 10 tons | 0.83247 | 0.087879 | 0.12364 | . | . | .
1258 | Commercial, Existing, Hospital, Packaged HP System, EER=11.2, 10 tons, ECM-341, Packaged HP System, EER=11.7, 10 tons | 0.83243 | 0.19642 | 0.27635 | . | . | .
1259 | Commercial, Existing, Other Health, Packaged HP System, EER=11.2, 10 tons, ECM-341, Packaged HP System, EER=11.7, 10 tons | 0.83252 | 0.091518 | 0.12875 | . | . | .
1260 | Commercial, Existing, Warehouse, Packaged HP System, EER=11.2, 10 tons, ECM-341, Packaged HP System, EER=11.7, 10 tons | 0.83248 | 0.10602 | 0.14916 | . | . | .
1261 | Commercial, Existing, Hotel, Packaged HP System, EER=11.2, 10 tons, ECM-341, Packaged HP System, EER=11.7, 10 tons | 0.83242 | 0.18635 | 0.26219 | . | . | .
1262 | Commercial, Existing, Other, Packaged HP System, EER=11.2, 10 tons, ECM-341, Packaged HP System, EER=11.7, 10 tons | 0.83245 | 0.094669 | 0.13319 | . | . | .
1263 | Commercial, Existing, Office, Packaged HP System, EER=11.2, 10 tons, ECM-342, Geothermal Heat Pump, EER=13, 10 tons | 0.83258 | 0.20086 | 0.24125 | . | . | .
1264 | Commercial, Existing, Restaurant, Packaged HP System, EER=11.2, 10 tons, ECM-342, Geothermal Heat Pump, EER=13, 10 tons | 0.83254 | 0.34196 | 0.41075 | . | . | .
1265 | Commercial, Existing, Retail, Packaged HP System, EER=11.2, 10 tons, ECM-342, Geothermal Heat Pump, EER=13, 10 tons | 0.8326 | 0.30904 | 0.37117 | . | . | .
1266 | Commercial, Existing, FoodStore, Packaged HP System, EER=11.2, 10 tons, ECM-342, Geothermal Heat Pump, EER=13, 10 tons | 0.8325 | 0.31124 | 0.37386 | . | . | .
1267 | Commercial, Existing, School, Packaged HP System, EER=11.2, 10 tons, ECM-342, Geothermal Heat Pump, EER=13, 10 tons | 0.83254 | 0.19018 | 0.22843 | . | . | .
1268 | Commercial, Existing, College, Packaged HP System, EER=11.2, 10 tons, ECM-342, Geothermal Heat Pump, EER=13, 10 tons | 0.83253 | 0.18294 | 0.21974 | . | . | .
1269 | Commercial, Existing, Hospital, Packaged HP System, EER=11.2, 10 tons, ECM-342, Geothermal Heat Pump, EER=13, 10 tons | 0.83248 | 0.40888 | 0.49116 | . | . | .
1270 | Commercial, Existing, Other Health, Packaged HP System, EER=11.2, 10 tons, ECM-342, Geothermal Heat Pump, EER=13, 10 tons | 0.8326 | 0.19052 | 0.22883 | . | . | .
1271 | Commercial, Existing, Warehouse, Packaged HP System, EER=11.2, 10 tons, ECM-342, Geothermal Heat Pump, EER=13, 10 tons | 0.83255 | 0.22072 | 0.26511 | . | . | .
1272 | Commercial, Existing, Hotel, Packaged HP System, EER=11.2, 10 tons, ECM-342, Geothermal Heat Pump, EER=13, 10 tons | 0.83248 | 0.38793 | 0.466 | . | . | .
1273 | Commercial, Existing, Other, Packaged HP System, EER=11.2, 10 tons, ECM-342, Geothermal Heat Pump, EER=13, 10 tons | 0.83251 | 0.19708 | 0.23673 | . | . | .
1274 | Commercial, Existing, Office, Packaged HP System, EER=11.2, 10 tons, ECM-344, Aerosole Duct Sealing | 0.83242 | 7.703 | 10.8378 | . | . | .
1275 | Commercial, Existing, Restaurant, Packaged HP System, EER=11.2, 10 tons, ECM-344, Aerosole Duct Sealing | 0.8324 | 13.5897 | 19.1208 | . | . | .
1276 | Commercial, Existing, Retail, Packaged HP System, EER=11.2, 10 tons, ECM-344, Aerosole Duct Sealing | 0.83243 | 12.083 | 17.0001 | . | . | .
1277 | Commercial, Existing, FoodStore, Packaged HP System, EER=11.2, 10 tons, ECM-344, Aerosole Duct Sealing | 0.83238 | 12.0822 | 17.0001 | . | . | .
1278 | Commercial, Existing, School, Packaged HP System, EER=11.2, 10 tons, ECM-344, Aerosole Duct Sealing | 0.8324 | 7.7846 | 10.953 | . | . | .
1279 | Commercial, Existing, College, Packaged HP System, EER=11.2, 10 tons, ECM-344, Aerosole Duct Sealing | 0.8324 | 7.6329 | 10.7396 | . | . | .
1280 | Commercial, Existing, Hospital, Packaged HP System, EER=11.2, 10 tons, ECM-344, Aerosole Duct Sealing | 0.83237 | 16.1285 | 22.6937 | . | . | .
1281 | Commercial, Existing, Other Health, Packaged HP System, EER=11.2, 10 tons, ECM-344, Aerosole Duct Sealing | 0.83243 | 7.5145 | 10.5724 | . | . | .
1282 | Commercial, Existing, Warehouse, Packaged HP System, EER=11.2, 10 tons, ECM-344, Aerosole Duct Sealing | 0.83242 | 7.8564 | 11.0537 | . | . | .
1283 | Commercial, Existing, Hotel, Packaged HP System, EER=11.2, 10 tons, ECM-344, Aerosole Duct Sealing | 0.83236 | 16.1285 | 22.6938 | . | . | .
1284 | Commercial, Existing, Other, Packaged HP System, EER=11.2, 10 tons, ECM-344, Aerosole Duct Sealing | 0.83239 | 8.179 | 11.508 | . | . | .
1285 | Commercial, Existing, Office, Packaged HP System, EER=11.2, 10 tons, ECM-345, Duct/Pipe Insulation | 0.83242 | 0.046133 | 0.075982 | . | . | .
1286 | Commercial, Existing, Restaurant, Packaged HP System, EER=11.2, 10 tons, ECM-345, Duct/Pipe Insulation | 0.8324 | 0.12106 | 0.1994 | . | . | .
1287 | Commercial, Existing, Retail, Packaged HP System, EER=11.2, 10 tons, ECM-345, Duct/Pipe Insulation | 0.83243 | 0.046578 | 0.076714 | . | . | .
1288 | Commercial, Existing, FoodStore, Packaged HP System, EER=11.2, 10 tons, ECM-345, Duct/Pipe Insulation | 0.83238 | 0.10431 | 0.17182 | . | . | .
1289 | Commercial, Existing, School, Packaged HP System, EER=11.2, 10 tons, ECM-345, Duct/Pipe Insulation | 0.8324 | 0.047793 | 0.078718 | . | . | .
1290 | Commercial, Existing, College, Packaged HP System, EER=11.2, 10 tons, ECM-345, Duct/Pipe Insulation | 0.8324 | 0.034236 | 0.056389 | . | . | .
1291 | Commercial, Existing, Hospital, Packaged HP System, EER=11.2, 10 tons, ECM-345, Duct/Pipe Insulation | 0.83237 | 0.16238 | 0.26747 | . | . | .
1292 | Commercial, Existing, Other Health, Packaged HP System, EER=11.2, 10 tons, ECM-345, Duct/Pipe Insulation | 0.83243 | 0.071088 | 0.11708 | . | . | .
1293 | Commercial, Existing, Warehouse, Packaged HP System, EER=11.2, 10 tons, ECM-345, Duct/Pipe Insulation | 0.83242 | 0.006952 | 0.01145 | . | . | .
1294 | Commercial, Existing, Hotel, Packaged HP System, EER=11.2, 10 tons, ECM-345, Duct/Pipe Insulation | 0.83236 | 0.063519 | 0.10462 | . | . | .
1295 | Commercial, Existing, Other, Packaged HP System, EER=11.2, 10 tons, ECM-345, Duct/Pipe Insulation | 0.83239 | 0.026286 | 0.043294 | . | . | .
1296 | Commercial, Existing, Office, Packaged HP System, EER=11.2, 10 tons, ECM-347, Window Film (Standard) | 0.83242 | 0.90644 | 1.4929 | . | . | .
1297 | Commercial, Existing, Restaurant, Packaged HP System, EER=11.2, 10 tons, ECM-347, Window Film (Standard) | 0.8324 | 2.3577 | 3.8832 | 0.023026 | -0.00044861 | 0.1112
1298 | Commercial, Existing, Retail, Packaged HP System, EER=11.2, 10 tons, ECM-347, Window Film (Standard) | 0.83244 | 0.90972 | 1.4983 | . | . | .
1299 | Commercial, Existing, FoodStore, Packaged HP System, EER=11.2, 10 tons, ECM-347, Window Film (Standard) | 0.83238 | 2.0328 | 3.3483 | 0.00013646 | -4.96e-06 | 0.00073998
1300 | Commercial, Existing, School, Packaged HP System, EER=11.2, 10 tons, ECM-347, Window Film (Standard) | 0.8324 | 0.96569 | 1.5905 | . | . | .
1301 | Commercial, Existing, College, Packaged HP System, EER=11.2, 10 tons, ECM-347, Window Film (Standard) | 0.8324 | 0.7019 | 1.1561 | . | . | .
1302 | Commercial, Existing, Hospital, Packaged HP System, EER=11.2, 10 tons, ECM-347, Window Film (Standard) | 0.83237 | 3.2438 | 5.3429 | 0.00014818 | -7e-06 | 0.00085814
1303 | Commercial, Existing, Other Health, Packaged HP System, EER=11.2, 10 tons, ECM-347, Window Film (Standard) | 0.83243 | 1.4201 | 2.3388 | 0.00043901 | -2.074e-05 | 0.0017658
1304 | Commercial, Existing, Warehouse, Packaged HP System, EER=11.2, 10 tons, ECM-347, Window Film (Standard) | 0.83239 | 0.1208 | 0.19896 | . | . | .
1305 | Commercial, Existing, Hotel, Packaged HP System, EER=11.2, 10 tons, ECM-347, Window Film (Standard) | 0.83237 | 1.3148 | 2.1656 | 9.047e-05 | -3.55e-06 | 0.00053309
1306 | Commercial, Existing, Other, Packaged HP System, EER=11.2, 10 tons, ECM-347, Window Film (Standard) | 0.83237 | 0.53851 | 0.88699 | . | . | .
1307 | Commercial, Existing, Office, Packaged HP System, EER=11.2, 10 tons, ECM-349, Ceiling Insulation | 0.83281 | 1.3674 | 1.6419 | 0.0098093 | 0.00021234 | 0.014927
1308 | Commercial, Existing, Restaurant, Packaged HP System, EER=11.2, 10 tons, ECM-349, Ceiling Insulation | 0.83274 | 3.7179 | 4.4646 | 0.063527 | 0.0009664 | 0.10986
1309 | Commercial, Existing, Retail, Packaged HP System, EER=11.2, 10 tons, ECM-349, Ceiling Insulation | 0.83285 | 1.4327 | 1.7202 | 0.0023266 | 3.76e-05 | 0.003328
1310 | Commercial, Existing, FoodStore, Packaged HP System, EER=11.2, 10 tons, ECM-349, Ceiling Insulation | 0.83269 | 3.129 | 3.7577 | 0.00062086 | 1.763e-05 | 0.0012056
1311 | Commercial, Existing, School, Packaged HP System, EER=11.2, 10 tons, ECM-349, Ceiling Insulation | 0.83275 | 1.5118 | 1.8155 | 0.00082017 | 1.283e-05 | 0.0013894
1312 | Commercial, Existing, College, Packaged HP System, EER=11.2, 10 tons, ECM-349, Ceiling Insulation | 0.83274 | 1.1039 | 1.3256 | 5.33e-05 | 1.98e-06 | 9.275e-05
1313 | Commercial, Existing, Hospital, Packaged HP System, EER=11.2, 10 tons, ECM-349, Ceiling Insulation | 0.83266 | 4.9489 | 5.9435 | 0.0013502 | 4.981e-05 | 0.0027999
1314 | Commercial, Existing, Other Health, Packaged HP System, EER=11.2, 10 tons, ECM-349, Ceiling Insulation | 0.83285 | 2.1672 | 2.6022 | 0.0025031 | 9.234e-05 | 0.0036056
1315 | Commercial, Existing, Warehouse, Packaged HP System, EER=11.2, 10 tons, ECM-349, Ceiling Insulation | 0.83281 | 0.21092 | 0.25326 | . | . | .
1316 | Commercial, Existing, Hotel, Packaged HP System, EER=11.2, 10 tons, ECM-349, Ceiling Insulation | 0.83265 | 2.0403 | 2.4504 | 0.00028026 | 8.59e-06 | 0.0005913
1317 | Commercial, Existing, Other, Packaged HP System, EER=11.2, 10 tons, ECM-349, Ceiling Insulation | 0.83274 | 0.843 | 1.0123 | . | . | .
1318 | Commercial, Existing, Office, Packaged HP System, EER=11.2, 10 tons, ECM-350, Roof Insulation | 0.83277 | 1.2327 | 1.4803 | 0.011945 | 0.00028646 | 0.019691
1319 | Commercial, Existing, Restaurant, Packaged HP System, EER=11.2, 10 tons, ECM-350, Roof Insulation | 0.8327 | 3.3517 | 4.0251 | 0.037345 | 0.00062936 | 0.069959
1320 | Commercial, Existing, Retail, Packaged HP System, EER=11.2, 10 tons, ECM-350, Roof Insulation | 0.8328 | 1.2915 | 1.5508 | 0.0027863 | 4.988e-05 | 0.0043173
1321 | Commercial, Existing, FoodStore, Packaged HP System, EER=11.2, 10 tons, ECM-350, Roof Insulation | 0.83265 | 2.8208 | 3.3878 | 0.00043311 | 1.362e-05 | 0.00091102
1322 | Commercial, Existing, School, Packaged HP System, EER=11.2, 10 tons, ECM-350, Roof Insulation | 0.83271 | 1.3629 | 1.6367 | 0.00096164 | 1.667e-05 | 0.0017646
1323 | Commercial, Existing, College, Packaged HP System, EER=11.2, 10 tons, ECM-350, Roof Insulation | 0.8327 | 0.99514 | 1.1951 | . | . | .
1324 | Commercial, Existing, Hospital, Packaged HP System, EER=11.2, 10 tons, ECM-350, Roof Insulation | 0.83262 | 4.4616 | 5.3585 | 0.00059963 | 2.451e-05 | 0.001347
1325 | Commercial, Existing, Other Health, Packaged HP System, EER=11.2, 10 tons, ECM-350, Roof Insulation | 0.83281 | 1.9537 | 2.346 | 0.0023966 | 9.795e-05 | 0.0037395
1326 | Commercial, Existing, Warehouse, Packaged HP System, EER=11.2, 10 tons, ECM-350, Roof Insulation | 0.83277 | 0.19014 | 0.22833 | . | . | .
1327 | Commercial, Existing, Hotel, Packaged HP System, EER=11.2, 10 tons, ECM-350, Roof Insulation | 0.83262 | 1.8394 | 2.2092 | 0.00027978 | 9.5e-06 | 0.00063943
1328 | Commercial, Existing, Other, Packaged HP System, EER=11.2, 10 tons, ECM-350, Roof Insulation | 0.83271 | 0.75998 | 0.91266 | . | . | .
1329 | Commercial, Existing, Office, Packaged HP System, EER=11.2, 10 tons, ECM-351, Cool Roof - DX | 0.83258 | 0.63472 | 0.89286 | . | . | .
1330 | Commercial, Existing, Restaurant, Packaged HP System, EER=11.2, 10 tons, ECM-351, Cool Roof - DX | 0.83253 | 1.6608 | 2.3363 | 0.19318 | 0 | 0.54495
1331 | Commercial, Existing, Retail, Packaged HP System, EER=11.2, 10 tons, ECM-351, Cool Roof - DX | 0.8326 | 0.62769 | 0.88295 | . | . | .
1332 | Commercial, Existing, FoodStore, Packaged HP System, EER=11.2, 10 tons, ECM-351, Cool Roof - DX | 0.8325 | 1.4401 | 2.026 | 0.0023491 | 0 | 0.0074407
1333 | Commercial, Existing, School, Packaged HP System, EER=11.2, 10 tons, ECM-351, Cool Roof - DX | 0.83254 | 0.62857 | 0.88426 | . | . | .
1334 | Commercial, Existing, College, Packaged HP System, EER=11.2, 10 tons, ECM-351, Cool Roof - DX | 0.83253 | 0.44131 | 0.62083 | . | . | .
1335 | Commercial, Existing, Hospital, Packaged HP System, EER=11.2, 10 tons, ECM-351, Cool Roof - DX | 0.83248 | 2.1832 | 3.0715 | 0.0035388 | 0 | 0.011971
1336 | Commercial, Existing, Other Health, Packaged HP System, EER=11.2, 10 tons, ECM-351, Cool Roof - DX | 0.8326 | 0.95588 | 1.3446 | . | . | .
1337 | Commercial, Existing, Warehouse, Packaged HP System, EER=11.2, 10 tons, ECM-351, Cool Roof - DX | 0.83255 | 0.081697 | 0.11493 | . | . | .
1338 | Commercial, Existing, Hotel, Packaged HP System, EER=11.2, 10 tons, ECM-351, Cool Roof - DX | 0.83248 | 0.81213 | 1.1426 | . | . | .
1339 | Commercial, Existing, Other, Packaged HP System, EER=11.2, 10 tons, ECM-351, Cool Roof - DX | 0.83251 | 0.33962 | 0.47779 | . | . | .
1340 | Commercial, Existing, Office, Base PTAC, 1 ton, ECM-361, HE PTAC, EER=9.6, 1 ton | 0.83236 | 1.4982 | 2.1081 | 0.011916 | 0 | 0.072305
1341 | Commercial, Existing, Restaurant, Base PTAC, 1 ton, ECM-361, HE PTAC, EER=9.6, 1 ton | 0.83235 | 2.6432 | 3.7192 | 0.031558 | 0 | 0.21764
1342 | Commercial, Existing, Retail, Base PTAC, 1 ton, ECM-361, HE PTAC, EER=9.6, 1 ton | 0.83237 | 2.3501 | 3.3067 | 0.027173 | 0 | 0.15499
1343 | Commercial, Existing, FoodStore, Base PTAC, 1 ton, ECM-361, HE PTAC, EER=9.6, 1 ton | 0.83233 | 2.35 | 3.3067 | . | . | .
1344 | Commercial, Existing, School, Base PTAC, 1 ton, ECM-361, HE PTAC, EER=9.6, 1 ton | 0.83235 | 1.5141 | 2.1305 | 0.0019089 | 0 | 0.012895
1345 | Commercial, Existing, College, Base PTAC, 1 ton, ECM-361, HE PTAC, EER=9.6, 1 ton | 0.83235 | 1.4846 | 2.089 | 0.0010837 | 0 | 0.0075197
1346 | Commercial, Existing, Hospital, Base PTAC, 1 ton, ECM-361, HE PTAC, EER=9.6, 1 ton | 0.83232 | 3.137 | 4.4142 | 0.00097876 | 0 | 0.0080945
1347 | Commercial, Existing, Other Health, Base PTAC, 1 ton, ECM-361, HE PTAC, EER=9.6, 1 ton | 0.83237 | 1.4615 | 2.0564 | 0.0088444 | 0 | 0.0508
1348 | Commercial, Existing, Warehouse, Base PTAC, 1 ton, ECM-361, HE PTAC, EER=9.6, 1 ton | 0.83235 | 1.528 | 2.15 | . | . | .
1349 | Commercial, Existing, Hotel, Base PTAC, 1 ton, ECM-361, HE PTAC, EER=9.6, 1 ton | 0.83232 | 3.137 | 4.4142 | 0.0055267 | 0 | 0.046503
1350 | Commercial, Existing, Other, Base PTAC, 1 ton, ECM-361, HE PTAC, EER=9.6, 1 ton | 0.83234 | 1.5908 | 2.2384 | . | . | .
1351 | Commercial, Existing, Office, Base PTAC, 1 ton, ECM-362, Occupancy Sensor | 0.83227 | 0.79102 | 1.1131 | . | . | .
1352 | Commercial, Existing, Restaurant, Base PTAC, 1 ton, ECM-362, Occupancy Sensor | 0.83226 | 1.3956 | 1.9639 | 0.069007 | 0.0032584 | 1.3881
1353 | Commercial, Existing, Retail, Base PTAC, 1 ton, ECM-362, Occupancy Sensor | 0.83227 | 1.2408 | 1.746 | 0.050254 | 0.0025206 | 0.83603
1354 | Commercial, Existing, FoodStore, Base PTAC, 1 ton, ECM-362, Occupancy Sensor | 0.83226 | 1.2408 | 1.7461 | . | . | .
1355 | Commercial, Existing, School, Base PTAC, 1 ton, ECM-362, Occupancy Sensor | 0.83226 | 0.79943 | 1.125 | . | . | .
1356 | Commercial, Existing, College, Base PTAC, 1 ton, ECM-362, Occupancy Sensor | 0.83226 | 0.78386 | 1.1031 | . | . | .
1357 | Commercial, Existing, Hospital, Base PTAC, 1 ton, ECM-362, Occupancy Sensor | 0.83226 | 1.6564 | 2.331 | 0.0026139 | 0.00029931 | 0.063055
1358 | Commercial, Existing, Other Health, Base PTAC, 1 ton, ECM-362, Occupancy Sensor | 0.83227 | 0.77165 | 1.0859 | . | . | .
1359 | Commercial, Existing, Warehouse, Base PTAC, 1 ton, ECM-362, Occupancy Sensor | 0.83227 | 0.80681 | 1.1353 | . | . | .
1360 | Commercial, Existing, Hotel, Base PTAC, 1 ton, ECM-362, Occupancy Sensor | 0.83225 | 1.6564 | 2.331 | 0.01476 | 0.0014042 | 0.36225
1361 | Commercial, Existing, Other, Base PTAC, 1 ton, ECM-362, Occupancy Sensor | 0.83227 | 0.83997 | 1.182 | . | . | .
1362 | Commercial, Existing, Office, Base Fan Motor, 15hp, 1800rpm, 91.0%, ECM-401, High Efficiency Fan Motor, 15hp, 1800rpm, 92.4% | 0.83241 | 0.21527 | 0.30288 | . | . | .
1363 | Commercial, Existing, Restaurant, Base Fan Motor, 15hp, 1800rpm, 91.0%, ECM-401, High Efficiency Fan Motor, 15hp, 1800rpm, 92.4% | 0.83237 | 0.1453 | 0.20445 | . | . | .
1364 | Commercial, Existing, Retail, Base Fan Motor, 15hp, 1800rpm, 91.0%, ECM-401, High Efficiency Fan Motor, 15hp, 1800rpm, 92.4% | 0.8324 | 0.1941 | 0.27311 | . | . | .
1365 | Commercial, Existing, FoodStore, Base Fan Motor, 15hp, 1800rpm, 91.0%, ECM-401, High Efficiency Fan Motor, 15hp, 1800rpm, 92.4% | 0.83237 | 0.38705 | 0.5446 | . | . | .
1366 | Commercial, Existing, School, Base Fan Motor, 15hp, 1800rpm, 91.0%, ECM-401, High Efficiency Fan Motor, 15hp, 1800rpm, 92.4% | 0.8324 | 0.19895 | 0.27992 | . | . | .
1367 | Commercial, Existing, College, Base Fan Motor, 15hp, 1800rpm, 91.0%, ECM-401, High Efficiency Fan Motor, 15hp, 1800rpm, 92.4% | 0.83237 | 0.16477 | 0.23184 | . | . | .
1368 | Commercial, Existing, Hospital, Base Fan Motor, 15hp, 1800rpm, 91.0%, ECM-401, High Efficiency Fan Motor, 15hp, 1800rpm, 92.4% | 0.83238 | 0.53056 | 0.74651 | . | . | .
1369 | Commercial, Existing, Other Health, Base Fan Motor, 15hp, 1800rpm, 91.0%, ECM-401, High Efficiency Fan Motor, 15hp, 1800rpm, 92.4% | 0.83285 | 0.13128 | 0.18462 | . | . | .
1370 | Commercial, Existing, Warehouse, Base Fan Motor, 15hp, 1800rpm, 91.0%, ECM-401, High Efficiency Fan Motor, 15hp, 1800rpm, 92.4% | 0.83271 | 0.14816 | 0.20838 | . | . | .
1371 | Commercial, Existing, Hotel, Base Fan Motor, 15hp, 1800rpm, 91.0%, ECM-401, High Efficiency Fan Motor, 15hp, 1800rpm, 92.4% | 0.83239 | 0.18117 | 0.25491 | . | . | .
1372 | Commercial, Existing, Other, Base Fan Motor, 15hp, 1800rpm, 91.0%, ECM-401, High Efficiency Fan Motor, 15hp, 1800rpm, 92.4% | 0.83255 | 0.26273 | 0.36959 | . | . | .
1373 | Commercial, Existing, Office, Base Fan Motor, 15hp, 1800rpm, 91.0%, ECM-402, Variable Speed Drive Control | 0.83226 | 1.439 | 2.025 | 0.083909 | 0.076938 | 2.4176
1374 | Commercial, Existing, Restaurant, Base Fan Motor, 15hp, 1800rpm, 91.0%, ECM-402, Variable Speed Drive Control | 0.83225 | 0.71112 | 1.0007 | . | . | .
1375 | Commercial, Existing, Retail, Base Fan Motor, 15hp, 1800rpm, 91.0%, ECM-402, Variable Speed Drive Control | 0.83226 | 1.0594 | 1.4909 | 0.024507 | 0.019678 | 0.70804
1376 | Commercial, Existing, FoodStore, Base Fan Motor, 15hp, 1800rpm, 91.0%, ECM-402, Variable Speed Drive Control | 0.83225 | 2.2637 | 3.1856 | 0 | 0 | 1.4e-07
1377 | Commercial, Existing, School, Base Fan Motor, 15hp, 1800rpm, 91.0%, ECM-402, Variable Speed Drive Control | 0.83226 | 1.2277 | 1.7276 | 0.0064309 | 0.0085378 | 0.22354
1378 | Commercial, Existing, College, Base Fan Motor, 15hp, 1800rpm, 91.0%, ECM-402, Variable Speed Drive Control | 0.83226 | 1.1063 | 1.5569 | 0.0081657 | 0.007077 | 0.27639
1379 | Commercial, Existing, Hospital, Base Fan Motor, 15hp, 1800rpm, 91.0%, ECM-402, Variable Speed Drive Control | 0.83226 | 3.3524 | 4.7176 | 0.030635 | 0.030804 | 1.0597
1380 | Commercial, Existing, Other Health, Base Fan Motor, 15hp, 1800rpm, 91.0%, ECM-402, Variable Speed Drive Control | 0.83237 | 0.82859 | 1.1659 | . | . | .
1381 | Commercial, Existing, Warehouse, Base Fan Motor, 15hp, 1800rpm, 91.0%, ECM-402, Variable Speed Drive Control | 0.83234 | 0.99249 | 1.3965 | . | . | .
1382 | Commercial, Existing, Hotel, Base Fan Motor, 15hp, 1800rpm, 91.0%, ECM-402, Variable Speed Drive Control | 0.83226 | 0.95936 | 1.3501 | . | . | .
1383 | Commercial, Existing, Other, Base Fan Motor, 15hp, 1800rpm, 91.0%, ECM-402, Variable Speed Drive Control | 0.8323 | 1.5227 | 2.1427 | 0.023245 | 0.089868 | 0.79411
1384 | Commercial, Existing, Office, Base Fan Motor, 15hp, 1800rpm, 91.0%, ECM-403, Air Handler Optimization | 0.83226 | 1.2176 | 2.172 | 0.011374 | 0.010429 | 0.3277
1385 | Commercial, Existing, Restaurant, Base Fan Motor, 15hp, 1800rpm, 91.0%, ECM-403, Air Handler Optimization | 0.83225 | 2.1503 | 3.836 | 0.026906 | 0.015632 | 0.81455
1386 | Commercial, Existing, Retail, Base Fan Motor, 15hp, 1800rpm, 91.0%, ECM-403, Air Handler Optimization | 0.83226 | 1.1801 | 2.1053 | 0.01031 | 0.0082785 | 0.29788
1387 | Commercial, Existing, FoodStore, Base Fan Motor, 15hp, 1800rpm, 91.0%, ECM-403, Air Handler Optimization | 0.83225 | 2.9891 | 5.3323 | 0.00073185 | 0.00071957 | 0.026523
1388 | Commercial, Existing, School, Base Fan Motor, 15hp, 1800rpm, 91.0%, ECM-403, Air Handler Optimization | 0.83226 | 1.5783 | 2.8155 | 0.0020283 | 0.0026929 | 0.070506
1389 | Commercial, Existing, College, Base Fan Motor, 15hp, 1800rpm, 91.0%, ECM-403, Air Handler Optimization | 0.83226 | 1.5222 | 2.7155 | 0.0017033 | 0.0014762 | 0.057651
1390 | Commercial, Existing, Hospital, Base Fan Motor, 15hp, 1800rpm, 91.0%, ECM-403, Air Handler Optimization | 0.83226 | 7.7605 | 13.8442 | 0.001261 | 0.0012679 | 0.043618
1391 | Commercial, Existing, Other Health, Base Fan Motor, 15hp, 1800rpm, 91.0%, ECM-403, Air Handler Optimization | 0.83237 | 1.9932 | 3.5552 | 0.024902 | 0.02504 | 0.22121
1392 | Commercial, Existing, Warehouse, Base Fan Motor, 15hp, 1800rpm, 91.0%, ECM-403, Air Handler Optimization | 0.83234 | 0.15738 | 0.28073 | . | . | .
1393 | Commercial, Existing, Hotel, Base Fan Motor, 15hp, 1800rpm, 91.0%, ECM-403, Air Handler Optimization | 0.83226 | 1.1348 | 2.0244 | 0.001843 | 0.0028889 | 0.074067
1394 | Commercial, Existing, Other, Base Fan Motor, 15hp, 1800rpm, 91.0%, ECM-403, Air Handler Optimization | 0.8323 | 0.8475 | 1.5118 | . | . | .
1395 | Commercial, Existing, Office, Base Fan Motor, 15hp, 1800rpm, 91.0%, ECM-404, Electronically Commutated Motors (ECM) on an Air Handler Unit | 0.83234 | 1.7156 | 2.4141 | 0.012273 | 0 | 0.091128
1396 | Commercial, Existing, Restaurant, Base Fan Motor, 15hp, 1800rpm, 91.0%, ECM-404, Electronically Commutated Motors (ECM) on an Air Handler Unit | 0.83233 | 1.423 | 2.0024 | 0.0046209 | 0 | 0.036052
1397 | Commercial, Existing, Retail, Base Fan Motor, 15hp, 1800rpm, 91.0%, ECM-404, Electronically Commutated Motors (ECM) on an Air Handler Unit | 0.83234 | 2.276 | 3.2025 | 0.021556 | 0 | 0.1605
1398 | Commercial, Existing, FoodStore, Base Fan Motor, 15hp, 1800rpm, 91.0%, ECM-404, Electronically Commutated Motors (ECM) on an Air Handler Unit | 0.83231 | 2.0894 | 2.9402 | 0.00031905 | 0 | 0.0029797
1399 | Commercial, Existing, School, Base Fan Motor, 15hp, 1800rpm, 91.0%, ECM-404, Electronically Commutated Motors (ECM) on an Air Handler Unit | 0.83232 | 1.4713 | 2.0704 | 0.00059454 | 0 | 0.005326
1400 | Commercial, Existing, College, Base Fan Motor, 15hp, 1800rpm, 91.0%, ECM-404, Electronically Commutated Motors (ECM) on an Air Handler Unit | 0.83232 | 2.3645 | 3.3272 | 0.002181 | 0 | 0.019025
1401 | Commercial, Existing, Hospital, Base Fan Motor, 15hp, 1800rpm, 91.0%, ECM-404, Electronically Commutated Motors (ECM) on an Air Handler Unit | 0.83232 | 4.5783 | 6.4424 | 0.018151 | 0 | 0.16181
1402 | Commercial, Existing, Other Health, Base Fan Motor, 15hp, 1800rpm, 91.0%, ECM-404, Electronically Commutated Motors (ECM) on an Air Handler Unit | 0.83261 | 1.2519 | 1.761 | 0.0032357 | 0 | 0.0074086
1403 | Commercial, Existing, Warehouse, Base Fan Motor, 15hp, 1800rpm, 91.0%, ECM-404, Electronically Commutated Motors (ECM) on an Air Handler Unit | 0.83231 | 1.6628 | 2.3398 | 0.0025108 | 0 | 0.023922
1404 | Commercial, Existing, Hotel, Base Fan Motor, 15hp, 1800rpm, 91.0%, ECM-404, Electronically Commutated Motors (ECM) on an Air Handler Unit | 0.8323 | 2.0147 | 2.8351 | 0.0031929 | 0 | 0.033068
1405 | Commercial, Existing, Other, Base Fan Motor, 15hp, 1800rpm, 91.0%, ECM-404, Electronically Commutated Motors (ECM) on an Air Handler Unit | 0.83232 | 2.0173 | 2.8386 | 0.0060199 | 0 | 0.052996
1406 | Commercial, Existing, Office, Base Fan Motor, 15hp, 1800rpm, 91.0%, ECM-405, Demand Control Ventilation (DCV) | 0.83332 | 0.037164 | 0.052233 | . | . | .
1407 | Commercial, Existing, Restaurant, Base Fan Motor, 15hp, 1800rpm, 91.0%, ECM-405, Demand Control Ventilation (DCV) | 0.83305 | 0.056092 | 0.078859 | . | . | .
1408 | Commercial, Existing, Retail, Base Fan Motor, 15hp, 1800rpm, 91.0%, ECM-405, Demand Control Ventilation (DCV) | 0.83324 | 0.034385 | 0.048331 | . | . | .
1409 | Commercial, Existing, FoodStore, Base Fan Motor, 15hp, 1800rpm, 91.0%, ECM-405, Demand Control Ventilation (DCV) | 0.83313 | 0.077996 | 0.10964 | . | . | .
1410 | Commercial, Existing, School, Base Fan Motor, 15hp, 1800rpm, 91.0%, ECM-405, Demand Control Ventilation (DCV) | 0.83336 | 0.036352 | 0.051089 | . | . | .
1411 | Commercial, Existing, College, Base Fan Motor, 15hp, 1800rpm, 91.0%, ECM-405, Demand Control Ventilation (DCV) | 0.83313 | 0.039223 | 0.055139 | . | . | .
1412 | Commercial, Existing, Hospital, Base Fan Motor, 15hp, 1800rpm, 91.0%, ECM-405, Demand Control Ventilation (DCV) | 0.83318 | 0.16034 | 0.22538 | . | . | .
1413 | Commercial, Existing, Other Health, Base Fan Motor, 15hp, 1800rpm, 91.0%, ECM-405, Demand Control Ventilation (DCV) | 0.83598 | 0.041501 | 0.058142 | . | . | .
1414 | Commercial, Existing, Warehouse, Base Fan Motor, 15hp, 1800rpm, 91.0%, ECM-405, Demand Control Ventilation (DCV) | 0.83625 | 0.004848 | 0.00679 | . | . | .
1415 | Commercial, Existing, Hotel, Base Fan Motor, 15hp, 1800rpm, 91.0%, ECM-405, Demand Control Ventilation (DCV) | 0.83332 | 0.034093 | 0.047916 | . | . | .
1416 | Commercial, Existing, Other, Base Fan Motor, 15hp, 1800rpm, 91.0%, ECM-405, Demand Control Ventilation (DCV) | 0.83479 | 0.02599 | 0.036462 | . | . | .
1417 | Commercial, Existing, Office, Base Fan Motor, 15hp, 1800rpm, 91.0%, ECM-406, Energy Recovery Ventilation (ERV) | 0.83332 | 0.16466 | 0.19759 | . | . | .
1418 | Commercial, Existing, Restaurant, Base Fan Motor, 15hp, 1800rpm, 91.0%, ECM-406, Energy Recovery Ventilation (ERV) | 0.83312 | 0.16375 | 0.19655 | . | . | .
1419 | Commercial, Existing, Retail, Base Fan Motor, 15hp, 1800rpm, 91.0%, ECM-406, Energy Recovery Ventilation (ERV) | 0.83327 | 0.23573 | 0.2829 | . | . | .
1420 | Commercial, Existing, FoodStore, Base Fan Motor, 15hp, 1800rpm, 91.0%, ECM-406, Energy Recovery Ventilation (ERV) | 0.83312 | 0.23683 | 0.28426 | . | . | .
1421 | Commercial, Existing, School, Base Fan Motor, 15hp, 1800rpm, 91.0%, ECM-406, Energy Recovery Ventilation (ERV) | 0.8333 | 0.14718 | 0.17663 | . | . | .
1422 | Commercial, Existing, College, Base Fan Motor, 15hp, 1800rpm, 91.0%, ECM-406, Energy Recovery Ventilation (ERV) | 0.83314 | 0.21658 | 0.25996 | . | . | .
1423 | Commercial, Existing, Hospital, Base Fan Motor, 15hp, 1800rpm, 91.0%, ECM-406, Energy Recovery Ventilation (ERV) | 0.83317 | 0.41088 | 0.49315 | . | . | .
1424 | Commercial, Existing, Other Health, Base Fan Motor, 15hp, 1800rpm, 91.0%, ECM-406, Energy Recovery Ventilation (ERV) | 0.83594 | 0.11314 | 0.13534 | . | . | .
1425 | Commercial, Existing, Warehouse, Base Fan Motor, 15hp, 1800rpm, 91.0%, ECM-406, Energy Recovery Ventilation (ERV) | 0.83535 | 0.14164 | 0.16956 | . | . | .
1426 | Commercial, Existing, Hotel, Base Fan Motor, 15hp, 1800rpm, 91.0%, ECM-406, Energy Recovery Ventilation (ERV) | 0.83323 | 0.21512 | 0.25817 | . | . | .
1427 | Commercial, Existing, Other, Base Fan Motor, 15hp, 1800rpm, 91.0%, ECM-406, Energy Recovery Ventilation (ERV) | 0.83433 | 0.19802 | 0.23734 | . | . | .
1428 | Commercial, Existing, Office, Base Fan Motor, 15hp, 1800rpm, 91.0%, ECM-407, Separate Makeup Air / Exhaust Hoods AC | . | 99999 | 99999 | . | . | .
1429 | Commercial, Existing, Restaurant, Base Fan Motor, 15hp, 1800rpm, 91.0%, ECM-407, Separate Makeup Air / Exhaust Hoods AC | 0.83234 | 74.3707 | 104.6465 | . | . | .
1430 | Commercial, Existing, Retail, Base Fan Motor, 15hp, 1800rpm, 91.0%, ECM-407, Separate Makeup Air / Exhaust Hoods AC | . | 99999 | 99999 | . | . | .
1431 | Commercial, Existing, FoodStore, Base Fan Motor, 15hp, 1800rpm, 91.0%, ECM-407, Separate Makeup Air / Exhaust Hoods AC | 0.83233 | 146.2689 | 205.8179 | . | . | .
1432 | Commercial, Existing, School, Base Fan Motor, 15hp, 1800rpm, 91.0%, ECM-407, Separate Makeup Air / Exhaust Hoods AC | . | 99999 | 99999 | . | . | .
1433 | Commercial, Existing, College, Base Fan Motor, 15hp, 1800rpm, 91.0%, ECM-407, Separate Makeup Air / Exhaust Hoods AC | . | 99999 | 99999 | . | . | .
1434 | Commercial, Existing, Hospital, Base Fan Motor, 15hp, 1800rpm, 91.0%, ECM-407, Separate Makeup Air / Exhaust Hoods AC | . | 99999 | 99999 | . | . | .
1435 | Commercial, Existing, Other Health, Base Fan Motor, 15hp, 1800rpm, 91.0%, ECM-407, Separate Makeup Air / Exhaust Hoods AC | . | 99999 | 99999 | . | . | .
1436 | Commercial, Existing, Warehouse, Base Fan Motor, 15hp, 1800rpm, 91.0%, ECM-407, Separate Makeup Air / Exhaust Hoods AC | . | 99999 | 99999 | . | . | .
1437 | Commercial, Existing, Hotel, Base Fan Motor, 15hp, 1800rpm, 91.0%, ECM-407, Separate Makeup Air / Exhaust Hoods AC | . | 99999 | 99999 | . | . | .
1438 | Commercial, Existing, Other, Base Fan Motor, 15hp, 1800rpm, 91.0%, ECM-407, Separate Makeup Air / Exhaust Hoods AC | . | 99999 | 99999 | . | . | .
1439 | Commercial, Existing, FoodStore, Base Refrigeration System, ECM-501, High-efficiency fan motors | 0.83238 | 1.1948 | 1.6245 | 0.017543 | 0.014403 | 0.14151
1440 | Commercial, New, FoodStore, Base Refrigeration System, ECM-501, Refrigeration 10% More Efficient Design | 0.83234 | 1.78 | 2.93 | 7.211e-05 | 1.48e-05 | 0.00058163
1441 | Commercial, Existing, FoodStore, Base Refrigeration System, ECM-502, Strip curtains for walk-ins | 0.83238 | 2.8854 | 6.0172 | . | . | .
1442 | Commercial, New, FoodStore, Base Refrigeration System, ECM-502, Refrigeration 20% More Efficient Design | 0.83234 | 1.13 | 1.87 | 0.00062098 | 0.00012746 | 0.0050088
1443 | Commercial, Existing, FoodStore, Base Refrigeration System, ECM-503, Night covers for display cases | 0.83227 | 2.1694 | 4.3389 | . | . | .
1444 | Commercial, Existing, FoodStore, Base Refrigeration System, ECM-504, Evaporator fan controller for MT walk-ins | 0.83238 | 0.37035 | 0.74063 | . | . | .
1445 | Commercial, Existing, FoodStore, Base Refrigeration System, ECM-505, Efficient compressor motor | 0.83238 | 7.2529 | 11.9463 | . | . | .
1446 | Commercial, Existing, FoodStore, Base Refrigeration System, ECM-506, Compressor VSD retrofit | 0.8323 | 1.0299 | 1.6965 | 0.00093903 | 0.00077097 | 0.015148
1447 | Commercial, Existing, FoodStore, Base Refrigeration System, ECM-507, Floating head pressure controls | 0.83238 | 8.5093 | 11.5696 | . | . | .
1448 | Commercial, Existing, FoodStore, Base Refrigeration System, ECM-508, Refrigeration Commissioning | 0.83238 | 0.60375 | 1.3152 | . | . | .
1449 | Commercial, Existing, FoodStore, Base Refrigeration System, ECM-509, Demand Hot Gas Defrost | 0.83238 | 6.8367 | 11.2607 | . | . | .
1450 | Commercial, Existing, FoodStore, Base Refrigeration System, ECM-510, Demand Defrost Electric | 0.83238 | 24.9992 | 41.1761 | . | . | .
1451 | Commercial, Existing, FoodStore, Base Refrigeration System, ECM-511, Anti-sweat (humidistat) controls | 0.83232 | 3.2208 | 5.0169 | . | . | .
1452 | Commercial, Existing, FoodStore, Base Refrigeration System, ECM-513, High R-Value Glass Doors | 0.83238 | 0.81244 | 1.3382 | . | . | .
1453 | Commercial, Existing, FoodStore, Base Refrigeration System, ECM-514, Multiplex Compressor System | 0.83238 | 0.48227 | 0.70249 | . | . | .
1454 | Commercial, Existing, FoodStore, Base Refrigeration System, ECM-515, Oversized Air Cooled Condenser | 0.83238 | 1.8658 | 2.5368 | 0.0064533 | 0.0052983 | 0.052056
1455 | Commercial, Existing, FoodStore, Base Refrigeration System, ECM-516, Freezer-Cooler Replacement Gaskets | 0.83238 | 7.953 | 16.5853 | . | . | .
1456 | Commercial, Existing, FoodStore, Base Refrigeration System, ECM-517, LED Display Lighting | 0.83238 | 0.36635 | 0.60341 | . | . | .
1457 | Commercial, Existing, Office, Base Ice Maker, ECM-551, Efficient Ice Maker | 0.83238 | 0.000206 | 0.000339 | . | . | .
1458 | Commercial, Existing, Restaurant, Base Ice Maker, ECM-551, Efficient Ice Maker | 0.83238 | 0.000691 | 0.001139 | . | . | .
1459 | Commercial, Existing, Retail, Base Ice Maker, ECM-551, Efficient Ice Maker | 0.83238 | 0.000475 | 0.000782 | . | . | .
1460 | Commercial, Existing, FoodStore, Base Ice Maker, ECM-551, Efficient Ice Maker | 0.83238 | 0.00084 | 0.001383 | . | . | .
1461 | Commercial, Existing, School, Base Ice Maker, ECM-551, Efficient Ice Maker | 0.83238 | 0.000384 | 0.000632 | . | . | .
1462 | Commercial, Existing, College, Base Ice Maker, ECM-551, Efficient Ice Maker | 0.83238 | 0.000289 | 0.000476 | . | . | .
1463 | Commercial, Existing, Hospital, Base Ice Maker, ECM-551, Efficient Ice Maker | 0.83238 | 0.000381 | 0.000628 | . | . | .
1464 | Commercial, Existing, Other Health, Base Ice Maker, ECM-551, Efficient Ice Maker | 0.83238 | 0.000505 | 0.000832 | . | . | .
1465 | Commercial, Existing, Warehouse, Base Ice Maker, ECM-551, Efficient Ice Maker | 0.83238 | 0.000268 | 0.000441 | . | . | .
1466 | Commercial, Existing, Hotel, Base Ice Maker, ECM-551, Efficient Ice Maker | 0.83238 | 0.000272 | 0.000449 | . | . | .
1467 | Commercial, Existing, Other, Base Ice Maker, ECM-551, Efficient Ice Maker | 0.83238 | 0.000453 | 0.000747 | . | . | .
1468 | Commercial, Existing, Office, Base Water Heater, ECM-601, High Efficiency Water Heater (electric) | 0.83242 | 0.64743 | 0.91092 | . | . | .
1469 | Commercial, Existing, Restaurant, Base Water Heater, ECM-601, High Efficiency Water Heater (electric) | 0.83239 | 0.75576 | 1.0634 | . | . | .
1470 | Commercial, Existing, Retail, Base Water Heater, ECM-601, High Efficiency Water Heater (electric) | 0.8324 | 0.62547 | 0.88004 | . | . | .
1471 | Commercial, Existing, FoodStore, Base Water Heater, ECM-601, High Efficiency Water Heater (electric) | 0.83237 | 0.3484 | 0.49021 | . | . | .
1472 | Commercial, Existing, School, Base Water Heater, ECM-601, High Efficiency Water Heater (electric) | 0.83238 | 0.42344 | 0.59579 | . | . | .
1473 | Commercial, Existing, College, Base Water Heater, ECM-601, High Efficiency Water Heater (electric) | 0.83239 | 2.0202 | 2.8425 | 0.00019551 | 0.00021765 | 0.0016212
1474 | Commercial, Existing, Hospital, Base Water Heater, ECM-601, High Efficiency Water Heater (electric) | 0.8324 | 9.2952 | 13.0784 | 0.00013373 | 0.00011611 | 0.00096616
1475 | Commercial, Existing, Other Health, Base Water Heater, ECM-601, High Efficiency Water Heater (electric) | 0.83224 | 1.0991 | 1.5467 | 4.224e-05 | 3.667e-05 | 0.0021601
1476 | Commercial, Existing, Warehouse, Base Water Heater, ECM-601, High Efficiency Water Heater (electric) | 0.83242 | 0.25191 | 0.35443 | . | . | .
1477 | Commercial, Existing, Hotel, Base Water Heater, ECM-601, High Efficiency Water Heater (electric) | 0.83239 | 0.99121 | 1.3946 | . | . | .
1478 | Commercial, Existing, Other, Base Water Heater, ECM-601, High Efficiency Water Heater (electric) | 0.83236 | 0.85196 | 1.1988 | . | . | .
1479 | Commercial, Existing, Office, Base Water Heater, ECM-603, Heat Pump Water Heater (air source) | 0.83242 | 1.0063 | 1.4158 | 0.00071898 | 0.00054554 | 0.0046443
1480 | Commercial, Existing, Restaurant, Base Water Heater, ECM-603, Heat Pump Water Heater (air source) | 0.83239 | 1.1746 | 1.6527 | 0.0025963 | 0.00092823 | 0.016066
1481 | Commercial, Existing, Retail, Base Water Heater, ECM-603, Heat Pump Water Heater (air source) | 0.8324 | 0.97215 | 1.3678 | . | . | .
1482 | Commercial, Existing, FoodStore, Base Water Heater, ECM-603, Heat Pump Water Heater (air source) | 0.83237 | 0.5415 | 0.76192 | . | . | .
1483 | Commercial, Existing, School, Base Water Heater, ECM-603, Heat Pump Water Heater (air source) | 0.83238 | 4.1574 | 5.8496 | 0.0054232 | 0.0063767 | 0.050307
1484 | Commercial, Existing, College, Base Water Heater, ECM-603, Heat Pump Water Heater (air source) | 0.83239 | 3.1399 | 4.4179 | 0.0027815 | 0.0030965 | 0.023065
1485 | Commercial, Existing, Hospital, Base Water Heater, ECM-603, Heat Pump Water Heater (air source) | 0.8324 | 14.4473 | 20.3273 | 0.002225 | 0.0019317 | 0.016074
1486 | Commercial, Existing, Other Health, Base Water Heater, ECM-603, Heat Pump Water Heater (air source) | 0.83224 | 1.7083 | 2.404 | 0.00043246 | 0.00037547 | 0.022117
1487 | Commercial, Existing, Warehouse, Base Water Heater, ECM-603, Heat Pump Water Heater (air source) | 0.83242 | 0.39154 | 0.55088 | . | . | .
1488 | Commercial, Existing, Hotel, Base Water Heater, ECM-603, Heat Pump Water Heater (air source) | 0.83239 | 1.5406 | 2.1677 | 0.0018552 | 0.0013779 | 0.013277
1489 | Commercial, Existing, Other, Base Water Heater, ECM-603, Heat Pump Water Heater (air source) | 0.83236 | 1.3242 | 1.8632 | 0.0010355 | 7.222e-05 | 0.0067307
1490 | Commercial, Existing, Office, Base Water Heater, ECM-604, Solar Water Heater | 0.83242 | 0.017937 | 0.021549 | . | . | .
1491 | Commercial, Existing, Restaurant, Base Water Heater, ECM-604, Solar Water Heater | 0.83239 | 0.037163 | 0.044646 | . | . | .
1492 | Commercial, Existing, Retail, Base Water Heater, ECM-604, Solar Water Heater | 0.8324 | 0.030756 | 0.036949 | . | . | .
1493 | Commercial, Existing, FoodStore, Base Water Heater, ECM-604, Solar Water Heater | 0.83237 | 0.017132 | 0.020582 | . | . | .
1494 | Commercial, Existing, School, Base Water Heater, ECM-604, Solar Water Heater | 0.83238 | 0.062146 | 0.074661 | . | . | .
1495 | Commercial, Existing, College, Base Water Heater, ECM-604, Solar Water Heater | 0.83239 | 0.099339 | 0.11934 | . | . | .
1496 | Commercial, Existing, Hospital, Base Water Heater, ECM-604, Solar Water Heater | 0.8324 | 0.45707 | 0.5491 | . | . | .
1497 | Commercial, Existing, Other Health, Base Water Heater, ECM-604, Solar Water Heater | 0.83224 | 0.054045 | 0.064939 | . | . | .
1498 | Commercial, Existing, Warehouse, Base Water Heater, ECM-604, Solar Water Heater | 0.83242 | 0.008181 | 0.009828 | . | . | .
1499 | Commercial, Existing, Hotel, Base Water Heater, ECM-604, Solar Water Heater | 0.83239 | 0.047514 | 0.057081 | . | . | .
1500 | Commercial, Existing, Other, Base Water Heater, ECM-604, Solar Water Heater | 0.83236 | 0.023604 | 0.028358 | . | . | .
1501 | Commercial, Existing, Office, Base Water Heater, ECM-606, Demand controlled circulating systems | 0.83242 | 0.024769 | 0.03485 | . | . | .
1502 | Commercial, Existing, Restaurant, Base Water Heater, ECM-606, Demand controlled circulating systems | 0.83239 | 0.04761 | 0.066988 | . | . | .
1503 | Commercial, Existing, Retail, Base Water Heater, ECM-606, Demand controlled circulating systems | 0.8324 | 0.042811 | 0.060235 | . | . | .
1504 | Commercial, Existing, FoodStore, Base Water Heater, ECM-606, Demand controlled circulating systems | 0.83237 | 0.069623 | 0.097963 | . | . | .
1505 | Commercial, Existing, School, Base Water Heater, ECM-606, Demand controlled circulating systems | 0.83238 | 0.30235 | 0.42542 | . | . | .
1506 | Commercial, Existing, College, Base Water Heater, ECM-606, Demand controlled circulating systems | 0.83239 | 3.9131 | 5.5058 | 0.0014453 | 0.001609 | 0.011985
1507 | Commercial, Existing, Hospital, Base Water Heater, ECM-606, Demand controlled circulating systems | 0.8324 | 18.7587 | 26.3935 | 0.00023708 | 0.00020583 | 0.0017128
1508 | Commercial, Existing, Other Health, Base Water Heater, ECM-606, Demand controlled circulating systems | 0.83224 | 2.218 | 3.1214 | 0.0015852 | 0.0013763 | 0.081073
1509 | Commercial, Existing, Warehouse, Base Water Heater, ECM-606, Demand controlled circulating systems | 0.83242 | 0.028658 | 0.040321 | . | . | .
1510 | Commercial, Existing, Hotel, Base Water Heater, ECM-606, Demand controlled circulating systems | 0.83239 | 0.36618 | 0.51521 | . | . | .
1511 | Commercial, Existing, Other, Base Water Heater, ECM-606, Demand controlled circulating systems | 0.83236 | 0.035161 | 0.049474 | . | . | .
1512 | Commercial, Existing, Office, Base Water Heater, ECM-608, Heat Recovery Unit | 0.83242 | 0.19497 | 0.32112 | . | . | .
1513 | Commercial, Existing, Restaurant, Base Water Heater, ECM-608, Heat Recovery Unit | 0.83239 | 7.6319 | 12.5703 | 0.075472 | 0.026983 | 0.46702
1514 | Commercial, Existing, Retail, Base Water Heater, ECM-608, Heat Recovery Unit | 0.8324 | 0.076674 | 0.12629 | . | . | .
1515 | Commercial, Existing, FoodStore, Base Water Heater, ECM-608, Heat Recovery Unit | 0.83237 | 1.0015 | 1.6496 | 0.0004065 | 0.0002038 | 0.0029695
1516 | Commercial, Existing, School, Base Water Heater, ECM-608, Heat Recovery Unit | 0.83238 | 0.76145 | 1.2542 | . | . | .
1517 | Commercial, Existing, College, Base Water Heater, ECM-608, Heat Recovery Unit | 0.83239 | 0.35438 | 0.58369 | . | . | .
1518 | Commercial, Existing, Hospital, Base Water Heater, ECM-608, Heat Recovery Unit | 0.8324 | 2.0996 | 3.4581 | 0.0030715 | 0.0026667 | 0.02219
1519 | Commercial, Existing, Other Health, Base Water Heater, ECM-608, Heat Recovery Unit | 0.83224 | 11.6748 | 19.2326 | 0.000829 | 0.00071974 | 0.042397
1520 | Commercial, Existing, Warehouse, Base Water Heater, ECM-608, Heat Recovery Unit | 0.83242 | 0.008642 | 0.014233 | . | . | .
1521 | Commercial, Existing, Hotel, Base Water Heater, ECM-608, Heat Recovery Unit | 0.83239 | 4.7032 | 7.7466 | 0.082793 | 0.061492 | 0.59252
1522 | Commercial, Existing, Other, Base Water Heater, ECM-608, Heat Recovery Unit | 0.83236 | 0.24804 | 0.40856 | . | . | .
1523 | Commercial, Existing, Office, Base Water Heater, ECM-609, Heat Trap | 0.83242 | 52.3449 | 86.2134 | . | . | .
1524 | Commercial, Existing, Restaurant, Base Water Heater, ECM-609, Heat Trap | 0.83239 | 83.7812 | 137.9939 | . | . | .
1525 | Commercial, Existing, Retail, Base Water Heater, ECM-609, Heat Trap | 0.8324 | 50.5695 | 83.2906 | . | . | .
1526 | Commercial, Existing, FoodStore, Base Water Heater, ECM-609, Heat Trap | 0.83237 | 49.9937 | 82.345 | . | . | .
1527 | Commercial, Existing, School, Base Water Heater, ECM-609, Heat Trap | 0.83238 | 140.1041 | 230.7654 | . | . | .
1528 | Commercial, Existing, College, Base Water Heater, ECM-609, Heat Trap | 0.83239 | 110.6543 | 182.2552 | . | . | .
1529 | Commercial, Existing, Hospital, Base Water Heater, ECM-609, Heat Trap | 0.8324 | 509.1355 | 838.5722 | . | . | .
1530 | Commercial, Existing, Other Health, Base Water Heater, ECM-609, Heat Trap | 0.83224 | 106.8462 | 176.0149 | . | . | .
1531 | Commercial, Existing, Warehouse, Base Water Heater, ECM-609, Heat Trap | 0.83242 | 13.4508 | 22.1536 | . | . | .
1532 | Commercial, Existing, Hotel, Base Water Heater, ECM-609, Heat Trap | 0.83239 | 93.934 | 154.7155 | . | . | .
1533 | Commercial, Existing, Other, Base Water Heater, ECM-609, Heat Trap | 0.83236 | 68.8812 | 113.4566 | . | . | .
1534 | Commercial, Existing, Office, Base Water Heater, ECM-610, Hot Water Pipe Insulation | 0.83242 | 0.069693 | 0.098057 | . | . | .
1535 | Commercial, Existing, Restaurant, Base Water Heater, ECM-610, Hot Water Pipe Insulation | 0.83239 | 0.14439 | 0.20316 | . | . | .
1536 | Commercial, Existing, Retail, Base Water Heater, ECM-610, Hot Water Pipe Insulation | 0.8324 | 0.1195 | 0.16813 | . | . | .
1537 | Commercial, Existing, FoodStore, Base Water Heater, ECM-610, Hot Water Pipe Insulation | 0.83237 | 0.064887 | 0.091299 | . | . | .
1538 | Commercial, Existing, School, Base Water Heater, ECM-610, Hot Water Pipe Insulation | 0.83238 | 0.23538 | 0.33119 | . | . | .
1539 | Commercial, Existing, College, Base Water Heater, ECM-610, Hot Water Pipe Insulation | 0.83239 | 0.1859 | 0.26157 | . | . | .
1540 | Commercial, Existing, Hospital, Base Water Heater, ECM-610, Hot Water Pipe Insulation | 0.8324 | 1.0006 | 1.4078 | 9.361e-05 | 8.127e-05 | 0.00067627
1541 | Commercial, Existing, Other Health, Base Water Heater, ECM-610, Hot Water Pipe Insulation | 0.83224 | 0.20998 | 0.2955 | . | . | .
1542 | Commercial, Existing, Warehouse, Base Water Heater, ECM-610, Hot Water Pipe Insulation | 0.83242 | 0.031785 | 0.04472 | . | . | .
1543 | Commercial, Existing, Hotel, Base Water Heater, ECM-610, Hot Water Pipe Insulation | 0.83239 | 0.18461 | 0.25974 | . | . | .
1544 | Commercial, Existing, Other, Base Water Heater, ECM-610, Hot Water Pipe Insulation | 0.83236 | 0.09171 | 0.12904 | . | . | .
1545 | Commercial, Existing, Office, Base Water Heater, ECM-611, Faucet Aerator (0.5 gpm) | 0.83242 | 2.8576 | 4.7066 | 0.11779 | 0.089378 | 0.7609
1546 | Commercial, Existing, Restaurant, Base Water Heater, ECM-611, Faucet Aerator (0.5 gpm) | 0.83239 | 2.4123 | 3.9732 | 0.080754 | 0.028871 | 0.49971
1547 | Commercial, Existing, Retail, Base Water Heater, ECM-611, Faucet Aerator (0.5 gpm) | 0.8324 | 3.313 | 5.4568 | 0.048882 | 0.020318 | 0.29151
1548 | Commercial, Existing, FoodStore, Base Water Heater, ECM-611, Faucet Aerator (0.5 gpm) | 0.83237 | 13.5524 | 22.3223 | 3.917e-05 | 1.964e-05 | 0.00028611
1549 | Commercial, Existing, School, Base Water Heater, ECM-611, Faucet Aerator (0.5 gpm) | 0.83238 | 0.90935 | 1.4978 | . | . | .
1550 | Commercial, Existing, College, Base Water Heater, ECM-611, Faucet Aerator (0.5 gpm) | 0.83239 | 0.42321 | 0.69706 | . | . | .
1551 | Commercial, Existing, Hospital, Base Water Heater, ECM-611, Faucet Aerator (0.5 gpm) | 0.8324 | 0.11119 | 0.18313 | . | . | .
1552 | Commercial, Existing, Other Health, Base Water Heater, ECM-611, Faucet Aerator (0.5 gpm) | 0.83224 | 0.1909 | 0.31449 | . | . | .
1553 | Commercial, Existing, Warehouse, Base Water Heater, ECM-611, Faucet Aerator (0.5 gpm) | 0.83242 | 0.1259 | 0.20736 | . | . | .
1554 | Commercial, Existing, Hotel, Base Water Heater, ECM-611, Faucet Aerator (0.5 gpm) | 0.83239 | 0.03526 | 0.058075 | . | . | .
1555 | Commercial, Existing, Other, Base Water Heater, ECM-611, Faucet Aerator (0.5 gpm) | 0.83236 | 3.6355 | 5.9882 | 0.064828 | 0.0045217 | 0.42138
1556 | Commercial, Existing, Office, Base Desktop PC, ECM-701, PC Manual Power Management Enabling | 0.83237 | 2.4309 | 5.0694 | . | . | .
1557 | Commercial, Existing, Restaurant, Base Desktop PC, ECM-701, PC Manual Power Management Enabling | 0.83235 | 2.4308 | 5.0694 | . | . | .
1558 | Commercial, Existing, Retail, Base Desktop PC, ECM-701, PC Manual Power Management Enabling | 0.83237 | 2.4308 | 5.0694 | . | . | .
1559 | Commercial, Existing, FoodStore, Base Desktop PC, ECM-701, PC Manual Power Management Enabling | 0.83235 | 2.4308 | 5.0694 | . | . | .
1560 | Commercial, Existing, School, Base Desktop PC, ECM-701, PC Manual Power Management Enabling | 0.83236 | 2.4308 | 5.0694 | . | . | .
1561 | Commercial, Existing, College, Base Desktop PC, ECM-701, PC Manual Power Management Enabling | 0.83236 | 2.4308 | 5.0694 | . | . | .
1562 | Commercial, Existing, Hospital, Base Desktop PC, ECM-701, PC Manual Power Management Enabling | 0.83236 | 2.4308 | 5.0694 | . | . | .
1563 | Commercial, Existing, Other Health, Base Desktop PC, ECM-701, PC Manual Power Management Enabling | 0.8329 | 2.4323 | 5.0692 | . | . | .
1564 | Commercial, Existing, Warehouse, Base Desktop PC, ECM-701, PC Manual Power Management Enabling | 0.83236 | 2.4308 | 5.0694 | . | . | .
1565 | Commercial, Existing, Hotel, Base Desktop PC, ECM-701, PC Manual Power Management Enabling | 0.83236 | 2.4308 | 5.0694 | . | . | .
1566 | Commercial, Existing, Other, Base Desktop PC, ECM-701, PC Manual Power Management Enabling | 0.83273 | 2.4319 | 5.0694 | . | . | .
1567 | Commercial, Existing, Office, Base Desktop PC, ECM-702, PC Network Power Management Enabling | 0.83237 | 9.0168 | 18.804 | . | . | .
1568 | Commercial, Existing, Restaurant, Base Desktop PC, ECM-702, PC Network Power Management Enabling | 0.83235 | 9.0165 | 18.8039 | . | . | .
1569 | Commercial, Existing, Retail, Base Desktop PC, ECM-702, PC Network Power Management Enabling | 0.83237 | 9.0167 | 18.8038 | . | . | .
1570 | Commercial, Existing, FoodStore, Base Desktop PC, ECM-702, PC Network Power Management Enabling | 0.83235 | 9.0166 | 18.804 | . | . | .
1571 | Commercial, Existing, School, Base Desktop PC, ECM-702, PC Network Power Management Enabling | 0.83236 | 9.0168 | 18.8043 | . | . | .
1572 | Commercial, Existing, College, Base Desktop PC, ECM-702, PC Network Power Management Enabling | 0.83236 | 9.0166 | 18.8039 | . | . | .
1573 | Commercial, Existing, Hospital, Base Desktop PC, ECM-702, PC Network Power Management Enabling | 0.83236 | 9.0168 | 18.8041 | . | . | .
1574 | Commercial, Existing, Other Health, Base Desktop PC, ECM-702, PC Network Power Management Enabling | 0.8329 | 9.021 | 18.8009 | . | . | .
1575 | Commercial, Existing, Warehouse, Base Desktop PC, ECM-702, PC Network Power Management Enabling | 0.83236 | 9.0167 | 18.8039 | . | . | .
1576 | Commercial, Existing, Hotel, Base Desktop PC, ECM-702, PC Network Power Management Enabling | 0.83236 | 9.0167 | 18.804 | . | . | .
1577 | Commercial, Existing, Other, Base Desktop PC, ECM-702, PC Network Power Management Enabling | 0.83273 | 9.0207 | 18.8041 | . | . | .
1578 | Commercial, Existing, Office, Base Monitor CRT, ECM-711, Energy Star or Better Monitor | 0.83241 | 99999 | 99999 | . | . | .
1579 | Commercial, Existing, Restaurant, Base Monitor CRT, ECM-711, Energy Star or Better Monitor | 0.83239 | 99999 | 99999 | . | . | .
1580 | Commercial, Existing, Retail, Base Monitor CRT, ECM-711, Energy Star or Better Monitor | 0.83241 | 99999 | 99999 | . | . | .
1581 | Commercial, Existing, FoodStore, Base Monitor CRT, ECM-711, Energy Star or Better Monitor | 0.83239 | 99999 | 99999 | . | . | .
1582 | Commercial, Existing, School, Base Monitor CRT, ECM-711, Energy Star or Better Monitor | 0.83239 | 99999 | 99999 | . | . | .
1583 | Commercial, Existing, College, Base Monitor CRT, ECM-711, Energy Star or Better Monitor | 0.8324 | 99999 | 99999 | . | . | .
1584 | Commercial, Existing, Hospital, Base Monitor CRT, ECM-711, Energy Star or Better Monitor | 0.8324 | 99999 | 99999 | . | . | .
1585 | Commercial, Existing, Other Health, Base Monitor CRT, ECM-711, Energy Star or Better Monitor | 0.83305 | 99999 | 99999 | . | . | .
1586 | Commercial, Existing, Warehouse, Base Monitor CRT, ECM-711, Energy Star or Better Monitor | 0.8324 | 99999 | 99999 | . | . | .
1587 | Commercial, Existing, Hotel, Base Monitor CRT, ECM-711, Energy Star or Better Monitor | 0.8324 | 99999 | 99999 | . | . | .
1588 | Commercial, Existing, Other, Base Monitor CRT, ECM-711, Energy Star or Better Monitor | 0.83276 | 99999 | 99999 | . | . | .
1589 | Commercial, Existing, Office, Base Monitor CRT, ECM-712, Monitor Power Management Enabling | 0.83237 | 4.1853 | 8.7281 | . | . | .
1590 | Commercial, Existing, Restaurant, Base Monitor CRT, ECM-712, Monitor Power Management Enabling | 0.83235 | 4.1851 | 8.7281 | . | . | .
1591 | Commercial, Existing, Retail, Base Monitor CRT, ECM-712, Monitor Power Management Enabling | 0.83237 | 4.1852 | 8.728 | . | . | .
1592 | Commercial, Existing, FoodStore, Base Monitor CRT, ECM-712, Monitor Power Management Enabling | 0.83235 | 4.1852 | 8.7281 | . | . | .
1593 | Commercial, Existing, School, Base Monitor CRT, ECM-712, Monitor Power Management Enabling | 0.83236 | 4.1853 | 8.7283 | . | . | .
1594 | Commercial, Existing, College, Base Monitor CRT, ECM-712, Monitor Power Management Enabling | 0.83236 | 4.1852 | 8.7281 | . | . | .
1595 | Commercial, Existing, Hospital, Base Monitor CRT, ECM-712, Monitor Power Management Enabling | 0.83236 | 4.1853 | 8.7282 | . | . | .
1596 | Commercial, Existing, Other Health, Base Monitor CRT, ECM-712, Monitor Power Management Enabling | 0.8329 | 4.1871 | 8.7264 | . | . | .
1597 | Commercial, Existing, Warehouse, Base Monitor CRT, ECM-712, Monitor Power Management Enabling | 0.83236 | 4.1852 | 8.7281 | . | . | .
1598 | Commercial, Existing, Hotel, Base Monitor CRT, ECM-712, Monitor Power Management Enabling | 0.83236 | 4.1852 | 8.7281 | . | . | .
1599 | Commercial, Existing, Other, Base Monitor CRT, ECM-712, Monitor Power Management Enabling | 0.83273 | 4.1871 | 8.7282 | . | . | .
1600 | Commercial, Existing, Office, Base Monitor LCD, ECM-721, Energy Star or Better Monitor | 0.83241 | 99999 | 99999 | . | . | .
1601 | Commercial, Existing, Restaurant, Base Monitor LCD, ECM-721, Energy Star or Better Monitor | 0.83239 | 99999 | 99999 | . | . | .
1602 | Commercial, Existing, Retail, Base Monitor LCD, ECM-721, Energy Star or Better Monitor | 0.83241 | 99999 | 99999 | . | . | .
1603 | Commercial, Existing, FoodStore, Base Monitor LCD, ECM-721, Energy Star or Better Monitor | 0.83239 | 99999 | 99999 | . | . | .
1604 | Commercial, Existing, School, Base Monitor LCD, ECM-721, Energy Star or Better Monitor | 0.83239 | 99999 | 99999 | . | . | .
1605 | Commercial, Existing, College, Base Monitor LCD, ECM-721, Energy Star or Better Monitor | 0.8324 | 99999 | 99999 | . | . | .
1606 | Commercial, Existing, Hospital, Base Monitor LCD, ECM-721, Energy Star or Better Monitor | 0.8324 | 99999 | 99999 | . | . | .
1607 | Commercial, Existing, Other Health, Base Monitor LCD, ECM-721, Energy Star or Better Monitor | 0.83305 | 99999 | 99999 | . | . | .
1608 | Commercial, Existing, Warehouse, Base Monitor LCD, ECM-721, Energy Star or Better Monitor | 0.8324 | 99999 | 99999 | . | . | .
1609 | Commercial, Existing, Hotel, Base Monitor LCD, ECM-721, Energy Star or Better Monitor | 0.8324 | 99999 | 99999 | . | . | .
1610 | Commercial, Existing, Other, Base Monitor LCD, ECM-721, Energy Star or Better Monitor | 0.83276 | 99999 | 99999 | . | . | .
1611 | Commercial, Existing, Office, Base Monitor LCD, ECM-722, Monitor Power Management Enabling | 0.83237 | 0.13995 | 0.29186 | . | . | .
1612 | Commercial, Existing, Restaurant, Base Monitor LCD, ECM-722, Monitor Power Management Enabling | 0.83235 | 0.13995 | 0.29186 | . | . | .
1613 | Commercial, Existing, Retail, Base Monitor LCD, ECM-722, Monitor Power Management Enabling | 0.83237 | 0.13995 | 0.29186 | . | . | .
1614 | Commercial, Existing, FoodStore, Base Monitor LCD, ECM-722, Monitor Power Management Enabling | 0.83235 | 0.13995 | 0.29186 | . | . | .
1615 | Commercial, Existing, School, Base Monitor LCD, ECM-722, Monitor Power Management Enabling | 0.83236 | 0.13995 | 0.29186 | . | . | .
1616 | Commercial, Existing, College, Base Monitor LCD, ECM-722, Monitor Power Management Enabling | 0.83236 | 0.13995 | 0.29186 | . | . | .
1617 | Commercial, Existing, Hospital, Base Monitor LCD, ECM-722, Monitor Power Management Enabling | 0.83236 | 0.13995 | 0.29186 | . | . | .
1618 | Commercial, Existing, Other Health, Base Monitor LCD, ECM-722, Monitor Power Management Enabling | 0.8329 | 0.14002 | 0.29181 | . | . | .
1619 | Commercial, Existing, Warehouse, Base Monitor LCD, ECM-722, Monitor Power Management Enabling | 0.83236 | 0.13995 | 0.29186 | . | . | .
1620 | Commercial, Existing, Hotel, Base Monitor LCD, ECM-722, Monitor Power Management Enabling | 0.83236 | 0.13995 | 0.29186 | . | . | .
1621 | Commercial, Existing, Other, Base Monitor LCD, ECM-722, Monitor Power Management Enabling | 0.83273 | 0.14001 | 0.29186 | . | . | .
1622 | Commercial, Existing, Office, Base Copier, ECM-731, Energy Star or Better Copier | 0.83241 | 99999 | 99999 | . | . | .
1623 | Commercial, Existing, Restaurant, Base Copier, ECM-731, Energy Star or Better Copier | 0.83239 | 99999 | 99999 | . | . | .
1624 | Commercial, Existing, Retail, Base Copier, ECM-731, Energy Star or Better Copier | 0.83241 | 99999 | 99999 | . | . | .
1625 | Commercial, Existing, FoodStore, Base Copier, ECM-731, Energy Star or Better Copier | 0.83239 | 99999 | 99999 | . | . | .
1626 | Commercial, Existing, School, Base Copier, ECM-731, Energy Star or Better Copier | 0.83239 | 99999 | 99999 | . | . | .
1627 | Commercial, Existing, College, Base Copier, ECM-731, Energy Star or Better Copier | 0.8324 | 99999 | 99999 | . | . | .
1628 | Commercial, Existing, Hospital, Base Copier, ECM-731, Energy Star or Better Copier | 0.8324 | 99999 | 99999 | . | . | .
1629 | Commercial, Existing, Other Health, Base Copier, ECM-731, Energy Star or Better Copier | 0.83305 | 99999 | 99999 | . | . | .
1630 | Commercial, Existing, Warehouse, Base Copier, ECM-731, Energy Star or Better Copier | 0.8324 | 99999 | 99999 | . | . | .
1631 | Commercial, Existing, Hotel, Base Copier, ECM-731, Energy Star or Better Copier | 0.8324 | 99999 | 99999 | . | . | .
1632 | Commercial, Existing, Other, Base Copier, ECM-731, Energy Star or Better Copier | 0.83276 | 99999 | 99999 | . | . | .
1633 | Commercial, Existing, Office, Base Copier, ECM-732, Copier Power Management Enabling | 0.83237 | 1.0366 | 1.9943 | 0.0022338 | 0.0043173 | 0.026511
1634 | Commercial, Existing, Restaurant, Base Copier, ECM-732, Copier Power Management Enabling | 0.83235 | 1.0366 | 1.9942 | 0.0002882 | 0.00029453 | 0.003164
1635 | Commercial, Existing, Retail, Base Copier, ECM-732, Copier Power Management Enabling | 0.83237 | 1.0366 | 1.9942 | 0.00054955 | 0.00070628 | 0.0056983
1636 | Commercial, Existing, FoodStore, Base Copier, ECM-732, Copier Power Management Enabling | 0.83235 | 1.0366 | 1.9943 | 4.37e-06 | 6.36e-06 | 5.22e-05
1637 | Commercial, Existing, School, Base Copier, ECM-732, Copier Power Management Enabling | 0.83236 | 1.0366 | 1.9943 | 4.123e-05 | 0.00012696 | 0.00071431
1638 | Commercial, Existing, College, Base Copier, ECM-732, Copier Power Management Enabling | 0.83236 | 1.0366 | 1.9943 | 9.372e-05 | 0.00012147 | 0.0010369
1639 | Commercial, Existing, Hospital, Base Copier, ECM-732, Copier Power Management Enabling | 0.83236 | 1.0366 | 1.9943 | 3.479e-05 | 7.445e-05 | 0.0004755
1640 | Commercial, Existing, Other Health, Base Copier, ECM-732, Copier Power Management Enabling | 0.8329 | 1.0371 | 1.994 | 0.00026701 | 0.0005714 | 0.00078436
1641 | Commercial, Existing, Warehouse, Base Copier, ECM-732, Copier Power Management Enabling | 0.83236 | 1.0366 | 1.9943 | 0.00083262 | 0.0011953 | 0.0094829
1642 | Commercial, Existing, Hotel, Base Copier, ECM-732, Copier Power Management Enabling | 0.83236 | 1.0366 | 1.9943 | 6.541e-05 | 0.00011137 | 0.00078408
1643 | Commercial, Existing, Other, Base Copier, ECM-732, Copier Power Management Enabling | 0.83273 | 1.0371 | 1.9943 | 0.00026014 | 0.003226 | 0.0036928
1644 | Commercial, Existing, Office, Base Printer, ECM-741, Printer Power Management Enabling | 0.83237 | 1.8374 | 3.6746 | . | . | .
1645 | Commercial, Existing, Restaurant, Base Printer, ECM-741, Printer Power Management Enabling | 0.83235 | 1.8374 | 3.6746 | . | . | .
1646 | Commercial, Existing, Retail, Base Printer, ECM-741, Printer Power Management Enabling | 0.83237 | 1.8374 | 3.6745 | . | . | .
1647 | Commercial, Existing, FoodStore, Base Printer, ECM-741, Printer Power Management Enabling | 0.83235 | 1.8374 | 3.6746 | . | . | .
1648 | Commercial, Existing, School, Base Printer, ECM-741, Printer Power Management Enabling | 0.83236 | 1.8374 | 3.6746 | . | . | .
1649 | Commercial, Existing, College, Base Printer, ECM-741, Printer Power Management Enabling | 0.83236 | 1.8374 | 3.6746 | . | . | .
1650 | Commercial, Existing, Hospital, Base Printer, ECM-741, Printer Power Management Enabling | 0.83236 | 1.8374 | 3.6746 | . | . | .
1651 | Commercial, Existing, Other Health, Base Printer, ECM-741, Printer Power Management Enabling | 0.8329 | 1.8383 | 3.6739 | . | . | .
1652 | Commercial, Existing, Warehouse, Base Printer, ECM-741, Printer Power Management Enabling | 0.83236 | 1.8374 | 3.6746 | . | . | .
1653 | Commercial, Existing, Hotel, Base Printer, ECM-741, Printer Power Management Enabling | 0.83236 | 1.8374 | 3.6746 | . | . | .
1654 | Commercial, Existing, Other, Base Printer, ECM-741, Printer Power Management Enabling | 0.83273 | 1.8382 | 3.6746 | . | . | .
1655 | Commercial, Existing, Office, Base Commercial Oven, ECM-801, Convection Oven | 0.83237 | 0.000125 | 0.000206 | . | . | .
1656 | Commercial, Existing, Restaurant, Base Commercial Oven, ECM-801, Convection Oven | 0.83236 | 0.000866 | 0.001426 | . | . | .
1657 | Commercial, Existing, Retail, Base Commercial Oven, ECM-801, Convection Oven | 0.83235 | 0.000221 | 0.000364 | . | . | .
1658 | Commercial, Existing, FoodStore, Base Commercial Oven, ECM-801, Convection Oven | 0.83234 | 0.001036 | 0.001707 | . | . | .
1659 | Commercial, Existing, School, Base Commercial Oven, ECM-801, Convection Oven | 0.83229 | 0.000293 | 0.000482 | . | . | .
1660 | Commercial, Existing, College, Base Commercial Oven, ECM-801, Convection Oven | 0.83239 | 0.000303 | 0.0005 | . | . | .
1661 | Commercial, Existing, Hospital, Base Commercial Oven, ECM-801, Convection Oven | 0.83239 | 0.001016 | 0.001674 | . | . | .
1662 | Commercial, Existing, Other Health, Base Commercial Oven, ECM-801, Convection Oven | 0.83232 | 0.000361 | 0.000595 | . | . | .
1663 | Commercial, Existing, Warehouse, Base Commercial Oven, ECM-801, Convection Oven | 0.83235 | 3.1e-05 | 5e-05 | . | . | .
1664 | Commercial, Existing, Hotel, Base Commercial Oven, ECM-801, Convection Oven | 0.83236 | 7.1e-05 | 0.000117 | . | . | .
1665 | Commercial, Existing, Other, Base Commercial Oven, ECM-801, Convection Oven | 0.83237 | 0.000138 | 0.000227 | . | . | .
1666 | Commercial, Existing, Office, Base Commercial Fryer, ECM-811, Efficient Fryer | 0.83237 | 0.0001 | 0.000164 | . | . | .
1667 | Commercial, Existing, Restaurant, Base Commercial Fryer, ECM-811, Efficient Fryer | 0.83236 | 0.000942 | 0.001552 | . | . | .
1668 | Commercial, Existing, Retail, Base Commercial Fryer, ECM-811, Efficient Fryer | 0.83235 | 0.000133 | 0.00022 | . | . | .
1669 | Commercial, Existing, FoodStore, Base Commercial Fryer, ECM-811, Efficient Fryer | 0.83234 | 0.000453 | 0.000746 | . | . | .
1670 | Commercial, Existing, School, Base Commercial Fryer, ECM-811, Efficient Fryer | 0.83229 | 0.00015 | 0.000246 | . | . | .
1671 | Commercial, Existing, College, Base Commercial Fryer, ECM-811, Efficient Fryer | 0.83239 | 0.0002 | 0.000329 | . | . | .
1672 | Commercial, Existing, Hospital, Base Commercial Fryer, ECM-811, Efficient Fryer | 0.83239 | 0.000402 | 0.000661 | . | . | .
1673 | Commercial, Existing, Other Health, Base Commercial Fryer, ECM-811, Efficient Fryer | 0.83232 | 0.000401 | 0.00066 | . | . | .
1674 | Commercial, Existing, Warehouse, Base Commercial Fryer, ECM-811, Efficient Fryer | 0.83235 | 1.5e-05 | 2.5e-05 | . | . | .
1675 | Commercial, Existing, Hotel, Base Commercial Fryer, ECM-811, Efficient Fryer | 0.83236 | 0.000102 | 0.000169 | . | . | .
1676 | Commercial, Existing, Other, Base Commercial Fryer, ECM-811, Efficient Fryer | . | 0 | 0 | . | . | .
1677 | Commercial, Existing, Office, Base Holding Cabinet, ECM-821, Efficient Holding Cabinet | 0.83237 | 0.000228 | 0.000356 | . | . | .
1678 | Commercial, Existing, Restaurant, Base Holding Cabinet, ECM-821, Efficient Holding Cabinet | 0.83236 | 0.002857 | 0.00445 | . | . | .
1679 | Commercial, Existing, Retail, Base Holding Cabinet, ECM-821, Efficient Holding Cabinet | 0.83235 | 0.000255 | 0.000397 | . | . | .
1680 | Commercial, Existing, FoodStore, Base Holding Cabinet, ECM-821, Efficient Holding Cabinet | 0.83234 | 0.002503 | 0.003899 | . | . | .
1681 | Commercial, Existing, School, Base Holding Cabinet, ECM-821, Efficient Holding Cabinet | 0.83229 | 0.000358 | 0.000557 | . | . | .
1682 | Commercial, Existing, College, Base Holding Cabinet, ECM-821, Efficient Holding Cabinet | 0.83239 | 0.000171 | 0.000266 | . | . | .
1683 | Commercial, Existing, Hospital, Base Holding Cabinet, ECM-821, Efficient Holding Cabinet | 0.83239 | 0.000655 | 0.00102 | . | . | .
1684 | Commercial, Existing, Other Health, Base Holding Cabinet, ECM-821, Efficient Holding Cabinet | 0.83232 | 0.001267 | 0.001974 | . | . | .
1685 | Commercial, Existing, Warehouse, Base Holding Cabinet, ECM-821, Efficient Holding Cabinet | 0.83235 | 0.000111 | 0.000173 | . | . | .
1686 | Commercial, Existing, Hotel, Base Holding Cabinet, ECM-821, Efficient Holding Cabinet | 0.83236 | 0.000138 | 0.000215 | . | . | .
1687 | Commercial, Existing, Other, Base Holding Cabinet, ECM-821, Efficient Holding Cabinet | 0.83237 | 0.000172 | 0.000268 | . | . | .
1688 | Commercial, Existing, Office, Base Griddle, ECM-831, Efficient Griddle | 0.83237 | 99999 | 99999 | . | . | .
1689 | Commercial, Existing, Restaurant, Base Griddle, ECM-831, Efficient Griddle | 0.83236 | 99999 | 99999 | . | . | .
1690 | Commercial, Existing, Retail, Base Griddle, ECM-831, Efficient Griddle | 0.83235 | 99999 | 99999 | . | . | .
1691 | Commercial, Existing, FoodStore, Base Griddle, ECM-831, Efficient Griddle | 0.83234 | 99999 | 99999 | . | . | .
1692 | Commercial, Existing, School, Base Griddle, ECM-831, Efficient Griddle | 0.83229 | 99999 | 99999 | . | . | .
1693 | Commercial, Existing, College, Base Griddle, ECM-831, Efficient Griddle | 0.83239 | 99999 | 99999 | . | . | .
1694 | Commercial, Existing, Hospital, Base Griddle, ECM-831, Efficient Griddle | 0.83239 | 99999 | 99999 | . | . | .
1695 | Commercial, Existing, Other Health, Base Griddle, ECM-831, Efficient Griddle | 0.83232 | 99999 | 99999 | . | . | .
1696 | Commercial, Existing, Warehouse, Base Griddle, ECM-831, Efficient Griddle | 0.83235 | 99999 | 99999 | . | . | .
1697 | Commercial, Existing, Hotel, Base Griddle, ECM-831, Efficient Griddle | 0.83236 | 99999 | 99999 | . | . | .
1698 | Commercial, Existing, Other, Base Griddle, ECM-831, Efficient Griddle | 0.83237 | 99999 | 99999 | . | . | .
1699 | Commercial, Existing, Office, Base Steamer, ECM-841, Efficient Steamer | 0.83237 | 0.000356 | 0.000586 | . | . | .
1700 | Commercial, Existing, Restaurant, Base Steamer, ECM-841, Efficient Steamer | 0.83236 | 0.002205 | 0.003632 | . | . | .
1701 | Commercial, Existing, Retail, Base Steamer, ECM-841, Efficient Steamer | 0.83235 | 0.000112 | 0.000184 | . | . | .
1702 | Commercial, Existing, FoodStore, Base Steamer, ECM-841, Efficient Steamer | 0.83234 | 0.002558 | 0.004213 | . | . | .
1703 | Commercial, Existing, School, Base Steamer, ECM-841, Efficient Steamer | 0.83229 | 0.000657 | 0.001082 | . | . | .
1704 | Commercial, Existing, College, Base Steamer, ECM-841, Efficient Steamer | 0.83239 | 9.4e-05 | 0.000155 | . | . | .
1705 | Commercial, Existing, Hospital, Base Steamer, ECM-841, Efficient Steamer | 0.83239 | 0.001802 | 0.002968 | . | . | .
1706 | Commercial, Existing, Other Health, Base Steamer, ECM-841, Efficient Steamer | 0.83232 | 0.000911 | 0.001501 | . | . | .
1707 | Commercial, Existing, Warehouse, Base Steamer, ECM-841, Efficient Steamer | 0.83235 | 3.5e-05 | 5.7e-05 | . | . | .
1708 | Commercial, Existing, Hotel, Base Steamer, ECM-841, Efficient Steamer | 0.83236 | 0.000275 | 0.000453 | . | . | .
1709 | Commercial, Existing, Other, Base Steamer, ECM-841, Efficient Steamer | . | 0 | 0 | . | . | .
1710 | Commercial, Existing, Office, Base Vending Machine, ECM-901, Vending Misers (cooled machines only) | 0.83232 | 2.6689 | 4.3962 | . | . | .
1711 | Commercial, Existing, Restaurant, Base Vending Machine, ECM-901, Vending Misers (cooled machines only) | 0.83233 | 2.6155 | 4.3083 | . | . | .
1712 | Commercial, Existing, Retail, Base Vending Machine, ECM-901, Vending Misers (cooled machines only) | 0.83234 | 2.7561 | 4.5397 | . | . | .
1713 | Commercial, Existing, FoodStore, Base Vending Machine, ECM-901, Vending Misers (cooled machines only) | 0.83234 | 2.6155 | 4.3083 | . | . | .
1714 | Commercial, Existing, School, Base Vending Machine, ECM-901, Vending Misers (cooled machines only) | 0.83233 | 2.9061 | 4.787 | . | . | .
1715 | Commercial, Existing, College, Base Vending Machine, ECM-901, Vending Misers (cooled machines only) | 0.83234 | 2.9061 | 4.7869 | . | . | .
1716 | Commercial, Existing, Hospital, Base Vending Machine, ECM-901, Vending Misers (cooled machines only) | 0.83234 | 2.6156 | 4.3083 | . | . | .
1717 | Commercial, Existing, Other Health, Base Vending Machine, ECM-901, Vending Misers (cooled machines only) | 0.83231 | 2.6155 | 4.3083 | . | . | .
1718 | Commercial, Existing, Warehouse, Base Vending Machine, ECM-901, Vending Misers (cooled machines only) | 0.83235 | 2.5975 | 4.2785 | . | . | .
1719 | Commercial, Existing, Hotel, Base Vending Machine, ECM-901, Vending Misers (cooled machines only) | 0.83238 | 3.2443 | 5.3437 | . | . | .
1720 | Commercial, Existing, Other, Base Vending Machine, ECM-901, Vending Misers (cooled machines only) | 0.83235 | 2.6156 | 4.3082 | . | . | .
Industrial
1721 | Industrial, Existing, SIC20 Food, Base Compressed Air, ECM-101, Compressed Air-O&M | 1.0345 | 5.2684 | 6.9821 | . | . | .
1722 | Industrial, Existing, SIC22-23Textiles, Base Compressed Air, ECM-101, Compressed Air-O&M | 1.0348 | 5.2696 | 6.9821 | . | . | .
1723 | Industrial, Existing, SIC24-25 Lumber, Base Compressed Air, ECM-101, Compressed Air-O&M | 1.0346 | 5.2688 | 6.9821 | . | . | .
1724 | Industrial, Existing, SIC26 Paper, Base Compressed Air, ECM-101, Compressed Air-O&M | 1.0345 | 5.2682 | 6.9821 | . | . | .
1725 | Industrial, Existing, SIC27 Printing, Base Compressed Air, ECM-101, Compressed Air-O&M | 1.0345 | 5.2684 | 6.9821 | . | . | .
1726 | Industrial, Existing, SIC28 Chemicals, Base Compressed Air, ECM-101, Compressed Air-O&M | 1.0344 | 5.268 | 6.9821 | . | . | .
1727 | Industrial, Existing, SIC29 Petroleum, Base Compressed Air, ECM-101, Compressed Air-O&M | 1.0344 | 5.2679 | 6.9821 | . | . | .
1728 | Industrial, Existing, SIC30 Rubber/Plastics, Base Compressed Air, ECM-101, Compressed Air-O&M | 1.0345 | 5.2684 | 6.9821 | . | . | .
1729 | Industrial, Existing, SIC32 Stone/Clay/Glass, Base Compressed Air, ECM-101, Compressed Air-O&M | 1.0345 | 5.2683 | 6.9821 | . | . | .
1730 | Industrial, Existing, SIC33 Primary Metals, Base Compressed Air, ECM-101, Compressed Air-O&M | 1.0346 | 5.2688 | 6.9821 | . | . | .
1731 | Industrial, Existing, SIC34 Fab Metals, Base Compressed Air, ECM-101, Compressed Air-O&M | 1.0345 | 5.2686 | 6.9821 | . | . | .
1732 | Industrial, Existing, SIC35 Ind Machinery, Base Compressed Air, ECM-101, Compressed Air-O&M | 1.0346 | 5.269 | 6.9821 | . | . | .
1733 | Industrial, Existing, SIC36 Electronics, Base Compressed Air, ECM-101, Compressed Air-O&M | 1.0345 | 5.2684 | 6.9821 | . | . | .
1734 | Industrial, Existing, SIC37 Transp Eqp, Base Compressed Air, ECM-101, Compressed Air-O&M | 1.0346 | 5.2686 | 6.9821 | . | . | .
1735 | Industrial, Existing, SIC38 Instruments, Base Compressed Air, ECM-101, Compressed Air-O&M | 1.0345 | 5.2683 | 6.9821 | . | . | .
1736 | Industrial, Existing, SIC39/21/31 Misc, Base Compressed Air, ECM-101, Compressed Air-O&M | 1.0345 | 5.2683 | 6.9821 | . | . | .
1737 | Industrial, Existing, SIC20 Food, Base Compressed Air, ECM-102, Compressed Air - Controls | 1.0345 | 1.7922 | 2.3752 | 0.016647 | 0.011661 | 0.10938
1738 | Industrial, Existing, SIC22-23Textiles, Base Compressed Air, ECM-102, Compressed Air - Controls | 1.0348 | 1.7927 | 2.3752 | 0.0001048 | 0.00017427 | 0.00048172
1739 | Industrial, Existing, SIC24-25 Lumber, Base Compressed Air, ECM-102, Compressed Air - Controls | 1.0346 | 1.7924 | 2.3752 | 0.00039045 | 0.00030164 | 0.0020666
1740 | Industrial, Existing, SIC26 Paper, Base Compressed Air, ECM-102, Compressed Air - Controls | 1.0345 | 1.7922 | 2.3752 | 0.0018921 | 0.0014629 | 0.015078
1741 | Industrial, Existing, SIC27 Printing, Base Compressed Air, ECM-102, Compressed Air - Controls | 1.0345 | 1.7922 | 2.3752 | 0.00083058 | 0.00049876 | 0.0055374
1742 | Industrial, Existing, SIC28 Chemicals, Base Compressed Air, ECM-102, Compressed Air - Controls | 1.0344 | 1.7921 | 2.3752 | 0.00083849 | 0.00060638 | 0.0085285
1743 | Industrial, Existing, SIC29 Petroleum, Base Compressed Air, ECM-102, Compressed Air - Controls | 1.0344 | 1.7921 | 2.3752 | 5.794e-05 | 6.878e-05 | 0.00075297
1744 | Industrial, Existing, SIC30 Rubber/Plastics, Base Compressed Air, ECM-102, Compressed Air - Controls | 1.0345 | 1.7922 | 2.3752 | 0.0003159 | 0.00028859 | 0.0022879
1745 | Industrial, Existing, SIC32 Stone/Clay/Glass, Base Compressed Air, ECM-102, Compressed Air - Controls | 1.0345 | 1.7922 | 2.3752 | 0.0071912 | 0.0056596 | 0.05645
1746 | Industrial, Existing, SIC33 Primary Metals, Base Compressed Air, ECM-102, Compressed Air - Controls | 1.0346 | 1.7923 | 2.3752 | 0.00048385 | 0.00045103 | 0.0027605
1747 | Industrial, Existing, SIC34 Fab Metals, Base Compressed Air, ECM-102, Compressed Air - Controls | 1.0345 | 1.7923 | 2.3752 | 0.0060711 | 0.0056347 | 0.038607
1748 | Industrial, Existing, SIC35 Ind Machinery, Base Compressed Air, ECM-102, Compressed Air - Controls | 1.0346 | 1.7924 | 2.3752 | 0.00096844 | 0.0004455 | 0.0038847
1749 | Industrial, Existing, SIC36 Electronics, Base Compressed Air, ECM-102, Compressed Air - Controls | 1.0345 | 1.7922 | 2.3752 | 0.0012347 | 0.000992 | 0.0088676
1750 | Industrial, Existing, SIC37 Transp Eqp, Base Compressed Air, ECM-102, Compressed Air - Controls | 1.0346 | 1.7923 | 2.3752 | 0.002605 | 0.0023618 | 0.016198
1751 | Industrial, Existing, SIC38 Instruments, Base Compressed Air, ECM-102, Compressed Air - Controls | 1.0345 | 1.7922 | 2.3752 | 0.0043611 | 0.0036717 | 0.032496
1752 | Industrial, Existing, SIC39/21/31 Misc, Base Compressed Air, ECM-102, Compressed Air - Controls | 1.0345 | 1.7922 | 2.3752 | 0.0027559 | 0.0023598 | 0.021975
1753 | Industrial, Existing, SIC20 Food, Base Compressed Air, ECM-103, Compressed Air - System Optimization | 1.0345 | 3.6531 | 4.8413 | . | . | .
1754 | Industrial, Existing, SIC22-23Textiles, Base Compressed Air, ECM-103, Compressed Air - System Optimization | 1.0348 | 3.654 | 4.8414 | . | . | .
1755 | Industrial, Existing, SIC24-25 Lumber, Base Compressed Air, ECM-103, Compressed Air - System Optimization | 1.0346 | 3.6534 | 4.8413 | . | . | .
1756 | Industrial, Existing, SIC26 Paper, Base Compressed Air, ECM-103, Compressed Air - System Optimization | 1.0345 | 3.653 | 4.8413 | . | . | .
1757 | Industrial, Existing, SIC27 Printing, Base Compressed Air, ECM-103, Compressed Air - System Optimization | 1.0345 | 3.6531 | 4.8413 | . | . | .
1758 | Industrial, Existing, SIC28 Chemicals, Base Compressed Air, ECM-103, Compressed Air - System Optimization | 1.0344 | 3.6528 | 4.8413 | . | . | .
1759 | Industrial, Existing, SIC29 Petroleum, Base Compressed Air, ECM-103, Compressed Air - System Optimization | 1.0344 | 3.6528 | 4.8413 | . | . | .
1760 | Industrial, Existing, SIC30 Rubber/Plastics, Base Compressed Air, ECM-103, Compressed Air - System Optimization | 1.0345 | 3.6531 | 4.8413 | . | . | .
1761 | Industrial, Existing, SIC32 Stone/Clay/Glass, Base Compressed Air, ECM-103, Compressed Air - System Optimization | 1.0345 | 3.653 | 4.8413 | . | . | .
1762 | Industrial, Existing, SIC33 Primary Metals, Base Compressed Air, ECM-103, Compressed Air - System Optimization | 1.0346 | 3.6533 | 4.8413 | . | . | .
1763 | Industrial, Existing, SIC34 Fab Metals, Base Compressed Air, ECM-103, Compressed Air - System Optimization | 1.0345 | 3.6532 | 4.8413 | . | . | .
1764 | Industrial, Existing, SIC35 Ind Machinery, Base Compressed Air, ECM-103, Compressed Air - System Optimization | 1.0346 | 3.6535 | 4.8414 | . | . | .
1765 | Industrial, Existing, SIC36 Electronics, Base Compressed Air, ECM-103, Compressed Air - System Optimization | 1.0345 | 3.6531 | 4.8413 | . | . | .
1766 | Industrial, Existing, SIC37 Transp Eqp, Base Compressed Air, ECM-103, Compressed Air - System Optimization | 1.0346 | 3.6532 | 4.8413 | . | . | .
1767 | Industrial, Existing, SIC38 Instruments, Base Compressed Air, ECM-103, Compressed Air - System Optimization | 1.0345 | 3.6531 | 4.8413 | . | . | .
1768 | Industrial, Existing, SIC39/21/31 Misc, Base Compressed Air, ECM-103, Compressed Air - System Optimization | 1.0345 | 3.653 | 4.8413 | . | . | .
1769 | Industrial, Existing, SIC20 Food, Base Compressed Air, ECM-104, Compressed Air- Sizing | 1.0345 | 6.6095 | 8.7593 | . | . | .
1770 | Industrial, Existing, SIC22-23Textiles, Base Compressed Air, ECM-104, Compressed Air- Sizing | 1.0348 | 6.611 | 8.7594 | . | . | .
1771 | Industrial, Existing, SIC24-25 Lumber, Base Compressed Air, ECM-104, Compressed Air- Sizing | 1.0346 | 6.6099 | 8.7594 | . | . | .
1772 | Industrial, Existing, SIC26 Paper, Base Compressed Air, ECM-104, Compressed Air- Sizing | 1.0345 | 6.6093 | 8.7593 | . | . | .
1773 | Industrial, Existing, SIC27 Printing, Base Compressed Air, ECM-104, Compressed Air- Sizing | 1.0345 | 6.6094 | 8.7593 | . | . | .
1774 | Industrial, Existing, SIC28 Chemicals, Base Compressed Air, ECM-104, Compressed Air- Sizing | 1.0344 | 6.609 | 8.7593 | . | . | .
1775 | Industrial, Existing, SIC29 Petroleum, Base Compressed Air, ECM-104, Compressed Air- Sizing | 1.0344 | 6.6089 | 8.7593 | . | . | .
1776 | Industrial, Existing, SIC30 Rubber/Plastics, Base Compressed Air, ECM-104, Compressed Air- Sizing | 1.0345 | 6.6095 | 8.7593 | . | . | .
1777 | Industrial, Existing, SIC32 Stone/Clay/Glass, Base Compressed Air, ECM-104, Compressed Air- Sizing | 1.0345 | 6.6093 | 8.7593 | . | . | .
1778 | Industrial, Existing, SIC33 Primary Metals, Base Compressed Air, ECM-104, Compressed Air- Sizing | 1.0346 | 6.6099 | 8.7594 | . | . | .
1779 | Industrial, Existing, SIC34 Fab Metals, Base Compressed Air, ECM-104, Compressed Air- Sizing | 1.0345 | 6.6097 | 8.7594 | . | . | .
1780 | Industrial, Existing, SIC35 Ind Machinery, Base Compressed Air, ECM-104, Compressed Air- Sizing | 1.0346 | 6.6102 | 8.7594 | . | . | .
1781 | Industrial, Existing, SIC36 Electronics, Base Compressed Air, ECM-104, Compressed Air- Sizing | 1.0345 | 6.6094 | 8.7593 | . | . | .
1782 | Industrial, Existing, SIC37 Transp Eqp, Base Compressed Air, ECM-104, Compressed Air- Sizing | 1.0346 | 6.6097 | 8.7594 | . | . | .
1783 | Industrial, Existing, SIC38 Instruments, Base Compressed Air, ECM-104, Compressed Air- Sizing | 1.0345 | 6.6094 | 8.7593 | . | . | .
1784 | Industrial, Existing, SIC39/21/31 Misc, Base Compressed Air, ECM-104, Compressed Air- Sizing | 1.0345 | 6.6093 | 8.7593 | . | . | .
1785 | Industrial, Existing, SIC20 Food, Base Compressed Air, ECM-105, Comp Air - Replace 1-5 HP motor | 1.0345 | 0.16256 | 0.19052 | . | . | .
1786 | Industrial, Existing, SIC22-23Textiles, Base Compressed Air, ECM-105, Comp Air - Replace 1-5 HP motor | 1.0348 | 0.1626 | 0.19052 | . | . | .
1787 | Industrial, Existing, SIC24-25 Lumber, Base Compressed Air, ECM-105, Comp Air - Replace 1-5 HP motor | 1.0346 | 0.16257 | 0.19052 | . | . | .
1788 | Industrial, Existing, SIC26 Paper, Base Compressed Air, ECM-105, Comp Air - Replace 1-5 HP motor | 1.0345 | 0.16256 | 0.19052 | . | . | .
1789 | Industrial, Existing, SIC27 Printing, Base Compressed Air, ECM-105, Comp Air - Replace 1-5 HP motor | 1.0345 | 0.16256 | 0.19052 | . | . | .
1790 | Industrial, Existing, SIC28 Chemicals, Base Compressed Air, ECM-105, Comp Air - Replace 1-5 HP motor | 1.0344 | 0.16255 | 0.19052 | . | . | .
1791 | Industrial, Existing, SIC29 Petroleum, Base Compressed Air, ECM-105, Comp Air - Replace 1-5 HP motor | 1.0344 | 0.16255 | 0.19052 | . | . | .
1792 | Industrial, Existing, SIC30 Rubber/Plastics, Base Compressed Air, ECM-105, Comp Air - Replace 1-5 HP motor | 1.0345 | 0.16256 | 0.19052 | . | . | .
1793 | Industrial, Existing, SIC32 Stone/Clay/Glass, Base Compressed Air, ECM-105, Comp Air - Replace 1-5 HP motor | 1.0345 | 0.16256 | 0.19052 | . | . | .
1794 | Industrial, Existing, SIC33 Primary Metals, Base Compressed Air, ECM-105, Comp Air - Replace 1-5 HP motor | 1.0346 | 0.16257 | 0.19052 | . | . | .
1795 | Industrial, Existing, SIC34 Fab Metals, Base Compressed Air, ECM-105, Comp Air - Replace 1-5 HP motor | 1.0345 | 0.16257 | 0.19052 | . | . | .
1796 | Industrial, Existing, SIC35 Ind Machinery, Base Compressed Air, ECM-105, Comp Air - Replace 1-5 HP motor | 1.0346 | 0.16258 | 0.19052 | . | . | .
1797 | Industrial, Existing, SIC36 Electronics, Base Compressed Air, ECM-105, Comp Air - Replace 1-5 HP motor | 1.0345 | 0.16256 | 0.19052 | . | . | .
1798 | Industrial, Existing, SIC37 Transp Eqp, Base Compressed Air, ECM-105, Comp Air - Replace 1-5 HP motor | 1.0346 | 0.16257 | 0.19052 | . | . | .
1799 | Industrial, Existing, SIC38 Instruments, Base Compressed Air, ECM-105, Comp Air - Replace 1-5 HP motor | 1.0345 | 0.16256 | 0.19052 | . | . | .
1800 | Industrial, Existing, SIC39/21/31 Misc, Base Compressed Air, ECM-105, Comp Air - Replace 1-5 HP motor | 1.0345 | 0.16256 | 0.19052 | . | . | .
1801 | Industrial, Existing, SIC20 Food, Base Compressed Air, ECM-106, Comp Air - ASD (1-5 hp) | 1.0344 | 0.24474 | 0.28689 | . | . | .
1802 | Industrial, Existing, SIC22-23Textiles, Base Compressed Air, ECM-106, Comp Air - ASD (1-5 hp) | 1.0345 | 0.24477 | 0.28687 | . | . | .
1803 | Industrial, Existing, SIC24-25 Lumber, Base Compressed Air, ECM-106, Comp Air - ASD (1-5 hp) | 1.0344 | 0.24474 | 0.28688 | . | . | .
1804 | Industrial, Existing, SIC26 Paper, Base Compressed Air, ECM-106, Comp Air - ASD (1-5 hp) | 1.0344 | 0.24475 | 0.28689 | . | . | .
1805 | Industrial, Existing, SIC27 Printing, Base Compressed Air, ECM-106, Comp Air - ASD (1-5 hp) | 1.0344 | 0.24474 | 0.28689 | . | . | .
1806 | Industrial, Existing, SIC28 Chemicals, Base Compressed Air, ECM-106, Comp Air - ASD (1-5 hp) | 1.0343 | 0.24475 | 0.2869 | . | . | .
1807 | Industrial, Existing, SIC29 Petroleum, Base Compressed Air, ECM-106, Comp Air - ASD (1-5 hp) | 1.0343 | 0.24476 | 0.28691 | . | . | .
1808 | Industrial, Existing, SIC30 Rubber/Plastics, Base Compressed Air, ECM-106, Comp Air - ASD (1-5 hp) | 1.0344 | 0.24475 | 0.28689 | . | . | .
1809 | Industrial, Existing, SIC32 Stone/Clay/Glass, Base Compressed Air, ECM-106, Comp Air - ASD (1-5 hp) | 1.0344 | 0.24475 | 0.28689 | . | . | .
1810 | Industrial, Existing, SIC33 Primary Metals, Base Compressed Air, ECM-106, Comp Air - ASD (1-5 hp) | 1.0344 | 0.24475 | 0.28688 | . | . | .
1811 | Industrial, Existing, SIC34 Fab Metals, Base Compressed Air, ECM-106, Comp Air - ASD (1-5 hp) | 1.0344 | 0.24475 | 0.28689 | . | . | .
1812 | Industrial, Existing, SIC35 Ind Machinery, Base Compressed Air, ECM-106, Comp Air - ASD (1-5 hp) | 1.0344 | 0.24473 | 0.28686 | . | . | .
1813 | Industrial, Existing, SIC36 Electronics, Base Compressed Air, ECM-106, Comp Air - ASD (1-5 hp) | 1.0344 | 0.24475 | 0.28689 | . | . | .
1814 | Industrial, Existing, SIC37 Transp Eqp, Base Compressed Air, ECM-106, Comp Air - ASD (1-5 hp) | 1.0344 | 0.24475 | 0.28688 | . | . | .
1815 | Industrial, Existing, SIC38 Instruments, Base Compressed Air, ECM-106, Comp Air - ASD (1-5 hp) | 1.0344 | 0.24475 | 0.28689 | . | . | .
1816 | Industrial, Existing, SIC39/21/31 Misc, Base Compressed Air, ECM-106, Comp Air - ASD (1-5 hp) | 1.0344 | 0.24475 | 0.28689 | . | . | .
1817 | Industrial, Existing, SIC20 Food, Base Compressed Air, ECM-107, Comp Air - Motor practices-1 (1-5 HP) | 1.0345 | 0.66883 | 0.78387 | . | . | .
1818 | Industrial, Existing, SIC22-23Textiles, Base Compressed Air, ECM-107, Comp Air - Motor practices-1 (1-5 HP) | 1.0348 | 0.66898 | 0.78387 | . | . | .
1819 | Industrial, Existing, SIC24-25 Lumber, Base Compressed Air, ECM-107, Comp Air - Motor practices-1 (1-5 HP) | 1.0346 | 0.66887 | 0.78387 | . | . | .
1820 | Industrial, Existing, SIC26 Paper, Base Compressed Air, ECM-107, Comp Air - Motor practices-1 (1-5 HP) | 1.0345 | 0.6688 | 0.78387 | . | . | .
1821 | Industrial, Existing, SIC27 Printing, Base Compressed Air, ECM-107, Comp Air - Motor practices-1 (1-5 HP) | 1.0345 | 0.66882 | 0.78387 | . | . | .
1822 | Industrial, Existing, SIC28 Chemicals, Base Compressed Air, ECM-107, Comp Air - Motor practices-1 (1-5 HP) | 1.0344 | 0.66877 | 0.78387 | . | . | .
1823 | Industrial, Existing, SIC29 Petroleum, Base Compressed Air, ECM-107, Comp Air - Motor practices-1 (1-5 HP) | 1.0344 | 0.66876 | 0.78387 | . | . | .
1824 | Industrial, Existing, SIC30 Rubber/Plastics, Base Compressed Air, ECM-107, Comp Air - Motor practices-1 (1-5 HP) | 1.0345 | 0.66882 | 0.78387 | . | . | .
1825 | Industrial, Existing, SIC32 Stone/Clay/Glass, Base Compressed Air, ECM-107, Comp Air - Motor practices-1 (1-5 HP) | 1.0345 | 0.6688 | 0.78387 | . | . | .
1826 | Industrial, Existing, SIC33 Primary Metals, Base Compressed Air, ECM-107, Comp Air - Motor practices-1 (1-5 HP) | 1.0346 | 0.66887 | 0.78387 | . | . | .
1827 | Industrial, Existing, SIC34 Fab Metals, Base Compressed Air, ECM-107, Comp Air - Motor practices-1 (1-5 HP) | 1.0345 | 0.66885 | 0.78387 | . | . | .
1828 | Industrial, Existing, SIC35 Ind Machinery, Base Compressed Air, ECM-107, Comp Air - Motor practices-1 (1-5 HP) | 1.0346 | 0.6689 | 0.78387 | . | . | .
1829 | Industrial, Existing, SIC36 Electronics, Base Compressed Air, ECM-107, Comp Air - Motor practices-1 (1-5 HP) | 1.0345 | 0.66882 | 0.78387 | . | . | .
1830 | Industrial, Existing, SIC37 Transp Eqp, Base Compressed Air, ECM-107, Comp Air - Motor practices-1 (1-5 HP) | 1.0346 | 0.66885 | 0.78387 | . | . | .
1831 | Industrial, Existing, SIC38 Instruments, Base Compressed Air, ECM-107, Comp Air - Motor practices-1 (1-5 HP) | 1.0345 | 0.66882 | 0.78387 | . | . | .
1832 | Industrial, Existing, SIC39/21/31 Misc, Base Compressed Air, ECM-107, Comp Air - Motor practices-1 (1-5 HP) | 1.0345 | 0.66881 | 0.78387 | . | . | .
1833 | Industrial, Existing, SIC20 Food, Base Compressed Air, ECM-108, Comp Air - Replace 6-100 HP motor | 1.0345 | 0.25362 | 0.33611 | . | . | .
1834 | Industrial, Existing, SIC22-23Textiles, Base Compressed Air, ECM-108, Comp Air - Replace 6-100 HP motor | 1.0348 | 0.25367 | 0.33611 | . | . | .
1835 | Industrial, Existing, SIC24-25 Lumber, Base Compressed Air, ECM-108, Comp Air - Replace 6-100 HP motor | 1.0346 | 0.25363 | 0.33611 | . | . | .
1836 | Industrial, Existing, SIC26 Paper, Base Compressed Air, ECM-108, Comp Air - Replace 6-100 HP motor | 1.0345 | 0.25361 | 0.33611 | . | . | .
1837 | Industrial, Existing, SIC27 Printing, Base Compressed Air, ECM-108, Comp Air - Replace 6-100 HP motor | 1.0345 | 0.25361 | 0.33611 | . | . | .
1838 | Industrial, Existing, SIC28 Chemicals, Base Compressed Air, ECM-108, Comp Air - Replace 6-100 HP motor | 1.0344 | 0.2536 | 0.33611 | . | . | .
1839 | Industrial, Existing, SIC29 Petroleum, Base Compressed Air, ECM-108, Comp Air - Replace 6-100 HP motor | 1.0344 | 0.25359 | 0.33611 | . | . | .
1840 | Industrial, Existing, SIC30 Rubber/Plastics, Base Compressed Air, ECM-108, Comp Air - Replace 6-100 HP motor | 1.0345 | 0.25361 | 0.33611 | . | . | .
1841 | Industrial, Existing, SIC32 Stone/Clay/Glass, Base Compressed Air, ECM-108, Comp Air - Replace 6-100 HP motor | 1.0345 | 0.25361 | 0.33611 | . | . | .
1842 | Industrial, Existing, SIC33 Primary Metals, Base Compressed Air, ECM-108, Comp Air - Replace 6-100 HP motor | 1.0346 | 0.25363 | 0.33611 | . | . | .
1843 | Industrial, Existing, SIC34 Fab Metals, Base Compressed Air, ECM-108, Comp Air - Replace 6-100 HP motor | 1.0345 | 0.25362 | 0.33611 | . | . | .
1844 | Industrial, Existing, SIC35 Ind Machinery, Base Compressed Air, ECM-108, Comp Air - Replace 6-100 HP motor | 1.0346 | 0.25365 | 0.33611 | . | . | .
1845 | Industrial, Existing, SIC36 Electronics, Base Compressed Air, ECM-108, Comp Air - Replace 6-100 HP motor | 1.0345 | 0.25361 | 0.33611 | . | . | .
1846 | Industrial, Existing, SIC37 Transp Eqp, Base Compressed Air, ECM-108, Comp Air - Replace 6-100 HP motor | 1.0346 | 0.25362 | 0.33611 | . | . | .
1847 | Industrial, Existing, SIC38 Instruments, Base Compressed Air, ECM-108, Comp Air - Replace 6-100 HP motor | 1.0345 | 0.25361 | 0.33611 | . | . | .
1848 | Industrial, Existing, SIC39/21/31 Misc, Base Compressed Air, ECM-108, Comp Air - Replace 6-100 HP motor | 1.0345 | 0.25361 | 0.33611 | . | . | .
1849 | Industrial, Existing, SIC20 Food, Base Compressed Air, ECM-109, Comp Air - ASD (6-100 hp) | 1.0344 | 8.0045 | 10.6097 | . | . | .
1850 | Industrial, Existing, SIC22-23Textiles, Base Compressed Air, ECM-109, Comp Air - ASD (6-100 hp) | 1.0345 | 8.0054 | 10.6091 | . | . | .
1851 | Industrial, Existing, SIC24-25 Lumber, Base Compressed Air, ECM-109, Comp Air - ASD (6-100 hp) | 1.0344 | 8.0045 | 10.6094 | . | . | .
1852 | Industrial, Existing, SIC26 Paper, Base Compressed Air, ECM-109, Comp Air - ASD (6-100 hp) | 1.0344 | 8.0047 | 10.61 | . | . | .
1853 | Industrial, Existing, SIC27 Printing, Base Compressed Air, ECM-109, Comp Air - ASD (6-100 hp) | 1.0344 | 8.0045 | 10.6097 | . | . | .
1854 | Industrial, Existing, SIC28 Chemicals, Base Compressed Air, ECM-109, Comp Air - ASD (6-100 hp) | 1.0343 | 8.0047 | 10.6102 | . | . | .
1855 | Industrial, Existing, SIC29 Petroleum, Base Compressed Air, ECM-109, Comp Air - ASD (6-100 hp) | 1.0343 | 8.005 | 10.6104 | . | . | .
1856 | Industrial, Existing, SIC30 Rubber/Plastics, Base Compressed Air, ECM-109, Comp Air - ASD (6-100 hp) | 1.0344 | 8.0047 | 10.6098 | . | . | .
1857 | Industrial, Existing, SIC32 Stone/Clay/Glass, Base Compressed Air, ECM-109, Comp Air - ASD (6-100 hp) | 1.0344 | 8.0047 | 10.6099 | . | . | .
1858 | Industrial, Existing, SIC33 Primary Metals, Base Compressed Air, ECM-109, Comp Air - ASD (6-100 hp) | 1.0344 | 8.0047 | 10.6095 | . | . | .
1859 | Industrial, Existing, SIC34 Fab Metals, Base Compressed Air, ECM-109, Comp Air - ASD (6-100 hp) | 1.0344 | 8.0047 | 10.6097 | . | . | .
1860 | Industrial, Existing, SIC35 Ind Machinery, Base Compressed Air, ECM-109, Comp Air - ASD (6-100 hp) | 1.0344 | 8.0039 | 10.6088 | . | . | .
1861 | Industrial, Existing, SIC36 Electronics, Base Compressed Air, ECM-109, Comp Air - ASD (6-100 hp) | 1.0344 | 8.0046 | 10.6098 | . | . | .
1862 | Industrial, Existing, SIC37 Transp Eqp, Base Compressed Air, ECM-109, Comp Air - ASD (6-100 hp) | 1.0344 | 8.0047 | 10.6096 | . | . | .
1863 | Industrial, Existing, SIC38 Instruments, Base Compressed Air, ECM-109, Comp Air - ASD (6-100 hp) | 1.0344 | 8.0047 | 10.6099 | . | . | .
1864 | Industrial, Existing, SIC39/21/31 Misc, Base Compressed Air, ECM-109, Comp Air - ASD (6-100 hp) | 1.0344 | 8.0047 | 10.61 | . | . | .
1865 | Industrial, Existing, SIC20 Food, Base Compressed Air, ECM-110, Comp Air - Motor practices-1 (6-100 HP) | 1.0345 | 0.99279 | 1.3157 | . | . | .
1866 | Industrial, Existing, SIC22-23Textiles, Base Compressed Air, ECM-110, Comp Air - Motor practices-1 (6-100 HP) | 1.0348 | 0.99302 | 1.3157 | . | . | .
1867 | Industrial, Existing, SIC24-25 Lumber, Base Compressed Air, ECM-110, Comp Air - Motor practices-1 (6-100 HP) | 1.0346 | 0.99286 | 1.3157 | . | . | .
1868 | Industrial, Existing, SIC26 Paper, Base Compressed Air, ECM-110, Comp Air - Motor practices-1 (6-100 HP) | 1.0345 | 0.99276 | 1.3157 | . | . | .
1869 | Industrial, Existing, SIC27 Printing, Base Compressed Air, ECM-110, Comp Air - Motor practices-1 (6-100 HP) | 1.0345 | 0.99278 | 1.3157 | . | . | .
1870 | Industrial, Existing, SIC28 Chemicals, Base Compressed Air, ECM-110, Comp Air - Motor practices-1 (6-100 HP) | 1.0344 | 0.99271 | 1.3157 | . | . | .
1871 | Industrial, Existing, SIC29 Petroleum, Base Compressed Air, ECM-110, Comp Air - Motor practices-1 (6-100 HP) | 1.0344 | 0.9927 | 1.3157 | . | . | .
1872 | Industrial, Existing, SIC30 Rubber/Plastics, Base Compressed Air, ECM-110, Comp Air - Motor practices-1 (6-100 HP) | 1.0345 | 0.99279 | 1.3157 | . | . | .
1873 | Industrial, Existing, SIC32 Stone/Clay/Glass, Base Compressed Air, ECM-110, Comp Air - Motor practices-1 (6-100 HP) | 1.0345 | 0.99276 | 1.3157 | . | . | .
1874 | Industrial, Existing, SIC33 Primary Metals, Base Compressed Air, ECM-110, Comp Air - Motor practices-1 (6-100 HP) | 1.0346 | 0.99285 | 1.3157 | . | . | .
1875 | Industrial, Existing, SIC34 Fab Metals, Base Compressed Air, ECM-110, Comp Air - Motor practices-1 (6-100 HP) | 1.0345 | 0.99282 | 1.3157 | . | . | .
1876 | Industrial, Existing, SIC35 Ind Machinery, Base Compressed Air, ECM-110, Comp Air - Motor practices-1 (6-100 HP) | 1.0346 | 0.99291 | 1.3157 | . | . | .
1877 | Industrial, Existing, SIC36 Electronics, Base Compressed Air, ECM-110, Comp Air - Motor practices-1 (6-100 HP) | 1.0345 | 0.99278 | 1.3157 | . | . | .
1878 | Industrial, Existing, SIC37 Transp Eqp, Base Compressed Air, ECM-110, Comp Air - Motor practices-1 (6-100 HP) | 1.0346 | 0.99283 | 1.3157 | . | . | .
1879 | Industrial, Existing, SIC38 Instruments, Base Compressed Air, ECM-110, Comp Air - Motor practices-1 (6-100 HP) | 1.0345 | 0.99278 | 1.3157 | . | . | .
1880 | Industrial, Existing, SIC39/21/31 Misc, Base Compressed Air, ECM-110, Comp Air - Motor practices-1 (6-100 HP) | 1.0345 | 0.99276 | 1.3157 | . | . | .
1881 | Industrial, Existing, SIC20 Food, Base Compressed Air, ECM-111, Comp Air - Replace 100+ HP motor | 1.0345 | 0.47794 | 0.7398 | . | . | .
1882 | Industrial, Existing, SIC22-23Textiles, Base Compressed Air, ECM-111, Comp Air - Replace 100+ HP motor | 1.0348 | 0.47805 | 0.7398 | . | . | .
1883 | Industrial, Existing, SIC24-25 Lumber, Base Compressed Air, ECM-111, Comp Air - Replace 100+ HP motor | 1.0346 | 0.47797 | 0.7398 | . | . | .
1884 | Industrial, Existing, SIC26 Paper, Base Compressed Air, ECM-111, Comp Air - Replace 100+ HP motor | 1.0345 | 0.47792 | 0.7398 | . | . | .
1885 | Industrial, Existing, SIC27 Printing, Base Compressed Air, ECM-111, Comp Air - Replace 100+ HP motor | 1.0345 | 0.47794 | 0.7398 | . | . | .
1886 | Industrial, Existing, SIC28 Chemicals, Base Compressed Air, ECM-111, Comp Air - Replace 100+ HP motor | 1.0344 | 0.4779 | 0.7398 | . | . | .
1887 | Industrial, Existing, SIC29 Petroleum, Base Compressed Air, ECM-111, Comp Air - Replace 100+ HP motor | 1.0344 | 0.4779 | 0.7398 | . | . | .
1888 | Industrial, Existing, SIC30 Rubber/Plastics, Base Compressed Air, ECM-111, Comp Air - Replace 100+ HP motor | 1.0345 | 0.47794 | 0.7398 | . | . | .
1889 | Industrial, Existing, SIC32 Stone/Clay/Glass, Base Compressed Air, ECM-111, Comp Air - Replace 100+ HP motor | 1.0345 | 0.47793 | 0.7398 | . | . | .
1890 | Industrial, Existing, SIC33 Primary Metals, Base Compressed Air, ECM-111, Comp Air - Replace 100+ HP motor | 1.0346 | 0.47797 | 0.7398 | . | . | .
1891 | Industrial, Existing, SIC34 Fab Metals, Base Compressed Air, ECM-111, Comp Air - Replace 100+ HP motor | 1.0345 | 0.47796 | 0.7398 | . | . | .
1892 | Industrial, Existing, SIC35 Ind Machinery, Base Compressed Air, ECM-111, Comp Air - Replace 100+ HP motor | 1.0346 | 0.478 | 0.7398 | . | . | .
1893 | Industrial, Existing, SIC36 Electronics, Base Compressed Air, ECM-111, Comp Air - Replace 100+ HP motor | 1.0345 | 0.47794 | 0.7398 | . | . | .
1894 | Industrial, Existing, SIC37 Transp Eqp, Base Compressed Air, ECM-111, Comp Air - Replace 100+ HP motor | 1.0346 | 0.47796 | 0.7398 | . | . | .
1895 | Industrial, Existing, SIC38 Instruments, Base Compressed Air, ECM-111, Comp Air - Replace 100+ HP motor | 1.0345 | 0.47793 | 0.7398 | . | . | .
1896 | Industrial, Existing, SIC39/21/31 Misc, Base Compressed Air, ECM-111, Comp Air - Replace 100+ HP motor | 1.0345 | 0.47793 | 0.7398 | . | . | .
1897 | Industrial, Existing, SIC20 Food, Base Compressed Air, ECM-112, Comp Air - ASD (100+ hp) | 1.0344 | 1.595 | 2.4693 | . | . | .
1898 | Industrial, Existing, SIC22-23Textiles, Base Compressed Air, ECM-112, Comp Air - ASD (100+ hp) | 1.0345 | 1.5952 | 2.4691 | . | . | .
1899 | Industrial, Existing, SIC24-25 Lumber, Base Compressed Air, ECM-112, Comp Air - ASD (100+ hp) | 1.0344 | 1.595 | 2.4692 | . | . | .
1900 | Industrial, Existing, SIC26 Paper, Base Compressed Air, ECM-112, Comp Air - ASD (100+ hp) | 1.0344 | 1.595 | 2.4693 | . | . | .
1901 | Industrial, Existing, SIC27 Printing, Base Compressed Air, ECM-112, Comp Air - ASD (100+ hp) | 1.0344 | 1.595 | 2.4693 | . | . | .
1902 | Industrial, Existing, SIC28 Chemicals, Base Compressed Air, ECM-112, Comp Air - ASD (100+ hp) | 1.0343 | 1.595 | 2.4694 | . | . | .
1903 | Industrial, Existing, SIC29 Petroleum, Base Compressed Air, ECM-112, Comp Air - ASD (100+ hp) | 1.0343 | 1.5951 | 2.4694 | . | . | .
1904 | Industrial, Existing, SIC30 Rubber/Plastics, Base Compressed Air, ECM-112, Comp Air - ASD (100+ hp) | 1.0344 | 1.5951 | 2.4693 | . | . | .
1905 | Industrial, Existing, SIC32 Stone/Clay/Glass, Base Compressed Air, ECM-112, Comp Air - ASD (100+ hp) | 1.0344 | 1.595 | 2.4693 | . | . | .
1906 | Industrial, Existing, SIC33 Primary Metals, Base Compressed Air, ECM-112, Comp Air - ASD (100+ hp) | 1.0344 | 1.595 | 2.4692 | . | . | .
1907 | Industrial, Existing, SIC34 Fab Metals, Base Compressed Air, ECM-112, Comp Air - ASD (100+ hp) | 1.0344 | 1.595 | 2.4693 | . | . | .
1908 | Industrial, Existing, SIC35 Ind Machinery, Base Compressed Air, ECM-112, Comp Air - ASD (100+ hp) | 1.0344 | 1.5949 | 2.4691 | . | . | .
1909 | Industrial, Existing, SIC36 Electronics, Base Compressed Air, ECM-112, Comp Air - ASD (100+ hp) | 1.0344 | 1.595 | 2.4693 | . | . | .
1910 | Industrial, Existing, SIC37 Transp Eqp, Base Compressed Air, ECM-112, Comp Air - ASD (100+ hp) | 1.0344 | 1.595 | 2.4693 | . | . | .
1911 | Industrial, Existing, SIC38 Instruments, Base Compressed Air, ECM-112, Comp Air - ASD (100+ hp) | 1.0344 | 1.595 | 2.4693 | . | . | .
1912 | Industrial, Existing, SIC39/21/31 Misc, Base Compressed Air, ECM-112, Comp Air - ASD (100+ hp) | 1.0344 | 1.595 | 2.4693 | . | . | .
1913 | Industrial, Existing, SIC20 Food, Base Compressed Air, ECM-113, Comp Air - Motor practices-1 (100+ HP) | 1.0345 | 0.95742 | 1.482 | . | . | .
1914 | Industrial, Existing, SIC22-23Textiles, Base Compressed Air, ECM-113, Comp Air - Motor practices-1 (100+ HP) | 1.0348 | 0.95764 | 1.482 | . | . | .
1915 | Industrial, Existing, SIC24-25 Lumber, Base Compressed Air, ECM-113, Comp Air - Motor practices-1 (100+ HP) | 1.0346 | 0.95748 | 1.482 | . | . | .
1916 | Industrial, Existing, SIC26 Paper, Base Compressed Air, ECM-113, Comp Air - Motor practices-1 (100+ HP) | 1.0345 | 0.95738 | 1.482 | . | . | .
1917 | Industrial, Existing, SIC27 Printing, Base Compressed Air, ECM-113, Comp Air - Motor practices-1 (100+ HP) | 1.0345 | 0.95741 | 1.482 | . | . | .
1918 | Industrial, Existing, SIC28 Chemicals, Base Compressed Air, ECM-113, Comp Air - Motor practices-1 (100+ HP) | 1.0344 | 0.95734 | 1.482 | . | . | .
1919 | Industrial, Existing, SIC29 Petroleum, Base Compressed Air, ECM-113, Comp Air - Motor practices-1 (100+ HP) | 1.0344 | 0.95733 | 1.482 | . | . | .
1920 | Industrial, Existing, SIC30 Rubber/Plastics, Base Compressed Air, ECM-113, Comp Air - Motor practices-1 (100+ HP) | 1.0345 | 0.95741 | 1.482 | . | . | .
1921 | Industrial, Existing, SIC32 Stone/Clay/Glass, Base Compressed Air, ECM-113, Comp Air - Motor practices-1 (100+ HP) | 1.0345 | 0.95739 | 1.482 | . | . | .
1922 | Industrial, Existing, SIC33 Primary Metals, Base Compressed Air, ECM-113, Comp Air - Motor practices-1 (100+ HP) | 1.0346 | 0.95748 | 1.482 | . | . | .
1923 | Industrial, Existing, SIC34 Fab Metals, Base Compressed Air, ECM-113, Comp Air - Motor practices-1 (100+ HP) | 1.0345 | 0.95745 | 1.482 | . | . | .
1924 | Industrial, Existing, SIC35 Ind Machinery, Base Compressed Air, ECM-113, Comp Air - Motor practices-1 (100+ HP) | 1.0346 | 0.95753 | 1.482 | . | . | .
1925 | Industrial, Existing, SIC36 Electronics, Base Compressed Air, ECM-113, Comp Air - Motor practices-1 (100+ HP) | 1.0345 | 0.95741 | 1.482 | . | . | .
1926 | Industrial, Existing, SIC37 Transp Eqp, Base Compressed Air, ECM-113, Comp Air - Motor practices-1 (100+ HP) | 1.0346 | 0.95745 | 1.482 | . | . | .
1927 | Industrial, Existing, SIC38 Instruments, Base Compressed Air, ECM-113, Comp Air - Motor practices-1 (100+ HP) | 1.0345 | 0.9574 | 1.482 | . | . | .
1928 | Industrial, Existing, SIC39/21/31 Misc, Base Compressed Air, ECM-113, Comp Air - Motor practices-1 (100+ HP) | 1.0345 | 0.95739 | 1.482 | . | . | .
1929 | Industrial, Existing, SIC20 Food, Base Fans, ECM-201, Fans - O&M | 1.0345 | 6.2568 | 8.2919 | . | . | .
1930 | Industrial, Existing, SIC22-23Textiles, Base Fans, ECM-201, Fans - O&M | 1.0348 | 6.2582 | 8.2919 | . | . | .
1931 | Industrial, Existing, SIC24-25 Lumber, Base Fans, ECM-201, Fans - O&M | 1.0346 | 6.2572 | 8.2919 | . | . | .
1932 | Industrial, Existing, SIC26 Paper, Base Fans, ECM-201, Fans - O&M | 1.0345 | 6.2565 | 8.2919 | . | . | .
1933 | Industrial, Existing, SIC27 Printing, Base Fans, ECM-201, Fans - O&M | 1.0345 | 6.2567 | 8.2919 | . | . | .
1934 | Industrial, Existing, SIC28 Chemicals, Base Fans, ECM-201, Fans - O&M | 1.0344 | 6.2563 | 8.2919 | . | . | .
1935 | Industrial, Existing, SIC29 Petroleum, Base Fans, ECM-201, Fans - O&M | 1.0344 | 6.2562 | 8.2919 | . | . | .
1936 | Industrial, Existing, SIC30 Rubber/Plastics, Base Fans, ECM-201, Fans - O&M | 1.0345 | 6.2567 | 8.2919 | . | . | .
1937 | Industrial, Existing, SIC32 Stone/Clay/Glass, Base Fans, ECM-201, Fans - O&M | 1.0345 | 6.2566 | 8.2919 | . | . | .
1938 | Industrial, Existing, SIC33 Primary Metals, Base Fans, ECM-201, Fans - O&M | 1.0346 | 6.2571 | 8.2919 | . | . | .
1939 | Industrial, Existing, SIC34 Fab Metals, Base Fans, ECM-201, Fans - O&M | 1.0345 | 6.2569 | 8.2919 | . | . | .
1940 | Industrial, Existing, SIC35 Ind Machinery, Base Fans, ECM-201, Fans - O&M | 1.0346 | 6.2575 | 8.2919 | . | . | .
1941 | Industrial, Existing, SIC36 Electronics, Base Fans, ECM-201, Fans - O&M | 1.0345 | 6.2567 | 8.2919 | . | . | .
1942 | Industrial, Existing, SIC37 Transp Eqp, Base Fans, ECM-201, Fans - O&M | 1.0346 | 6.257 | 8.2919 | . | . | .
1943 | Industrial, Existing, SIC38 Instruments, Base Fans, ECM-201, Fans - O&M | 1.0345 | 6.2567 | 8.2919 | . | . | .
1944 | Industrial, Existing, SIC39/21/31 Misc, Base Fans, ECM-201, Fans - O&M | 1.0345 | 6.2566 | 8.2919 | . | . | .
1945 | Industrial, Existing, SIC20 Food, Base Fans, ECM-202, Fans - Controls | 1.0345 | 1.1775 | 1.5605 | 0.086126 | 0.06033 | 0.5659
1946 | Industrial, Existing, SIC22-23Textiles, Base Fans, ECM-202, Fans - Controls | 1.0348 | 1.1778 | 1.5605 | 0.00093774 | 0.0015593 | 0.0043102
1947 | Industrial, Existing, SIC24-25 Lumber, Base Fans, ECM-202, Fans - Controls | 1.0346 | 1.1776 | 1.5605 | 0.0034937 | 0.002699 | 0.018491
1948 | Industrial, Existing, SIC26 Paper, Base Fans, ECM-202, Fans - Controls | 1.0345 | 1.1775 | 1.5605 | 0.036318 | 0.02808 | 0.28942
1949 | Industrial, Existing, SIC27 Printing, Base Fans, ECM-202, Fans - Controls | 1.0345 | 1.1775 | 1.5605 | 0.0074317 | 0.0044627 | 0.049547
1950 | Industrial, Existing, SIC28 Chemicals, Base Fans, ECM-202, Fans - Controls | 1.0344 | 1.1774 | 1.5605 | 0.010054 | 0.0072708 | 0.10226
1951 | Industrial, Existing, SIC29 Petroleum, Base Fans, ECM-202, Fans - Controls | 1.0344 | 1.1774 | 1.5605 | 0.00016433 | 0.00019507 | 0.0021355
1952 | Industrial, Existing, SIC30 Rubber/Plastics, Base Fans, ECM-202, Fans - Controls | 1.0345 | 1.1775 | 1.5605 | 0.0028266 | 0.0025822 | 0.020471
1953 | Industrial, Existing, SIC32 Stone/Clay/Glass, Base Fans, ECM-202, Fans - Controls | 1.0345 | 1.1775 | 1.5605 | 0.079883 | 0.06287 | 0.62707
1954 | Industrial, Existing, SIC33 Primary Metals, Base Fans, ECM-202, Fans - Controls | 1.0346 | 1.1776 | 1.5605 | 0.0053749 | 0.0050103 | 0.030666
1955 | Industrial, Existing, SIC34 Fab Metals, Base Fans, ECM-202, Fans - Controls | 1.0345 | 1.1776 | 1.5605 | 0.015985 | 0.014836 | 0.10165
1956 | Industrial, Existing, SIC35 Ind Machinery, Base Fans, ECM-202, Fans - Controls | 1.0346 | 1.1777 | 1.5606 | 0.0016576 | 0.00076251 | 0.0066489
1957 | Industrial, Existing, SIC36 Electronics, Base Fans, ECM-202, Fans - Controls | 1.0345 | 1.1775 | 1.5605 | 0.0017686 | 0.0014209 | 0.012702
1958 | Industrial, Existing, SIC37 Transp Eqp, Base Fans, ECM-202, Fans - Controls | 1.0346 | 1.1776 | 1.5605 | 0.0055129 | 0.0049984 | 0.034279
1959 | Industrial, Existing, SIC38 Instruments, Base Fans, ECM-202, Fans - Controls | 1.0345 | 1.1775 | 1.5605 | 0.0093474 | 0.0078697 | 0.06965
1960 | Industrial, Existing, SIC39/21/31 Misc, Base Fans, ECM-202, Fans - Controls | 1.0345 | 1.1775 | 1.5605 | 0.0048382 | 0.0041429 | 0.038579
1961 | Industrial, Existing, SIC20 Food, Base Fans, ECM-203, Fans - System Optimization | 1.0344 | 1.257 | 1.666 | 0.0080625 | 0.01196 | 0.11217
1962 | Industrial, Existing, SIC22-23Textiles, Base Fans, ECM-203, Fans - System Optimization | 1.0346 | 1.2572 | 1.666 | 8.777e-05 | 0.00030907 | 0.00085424
1963 | Industrial, Existing, SIC24-25 Lumber, Base Fans, ECM-203, Fans - System Optimization | 1.0345 | 1.2571 | 1.666 | 0.00032703 | 0.000535 | 0.003665
1964 | Industrial, Existing, SIC26 Paper, Base Fans, ECM-203, Fans - System Optimization | 1.0344 | 1.257 | 1.6661 | 0.0034 | 0.0055668 | 0.057372
1965 | Industrial, Existing, SIC27 Printing, Base Fans, ECM-203, Fans - System Optimization | 1.0344 | 1.257 | 1.6661 | 0.00069571 | 0.00088468 | 0.0098212
1966 | Industrial, Existing, SIC28 Chemicals, Base Fans, ECM-203, Fans - System Optimization | 1.0344 | 1.257 | 1.6661 | 0.00094126 | 0.0014415 | 0.020273
1967 | Industrial, Existing, SIC29 Petroleum, Base Fans, ECM-203, Fans - System Optimization | 1.0344 | 1.257 | 1.6661 | 1.539e-05 | 3.867e-05 | 0.00042339
1968 | Industrial, Existing, SIC30 Rubber/Plastics, Base Fans, ECM-203, Fans - System Optimization | 1.0344 | 1.2571 | 1.6661 | 0.00026461 | 0.00051189 | 0.004058
1969 | Industrial, Existing, SIC32 Stone/Clay/Glass, Base Fans, ECM-203, Fans - System Optimization | 1.0344 | 1.257 | 1.6661 | 0.0074785 | 0.012464 | 0.12431
1970 | Industrial, Existing, SIC33 Primary Metals, Base Fans, ECM-203, Fans - System Optimization | 1.0345 | 1.2571 | 1.666 | 0.00050314 | 0.00099318 | 0.0060782
1971 | Industrial, Existing, SIC34 Fab Metals, Base Fans, ECM-203, Fans - System Optimization | 1.0345 | 1.2571 | 1.666 | 0.0014964 | 0.0029409 | 0.020149
1972 | Industrial, Existing, SIC35 Ind Machinery, Base Fans, ECM-203, Fans - System Optimization | 1.0345 | 1.257 | 1.666 | 0.00015514 | 0.00015113 | 0.0013176
1973 | Industrial, Existing, SIC36 Electronics, Base Fans, ECM-203, Fans - System Optimization | 1.0344 | 1.257 | 1.6661 | 0.00016557 | 0.00028169 | 0.0025179
1974 | Industrial, Existing, SIC37 Transp Eqp, Base Fans, ECM-203, Fans - System Optimization | 1.0345 | 1.2571 | 1.666 | 0.00051607 | 0.00099084 | 0.0067946
1975 | Industrial, Existing, SIC38 Instruments, Base Fans, ECM-203, Fans - System Optimization | 1.0344 | 1.257 | 1.6661 | 0.00087507 | 0.0015601 | 0.013807
1976 | Industrial, Existing, SIC39/21/31 Misc, Base Fans, ECM-203, Fans - System Optimization | 1.0344 | 1.257 | 1.6661 | 0.00045294 | 0.00082131 | 0.0076476
1977 | Industrial, Existing, SIC20 Food, Base Fans, ECM-204, Fans- Improve components | 1.0345 | 3.2527 | 4.3107 | . | . | .
1978 | Industrial, Existing, SIC22-23Textiles, Base Fans, ECM-204, Fans- Improve components | 1.0348 | 3.2534 | 4.3107 | . | . | .
1979 | Industrial, Existing, SIC24-25 Lumber, Base Fans, ECM-204, Fans- Improve components | 1.0346 | 3.2529 | 4.3107 | . | . | .
1980 | Industrial, Existing, SIC26 Paper, Base Fans, ECM-204, Fans- Improve components | 1.0345 | 3.2526 | 4.3107 | . | . | .
1981 | Industrial, Existing, SIC27 Printing, Base Fans, ECM-204, Fans- Improve components | 1.0345 | 3.2527 | 4.3107 | . | . | .
1982 | Industrial, Existing, SIC28 Chemicals, Base Fans, ECM-204, Fans- Improve components | 1.0344 | 3.2524 | 4.3107 | . | . | .
1983 | Industrial, Existing, SIC29 Petroleum, Base Fans, ECM-204, Fans- Improve components | 1.0344 | 3.2524 | 4.3107 | . | . | .
1984 | Industrial, Existing, SIC30 Rubber/Plastics, Base Fans, ECM-204, Fans- Improve components | 1.0345 | 3.2527 | 4.3107 | . | . | .
1985 | Industrial, Existing, SIC32 Stone/Clay/Glass, Base Fans, ECM-204, Fans- Improve components | 1.0345 | 3.2526 | 4.3107 | . | . | .
1986 | Industrial, Existing, SIC33 Primary Metals, Base Fans, ECM-204, Fans- Improve components | 1.0346 | 3.2529 | 4.3107 | . | . | .
1987 | Industrial, Existing, SIC34 Fab Metals, Base Fans, ECM-204, Fans- Improve components | 1.0345 | 3.2528 | 4.3107 | . | . | .
1988 | Industrial, Existing, SIC35 Ind Machinery, Base Fans, ECM-204, Fans- Improve components | 1.0346 | 3.2531 | 4.3107 | . | . | .
1989 | Industrial, Existing, SIC36 Electronics, Base Fans, ECM-204, Fans- Improve components | 1.0345 | 3.2527 | 4.3107 | . | . | .
1990 | Industrial, Existing, SIC37 Transp Eqp, Base Fans, ECM-204, Fans- Improve components | 1.0346 | 3.2528 | 4.3107 | . | . | .
1991 | Industrial, Existing, SIC38 Instruments, Base Fans, ECM-204, Fans- Improve components | 1.0345 | 3.2526 | 4.3107 | . | . | .
1992 | Industrial, Existing, SIC39/21/31 Misc, Base Fans, ECM-204, Fans- Improve components | 1.0345 | 3.2526 | 4.3107 | . | . | .
1993 | Industrial, Existing, SIC20 Food, Base Fans, ECM-205, Fans - Replace 1-5 HP motor | 1.0345 | 0.1928 | 0.22597 | . | . | .
1994 | Industrial, Existing, SIC22-23Textiles, Base Fans, ECM-205, Fans - Replace 1-5 HP motor | 1.0348 | 0.19285 | 0.22597 | . | . | .
1995 | Industrial, Existing, SIC24-25 Lumber, Base Fans, ECM-205, Fans - Replace 1-5 HP motor | 1.0346 | 0.19282 | 0.22597 | . | . | .
1996 | Industrial, Existing, SIC26 Paper, Base Fans, ECM-205, Fans - Replace 1-5 HP motor | 1.0345 | 0.1928 | 0.22597 | . | . | .
1997 | Industrial, Existing, SIC27 Printing, Base Fans, ECM-205, Fans - Replace 1-5 HP motor | 1.0345 | 0.1928 | 0.22597 | . | . | .
1998 | Industrial, Existing, SIC28 Chemicals, Base Fans, ECM-205, Fans - Replace 1-5 HP motor | 1.0344 | 0.19279 | 0.22597 | . | . | .
1999 | Industrial, Existing, SIC29 Petroleum, Base Fans, ECM-205, Fans - Replace 1-5 HP motor | 1.0344 | 0.19279 | 0.22597 | . | . | .
2000 | Industrial, Existing, SIC30 Rubber/Plastics, Base Fans, ECM-205, Fans - Replace 1-5 HP motor | 1.0345 | 0.1928 | 0.22597 | . | . | .
2001 | Industrial, Existing, SIC32 Stone/Clay/Glass, Base Fans, ECM-205, Fans - Replace 1-5 HP motor | 1.0345 | 0.1928 | 0.22597 | . | . | .
2002 | Industrial, Existing, SIC33 Primary Metals, Base Fans, ECM-205, Fans - Replace 1-5 HP motor | 1.0346 | 0.19282 | 0.22597 | . | . | .
2003 | Industrial, Existing, SIC34 Fab Metals, Base Fans, ECM-205, Fans - Replace 1-5 HP motor | 1.0345 | 0.19281 | 0.22597 | . | . | .
2004 | Industrial, Existing, SIC35 Ind Machinery, Base Fans, ECM-205, Fans - Replace 1-5 HP motor | 1.0346 | 0.19283 | 0.22597 | . | . | .
2005 | Industrial, Existing, SIC36 Electronics, Base Fans, ECM-205, Fans - Replace 1-5 HP motor | 1.0345 | 0.1928 | 0.22597 | . | . | .
2006 | Industrial, Existing, SIC37 Transp Eqp, Base Fans, ECM-205, Fans - Replace 1-5 HP motor | 1.0346 | 0.19281 | 0.22597 | . | . | .
2007 | Industrial, Existing, SIC38 Instruments, Base Fans, ECM-205, Fans - Replace 1-5 HP motor | 1.0345 | 0.1928 | 0.22597 | . | . | .
2008 | Industrial, Existing, SIC39/21/31 Misc, Base Fans, ECM-205, Fans - Replace 1-5 HP motor | 1.0345 | 0.1928 | 0.22597 | . | . | .
2009 | Industrial, Existing, SIC20 Food, Base Fans, ECM-206, Fans - ASD (1-5 hp) | 1.0344 | 0.291 | 0.3411 | . | . | .
2010 | Industrial, Existing, SIC22-23Textiles, Base Fans, ECM-206, Fans - ASD (1-5 hp) | 1.0345 | 0.29103 | 0.34108 | . | . | .
2011 | Industrial, Existing, SIC24-25 Lumber, Base Fans, ECM-206, Fans - ASD (1-5 hp) | 1.0344 | 0.29099 | 0.34109 | . | . | .
2012 | Industrial, Existing, SIC26 Paper, Base Fans, ECM-206, Fans - ASD (1-5 hp) | 1.0344 | 0.291 | 0.34111 | . | . | .
2013 | Industrial, Existing, SIC27 Printing, Base Fans, ECM-206, Fans - ASD (1-5 hp) | 1.0344 | 0.29099 | 0.3411 | . | . | .
2014 | Industrial, Existing, SIC28 Chemicals, Base Fans, ECM-206, Fans - ASD (1-5 hp) | 1.0343 | 0.291 | 0.34112 | . | . | .
2015 | Industrial, Existing, SIC29 Petroleum, Base Fans, ECM-206, Fans - ASD (1-5 hp) | 1.0343 | 0.29101 | 0.34112 | . | . | .
2016 | Industrial, Existing, SIC30 Rubber/Plastics, Base Fans, ECM-206, Fans - ASD (1-5 hp) | 1.0344 | 0.291 | 0.3411 | . | . | .
2017 | Industrial, Existing, SIC32 Stone/Clay/Glass, Base Fans, ECM-206, Fans - ASD (1-5 hp) | 1.0344 | 0.291 | 0.34111 | . | . | .
2018 | Industrial, Existing, SIC33 Primary Metals, Base Fans, ECM-206, Fans - ASD (1-5 hp) | 1.0344 | 0.291 | 0.34109 | . | . | .
2019 | Industrial, Existing, SIC34 Fab Metals, Base Fans, ECM-206, Fans - ASD (1-5 hp) | 1.0344 | 0.291 | 0.3411 | . | . | .
2020 | Industrial, Existing, SIC35 Ind Machinery, Base Fans, ECM-206, Fans - ASD (1-5 hp) | 1.0344 | 0.29097 | 0.34107 | . | . | .
2021 | Industrial, Existing, SIC36 Electronics, Base Fans, ECM-206, Fans - ASD (1-5 hp) | 1.0344 | 0.291 | 0.3411 | . | . | .
2022 | Industrial, Existing, SIC37 Transp Eqp, Base Fans, ECM-206, Fans - ASD (1-5 hp) | 1.0344 | 0.291 | 0.3411 | . | . | .
2023 | Industrial, Existing, SIC38 Instruments, Base Fans, ECM-206, Fans - ASD (1-5 hp) | 1.0344 | 0.291 | 0.3411 | . | . | .
2024 | Industrial, Existing, SIC39/21/31 Misc, Base Fans, ECM-206, Fans - ASD (1-5 hp) | 1.0344 | 0.291 | 0.34111 | . | . | .
2025 | Industrial, Existing, SIC20 Food, Base Fans, ECM-207, Fans - Motor practices-1 (1-5 HP) | 1.0345 | 0.79315 | 0.92958 | . | . | .
2026 | Industrial, Existing, SIC22-23Textiles, Base Fans, ECM-207, Fans - Motor practices-1 (1-5 HP) | 1.0348 | 0.79334 | 0.92959 | . | . | .
2027 | Industrial, Existing, SIC24-25 Lumber, Base Fans, ECM-207, Fans - Motor practices-1 (1-5 HP) | 1.0346 | 0.79321 | 0.92959 | . | . | .
2028 | Industrial, Existing, SIC26 Paper, Base Fans, ECM-207, Fans - Motor practices-1 (1-5 HP) | 1.0345 | 0.79312 | 0.92958 | . | . | .
2029 | Industrial, Existing, SIC27 Printing, Base Fans, ECM-207, Fans - Motor practices-1 (1-5 HP) | 1.0345 | 0.79314 | 0.92958 | . | . | .
2030 | Industrial, Existing, SIC28 Chemicals, Base Fans, ECM-207, Fans - Motor practices-1 (1-5 HP) | 1.0344 | 0.79309 | 0.92958 | . | . | .
2031 | Industrial, Existing, SIC29 Petroleum, Base Fans, ECM-207, Fans - Motor practices-1 (1-5 HP) | 1.0344 | 0.79308 | 0.92958 | . | . | .
2032 | Industrial, Existing, SIC30 Rubber/Plastics, Base Fans, ECM-207, Fans - Motor practices-1 (1-5 HP) | 1.0345 | 0.79315 | 0.92958 | . | . | .
2033 | Industrial, Existing, SIC32 Stone/Clay/Glass, Base Fans, ECM-207, Fans - Motor practices-1 (1-5 HP) | 1.0345 | 0.79313 | 0.92958 | . | . | .
2034 | Industrial, Existing, SIC33 Primary Metals, Base Fans, ECM-207, Fans - Motor practices-1 (1-5 HP) | 1.0346 | 0.7932 | 0.92958 | . | . | .
2035 | Industrial, Existing, SIC34 Fab Metals, Base Fans, ECM-207, Fans - Motor practices-1 (1-5 HP) | 1.0345 | 0.79318 | 0.92958 | . | . | .
2036 | Industrial, Existing, SIC35 Ind Machinery, Base Fans, ECM-207, Fans - Motor practices-1 (1-5 HP) | 1.0346 | 0.79325 | 0.92959 | . | . | .
2037 | Industrial, Existing, SIC36 Electronics, Base Fans, ECM-207, Fans - Motor practices-1 (1-5 HP) | 1.0345 | 0.79314 | 0.92958 | . | . | .
2038 | Industrial, Existing, SIC37 Transp Eqp, Base Fans, ECM-207, Fans - Motor practices-1 (1-5 HP) | 1.0346 | 0.79318 | 0.92958 | . | . | .
2039 | Industrial, Existing, SIC38 Instruments, Base Fans, ECM-207, Fans - Motor practices-1 (1-5 HP) | 1.0345 | 0.79314 | 0.92958 | . | . | .
2040 | Industrial, Existing, SIC39/21/31 Misc, Base Fans, ECM-207, Fans - Motor practices-1 (1-5 HP) | 1.0345 | 0.79313 | 0.92958 | . | . | .
2041 | Industrial, Existing, SIC20 Food, Base Fans, ECM-208, Fans - Replace 6-100 HP motor | 1.0345 | 0.30076 | 0.39859 | . | . | .
2042 | Industrial, Existing, SIC22-23Textiles, Base Fans, ECM-208, Fans - Replace 6-100 HP motor | 1.0348 | 0.30083 | 0.39859 | . | . | .
2043 | Industrial, Existing, SIC24-25 Lumber, Base Fans, ECM-208, Fans - Replace 6-100 HP motor | 1.0346 | 0.30078 | 0.39859 | . | . | .
2044 | Industrial, Existing, SIC26 Paper, Base Fans, ECM-208, Fans - Replace 6-100 HP motor | 1.0345 | 0.30075 | 0.39859 | . | . | .
2045 | Industrial, Existing, SIC27 Printing, Base Fans, ECM-208, Fans - Replace 6-100 HP motor | 1.0345 | 0.30076 | 0.39859 | . | . | .
2046 | Industrial, Existing, SIC28 Chemicals, Base Fans, ECM-208, Fans - Replace 6-100 HP motor | 1.0344 | 0.30073 | 0.39859 | . | . | .
2047 | Industrial, Existing, SIC29 Petroleum, Base Fans, ECM-208, Fans - Replace 6-100 HP motor | 1.0344 | 0.30073 | 0.39859 | . | . | .
2048 | Industrial, Existing, SIC30 Rubber/Plastics, Base Fans, ECM-208, Fans - Replace 6-100 HP motor | 1.0345 | 0.30076 | 0.39859 | . | . | .
2049 | Industrial, Existing, SIC32 Stone/Clay/Glass, Base Fans, ECM-208, Fans - Replace 6-100 HP motor | 1.0345 | 0.30075 | 0.39859 | . | . | .
2050 | Industrial, Existing, SIC33 Primary Metals, Base Fans, ECM-208, Fans - Replace 6-100 HP motor | 1.0346 | 0.30078 | 0.39859 | . | . | .
2051 | Industrial, Existing, SIC34 Fab Metals, Base Fans, ECM-208, Fans - Replace 6-100 HP motor | 1.0345 | 0.30077 | 0.39859 | . | . | .
2052 | Industrial, Existing, SIC35 Ind Machinery, Base Fans, ECM-208, Fans - Replace 6-100 HP motor | 1.0346 | 0.3008 | 0.39859 | . | . | .
2053 | Industrial, Existing, SIC36 Electronics, Base Fans, ECM-208, Fans - Replace 6-100 HP motor | 1.0345 | 0.30076 | 0.39859 | . | . | .
2054 | Industrial, Existing, SIC37 Transp Eqp, Base Fans, ECM-208, Fans - Replace 6-100 HP motor | 1.0346 | 0.30077 | 0.39859 | . | . | .
2055 | Industrial, Existing, SIC38 Instruments, Base Fans, ECM-208, Fans - Replace 6-100 HP motor | 1.0345 | 0.30075 | 0.39859 | . | . | .
2056 | Industrial, Existing, SIC39/21/31 Misc, Base Fans, ECM-208, Fans - Replace 6-100 HP motor | 1.0345 | 0.30075 | 0.39859 | . | . | .
2057 | Industrial, Existing, SIC20 Food, Base Fans, ECM-209, Fans - ASD (6-100 hp) | 1.0344 | 8.0225 | 10.6335 | . | . | .
2058 | Industrial, Existing, SIC22-23Textiles, Base Fans, ECM-209, Fans - ASD (6-100 hp) | 1.0345 | 8.0233 | 10.6328 | . | . | .
2059 | Industrial, Existing, SIC24-25 Lumber, Base Fans, ECM-209, Fans - ASD (6-100 hp) | 1.0344 | 8.0224 | 10.6331 | . | . | .
2060 | Industrial, Existing, SIC26 Paper, Base Fans, ECM-209, Fans - ASD (6-100 hp) | 1.0344 | 8.0226 | 10.6337 | . | . | .
2061 | Industrial, Existing, SIC27 Printing, Base Fans, ECM-209, Fans - ASD (6-100 hp) | 1.0344 | 8.0224 | 10.6335 | . | . | .
2062 | Industrial, Existing, SIC28 Chemicals, Base Fans, ECM-209, Fans - ASD (6-100 hp) | 1.0343 | 8.0226 | 10.634 | . | . | .
2063 | Industrial, Existing, SIC29 Petroleum, Base Fans, ECM-209, Fans - ASD (6-100 hp) | 1.0343 | 8.0229 | 10.6342 | . | . | .
2064 | Industrial, Existing, SIC30 Rubber/Plastics, Base Fans, ECM-209, Fans - ASD (6-100 hp) | 1.0344 | 8.0227 | 10.6336 | . | . | .
2065 | Industrial, Existing, SIC32 Stone/Clay/Glass, Base Fans, ECM-209, Fans - ASD (6-100 hp) | 1.0344 | 8.0226 | 10.6337 | . | . | .
2066 | Industrial, Existing, SIC33 Primary Metals, Base Fans, ECM-209, Fans - ASD (6-100 hp) | 1.0344 | 8.0226 | 10.6333 | . | . | .
2067 | Industrial, Existing, SIC34 Fab Metals, Base Fans, ECM-209, Fans - ASD (6-100 hp) | 1.0344 | 8.0226 | 10.6334 | . | . | .
2068 | Industrial, Existing, SIC35 Ind Machinery, Base Fans, ECM-209, Fans - ASD (6-100 hp) | 1.0344 | 8.0219 | 10.6325 | . | . | .
2069 | Industrial, Existing, SIC36 Electronics, Base Fans, ECM-209, Fans - ASD (6-100 hp) | 1.0344 | 8.0226 | 10.6336 | . | . | .
2070 | Industrial, Existing, SIC37 Transp Eqp, Base Fans, ECM-209, Fans - ASD (6-100 hp) | 1.0344 | 8.0226 | 10.6334 | . | . | .
2071 | Industrial, Existing, SIC38 Instruments, Base Fans, ECM-209, Fans - ASD (6-100 hp) | 1.0344 | 8.0226 | 10.6337 | . | . | .
2072 | Industrial, Existing, SIC39/21/31 Misc, Base Fans, ECM-209, Fans - ASD (6-100 hp) | 1.0344 | 8.0227 | 10.6337 | . | . | .
2073 | Industrial, Existing, SIC20 Food, Base Fans, ECM-210, Fans - Motor practices-1 (6-100 HP) | 1.0345 | 1.356 | 1.7971 | 0.0076694 | 0.0053723 | 0.050393
2074 | Industrial, Existing, SIC22-23Textiles, Base Fans, ECM-210, Fans - Motor practices-1 (6-100 HP) | 1.0348 | 1.3563 | 1.7971 | 8.35e-05 | 0.00013885 | 0.00038382
2075 | Industrial, Existing, SIC24-25 Lumber, Base Fans, ECM-210, Fans - Motor practices-1 (6-100 HP) | 1.0346 | 1.3561 | 1.7971 | 0.0003111 | 0.00024034 | 0.0016466
2076 | Industrial, Existing, SIC26 Paper, Base Fans, ECM-210, Fans - Motor practices-1 (6-100 HP) | 1.0345 | 1.356 | 1.7971 | 0.0032341 | 0.0025005 | 0.025772
2077 | Industrial, Existing, SIC27 Printing, Base Fans, ECM-210, Fans - Motor practices-1 (6-100 HP) | 1.0345 | 1.356 | 1.7971 | 0.00066179 | 0.0003974 | 0.0044121
2078 | Industrial, Existing, SIC28 Chemicals, Base Fans, ECM-210, Fans - Motor practices-1 (6-100 HP) | 1.0344 | 1.3559 | 1.7971 | 0.00089528 | 0.00064746 | 0.0091062
2079 | Industrial, Existing, SIC29 Petroleum, Base Fans, ECM-210, Fans - Motor practices-1 (6-100 HP) | 1.0344 | 1.3559 | 1.7971 | 1.463e-05 | 1.737e-05 | 0.00019017
2080 | Industrial, Existing, SIC30 Rubber/Plastics, Base Fans, ECM-210, Fans - Motor practices-1 (6-100 HP) | 1.0345 | 1.356 | 1.7971 | 0.0002517 | 0.00022994 | 0.001823
2081 | Industrial, Existing, SIC32 Stone/Clay/Glass, Base Fans, ECM-210, Fans - Motor practices-1 (6-100 HP) | 1.0345 | 1.356 | 1.7971 | 0.0071135 | 0.0055985 | 0.05584
2082 | Industrial, Existing, SIC33 Primary Metals, Base Fans, ECM-210, Fans - Motor practices-1 (6-100 HP) | 1.0346 | 1.3561 | 1.7971 | 0.00047863 | 0.00044616 | 0.0027307
2083 | Industrial, Existing, SIC34 Fab Metals, Base Fans, ECM-210, Fans - Motor practices-1 (6-100 HP) | 1.0345 | 1.356 | 1.7971 | 0.0014234 | 0.0013211 | 0.0090517
2084 | Industrial, Existing, SIC35 Ind Machinery, Base Fans, ECM-210, Fans - Motor practices-1 (6-100 HP) | 1.0346 | 1.3562 | 1.7971 | 0.0001476 | 6.79e-05 | 0.00059207
2085 | Industrial, Existing, SIC36 Electronics, Base Fans, ECM-210, Fans - Motor practices-1 (6-100 HP) | 1.0345 | 1.356 | 1.7971 | 0.00015749 | 0.00012653 | 0.0011311
2086 | Industrial, Existing, SIC37 Transp Eqp, Base Fans, ECM-210, Fans - Motor practices-1 (6-100 HP) | 1.0346 | 1.3561 | 1.7971 | 0.00049092 | 0.0004451 | 0.0030525
2087 | Industrial, Existing, SIC38 Instruments, Base Fans, ECM-210, Fans - Motor practices-1 (6-100 HP) | 1.0345 | 1.356 | 1.7971 | 0.00083238 | 0.00070079 | 0.0062022
2088 | Industrial, Existing, SIC39/21/31 Misc, Base Fans, ECM-210, Fans - Motor practices-1 (6-100 HP) | 1.0345 | 1.356 | 1.7971 | 0.00043083 | 0.00036892 | 0.0034354
2089 | Industrial, Existing, SIC20 Food, Base Fans, ECM-211, Fans - Replace 100+ HP motor | 1.0345 | 0.56679 | 0.87732 | . | . | .
2090 | Industrial, Existing, SIC22-23Textiles, Base Fans, ECM-211, Fans - Replace 100+ HP motor | 1.0348 | 0.56692 | 0.87733 | . | . | .
2091 | Industrial, Existing, SIC24-25 Lumber, Base Fans, ECM-211, Fans - Replace 100+ HP motor | 1.0346 | 0.56682 | 0.87732 | . | . | .
2092 | Industrial, Existing, SIC26 Paper, Base Fans, ECM-211, Fans - Replace 100+ HP motor | 1.0345 | 0.56676 | 0.87732 | . | . | .
2093 | Industrial, Existing, SIC27 Printing, Base Fans, ECM-211, Fans - Replace 100+ HP motor | 1.0345 | 0.56678 | 0.87732 | . | . | .
2094 | Industrial, Existing, SIC28 Chemicals, Base Fans, ECM-211, Fans - Replace 100+ HP motor | 1.0344 | 0.56674 | 0.87732 | . | . | .
2095 | Industrial, Existing, SIC29 Petroleum, Base Fans, ECM-211, Fans - Replace 100+ HP motor | 1.0344 | 0.56673 | 0.87732 | . | . | .
2096 | Industrial, Existing, SIC30 Rubber/Plastics, Base Fans, ECM-211, Fans - Replace 100+ HP motor | 1.0345 | 0.56678 | 0.87732 | . | . | .
2097 | Industrial, Existing, SIC32 Stone/Clay/Glass, Base Fans, ECM-211, Fans - Replace 100+ HP motor | 1.0345 | 0.56677 | 0.87732 | . | . | .
2098 | Industrial, Existing, SIC33 Primary Metals, Base Fans, ECM-211, Fans - Replace 100+ HP motor | 1.0346 | 0.56682 | 0.87732 | . | . | .
2099 | Industrial, Existing, SIC34 Fab Metals, Base Fans, ECM-211, Fans - Replace 100+ HP motor | 1.0345 | 0.5668 | 0.87732 | . | . | .
2100 | Industrial, Existing, SIC35 Ind Machinery, Base Fans, ECM-211, Fans - Replace 100+ HP motor | 1.0346 | 0.56685 | 0.87733 | . | . | .
2101 | Industrial, Existing, SIC36 Electronics, Base Fans, ECM-211, Fans - Replace 100+ HP motor | 1.0345 | 0.56678 | 0.87732 | . | . | .
2102 | Industrial, Existing, SIC37 Transp Eqp, Base Fans, ECM-211, Fans - Replace 100+ HP motor | 1.0346 | 0.56681 | 0.87732 | . | . | .
2103 | Industrial, Existing, SIC38 Instruments, Base Fans, ECM-211, Fans - Replace 100+ HP motor | 1.0345 | 0.56678 | 0.87732 | . | . | .
2104 | Industrial, Existing, SIC39/21/31 Misc, Base Fans, ECM-211, Fans - Replace 100+ HP motor | 1.0345 | 0.56677 | 0.87732 | . | . | .
2105 | Industrial, Existing, SIC20 Food, Base Fans, ECM-212, Fans - ASD (100+ hp) | 1.0344 | 2.1794 | 3.3739 | . | . | .
2106 | Industrial, Existing, SIC22-23Textiles, Base Fans, ECM-212, Fans - ASD (100+ hp) | 1.0345 | 2.1796 | 3.3737 | . | . | .
2107 | Industrial, Existing, SIC24-25 Lumber, Base Fans, ECM-212, Fans - ASD (100+ hp) | 1.0344 | 2.1794 | 3.3738 | . | . | .
2108 | Industrial, Existing, SIC26 Paper, Base Fans, ECM-212, Fans - ASD (100+ hp) | 1.0344 | 2.1794 | 3.374 | . | . | .
2109 | Industrial, Existing, SIC27 Printing, Base Fans, ECM-212, Fans - ASD (100+ hp) | 1.0344 | 2.1794 | 3.3739 | . | . | .
2110 | Industrial, Existing, SIC28 Chemicals, Base Fans, ECM-212, Fans - ASD (100+ hp) | 1.0343 | 2.1794 | 3.3741 | . | . | .
2111 | Industrial, Existing, SIC29 Petroleum, Base Fans, ECM-212, Fans - ASD (100+ hp) | 1.0343 | 2.1795 | 3.3742 | . | . | .
2112 | Industrial, Existing, SIC30 Rubber/Plastics, Base Fans, ECM-212, Fans - ASD (100+ hp) | 1.0344 | 2.1794 | 3.374 | . | . | .
2113 | Industrial, Existing, SIC32 Stone/Clay/Glass, Base Fans, ECM-212, Fans - ASD (100+ hp) | 1.0344 | 2.1794 | 3.374 | . | . | .
2114 | Industrial, Existing, SIC33 Primary Metals, Base Fans, ECM-212, Fans - ASD (100+ hp) | 1.0344 | 2.1794 | 3.3739 | . | . | .
2115 | Industrial, Existing, SIC34 Fab Metals, Base Fans, ECM-212, Fans - ASD (100+ hp) | 1.0344 | 2.1794 | 3.3739 | . | . | .
2116 | Industrial, Existing, SIC35 Ind Machinery, Base Fans, ECM-212, Fans - ASD (100+ hp) | 1.0344 | 2.1792 | 3.3736 | . | . | .
2117 | Industrial, Existing, SIC36 Electronics, Base Fans, ECM-212, Fans - ASD (100+ hp) | 1.0344 | 2.1794 | 3.374 | . | . | .
2118 | Industrial, Existing, SIC37 Transp Eqp, Base Fans, ECM-212, Fans - ASD (100+ hp) | 1.0344 | 2.1794 | 3.3739 | . | . | .
2119 | Industrial, Existing, SIC38 Instruments, Base Fans, ECM-212, Fans - ASD (100+ hp) | 1.0344 | 2.1794 | 3.374 | . | . | .
2120 | Industrial, Existing, SIC39/21/31 Misc, Base Fans, ECM-212, Fans - ASD (100+ hp) | 1.0344 | 2.1794 | 3.374 | . | . | .
2121 | Industrial, Existing, SIC20 Food, Base Fans, ECM-213, Fans - Motor practices-1 (100+ HP) | 1.0345 | 1.3077 | 2.0242 | 0.0026082 | 0.001827 | 0.017138
2122 | Industrial, Existing, SIC22-23Textiles, Base Fans, ECM-213, Fans - Motor practices-1 (100+ HP) | 1.0348 | 1.308 | 2.0242 | 2.84e-05 | 4.722e-05 | 0.00013053
2123 | Industrial, Existing, SIC24-25 Lumber, Base Fans, ECM-213, Fans - Motor practices-1 (100+ HP) | 1.0346 | 1.3078 | 2.0242 | 0.0001058 | 8.174e-05 | 0.00055998
2124 | Industrial, Existing, SIC26 Paper, Base Fans, ECM-213, Fans - Motor practices-1 (100+ HP) | 1.0345 | 1.3076 | 2.0242 | 0.0010999 | 0.00085038 | 0.0087647
2125 | Industrial, Existing, SIC27 Printing, Base Fans, ECM-213, Fans - Motor practices-1 (100+ HP) | 1.0345 | 1.3077 | 2.0242 | 0.00022506 | 0.00013515 | 0.0015005
2126 | Industrial, Existing, SIC28 Chemicals, Base Fans, ECM-213, Fans - Motor practices-1 (100+ HP) | 1.0344 | 1.3076 | 2.0242 | 0.00030447 | 0.00022019 | 0.0030969
2127 | Industrial, Existing, SIC29 Petroleum, Base Fans, ECM-213, Fans - Motor practices-1 (100+ HP) | 1.0344 | 1.3076 | 2.0242 | 4.98e-06 | 5.91e-06 | 6.467e-05
2128 | Industrial, Existing, SIC30 Rubber/Plastics, Base Fans, ECM-213, Fans - Motor practices-1 (100+ HP) | 1.0345 | 1.3077 | 2.0242 | 8.56e-05 | 7.82e-05 | 0.00061996
2129 | Industrial, Existing, SIC32 Stone/Clay/Glass, Base Fans, ECM-213, Fans - Motor practices-1 (100+ HP) | 1.0345 | 1.3076 | 2.0242 | 0.0024192 | 0.0019039 | 0.01899
2130 | Industrial, Existing, SIC33 Primary Metals, Base Fans, ECM-213, Fans - Motor practices-1 (100+ HP) | 1.0346 | 1.3078 | 2.0242 | 0.00016277 | 0.00015173 | 0.00092867
2131 | Industrial, Existing, SIC34 Fab Metals, Base Fans, ECM-213, Fans - Motor practices-1 (100+ HP) | 1.0345 | 1.3077 | 2.0242 | 0.00048408 | 0.00044928 | 0.0030783
2132 | Industrial, Existing, SIC35 Ind Machinery, Base Fans, ECM-213, Fans - Motor practices-1 (100+ HP) | 1.0346 | 1.3078 | 2.0242 | 5.02e-05 | 2.309e-05 | 0.00020135
2133 | Industrial, Existing, SIC36 Electronics, Base Fans, ECM-213, Fans - Motor practices-1 (100+ HP) | 1.0345 | 1.3077 | 2.0242 | 5.356e-05 | 4.303e-05 | 0.00038466
2134 | Industrial, Existing, SIC37 Transp Eqp, Base Fans, ECM-213, Fans - Motor practices-1 (100+ HP) | 1.0346 | 1.3077 | 2.0242 | 0.00016695 | 0.00015137 | 0.0010381
2135 | Industrial, Existing, SIC38 Instruments, Base Fans, ECM-213, Fans - Motor practices-1 (100+ HP) | 1.0345 | 1.3077 | 2.0242 | 0.00028308 | 0.00023833 | 0.0021093
2136 | Industrial, Existing, SIC39/21/31 Misc, Base Fans, ECM-213, Fans - Motor practices-1 (100+ HP) | 1.0345 | 1.3077 | 2.0242 | 0.00014652 | 0.00012546 | 0.0011683
2137 | Industrial, Existing, SIC20 Food, Base Pumps, ECM-301, Pumps - O&M | 1.0345 | 6.7096 | 8.892 | . | . | .
2138 | Industrial, Existing, SIC22-23Textiles, Base Pumps, ECM-301, Pumps - O&M | 1.0348 | 6.7112 | 8.892 | . | . | .
2139 | Industrial, Existing, SIC24-25 Lumber, Base Pumps, ECM-301, Pumps - O&M | 1.0346 | 6.7101 | 8.892 | . | . | .
2140 | Industrial, Existing, SIC26 Paper, Base Pumps, ECM-301, Pumps - O&M | 1.0345 | 6.7094 | 8.892 | . | . | .
2141 | Industrial, Existing, SIC27 Printing, Base Pumps, ECM-301, Pumps - O&M | 1.0345 | 6.7095 | 8.892 | . | . | .
2142 | Industrial, Existing, SIC28 Chemicals, Base Pumps, ECM-301, Pumps - O&M | 1.0344 | 6.7091 | 8.892 | . | . | .
2143 | Industrial, Existing, SIC29 Petroleum, Base Pumps, ECM-301, Pumps - O&M | 1.0344 | 6.709 | 8.892 | . | . | .
2144 | Industrial, Existing, SIC30 Rubber/Plastics, Base Pumps, ECM-301, Pumps - O&M | 1.0345 | 6.7096 | 8.892 | . | . | .
2145 | Industrial, Existing, SIC32 Stone/Clay/Glass, Base Pumps, ECM-301, Pumps - O&M | 1.0345 | 6.7094 | 8.892 | . | . | .
2146 | Industrial, Existing, SIC33 Primary Metals, Base Pumps, ECM-301, Pumps - O&M | 1.0346 | 6.71 | 8.892 | . | . | .
2147 | Industrial, Existing, SIC34 Fab Metals, Base Pumps, ECM-301, Pumps - O&M | 1.0345 | 6.7098 | 8.892 | . | . | .
2148 | Industrial, Existing, SIC35 Ind Machinery, Base Pumps, ECM-301, Pumps - O&M | 1.0346 | 6.7104 | 8.892 | . | . | .
2149 | Industrial, Existing, SIC36 Electronics, Base Pumps, ECM-301, Pumps - O&M | 1.0345 | 6.7095 | 8.892 | . | . | .
2150 | Industrial, Existing, SIC37 Transp Eqp, Base Pumps, ECM-301, Pumps - O&M | 1.0346 | 6.7098 | 8.892 | . | . | .
2151 | Industrial, Existing, SIC38 Instruments, Base Pumps, ECM-301, Pumps - O&M | 1.0345 | 6.7095 | 8.892 | . | . | .
2152 | Industrial, Existing, SIC39/21/31 Misc, Base Pumps, ECM-301, Pumps - O&M | 1.0345 | 6.7094 | 8.892 | . | . | .
2153 | Industrial, Existing, SIC20 Food, Base Pumps, ECM-302, Pumps - Controls | 1.0345 | 4.1618 | 5.5154 | . | . | .
2154 | Industrial, Existing, SIC22-23Textiles, Base Pumps, ECM-302, Pumps - Controls | 1.0348 | 4.1627 | 5.5154 | . | . | .
2155 | Industrial, Existing, SIC24-25 Lumber, Base Pumps, ECM-302, Pumps - Controls | 1.0346 | 4.162 | 5.5154 | . | . | .
2156 | Industrial, Existing, SIC26 Paper, Base Pumps, ECM-302, Pumps - Controls | 1.0345 | 4.1616 | 5.5154 | . | . | .
2157 | Industrial, Existing, SIC27 Printing, Base Pumps, ECM-302, Pumps - Controls | 1.0345 | 4.1617 | 5.5154 | . | . | .
2158 | Industrial, Existing, SIC28 Chemicals, Base Pumps, ECM-302, Pumps - Controls | 1.0344 | 4.1614 | 5.5154 | . | . | .
2159 | Industrial, Existing, SIC29 Petroleum, Base Pumps, ECM-302, Pumps - Controls | 1.0344 | 4.1614 | 5.5154 | . | . | .
2160 | Industrial, Existing, SIC30 Rubber/Plastics, Base Pumps, ECM-302, Pumps - Controls | 1.0345 | 4.1617 | 5.5154 | . | . | .
2161 | Industrial, Existing, SIC32 Stone/Clay/Glass, Base Pumps, ECM-302, Pumps - Controls | 1.0345 | 4.1616 | 5.5154 | . | . | .
2162 | Industrial, Existing, SIC33 Primary Metals, Base Pumps, ECM-302, Pumps - Controls | 1.0346 | 4.162 | 5.5154 | . | . | .
2163 | Industrial, Existing, SIC34 Fab Metals, Base Pumps, ECM-302, Pumps - Controls | 1.0345 | 4.1619 | 5.5154 | . | . | .
2164 | Industrial, Existing, SIC35 Ind Machinery, Base Pumps, ECM-302, Pumps - Controls | 1.0346 | 4.1622 | 5.5154 | . | . | .
2165 | Industrial, Existing, SIC36 Electronics, Base Pumps, ECM-302, Pumps - Controls | 1.0345 | 4.1617 | 5.5154 | . | . | .
2166 | Industrial, Existing, SIC37 Transp Eqp, Base Pumps, ECM-302, Pumps - Controls | 1.0346 | 4.1619 | 5.5154 | . | . | .
2167 | Industrial, Existing, SIC38 Instruments, Base Pumps, ECM-302, Pumps - Controls | 1.0345 | 4.1617 | 5.5154 | . | . | .
2168 | Industrial, Existing, SIC39/21/31 Misc, Base Pumps, ECM-302, Pumps - Controls | 1.0345 | 4.1616 | 5.5154 | . | . | .
2169 | Industrial, Existing, SIC20 Food, Base Pumps, ECM-303, Pumps - System Optimization | 1.0345 | 1.563 | 2.0714 | 0.074602 | 0.052258 | 0.49018
2170 | Industrial, Existing, SIC22-23Textiles, Base Pumps, ECM-303, Pumps - System Optimization | 1.0348 | 1.5634 | 2.0714 | 0.00061769 | 0.0010271 | 0.0028391
2171 | Industrial, Existing, SIC24-25 Lumber, Base Pumps, ECM-303, Pumps - System Optimization | 1.0346 | 1.5631 | 2.0714 | 0.0022551 | 0.0017422 | 0.011936
2172 | Industrial, Existing, SIC26 Paper, Base Pumps, ECM-303, Pumps - System Optimization | 1.0345 | 1.5629 | 2.0714 | 0.029751 | 0.023003 | 0.23709
2173 | Industrial, Existing, SIC27 Printing, Base Pumps, ECM-303, Pumps - System Optimization | 1.0345 | 1.563 | 2.0714 | 0.0047971 | 0.0028806 | 0.031982
2174 | Industrial, Existing, SIC28 Chemicals, Base Pumps, ECM-303, Pumps - System Optimization | 1.0344 | 1.5629 | 2.0714 | 0.020081 | 0.014522 | 0.20425
2175 | Industrial, Existing, SIC29 Petroleum, Base Pumps, ECM-303, Pumps - System Optimization | 1.0344 | 1.5628 | 2.0714 | 0.00053928 | 0.00064014 | 0.0070081
2176 | Industrial, Existing, SIC30 Rubber/Plastics, Base Pumps, ECM-303, Pumps - System Optimization | 1.0345 | 1.563 | 2.0714 | 0.0018245 | 0.0016668 | 0.013214
2177 | Industrial, Existing, SIC32 Stone/Clay/Glass, Base Pumps, ECM-303, Pumps - System Optimization | 1.0345 | 1.5629 | 2.0714 | 0.04992 | 0.039288 | 0.39186
2178 | Industrial, Existing, SIC33 Primary Metals, Base Pumps, ECM-303, Pumps - System Optimization | 1.0346 | 1.5631 | 2.0714 | 0.0033588 | 0.003131 | 0.019163
2179 | Industrial, Existing, SIC34 Fab Metals, Base Pumps, ECM-303, Pumps - System Optimization | 1.0345 | 1.563 | 2.0714 | 0.010318 | 0.0095763 | 0.065613
2180 | Industrial, Existing, SIC35 Ind Machinery, Base Pumps, ECM-303, Pumps - System Optimization | 1.0346 | 1.5632 | 2.0714 | 0.0010699 | 0.00049219 | 0.0042918
2181 | Industrial, Existing, SIC36 Electronics, Base Pumps, ECM-303, Pumps - System Optimization | 1.0345 | 1.563 | 2.0714 | 0.0011416 | 0.0009172 | 0.0081989
2182 | Industrial, Existing, SIC37 Transp Eqp, Base Pumps, ECM-303, Pumps - System Optimization | 1.0346 | 1.563 | 2.0714 | 0.0035585 | 0.0032264 | 0.022127
2183 | Industrial, Existing, SIC38 Instruments, Base Pumps, ECM-303, Pumps - System Optimization | 1.0345 | 1.563 | 2.0714 | 0.0060336 | 0.0050798 | 0.044958
2184 | Industrial, Existing, SIC39/21/31 Misc, Base Pumps, ECM-303, Pumps - System Optimization | 1.0345 | 1.5629 | 2.0714 | 0.003123 | 0.0026742 | 0.024902
2185 | Industrial, Existing, SIC20 Food, Base Pumps, ECM-304, Pumps - Sizing | 1.0345 | 3.1112 | 4.1232 | . | . | .
2186 | Industrial, Existing, SIC22-23Textiles, Base Pumps, ECM-304, Pumps - Sizing | 1.0348 | 3.1119 | 4.1232 | . | . | .
2187 | Industrial, Existing, SIC24-25 Lumber, Base Pumps, ECM-304, Pumps - Sizing | 1.0346 | 3.1114 | 4.1232 | . | . | .
2188 | Industrial, Existing, SIC26 Paper, Base Pumps, ECM-304, Pumps - Sizing | 1.0345 | 3.1111 | 4.1232 | . | . | .
2189 | Industrial, Existing, SIC27 Printing, Base Pumps, ECM-304, Pumps - Sizing | 1.0345 | 3.1112 | 4.1232 | . | . | .
2190 | Industrial, Existing, SIC28 Chemicals, Base Pumps, ECM-304, Pumps - Sizing | 1.0344 | 3.1109 | 4.1232 | . | . | .
2191 | Industrial, Existing, SIC29 Petroleum, Base Pumps, ECM-304, Pumps - Sizing | 1.0344 | 3.1109 | 4.1232 | . | . | .
2192 | Industrial, Existing, SIC30 Rubber/Plastics, Base Pumps, ECM-304, Pumps - Sizing | 1.0345 | 3.1112 | 4.1232 | . | . | .
2193 | Industrial, Existing, SIC32 Stone/Clay/Glass, Base Pumps, ECM-304, Pumps - Sizing | 1.0345 | 3.1111 | 4.1232 | . | . | .
2194 | Industrial, Existing, SIC33 Primary Metals, Base Pumps, ECM-304, Pumps - Sizing | 1.0346 | 3.1114 | 4.1232 | . | . | .
2195 | Industrial, Existing, SIC34 Fab Metals, Base Pumps, ECM-304, Pumps - Sizing | 1.0345 | 3.1113 | 4.1232 | . | . | .
2196 | Industrial, Existing, SIC35 Ind Machinery, Base Pumps, ECM-304, Pumps - Sizing | 1.0346 | 3.1115 | 4.1232 | . | . | .
2197 | Industrial, Existing, SIC36 Electronics, Base Pumps, ECM-304, Pumps - Sizing | 1.0345 | 3.1112 | 4.1232 | . | . | .
2198 | Industrial, Existing, SIC37 Transp Eqp, Base Pumps, ECM-304, Pumps - Sizing | 1.0346 | 3.1113 | 4.1232 | . | . | .
2199 | Industrial, Existing, SIC38 Instruments, Base Pumps, ECM-304, Pumps - Sizing | 1.0345 | 3.1111 | 4.1232 | . | . | .
2200 | Industrial, Existing, SIC39/21/31 Misc, Base Pumps, ECM-304, Pumps - Sizing | 1.0345 | 3.1111 | 4.1232 | . | . | .
2201 | Industrial, Existing, SIC20 Food, Base Pumps, ECM-305, Pumps - Replace 1-5 HP motor | 1.0345 | 0.15644 | 0.18335 | . | . | .
2202 | Industrial, Existing, SIC22-23Textiles, Base Pumps, ECM-305, Pumps - Replace 1-5 HP motor | 1.0348 | 0.15648 | 0.18335 | . | . | .
2203 | Industrial, Existing, SIC24-25 Lumber, Base Pumps, ECM-305, Pumps - Replace 1-5 HP motor | 1.0346 | 0.15645 | 0.18335 | . | . | .
2204 | Industrial, Existing, SIC26 Paper, Base Pumps, ECM-305, Pumps - Replace 1-5 HP motor | 1.0345 | 0.15644 | 0.18335 | . | . | .
2205 | Industrial, Existing, SIC27 Printing, Base Pumps, ECM-305, Pumps - Replace 1-5 HP motor | 1.0345 | 0.15644 | 0.18335 | . | . | .
2206 | Industrial, Existing, SIC28 Chemicals, Base Pumps, ECM-305, Pumps - Replace 1-5 HP motor | 1.0344 | 0.15643 | 0.18335 | . | . | .
2207 | Industrial, Existing, SIC29 Petroleum, Base Pumps, ECM-305, Pumps - Replace 1-5 HP motor | 1.0344 | 0.15643 | 0.18335 | . | . | .
2208 | Industrial, Existing, SIC30 Rubber/Plastics, Base Pumps, ECM-305, Pumps - Replace 1-5 HP motor | 1.0345 | 0.15644 | 0.18335 | . | . | .
2209 | Industrial, Existing, SIC32 Stone/Clay/Glass, Base Pumps, ECM-305, Pumps - Replace 1-5 HP motor | 1.0345 | 0.15644 | 0.18335 | . | . | .
2210 | Industrial, Existing, SIC33 Primary Metals, Base Pumps, ECM-305, Pumps - Replace 1-5 HP motor | 1.0346 | 0.15645 | 0.18335 | . | . | .
2211 | Industrial, Existing, SIC34 Fab Metals, Base Pumps, ECM-305, Pumps - Replace 1-5 HP motor | 1.0345 | 0.15645 | 0.18335 | . | . | .
2212 | Industrial, Existing, SIC35 Ind Machinery, Base Pumps, ECM-305, Pumps - Replace 1-5 HP motor | 1.0346 | 0.15646 | 0.18335 | . | . | .
2213 | Industrial, Existing, SIC36 Electronics, Base Pumps, ECM-305, Pumps - Replace 1-5 HP motor | 1.0345 | 0.15644 | 0.18335 | . | . | .
2214 | Industrial, Existing, SIC37 Transp Eqp, Base Pumps, ECM-305, Pumps - Replace 1-5 HP motor | 1.0346 | 0.15645 | 0.18335 | . | . | .
2215 | Industrial, Existing, SIC38 Instruments, Base Pumps, ECM-305, Pumps - Replace 1-5 HP motor | 1.0345 | 0.15644 | 0.18335 | . | . | .
2216 | Industrial, Existing, SIC39/21/31 Misc, Base Pumps, ECM-305, Pumps - Replace 1-5 HP motor | 1.0345 | 0.15644 | 0.18335 | . | . | .
2217 | Industrial, Existing, SIC20 Food, Base Pumps, ECM-306, Pumps - ASD (1-5 hp) | 1.0344 | 0.23591 | 0.27653 | . | . | .
2218 | Industrial, Existing, SIC22-23Textiles, Base Pumps, ECM-306, Pumps - ASD (1-5 hp) | 1.0345 | 0.23594 | 0.27651 | . | . | .
2219 | Industrial, Existing, SIC24-25 Lumber, Base Pumps, ECM-306, Pumps - ASD (1-5 hp) | 1.0344 | 0.23591 | 0.27652 | . | . | .
2220 | Industrial, Existing, SIC26 Paper, Base Pumps, ECM-306, Pumps - ASD (1-5 hp) | 1.0344 | 0.23591 | 0.27654 | . | . | .
2221 | Industrial, Existing, SIC27 Printing, Base Pumps, ECM-306, Pumps - ASD (1-5 hp) | 1.0344 | 0.23591 | 0.27653 | . | . | .
2222 | Industrial, Existing, SIC28 Chemicals, Base Pumps, ECM-306, Pumps - ASD (1-5 hp) | 1.0343 | 0.23592 | 0.27654 | . | . | .
2223 | Industrial, Existing, SIC29 Petroleum, Base Pumps, ECM-306, Pumps - ASD (1-5 hp) | 1.0343 | 0.23592 | 0.27655 | . | . | .
2224 | Industrial, Existing, SIC30 Rubber/Plastics, Base Pumps, ECM-306, Pumps - ASD (1-5 hp) | 1.0344 | 0.23592 | 0.27653 | . | . | .
2225 | Industrial, Existing, SIC32 Stone/Clay/Glass, Base Pumps, ECM-306, Pumps - ASD (1-5 hp) | 1.0344 | 0.23591 | 0.27654 | . | . | .
2226 | Industrial, Existing, SIC33 Primary Metals, Base Pumps, ECM-306, Pumps - ASD (1-5 hp) | 1.0344 | 0.23591 | 0.27652 | . | . | .
2227 | Industrial, Existing, SIC34 Fab Metals, Base Pumps, ECM-306, Pumps - ASD (1-5 hp) | 1.0344 | 0.23592 | 0.27653 | . | . | .
2228 | Industrial, Existing, SIC35 Ind Machinery, Base Pumps, ECM-306, Pumps - ASD (1-5 hp) | 1.0344 | 0.23589 | 0.27651 | . | . | .
2229 | Industrial, Existing, SIC36 Electronics, Base Pumps, ECM-306, Pumps - ASD (1-5 hp) | 1.0344 | 0.23591 | 0.27653 | . | . | .
2230 | Industrial, Existing, SIC37 Transp Eqp, Base Pumps, ECM-306, Pumps - ASD (1-5 hp) | 1.0344 | 0.23591 | 0.27653 | . | . | .
2231 | Industrial, Existing, SIC38 Instruments, Base Pumps, ECM-306, Pumps - ASD (1-5 hp) | 1.0344 | 0.23591 | 0.27653 | . | . | .
2232 | Industrial, Existing, SIC39/21/31 Misc, Base Pumps, ECM-306, Pumps - ASD (1-5 hp) | 1.0344 | 0.23592 | 0.27654 | . | . | .
2233 | Industrial, Existing, SIC20 Food, Base Pumps, ECM-307, Pumps - Motor practices-1 (1-5 HP) | 1.0345 | 0.6436 | 0.7543 | . | . | .
2234 | Industrial, Existing, SIC22-23Textiles, Base Pumps, ECM-307, Pumps - Motor practices-1 (1-5 HP) | 1.0348 | 0.64375 | 0.7543 | . | . | .
2235 | Industrial, Existing, SIC24-25 Lumber, Base Pumps, ECM-307, Pumps - Motor practices-1 (1-5 HP) | 1.0346 | 0.64364 | 0.7543 | . | . | .
2236 | Industrial, Existing, SIC26 Paper, Base Pumps, ECM-307, Pumps - Motor practices-1 (1-5 HP) | 1.0345 | 0.64357 | 0.7543 | . | . | .
2237 | Industrial, Existing, SIC27 Printing, Base Pumps, ECM-307, Pumps - Motor practices-1 (1-5 HP) | 1.0345 | 0.64359 | 0.7543 | . | . | .
2238 | Industrial, Existing, SIC28 Chemicals, Base Pumps, ECM-307, Pumps - Motor practices-1 (1-5 HP) | 1.0344 | 0.64354 | 0.7543 | . | . | .
2239 | Industrial, Existing, SIC29 Petroleum, Base Pumps, ECM-307, Pumps - Motor practices-1 (1-5 HP) | 1.0344 | 0.64354 | 0.7543 | . | . | .
2240 | Industrial, Existing, SIC30 Rubber/Plastics, Base Pumps, ECM-307, Pumps - Motor practices-1 (1-5 HP) | 1.0345 | 0.6436 | 0.7543 | . | . | .
2241 | Industrial, Existing, SIC32 Stone/Clay/Glass, Base Pumps, ECM-307, Pumps - Motor practices-1 (1-5 HP) | 1.0345 | 0.64358 | 0.7543 | . | . | .
2242 | Industrial, Existing, SIC33 Primary Metals, Base Pumps, ECM-307, Pumps - Motor practices-1 (1-5 HP) | 1.0346 | 0.64364 | 0.7543 | . | . | .
2243 | Industrial, Existing, SIC34 Fab Metals, Base Pumps, ECM-307, Pumps - Motor practices-1 (1-5 HP) | 1.0345 | 0.64362 | 0.7543 | . | . | .
2244 | Industrial, Existing, SIC35 Ind Machinery, Base Pumps, ECM-307, Pumps - Motor practices-1 (1-5 HP) | 1.0346 | 0.64367 | 0.75431 | . | . | .
2245 | Industrial, Existing, SIC36 Electronics, Base Pumps, ECM-307, Pumps - Motor practices-1 (1-5 HP) | 1.0345 | 0.64359 | 0.7543 | . | . | .
2246 | Industrial, Existing, SIC37 Transp Eqp, Base Pumps, ECM-307, Pumps - Motor practices-1 (1-5 HP) | 1.0346 | 0.64362 | 0.7543 | . | . | .
2247 | Industrial, Existing, SIC38 Instruments, Base Pumps, ECM-307, Pumps - Motor practices-1 (1-5 HP) | 1.0345 | 0.64359 | 0.7543 | . | . | .
2248 | Industrial, Existing, SIC39/21/31 Misc, Base Pumps, ECM-307, Pumps - Motor practices-1 (1-5 HP) | 1.0345 | 0.64358 | 0.7543 | . | . | .
2249 | Industrial, Existing, SIC20 Food, Base Pumps, ECM-308, Pumps - Replace 6-100 HP motor | 1.0345 | 0.24405 | 0.32343 | . | . | .
2250 | Industrial, Existing, SIC22-23Textiles, Base Pumps, ECM-308, Pumps - Replace 6-100 HP motor | 1.0348 | 0.2441 | 0.32343 | . | . | .
2251 | Industrial, Existing, SIC24-25 Lumber, Base Pumps, ECM-308, Pumps - Replace 6-100 HP motor | 1.0346 | 0.24407 | 0.32343 | . | . | .
2252 | Industrial, Existing, SIC26 Paper, Base Pumps, ECM-308, Pumps - Replace 6-100 HP motor | 1.0345 | 0.24404 | 0.32343 | . | . | .
2253 | Industrial, Existing, SIC27 Printing, Base Pumps, ECM-308, Pumps - Replace 6-100 HP motor | 1.0345 | 0.24405 | 0.32343 | . | . | .
2254 | Industrial, Existing, SIC28 Chemicals, Base Pumps, ECM-308, Pumps - Replace 6-100 HP motor | 1.0344 | 0.24403 | 0.32343 | . | . | .
2255 | Industrial, Existing, SIC29 Petroleum, Base Pumps, ECM-308, Pumps - Replace 6-100 HP motor | 1.0344 | 0.24403 | 0.32343 | . | . | .
2256 | Industrial, Existing, SIC30 Rubber/Plastics, Base Pumps, ECM-308, Pumps - Replace 6-100 HP motor | 1.0345 | 0.24405 | 0.32343 | . | . | .
2257 | Industrial, Existing, SIC32 Stone/Clay/Glass, Base Pumps, ECM-308, Pumps - Replace 6-100 HP motor | 1.0345 | 0.24404 | 0.32343 | . | . | .
2258 | Industrial, Existing, SIC33 Primary Metals, Base Pumps, ECM-308, Pumps - Replace 6-100 HP motor | 1.0346 | 0.24406 | 0.32343 | . | . | .
2259 | Industrial, Existing, SIC34 Fab Metals, Base Pumps, ECM-308, Pumps - Replace 6-100 HP motor | 1.0345 | 0.24406 | 0.32343 | . | . | .
2260 | Industrial, Existing, SIC35 Ind Machinery, Base Pumps, ECM-308, Pumps - Replace 6-100 HP motor | 1.0346 | 0.24408 | 0.32343 | . | . | .
2261 | Industrial, Existing, SIC36 Electronics, Base Pumps, ECM-308, Pumps - Replace 6-100 HP motor | 1.0345 | 0.24405 | 0.32343 | . | . | .
2262 | Industrial, Existing, SIC37 Transp Eqp, Base Pumps, ECM-308, Pumps - Replace 6-100 HP motor | 1.0346 | 0.24406 | 0.32343 | . | . | .
2263 | Industrial, Existing, SIC38 Instruments, Base Pumps, ECM-308, Pumps - Replace 6-100 HP motor | 1.0345 | 0.24405 | 0.32343 | . | . | .
2264 | Industrial, Existing, SIC39/21/31 Misc, Base Pumps, ECM-308, Pumps - Replace 6-100 HP motor | 1.0345 | 0.24404 | 0.32343 | . | . | .
2265 | Industrial, Existing, SIC20 Food, Base Pumps, ECM-309, Pumps - ASD (6-100 hp) | 1.0344 | 8.0156 | 10.6244 | . | . | .
2266 | Industrial, Existing, SIC22-23Textiles, Base Pumps, ECM-309, Pumps - ASD (6-100 hp) | 1.0345 | 8.0164 | 10.6237 | . | . | .
2267 | Industrial, Existing, SIC24-25 Lumber, Base Pumps, ECM-309, Pumps - ASD (6-100 hp) | 1.0344 | 8.0155 | 10.624 | . | . | .
2268 | Industrial, Existing, SIC26 Paper, Base Pumps, ECM-309, Pumps - ASD (6-100 hp) | 1.0344 | 8.0157 | 10.6246 | . | . | .
2269 | Industrial, Existing, SIC27 Printing, Base Pumps, ECM-309, Pumps - ASD (6-100 hp) | 1.0344 | 8.0155 | 10.6244 | . | . | .
2270 | Industrial, Existing, SIC28 Chemicals, Base Pumps, ECM-309, Pumps - ASD (6-100 hp) | 1.0343 | 8.0158 | 10.6249 | . | . | .
2271 | Industrial, Existing, SIC29 Petroleum, Base Pumps, ECM-309, Pumps - ASD (6-100 hp) | 1.0343 | 8.016 | 10.6251 | . | . | .
2272 | Industrial, Existing, SIC30 Rubber/Plastics, Base Pumps, ECM-309, Pumps - ASD (6-100 hp) | 1.0344 | 8.0158 | 10.6245 | . | . | .
2273 | Industrial, Existing, SIC32 Stone/Clay/Glass, Base Pumps, ECM-309, Pumps - ASD (6-100 hp) | 1.0344 | 8.0157 | 10.6246 | . | . | .
2274 | Industrial, Existing, SIC33 Primary Metals, Base Pumps, ECM-309, Pumps - ASD (6-100 hp) | 1.0344 | 8.0157 | 10.6241 | . | . | .
2275 | Industrial, Existing, SIC34 Fab Metals, Base Pumps, ECM-309, Pumps - ASD (6-100 hp) | 1.0344 | 8.0158 | 10.6243 | . | . | .
2276 | Industrial, Existing, SIC35 Ind Machinery, Base Pumps, ECM-309, Pumps - ASD (6-100 hp) | 1.0344 | 8.015 | 10.6234 | . | . | .
2277 | Industrial, Existing, SIC36 Electronics, Base Pumps, ECM-309, Pumps - ASD (6-100 hp) | 1.0344 | 8.0157 | 10.6245 | . | . | .
2278 | Industrial, Existing, SIC37 Transp Eqp, Base Pumps, ECM-309, Pumps - ASD (6-100 hp) | 1.0344 | 8.0157 | 10.6243 | . | . | .
2279 | Industrial, Existing, SIC38 Instruments, Base Pumps, ECM-309, Pumps - ASD (6-100 hp) | 1.0344 | 8.0157 | 10.6245 | . | . | .
2280 | Industrial, Existing, SIC39/21/31 Misc, Base Pumps, ECM-309, Pumps - ASD (6-100 hp) | 1.0344 | 8.0158 | 10.6246 | . | . | .
2281 | Industrial, Existing, SIC20 Food, Base Pumps, ECM-310, Pumps - Motor practices-1 (6-100 HP) | 1.0345 | 0.95534 | 1.2661 | . | . | .
2282 | Industrial, Existing, SIC22-23Textiles, Base Pumps, ECM-310, Pumps - Motor practices-1 (6-100 HP) | 1.0348 | 0.95556 | 1.2661 | . | . | .
2283 | Industrial, Existing, SIC24-25 Lumber, Base Pumps, ECM-310, Pumps - Motor practices-1 (6-100 HP) | 1.0346 | 0.9554 | 1.2661 | . | . | .
2284 | Industrial, Existing, SIC26 Paper, Base Pumps, ECM-310, Pumps - Motor practices-1 (6-100 HP) | 1.0345 | 0.95531 | 1.2661 | . | . | .
2285 | Industrial, Existing, SIC27 Printing, Base Pumps, ECM-310, Pumps - Motor practices-1 (6-100 HP) | 1.0345 | 0.95533 | 1.2661 | . | . | .
2286 | Industrial, Existing, SIC28 Chemicals, Base Pumps, ECM-310, Pumps - Motor practices-1 (6-100 HP) | 1.0344 | 0.95526 | 1.2661 | . | . | .
2287 | Industrial, Existing, SIC29 Petroleum, Base Pumps, ECM-310, Pumps - Motor practices-1 (6-100 HP) | 1.0344 | 0.95525 | 1.2661 | . | . | .
2288 | Industrial, Existing, SIC30 Rubber/Plastics, Base Pumps, ECM-310, Pumps - Motor practices-1 (6-100 HP) | 1.0345 | 0.95534 | 1.2661 | . | . | .
2289 | Industrial, Existing, SIC32 Stone/Clay/Glass, Base Pumps, ECM-310, Pumps - Motor practices-1 (6-100 HP) | 1.0345 | 0.95531 | 1.2661 | . | . | .
2290 | Industrial, Existing, SIC33 Primary Metals, Base Pumps, ECM-310, Pumps - Motor practices-1 (6-100 HP) | 1.0346 | 0.9554 | 1.2661 | . | . | .
2291 | Industrial, Existing, SIC34 Fab Metals, Base Pumps, ECM-310, Pumps - Motor practices-1 (6-100 HP) | 1.0345 | 0.95537 | 1.2661 | . | . | .
2292 | Industrial, Existing, SIC35 Ind Machinery, Base Pumps, ECM-310, Pumps - Motor practices-1 (6-100 HP) | 1.0346 | 0.95545 | 1.2661 | . | . | .
2293 | Industrial, Existing, SIC36 Electronics, Base Pumps, ECM-310, Pumps - Motor practices-1 (6-100 HP) | 1.0345 | 0.95533 | 1.2661 | . | . | .
2294 | Industrial, Existing, SIC37 Transp Eqp, Base Pumps, ECM-310, Pumps - Motor practices-1 (6-100 HP) | 1.0346 | 0.95537 | 1.2661 | . | . | .
2295 | Industrial, Existing, SIC38 Instruments, Base Pumps, ECM-310, Pumps - Motor practices-1 (6-100 HP) | 1.0345 | 0.95533 | 1.2661 | . | . | .
2296 | Industrial, Existing, SIC39/21/31 Misc, Base Pumps, ECM-310, Pumps - Motor practices-1 (6-100 HP) | 1.0345 | 0.95531 | 1.2661 | . | . | .
2297 | Industrial, Existing, SIC20 Food, Base Pumps, ECM-311, Pumps - Replace 100+ HP motor | 1.0345 | 0.45991 | 0.71189 | . | . | .
2298 | Industrial, Existing, SIC22-23Textiles, Base Pumps, ECM-311, Pumps - Replace 100+ HP motor | 1.0348 | 0.46002 | 0.7119 | . | . | .
2299 | Industrial, Existing, SIC24-25 Lumber, Base Pumps, ECM-311, Pumps - Replace 100+ HP motor | 1.0346 | 0.45994 | 0.7119 | . | . | .
2300 | Industrial, Existing, SIC26 Paper, Base Pumps, ECM-311, Pumps - Replace 100+ HP motor | 1.0345 | 0.4599 | 0.71189 | . | . | .
2301 | Industrial, Existing, SIC27 Printing, Base Pumps, ECM-311, Pumps - Replace 100+ HP motor | 1.0345 | 0.45991 | 0.71189 | . | . | .
2302 | Industrial, Existing, SIC28 Chemicals, Base Pumps, ECM-311, Pumps - Replace 100+ HP motor | 1.0344 | 0.45987 | 0.71189 | . | . | .
2303 | Industrial, Existing, SIC29 Petroleum, Base Pumps, ECM-311, Pumps - Replace 100+ HP motor | 1.0344 | 0.45987 | 0.71189 | . | . | .
2304 | Industrial, Existing, SIC30 Rubber/Plastics, Base Pumps, ECM-311, Pumps - Replace 100+ HP motor | 1.0345 | 0.45991 | 0.71189 | . | . | .
2305 | Industrial, Existing, SIC32 Stone/Clay/Glass, Base Pumps, ECM-311, Pumps - Replace 100+ HP motor | 1.0345 | 0.4599 | 0.71189 | . | . | .
2306 | Industrial, Existing, SIC33 Primary Metals, Base Pumps, ECM-311, Pumps - Replace 100+ HP motor | 1.0346 | 0.45994 | 0.71189 | . | . | .
2307 | Industrial, Existing, SIC34 Fab Metals, Base Pumps, ECM-311, Pumps - Replace 100+ HP motor | 1.0345 | 0.45993 | 0.71189 | . | . | .
2308 | Industrial, Existing, SIC35 Ind Machinery, Base Pumps, ECM-311, Pumps - Replace 100+ HP motor | 1.0346 | 0.45997 | 0.7119 | . | . | .
2309 | Industrial, Existing, SIC36 Electronics, Base Pumps, ECM-311, Pumps - Replace 100+ HP motor | 1.0345 | 0.45991 | 0.71189 | . | . | .
2310 | Industrial, Existing, SIC37 Transp Eqp, Base Pumps, ECM-311, Pumps - Replace 100+ HP motor | 1.0346 | 0.45993 | 0.71189 | . | . | .
2311 | Industrial, Existing, SIC38 Instruments, Base Pumps, ECM-311, Pumps - Replace 100+ HP motor | 1.0345 | 0.45991 | 0.71189 | . | . | .
2312 | Industrial, Existing, SIC39/21/31 Misc, Base Pumps, ECM-311, Pumps - Replace 100+ HP motor | 1.0345 | 0.4599 | 0.71189 | . | . | .
2313 | Industrial, Existing, SIC20 Food, Base Pumps, ECM-312, Pumps - ASD (100+ hp) | 1.0344 | 1.7614 | 2.7268 | . | . | .
2314 | Industrial, Existing, SIC22-23Textiles, Base Pumps, ECM-312, Pumps - ASD (100+ hp) | 1.0345 | 1.7616 | 2.7267 | . | . | .
2315 | Industrial, Existing, SIC24-25 Lumber, Base Pumps, ECM-312, Pumps - ASD (100+ hp) | 1.0344 | 1.7614 | 2.7268 | . | . | .
2316 | Industrial, Existing, SIC26 Paper, Base Pumps, ECM-312, Pumps - ASD (100+ hp) | 1.0344 | 1.7614 | 2.7269 | . | . | .
2317 | Industrial, Existing, SIC27 Printing, Base Pumps, ECM-312, Pumps - ASD (100+ hp) | 1.0344 | 1.7614 | 2.7268 | . | . | .
2318 | Industrial, Existing, SIC28 Chemicals, Base Pumps, ECM-312, Pumps - ASD (100+ hp) | 1.0343 | 1.7614 | 2.727 | . | . | .
2319 | Industrial, Existing, SIC29 Petroleum, Base Pumps, ECM-312, Pumps - ASD (100+ hp) | 1.0343 | 1.7615 | 2.727 | . | . | .
2320 | Industrial, Existing, SIC30 Rubber/Plastics, Base Pumps, ECM-312, Pumps - ASD (100+ hp) | 1.0344 | 1.7614 | 2.7269 | . | . | .
2321 | Industrial, Existing, SIC32 Stone/Clay/Glass, Base Pumps, ECM-312, Pumps - ASD (100+ hp) | 1.0344 | 1.7614 | 2.7269 | . | . | .
2322 | Industrial, Existing, SIC33 Primary Metals, Base Pumps, ECM-312, Pumps - ASD (100+ hp) | 1.0344 | 1.7614 | 2.7268 | . | . | .
2323 | Industrial, Existing, SIC34 Fab Metals, Base Pumps, ECM-312, Pumps - ASD (100+ hp) | 1.0344 | 1.7614 | 2.7268 | . | . | .
2324 | Industrial, Existing, SIC35 Ind Machinery, Base Pumps, ECM-312, Pumps - ASD (100+ hp) | 1.0344 | 1.7613 | 2.7266 | . | . | .
2325 | Industrial, Existing, SIC36 Electronics, Base Pumps, ECM-312, Pumps - ASD (100+ hp) | 1.0344 | 1.7614 | 2.7269 | . | . | .
2326 | Industrial, Existing, SIC37 Transp Eqp, Base Pumps, ECM-312, Pumps - ASD (100+ hp) | 1.0344 | 1.7614 | 2.7268 | . | . | .
2327 | Industrial, Existing, SIC38 Instruments, Base Pumps, ECM-312, Pumps - ASD (100+ hp) | 1.0344 | 1.7614 | 2.7269 | . | . | .
2328 | Industrial, Existing, SIC39/21/31 Misc, Base Pumps, ECM-312, Pumps - ASD (100+ hp) | 1.0344 | 1.7614 | 2.7269 | . | . | .
2329 | Industrial, Existing, SIC20 Food, Base Pumps, ECM-313, Pumps - Motor practices-1 (100+ HP) | 1.0345 | 0.9213 | 1.4261 | . | . | .
2330 | Industrial, Existing, SIC22-23Textiles, Base Pumps, ECM-313, Pumps - Motor practices-1 (100+ HP) | 1.0348 | 0.92152 | 1.4261 | . | . | .
2331 | Industrial, Existing, SIC24-25 Lumber, Base Pumps, ECM-313, Pumps - Motor practices-1 (100+ HP) | 1.0346 | 0.92136 | 1.4261 | . | . | .
2332 | Industrial, Existing, SIC26 Paper, Base Pumps, ECM-313, Pumps - Motor practices-1 (100+ HP) | 1.0345 | 0.92127 | 1.4261 | . | . | .
2333 | Industrial, Existing, SIC27 Printing, Base Pumps, ECM-313, Pumps - Motor practices-1 (100+ HP) | 1.0345 | 0.92129 | 1.4261 | . | . | .
2334 | Industrial, Existing, SIC28 Chemicals, Base Pumps, ECM-313, Pumps - Motor practices-1 (100+ HP) | 1.0344 | 0.92123 | 1.4261 | . | . | .
2335 | Industrial, Existing, SIC29 Petroleum, Base Pumps, ECM-313, Pumps - Motor practices-1 (100+ HP) | 1.0344 | 0.92122 | 1.4261 | . | . | .
2336 | Industrial, Existing, SIC30 Rubber/Plastics, Base Pumps, ECM-313, Pumps - Motor practices-1 (100+ HP) | 1.0345 | 0.9213 | 1.4261 | . | . | .
2337 | Industrial, Existing, SIC32 Stone/Clay/Glass, Base Pumps, ECM-313, Pumps - Motor practices-1 (100+ HP) | 1.0345 | 0.92127 | 1.4261 | . | . | .
2338 | Industrial, Existing, SIC33 Primary Metals, Base Pumps, ECM-313, Pumps - Motor practices-1 (100+ HP) | 1.0346 | 0.92136 | 1.4261 | . | . | .
2339 | Industrial, Existing, SIC34 Fab Metals, Base Pumps, ECM-313, Pumps - Motor practices-1 (100+ HP) | 1.0345 | 0.92133 | 1.4261 | . | . | .
2340 | Industrial, Existing, SIC35 Ind Machinery, Base Pumps, ECM-313, Pumps - Motor practices-1 (100+ HP) | 1.0346 | 0.92141 | 1.4261 | . | . | .
2341 | Industrial, Existing, SIC36 Electronics, Base Pumps, ECM-313, Pumps - Motor practices-1 (100+ HP) | 1.0345 | 0.92129 | 1.4261 | . | . | .
2342 | Industrial, Existing, SIC37 Transp Eqp, Base Pumps, ECM-313, Pumps - Motor practices-1 (100+ HP) | 1.0346 | 0.92133 | 1.4261 | . | . | .
2343 | Industrial, Existing, SIC38 Instruments, Base Pumps, ECM-313, Pumps - Motor practices-1 (100+ HP) | 1.0345 | 0.92129 | 1.4261 | . | . | .
2344 | Industrial, Existing, SIC39/21/31 Misc, Base Pumps, ECM-313, Pumps - Motor practices-1 (100+ HP) | 1.0345 | 0.92127 | 1.4261 | . | . | .
2345 | Industrial, Existing, SIC20 Food, Base Drives, ECM-401, Bakery - Process (Mixing) - O&M | 1.0345 | 6.64 | 8.7997 | . | . | .
2346 | Industrial, Existing, SIC22-23Textiles, Base Drives, ECM-401, Bakery - Process (Mixing) - O&M | . | 99999 | 99999 | . | . | .
2347 | Industrial, Existing, SIC24-25 Lumber, Base Drives, ECM-401, Bakery - Process (Mixing) - O&M | . | 99999 | 99999 | . | . | .
2348 | Industrial, Existing, SIC26 Paper, Base Drives, ECM-401, Bakery - Process (Mixing) - O&M | . | 99999 | 99999 | . | . | .
2349 | Industrial, Existing, SIC27 Printing, Base Drives, ECM-401, Bakery - Process (Mixing) - O&M | . | 99999 | 99999 | . | . | .
2350 | Industrial, Existing, SIC28 Chemicals, Base Drives, ECM-401, Bakery - Process (Mixing) - O&M | . | 99999 | 99999 | . | . | .
2351 | Industrial, Existing, SIC29 Petroleum, Base Drives, ECM-401, Bakery - Process (Mixing) - O&M | . | 99999 | 99999 | . | . | .
2352 | Industrial, Existing, SIC30 Rubber/Plastics, Base Drives, ECM-401, Bakery - Process (Mixing) - O&M | . | 99999 | 99999 | . | . | .
2353 | Industrial, Existing, SIC32 Stone/Clay/Glass, Base Drives, ECM-401, Bakery - Process (Mixing) - O&M | . | 99999 | 99999 | . | . | .
2354 | Industrial, Existing, SIC33 Primary Metals, Base Drives, ECM-401, Bakery - Process (Mixing) - O&M | . | 99999 | 99999 | . | . | .
2355 | Industrial, Existing, SIC34 Fab Metals, Base Drives, ECM-401, Bakery - Process (Mixing) - O&M | . | 99999 | 99999 | . | . | .
2356 | Industrial, Existing, SIC35 Ind Machinery, Base Drives, ECM-401, Bakery - Process (Mixing) - O&M | . | 99999 | 99999 | . | . | .
2357 | Industrial, Existing, SIC36 Electronics, Base Drives, ECM-401, Bakery - Process (Mixing) - O&M | . | 99999 | 99999 | . | . | .
2358 | Industrial, Existing, SIC37 Transp Eqp, Base Drives, ECM-401, Bakery - Process (Mixing) - O&M | . | 99999 | 99999 | . | . | .
2359 | Industrial, Existing, SIC38 Instruments, Base Drives, ECM-401, Bakery - Process (Mixing) - O&M | . | 99999 | 99999 | . | . | .
2360 | Industrial, Existing, SIC39/21/31 Misc, Base Drives, ECM-401, Bakery - Process (Mixing) - O&M | . | 99999 | 99999 | . | . | .
2361 | Industrial, Existing, SIC20 Food, Base Heating , ECM-501, Bakery - Process | 1.0345 | 4.6698 | 5.2867 | . | . | .
2362 | Industrial, Existing, SIC22-23Textiles, Base Heating , ECM-501, Bakery - Process | . | 99999 | 99999 | . | . | .
2363 | Industrial, Existing, SIC24-25 Lumber, Base Heating , ECM-501, Bakery - Process | . | 99999 | 99999 | . | . | .
2364 | Industrial, Existing, SIC26 Paper, Base Heating , ECM-501, Bakery - Process | . | 99999 | 99999 | . | . | .
2365 | Industrial, Existing, SIC27 Printing, Base Heating , ECM-501, Bakery - Process | . | 99999 | 99999 | . | . | .
2366 | Industrial, Existing, SIC28 Chemicals, Base Heating , ECM-501, Bakery - Process | . | 99999 | 99999 | . | . | .
2367 | Industrial, Existing, SIC29 Petroleum, Base Heating , ECM-501, Bakery - Process | . | 99999 | 99999 | . | . | .
2368 | Industrial, Existing, SIC30 Rubber/Plastics, Base Heating , ECM-501, Bakery - Process | . | 99999 | 99999 | . | . | .
2369 | Industrial, Existing, SIC32 Stone/Clay/Glass, Base Heating , ECM-501, Bakery - Process | . | 99999 | 99999 | . | . | .
2370 | Industrial, Existing, SIC33 Primary Metals, Base Heating , ECM-501, Bakery - Process | . | 99999 | 99999 | . | . | .
2371 | Industrial, Existing, SIC34 Fab Metals, Base Heating , ECM-501, Bakery - Process | . | 99999 | 99999 | . | . | .
2372 | Industrial, Existing, SIC35 Ind Machinery, Base Heating , ECM-501, Bakery - Process | . | 99999 | 99999 | . | . | .
2373 | Industrial, Existing, SIC36 Electronics, Base Heating , ECM-501, Bakery - Process | . | 99999 | 99999 | . | . | .
2374 | Industrial, Existing, SIC37 Transp Eqp, Base Heating , ECM-501, Bakery - Process | . | 99999 | 99999 | . | . | .
2375 | Industrial, Existing, SIC38 Instruments, Base Heating , ECM-501, Bakery - Process | . | 99999 | 99999 | . | . | .
2376 | Industrial, Existing, SIC39/21/31 Misc, Base Heating , ECM-501, Bakery - Process | . | 99999 | 99999 | . | . | .
2377 | Industrial, Existing, SIC20 Food, Base Refrigeration, ECM-551, Efficient Refrigeration - Operations | 1.0345 | 5.9059 | 7.8267 | . | . | .
2378 | Industrial, Existing, SIC22-23Textiles, Base Refrigeration, ECM-551, Efficient Refrigeration - Operations | . | 99999 | 99999 | . | . | .
2379 | Industrial, Existing, SIC24-25 Lumber, Base Refrigeration, ECM-551, Efficient Refrigeration - Operations | . | 99999 | 99999 | . | . | .
2380 | Industrial, Existing, SIC26 Paper, Base Refrigeration, ECM-551, Efficient Refrigeration - Operations | . | 99999 | 99999 | . | . | .
2381 | Industrial, Existing, SIC27 Printing, Base Refrigeration, ECM-551, Efficient Refrigeration - Operations | . | 99999 | 99999 | . | . | .
2382 | Industrial, Existing, SIC28 Chemicals, Base Refrigeration, ECM-551, Efficient Refrigeration - Operations | . | 99999 | 99999 | . | . | .
2383 | Industrial, Existing, SIC29 Petroleum, Base Refrigeration, ECM-551, Efficient Refrigeration - Operations | . | 99999 | 99999 | . | . | .
2384 | Industrial, Existing, SIC30 Rubber/Plastics, Base Refrigeration, ECM-551, Efficient Refrigeration - Operations | . | 99999 | 99999 | . | . | .
2385 | Industrial, Existing, SIC32 Stone/Clay/Glass, Base Refrigeration, ECM-551, Efficient Refrigeration - Operations | . | 99999 | 99999 | . | . | .
2386 | Industrial, Existing, SIC33 Primary Metals, Base Refrigeration, ECM-551, Efficient Refrigeration - Operations | . | 99999 | 99999 | . | . | .
2387 | Industrial, Existing, SIC34 Fab Metals, Base Refrigeration, ECM-551, Efficient Refrigeration - Operations | . | 99999 | 99999 | . | . | .
2388 | Industrial, Existing, SIC35 Ind Machinery, Base Refrigeration, ECM-551, Efficient Refrigeration - Operations | . | 99999 | 99999 | . | . | .
2389 | Industrial, Existing, SIC36 Electronics, Base Refrigeration, ECM-551, Efficient Refrigeration - Operations | . | 99999 | 99999 | . | . | .
2390 | Industrial, Existing, SIC37 Transp Eqp, Base Refrigeration, ECM-551, Efficient Refrigeration - Operations | . | 99999 | 99999 | . | . | .
2391 | Industrial, Existing, SIC38 Instruments, Base Refrigeration, ECM-551, Efficient Refrigeration - Operations | . | 99999 | 99999 | . | . | .
2392 | Industrial, Existing, SIC39/21/31 Misc, Base Refrigeration, ECM-551, Efficient Refrigeration - Operations | . | 99999 | 99999 | . | . | .
2393 | Industrial, Existing, SIC20 Food, Base Refrigeration, ECM-552, Optimization Refrigeration | 1.0345 | 1.3849 | 1.5678 | 0.27674 | 0.11631 | 1.4547
2394 | Industrial, Existing, SIC22-23Textiles, Base Refrigeration, ECM-552, Optimization Refrigeration | . | 99999 | 99999 | . | . | .
2395 | Industrial, Existing, SIC24-25 Lumber, Base Refrigeration, ECM-552, Optimization Refrigeration | . | 99999 | 99999 | . | . | .
2396 | Industrial, Existing, SIC26 Paper, Base Refrigeration, ECM-552, Optimization Refrigeration | . | 99999 | 99999 | . | . | .
2397 | Industrial, Existing, SIC27 Printing, Base Refrigeration, ECM-552, Optimization Refrigeration | . | 99999 | 99999 | . | . | .
2398 | Industrial, Existing, SIC28 Chemicals, Base Refrigeration, ECM-552, Optimization Refrigeration | . | 99999 | 99999 | . | . | .
2399 | Industrial, Existing, SIC29 Petroleum, Base Refrigeration, ECM-552, Optimization Refrigeration | . | 99999 | 99999 | . | . | .
2400 | Industrial, Existing, SIC30 Rubber/Plastics, Base Refrigeration, ECM-552, Optimization Refrigeration | . | 99999 | 99999 | . | . | .
2401 | Industrial, Existing, SIC32 Stone/Clay/Glass, Base Refrigeration, ECM-552, Optimization Refrigeration | . | 99999 | 99999 | . | . | .
2402 | Industrial, Existing, SIC33 Primary Metals, Base Refrigeration, ECM-552, Optimization Refrigeration | . | 99999 | 99999 | . | . | .
2403 | Industrial, Existing, SIC34 Fab Metals, Base Refrigeration, ECM-552, Optimization Refrigeration | . | 99999 | 99999 | . | . | .
2404 | Industrial, Existing, SIC35 Ind Machinery, Base Refrigeration, ECM-552, Optimization Refrigeration | . | 99999 | 99999 | . | . | .
2405 | Industrial, Existing, SIC36 Electronics, Base Refrigeration, ECM-552, Optimization Refrigeration | . | 99999 | 99999 | . | . | .
2406 | Industrial, Existing, SIC37 Transp Eqp, Base Refrigeration, ECM-552, Optimization Refrigeration | . | 99999 | 99999 | . | . | .
2407 | Industrial, Existing, SIC38 Instruments, Base Refrigeration, ECM-552, Optimization Refrigeration | . | 99999 | 99999 | . | . | .
2408 | Industrial, Existing, SIC39/21/31 Misc, Base Refrigeration, ECM-552, Optimization Refrigeration | . | 99999 | 99999 | . | . | .
2409 | Industrial, Existing, SIC20 Food, Base Centrifugal Chiller, 0.58 kW/ton, 500 tons, ECM-701, Centrifugal Chiller, 0.51 kW/ton, 500 tons | 1.0343 | 0.65342 | 0.63174 | . | . | .
2410 | Industrial, Existing, SIC22-23Textiles, Base Centrifugal Chiller, 0.58 kW/ton, 500 tons, ECM-701, Centrifugal Chiller, 0.51 kW/ton, 500 tons | 1.0344 | 0.65336 | 0.63166 | . | . | .
2411 | Industrial, Existing, SIC24-25 Lumber, Base Centrifugal Chiller, 0.58 kW/ton, 500 tons, ECM-701, Centrifugal Chiller, 0.51 kW/ton, 500 tons | 1.0343 | 0.6534 | 0.63171 | . | . | .
2412 | Industrial, Existing, SIC26 Paper, Base Centrifugal Chiller, 0.58 kW/ton, 500 tons, ECM-701, Centrifugal Chiller, 0.51 kW/ton, 500 tons | 1.0343 | 0.65343 | 0.63175 | . | . | .
2413 | Industrial, Existing, SIC27 Printing, Base Centrifugal Chiller, 0.58 kW/ton, 500 tons, ECM-701, Centrifugal Chiller, 0.51 kW/ton, 500 tons | 1.0343 | 0.65342 | 0.63174 | . | . | .
2414 | Industrial, Existing, SIC28 Chemicals, Base Centrifugal Chiller, 0.58 kW/ton, 500 tons, ECM-701, Centrifugal Chiller, 0.51 kW/ton, 500 tons | 1.0343 | 0.65345 | 0.63177 | . | . | .
2415 | Industrial, Existing, SIC29 Petroleum, Base Centrifugal Chiller, 0.58 kW/ton, 500 tons, ECM-701, Centrifugal Chiller, 0.51 kW/ton, 500 tons | 1.0343 | 0.65346 | 0.63178 | . | . | .
2416 | Industrial, Existing, SIC30 Rubber/Plastics, Base Centrifugal Chiller, 0.58 kW/ton, 500 tons, ECM-701, Centrifugal Chiller, 0.51 kW/ton, 500 tons | 1.0343 | 0.65342 | 0.63174 | . | . | .
2417 | Industrial, Existing, SIC32 Stone/Clay/Glass, Base Centrifugal Chiller, 0.58 kW/ton, 500 tons, ECM-701, Centrifugal Chiller, 0.51 kW/ton, 500 tons | 1.0343 | 0.65343 | 0.63175 | . | . | .
2418 | Industrial, Existing, SIC33 Primary Metals, Base Centrifugal Chiller, 0.58 kW/ton, 500 tons, ECM-701, Centrifugal Chiller, 0.51 kW/ton, 500 tons | 1.0343 | 0.6534 | 0.63171 | . | . | .
2419 | Industrial, Existing, SIC34 Fab Metals, Base Centrifugal Chiller, 0.58 kW/ton, 500 tons, ECM-701, Centrifugal Chiller, 0.51 kW/ton, 500 tons | 1.0343 | 0.65341 | 0.63173 | . | . | .
2420 | Industrial, Existing, SIC35 Ind Machinery, Base Centrifugal Chiller, 0.58 kW/ton, 500 tons, ECM-701, Centrifugal Chiller, 0.51 kW/ton, 500 tons | 1.0344 | 0.65337 | 0.63167 | . | . | .
2421 | Industrial, Existing, SIC36 Electronics, Base Centrifugal Chiller, 0.58 kW/ton, 500 tons, ECM-701, Centrifugal Chiller, 0.51 kW/ton, 500 tons | 1.0343 | 0.65343 | 0.63174 | . | . | .
2422 | Industrial, Existing, SIC37 Transp Eqp, Base Centrifugal Chiller, 0.58 kW/ton, 500 tons, ECM-701, Centrifugal Chiller, 0.51 kW/ton, 500 tons | 1.0343 | 0.65341 | 0.63172 | . | . | .
2423 | Industrial, Existing, SIC38 Instruments, Base Centrifugal Chiller, 0.58 kW/ton, 500 tons, ECM-701, Centrifugal Chiller, 0.51 kW/ton, 500 tons | 1.0343 | 0.65343 | 0.63175 | . | . | .
2424 | Industrial, Existing, SIC39/21/31 Misc, Base Centrifugal Chiller, 0.58 kW/ton, 500 tons, ECM-701, Centrifugal Chiller, 0.51 kW/ton, 500 tons | 1.0343 | 0.65343 | 0.63175 | . | . | .
2425 | Industrial, Existing, SIC20 Food, Base Centrifugal Chiller, 0.58 kW/ton, 500 tons, ECM-702, High Efficiency Chiller Motors | 1.0345 | 1.7838 | 1.7243 | 0.0057373 | 0.00020094 | 0.030157
2426 | Industrial, Existing, SIC22-23Textiles, Base Centrifugal Chiller, 0.58 kW/ton, 500 tons, ECM-702, High Efficiency Chiller Motors | 1.0346 | 1.7839 | 1.7243 | 0.00023869 | 1.984e-05 | 0.00087762
2427 | Industrial, Existing, SIC24-25 Lumber, Base Centrifugal Chiller, 0.58 kW/ton, 500 tons, ECM-702, High Efficiency Chiller Motors | 1.0345 | 1.7839 | 1.7243 | 0.0003091 | 1.194e-05 | 0.0013088
2428 | Industrial, Existing, SIC26 Paper, Base Centrifugal Chiller, 0.58 kW/ton, 500 tons, ECM-702, High Efficiency Chiller Motors | 1.0345 | 1.7837 | 1.7243 | 0.00066683 | 2.578e-05 | 0.0042511
2429 | Industrial, Existing, SIC27 Printing, Base Centrifugal Chiller, 0.58 kW/ton, 500 tons, ECM-702, High Efficiency Chiller Motors | 1.0345 | 1.7838 | 1.7243 | 0.0017324 | 5.202e-05 | 0.0092399
2430 | Industrial, Existing, SIC28 Chemicals, Base Centrifugal Chiller, 0.58 kW/ton, 500 tons, ECM-702, High Efficiency Chiller Motors | 1.0344 | 1.7836 | 1.7243 | 0.00039821 | 1.44e-05 | 0.0032403
2431 | Industrial, Existing, SIC29 Petroleum, Base Centrifugal Chiller, 0.58 kW/ton, 500 tons, ECM-702, High Efficiency Chiller Motors | 1.0344 | 1.7836 | 1.7243 | 3.28e-06 | 1.9e-07 | 3.408e-05
2432 | Industrial, Existing, SIC30 Rubber/Plastics, Base Centrifugal Chiller, 0.58 kW/ton, 500 tons, ECM-702, High Efficiency Chiller Motors | 1.0345 | 1.7837 | 1.7243 | 0.00029836 | 1.363e-05 | 0.0017287
2433 | Industrial, Existing, SIC32 Stone/Clay/Glass, Base Centrifugal Chiller, 0.58 kW/ton, 500 tons, ECM-702, High Efficiency Chiller Motors | 1.0345 | 1.7837 | 1.7243 | 0.002399 | 9.44e-05 | 0.015065
2434 | Industrial, Existing, SIC33 Primary Metals, Base Centrifugal Chiller, 0.58 kW/ton, 500 tons, ECM-702, High Efficiency Chiller Motors | 1.0345 | 1.7838 | 1.7243 | 0.00013551 | 6.32e-06 | 0.00061848
2435 | Industrial, Existing, SIC34 Fab Metals, Base Centrifugal Chiller, 0.58 kW/ton, 500 tons, ECM-702, High Efficiency Chiller Motors | 1.0345 | 1.7838 | 1.7243 | 0.0016459 | 7.638e-05 | 0.0083732
2436 | Industrial, Existing, SIC35 Ind Machinery, Base Centrifugal Chiller, 0.58 kW/ton, 500 tons, ECM-702, High Efficiency Chiller Motors | 1.0346 | 1.7841 | 1.7243 | 0.00038675 | 8.9e-06 | 0.0012411
2437 | Industrial, Existing, SIC36 Electronics, Base Centrifugal Chiller, 0.58 kW/ton, 500 tons, ECM-702, High Efficiency Chiller Motors | 1.0345 | 1.7838 | 1.7243 | 0.0010491 | 4.214e-05 | 0.0060272
2438 | Industrial, Existing, SIC37 Transp Eqp, Base Centrifugal Chiller, 0.58 kW/ton, 500 tons, ECM-702, High Efficiency Chiller Motors | 1.0345 | 1.7838 | 1.7243 | 0.0010696 | 4.849e-05 | 0.0053205
2439 | Industrial, Existing, SIC38 Instruments, Base Centrifugal Chiller, 0.58 kW/ton, 500 tons, ECM-702, High Efficiency Chiller Motors | 1.0345 | 1.7837 | 1.7243 | 0.0027577 | 0.00011609 | 0.016439
2440 | Industrial, Existing, SIC39/21/31 Misc, Base Centrifugal Chiller, 0.58 kW/ton, 500 tons, ECM-702, High Efficiency Chiller Motors | 1.0345 | 1.7837 | 1.7243 | 0.0015111 | 6.47e-05 | 0.009639
2441 | Industrial, Existing, SIC20 Food, Base Centrifugal Chiller, 0.58 kW/ton, 500 tons, ECM-703, EMS - Chiller | 1.0343 | 1.0846 | 1.4376 | 0.00040449 | 7.083e-05 | 0.010629
2442 | Industrial, Existing, SIC22-23Textiles, Base Centrifugal Chiller, 0.58 kW/ton, 500 tons, ECM-703, EMS - Chiller | 1.0344 | 1.0845 | 1.4375 | 1.683e-05 | 7e-06 | 0.00030929
2443 | Industrial, Existing, SIC24-25 Lumber, Base Centrifugal Chiller, 0.58 kW/ton, 500 tons, ECM-703, EMS - Chiller | 1.0343 | 1.0845 | 1.4375 | 2.179e-05 | 4.21e-06 | 0.00046124
2444 | Industrial, Existing, SIC26 Paper, Base Centrifugal Chiller, 0.58 kW/ton, 500 tons, ECM-703, EMS - Chiller | 1.0343 | 1.0846 | 1.4376 | 4.701e-05 | 9.09e-06 | 0.0014984
2445 | Industrial, Existing, SIC27 Printing, Base Centrifugal Chiller, 0.58 kW/ton, 500 tons, ECM-703, EMS - Chiller | 1.0343 | 1.0846 | 1.4376 | 0.00012214 | 1.834e-05 | 0.0032566
2446 | Industrial, Existing, SIC28 Chemicals, Base Centrifugal Chiller, 0.58 kW/ton, 500 tons, ECM-703, EMS - Chiller | 1.0343 | 1.0846 | 1.4377 | 2.808e-05 | 5.08e-06 | 0.0011422
2447 | Industrial, Existing, SIC29 Petroleum, Base Centrifugal Chiller, 0.58 kW/ton, 500 tons, ECM-703, EMS - Chiller | 1.0343 | 1.0846 | 1.4377 | 2.3e-07 | 7e-08 | 1.201e-05
2448 | Industrial, Existing, SIC30 Rubber/Plastics, Base Centrifugal Chiller, 0.58 kW/ton, 500 tons, ECM-703, EMS - Chiller | 1.0343 | 1.0846 | 1.4376 | 2.104e-05 | 4.8e-06 | 0.0006093
2449 | Industrial, Existing, SIC32 Stone/Clay/Glass, Base Centrifugal Chiller, 0.58 kW/ton, 500 tons, ECM-703, EMS - Chiller | 1.0343 | 1.0846 | 1.4376 | 0.00016914 | 3.328e-05 | 0.00531
2450 | Industrial, Existing, SIC33 Primary Metals, Base Centrifugal Chiller, 0.58 kW/ton, 500 tons, ECM-703, EMS - Chiller | 1.0343 | 1.0845 | 1.4376 | 9.55e-06 | 2.23e-06 | 0.00021798
2451 | Industrial, Existing, SIC34 Fab Metals, Base Centrifugal Chiller, 0.58 kW/ton, 500 tons, ECM-703, EMS - Chiller | 1.0343 | 1.0846 | 1.4376 | 0.00011604 | 2.693e-05 | 0.0029512
2452 | Industrial, Existing, SIC35 Ind Machinery, Base Centrifugal Chiller, 0.58 kW/ton, 500 tons, ECM-703, EMS - Chiller | 1.0344 | 1.0845 | 1.4375 | 2.726e-05 | 3.14e-06 | 0.00043732
2453 | Industrial, Existing, SIC36 Electronics, Base Centrifugal Chiller, 0.58 kW/ton, 500 tons, ECM-703, EMS - Chiller | 1.0343 | 1.0846 | 1.4376 | 7.396e-05 | 1.486e-05 | 0.0021244
2454 | Industrial, Existing, SIC37 Transp Eqp, Base Centrifugal Chiller, 0.58 kW/ton, 500 tons, ECM-703, EMS - Chiller | 1.0343 | 1.0846 | 1.4376 | 7.541e-05 | 1.709e-05 | 0.0018752
2455 | Industrial, Existing, SIC38 Instruments, Base Centrifugal Chiller, 0.58 kW/ton, 500 tons, ECM-703, EMS - Chiller | 1.0343 | 1.0846 | 1.4376 | 0.00019443 | 4.092e-05 | 0.0057941
2456 | Industrial, Existing, SIC39/21/31 Misc, Base Centrifugal Chiller, 0.58 kW/ton, 500 tons, ECM-703, EMS - Chiller | 1.0343 | 1.0846 | 1.4376 | 0.00010654 | 2.281e-05 | 0.0033975
2457 | Industrial, Existing, SIC20 Food, Base Centrifugal Chiller, 0.58 kW/ton, 500 tons, ECM-704, Chiller Tune Up/Diagnostics | 1.0345 | 0.9024 | 1.1959 | . | . | .
2458 | Industrial, Existing, SIC22-23Textiles, Base Centrifugal Chiller, 0.58 kW/ton, 500 tons, ECM-704, Chiller Tune Up/Diagnostics | 1.0346 | 0.90247 | 1.1959 | . | . | .
2459 | Industrial, Existing, SIC24-25 Lumber, Base Centrifugal Chiller, 0.58 kW/ton, 500 tons, ECM-704, Chiller Tune Up/Diagnostics | 1.0345 | 0.90245 | 1.1959 | . | . | .
2460 | Industrial, Existing, SIC26 Paper, Base Centrifugal Chiller, 0.58 kW/ton, 500 tons, ECM-704, Chiller Tune Up/Diagnostics | 1.0345 | 0.90236 | 1.1959 | . | . | .
2461 | Industrial, Existing, SIC27 Printing, Base Centrifugal Chiller, 0.58 kW/ton, 500 tons, ECM-704, Chiller Tune Up/Diagnostics | 1.0345 | 0.9024 | 1.1959 | . | . | .
2462 | Industrial, Existing, SIC28 Chemicals, Base Centrifugal Chiller, 0.58 kW/ton, 500 tons, ECM-704, Chiller Tune Up/Diagnostics | 1.0344 | 0.90233 | 1.1959 | . | . | .
2463 | Industrial, Existing, SIC29 Petroleum, Base Centrifugal Chiller, 0.58 kW/ton, 500 tons, ECM-704, Chiller Tune Up/Diagnostics | 1.0344 | 0.90229 | 1.1959 | . | . | .
2464 | Industrial, Existing, SIC30 Rubber/Plastics, Base Centrifugal Chiller, 0.58 kW/ton, 500 tons, ECM-704, Chiller Tune Up/Diagnostics | 1.0345 | 0.90238 | 1.1959 | . | . | .
2465 | Industrial, Existing, SIC32 Stone/Clay/Glass, Base Centrifugal Chiller, 0.58 kW/ton, 500 tons, ECM-704, Chiller Tune Up/Diagnostics | 1.0345 | 0.90236 | 1.1959 | . | . | .
2466 | Industrial, Existing, SIC33 Primary Metals, Base Centrifugal Chiller, 0.58 kW/ton, 500 tons, ECM-704, Chiller Tune Up/Diagnostics | 1.0345 | 0.90243 | 1.1959 | . | . | .
2467 | Industrial, Existing, SIC34 Fab Metals, Base Centrifugal Chiller, 0.58 kW/ton, 500 tons, ECM-704, Chiller Tune Up/Diagnostics | 1.0345 | 0.9024 | 1.1959 | . | . | .
2468 | Industrial, Existing, SIC35 Ind Machinery, Base Centrifugal Chiller, 0.58 kW/ton, 500 tons, ECM-704, Chiller Tune Up/Diagnostics | 1.0346 | 0.90253 | 1.196 | . | . | .
2469 | Industrial, Existing, SIC36 Electronics, Base Centrifugal Chiller, 0.58 kW/ton, 500 tons, ECM-704, Chiller Tune Up/Diagnostics | 1.0345 | 0.90238 | 1.1959 | . | . | .
2470 | Industrial, Existing, SIC37 Transp Eqp, Base Centrifugal Chiller, 0.58 kW/ton, 500 tons, ECM-704, Chiller Tune Up/Diagnostics | 1.0345 | 0.90241 | 1.1959 | . | . | .
2471 | Industrial, Existing, SIC38 Instruments, Base Centrifugal Chiller, 0.58 kW/ton, 500 tons, ECM-704, Chiller Tune Up/Diagnostics | 1.0345 | 0.90237 | 1.1959 | . | . | .
2472 | Industrial, Existing, SIC39/21/31 Misc, Base Centrifugal Chiller, 0.58 kW/ton, 500 tons, ECM-704, Chiller Tune Up/Diagnostics | 1.0345 | 0.90236 | 1.1959 | . | . | .
2473 | Industrial, Existing, SIC20 Food, Base Centrifugal Chiller, 0.58 kW/ton, 500 tons, ECM-705, VSD for Chiller Pumps and Towers | 1.0343 | 2.3001 | 2.6044 | 0.0028513 | 0.00049933 | 0.074927
2474 | Industrial, Existing, SIC22-23Textiles, Base Centrifugal Chiller, 0.58 kW/ton, 500 tons, ECM-705, VSD for Chiller Pumps and Towers | 1.0344 | 2.2999 | 2.6041 | 0.00011862 | 4.931e-05 | 0.0021803
2475 | Industrial, Existing, SIC24-25 Lumber, Base Centrifugal Chiller, 0.58 kW/ton, 500 tons, ECM-705, VSD for Chiller Pumps and Towers | 1.0343 | 2.3 | 2.6043 | 0.00015361 | 2.967e-05 | 0.0032514
2476 | Industrial, Existing, SIC26 Paper, Base Centrifugal Chiller, 0.58 kW/ton, 500 tons, ECM-705, VSD for Chiller Pumps and Towers | 1.0343 | 2.3001 | 2.6045 | 0.00033141 | 6.406e-05 | 0.010562
2477 | Industrial, Existing, SIC27 Printing, Base Centrifugal Chiller, 0.58 kW/ton, 500 tons, ECM-705, VSD for Chiller Pumps and Towers | 1.0343 | 2.3001 | 2.6044 | 0.00086099 | 0.00012926 | 0.022957
2478 | Industrial, Existing, SIC28 Chemicals, Base Centrifugal Chiller, 0.58 kW/ton, 500 tons, ECM-705, VSD for Chiller Pumps and Towers | 1.0343 | 2.3001 | 2.6045 | 0.00019791 | 3.578e-05 | 0.0080512
2479 | Industrial, Existing, SIC29 Petroleum, Base Centrifugal Chiller, 0.58 kW/ton, 500 tons, ECM-705, VSD for Chiller Pumps and Towers | 1.0343 | 2.3002 | 2.6046 | 1.63e-06 | 4.8e-07 | 8.469e-05
2480 | Industrial, Existing, SIC30 Rubber/Plastics, Base Centrifugal Chiller, 0.58 kW/ton, 500 tons, ECM-705, VSD for Chiller Pumps and Towers | 1.0343 | 2.3001 | 2.6044 | 0.00014828 | 3.387e-05 | 0.0042951
2481 | Industrial, Existing, SIC32 Stone/Clay/Glass, Base Centrifugal Chiller, 0.58 kW/ton, 500 tons, ECM-705, VSD for Chiller Pumps and Towers | 1.0343 | 2.3001 | 2.6045 | 0.0011923 | 0.00023458 | 0.037431
2482 | Industrial, Existing, SIC33 Primary Metals, Base Centrifugal Chiller, 0.58 kW/ton, 500 tons, ECM-705, VSD for Chiller Pumps and Towers | 1.0343 | 2.3 | 2.6043 | 6.734e-05 | 1.569e-05 | 0.0015366
2483 | Industrial, Existing, SIC34 Fab Metals, Base Centrifugal Chiller, 0.58 kW/ton, 500 tons, ECM-705, VSD for Chiller Pumps and Towers | 1.0343 | 2.3 | 2.6044 | 0.000818 | 0.0001898 | 0.020803
2484 | Industrial, Existing, SIC35 Ind Machinery, Base Centrifugal Chiller, 0.58 kW/ton, 500 tons, ECM-705, VSD for Chiller Pumps and Towers | 1.0344 | 2.2999 | 2.6042 | 0.00019219 | 2.21e-05 | 0.0030829
2485 | Industrial, Existing, SIC36 Electronics, Base Centrifugal Chiller, 0.58 kW/ton, 500 tons, ECM-705, VSD for Chiller Pumps and Towers | 1.0343 | 2.3001 | 2.6044 | 0.00052137 | 0.00010472 | 0.014975
2486 | Industrial, Existing, SIC37 Transp Eqp, Base Centrifugal Chiller, 0.58 kW/ton, 500 tons, ECM-705, VSD for Chiller Pumps and Towers | 1.0343 | 2.3 | 2.6044 | 0.00053157 | 0.00012049 | 0.013219
2487 | Industrial, Existing, SIC38 Instruments, Base Centrifugal Chiller, 0.58 kW/ton, 500 tons, ECM-705, VSD for Chiller Pumps and Towers | 1.0343 | 2.3001 | 2.6044 | 0.0013706 | 0.00028847 | 0.040843
2488 | Industrial, Existing, SIC39/21/31 Misc, Base Centrifugal Chiller, 0.58 kW/ton, 500 tons, ECM-705, VSD for Chiller Pumps and Towers | 1.0343 | 2.3001 | 2.6045 | 0.00075098 | 0.00016076 | 0.023949
2489 | Industrial, Existing, SIC20 Food, Base Centrifugal Chiller, 0.58 kW/ton, 500 tons, ECM-706, EMS Optimization - Chiller | 1.0345 | 0.99486 | 1.6008 | . | . | .
2490 | Industrial, Existing, SIC22-23Textiles, Base Centrifugal Chiller, 0.58 kW/ton, 500 tons, ECM-706, EMS Optimization - Chiller | 1.0346 | 0.99494 | 1.6008 | . | . | .
2491 | Industrial, Existing, SIC24-25 Lumber, Base Centrifugal Chiller, 0.58 kW/ton, 500 tons, ECM-706, EMS Optimization - Chiller | 1.0345 | 0.99491 | 1.6008 | . | . | .
2492 | Industrial, Existing, SIC26 Paper, Base Centrifugal Chiller, 0.58 kW/ton, 500 tons, ECM-706, EMS Optimization - Chiller | 1.0345 | 0.99482 | 1.6008 | . | . | .
2493 | Industrial, Existing, SIC27 Printing, Base Centrifugal Chiller, 0.58 kW/ton, 500 tons, ECM-706, EMS Optimization - Chiller | 1.0345 | 0.99486 | 1.6008 | . | . | .
2494 | Industrial, Existing, SIC28 Chemicals, Base Centrifugal Chiller, 0.58 kW/ton, 500 tons, ECM-706, EMS Optimization - Chiller | 1.0344 | 0.99478 | 1.6008 | . | . | .
2495 | Industrial, Existing, SIC29 Petroleum, Base Centrifugal Chiller, 0.58 kW/ton, 500 tons, ECM-706, EMS Optimization - Chiller | 1.0344 | 0.99475 | 1.6008 | . | . | .
2496 | Industrial, Existing, SIC30 Rubber/Plastics, Base Centrifugal Chiller, 0.58 kW/ton, 500 tons, ECM-706, EMS Optimization - Chiller | 1.0345 | 0.99484 | 1.6008 | . | . | .
2497 | Industrial, Existing, SIC32 Stone/Clay/Glass, Base Centrifugal Chiller, 0.58 kW/ton, 500 tons, ECM-706, EMS Optimization - Chiller | 1.0345 | 0.99482 | 1.6008 | . | . | .
2498 | Industrial, Existing, SIC33 Primary Metals, Base Centrifugal Chiller, 0.58 kW/ton, 500 tons, ECM-706, EMS Optimization - Chiller | 1.0345 | 0.99489 | 1.6008 | . | . | .
2499 | Industrial, Existing, SIC34 Fab Metals, Base Centrifugal Chiller, 0.58 kW/ton, 500 tons, ECM-706, EMS Optimization - Chiller | 1.0345 | 0.99487 | 1.6008 | . | . | .
2500 | Industrial, Existing, SIC35 Ind Machinery, Base Centrifugal Chiller, 0.58 kW/ton, 500 tons, ECM-706, EMS Optimization - Chiller | 1.0346 | 0.99501 | 1.6009 | . | . | .
2501 | Industrial, Existing, SIC36 Electronics, Base Centrifugal Chiller, 0.58 kW/ton, 500 tons, ECM-706, EMS Optimization - Chiller | 1.0345 | 0.99484 | 1.6008 | . | . | .
2502 | Industrial, Existing, SIC37 Transp Eqp, Base Centrifugal Chiller, 0.58 kW/ton, 500 tons, ECM-706, EMS Optimization - Chiller | 1.0345 | 0.99487 | 1.6008 | . | . | .
2503 | Industrial, Existing, SIC38 Instruments, Base Centrifugal Chiller, 0.58 kW/ton, 500 tons, ECM-706, EMS Optimization - Chiller | 1.0345 | 0.99483 | 1.6008 | . | . | .
2504 | Industrial, Existing, SIC39/21/31 Misc, Base Centrifugal Chiller, 0.58 kW/ton, 500 tons, ECM-706, EMS Optimization - Chiller | 1.0345 | 0.99482 | 1.6008 | . | . | .
2505 | Industrial, Existing, SIC20 Food, Base Centrifugal Chiller, 0.58 kW/ton, 500 tons, ECM-707, Aerosole Duct Sealing - Chiller | 1.0345 | 3.5538 | 4.7098 | . | . | .
2506 | Industrial, Existing, SIC22-23Textiles, Base Centrifugal Chiller, 0.58 kW/ton, 500 tons, ECM-707, Aerosole Duct Sealing - Chiller | 1.0346 | 3.554 | 4.7096 | . | . | .
2507 | Industrial, Existing, SIC24-25 Lumber, Base Centrifugal Chiller, 0.58 kW/ton, 500 tons, ECM-707, Aerosole Duct Sealing - Chiller | 1.0345 | 3.554 | 4.7098 | . | . | .
2508 | Industrial, Existing, SIC26 Paper, Base Centrifugal Chiller, 0.58 kW/ton, 500 tons, ECM-707, Aerosole Duct Sealing - Chiller | 1.0345 | 3.5537 | 4.7098 | . | . | .
2509 | Industrial, Existing, SIC27 Printing, Base Centrifugal Chiller, 0.58 kW/ton, 500 tons, ECM-707, Aerosole Duct Sealing - Chiller | 1.0345 | 3.5538 | 4.7098 | . | . | .
2510 | Industrial, Existing, SIC28 Chemicals, Base Centrifugal Chiller, 0.58 kW/ton, 500 tons, ECM-707, Aerosole Duct Sealing - Chiller | 1.0344 | 3.5535 | 4.7098 | . | . | .
2511 | Industrial, Existing, SIC29 Petroleum, Base Centrifugal Chiller, 0.58 kW/ton, 500 tons, ECM-707, Aerosole Duct Sealing - Chiller | 1.0344 | 3.5534 | 4.7098 | . | . | .
2512 | Industrial, Existing, SIC30 Rubber/Plastics, Base Centrifugal Chiller, 0.58 kW/ton, 500 tons, ECM-707, Aerosole Duct Sealing - Chiller | 1.0345 | 3.5537 | 4.7098 | . | . | .
2513 | Industrial, Existing, SIC32 Stone/Clay/Glass, Base Centrifugal Chiller, 0.58 kW/ton, 500 tons, ECM-707, Aerosole Duct Sealing - Chiller | 1.0345 | 3.5537 | 4.7098 | . | . | .
2514 | Industrial, Existing, SIC33 Primary Metals, Base Centrifugal Chiller, 0.58 kW/ton, 500 tons, ECM-707, Aerosole Duct Sealing - Chiller | 1.0345 | 3.5539 | 4.7098 | . | . | .
2515 | Industrial, Existing, SIC34 Fab Metals, Base Centrifugal Chiller, 0.58 kW/ton, 500 tons, ECM-707, Aerosole Duct Sealing - Chiller | 1.0345 | 3.5538 | 4.7098 | . | . | .
2516 | Industrial, Existing, SIC35 Ind Machinery, Base Centrifugal Chiller, 0.58 kW/ton, 500 tons, ECM-707, Aerosole Duct Sealing - Chiller | 1.0346 | 3.5543 | 4.7099 | . | . | .
2517 | Industrial, Existing, SIC36 Electronics, Base Centrifugal Chiller, 0.58 kW/ton, 500 tons, ECM-707, Aerosole Duct Sealing - Chiller | 1.0345 | 3.5537 | 4.7098 | . | . | .
2518 | Industrial, Existing, SIC37 Transp Eqp, Base Centrifugal Chiller, 0.58 kW/ton, 500 tons, ECM-707, Aerosole Duct Sealing - Chiller | 1.0345 | 3.5538 | 4.7098 | . | . | .
2519 | Industrial, Existing, SIC38 Instruments, Base Centrifugal Chiller, 0.58 kW/ton, 500 tons, ECM-707, Aerosole Duct Sealing - Chiller | 1.0345 | 3.5537 | 4.7098 | . | . | .
2520 | Industrial, Existing, SIC39/21/31 Misc, Base Centrifugal Chiller, 0.58 kW/ton, 500 tons, ECM-707, Aerosole Duct Sealing - Chiller | 1.0345 | 3.5536 | 4.7098 | . | . | .
2521 | Industrial, Existing, SIC20 Food, Base Centrifugal Chiller, 0.58 kW/ton, 500 tons, ECM-708, Duct/Pipe Insulation - Chiller | 1.0345 | 0.031192 | 0.041339 | . | . | .
2522 | Industrial, Existing, SIC22-23Textiles, Base Centrifugal Chiller, 0.58 kW/ton, 500 tons, ECM-708, Duct/Pipe Insulation - Chiller | 1.0346 | 0.031195 | 0.041338 | . | . | .
2523 | Industrial, Existing, SIC24-25 Lumber, Base Centrifugal Chiller, 0.58 kW/ton, 500 tons, ECM-708, Duct/Pipe Insulation - Chiller | 1.0345 | 0.031194 | 0.041339 | . | . | .
2524 | Industrial, Existing, SIC26 Paper, Base Centrifugal Chiller, 0.58 kW/ton, 500 tons, ECM-708, Duct/Pipe Insulation - Chiller | 1.0345 | 0.031191 | 0.041339 | . | . | .
2525 | Industrial, Existing, SIC27 Printing, Base Centrifugal Chiller, 0.58 kW/ton, 500 tons, ECM-708, Duct/Pipe Insulation - Chiller | 1.0345 | 0.031192 | 0.041339 | . | . | .
2526 | Industrial, Existing, SIC28 Chemicals, Base Centrifugal Chiller, 0.58 kW/ton, 500 tons, ECM-708, Duct/Pipe Insulation - Chiller | 1.0344 | 0.03119 | 0.041338 | . | . | .
2527 | Industrial, Existing, SIC29 Petroleum, Base Centrifugal Chiller, 0.58 kW/ton, 500 tons, ECM-708, Duct/Pipe Insulation - Chiller | 1.0344 | 0.031189 | 0.041338 | . | . | .
2528 | Industrial, Existing, SIC30 Rubber/Plastics, Base Centrifugal Chiller, 0.58 kW/ton, 500 tons, ECM-708, Duct/Pipe Insulation - Chiller | 1.0345 | 0.031191 | 0.041339 | . | . | .
2529 | Industrial, Existing, SIC32 Stone/Clay/Glass, Base Centrifugal Chiller, 0.58 kW/ton, 500 tons, ECM-708, Duct/Pipe Insulation - Chiller | 1.0345 | 0.031191 | 0.041339 | . | . | .
2530 | Industrial, Existing, SIC33 Primary Metals, Base Centrifugal Chiller, 0.58 kW/ton, 500 tons, ECM-708, Duct/Pipe Insulation - Chiller | 1.0345 | 0.031193 | 0.041339 | . | . | .
2531 | Industrial, Existing, SIC34 Fab Metals, Base Centrifugal Chiller, 0.58 kW/ton, 500 tons, ECM-708, Duct/Pipe Insulation - Chiller | 1.0345 | 0.031192 | 0.041339 | . | . | .
2532 | Industrial, Existing, SIC35 Ind Machinery, Base Centrifugal Chiller, 0.58 kW/ton, 500 tons, ECM-708, Duct/Pipe Insulation - Chiller | 1.0346 | 0.031197 | 0.041339 | . | . | .
2533 | Industrial, Existing, SIC36 Electronics, Base Centrifugal Chiller, 0.58 kW/ton, 500 tons, ECM-708, Duct/Pipe Insulation - Chiller | 1.0345 | 0.031192 | 0.041339 | . | . | .
2534 | Industrial, Existing, SIC37 Transp Eqp, Base Centrifugal Chiller, 0.58 kW/ton, 500 tons, ECM-708, Duct/Pipe Insulation - Chiller | 1.0345 | 0.031193 | 0.041339 | . | . | .
2535 | Industrial, Existing, SIC38 Instruments, Base Centrifugal Chiller, 0.58 kW/ton, 500 tons, ECM-708, Duct/Pipe Insulation - Chiller | 1.0345 | 0.031191 | 0.041339 | . | . | .
2536 | Industrial, Existing, SIC39/21/31 Misc, Base Centrifugal Chiller, 0.58 kW/ton, 500 tons, ECM-708, Duct/Pipe Insulation - Chiller | 1.0345 | 0.031191 | 0.041339 | . | . | .
2537 | Industrial, Existing, SIC20 Food, Base Centrifugal Chiller, 0.58 kW/ton, 500 tons, ECM-709, Window Film (Standard) - Chiller | 1.0345 | 0.44153 | 0.58515 | . | . | .
2538 | Industrial, Existing, SIC22-23Textiles, Base Centrifugal Chiller, 0.58 kW/ton, 500 tons, ECM-709, Window Film (Standard) - Chiller | 1.0346 | 0.44156 | 0.58514 | . | . | .
2539 | Industrial, Existing, SIC24-25 Lumber, Base Centrifugal Chiller, 0.58 kW/ton, 500 tons, ECM-709, Window Film (Standard) - Chiller | 1.0345 | 0.44155 | 0.58516 | . | . | .
2540 | Industrial, Existing, SIC26 Paper, Base Centrifugal Chiller, 0.58 kW/ton, 500 tons, ECM-709, Window Film (Standard) - Chiller | 1.0345 | 0.44151 | 0.58515 | . | . | .
2541 | Industrial, Existing, SIC27 Printing, Base Centrifugal Chiller, 0.58 kW/ton, 500 tons, ECM-709, Window Film (Standard) - Chiller | 1.0345 | 0.44153 | 0.58516 | . | . | .
2542 | Industrial, Existing, SIC28 Chemicals, Base Centrifugal Chiller, 0.58 kW/ton, 500 tons, ECM-709, Window Film (Standard) - Chiller | 1.0344 | 0.44149 | 0.58515 | . | . | .
2543 | Industrial, Existing, SIC29 Petroleum, Base Centrifugal Chiller, 0.58 kW/ton, 500 tons, ECM-709, Window Film (Standard) - Chiller | 1.0344 | 0.44148 | 0.58515 | . | . | .
2544 | Industrial, Existing, SIC30 Rubber/Plastics, Base Centrifugal Chiller, 0.58 kW/ton, 500 tons, ECM-709, Window Film (Standard) - Chiller | 1.0345 | 0.44152 | 0.58515 | . | . | .
2545 | Industrial, Existing, SIC32 Stone/Clay/Glass, Base Centrifugal Chiller, 0.58 kW/ton, 500 tons, ECM-709, Window Film (Standard) - Chiller | 1.0345 | 0.44151 | 0.58515 | . | . | .
2546 | Industrial, Existing, SIC33 Primary Metals, Base Centrifugal Chiller, 0.58 kW/ton, 500 tons, ECM-709, Window Film (Standard) - Chiller | 1.0345 | 0.44154 | 0.58515 | . | . | .
2547 | Industrial, Existing, SIC34 Fab Metals, Base Centrifugal Chiller, 0.58 kW/ton, 500 tons, ECM-709, Window Film (Standard) - Chiller | 1.0345 | 0.44153 | 0.58515 | . | . | .
2548 | Industrial, Existing, SIC35 Ind Machinery, Base Centrifugal Chiller, 0.58 kW/ton, 500 tons, ECM-709, Window Film (Standard) - Chiller | 1.0346 | 0.4416 | 0.58517 | . | . | .
2549 | Industrial, Existing, SIC36 Electronics, Base Centrifugal Chiller, 0.58 kW/ton, 500 tons, ECM-709, Window Film (Standard) - Chiller | 1.0345 | 0.44152 | 0.58515 | . | . | .
2550 | Industrial, Existing, SIC37 Transp Eqp, Base Centrifugal Chiller, 0.58 kW/ton, 500 tons, ECM-709, Window Film (Standard) - Chiller | 1.0345 | 0.44153 | 0.58515 | . | . | .
2551 | Industrial, Existing, SIC38 Instruments, Base Centrifugal Chiller, 0.58 kW/ton, 500 tons, ECM-709, Window Film (Standard) - Chiller | 1.0345 | 0.44152 | 0.58515 | . | . | .
2552 | Industrial, Existing, SIC39/21/31 Misc, Base Centrifugal Chiller, 0.58 kW/ton, 500 tons, ECM-709, Window Film (Standard) - Chiller | 1.0345 | 0.44151 | 0.58515 | . | . | .
2553 | Industrial, Existing, SIC20 Food, Base Centrifugal Chiller, 0.58 kW/ton, 500 tons, ECM-710, Roof Insulation - Chiller | 1.0345 | 0.60482 | 0.58465 | . | . | .
2554 | Industrial, Existing, SIC22-23Textiles, Base Centrifugal Chiller, 0.58 kW/ton, 500 tons, ECM-710, Roof Insulation - Chiller | 1.0346 | 0.60486 | 0.58464 | . | . | .
2555 | Industrial, Existing, SIC24-25 Lumber, Base Centrifugal Chiller, 0.58 kW/ton, 500 tons, ECM-710, Roof Insulation - Chiller | 1.0345 | 0.60485 | 0.58465 | . | . | .
2556 | Industrial, Existing, SIC26 Paper, Base Centrifugal Chiller, 0.58 kW/ton, 500 tons, ECM-710, Roof Insulation - Chiller | 1.0345 | 0.60479 | 0.58465 | . | . | .
2557 | Industrial, Existing, SIC27 Printing, Base Centrifugal Chiller, 0.58 kW/ton, 500 tons, ECM-710, Roof Insulation - Chiller | 1.0345 | 0.60481 | 0.58465 | . | . | .
2558 | Industrial, Existing, SIC28 Chemicals, Base Centrifugal Chiller, 0.58 kW/ton, 500 tons, ECM-710, Roof Insulation - Chiller | 1.0344 | 0.60477 | 0.58464 | . | . | .
2559 | Industrial, Existing, SIC29 Petroleum, Base Centrifugal Chiller, 0.58 kW/ton, 500 tons, ECM-710, Roof Insulation - Chiller | 1.0344 | 0.60475 | 0.58464 | . | . | .
2560 | Industrial, Existing, SIC30 Rubber/Plastics, Base Centrifugal Chiller, 0.58 kW/ton, 500 tons, ECM-710, Roof Insulation - Chiller | 1.0345 | 0.6048 | 0.58464 | . | . | .
2561 | Industrial, Existing, SIC32 Stone/Clay/Glass, Base Centrifugal Chiller, 0.58 kW/ton, 500 tons, ECM-710, Roof Insulation - Chiller | 1.0345 | 0.60479 | 0.58465 | . | . | .
2562 | Industrial, Existing, SIC33 Primary Metals, Base Centrifugal Chiller, 0.58 kW/ton, 500 tons, ECM-710, Roof Insulation - Chiller | 1.0345 | 0.60483 | 0.58465 | . | . | .
2563 | Industrial, Existing, SIC34 Fab Metals, Base Centrifugal Chiller, 0.58 kW/ton, 500 tons, ECM-710, Roof Insulation - Chiller | 1.0345 | 0.60482 | 0.58465 | . | . | .
2564 | Industrial, Existing, SIC35 Ind Machinery, Base Centrifugal Chiller, 0.58 kW/ton, 500 tons, ECM-710, Roof Insulation - Chiller | 1.0346 | 0.60491 | 0.58466 | . | . | .
2565 | Industrial, Existing, SIC36 Electronics, Base Centrifugal Chiller, 0.58 kW/ton, 500 tons, ECM-710, Roof Insulation - Chiller | 1.0345 | 0.6048 | 0.58465 | . | . | .
2566 | Industrial, Existing, SIC37 Transp Eqp, Base Centrifugal Chiller, 0.58 kW/ton, 500 tons, ECM-710, Roof Insulation - Chiller | 1.0345 | 0.60482 | 0.58465 | . | . | .
2567 | Industrial, Existing, SIC38 Instruments, Base Centrifugal Chiller, 0.58 kW/ton, 500 tons, ECM-710, Roof Insulation - Chiller | 1.0345 | 0.6048 | 0.58465 | . | . | .
2568 | Industrial, Existing, SIC39/21/31 Misc, Base Centrifugal Chiller, 0.58 kW/ton, 500 tons, ECM-710, Roof Insulation - Chiller | 1.0345 | 0.60479 | 0.58464 | . | . | .
2569 | Industrial, Existing, SIC20 Food, Base Centrifugal Chiller, 0.58 kW/ton, 500 tons, ECM-711, Cool Roof - Chiller | 1.0345 | 0.28791 | 0.32595 | . | . | .
2570 | Industrial, Existing, SIC22-23Textiles, Base Centrifugal Chiller, 0.58 kW/ton, 500 tons, ECM-711, Cool Roof - Chiller | 1.0346 | 0.28793 | 0.32594 | . | . | .
2571 | Industrial, Existing, SIC24-25 Lumber, Base Centrifugal Chiller, 0.58 kW/ton, 500 tons, ECM-711, Cool Roof - Chiller | 1.0345 | 0.28792 | 0.32595 | . | . | .
2572 | Industrial, Existing, SIC26 Paper, Base Centrifugal Chiller, 0.58 kW/ton, 500 tons, ECM-711, Cool Roof - Chiller | 1.0345 | 0.2879 | 0.32595 | . | . | .
2573 | Industrial, Existing, SIC27 Printing, Base Centrifugal Chiller, 0.58 kW/ton, 500 tons, ECM-711, Cool Roof - Chiller | 1.0345 | 0.28791 | 0.32595 | . | . | .
2574 | Industrial, Existing, SIC28 Chemicals, Base Centrifugal Chiller, 0.58 kW/ton, 500 tons, ECM-711, Cool Roof - Chiller | 1.0344 | 0.28789 | 0.32595 | . | . | .
2575 | Industrial, Existing, SIC29 Petroleum, Base Centrifugal Chiller, 0.58 kW/ton, 500 tons, ECM-711, Cool Roof - Chiller | 1.0344 | 0.28787 | 0.32595 | . | . | .
2576 | Industrial, Existing, SIC30 Rubber/Plastics, Base Centrifugal Chiller, 0.58 kW/ton, 500 tons, ECM-711, Cool Roof - Chiller | 1.0345 | 0.2879 | 0.32595 | . | . | .
2577 | Industrial, Existing, SIC32 Stone/Clay/Glass, Base Centrifugal Chiller, 0.58 kW/ton, 500 tons, ECM-711, Cool Roof - Chiller | 1.0345 | 0.2879 | 0.32595 | . | . | .
2578 | Industrial, Existing, SIC33 Primary Metals, Base Centrifugal Chiller, 0.58 kW/ton, 500 tons, ECM-711, Cool Roof - Chiller | 1.0345 | 0.28792 | 0.32595 | . | . | .
2579 | Industrial, Existing, SIC34 Fab Metals, Base Centrifugal Chiller, 0.58 kW/ton, 500 tons, ECM-711, Cool Roof - Chiller | 1.0345 | 0.28791 | 0.32595 | . | . | .
2580 | Industrial, Existing, SIC35 Ind Machinery, Base Centrifugal Chiller, 0.58 kW/ton, 500 tons, ECM-711, Cool Roof - Chiller | 1.0346 | 0.28795 | 0.32596 | . | . | .
2581 | Industrial, Existing, SIC36 Electronics, Base Centrifugal Chiller, 0.58 kW/ton, 500 tons, ECM-711, Cool Roof - Chiller | 1.0345 | 0.2879 | 0.32595 | . | . | .
2582 | Industrial, Existing, SIC37 Transp Eqp, Base Centrifugal Chiller, 0.58 kW/ton, 500 tons, ECM-711, Cool Roof - Chiller | 1.0345 | 0.28791 | 0.32595 | . | . | .
2583 | Industrial, Existing, SIC38 Instruments, Base Centrifugal Chiller, 0.58 kW/ton, 500 tons, ECM-711, Cool Roof - Chiller | 1.0345 | 0.2879 | 0.32595 | . | . | .
2584 | Industrial, Existing, SIC39/21/31 Misc, Base Centrifugal Chiller, 0.58 kW/ton, 500 tons, ECM-711, Cool Roof - Chiller | 1.0345 | 0.2879 | 0.32595 | . | . | .
2585 | Industrial, Existing, SIC20 Food, Base DX Packaged System, EER=11.2, 10 tons, ECM-721, DX Packaged System, EER=11.9, 10 tons | 1.0344 | 1.1133 | 1.2605 | 0.0034783 | 0 | 0.036562
2586 | Industrial, Existing, SIC22-23Textiles, ECM-721, DX Packaged System, EER=11.9, 10 tons | 1.0344 | 1.1232 | 1.2717 | 9.592e-05 | 0 | 0.00070525
2587 | Industrial, Existing, SIC24-25 Lumber, ECM-721, DX Packaged System, EER=11.9, 10 tons | 1.0344 | 1.1118 | 1.2588 | 0.00015132 | 0 | 0.0012813
2588 | Industrial, Existing, SIC26 Paper, ECM-721, DX Packaged System, EER=11.9, 10 tons | 1.0344 | 1.105 | 1.2512 | 0.00040995 | 0 | 0.0052265
2589 | Industrial, Existing, SIC27 Printing, ECM-721, DX Packaged System, EER=11.9, 10 tons | 1.0344 | 1.1621 | 1.3158 | 0.0010571 | 0 | 0.011275
2590 | Industrial, Existing, SIC28 Chemicals, ECM-721, DX Packaged System, EER=11.9, 10 tons | 1.0343 | 1.1644 | 1.3184 | 0.00048769 | 0 | 0.0079362
2591 | Industrial, Existing, SIC29 Petroleum, ECM-721, DX Packaged System, EER=11.9, 10 tons | 1.0343 | 1.1511 | 1.3034 | 3.48e-06 | 0 | 7.233e-05
2592 | Industrial, Existing, SIC30 Rubber/Plastics, ECM-721, DX Packaged System, EER=11.9, 10 tons | 1.0344 | 1.1299 | 1.2793 | 0.00023207 | 0 | 0.0026889
2593 | Industrial, Existing, SIC32 Stone/Clay/Glass, ECM-721, DX Packaged System, EER=11.9, 10 tons | 1.0344 | 1.1197 | 1.2678 | 0.0016295 | 0 | 0.020464
2594 | Industrial, Existing, SIC33 Primary Metals, Base DX Packaged System, EER=11.2, 10 tons, ECM-721, DX Packaged System, EER=11.9, 10 tons | 1.0344 | 1.1596 | 1.3129 | 0.000129 | 0 | 0.0011774
2595 | Industrial, Existing, SIC34 Fab Metals, Base DX Packaged System, EER=11.2, 10 tons, ECM-721, DX Packaged System, EER=11.9, 10 tons | 1.0344 | 1.1512 | 1.3034 | 0.0013987 | 0 | 0.014229
2596 | Industrial, Existing, SIC35 Ind Machinery, Base DX Packaged System, EER=11.2, 10 tons, ECM-721, DX Packaged System, EER=11.9, 10 tons | 1.0345 | 1.1322 | 1.2819 | 0.00029827 | 0 | 0.0019139
2597 | Industrial, Existing, SIC36 Electronics, ECM-721, DX Packaged System, EER=11.9, 10 tons | 1.0344 | 1.1409 | 1.2918 | 0.00069578 | 0 | 0.0079942
2598 | Industrial, Existing, SIC37 Transp Eqp, ECM-721, DX Packaged System, EER=11.9, 10 tons | 1.0344 | 1.143 | 1.2941 | 0.0006786 | 0 | 0.0067503
2599 | Industrial, Existing, SIC38 Instruments, ECM-721, DX Packaged System, EER=11.9, 10 tons | 1.0344 | 1.1464 | 1.2981 | 0.0031598 | 0 | 0.037667
2600 | Industrial, Existing, SIC39/21/31 Misc, ECM-721, DX Packaged System, EER=11.9, 10 tons | 1.0344 | 1.1398 | 1.2906 | 0.001075 | 0 | 0.013714
2601 | Industrial, Existing, SIC20 Food, ECM-724, DX Tune Up/ Advanced Diagnostics | 1.0345 | 0.82753 | 1.0967 | . | . | .
2602 | Industrial, Existing, SIC22-23Textiles, ECM-724, DX Tune Up/ Advanced Diagnostics | 1.0346 | 0.83823 | 1.1108 | . | . | .
2603 | Industrial, Existing, SIC24-25 Lumber, ECM-724, DX Tune Up/ Advanced Diagnostics | 1.0345 | 0.82591 | 1.0945 | . | . | .
2604 | Industrial, Existing, SIC26 Paper, ECM-724, DX Tune Up/ Advanced Diagnostics | 1.0345 | 0.81861 | 1.0849 | . | . | .
2605 | Industrial, Existing, SIC27 Printing, ECM-724, DX Tune Up/ Advanced Diagnostics | 1.0345 | 0.88038 | 1.1668 | . | . | .
2606 | Industrial, Existing, SIC28 Chemicals, ECM-724, DX Tune Up/ Advanced Diagnostics | 1.0344 | 0.88287 | 1.1702 | . | . | .
2607 | Industrial, Existing, SIC29 Petroleum, ECM-724, DX Tune Up/ Advanced Diagnostics | 1.0344 | 0.86829 | 1.1509 | . | . | .
2608 | Industrial, Existing, SIC30 Rubber/Plastics, ECM-724, DX Tune Up/ Advanced Diagnostics | 1.0345 | 0.84535 | 1.1204 | . | . | .
2609 | Industrial, Existing, SIC32 Stone/Clay/Glass, ECM-724, DX Tune Up/ Advanced Diagnostics | 1.0345 | 0.83437 | 1.1058 | . | . | .
2610 | Industrial, Existing, SIC33 Primary Metals, ECM-724, DX Tune Up/ Advanced Diagnostics | 1.0345 | 0.8777 | 1.1632 | . | . | .
2611 | Industrial, Existing, SIC34 Fab Metals, ECM-724, DX Tune Up/ Advanced Diagnostics | 1.0345 | 0.86848 | 1.151 | . | . | .
2612 | Industrial, Existing, SIC35 Ind Machinery, ECM-724, DX Tune Up/ Advanced Diagnostics | 1.0346 | 0.84805 | 1.1238 | . | . | .
2613 | Industrial, Existing, SIC36 Electronics, ECM-724, DX Tune Up/ Advanced Diagnostics | 1.0345 | 0.8573 | 1.1362 | . | . | .
2614 | Industrial, Existing, SIC37 Transp Eqp, ECM-724, DX Tune Up/ Advanced Diagnostics | 1.0345 | 0.85956 | 1.1392 | . | . | .
2615 | Industrial, Existing, SIC38 Instruments, ECM-724, DX Tune Up/ Advanced Diagnostics | 1.0345 | 0.86331 | 1.1442 | . | . | .
2616 | Industrial, Existing, SIC39/21/31 Misc, ECM-724, DX Tune Up/ Advanced Diagnostics | 1.0345 | 0.85613 | 1.1347 | . | . | .
2617 | Industrial, Existing, SIC20 Food, ECM-725, DX Coil Cleaning | 1.0345 | 3.3305 | 5.3592 | . | . | .
2618 | Industrial, Existing, SIC22-23Textiles, ECM-725, DX Coil Cleaning | 1.0346 | 3.3502 | 5.3904 | . | . | .
2619 | Industrial, Existing, SIC24-25 Lumber, ECM-725, DX Coil Cleaning | 1.0345 | 3.3276 | 5.3542 | . | . | .
2620 | Industrial, Existing, SIC26 Paper, ECM-725, DX Coil Cleaning | 1.0345 | 3.314 | 5.3327 | . | . | .
2621 | Industrial, Existing, SIC27 Printing, ECM-725, DX Coil Cleaning | 1.0345 | 3.4259 | 5.5126 | . | . | .
2622 | Industrial, Existing, SIC28 Chemicals, ECM-725, DX Coil Cleaning | 1.0344 | 3.4302 | 5.5199 | . | . | .
2623 | Industrial, Existing, SIC29 Petroleum, ECM-725, DX Coil Cleaning | 1.0344 | 3.4042 | 5.4784 | . | . | .
2624 | Industrial, Existing, SIC30 Rubber/Plastics, ECM-725, DX Coil Cleaning | 1.0345 | 3.3631 | 5.4117 | . | . | .
2625 | Industrial, Existing, SIC32 Stone/Clay/Glass, ECM-725, DX Coil Cleaning | 1.0345 | 3.3431 | 5.3795 | . | . | .
2626 | Industrial, Existing, SIC33 Primary Metals, ECM-725, DX Coil Cleaning | 1.0345 | 3.4212 | 5.5049 | . | . | .
2627 | Industrial, Existing, SIC34 Fab Metals, ECM-725, DX Coil Cleaning | 1.0345 | 3.4047 | 5.4786 | . | . | .
2628 | Industrial, Existing, SIC35 Ind Machinery, ECM-725, DX Coil Cleaning | 1.0346 | 3.3683 | 5.4192 | . | . | .
2629 | Industrial, Existing, SIC36 Electronics, ECM-725, DX Coil Cleaning | 1.0345 | 3.3847 | 5.4464 | . | . | .
2630 | Industrial, Existing, SIC37 Transp Eqp, ECM-725, DX Coil Cleaning | 1.0345 | 3.3888 | 5.4529 | . | . | .
2631 | Industrial, Existing, SIC38 Instruments, ECM-725, DX Coil Cleaning | 1.0345 | 3.3955 | 5.4638 | . | . | .
2632 | Industrial, Existing, SIC39/21/31 Misc, ECM-725, DX Coil Cleaning | 1.0345 | 3.3826 | 5.4431 | . | . | .
2633 | Industrial, Existing, SIC20 Food, ECM-726, Optimize Controls | 1.0345 | 1.5841 | 2.5491 | . | . | .
2634 | Industrial, Existing, SIC22-23Textiles, ECM-726, Optimize Controls | 1.0346 | 1.5935 | 2.5639 | . | . | .
2635 | Industrial, Existing, SIC24-25 Lumber, ECM-726, Optimize Controls | 1.0345 | 1.5828 | 2.5467 | . | . | .
2636 | Industrial, Existing, SIC26 Paper, ECM-726, Optimize Controls | 1.0345 | 1.5763 | 2.5365 | . | . | .
2637 | Industrial, Existing, SIC27 Printing, ECM-726, Optimize Controls | 1.0345 | 1.6295 | 2.622 | . | . | .
2638 | Industrial, Existing, SIC28 Chemicals, ECM-726, Optimize Controls | 1.0344 | 1.6315 | 2.6255 | . | . | .
2639 | Industrial, Existing, SIC29 Petroleum, ECM-726, Optimize Controls | 1.0344 | 1.6192 | 2.6057 | . | . | .
2640 | Industrial, Existing, SIC30 Rubber/Plastics, ECM-726, Optimize Controls | 1.0345 | 1.5996 | 2.574 | . | . | .
2641 | Industrial, Existing, SIC32 Stone/Clay/Glass, ECM-726, Optimize Controls | 1.0345 | 1.5901 | 2.5587 | . | . | .
2642 | Industrial, Existing, SIC33 Primary Metals, ECM-726, Optimize Controls | 1.0345 | 1.6273 | 2.6183 | . | . | .
2643 | Industrial, Existing, SIC34 Fab Metals, ECM-726, Optimize Controls | 1.0345 | 1.6194 | 2.6058 | . | . | .
2644 | Industrial, Existing, SIC35 Ind Machinery, ECM-726, Optimize Controls | 1.0346 | 1.6021 | 2.5776 | . | . | .
2645 | Industrial, Existing, SIC36 Electronics, ECM-726, Optimize Controls | 1.0345 | 1.6099 | 2.5905 | . | . | .
2646 | Industrial, Existing, SIC37 Transp Eqp, ECM-726, Optimize Controls | 1.0345 | 1.6119 | 2.5936 | . | . | .
2647 | Industrial, Existing, SIC38 Instruments, ECM-726, Optimize Controls | 1.0345 | 1.615 | 2.5988 | . | . | .
2648 | Industrial, Existing, SIC39/21/31 Misc, ECM-726, Optimize Controls | 1.0345 | 1.6089 | 2.589 | . | . | .
2649 | Industrial, Existing, SIC20 Food, ECM-727, Aerosole Duct Sealing | 1.0345 | 7.0051 | 9.2839 | . | . | .
2650 | Industrial, Existing, SIC22-23Textiles, ECM-727, Aerosole Duct Sealing | 1.0346 | 7.0053 | 9.2833 | . | . | .
2651 | Industrial, Existing, SIC24-25 Lumber, ECM-727, Aerosole Duct Sealing | 1.0345 | 7.0054 | 9.2838 | . | . | .
2652 | Industrial, Existing, SIC26 Paper, ECM-727, Aerosole Duct Sealing | 1.0345 | 7.0049 | 9.2839 | . | . | .
2653 | Industrial, Existing, SIC27 Printing, ECM-727, Aerosole Duct Sealing | 1.0345 | 7.0051 | 9.2839 | . | . | .
2654 | Industrial, Existing, SIC28 Chemicals, ECM-727, Aerosole Duct Sealing | 1.0344 | 7.0047 | 9.284 | . | . | .
2655 | Industrial, Existing, SIC29 Petroleum, ECM-727, Aerosole Duct Sealing | 1.0344 | 7.0045 | 9.2839 | . | . | .
2656 | Industrial, Existing, SIC30 Rubber/Plastics, ECM-727, Aerosole Duct Sealing | 1.0345 | 7.005 | 9.2838 | . | . | .
2657 | Industrial, Existing, SIC32 Stone/Clay/Glass, ECM-727, Aerosole Duct Sealing | 1.0345 | 7.0049 | 9.2839 | . | . | .
2658 | Industrial, Existing, SIC33 Primary Metals, ECM-727, Aerosole Duct Sealing | 1.0345 | 7.0053 | 9.2837 | . | . | .
2659 | Industrial, Existing, SIC34 Fab Metals, ECM-727, Aerosole Duct Sealing | 1.0345 | 7.0051 | 9.2838 | . | . | .
2660 | Industrial, Existing, SIC35 Ind Machinery, ECM-727, Aerosole Duct Sealing | 1.0346 | 7.006 | 9.2839 | . | . | .
2661 | Industrial, Existing, SIC36 Electronics, ECM-727, Aerosole Duct Sealing | 1.0345 | 7.005 | 9.2839 | . | . | .
2662 | Industrial, Existing, SIC37 Transp Eqp, ECM-727, Aerosole Duct Sealing | 1.0345 | 7.0051 | 9.2838 | . | . | .
2663 | Industrial, Existing, SIC38 Instruments, ECM-727, Aerosole Duct Sealing | 1.0345 | 7.005 | 9.2839 | . | . | .
2664 | Industrial, Existing, SIC39/21/31 Misc, ECM-727, Aerosole Duct Sealing | 1.0345 | 7.0049 | 9.2839 | . | . | .
2665 | Industrial, Existing, SIC20 Food, ECM-728, Duct/Pipe Insulation | 1.0345 | 0.055215 | 0.073177 | . | . | .
2666 | Industrial, Existing, SIC22-23Textiles, ECM-728, Duct/Pipe Insulation | 1.0346 | 0.057163 | 0.075751 | . | . | .
2667 | Industrial, Existing, SIC24-25 Lumber, ECM-728, Duct/Pipe Insulation | 1.0345 | 0.054921 | 0.072783 | . | . | .
2668 | Industrial, Existing, SIC26 Paper, ECM-728, Duct/Pipe Insulation | 1.0345 | 0.053622 | 0.071067 | . | . | .
2669 | Industrial, Existing, SIC27 Printing, ECM-728, Duct/Pipe Insulation | 1.0345 | 0.065201 | 0.086412 | . | . | .
2670 | Industrial, Existing, SIC28 Chemicals, ECM-728, Duct/Pipe Insulation | 1.0344 | 0.065703 | 0.087082 | . | . | .
2671 | Industrial, Existing, SIC29 Petroleum, ECM-728, Duct/Pipe Insulation | 1.0344 | 0.062849 | 0.083302 | . | . | .
2672 | Industrial, Existing, SIC30 Rubber/Plastics, ECM-728, Duct/Pipe Insulation | 1.0345 | 0.058485 | 0.077512 | . | . | .
2673 | Industrial, Existing, SIC32 Stone/Clay/Glass, ECM-728, Duct/Pipe Insulation | 1.0345 | 0.056461 | 0.07483 | . | . | .
2674 | Industrial, Existing, SIC33 Primary Metals, ECM-728, Duct/Pipe Insulation | 1.0345 | 0.064672 | 0.085706 | . | . | .
2675 | Industrial, Existing, SIC34 Fab Metals, ECM-728, Duct/Pipe Insulation | 1.0345 | 0.062875 | 0.083327 | . | . | .
2676 | Industrial, Existing, SIC35 Ind Machinery, ECM-728, Duct/Pipe Insulation | 1.0346 | 0.058973 | 0.078146 | . | . | .
2677 | Industrial, Existing, SIC36 Electronics, ECM-728, Duct/Pipe Insulation | 1.0345 | 0.060731 | 0.080489 | . | . | .
2678 | Industrial, Existing, SIC37 Transp Eqp, ECM-728, Duct/Pipe Insulation | 1.0345 | 0.061161 | 0.081055 | . | . | .
2679 | Industrial, Existing, SIC38 Instruments, ECM-728, Duct/Pipe Insulation | 1.0345 | 0.061881 | 0.082013 | . | . | .
2680 | Industrial, Existing, SIC39/21/31 Misc, ECM-728, Duct/Pipe Insulation | 1.0345 | 0.060512 | 0.080199 | . | . | .
2681 | Industrial, Existing, SIC20 Food, ECM-729, Window Film (Standard) | 1.0345 | 0.76845 | 1.0184 | . | . | .
2682 | Industrial, Existing, SIC22-23Textiles, ECM-729, Window Film (Standard) | 1.0346 | 0.7784 | 1.0315 | . | . | .
2683 | Industrial, Existing, SIC24-25 Lumber, ECM-729, Window Film (Standard) | 1.0345 | 0.76696 | 1.0164 | . | . | .
2684 | Industrial, Existing, SIC26 Paper, ECM-729, Window Film (Standard) | 1.0345 | 0.76017 | 1.0075 | . | . | .
2685 | Industrial, Existing, SIC27 Printing, ECM-729, Window Film (Standard) | 1.0345 | 0.81753 | 1.0835 | . | . | .
2686 | Industrial, Existing, SIC28 Chemicals, ECM-729, Window Film (Standard) | 1.0344 | 0.81985 | 1.0866 | . | . | .
2687 | Industrial, Existing, SIC29 Petroleum, ECM-729, Window Film (Standard) | 1.0344 | 0.80631 | 1.0687 | . | . | .
2688 | Industrial, Existing, SIC30 Rubber/Plastics, ECM-729, Window Film (Standard) | 1.0345 | 0.78501 | 1.0404 | . | . | .
2689 | Industrial, Existing, SIC32 Stone/Clay/Glass, ECM-729, Window Film (Standard) | 1.0345 | 0.77481 | 1.0269 | . | . | .
2690 | Industrial, Existing, SIC33 Primary Metals, ECM-729, Window Film (Standard) | 1.0345 | 0.81504 | 1.0801 | . | . | .
2691 | Industrial, Existing, SIC34 Fab Metals, ECM-729, Window Film (Standard) | 1.0345 | 0.80648 | 1.0688 | . | . | .
2692 | Industrial, Existing, SIC35 Ind Machinery, ECM-729, Window Film (Standard) | 1.0346 | 0.78751 | 1.0436 | . | . | .
2693 | Industrial, Existing, SIC36 Electronics, ECM-729, Window Film (Standard) | 1.0345 | 0.7961 | 1.0551 | . | . | .
2694 | Industrial, Existing, SIC37 Transp Eqp, ECM-729, Window Film (Standard) | 1.0345 | 0.7982 | 1.0578 | . | . | .
2695 | Industrial, Existing, SIC38 Instruments, ECM-729, Window Film (Standard) | 1.0345 | 0.80168 | 1.0625 | . | . | .
2696 | Industrial, Existing, SIC39/21/31 Misc, ECM-729, Window Film (Standard) | 1.0345 | 0.79501 | 1.0537 | . | . | .
2697 | Industrial, Existing, SIC20 Food, ECM-730, Roof Insulation | 1.0345 | 1.3225 | 1.2784 | 0.0030602 | 0 | 0.016085
2698 | Industrial, Existing, SIC22-23Textiles, ECM-730, Roof Insulation | 1.0346 | 1.3322 | 1.2877 | 7.556e-05 | 0 | 0.00027782
2699 | Industrial, Existing, SIC24-25 Lumber, ECM-730, Roof Insulation | 1.0345 | 1.321 | 1.2769 | 0.00013528 | 0 | 0.00057278
2700 | Industrial, Existing, SIC26 Paper, ECM-730, Roof Insulation | 1.0345 | 1.3143 | 1.2706 | 0.00039196 | 0 | 0.0024987
2701 | Industrial, Existing, SIC27 Printing, ECM-730, Roof Insulation | 1.0345 | 1.3698 | 1.3242 | 0.00044442 | 0 | 0.0023702
2702 | Industrial, Existing, SIC28 Chemicals, ECM-730, Roof Insulation | 1.0344 | 1.372 | 1.3264 | 0.00019407 | 0 | 0.0015791
2703 | Industrial, Existing, SIC29 Petroleum, ECM-730, Roof Insulation | 1.0344 | 1.3591 | 1.3139 | 1.83e-06 | 0 | 1.9e-05
2704 | Industrial, Existing, SIC30 Rubber/Plastics, ECM-730, Roof Insulation | 1.0345 | 1.3386 | 1.294 | 0.00016842 | 0 | 0.00097578
2705 | Industrial, Existing, SIC32 Stone/Clay/Glass, ECM-730, Roof Insulation | 1.0345 | 1.3287 | 1.2844 | 0.0013372 | 0 | 0.0083972
2706 | Industrial, Existing, SIC33 Primary Metals, ECM-730, Roof Insulation | 1.0345 | 1.3675 | 1.3218 | 5.728e-05 | 0 | 0.00026144
2707 | Industrial, Existing, SIC34 Fab Metals, ECM-730, Roof Insulation | 1.0345 | 1.3593 | 1.314 | 0.00073374 | 0 | 0.0037327
2708 | Industrial, Existing, SIC35 Ind Machinery, ECM-730, Roof Insulation | 1.0346 | 1.3411 | 1.2962 | 0.00020985 | 0 | 0.00067339
2709 | Industrial, Existing, SIC36 Electronics, ECM-730, Roof Insulation | 1.0345 | 1.3493 | 1.3044 | 0.00043278 | 0 | 0.0024864
2710 | Industrial, Existing, SIC37 Transp Eqp, ECM-730, Roof Insulation | 1.0345 | 1.3514 | 1.3063 | 0.00040882 | 0 | 0.0020335
2711 | Industrial, Existing, SIC38 Instruments, ECM-730, Roof Insulation | 1.0345 | 1.3547 | 1.3096 | 0.0017995 | 0 | 0.010727
2712 | Industrial, Existing, SIC39/21/31 Misc, ECM-730, Roof Insulation | 1.0345 | 1.3483 | 1.3034 | 0.00067945 | 0 | 0.0043342
2713 | Industrial, Existing, SIC20 Food, ECM-731, Cool Roof - DX | 1.0345 | 0.55001 | 0.62269 | . | . | .
2714 | Industrial, Existing, SIC22-23Textiles, ECM-731, Cool Roof - DX | 1.0346 | 0.55851 | 0.63226 | . | . | .
2715 | Industrial, Existing, SIC24-25 Lumber, ECM-731, Cool Roof - DX | 1.0345 | 0.54873 | 0.62121 | . | . | .
2716 | Industrial, Existing, SIC26 Paper, ECM-731, Cool Roof - DX | 1.0345 | 0.54295 | 0.61472 | . | . | .
2717 | Industrial, Existing, SIC27 Printing, ECM-731, Cool Roof - DX | 1.0345 | 0.59222 | 0.67047 | . | . | .
2718 | Industrial, Existing, SIC28 Chemicals, ECM-731, Cool Roof - DX | 1.0344 | 0.59423 | 0.6728 | . | . | .
2719 | Industrial, Existing, SIC29 Petroleum, ECM-731, Cool Roof - DX | 1.0344 | 0.58253 | 0.65957 | . | . | .
2720 | Industrial, Existing, SIC30 Rubber/Plastics, ECM-731, Cool Roof - DX | 1.0345 | 0.56419 | 0.63875 | . | . | .
2721 | Industrial, Existing, SIC32 Stone/Clay/Glass, ECM-731, Cool Roof - DX | 1.0345 | 0.55545 | 0.62887 | . | . | .
2722 | Industrial, Existing, SIC33 Primary Metals, ECM-731, Cool Roof - DX | 1.0345 | 0.59006 | 0.66801 | . | . | .
2723 | Industrial, Existing, SIC34 Fab Metals, ECM-731, Cool Roof - DX | 1.0345 | 0.58267 | 0.65965 | . | . | .
2724 | Industrial, Existing, SIC35 Ind Machinery, ECM-731, Cool Roof - DX | 1.0346 | 0.56632 | 0.64107 | . | . | .
2725 | Industrial, Existing, SIC36 Electronics, ECM-731, Cool Roof - DX | 1.0345 | 0.57372 | 0.64954 | . | . | .
2726 | Industrial, Existing, SIC37 Transp Eqp, ECM-731, Cool Roof - DX | 1.0345 | 0.57553 | 0.65157 | . | . | .
2727 | Industrial, Existing, SIC38 Instruments, ECM-731, Cool Roof - DX | 1.0345 | 0.57853 | 0.65499 | . | . | .
2728 | Industrial, Existing, SIC39/21/31 Misc, ECM-731, Cool Roof - DX | 1.0345 | 0.57279 | 0.6485 | . | . | .
2729 | Industrial, Existing, SIC20 Food, ECM-732, Run-time Optimizer | 1.0345 | 0.39344 | 0.44543 | . | . | .
2730 | Industrial, Existing, SIC22-23Textiles, ECM-732, Run-time Optimizer | 1.0346 | 0.40381 | 0.45713 | . | . | .
2731 | Industrial, Existing, SIC24-25 Lumber, ECM-732, Run-time Optimizer | 1.0345 | 0.39187 | 0.44362 | . | . | .
2732 | Industrial, Existing, SIC26 Paper, ECM-732, Run-time Optimizer | 1.0345 | 0.38488 | 0.43576 | . | . | .
2733 | Industrial, Existing, SIC27 Printing, ECM-732, Run-time Optimizer | 1.0345 | 0.44578 | 0.50468 | . | . | .
2734 | Industrial, Existing, SIC28 Chemicals, ECM-732, Run-time Optimizer | 1.0344 | 0.44834 | 0.50762 | . | . | .
2735 | Industrial, Existing, SIC29 Petroleum, ECM-732, Run-time Optimizer | 1.0344 | 0.43361 | 0.49096 | . | . | .
2736 | Industrial, Existing, SIC30 Rubber/Plastics, ECM-732, Run-time Optimizer | 1.0345 | 0.4108 | 0.46509 | . | . | .
2737 | Industrial, Existing, SIC32 Stone/Clay/Glass, ECM-732, Run-time Optimizer | 1.0345 | 0.40008 | 0.45296 | . | . | .
2738 | Industrial, Existing, SIC33 Primary Metals, ECM-732, Run-time Optimizer | 1.0345 | 0.44305 | 0.50158 | . | . | .
2739 | Industrial, Existing, SIC34 Fab Metals, ECM-732, Run-time Optimizer | 1.0345 | 0.43376 | 0.49107 | . | . | .
2740 | Industrial, Existing, SIC35 Ind Machinery, ECM-732, Run-time Optimizer | 1.0346 | 0.41339 | 0.46795 | . | . | .
2741 | Industrial, Existing, SIC36 Electronics, ECM-732, Run-time Optimizer | 1.0345 | 0.4226 | 0.47845 | . | . | .
2742 | Industrial, Existing, SIC37 Transp Eqp, ECM-732, Run-time Optimizer | 1.0345 | 0.42484 | 0.48097 | . | . | .
2743 | Industrial, Existing, SIC38 Instruments, ECM-732, Run-time Optimizer | 1.0345 | 0.4286 | 0.48524 | . | . | .
2744 | Industrial, Existing, SIC39/21/31 Misc, ECM-732, Run-time Optimizer | 1.0345 | 0.42145 | 0.47715 | . | . | .
2745 | Industrial, Existing, SIC20 Food, ECM-733, Hybrid Dessicant-HP System | 1.0345 | 0.73702 | 0.83439 | . | . | .
2746 | Industrial, Existing, SIC22-23Textiles, ECM-733, Hybrid Dessicant-HP System | 1.0346 | 0.7437 | 0.84185 | . | . | .
2747 | Industrial, Existing, SIC24-25 Lumber, ECM-733, Hybrid Dessicant-HP System | 1.0346 | 0.73605 | 0.83325 | . | . | .
2748 | Industrial, Existing, SIC26 Paper, ECM-733, Hybrid Dessicant-HP System | 1.0345 | 0.7315 | 0.82817 | . | . | .
2749 | Industrial, Existing, SIC27 Printing, ECM-733, Hybrid Dessicant-HP System | 1.0345 | 0.7693 | 0.87094 | . | . | .
2750 | Industrial, Existing, SIC28 Chemicals, ECM-733, Hybrid Dessicant-HP System | 1.0344 | 0.77078 | 0.87269 | . | . | .
2751 | Industrial, Existing, SIC29 Petroleum, ECM-733, Hybrid Dessicant-HP System | 1.0344 | 0.76194 | 0.8627 | . | . | .
2752 | Industrial, Existing, SIC30 Rubber/Plastics, ECM-733, Hybrid Dessicant-HP System | 1.0345 | 0.74798 | 0.84681 | . | . | .
2753 | Industrial, Existing, SIC32 Stone/Clay/Glass, ECM-733, Hybrid Dessicant-HP System | 1.0345 | 0.74123 | 0.83918 | . | . | .
2754 | Industrial, Existing, SIC33 Primary Metals, ECM-733, Hybrid Dessicant-HP System | 1.0346 | 0.7677 | 0.8691 | . | . | .
2755 | Industrial, Existing, SIC34 Fab Metals, ECM-733, Hybrid Dessicant-HP System | 1.0345 | 0.7621 | 0.86278 | . | . | .
2756 | Industrial, Existing, SIC35 Ind Machinery, ECM-733, Hybrid Dessicant-HP System | 1.0346 | 0.74967 | 0.8486 | . | . | .
2757 | Industrial, Existing, SIC36 Electronics, ECM-733, Hybrid Dessicant-HP System | 1.0345 | 0.75528 | 0.85508 | . | . | .
2758 | Industrial, Existing, SIC37 Transp Eqp, ECM-733, Hybrid Dessicant-HP System | 1.0345 | 0.75668 | 0.85663 | . | . | .
2759 | Industrial, Existing, SIC38 Instruments, ECM-733, Hybrid Dessicant-HP System | 1.0345 | 0.75894 | 0.85923 | . | . | .
2760 | Industrial, Existing, SIC39/21/31 Misc, ECM-733, Hybrid Dessicant-HP System | 1.0345 | 0.75456 | 0.85428 | . | . | .
2761 | Industrial, Existing, SIC20 Food, ECM-801, Premium T8, Elecctronic Ballast | 1.0345 | 6.6675 | 7.5483 | . | . | .
2762 | Industrial, Existing, SIC22-23Textiles, ECM-801, Premium T8, Elecctronic Ballast | 1.0348 | 6.669 | 7.5483 | . | . | .
2763 | Industrial, Existing, SIC24-25 Lumber, ECM-801, Premium T8, Elecctronic Ballast | 1.0346 | 6.6679 | 7.5483 | . | . | .
2764 | Industrial, Existing, SIC26 Paper, ECM-801, Premium T8, Elecctronic Ballast | 1.0345 | 6.6672 | 7.5483 | . | . | .
2765 | Industrial, Existing, SIC27 Printing, ECM-801, Premium T8, Elecctronic Ballast | 1.0345 | 6.6674 | 7.5483 | . | . | .
2766 | Industrial, Existing, SIC28 Chemicals, ECM-801, Premium T8, Elecctronic Ballast | 1.0344 | 6.6669 | 7.5483 | . | . | .
2767 | Industrial, Existing, SIC29 Petroleum, ECM-801, Premium T8, Elecctronic Ballast | 1.0344 | 6.6669 | 7.5483 | . | . | .
2768 | Industrial, Existing, SIC30 Rubber/Plastics, ECM-801, Premium T8, Elecctronic Ballast | 1.0345 | 6.6674 | 7.5483 | . | . | .
2769 | Industrial, Existing, SIC32 Stone/Clay/Glass, ECM-801, Premium T8, Elecctronic Ballast | 1.0345 | 6.6673 | 7.5483 | . | . | .
2770 | Industrial, Existing, SIC33 Primary Metals, ECM-801, Premium T8, Elecctronic Ballast | 1.0346 | 6.6679 | 7.5483 | . | . | .
2771 | Industrial, Existing, SIC34 Fab Metals, ECM-801, Premium T8, Elecctronic Ballast | 1.0345 | 6.6677 | 7.5483 | . | . | .
2772 | Industrial, Existing, SIC35 Ind Machinery, ECM-801, Premium T8, Elecctronic Ballast | 1.0346 | 6.6682 | 7.5483 | . | . | .
2773 | Industrial, Existing, SIC36 Electronics, ECM-801, Premium T8, Elecctronic Ballast | 1.0345 | 6.6674 | 7.5483 | . | . | .
2774 | Industrial, Existing, SIC37 Transp Eqp, ECM-801, Premium T8, Elecctronic Ballast | 1.0346 | 6.6677 | 7.5483 | . | . | .
2775 | Industrial, Existing, SIC38 Instruments, ECM-801, Premium T8, Elecctronic Ballast | 1.0345 | 6.6674 | 7.5483 | . | . | .
2776 | Industrial, Existing, SIC39/21/31 Misc, ECM-801, Premium T8, Elecctronic Ballast | 1.0345 | 6.6673 | 7.5483 | . | . | .
2777 | Industrial, Existing, SIC20 Food, ECM-802, CFL Hardwired, Modular 18W | 1.0345 | 0.71971 | 1.1581 | . | . | .
2778 | Industrial, Existing, SIC22-23Textiles, ECM-802, CFL Hardwired, Modular 18W | 1.0348 | 0.7245 | 1.1655 | . | . | .
2779 | Industrial, Existing, SIC24-25 Lumber, ECM-802, CFL Hardwired, Modular 18W | 1.0346 | 0.72504 | 1.1666 | . | . | .
2780 | Industrial, Existing, SIC26 Paper, ECM-802, CFL Hardwired, Modular 18W | 1.0345 | 0.72365 | 1.1644 | . | . | .
2781 | Industrial, Existing, SIC27 Printing, ECM-802, CFL Hardwired, Modular 18W | 1.0345 | 0.73287 | 1.1792 | . | . | .
2782 | Industrial, Existing, SIC28 Chemicals, ECM-802, CFL Hardwired, Modular 18W | 1.0344 | 0.71226 | 1.1462 | . | . | .
2783 | Industrial, Existing, SIC29 Petroleum, ECM-802, CFL Hardwired, Modular 18W | 1.0344 | 0.71225 | 1.1462 | . | . | .
2784 | Industrial, Existing, SIC30 Rubber/Plastics, ECM-802, CFL Hardwired, Modular 18W | 1.0345 | 0.72669 | 1.1693 | . | . | .
2785 | Industrial, Existing, SIC32 Stone/Clay/Glass, ECM-802, CFL Hardwired, Modular 18W | 1.0345 | 0.69712 | 1.1218 | . | . | .
2786 | Industrial, Existing, SIC33 Primary Metals, ECM-802, CFL Hardwired, Modular 18W | 1.0346 | 0.71354 | 1.1481 | . | . | .
2787 | Industrial, Existing, SIC34 Fab Metals, ECM-802, CFL Hardwired, Modular 18W | 1.0345 | 0.72577 | 1.1678 | . | . | .
2788 | Industrial, Existing, SIC35 Ind Machinery, ECM-802, CFL Hardwired, Modular 18W | 1.0346 | 0.72626 | 1.1685 | . | . | .
2789 | Industrial, Existing, SIC36 Electronics, ECM-802, CFL Hardwired, Modular 18W | 1.0345 | 0.73056 | 1.1755 | . | . | .
2790 | Industrial, Existing, SIC37 Transp Eqp, ECM-802, CFL Hardwired, Modular 18W | 1.0346 | 0.72827 | 1.1718 | . | . | .
2791 | Industrial, Existing, SIC38 Instruments, ECM-802, CFL Hardwired, Modular 18W | 1.0345 | 0.72956 | 1.1739 | . | . | .
2792 | Industrial, Existing, SIC39/21/31 Misc, ECM-802, CFL Hardwired, Modular 18W | 1.0345 | 0.73344 | 1.1802 | . | . | .
2793 | Industrial, Existing, SIC20 Food, ECM-803, CFL Screw-in 18W | 1.0345 | 3.415 | 6.2509 | . | . | .
2794 | Industrial, Existing, SIC22-23Textiles, ECM-803, CFL Screw-in 18W | 1.0348 | 3.3374 | 6.1076 | . | . | .
2795 | Industrial, Existing, SIC24-25 Lumber, ECM-803, CFL Screw-in 18W | 1.0346 | 3.3427 | 6.1182 | . | . | .
2796 | Industrial, Existing, SIC26 Paper, ECM-803, CFL Screw-in 18W | 1.0345 | 3.4157 | 6.2524 | . | . | .
2797 | Industrial, Existing, SIC27 Printing, ECM-803, CFL Screw-in 18W | 1.0345 | 3.3226 | 6.0818 | . | . | .
2798 | Industrial, Existing, SIC28 Chemicals, ECM-803, CFL Screw-in 18W | 1.0344 | 3.3074 | 6.0544 | . | . | .
2799 | Industrial, Existing, SIC29 Petroleum, ECM-803, CFL Screw-in 18W | 1.0344 | 3.3073 | 6.0544 | . | . | .
2800 | Industrial, Existing, SIC30 Rubber/Plastics, ECM-803, CFL Screw-in 18W | 1.0345 | 3.4512 | 6.3172 | . | . | .
2801 | Industrial, Existing, SIC32 Stone/Clay/Glass, ECM-803, CFL Screw-in 18W | 1.0345 | 3.3384 | 6.1108 | . | . | .
2802 | Industrial, Existing, SIC33 Primary Metals, ECM-803, CFL Screw-in 18W | 1.0346 | 3.486 | 6.3806 | . | . | .
2803 | Industrial, Existing, SIC34 Fab Metals, ECM-803, CFL Screw-in 18W | 1.0345 | 3.3762 | 6.1796 | . | . | .
2804 | Industrial, Existing, SIC35 Ind Machinery, ECM-803, CFL Screw-in 18W | 1.0346 | 3.3564 | 6.143 | . | . | .
2805 | Industrial, Existing, SIC36 Electronics, ECM-803, CFL Screw-in 18W | 1.0345 | 3.3652 | 6.1598 | . | . | .
2806 | Industrial, Existing, SIC37 Transp Eqp, ECM-803, CFL Screw-in 18W | 1.0346 | 3.3512 | 6.134 | . | . | .
2807 | Industrial, Existing, SIC38 Instruments, ECM-803, CFL Screw-in 18W | 1.0345 | 3.3478 | 6.1281 | . | . | .
2808 | Industrial, Existing, SIC39/21/31 Misc, ECM-803, CFL Screw-in 18W | 1.0345 | 3.3611 | 6.1524 | . | . | .
2809 | Industrial, Existing, SIC20 Food, ECM-804, High Bay T5 | 1.0345 | 3.6008 | 4.772 | . | . | .
2810 | Industrial, Existing, SIC22-23Textiles, ECM-804, High Bay T5 | 1.0348 | 3.5112 | 4.6522 | . | . | .
2811 | Industrial, Existing, SIC24-25 Lumber, ECM-804, High Bay T5 | 1.0346 | 3.509 | 4.6501 | . | . | .
2812 | Industrial, Existing, SIC26 Paper, ECM-804, High Bay T5 | 1.0345 | 3.5685 | 4.7294 | . | . | .
2813 | Industrial, Existing, SIC27 Printing, ECM-804, High Bay T5 | 1.0345 | 3.4248 | 4.5388 | . | . | .
2814 | Industrial, Existing, SIC28 Chemicals, ECM-804, High Bay T5 | 1.0344 | 3.5905 | 4.7587 | . | . | .
2815 | Industrial, Existing, SIC29 Petroleum, ECM-804, High Bay T5 | 1.0344 | 3.5904 | 4.7587 | . | . | .
2816 | Industrial, Existing, SIC30 Rubber/Plastics, ECM-804, High Bay T5 | 1.0345 | 3.5655 | 4.7252 | . | . | .
2817 | Industrial, Existing, SIC32 Stone/Clay/Glass, ECM-804, High Bay T5 | 1.0345 | 3.7305 | 4.9441 | . | . | .
2818 | Industrial, Existing, SIC33 Primary Metals, ECM-804, High Bay T5 | 1.0346 | 3.6914 | 4.8918 | . | . | .
2819 | Industrial, Existing, SIC34 Fab Metals, ECM-804, High Bay T5 | 1.0345 | 3.5255 | 4.6721 | . | . | .
2820 | Industrial, Existing, SIC35 Ind Machinery, ECM-804, High Bay T5 | 1.0346 | 3.5084 | 4.6491 | . | . | .
2821 | Industrial, Existing, SIC36 Electronics, ECM-804, High Bay T5 | 1.0345 | 3.4763 | 4.6071 | . | . | .
2822 | Industrial, Existing, SIC37 Transp Eqp, ECM-804, High Bay T5 | 1.0346 | 3.4869 | 4.6209 | . | . | .
2823 | Industrial, Existing, SIC38 Instruments, ECM-804, High Bay T5 | 1.0345 | 3.4728 | 4.6025 | . | . | .
2824 | Industrial, Existing, SIC39/21/31 Misc, ECM-804, High Bay T5 | 1.0345 | 3.4477 | 4.5693 | . | . | .
2825 | Industrial, Existing, SIC20 Food, ECM-805, Occupancy Sensor | 1.0344 | 0.89155 | 1.2295 | . | . | .
2826 | Industrial, Existing, SIC22-23Textiles, ECM-805, Occupancy Sensor | 1.0346 | 0.84369 | 1.1633 | . | . | .
2827 | Industrial, Existing, SIC24-25 Lumber, ECM-805, Occupancy Sensor | 1.0344 | 0.84436 | 1.1644 | . | . | .
2828 | Industrial, Existing, SIC26 Paper, ECM-805, Occupancy Sensor | 1.0344 | 0.84283 | 1.1623 | . | . | .
2829 | Industrial, Existing, SIC27 Printing, ECM-805, Occupancy Sensor | 1.0344 | 0.85353 | 1.1771 | . | . | .
2830 | Industrial, Existing, SIC28 Chemicals, ECM-805, Occupancy Sensor | 1.0343 | 0.8296 | 1.1441 | . | . | .
2831 | Industrial, Existing, SIC29 Petroleum, ECM-805, Occupancy Sensor | 1.0344 | 0.82962 | 1.1441 | . | . | .
2832 | Industrial, Existing, SIC30 Rubber/Plastics, ECM-805, Occupancy Sensor | 1.0344 | 0.84635 | 1.1672 | . | . | .
2833 | Industrial, Existing, SIC32 Stone/Clay/Glass, ECM-805, Occupancy Sensor | 1.0344 | 0.81193 | 1.1197 | . | . | .
2834 | Industrial, Existing, SIC33 Primary Metals, ECM-805, Occupancy Sensor | 1.0344 | 0.83099 | 1.1459 | . | . | .
2835 | Industrial, Existing, SIC34 Fab Metals, ECM-805, Occupancy Sensor | 1.0344 | 0.84525 | 1.1656 | . | . | .
2836 | Industrial, Existing, SIC35 Ind Machinery, ECM-805, Occupancy Sensor | 1.0344 | 0.84569 | 1.1662 | . | . | .
2837 | Industrial, Existing, SIC36 Electronics, ECM-805, Occupancy Sensor | 1.0344 | 0.85085 | 1.1734 | . | . | .
2838 | Industrial, Existing, SIC37 Transp Eqp, ECM-805, Occupancy Sensor | 1.0344 | 0.84816 | 1.1696 | . | . | .
2839 | Industrial, Existing, SIC38 Instruments, ECM-805, Occupancy Sensor | 1.0344 | 0.84969 | 1.1718 | . | . | .
2840 | Industrial, Existing, SIC39/21/31 Misc, ECM-805, Occupancy Sensor | 1.0344 | 0.85423 | 1.178 | . | . | .
2841 | Industrial, Existing, SIC27 Printing, ECM-806, LED Linear Tube 22W | 1.0345 | 0.22914 | 0.29593 | . | . | .
2842 | Industrial, Existing, SIC20 Food, ECM-807, Flood LED 14W | 1.0345 | 0.21102 | 0.27253 | . | . | .
2843 | Industrial, Existing, SIC22-23Textiles, ECM-807, Flood LED 14W | 1.0348 | 0.21243 | 0.27428 | . | . | .
2844 | Industrial, Existing, SIC24-25 Lumber, ECM-807, Flood LED 14W | 1.0346 | 0.21259 | 0.27453 | . | . | .
2845 | Industrial, Existing, SIC26 Paper, ECM-807, Flood LED 14W | 1.0345 | 0.21218 | 0.27403 | . | . | .
2846 | Industrial, Existing, SIC27 Printing, ECM-807, Flood LED 14W | 1.0345 | 0.21488 | 0.27752 | . | . | .
2847 | Industrial, Existing, SIC28 Chemicals, ECM-807, Flood LED 14W | 1.0344 | 0.20884 | 0.26973 | . | . | .
2848 | Industrial, Existing, SIC29 Petroleum, ECM-807, Flood LED 14W | 1.0344 | 0.20884 | 0.26973 | . | . | .
2849 | Industrial, Existing, SIC30 Rubber/Plastics, ECM-807, Flood LED 14W | 1.0345 | 0.21307 | 0.27517 | . | . | .
2850 | Industrial, Existing, SIC32 Stone/Clay/Glass, ECM-807, Flood LED 14W | 1.0345 | 0.2044 | 0.26399 | . | . | .
2851 | Industrial, Existing, SIC33 Primary Metals, ECM-807, Flood LED 14W | 1.0346 | 0.20921 | 0.27018 | . | . | .
2852 | Industrial, Existing, SIC34 Fab Metals, ECM-807, Flood LED 14W | 1.0345 | 0.2128 | 0.27481 | . | . | .
2853 | Industrial, Existing, SIC35 Ind Machinery, ECM-807, Flood LED 14W | 1.0346 | 0.21294 | 0.27498 | . | . | .
2854 | Industrial, Existing, SIC36 Electronics, ECM-807, Flood LED 14W | 1.0345 | 0.2142 | 0.27664 | . | . | .
2855 | Industrial, Existing, SIC37 Transp Eqp, ECM-807, Flood LED 14W | 1.0346 | 0.21353 | 0.27576 | . | . | .
2856 | Industrial, Existing, SIC38 Instruments, ECM-807, Flood LED 14W | 1.0345 | 0.21391 | 0.27626 | . | . | .
2857 | Industrial, Existing, SIC39/21/31 Misc, ECM-807, Flood LED 14W | 1.0345 | 0.21505 | 0.27774 | . | . | .
2858 | Industrial, Existing, SIC20 Food, ECM-808, LED High Bay 83W (400W equivalent) | 1.0345 | 0.64566 | 0.66176 | . | . | .
2859 | Industrial, Existing, SIC22-23Textiles, ECM-808, LED High Bay 83W (400W equivalent) | 1.0348 | 0.64996 | 0.66602 | . | . | .
2860 | Industrial, Existing, SIC24-25 Lumber, ECM-808, LED High Bay 83W (400W equivalent) | 1.0346 | 0.65045 | 0.66663 | . | . | .
2861 | Industrial, Existing, SIC26 Paper, ECM-808, LED High Bay 83W (400W equivalent) | 1.0345 | 0.6492 | 0.66541 | . | . | .
2862 | Industrial, Existing, SIC27 Printing, ECM-808, LED High Bay 83W (400W equivalent) | 1.0345 | 0.65747 | 0.67387 | . | . | .
2863 | Industrial, Existing, SIC28 Chemicals, ECM-808, LED High Bay 83W (400W equivalent) | 1.0344 | 0.63898 | 0.65497 | . | . | .
2864 | Industrial, Existing, SIC29 Petroleum, ECM-808, LED High Bay 83W (400W equivalent) | 1.0344 | 0.63897 | 0.65497 | . | . | .
2865 | Industrial, Existing, SIC30 Rubber/Plastics, ECM-808, LED High Bay 83W (400W equivalent) | 1.0345 | 0.65192 | 0.66819 | . | . | .
2866 | Industrial, Existing, SIC32 Stone/Clay/Glass, ECM-808, LED High Bay 83W (400W equivalent) | 1.0345 | 0.6254 | 0.64102 | . | . | .
2867 | Industrial, Existing, SIC33 Primary Metals, ECM-808, LED High Bay 83W (400W equivalent) | 1.0346 | 0.64013 | 0.65606 | . | . | .
2868 | Industrial, Existing, SIC34 Fab Metals, ECM-808, LED High Bay 83W (400W equivalent) | 1.0345 | 0.65109 | 0.66731 | . | . | .
2869 | Industrial, Existing, SIC35 Ind Machinery, ECM-808, LED High Bay 83W (400W equivalent) | 1.0346 | 0.65154 | 0.66771 | . | . | .
2870 | Industrial, Existing, SIC36 Electronics, ECM-808, LED High Bay 83W (400W equivalent) | 1.0345 | 0.65539 | 0.67174 | . | . | .
2871 | Industrial, Existing, SIC37 Transp Eqp, ECM-808, LED High Bay 83W (400W equivalent) | 1.0346 | 0.65334 | 0.66961 | . | . | .
2872 | Industrial, Existing, SIC38 Instruments, ECM-808, LED High Bay 83W (400W equivalent) | 1.0345 | 0.6545 | 0.67083 | . | . | .
2873 | Industrial, Existing, SIC39/21/31 Misc, ECM-808, LED High Bay 83W (400W equivalent) | 1.0345 | 0.65798 | 0.67441 | . | . | .
2874 | Industrial, Existing, SIC20 Food, ECM-901, Replace V-belts | 1.0345 | 1.1003 | 1.7705 | 8.07e-06 | 5.66e-06 | 5.305e-05
2875 | Industrial, Existing, SIC22-23Textiles, ECM-901, Replace V-belts | 1.0348 | 1.1006 | 1.7705 | 1.5e-07 | 2.5e-07 | 6.9e-07
2876 | Industrial, Existing, SIC24-25 Lumber, ECM-901, Replace V-belts | 1.0346 | 1.1004 | 1.7705 | 5.1e-07 | 3.9e-07 | 2.7e-06
2877 | Industrial, Existing, SIC26 Paper, ECM-901, Replace V-belts | 1.0345 | 1.1003 | 1.7705 | 1.23e-06 | 9.5e-07 | 9.83e-06
2878 | Industrial, Existing, SIC27 Printing, ECM-901, Replace V-belts | 1.0345 | 1.1003 | 1.7705 | 8.6e-07 | 5.2e-07 | 5.72e-06
2879 | Industrial, Existing, SIC28 Chemicals, ECM-901, Replace V-belts | . | 99999 | 99999 | . | . | .
2880 | Industrial, Existing, SIC29 Petroleum, ECM-901, Replace V-belts | 1.0344 | 1.1002 | 1.7705 | 0 | 0 | 1e-08
2881 | Industrial, Existing, SIC30 Rubber/Plastics, ECM-901, Replace V-belts | 1.0345 | 1.1003 | 1.7705 | 3e-07 | 2.7e-07 | 2.15e-06
2882 | Industrial, Existing, SIC32 Stone/Clay/Glass, ECM-901, Replace V-belts | 1.0345 | 1.1003 | 1.7705 | 3.25e-06 | 2.56e-06 | 2.551e-05
2883 | Industrial, Existing, SIC33 Primary Metals, ECM-901, Replace V-belts | 1.0346 | 1.1004 | 1.7705 | 7e-08 | 7e-08 | 4e-07
2884 | Industrial, Existing, SIC34 Fab Metals, ECM-901, Replace V-belts | 1.0345 | 1.1004 | 1.7705 | 2.33e-06 | 2.16e-06 | 1.483e-05
2885 | Industrial, Existing, SIC35 Ind Machinery, ECM-901, Replace V-belts | 1.0346 | 1.1004 | 1.7705 | 2.8e-07 | 1.3e-07 | 1.11e-06
2886 | Industrial, Existing, SIC36 Electronics, ECM-901, Replace V-belts | 1.0345 | 1.1003 | 1.7705 | 4.2e-07 | 3.3e-07 | 2.99e-06
2887 | Industrial, Existing, SIC37 Transp Eqp, ECM-901, Replace V-belts | 1.0346 | 1.1004 | 1.7705 | 1.21e-06 | 1.09e-06 | 7.5e-06
2888 | Industrial, Existing, SIC38 Instruments, ECM-901, Replace V-belts | 1.0345 | 1.1003 | 1.7705 | 2.25e-06 | 1.9e-06 | 1.679e-05
2889 | Industrial, Existing, SIC39/21/31 Misc, ECM-901, Replace V-belts | 1.0345 | 1.1003 | 1.7705 | 1.79e-06 | 1.53e-06 | 1.426e-05

## 19a
RIM – Economic Potential
# | Measure Name | Measure Costs
|  | Administrative | Lost | Incentives | Equipment
|  |  | Revenues |  | & Labor
Residential
1 | Residential, Existing, Single Family, Base 14 SEER A/C Split w/Elec Heat, ECM-102, 15 SEER Split-System Air Conditioner | See Note 1 | 0 | 0 | See Note 2
2 | Residential, New, Single Family, Base 14 SEER A/C Split w/Elec Heat, ECM-102, 15 SEER Split-System Air Conditioner | See Note 1 | 0 | 0 | See Note 2
3 | Residential, Existing, Multi Family, Base 14 SEER A/C Split w/Elec Heat, ECM-102, 15 SEER Split-System Air Conditioner | See Note 1 | 0 | 0 | See Note 2
4 | Residential, New, Multi Family, Base 14 SEER A/C Split w/Elec Heat, ECM-102, 15 SEER Split-System Air Conditioner | See Note 1 | 0 | 0 | See Note 2
5 | Residential, Existing, Mobile Home, Base 14 SEER A/C Split w/Elec Heat, ECM-102, 15 SEER Split-System Air Conditioner | See Note 1 | 0 | 0 | See Note 2
6 | Residential, New, Mobile Home, Base 14 SEER A/C Split w/Elec Heat, ECM-102, 15 SEER Split-System Air Conditioner | See Note 1 | 0 | 0 | See Note 2
7 | Residential, Existing, Single Family, Base 14 SEER A/C Split w/Elec Heat, ECM-103, 17 SEER Split-System Air Conditioner | See Note 1 | 0 | 0 | See Note 2
8 | Residential, New, Single Family, Base 14 SEER A/C Split w/Elec Heat, ECM-103, 17 SEER Split-System Air Conditioner | See Note 1 | 0 | 0 | See Note 2
9 | Residential, Existing, Multi Family, Base 14 SEER A/C Split w/Elec Heat, ECM-103, 17 SEER Split-System Air Conditioner | See Note 1 | 0 | 0 | See Note 2
10 | Residential, New, Multi Family, Base 14 SEER A/C Split w/Elec Heat, ECM-103, 17 SEER Split-System Air Conditioner | See Note 1 | 0 | 0 | See Note 2
11 | Residential, Existing, Mobile Home, Base 14 SEER A/C Split w/Elec Heat, ECM-103, 17 SEER Split-System Air Conditioner | See Note 1 | 0 | 0 | See Note 2
12 | Residential, New, Mobile Home, Base 14 SEER A/C Split w/Elec Heat, ECM-103, 17 SEER Split-System Air Conditioner | See Note 1 | 0 | 0 | See Note 2
13 | Residential, Existing, Single Family, Base 14 SEER A/C Split w/Elec Heat, ECM-104, 19 SEER Split-System Air Conditioner | See Note 1 | 0 | 0 | See Note 2
14 | Residential, New, Single Family, Base 14 SEER A/C Split w/Elec Heat, ECM-104, 19 SEER Split-System Air Conditioner | See Note 1 | 0 | 0 | See Note 2
15 | Residential, Existing, Multi Family, Base 14 SEER A/C Split w/Elec Heat, ECM-104, 19 SEER Split-System Air Conditioner | See Note 1 | 0 | 0 | See Note 2
16 | Residential, New, Multi Family, Base 14 SEER A/C Split w/Elec Heat, ECM-104, 19 SEER Split-System Air Conditioner | See Note 1 | 0 | 0 | See Note 2
17 | Residential, Existing, Mobile Home, Base 14 SEER A/C Split w/Elec Heat, ECM-104, 19 SEER Split-System Air Conditioner | See Note 1 | 0 | 0 | See Note 2
18 | Residential, New, Mobile Home, Base 14 SEER A/C Split w/Elec Heat, ECM-104, 19 SEER Split-System Air Conditioner | See Note 1 | 0 | 0 | See Note 2
19 | Residential, Existing, Single Family, Base 14 SEER A/C Split w/Elec Heat, ECM-105, 14 SEER Split-System Heat Pump | See Note 1 | 0 | 0 | See Note 2
20 | Residential, New, Single Family, Base 14 SEER A/C Split w/Elec Heat, ECM-105, 14 SEER Split-System Heat Pump | See Note 1 | 0 | 0 | See Note 2
21 | Residential, Existing, Multi Family, Base 14 SEER A/C Split w/Elec Heat, ECM-105, 14 SEER Split-System Heat Pump | See Note 1 | 0 | 0 | See Note 2
22 | Residential, New, Multi Family, Base 14 SEER A/C Split w/Elec Heat, ECM-105, 14 SEER Split-System Heat Pump | See Note 1 | 0 | 0 | See Note 2
23 | Residential, Existing, Mobile Home, Base 14 SEER A/C Split w/Elec Heat, ECM-105, 14 SEER Split-System Heat Pump | See Note 1 | 0 | 0 | See Note 2
24 | Residential, New, Mobile Home, Base 14 SEER A/C Split w/Elec Heat, ECM-105, 14 SEER Split-System Heat Pump | See Note 1 | 0 | 0 | See Note 2
25 | Residential, Existing, Single Family, Base 14 SEER A/C Split w/Elec Heat, ECM-106, 15 SEER Split-System Heat Pump | See Note 1 | 0 | 0 | See Note 2
26 | Residential, New, Single Family, Base 14 SEER A/C Split w/Elec Heat, ECM-106, 15 SEER Split-System Heat Pump | See Note 1 | 0 | 0 | See Note 2
27 | Residential, Existing, Multi Family, Base 14 SEER A/C Split w/Elec Heat, ECM-106, 15 SEER Split-System Heat Pump | See Note 1 | 0 | 0 | See Note 2
28 | Residential, New, Multi Family, Base 14 SEER A/C Split w/Elec Heat, ECM-106, 15 SEER Split-System Heat Pump | See Note 1 | 0 | 0 | See Note 2
29 | Residential, Existing, Mobile Home, Base 14 SEER A/C Split w/Elec Heat, ECM-106, 15 SEER Split-System Heat Pump | See Note 1 | 0 | 0 | See Note 2
30 | Residential, New, Mobile Home, Base 14 SEER A/C Split w/Elec Heat, ECM-106, 15 SEER Split-System Heat Pump | See Note 1 | 0 | 0 | See Note 2
31 | Residential, Existing, Single Family, Base 14 SEER A/C Split w/Elec Heat, ECM-107, 17 SEER Split-System Heat Pump | See Note 1 | 0 | 0 | See Note 2
32 | Residential, New, Single Family, Base 14 SEER A/C Split w/Elec Heat, ECM-107, 17 SEER Split-System Heat Pump | See Note 1 | 0 | 0 | See Note 2
33 | Residential, Existing, Multi Family, Base 14 SEER A/C Split w/Elec Heat, ECM-107, 17 SEER Split-System Heat Pump | See Note 1 | 0 | 0 | See Note 2
34 | Residential, New, Multi Family, Base 14 SEER A/C Split w/Elec Heat, ECM-107, 17 SEER Split-System Heat Pump | See Note 1 | 0 | 0 | See Note 2
35 | Residential, Existing, Mobile Home, Base 14 SEER A/C Split w/Elec Heat, ECM-107, 17 SEER Split-System Heat Pump | See Note 1 | 0 | 0 | See Note 2
36 | Residential, New, Mobile Home, Base 14 SEER A/C Split w/Elec Heat, ECM-107, 17 SEER Split-System Heat Pump | See Note 1 | 0 | 0 | See Note 2
37 | Residential, Existing, Single Family, Base 14 SEER A/C Split w/Elec Heat, ECM-108, 13 EER Geothermal Heat Pump | See Note 1 | 0 | 0 | See Note 2
38 | Residential, New, Single Family, Base 14 SEER A/C Split w/Elec Heat, ECM-108, 13 EER Geothermal Heat Pump | See Note 1 | 0 | 0 | See Note 2
39 | Residential, Existing, Multi Family, Base 14 SEER A/C Split w/Elec Heat, ECM-108, 13 EER Geothermal Heat Pump | See Note 1 | 0 | 0 | See Note 2
40 | Residential, New, Multi Family, Base 14 SEER A/C Split w/Elec Heat, ECM-108, 13 EER Geothermal Heat Pump | See Note 1 | 0 | 0 | See Note 2
41 | Residential, Existing, Mobile Home, Base 14 SEER A/C Split w/Elec Heat, ECM-108, 13 EER Geothermal Heat Pump | See Note 1 | 0 | 0 | See Note 2
42 | Residential, New, Mobile Home, Base 14 SEER A/C Split w/Elec Heat, ECM-108, 13 EER Geothermal Heat Pump | See Note 1 | 0 | 0 | See Note 2
43 | Residential, Existing, Single Family, Base 14 SEER A/C Split w/Elec Heat, ECM-110, Attic Venting | See Note 1 | 0 | 0 | See Note 2
44 | Residential, New, Single Family, Base 14 SEER A/C Split w/Elec Heat, ECM-110, Attic Venting | See Note 1 | 0 | 0 | See Note 2
45 | Residential, Existing, Multi Family, Base 14 SEER A/C Split w/Elec Heat, ECM-110, Attic Venting | See Note 1 | 0 | 0 | See Note 2
46 | Residential, New, Multi Family, Base 14 SEER A/C Split w/Elec Heat, ECM-110, Attic Venting | See Note 1 | 0 | 0 | See Note 2
47 | Residential, Existing, Mobile Home, Base 14 SEER A/C Split w/Elec Heat, ECM-110, Attic Venting | See Note 1 | 0 | 0 | See Note 2
48 | Residential, New, Mobile Home, Base 14 SEER A/C Split w/Elec Heat, ECM-110, Attic Venting | See Note 1 | 0 | 0 | See Note 2
49 | Residential, Existing, Single Family, Base 14 SEER A/C Split w/Elec Heat, ECM-111, Sealed Attic w/Sprayed Foam Insulated Roof Deck | See Note 1 | 0 | 0 | See Note 2
50 | Residential, New, Single Family, Base 14 SEER A/C Split w/Elec Heat, ECM-111, Sealed Attic w/Sprayed Foam Insulated Roof Deck | See Note 1 | 0 | 0 | See Note 2
51 | Residential, Existing, Multi Family, Base 14 SEER A/C Split w/Elec Heat, ECM-111, Sealed Attic w/Sprayed Foam Insulated Roof Deck | See Note 1 | 0 | 0 | See Note 2
52 | Residential, New, Multi Family, Base 14 SEER A/C Split w/Elec Heat, ECM-111, Sealed Attic w/Sprayed Foam Insulated Roof Deck | See Note 1 | 0 | 0 | See Note 2
53 | Residential, Existing, Mobile Home, Base 14 SEER A/C Split w/Elec Heat, ECM-111, Sealed Attic w/Sprayed Foam Insulated Roof Deck | See Note 1 | 0 | 0 | See Note 2
54 | Residential, New, Mobile Home, Base 14 SEER A/C Split w/Elec Heat, ECM-111, Sealed Attic w/Sprayed Foam Insulated Roof Deck | See Note 1 | 0 | 0 | See Note 2
55 | Residential, Existing, Single Family, Base 14 SEER A/C Split w/Elec Heat, ECM-112, AC Maintenance (Outdoor Coil Cleaning) | See Note 1 | 0 | 0 | See Note 2
56 | Residential, New, Single Family, Base 14 SEER A/C Split w/Elec Heat, ECM-112, AC Maintenance (Outdoor Coil Cleaning) | See Note 1 | 0 | 0 | See Note 2
57 | Residential, Existing, Multi Family, Base 14 SEER A/C Split w/Elec Heat, ECM-112, AC Maintenance (Outdoor Coil Cleaning) | See Note 1 | 0 | 0 | See Note 2
58 | Residential, New, Multi Family, Base 14 SEER A/C Split w/Elec Heat, ECM-112, AC Maintenance (Outdoor Coil Cleaning) | See Note 1 | 0 | 0 | See Note 2
59 | Residential, Existing, Mobile Home, Base 14 SEER A/C Split w/Elec Heat, ECM-112, AC Maintenance (Outdoor Coil Cleaning) | See Note 1 | 0 | 0 | See Note 2
60 | Residential, New, Mobile Home, Base 14 SEER A/C Split w/Elec Heat, ECM-112, AC Maintenance (Outdoor Coil Cleaning) | See Note 1 | 0 | 0 | See Note 2
61 | Residential, Existing, Single Family, Base 14 SEER A/C Split w/Elec Heat, ECM-113, AC Maintenance (Indoor Coil Cleaning) | See Note 1 | 0 | 0 | See Note 2
62 | Residential, New, Single Family, Base 14 SEER A/C Split w/Elec Heat, ECM-113, AC Maintenance (Indoor Coil Cleaning) | See Note 1 | 0 | 0 | See Note 2
63 | Residential, Existing, Multi Family, Base 14 SEER A/C Split w/Elec Heat, ECM-113, AC Maintenance (Indoor Coil Cleaning) | See Note 1 | 0 | 0 | See Note 2
64 | Residential, New, Multi Family, Base 14 SEER A/C Split w/Elec Heat, ECM-113, AC Maintenance (Indoor Coil Cleaning) | See Note 1 | 0 | 0 | See Note 2
65 | Residential, Existing, Mobile Home, Base 14 SEER A/C Split w/Elec Heat, ECM-113, AC Maintenance (Indoor Coil Cleaning) | See Note 1 | 0 | 0 | See Note 2
66 | Residential, New, Mobile Home, Base 14 SEER A/C Split w/Elec Heat, ECM-113, AC Maintenance (Indoor Coil Cleaning) | See Note 1 | 0 | 0 | See Note 2
67 | Residential, Existing, Single Family, Base 14 SEER A/C Split w/Elec Heat, ECM-114, Proper Refrigerant Charging and Air Flow | See Note 1 | 0 | 0 | See Note 2
68 | Residential, New, Single Family, Base 14 SEER A/C Split w/Elec Heat, ECM-114, Proper Refrigerant Charging and Air Flow | See Note 1 | 0 | 0 | See Note 2
69 | Residential, Existing, Multi Family, Base 14 SEER A/C Split w/Elec Heat, ECM-114, Proper Refrigerant Charging and Air Flow | See Note 1 | 0 | 0 | See Note 2
70 | Residential, New, Multi Family, Base 14 SEER A/C Split w/Elec Heat, ECM-114, Proper Refrigerant Charging and Air Flow | See Note 1 | 0 | 0 | See Note 2
71 | Residential, Existing, Mobile Home, Base 14 SEER A/C Split w/Elec Heat, ECM-114, Proper Refrigerant Charging and Air Flow | See Note 1 | 0 | 0 | See Note 2
72 | Residential, New, Mobile Home, Base 14 SEER A/C Split w/Elec Heat, ECM-114, Proper Refrigerant Charging and Air Flow | See Note 1 | 0 | 0 | See Note 2
73 | Residential, Existing, Single Family, Base 14 SEER A/C Split w/Elec Heat, ECM-115, Electronically Commutated Motors (ECM) on an Air Handler Unit | See Note 1 | 0 | 0 | See Note 2
74 | Residential, New, Single Family, Base 14 SEER A/C Split w/Elec Heat, ECM-115, Electronically Commutated Motors (ECM) on an Air Handler Unit | See Note 1 | 0 | 0 | See Note 2
75 | Residential, Existing, Multi Family, Base 14 SEER A/C Split w/Elec Heat, ECM-115, Electronically Commutated Motors (ECM) on an Air Handler Unit | See Note 1 | 0 | 0 | See Note 2
76 | Residential, New, Multi Family, Base 14 SEER A/C Split w/Elec Heat, ECM-115, Electronically Commutated Motors (ECM) on an Air Handler Unit | See Note 1 | 0 | 0 | See Note 2
77 | Residential, Existing, Mobile Home, Base 14 SEER A/C Split w/Elec Heat, ECM-115, Electronically Commutated Motors (ECM) on an Air Handler Unit | See Note 1 | 0 | 0 | See Note 2
78 | Residential, New, Mobile Home, Base 14 SEER A/C Split w/Elec Heat, ECM-115, Electronically Commutated Motors (ECM) on an Air Handler Unit | See Note 1 | 0 | 0 | See Note 2
79 | Residential, Existing, Single Family, Base 14 SEER A/C Split w/Elec Heat, ECM-116, Duct Repair | See Note 1 | 0 | 0 | See Note 2
80 | Residential, New, Single Family, Base 14 SEER A/C Split w/Elec Heat, ECM-116, Duct Repair | See Note 1 | 0 | 0 | See Note 2
81 | Residential, Existing, Multi Family, Base 14 SEER A/C Split w/Elec Heat, ECM-116, Duct Repair | See Note 1 | 0 | 0 | See Note 2
82 | Residential, New, Multi Family, Base 14 SEER A/C Split w/Elec Heat, ECM-116, Duct Repair | See Note 1 | 0 | 0 | See Note 2
83 | Residential, Existing, Mobile Home, Base 14 SEER A/C Split w/Elec Heat, ECM-116, Duct Repair | See Note 1 | 0 | 0 | See Note 2
84 | Residential, New, Mobile Home, Base 14 SEER A/C Split w/Elec Heat, ECM-116, Duct Repair | See Note 1 | 0 | 0 | See Note 2
85 | Residential, Existing, Single Family, Base 14 SEER A/C Split w/Elec Heat, ECM-117, Reflective Roof | See Note 1 | 0 | 0 | See Note 2
86 | Residential, New, Single Family, Base 14 SEER A/C Split w/Elec Heat, ECM-117, Reflective Roof | See Note 1 | 0 | 0 | See Note 2
87 | Residential, Existing, Multi Family, Base 14 SEER A/C Split w/Elec Heat, ECM-117, Reflective Roof | See Note 1 | 0 | 0 | See Note 2
88 | Residential, New, Multi Family, Base 14 SEER A/C Split w/Elec Heat, ECM-117, Reflective Roof | See Note 1 | 0 | 0 | See Note 2
89 | Residential, Existing, Mobile Home, Base 14 SEER A/C Split w/Elec Heat, ECM-117, Reflective Roof | See Note 1 | 0 | 0 | See Note 2
90 | Residential, New, Mobile Home, Base 14 SEER A/C Split w/Elec Heat, ECM-117, Reflective Roof | See Note 1 | 0 | 0 | See Note 2
91 | Residential, Existing, Single Family, Base 14 SEER A/C Split w/Elec Heat, ECM-118, Radient Barrier | See Note 1 | 0 | 0 | See Note 2
92 | Residential, New, Single Family, Base 14 SEER A/C Split w/Elec Heat, ECM-118, Radient Barrier | See Note 1 | 0 | 0 | See Note 2
93 | Residential, Existing, Multi Family, Base 14 SEER A/C Split w/Elec Heat, ECM-118, Radient Barrier | See Note 1 | 0 | 0 | See Note 2
94 | Residential, New, Multi Family, Base 14 SEER A/C Split w/Elec Heat, ECM-118, Radient Barrier | See Note 1 | 0 | 0 | See Note 2
95 | Residential, Existing, Mobile Home, Base 14 SEER A/C Split w/Elec Heat, ECM-118, Radient Barrier | See Note 1 | 0 | 0 | See Note 2
96 | Residential, New, Mobile Home, Base 14 SEER A/C Split w/Elec Heat, ECM-118, Radient Barrier | See Note 1 | 0 | 0 | See Note 2
97 | Residential, Existing, Single Family, Base 14 SEER A/C Split w/Elec Heat, ECM-119, Window Film | See Note 1 | 0 | 0 | See Note 2
98 | Residential, New, Single Family, Base 14 SEER A/C Split w/Elec Heat, ECM-119, Window Film | See Note 1 | 0 | 0 | See Note 2
99 | Residential, Existing, Multi Family, Base 14 SEER A/C Split w/Elec Heat, ECM-119, Window Film | See Note 1 | 0 | 0 | See Note 2
100 | Residential, New, Multi Family, Base 14 SEER A/C Split w/Elec Heat, ECM-119, Window Film | See Note 1 | 0 | 0 | See Note 2
101 | Residential, Existing, Mobile Home, Base 14 SEER A/C Split w/Elec Heat, ECM-119, Window Film | See Note 1 | 0 | 0 | See Note 2
102 | Residential, New, Mobile Home, Base 14 SEER A/C Split w/Elec Heat, ECM-119, Window Film | See Note 1 | 0 | 0 | See Note 2
103 | Residential, Existing, Single Family, Base 14 SEER A/C Split w/Elec Heat, ECM-120, Window Tinting | See Note 1 | 0 | 0 | See Note 2
104 | Residential, New, Single Family, Base 14 SEER A/C Split w/Elec Heat, ECM-120, Window Tinting | See Note 1 | 0 | 0 | See Note 2
105 | Residential, Existing, Multi Family, Base 14 SEER A/C Split w/Elec Heat, ECM-120, Window Tinting | See Note 1 | 0 | 0 | See Note 2
106 | Residential, New, Multi Family, Base 14 SEER A/C Split w/Elec Heat, ECM-120, Window Tinting | See Note 1 | 0 | 0 | See Note 2
107 | Residential, Existing, Mobile Home, Base 14 SEER A/C Split w/Elec Heat, ECM-120, Window Tinting | See Note 1 | 0 | 0 | See Note 2
108 | Residential, Existing, Mobile Home, Base 14 SEER A/C Split w/Elec Heat, ECM-120, Window Tinting | See Note 1 | 0 | 0 | See Note 2
109 | Residential, Existing, Single Family, Base 14 SEER A/C Split w/Elec Heat, ECM-121, Default Window With Sunscreen | See Note 1 | 0 | 0 | See Note 2
110 | Residential, New, Single Family, Base 14 SEER A/C Split w/Elec Heat, ECM-121, Default Window With Sunscreen | See Note 1 | 0 | 0 | See Note 2
111 | Residential, Existing, Multi Family, Base 14 SEER A/C Split w/Elec Heat, ECM-121, Default Window With Sunscreen | See Note 1 | 0 | 0 | See Note 2
112 | Residential, New, Multi Family, Base 14 SEER A/C Split w/Elec Heat, ECM-121, Default Window With Sunscreen | See Note 1 | 0 | 0 | See Note 2
113 | Residential, Existing, Mobile Home, Base 14 SEER A/C Split w/Elec Heat, ECM-121, Default Window With Sunscreen | See Note 1 | 0 | 0 | See Note 2
114 | Residential, New, Mobile Home, Base 14 SEER A/C Split w/Elec Heat, ECM-121, Default Window With Sunscreen | See Note 1 | 0 | 0 | See Note 2
115 | Residential, Existing, Single Family, Base 14 SEER A/C Split w/Elec Heat, ECM-122, Single Pane Clear Windows to Double Pane Low-E Windows | See Note 1 | 0 | 0 | See Note 2
116 | Residential, New, Single Family, Base 14 SEER A/C Split w/Elec Heat, ECM-122, Single Pane Clear Windows to Double Pane Low-E Windows | See Note 1 | 0 | 0 | See Note 2
117 | Residential, Existing, Multi Family, Base 14 SEER A/C Split w/Elec Heat, ECM-122, Single Pane Clear Windows to Double Pane Low-E Windows | See Note 1 | 0 | 0 | See Note 2
118 | Residential, New, Multi Family, Base 14 SEER A/C Split w/Elec Heat, ECM-122, Single Pane Clear Windows to Double Pane Low-E Windows | See Note 1 | 0 | 0 | See Note 2
119 | Residential, Existing, Mobile Home, Base 14 SEER A/C Split w/Elec Heat, ECM-122, Single Pane Clear Windows to Double Pane Low-E Windows | See Note 1 | 0 | 0 | See Note 2
120 | Residential, New, Mobile Home, Base 14 SEER A/C Split w/Elec Heat, ECM-122, Single Pane Clear Windows to Double Pane Low-E Windows | See Note 1 | 0 | 0 | See Note 2
121 | Residential, Existing, Single Family, Base 14 SEER A/C Split w/Elec Heat, ECM-124, Ceiling R-0 to R-19 Insulation | See Note 1 | 0 | 0 | See Note 2
122 | Residential, New, Single Family, Base 14 SEER A/C Split w/Elec Heat, ECM-124, Ceiling R-0 to R-19 Insulation | See Note 1 | 0 | 0 | See Note 2
123 | Residential, Existing, Multi Family, Base 14 SEER A/C Split w/Elec Heat, ECM-124, Ceiling R-0 to R-19 Insulation | See Note 1 | 0 | 0 | See Note 2
124 | Residential, New, Multi Family, Base 14 SEER A/C Split w/Elec Heat, ECM-124, Ceiling R-0 to R-19 Insulation | See Note 1 | 0 | 0 | See Note 2
125 | Residential, Existing, Mobile Home, Base 14 SEER A/C Split w/Elec Heat, ECM-124, Ceiling R-0 to R-19 Insulation | See Note 1 | 0 | 0 | See Note 2
126 | Residential, New, Mobile Home, Base 14 SEER A/C Split w/Elec Heat, ECM-124, Ceiling R-0 to R-19 Insulation | See Note 1 | 0 | 0 | See Note 2
127 | Residential, Existing, Single Family, Base 14 SEER A/C Split w/Elec Heat, ECM-125, Ceiling R-19 to R-38 Insulation | See Note 1 | 0 | 0 | See Note 2
128 | Residential, New, Single Family, Base 14 SEER A/C Split w/Elec Heat, ECM-125, Ceiling R-19 to R-38 Insulation | See Note 1 | 0 | 0 | See Note 2
129 | Residential, Existing, Multi Family, Base 14 SEER A/C Split w/Elec Heat, ECM-125, Ceiling R-19 to R-38 Insulation | See Note 1 | 0 | 0 | See Note 2
130 | Residential, New, Multi Family, Base 14 SEER A/C Split w/Elec Heat, ECM-125, Ceiling R-19 to R-38 Insulation | See Note 1 | 0 | 0 | See Note 2
131 | Residential, Existing, Mobile Home, Base 14 SEER A/C Split w/Elec Heat, ECM-125, Ceiling R-19 to R-38 Insulation | See Note 1 | 0 | 0 | See Note 2
132 | Residential, New, Mobile Home, Base 14 SEER A/C Split w/Elec Heat, ECM-125, Ceiling R-19 to R-38 Insulation | See Note 1 | 0 | 0 | See Note 2
133 | Residential, Existing, Single Family, Base 14 SEER A/C Split w/Elec Heat, ECM-126, Wall 2x4 R-0 to Blow-In R-13 Insulation | See Note 1 | 0 | 0 | See Note 2
134 | Residential, New, Single Family, Base 14 SEER A/C Split w/Elec Heat, ECM-126, Wall 2x4 R-0 to Blow-In R-13 Insulation | See Note 1 | 0 | 0 | See Note 2
135 | Residential, Existing, Multi Family, Base 14 SEER A/C Split w/Elec Heat, ECM-126, Wall 2x4 R-0 to Blow-In R-13 Insulation | See Note 1 | 0 | 0 | See Note 2
136 | Residential, New, Multi Family, Base 14 SEER A/C Split w/Elec Heat, ECM-126, Wall 2x4 R-0 to Blow-In R-13 Insulation | See Note 1 | 0 | 0 | See Note 2
137 | Residential, Existing, Mobile Home, Base 14 SEER A/C Split w/Elec Heat, ECM-126, Wall 2x4 R-0 to Blow-In R-13 Insulation | See Note 1 | 0 | 0 | See Note 2
138 | Residential, New, Mobile Home, Base 14 SEER A/C Split w/Elec Heat, ECM-126, Wall 2x4 R-0 to Blow-In R-13 Insulation | See Note 1 | 0 | 0 | See Note 2
139 | Residential, Existing, Single Family, Base 14 SEER A/C Split w/Elec Heat, ECM-127, Weather Strip/Caulk w/Blower Door | See Note 1 | 0 | 0 | See Note 2
140 | Residential, New, Single Family, Base 14 SEER A/C Split w/Elec Heat, ECM-127, Weather Strip/Caulk w/Blower Door | See Note 1 | 0 | 0 | See Note 2
141 | Residential, Existing, Multi Family, Base 14 SEER A/C Split w/Elec Heat, ECM-127, Weather Strip/Caulk w/Blower Door | See Note 1 | 0 | 0 | See Note 2
142 | Residential, New, Multi Family, Base 14 SEER A/C Split w/Elec Heat, ECM-127, Weather Strip/Caulk w/Blower Door | See Note 1 | 0 | 0 | See Note 2
143 | Residential, Existing, Mobile Home, Base 14 SEER A/C Split w/Elec Heat, ECM-127, Weather Strip/Caulk w/Blower Door | See Note 1 | 0 | 0 | See Note 2
144 | Residential, New, Mobile Home, Base 14 SEER A/C Split w/Elec Heat, ECM-127, Weather Strip/Caulk w/Blower Door | See Note 1 | 0 | 0 | See Note 2
145 | Residential, Existing, Single Family, Base 14 SEER Heat Pump, ECM-132, 15 SEER Split-System Heat Pump | See Note 1 | 0 | 0 | See Note 2
146 | Residential, New, Single Family, Base 14 SEER Heat Pump, ECM-132, 15 SEER Split-System Heat Pump | See Note 1 | 0 | 0 | See Note 2
147 | Residential, Existing, Multi Family, Base 14 SEER Heat Pump, ECM-132, 15 SEER Split-System Heat Pump | See Note 1 | 0 | 0 | See Note 2
148 | Residential, New, Multi Family, Base 14 SEER Heat Pump, ECM-132, 15 SEER Split-System Heat Pump | See Note 1 | 0 | 0 | See Note 2
149 | Residential, Existing, Mobile Home, Base 14 SEER Heat Pump, ECM-132, 15 SEER Split-System Heat Pump | See Note 1 | 0 | 0 | See Note 2
150 | Residential, New, Mobile Home, Base 14 SEER Heat Pump, ECM-132, 15 SEER Split-System Heat Pump | See Note 1 | 0 | 0 | See Note 2
151 | Residential, Existing, Single Family, Base 14 SEER Heat Pump, ECM-133, 17 SEER Split-System Heat Pump | See Note 1 | 0 | 0 | See Note 2
152 | Residential, New, Single Family, Base 14 SEER Heat Pump, ECM-133, 17 SEER Split-System Heat Pump | See Note 1 | 0 | 0 | See Note 2
153 | Residential, Existing, Multi Family, Base 14 SEER Heat Pump, ECM-133, 17 SEER Split-System Heat Pump | See Note 1 | 0 | 0 | See Note 2
154 | Residential, New, Multi Family, Base 14 SEER Heat Pump, ECM-133, 17 SEER Split-System Heat Pump | See Note 1 | 0 | 0 | See Note 2
155 | Residential, Existing, Mobile Home, Base 14 SEER Heat Pump, ECM-133, 17 SEER Split-System Heat Pump | See Note 1 | 0 | 0 | See Note 2
156 | Residential, New, Mobile Home, Base 14 SEER Heat Pump, ECM-133, 17 SEER Split-System Heat Pump | See Note 1 | 0 | 0 | See Note 2
157 | Residential, Existing, Single Family, Base 14 SEER Heat Pump, ECM-134, 13 EER Geothermal Heat Pump | See Note 1 | 0 | 0 | See Note 2
158 | Residential, New, Single Family, Base 14 SEER Heat Pump, ECM-134, 13 EER Geothermal Heat Pump | See Note 1 | 0 | 0 | See Note 2
159 | Residential, Existing, Multi Family, Base 14 SEER Heat Pump, ECM-134, 13 EER Geothermal Heat Pump | See Note 1 | 0 | 0 | See Note 2
160 | Residential, New, Multi Family, Base 14 SEER Heat Pump, ECM-134, 13 EER Geothermal Heat Pump | See Note 1 | 0 | 0 | See Note 2
161 | Residential, Existing, Mobile Home, Base 14 SEER Heat Pump, ECM-134, 13 EER Geothermal Heat Pump | See Note 1 | 0 | 0 | See Note 2
162 | Residential, New, Mobile Home, Base 14 SEER Heat Pump, ECM-134, 13 EER Geothermal Heat Pump | See Note 1 | 0 | 0 | See Note 2
163 | Residential, Existing, Single Family, Base 14 SEER Heat Pump, ECM-136, Attic Venting | See Note 1 | 0 | 0 | See Note 2
164 | Residential, New, Single Family, Base 14 SEER Heat Pump, ECM-136, Attic Venting | See Note 1 | 0 | 0 | See Note 2
165 | Residential, Existing, Multi Family, Base 14 SEER Heat Pump, ECM-136, Attic Venting | See Note 1 | 0 | 0 | See Note 2
166 | Residential, New, Multi Family, Base 14 SEER Heat Pump, ECM-136, Attic Venting | See Note 1 | 0 | 0 | See Note 2
167 | Residential, Existing, Mobile Home, Base 14 SEER Heat Pump, ECM-136, Attic Venting | See Note 1 | 0 | 0 | See Note 2
168 | Residential, New, Mobile Home, Base 14 SEER Heat Pump, ECM-136, Attic Venting | See Note 1 | 0 | 0 | See Note 2
169 | Residential, Existing, Single Family, Base 14 SEER Heat Pump, ECM-137, Sealed Attics | See Note 1 | 0 | 0 | See Note 2
170 | Residential, New, Single Family, Base 14 SEER Heat Pump, ECM-137, Sealed Attics | See Note 1 | 0 | 0 | See Note 2
171 | Residential, Existing, Multi Family, Base 14 SEER Heat Pump, ECM-137, Sealed Attics | See Note 1 | 0 | 0 | See Note 2
172 | Residential, New, Multi Family, Base 14 SEER Heat Pump, ECM-137, Sealed Attics | See Note 1 | 0 | 0 | See Note 2
173 | Residential, Existing, Mobile Home, Base 14 SEER Heat Pump, ECM-137, Sealed Attics | See Note 1 | 0 | 0 | See Note 2
174 | Residential, New, Mobile Home, Base 14 SEER Heat Pump, ECM-137, Sealed Attics | See Note 1 | 0 | 0 | See Note 2
175 | Residential, Existing, Single Family, Base 14 SEER Heat Pump, ECM-138, AC Maintenance (Outdoor Coil Cleaning) | See Note 1 | 0 | 0 | See Note 2
176 | Residential, New, Single Family, Base 14 SEER Heat Pump, ECM-138, AC Maintenance (Outdoor Coil Cleaning) | See Note 1 | 0 | 0 | See Note 2
177 | Residential, Existing, Multi Family, Base 14 SEER Heat Pump, ECM-138, AC Maintenance (Outdoor Coil Cleaning) | See Note 1 | 0 | 0 | See Note 2
178 | Residential, New, Multi Family, Base 14 SEER Heat Pump, ECM-138, AC Maintenance (Outdoor Coil Cleaning) | See Note 1 | 0 | 0 | See Note 2
179 | Residential, Existing, Mobile Home, Base 14 SEER Heat Pump, ECM-138, AC Maintenance (Outdoor Coil Cleaning) | See Note 1 | 0 | 0 | See Note 2
180 | Residential, New, Mobile Home, Base 14 SEER Heat Pump, ECM-138, AC Maintenance (Outdoor Coil Cleaning) | See Note 1 | 0 | 0 | See Note 2
181 | Residential, Existing, Single Family, Base 14 SEER Heat Pump, ECM-139, AC Maintenance (Indoor Coil Cleaning) | See Note 1 | 0 | 0 | See Note 2
182 | Residential, New, Single Family, Base 14 SEER Heat Pump, ECM-139, AC Maintenance (Indoor Coil Cleaning) | See Note 1 | 0 | 0 | See Note 2
183 | Residential, Existing, Multi Family, Base 14 SEER Heat Pump, ECM-139, AC Maintenance (Indoor Coil Cleaning) | See Note 1 | 0 | 0 | See Note 2
184 | Residential, New, Multi Family, Base 14 SEER Heat Pump, ECM-139, AC Maintenance (Indoor Coil Cleaning) | See Note 1 | 0 | 0 | See Note 2
185 | Residential, Existing, Mobile Home, Base 14 SEER Heat Pump, ECM-139, AC Maintenance (Indoor Coil Cleaning) | See Note 1 | 0 | 0 | See Note 2
186 | Residential, New, Mobile Home, Base 14 SEER Heat Pump, ECM-139, AC Maintenance (Indoor Coil Cleaning) | See Note 1 | 0 | 0 | See Note 2
187 | Residential, Existing, Single Family, Base 14 SEER Heat Pump, ECM-140, Proper Refrigerant Charging and Air Flow | See Note 1 | 0 | 0 | See Note 2
188 | Residential, New, Single Family, Base 14 SEER Heat Pump, ECM-140, Proper Refrigerant Charging and Air Flow | See Note 1 | 0 | 0 | See Note 2
189 | Residential, Existing, Multi Family, Base 14 SEER Heat Pump, ECM-140, Proper Refrigerant Charging and Air Flow | See Note 1 | 0 | 0 | See Note 2
190 | Residential, New, Multi Family, Base 14 SEER Heat Pump, ECM-140, Proper Refrigerant Charging and Air Flow | See Note 1 | 0 | 0 | See Note 2
191 | Residential, Existing, Mobile Home, Base 14 SEER Heat Pump, ECM-140, Proper Refrigerant Charging and Air Flow | See Note 1 | 0 | 0 | See Note 2
192 | Residential, New, Mobile Home, Base 14 SEER Heat Pump, ECM-140, Proper Refrigerant Charging and Air Flow | See Note 1 | 0 | 0 | See Note 2
193 | Residential, Existing, Single Family, Base 14 SEER Heat Pump, ECM-141, Electronically Commutated Motors (ECM) on an Air Handler Unit | See Note 1 | 0 | 0 | See Note 2
194 | Residential, New, Single Family, Base 14 SEER Heat Pump, ECM-141, Electronically Commutated Motors (ECM) on an Air Handler Unit | See Note 1 | 0 | 0 | See Note 2
195 | Residential, Existing, Multi Family, Base 14 SEER Heat Pump, ECM-141, Electronically Commutated Motors (ECM) on an Air Handler Unit | See Note 1 | 0 | 0 | See Note 2
196 | Residential, New, Multi Family, Base 14 SEER Heat Pump, ECM-141, Electronically Commutated Motors (ECM) on an Air Handler Unit | See Note 1 | 0 | 0 | See Note 2
197 | Residential, Existing, Mobile Home, Base 14 SEER Heat Pump, ECM-141, Electronically Commutated Motors (ECM) on an Air Handler Unit | See Note 1 | 0 | 0 | See Note 2
198 | Residential, New, Mobile Home, Base 14 SEER Heat Pump, ECM-141, Electronically Commutated Motors (ECM) on an Air Handler Unit | See Note 1 | 0 | 0 | See Note 2
199 | Residential, Existing, Single Family, Base 14 SEER Heat Pump, ECM-142, Duct Repair | See Note 1 | 0 | 0 | See Note 2
200 | Residential, New, Single Family, Base 14 SEER Heat Pump, ECM-142, Duct Repair | See Note 1 | 0 | 0 | See Note 2
201 | Residential, Existing, Multi Family, Base 14 SEER Heat Pump, ECM-142, Duct Repair | See Note 1 | 0 | 0 | See Note 2
202 | Residential, New, Multi Family, Base 14 SEER Heat Pump, ECM-142, Duct Repair | See Note 1 | 0 | 0 | See Note 2
203 | Residential, Existing, Mobile Home, Base 14 SEER Heat Pump, ECM-142, Duct Repair | See Note 1 | 0 | 0 | See Note 2
204 | Residential, New, Mobile Home, Base 14 SEER Heat Pump, ECM-142, Duct Repair | See Note 1 | 0 | 0 | See Note 2
205 | Residential, Existing, Single Family, Base 14 SEER Heat Pump, ECM-143, Reflective Roof | See Note 1 | 0 | 0 | See Note 2
206 | Residential, New, Single Family, Base 14 SEER Heat Pump, ECM-143, Reflective Roof | See Note 1 | 0 | 0 | See Note 2
207 | Residential, Existing, Multi Family, Base 14 SEER Heat Pump, ECM-143, Reflective Roof | See Note 1 | 0 | 0 | See Note 2
208 | Residential, New, Multi Family, Base 14 SEER Heat Pump, ECM-143, Reflective Roof | See Note 1 | 0 | 0 | See Note 2
209 | Residential, Existing, Mobile Home, Base 14 SEER Heat Pump, ECM-143, Reflective Roof | See Note 1 | 0 | 0 | See Note 2
210 | Residential, New, Mobile Home, Base 14 SEER Heat Pump, ECM-143, Reflective Roof | See Note 1 | 0 | 0 | See Note 2
211 | Residential, Existing, Single Family, Base 14 SEER Heat Pump, ECM-144, Radient Barrier | See Note 1 | 0 | 0 | See Note 2
212 | Residential, New, Single Family, Base 14 SEER Heat Pump, ECM-144, Radient Barrier | See Note 1 | 0 | 0 | See Note 2
213 | Residential, Existing, Multi Family, Base 14 SEER Heat Pump, ECM-144, Radient Barrier | See Note 1 | 0 | 0 | See Note 2
214 | Residential, New, Multi Family, Base 14 SEER Heat Pump, ECM-144, Radient Barrier | See Note 1 | 0 | 0 | See Note 2
215 | Residential, Existing, Mobile Home, Base 14 SEER Heat Pump, ECM-144, Radient Barrier | See Note 1 | 0 | 0 | See Note 2
216 | Residential, New, Mobile Home, Base 14 SEER Heat Pump, ECM-144, Radient Barrier | See Note 1 | 0 | 0 | See Note 2
217 | Residential, Existing, Single Family, Base 14 SEER Heat Pump, ECM-145, Window Film | See Note 1 | 0 | 0 | See Note 2
218 | Residential, New, Single Family, Base 14 SEER Heat Pump, ECM-145, Window Film | See Note 1 | 0 | 0 | See Note 2
219 | Residential, Existing, Multi Family, Base 14 SEER Heat Pump, ECM-145, Window Film | See Note 1 | 0 | 0 | See Note 2
220 | Residential, New, Multi Family, Base 14 SEER Heat Pump, ECM-145, Window Film | See Note 1 | 0 | 0 | See Note 2
221 | Residential, Existing, Mobile Home, Base 14 SEER Heat Pump, ECM-145, Window Film | See Note 1 | 0 | 0 | See Note 2
222 | Residential, New, Mobile Home, Base 14 SEER Heat Pump, ECM-145, Window Film | See Note 1 | 0 | 0 | See Note 2
223 | Residential, Existing, Single Family, Base 14 SEER Heat Pump, ECM-146, Window Tinting | See Note 1 | 0 | 0 | See Note 2
224 | Residential, New, Single Family, Base 14 SEER Heat Pump, ECM-146, Window Tinting | See Note 1 | 0 | 0 | See Note 2
225 | Residential, Existing, Multi Family, Base 14 SEER Heat Pump, ECM-146, Window Tinting | See Note 1 | 0 | 0 | See Note 2
226 | Residential, New, Multi Family, Base 14 SEER Heat Pump, ECM-146, Window Tinting | See Note 1 | 0 | 0 | See Note 2
227 | Residential, Existing, Mobile Home, Base 14 SEER Heat Pump, ECM-146, Window Tinting | See Note 1 | 0 | 0 | See Note 2
228 | Residential, New, Mobile Home, Base 14 SEER Heat Pump, ECM-146, Window Tinting | See Note 1 | 0 | 0 | See Note 2
229 | Residential, Existing, Single Family, Base 14 SEER Heat Pump, ECM-147, Default Window With Sunscreen | See Note 1 | 0 | 0 | See Note 2
230 | Residential, New, Single Family, Base 14 SEER Heat Pump, ECM-147, Default Window With Sunscreen | See Note 1 | 0 | 0 | See Note 2
231 | Residential, Existing, Multi Family, Base 14 SEER Heat Pump, ECM-147, Default Window With Sunscreen | See Note 1 | 0 | 0 | See Note 2
232 | Residential, New, Multi Family, Base 14 SEER Heat Pump, ECM-147, Default Window With Sunscreen | See Note 1 | 0 | 0 | See Note 2
233 | Residential, Existing, Mobile Home, Base 14 SEER Heat Pump, ECM-147, Default Window With Sunscreen | See Note 1 | 0 | 0 | See Note 2
234 | Residential, New, Mobile Home, Base 14 SEER Heat Pump, ECM-147, Default Window With Sunscreen | See Note 1 | 0 | 0 | See Note 2
235 | Residential, Existing, Single Family, Base 14 SEER Heat Pump, ECM-148, Single Pane Clear Windows to Double Pane Low-E Windows | See Note 1 | 0 | 0 | See Note 2
236 | Residential, New, Single Family, Base 14 SEER Heat Pump, ECM-148, Single Pane Clear Windows to Double Pane Low-E Windows | See Note 1 | 0 | 0 | See Note 2
237 | Residential, Existing, Multi Family, Base 14 SEER Heat Pump, ECM-148, Single Pane Clear Windows to Double Pane Low-E Windows | See Note 1 | 0 | 0 | See Note 2
238 | Residential, New, Multi Family, Base 14 SEER Heat Pump, ECM-148, Single Pane Clear Windows to Double Pane Low-E Windows | See Note 1 | 0 | 0 | See Note 2
239 | Residential, Existing, Mobile Home, Base 14 SEER Heat Pump, ECM-148, Single Pane Clear Windows to Double Pane Low-E Windows | See Note 1 | 0 | 0 | See Note 2
240 | Residential, New, Mobile Home, Base 14 SEER Heat Pump, ECM-148, Single Pane Clear Windows to Double Pane Low-E Windows | See Note 1 | 0 | 0 | See Note 2
241 | Residential, Existing, Single Family, Base 14 SEER Heat Pump, ECM-150, Ceiling R-0 to R-19 Insulation | See Note 1 | 0 | 0 | See Note 2
242 | Residential, New, Single Family, Base 14 SEER Heat Pump, ECM-150, Ceiling R-0 to R-19 Insulation | See Note 1 | 0 | 0 | See Note 2
243 | Residential, Existing, Multi Family, Base 14 SEER Heat Pump, ECM-150, Ceiling R-0 to R-19 Insulation | See Note 1 | 0 | 0 | See Note 2
244 | Residential, New, Multi Family, Base 14 SEER Heat Pump, ECM-150, Ceiling R-0 to R-19 Insulation | See Note 1 | 0 | 0 | See Note 2
245 | Residential, Existing, Mobile Home, Base 14 SEER Heat Pump, ECM-150, Ceiling R-0 to R-19 Insulation | See Note 1 | 0 | 0 | See Note 2
246 | Residential, New, Mobile Home, Base 14 SEER Heat Pump, ECM-150, Ceiling R-0 to R-19 Insulation | See Note 1 | 0 | 0 | See Note 2
247 | Residential, Existing, Single Family, Base 14 SEER Heat Pump, ECM-151, Ceiling R-19 to R-38 Insulation | See Note 1 | 0 | 0 | See Note 2
248 | Residential, New, Single Family, Base 14 SEER Heat Pump, ECM-151, Ceiling R-19 to R-38 Insulation | See Note 1 | 0 | 0 | See Note 2
249 | Residential, Existing, Multi Family, Base 14 SEER Heat Pump, ECM-151, Ceiling R-19 to R-38 Insulation | See Note 1 | 0 | 0 | See Note 2
250 | Residential, New, Multi Family, Base 14 SEER Heat Pump, ECM-151, Ceiling R-19 to R-38 Insulation | See Note 1 | 0 | 0 | See Note 2
251 | Residential, Existing, Mobile Home, Base 14 SEER Heat Pump, ECM-151, Ceiling R-19 to R-38 Insulation | See Note 1 | 0 | 0 | See Note 2
252 | Residential, New, Mobile Home, Base 14 SEER Heat Pump, ECM-151, Ceiling R-19 to R-38 Insulation | See Note 1 | 0 | 0 | See Note 2
253 | Residential, Existing, Single Family, Base 14 SEER Heat Pump, ECM-152, Wall 2x4 R-0 to Blow-In R-13 Insulation | See Note 1 | 0 | 0 | See Note 2
254 | Residential, New, Single Family, Base 14 SEER Heat Pump, ECM-152, Wall 2x4 R-0 to Blow-In R-13 Insulation | See Note 1 | 0 | 0 | See Note 2
255 | Residential, Existing, Multi Family, Base 14 SEER Heat Pump, ECM-152, Wall 2x4 R-0 to Blow-In R-13 Insulation | See Note 1 | 0 | 0 | See Note 2
256 | Residential, New, Multi Family, Base 14 SEER Heat Pump, ECM-152, Wall 2x4 R-0 to Blow-In R-13 Insulation | See Note 1 | 0 | 0 | See Note 2
257 | Residential, Existing, Mobile Home, Base 14 SEER Heat Pump, ECM-152, Wall 2x4 R-0 to Blow-In R-13 Insulation | See Note 1 | 0 | 0 | See Note 2
258 | Residential, New, Mobile Home, Base 14 SEER Heat Pump, ECM-152, Wall 2x4 R-0 to Blow-In R-13 Insulation | See Note 1 | 0 | 0 | See Note 2
259 | Residential, Existing, Single Family, Base 14 SEER Heat Pump, ECM-153, Weather Strip/Caulk w/Blower Door | See Note 1 | 0 | 0 | See Note 2
260 | Residential, New, Single Family, Base 14 SEER Heat Pump, ECM-153, Weather Strip/Caulk w/Blower Door | See Note 1 | 0 | 0 | See Note 2
261 | Residential, Existing, Multi Family, Base 14 SEER Heat Pump, ECM-153, Weather Strip/Caulk w/Blower Door | See Note 1 | 0 | 0 | See Note 2
262 | Residential, New, Multi Family, Base 14 SEER Heat Pump, ECM-153, Weather Strip/Caulk w/Blower Door | See Note 1 | 0 | 0 | See Note 2
263 | Residential, Existing, Mobile Home, Base 14 SEER Heat Pump, ECM-153, Weather Strip/Caulk w/Blower Door | See Note 1 | 0 | 0 | See Note 2
264 | Residential, New, Mobile Home, Base 14 SEER Heat Pump, ECM-153, Weather Strip/Caulk w/Blower Door | See Note 1 | 0 | 0 | See Note 2
265 | Residential, Existing, Single Family, Base 14 SEER A/C Split w/Gas Heat, ECM-162, 15 SEER Split-System Air Conditioner | See Note 1 | 0 | 0 | See Note 2
266 | Residential, New, Single Family, Base 14 SEER A/C Split w/Gas Heat, ECM-162, 15 SEER Split-System Air Conditioner | See Note 1 | 0 | 0 | See Note 2
267 | Residential, Existing, Multi Family, Base 14 SEER A/C Split w/Gas Heat, ECM-162, 15 SEER Split-System Air Conditioner | See Note 1 | 0 | 0 | See Note 2
268 | Residential, New, Multi Family, Base 14 SEER A/C Split w/Gas Heat, ECM-162, 15 SEER Split-System Air Conditioner | See Note 1 | 0 | 0 | See Note 2
269 | Residential, Existing, Mobile Home, Base 14 SEER A/C Split w/Gas Heat, ECM-162, 15 SEER Split-System Air Conditioner | See Note 1 | 0 | 0 | See Note 2
270 | Residential, New, Mobile Home, Base 14 SEER A/C Split w/Gas Heat, ECM-162, 15 SEER Split-System Air Conditioner | See Note 1 | 0 | 0 | See Note 2
271 | Residential, Existing, Single Family, Base 14 SEER A/C Split w/Gas Heat, ECM-163, 17 SEER Split-System Air Conditioner | See Note 1 | 0 | 0 | See Note 2
272 | Residential, New, Single Family, Base 14 SEER A/C Split w/Gas Heat, ECM-163, 17 SEER Split-System Air Conditioner | See Note 1 | 0 | 0 | See Note 2
273 | Residential, Existing, Multi Family, Base 14 SEER A/C Split w/Gas Heat, ECM-163, 17 SEER Split-System Air Conditioner | See Note 1 | 0 | 0 | See Note 2
274 | Residential, New, Multi Family, Base 14 SEER A/C Split w/Gas Heat, ECM-163, 17 SEER Split-System Air Conditioner | See Note 1 | 0 | 0 | See Note 2
275 | Residential, Existing, Mobile Home, Base 14 SEER A/C Split w/Gas Heat, ECM-163, 17 SEER Split-System Air Conditioner | See Note 1 | 0 | 0 | See Note 2
276 | Residential, New, Mobile Home, Base 14 SEER A/C Split w/Gas Heat, ECM-163, 17 SEER Split-System Air Conditioner | See Note 1 | 0 | 0 | See Note 2
277 | Residential, Existing, Single Family, Base 14 SEER A/C Split w/Gas Heat, ECM-164, 19 SEER Split-System Air Conditioner | See Note 1 | 0 | 0 | See Note 2
278 | Residential, New, Single Family, Base 14 SEER A/C Split w/Gas Heat, ECM-164, 19 SEER Split-System Air Conditioner | See Note 1 | 0 | 0 | See Note 2
279 | Residential, Existing, Multi Family, Base 14 SEER A/C Split w/Gas Heat, ECM-164, 19 SEER Split-System Air Conditioner | See Note 1 | 0 | 0 | See Note 2
280 | Residential, New, Multi Family, Base 14 SEER A/C Split w/Gas Heat, ECM-164, 19 SEER Split-System Air Conditioner | See Note 1 | 0 | 0 | See Note 2
281 | Residential, Existing, Mobile Home, Base 14 SEER A/C Split w/Gas Heat, ECM-164, 19 SEER Split-System Air Conditioner | See Note 1 | 0 | 0 | See Note 2
282 | Residential, New, Mobile Home, Base 14 SEER A/C Split w/Gas Heat, ECM-164, 19 SEER Split-System Air Conditioner | See Note 1 | 0 | 0 | See Note 2
283 | Residential, Existing, Single Family, Base 14 SEER A/C Split w/Gas Heat, ECM-166, Attic Venting | See Note 1 | 0 | 0 | See Note 2
284 | Residential, New, Single Family, Base 14 SEER A/C Split w/Gas Heat, ECM-166, Attic Venting | See Note 1 | 0 | 0 | See Note 2
285 | Residential, Existing, Multi Family, Base 14 SEER A/C Split w/Gas Heat, ECM-166, Attic Venting | See Note 1 | 0 | 0 | See Note 2
286 | Residential, New, Multi Family, Base 14 SEER A/C Split w/Gas Heat, ECM-166, Attic Venting | See Note 1 | 0 | 0 | See Note 2
287 | Residential, Existing, Mobile Home, Base 14 SEER A/C Split w/Gas Heat, ECM-166, Attic Venting | See Note 1 | 0 | 0 | See Note 2
288 | Residential, New, Mobile Home, Base 14 SEER A/C Split w/Gas Heat, ECM-166, Attic Venting | See Note 1 | 0 | 0 | See Note 2
289 | Residential, Existing, Single Family, Base 14 SEER A/C Split w/Gas Heat, ECM-167, Sealed Attic w/Sprayed Foam Insulated Roof Deck | See Note 1 | 0 | 0 | See Note 2
290 | Residential, New, Single Family, Base 14 SEER A/C Split w/Gas Heat, ECM-167, Sealed Attic w/Sprayed Foam Insulated Roof Deck | See Note 1 | 0 | 0 | See Note 2
291 | Residential, Existing, Multi Family, Base 14 SEER A/C Split w/Gas Heat, ECM-167, Sealed Attic w/Sprayed Foam Insulated Roof Deck | See Note 1 | 0 | 0 | See Note 2
292 | Residential, New, Multi Family, Base 14 SEER A/C Split w/Gas Heat, ECM-167, Sealed Attic w/Sprayed Foam Insulated Roof Deck | See Note 1 | 0 | 0 | See Note 2
293 | Residential, Existing, Mobile Home, Base 14 SEER A/C Split w/Gas Heat, ECM-167, Sealed Attic w/Sprayed Foam Insulated Roof Deck | See Note 1 | 0 | 0 | See Note 2
294 | Residential, New, Mobile Home, Base 14 SEER A/C Split w/Gas Heat, ECM-167, Sealed Attic w/Sprayed Foam Insulated Roof Deck | See Note 1 | 0 | 0 | See Note 2
295 | Residential, Existing, Single Family, Base 14 SEER A/C Split w/Gas Heat, ECM-168, AC Maintenance (Outdoor Coil Cleaning) | See Note 1 | 0 | 0 | See Note 2
296 | Residential, New, Single Family, Base 14 SEER A/C Split w/Gas Heat, ECM-168, AC Maintenance (Outdoor Coil Cleaning) | See Note 1 | 0 | 0 | See Note 2
297 | Residential, Existing, Multi Family, Base 14 SEER A/C Split w/Gas Heat, ECM-168, AC Maintenance (Outdoor Coil Cleaning) | See Note 1 | 0 | 0 | See Note 2
298 | Residential, New, Multi Family, Base 14 SEER A/C Split w/Gas Heat, ECM-168, AC Maintenance (Outdoor Coil Cleaning) | See Note 1 | 0 | 0 | See Note 2
299 | Residential, Existing, Mobile Home, Base 14 SEER A/C Split w/Gas Heat, ECM-168, AC Maintenance (Outdoor Coil Cleaning) | See Note 1 | 0 | 0 | See Note 2
300 | Residential, New, Mobile Home, Base 14 SEER A/C Split w/Gas Heat, ECM-168, AC Maintenance (Outdoor Coil Cleaning) | See Note 1 | 0 | 0 | See Note 2
301 | Residential, Existing, Single Family, Base 14 SEER A/C Split w/Gas Heat, ECM-169, AC Maintenance (Indoor Coil Cleaning) | See Note 1 | 0 | 0 | See Note 2
302 | Residential, New, Single Family, Base 14 SEER A/C Split w/Gas Heat, ECM-169, AC Maintenance (Indoor Coil Cleaning) | See Note 1 | 0 | 0 | See Note 2
303 | Residential, Existing, Multi Family, Base 14 SEER A/C Split w/Gas Heat, ECM-169, AC Maintenance (Indoor Coil Cleaning) | See Note 1 | 0 | 0 | See Note 2
304 | Residential, New, Multi Family, Base 14 SEER A/C Split w/Gas Heat, ECM-169, AC Maintenance (Indoor Coil Cleaning) | See Note 1 | 0 | 0 | See Note 2
305 | Residential, Existing, Mobile Home, Base 14 SEER A/C Split w/Gas Heat, ECM-169, AC Maintenance (Indoor Coil Cleaning) | See Note 1 | 0 | 0 | See Note 2
306 | Residential, New, Mobile Home, Base 14 SEER A/C Split w/Gas Heat, ECM-169, AC Maintenance (Indoor Coil Cleaning) | See Note 1 | 0 | 0 | See Note 2
307 | Residential, Existing, Single Family, Base 14 SEER A/C Split w/Gas Heat, ECM-170, Proper Refrigerant Charging and Air Flow | See Note 1 | 0 | 0 | See Note 2
308 | Residential, New, Single Family, Base 14 SEER A/C Split w/Gas Heat, ECM-170, Proper Refrigerant Charging and Air Flow | See Note 1 | 0 | 0 | See Note 2
309 | Residential, Existing, Multi Family, Base 14 SEER A/C Split w/Gas Heat, ECM-170, Proper Refrigerant Charging and Air Flow | See Note 1 | 0 | 0 | See Note 2
310 | Residential, New, Multi Family, Base 14 SEER A/C Split w/Gas Heat, ECM-170, Proper Refrigerant Charging and Air Flow | See Note 1 | 0 | 0 | See Note 2
311 | Residential, Existing, Mobile Home, Base 14 SEER A/C Split w/Gas Heat, ECM-170, Proper Refrigerant Charging and Air Flow | See Note 1 | 0 | 0 | See Note 2
312 | Residential, New, Mobile Home, Base 14 SEER A/C Split w/Gas Heat, ECM-170, Proper Refrigerant Charging and Air Flow | See Note 1 | 0 | 0 | See Note 2
313 | Residential, Existing, Single Family, Base 14 SEER A/C Split w/Gas Heat, ECM-171, Electronically Commutated Motors (ECM) on an Air Handler Unit | See Note 1 | 0 | 0 | See Note 2
314 | Residential, New, Single Family, Base 14 SEER A/C Split w/Gas Heat, ECM-171, Electronically Commutated Motors (ECM) on an Air Handler Unit | See Note 1 | 0 | 0 | See Note 2
315 | Residential, Existing, Multi Family, Base 14 SEER A/C Split w/Gas Heat, ECM-171, Electronically Commutated Motors (ECM) on an Air Handler Unit | See Note 1 | 0 | 0 | See Note 2
316 | Residential, New, Multi Family, Base 14 SEER A/C Split w/Gas Heat, ECM-171, Electronically Commutated Motors (ECM) on an Air Handler Unit | See Note 1 | 0 | 0 | See Note 2
317 | Residential, Existing, Mobile Home, Base 14 SEER A/C Split w/Gas Heat, ECM-171, Electronically Commutated Motors (ECM) on an Air Handler Unit | See Note 1 | 0 | 0 | See Note 2
318 | Residential, New, Mobile Home, Base 14 SEER A/C Split w/Gas Heat, ECM-171, Electronically Commutated Motors (ECM) on an Air Handler Unit | See Note 1 | 0 | 0 | See Note 2
319 | Residential, Existing, Single Family, Base 14 SEER A/C Split w/Gas Heat, ECM-172, Duct Repair | See Note 1 | 0 | 0 | See Note 2
320 | Residential, New, Single Family, Base 14 SEER A/C Split w/Gas Heat, ECM-172, Duct Repair | See Note 1 | 0 | 0 | See Note 2
321 | Residential, Existing, Multi Family, Base 14 SEER A/C Split w/Gas Heat, ECM-172, Duct Repair | See Note 1 | 0 | 0 | See Note 2
322 | Residential, New, Multi Family, Base 14 SEER A/C Split w/Gas Heat, ECM-172, Duct Repair | See Note 1 | 0 | 0 | See Note 2
323 | Residential, Existing, Mobile Home, Base 14 SEER A/C Split w/Gas Heat, ECM-172, Duct Repair | See Note 1 | 0 | 0 | See Note 2
324 | Residential, New, Mobile Home, Base 14 SEER A/C Split w/Gas Heat, ECM-172, Duct Repair | See Note 1 | 0 | 0 | See Note 2
325 | Residential, Existing, Single Family, Base 14 SEER A/C Split w/Gas Heat, ECM-173, Reflective Roof | See Note 1 | 0 | 0 | See Note 2
326 | Residential, New, Single Family, Base 14 SEER A/C Split w/Gas Heat, ECM-173, Reflective Roof | See Note 1 | 0 | 0 | See Note 2
327 | Residential, Existing, Multi Family, Base 14 SEER A/C Split w/Gas Heat, ECM-173, Reflective Roof | See Note 1 | 0 | 0 | See Note 2
328 | Residential, New, Multi Family, Base 14 SEER A/C Split w/Gas Heat, ECM-173, Reflective Roof | See Note 1 | 0 | 0 | See Note 2
329 | Residential, Existing, Mobile Home, Base 14 SEER A/C Split w/Gas Heat, ECM-173, Reflective Roof | See Note 1 | 0 | 0 | See Note 2
330 | Residential, New, Mobile Home, Base 14 SEER A/C Split w/Gas Heat, ECM-173, Reflective Roof | See Note 1 | 0 | 0 | See Note 2
331 | Residential, Existing, Single Family, Base 14 SEER A/C Split w/Gas Heat, ECM-174, Radient Barrier | See Note 1 | 0 | 0 | See Note 2
332 | Residential, New, Single Family, Base 14 SEER A/C Split w/Gas Heat, ECM-174, Radient Barrier | See Note 1 | 0 | 0 | See Note 2
333 | Residential, Existing, Multi Family, Base 14 SEER A/C Split w/Gas Heat, ECM-174, Radient Barrier | See Note 1 | 0 | 0 | See Note 2
334 | Residential, New, Multi Family, Base 14 SEER A/C Split w/Gas Heat, ECM-174, Radient Barrier | See Note 1 | 0 | 0 | See Note 2
335 | Residential, Existing, Mobile Home, Base 14 SEER A/C Split w/Gas Heat, ECM-174, Radient Barrier | See Note 1 | 0 | 0 | See Note 2
336 | Residential, New, Mobile Home, Base 14 SEER A/C Split w/Gas Heat, ECM-174, Radient Barrier | See Note 1 | 0 | 0 | See Note 2
337 | Residential, Existing, Single Family, Base 14 SEER A/C Split w/Gas Heat, ECM-175, Window Film | See Note 1 | 0 | 0 | See Note 2
338 | Residential, New, Single Family, Base 14 SEER A/C Split w/Gas Heat, ECM-175, Window Film | See Note 1 | 0 | 0 | See Note 2
339 | Residential, Existing, Multi Family, Base 14 SEER A/C Split w/Gas Heat, ECM-175, Window Film | See Note 1 | 0 | 0 | See Note 2
340 | Residential, New, Multi Family, Base 14 SEER A/C Split w/Gas Heat, ECM-175, Window Film | See Note 1 | 0 | 0 | See Note 2
341 | Residential, Existing, Mobile Home, Base 14 SEER A/C Split w/Gas Heat, ECM-175, Window Film | See Note 1 | 0 | 0 | See Note 2
342 | Residential, New, Mobile Home, Base 14 SEER A/C Split w/Gas Heat, ECM-175, Window Film | See Note 1 | 0 | 0 | See Note 2
343 | Residential, Existing, Single Family, Base 14 SEER A/C Split w/Gas Heat, ECM-176, Window Tinting | See Note 1 | 0 | 0 | See Note 2
344 | Residential, New, Single Family, Base 14 SEER A/C Split w/Gas Heat, ECM-176, Window Tinting | See Note 1 | 0 | 0 | See Note 2
345 | Residential, Existing, Multi Family, Base 14 SEER A/C Split w/Gas Heat, ECM-176, Window Tinting | See Note 1 | 0 | 0 | See Note 2
346 | Residential, New, Multi Family, Base 14 SEER A/C Split w/Gas Heat, ECM-176, Window Tinting | See Note 1 | 0 | 0 | See Note 2
347 | Residential, Existing, Mobile Home, Base 14 SEER A/C Split w/Gas Heat, ECM-176, Window Tinting | See Note 1 | 0 | 0 | See Note 2
348 | Residential, New, Mobile Home, Base 14 SEER A/C Split w/Gas Heat, ECM-176, Window Tinting | See Note 1 | 0 | 0 | See Note 2
349 | Residential, Existing, Single Family, Base 14 SEER A/C Split w/Gas Heat, ECM-177, Default Window With Sunscreen | See Note 1 | 0 | 0 | See Note 2
350 | Residential, New, Single Family, Base 14 SEER A/C Split w/Gas Heat, ECM-177, Default Window With Sunscreen | See Note 1 | 0 | 0 | See Note 2
351 | Residential, Existing, Multi Family, Base 14 SEER A/C Split w/Gas Heat, ECM-177, Default Window With Sunscreen | See Note 1 | 0 | 0 | See Note 2
352 | Residential, New, Multi Family, Base 14 SEER A/C Split w/Gas Heat, ECM-177, Default Window With Sunscreen | See Note 1 | 0 | 0 | See Note 2
353 | Residential, Existing, Mobile Home, Base 14 SEER A/C Split w/Gas Heat, ECM-177, Default Window With Sunscreen | See Note 1 | 0 | 0 | See Note 2
354 | Residential, New, Mobile Home, Base 14 SEER A/C Split w/Gas Heat, ECM-177, Default Window With Sunscreen | See Note 1 | 0 | 0 | See Note 2
355 | Residential, Existing, Single Family, Base 14 SEER A/C Split w/Gas Heat, ECM-178, Single Pane Clear Windows to Double Pane Low-E Windows | See Note 1 | 0 | 0 | See Note 2
356 | Residential, New, Single Family, Base 14 SEER A/C Split w/Gas Heat, ECM-178, Single Pane Clear Windows to Double Pane Low-E Windows | See Note 1 | 0 | 0 | See Note 2
357 | Residential, Existing, Multi Family, Base 14 SEER A/C Split w/Gas Heat, ECM-178, Single Pane Clear Windows to Double Pane Low-E Windows | See Note 1 | 0 | 0 | See Note 2
358 | Residential, New, Multi Family, Base 14 SEER A/C Split w/Gas Heat, ECM-178, Single Pane Clear Windows to Double Pane Low-E Windows | See Note 1 | 0 | 0 | See Note 2
359 | Residential, Existing, Mobile Home, Base 14 SEER A/C Split w/Gas Heat, ECM-178, Single Pane Clear Windows to Double Pane Low-E Windows | See Note 1 | 0 | 0 | See Note 2
360 | Residential, New, Mobile Home, Base 14 SEER A/C Split w/Gas Heat, ECM-178, Single Pane Clear Windows to Double Pane Low-E Windows | See Note 1 | 0 | 0 | See Note 2
361 | Residential, Existing, Single Family, Base 14 SEER A/C Split w/Gas Heat, ECM-180, Ceiling R-0 to R-19 Insulation | See Note 1 | 0 | 0 | See Note 2
362 | Residential, New, Single Family, Base 14 SEER A/C Split w/Gas Heat, ECM-180, Ceiling R-0 to R-19 Insulation | See Note 1 | 0 | 0 | See Note 2
363 | Residential, Existing, Multi Family, Base 14 SEER A/C Split w/Gas Heat, ECM-180, Ceiling R-0 to R-19 Insulation | See Note 1 | 0 | 0 | See Note 2
364 | Residential, New, Multi Family, Base 14 SEER A/C Split w/Gas Heat, ECM-180, Ceiling R-0 to R-19 Insulation | See Note 1 | 0 | 0 | See Note 2
365 | Residential, Existing, Mobile Home, Base 14 SEER A/C Split w/Gas Heat, ECM-180, Ceiling R-0 to R-19 Insulation | See Note 1 | 0 | 0 | See Note 2
366 | Residential, New, Mobile Home, Base 14 SEER A/C Split w/Gas Heat, ECM-180, Ceiling R-0 to R-19 Insulation | See Note 1 | 0 | 0 | See Note 2
367 | Residential, Existing, Single Family, Base 14 SEER A/C Split w/Gas Heat, ECM-181, Ceiling R-19 to R-38 Insulation | See Note 1 | 0 | 0 | See Note 2
368 | Residential, New, Single Family, Base 14 SEER A/C Split w/Gas Heat, ECM-181, Ceiling R-19 to R-38 Insulation | See Note 1 | 0 | 0 | See Note 2
369 | Residential, Existing, Multi Family, Base 14 SEER A/C Split w/Gas Heat, ECM-181, Ceiling R-19 to R-38 Insulation | See Note 1 | 0 | 0 | See Note 2
370 | Residential, New, Multi Family, Base 14 SEER A/C Split w/Gas Heat, ECM-181, Ceiling R-19 to R-38 Insulation | See Note 1 | 0 | 0 | See Note 2
371 | Residential, Existing, Mobile Home, Base 14 SEER A/C Split w/Gas Heat, ECM-181, Ceiling R-19 to R-38 Insulation | See Note 1 | 0 | 0 | See Note 2
372 | Residential, New, Mobile Home, Base 14 SEER A/C Split w/Gas Heat, ECM-181, Ceiling R-19 to R-38 Insulation | See Note 1 | 0 | 0 | See Note 2
373 | Residential, Existing, Single Family, Base 14 SEER A/C Split w/Gas Heat, ECM-182, Wall 2x4 R-0 to Blow-In R-13 Insulation | See Note 1 | 0 | 0 | See Note 2
374 | Residential, New, Single Family, Base 14 SEER A/C Split w/Gas Heat, ECM-182, Wall 2x4 R-0 to Blow-In R-13 Insulation | See Note 1 | 0 | 0 | See Note 2
375 | Residential, Existing, Multi Family, Base 14 SEER A/C Split w/Gas Heat, ECM-182, Wall 2x4 R-0 to Blow-In R-13 Insulation | See Note 1 | 0 | 0 | See Note 2
376 | Residential, New, Multi Family, Base 14 SEER A/C Split w/Gas Heat, ECM-182, Wall 2x4 R-0 to Blow-In R-13 Insulation | See Note 1 | 0 | 0 | See Note 2
377 | Residential, Existing, Mobile Home, Base 14 SEER A/C Split w/Gas Heat, ECM-182, Wall 2x4 R-0 to Blow-In R-13 Insulation | See Note 1 | 0 | 0 | See Note 2
378 | Residential, New, Mobile Home, Base 14 SEER A/C Split w/Gas Heat, ECM-182, Wall 2x4 R-0 to Blow-In R-13 Insulation | See Note 1 | 0 | 0 | See Note 2
379 | Residential, Existing, Single Family, Base 14 SEER A/C Split w/Gas Heat, ECM-183, Weather Strip/Caulk w/Blower Door | See Note 1 | 0 | 0 | See Note 2
380 | Residential, New, Single Family, Base 14 SEER A/C Split w/Gas Heat, ECM-183, Weather Strip/Caulk w/Blower Door | See Note 1 | 0 | 0 | See Note 2
381 | Residential, Existing, Multi Family, Base 14 SEER A/C Split w/Gas Heat, ECM-183, Weather Strip/Caulk w/Blower Door | See Note 1 | 0 | 0 | See Note 2
382 | Residential, New, Multi Family, Base 14 SEER A/C Split w/Gas Heat, ECM-183, Weather Strip/Caulk w/Blower Door | See Note 1 | 0 | 0 | See Note 2
383 | Residential, Existing, Mobile Home, Base 14 SEER A/C Split w/Gas Heat, ECM-183, Weather Strip/Caulk w/Blower Door | See Note 1 | 0 | 0 | See Note 2
384 | Residential, New, Mobile Home, Base 14 SEER A/C Split w/Gas Heat, ECM-183, Weather Strip/Caulk w/Blower Door | See Note 1 | 0 | 0 | See Note 2
385 | Residential, Existing, Single Family, Base 10 EER Room A/C & Elec Heat, ECM-191, HE Room Air Conditioner - EER 11 | See Note 1 | 0 | 0 | See Note 2
386 | Residential, New, Single Family, Base 10 EER Room A/C & Elec Heat, ECM-191, HE Room Air Conditioner - EER 11 | See Note 1 | 0 | 0 | See Note 2
387 | Residential, Existing, Multi Family, Base 10 EER Room A/C & Elec Heat, ECM-191, HE Room Air Conditioner - EER 11 | See Note 1 | 0 | 0 | See Note 2
388 | Residential, New, Multi Family, Base 10 EER Room A/C & Elec Heat, ECM-191, HE Room Air Conditioner - EER 11 | See Note 1 | 0 | 0 | See Note 2
389 | Residential, Existing, Mobile Home, Base 10 EER Room A/C & Elec Heat, ECM-191, HE Room Air Conditioner - EER 11 | See Note 1 | 0 | 0 | See Note 2
390 | Residential, New, Mobile Home, Base 10 EER Room A/C & Elec Heat, ECM-191, HE Room Air Conditioner - EER 11 | See Note 1 | 0 | 0 | See Note 2
391 | Residential, Existing, Single Family, Base 10 EER Room A/C & Elec Heat, ECM-192, HE Room Air Conditioner - EER 12 | See Note 1 | 0 | 0 | See Note 2
392 | Residential, New, Single Family, Base 10 EER Room A/C & Elec Heat, ECM-192, HE Room Air Conditioner - EER 12 | See Note 1 | 0 | 0 | See Note 2
393 | Residential, Existing, Multi Family, Base 10 EER Room A/C & Elec Heat, ECM-192, HE Room Air Conditioner - EER 12 | See Note 1 | 0 | 0 | See Note 2
394 | Residential, New, Multi Family, Base 10 EER Room A/C & Elec Heat, ECM-192, HE Room Air Conditioner - EER 12 | See Note 1 | 0 | 0 | See Note 2
395 | Residential, Existing, Mobile Home, Base 10 EER Room A/C & Elec Heat, ECM-192, HE Room Air Conditioner - EER 12 | See Note 1 | 0 | 0 | See Note 2
396 | Residential, New, Mobile Home, Base 10 EER Room A/C & Elec Heat, ECM-192, HE Room Air Conditioner - EER 12 | See Note 1 | 0 | 0 | See Note 2
397 | Residential, Existing, Single Family, Base 10 EER Room A/C & Elec Heat, ECM-196, Reflective Roof | See Note 1 | 0 | 0 | See Note 2
398 | Residential, New, Single Family, Base 10 EER Room A/C & Elec Heat, ECM-196, Reflective Roof | See Note 1 | 0 | 0 | See Note 2
399 | Residential, Existing, Multi Family, Base 10 EER Room A/C & Elec Heat, ECM-196, Reflective Roof | See Note 1 | 0 | 0 | See Note 2
400 | Residential, New, Multi Family, Base 10 EER Room A/C & Elec Heat, ECM-196, Reflective Roof | See Note 1 | 0 | 0 | See Note 2
401 | Residential, Existing, Mobile Home, Base 10 EER Room A/C & Elec Heat, ECM-196, Reflective Roof | See Note 1 | 0 | 0 | See Note 2
402 | Residential, New, Mobile Home, Base 10 EER Room A/C & Elec Heat, ECM-196, Reflective Roof | See Note 1 | 0 | 0 | See Note 2
403 | Residential, Existing, Single Family, Base 10 EER Room A/C & Elec Heat, ECM-197, Window Film | See Note 1 | 0 | 0 | See Note 2
404 | Residential, New, Single Family, Base 10 EER Room A/C & Elec Heat, ECM-197, Window Film | See Note 1 | 0 | 0 | See Note 2
405 | Residential, Existing, Multi Family, Base 10 EER Room A/C & Elec Heat, ECM-197, Window Film | See Note 1 | 0 | 0 | See Note 2
406 | Residential, New, Multi Family, Base 10 EER Room A/C & Elec Heat, ECM-197, Window Film | See Note 1 | 0 | 0 | See Note 2
407 | Residential, Existing, Mobile Home, Base 10 EER Room A/C & Elec Heat, ECM-197, Window Film | See Note 1 | 0 | 0 | See Note 2
408 | Residential, New, Mobile Home, Base 10 EER Room A/C & Elec Heat, ECM-197, Window Film | See Note 1 | 0 | 0 | See Note 2
409 | Residential, Existing, Single Family, Base 10 EER Room A/C & Elec Heat, ECM-198, Window Tinting | See Note 1 | 0 | 0 | See Note 2
410 | Residential, New, Single Family, Base 10 EER Room A/C & Elec Heat, ECM-198, Window Tinting | See Note 1 | 0 | 0 | See Note 2
411 | Residential, Existing, Multi Family, Base 10 EER Room A/C & Elec Heat, ECM-198, Window Tinting | See Note 1 | 0 | 0 | See Note 2
412 | Residential, New, Multi Family, Base 10 EER Room A/C & Elec Heat, ECM-198, Window Tinting | See Note 1 | 0 | 0 | See Note 2
413 | Residential, Existing, Mobile Home, Base 10 EER Room A/C & Elec Heat, ECM-198, Window Tinting | See Note 1 | 0 | 0 | See Note 2
414 | Residential, New, Mobile Home, Base 10 EER Room A/C & Elec Heat, ECM-198, Window Tinting | See Note 1 | 0 | 0 | See Note 2
415 | Residential, Existing, Single Family, Base 10 EER Room A/C & Elec Heat, ECM-199, Default Window With Sunscreen | See Note 1 | 0 | 0 | See Note 2
416 | Residential, New, Single Family, Base 10 EER Room A/C & Elec Heat, ECM-199, Default Window With Sunscreen | See Note 1 | 0 | 0 | See Note 2
417 | Residential, Existing, Multi Family, Base 10 EER Room A/C & Elec Heat, ECM-199, Default Window With Sunscreen | See Note 1 | 0 | 0 | See Note 2
418 | Residential, New, Multi Family, Base 10 EER Room A/C & Elec Heat, ECM-199, Default Window With Sunscreen | See Note 1 | 0 | 0 | See Note 2
419 | Residential, Existing, Mobile Home, Base 10 EER Room A/C & Elec Heat, ECM-199, Default Window With Sunscreen | See Note 1 | 0 | 0 | See Note 2
420 | Residential, New, Mobile Home, Base 10 EER Room A/C & Elec Heat, ECM-199, Default Window With Sunscreen | See Note 1 | 0 | 0 | See Note 2
421 | Residential, Existing, Single Family, Base 10 EER Room A/C & Elec Heat, ECM-200, Single Pane Clear Windows to Double Pane Low-E Windows | See Note 1 | 0 | 0 | See Note 2
422 | Residential, New, Single Family, Base 10 EER Room A/C & Elec Heat, ECM-200, Single Pane Clear Windows to Double Pane Low-E Windows | See Note 1 | 0 | 0 | See Note 2
423 | Residential, Existing, Multi Family, Base 10 EER Room A/C & Elec Heat, ECM-200, Single Pane Clear Windows to Double Pane Low-E Windows | See Note 1 | 0 | 0 | See Note 2
424 | Residential, New, Multi Family, Base 10 EER Room A/C & Elec Heat, ECM-200, Single Pane Clear Windows to Double Pane Low-E Windows | See Note 1 | 0 | 0 | See Note 2
425 | Residential, Existing, Mobile Home, Base 10 EER Room A/C & Elec Heat, ECM-200, Single Pane Clear Windows to Double Pane Low-E Windows | See Note 1 | 0 | 0 | See Note 2
426 | Residential, New, Mobile Home, Base 10 EER Room A/C & Elec Heat, ECM-200, Single Pane Clear Windows to Double Pane Low-E Windows | See Note 1 | 0 | 0 | See Note 2
427 | Residential, Existing, Single Family, Base 10 EER Room A/C & Elec Heat, ECM-202, Ceiling R-0 to R-19 Insulation | See Note 1 | 0 | 0 | See Note 2
428 | Residential, New, Single Family, Base 10 EER Room A/C & Elec Heat, ECM-202, Ceiling R-0 to R-19 Insulation | See Note 1 | 0 | 0 | See Note 2
429 | Residential, Existing, Multi Family, Base 10 EER Room A/C & Elec Heat, ECM-202, Ceiling R-0 to R-19 Insulation | See Note 1 | 0 | 0 | See Note 2
430 | Residential, New, Multi Family, Base 10 EER Room A/C & Elec Heat, ECM-202, Ceiling R-0 to R-19 Insulation | See Note 1 | 0 | 0 | See Note 2
431 | Residential, Existing, Mobile Home, Base 10 EER Room A/C & Elec Heat, ECM-202, Ceiling R-0 to R-19 Insulation | See Note 1 | 0 | 0 | See Note 2
432 | Residential, New, Mobile Home, Base 10 EER Room A/C & Elec Heat, ECM-202, Ceiling R-0 to R-19 Insulation | See Note 1 | 0 | 0 | See Note 2
433 | Residential, Existing, Single Family, Base 10 EER Room A/C & Elec Heat, ECM-203, Ceiling R-19 to R-38 Insulation | See Note 1 | 0 | 0 | See Note 2
434 | Residential, New, Single Family, Base 10 EER Room A/C & Elec Heat, ECM-203, Ceiling R-19 to R-38 Insulation | See Note 1 | 0 | 0 | See Note 2
435 | Residential, Existing, Multi Family, Base 10 EER Room A/C & Elec Heat, ECM-203, Ceiling R-19 to R-38 Insulation | See Note 1 | 0 | 0 | See Note 2
436 | Residential, New, Multi Family, Base 10 EER Room A/C & Elec Heat, ECM-203, Ceiling R-19 to R-38 Insulation | See Note 1 | 0 | 0 | See Note 2
437 | Residential, Existing, Mobile Home, Base 10 EER Room A/C & Elec Heat, ECM-203, Ceiling R-19 to R-38 Insulation | See Note 1 | 0 | 0 | See Note 2
438 | Residential, New, Mobile Home, Base 10 EER Room A/C & Elec Heat, ECM-203, Ceiling R-19 to R-38 Insulation | See Note 1 | 0 | 0 | See Note 2
439 | Residential, Existing, Single Family, Base 10 EER Room A/C & Elec Heat, ECM-204, Wall 2x4 R-0 to Blow-In R-13 Insulation | See Note 1 | 0 | 0 | See Note 2
440 | Residential, New, Single Family, Base 10 EER Room A/C & Elec Heat, ECM-204, Wall 2x4 R-0 to Blow-In R-13 Insulation | See Note 1 | 0 | 0 | See Note 2
441 | Residential, Existing, Multi Family, Base 10 EER Room A/C & Elec Heat, ECM-204, Wall 2x4 R-0 to Blow-In R-13 Insulation | See Note 1 | 0 | 0 | See Note 2
442 | Residential, New, Multi Family, Base 10 EER Room A/C & Elec Heat, ECM-204, Wall 2x4 R-0 to Blow-In R-13 Insulation | See Note 1 | 0 | 0 | See Note 2
443 | Residential, Existing, Mobile Home, Base 10 EER Room A/C & Elec Heat, ECM-204, Wall 2x4 R-0 to Blow-In R-13 Insulation | See Note 1 | 0 | 0 | See Note 2
444 | Residential, New, Mobile Home, Base 10 EER Room A/C & Elec Heat, ECM-204, Wall 2x4 R-0 to Blow-In R-13 Insulation | See Note 1 | 0 | 0 | See Note 2
445 | Residential, Existing, Single Family, Base 10 EER Room A/C & Elec Heat, ECM-205, Weather Strip/Caulk w/Blower Door | See Note 1 | 0 | 0 | See Note 2
446 | Residential, New, Single Family, Base 10 EER Room A/C & Elec Heat, ECM-205, Weather Strip/Caulk w/Blower Door | See Note 1 | 0 | 0 | See Note 2
447 | Residential, Existing, Multi Family, Base 10 EER Room A/C & Elec Heat, ECM-205, Weather Strip/Caulk w/Blower Door | See Note 1 | 0 | 0 | See Note 2
448 | Residential, New, Multi Family, Base 10 EER Room A/C & Elec Heat, ECM-205, Weather Strip/Caulk w/Blower Door | See Note 1 | 0 | 0 | See Note 2
449 | Residential, Existing, Mobile Home, Base 10 EER Room A/C & Elec Heat, ECM-205, Weather Strip/Caulk w/Blower Door | See Note 1 | 0 | 0 | See Note 2
450 | Residential, New, Mobile Home, Base 10 EER Room A/C & Elec Heat, ECM-205, Weather Strip/Caulk w/Blower Door | See Note 1 | 0 | 0 | See Note 2
451 | Residential, Existing, Single Family, Base Lighting (43-Watt Incandescent), 0.5 hr/hday, ECM-221, CFL (18-Watt integral ballast), 0.5 hr/day | See Note 1 | 0 | 0 | See Note 2
452 | Residential, New, Single Family, Base Lighting (43-Watt Incandescent), 0.5 hr/hday, ECM-221, CFL (18-Watt integral ballast), 0.5 hr/day | See Note 1 | 0 | 0 | See Note 2
453 | Residential, Existing, Multi Family, Base Lighting (43-Watt Incandescent), 0.5 hr/hday, ECM-221, CFL (18-Watt integral ballast), 0.5 hr/day | See Note 1 | 0 | 0 | See Note 2
454 | Residential, New, Multi Family, Base Lighting (43-Watt Incandescent), 0.5 hr/hday, ECM-221, CFL (18-Watt integral ballast), 0.5 hr/day | See Note 1 | 0 | 0 | See Note 2
455 | Residential, Existing, Mobile Home, Base Lighting (43-Watt Incandescent), 0.5 hr/hday, ECM-221, CFL (18-Watt integral ballast), 0.5 hr/day | See Note 1 | 0 | 0 | See Note 2
456 | Residential, New, Mobile Home, Base Lighting (43-Watt Incandescent), 0.5 hr/hday, ECM-221, CFL (18-Watt integral ballast), 0.5 hr/day | See Note 1 | 0 | 0 | See Note 2
457 | Residential, Existing, Single Family, Base Lighting (43-Watt Incandescent), 0.5 hr/hday, ECM-222, LED (10-Watt integral ballast), 0.5 hr/day | See Note 1 | 0 | 0 | See Note 2
458 | Residential, New, Single Family, Base Lighting (43-Watt Incandescent), 0.5 hr/hday, ECM-222, LED (10-Watt integral ballast), 0.5 hr/day | See Note 1 | 0 | 0 | See Note 2
459 | Residential, Existing, Multi Family, Base Lighting (43-Watt Incandescent), 0.5 hr/hday, ECM-222, LED (10-Watt integral ballast), 0.5 hr/day | See Note 1 | 0 | 0 | See Note 2
460 | Residential, New, Multi Family, Base Lighting (43-Watt Incandescent), 0.5 hr/hday, ECM-222, LED (10-Watt integral ballast), 0.5 hr/day | See Note 1 | 0 | 0 | See Note 2
461 | Residential, Existing, Mobile Home, Base Lighting (43-Watt Incandescent), 0.5 hr/hday, ECM-222, LED (10-Watt integral ballast), 0.5 hr/day | See Note 1 | 0 | 0 | See Note 2
462 | Residential, New, Mobile Home, Base Lighting (43-Watt Incandescent), 0.5 hr/hday, ECM-222, LED (10-Watt integral ballast), 0.5 hr/day | See Note 1 | 0 | 0 | See Note 2
463 | Residential, Existing, Single Family, Base Lighting (43-Watt Incandescent), 2.5 hr/hday, ECM-231, CFL (18-Watt integral ballast), 2.5 hr/day | See Note 1 | 0 | 0 | See Note 2
464 | Residential, New, Single Family, Base Lighting (43-Watt Incandescent), 2.5 hr/hday, ECM-231, CFL (18-Watt integral ballast), 2.5 hr/day | See Note 1 | 0 | 0 | See Note 2
465 | Residential, Existing, Multi Family, Base Lighting (43-Watt Incandescent), 2.5 hr/hday, ECM-231, CFL (18-Watt integral ballast), 2.5 hr/day | See Note 1 | 0 | 0 | See Note 2
466 | Residential, New, Multi Family, Base Lighting (43-Watt Incandescent), 2.5 hr/hday, ECM-231, CFL (18-Watt integral ballast), 2.5 hr/day | See Note 1 | 0 | 0 | See Note 2
467 | Residential, Existing, Mobile Home, Base Lighting (43-Watt Incandescent), 2.5 hr/hday, ECM-231, CFL (18-Watt integral ballast), 2.5 hr/day | See Note 1 | 0 | 0 | See Note 2
468 | Residential, New, Mobile Home, Base Lighting (43-Watt Incandescent), 2.5 hr/hday, ECM-231, CFL (18-Watt integral ballast), 2.5 hr/day | See Note 1 | 0 | 0 | See Note 2
469 | Residential, Existing, Single Family, Base Lighting (43-Watt Incandescent), 2.5 hr/hday, ECM-232, LED (10-Watt integral ballast), 2.5 hr/day | See Note 1 | 0 | 0 | See Note 2
470 | Residential, New, Single Family, Base Lighting (43-Watt Incandescent), 2.5 hr/hday, ECM-232, LED (10-Watt integral ballast), 2.5 hr/day | See Note 1 | 0 | 0 | See Note 2
471 | Residential, Existing, Multi Family, Base Lighting (43-Watt Incandescent), 2.5 hr/hday, ECM-232, LED (10-Watt integral ballast), 2.5 hr/day | See Note 1 | 0 | 0 | See Note 2
472 | Residential, New, Multi Family, Base Lighting (43-Watt Incandescent), 2.5 hr/hday, ECM-232, LED (10-Watt integral ballast), 2.5 hr/day | See Note 1 | 0 | 0 | See Note 2
473 | Residential, Existing, Mobile Home, Base Lighting (43-Watt Incandescent), 2.5 hr/hday, ECM-232, LED (10-Watt integral ballast), 2.5 hr/day | See Note 1 | 0 | 0 | See Note 2
474 | Residential, New, Mobile Home, Base Lighting (43-Watt Incandescent), 2.5 hr/hday, ECM-232, LED (10-Watt integral ballast), 2.5 hr/day | See Note 1 | 0 | 0 | See Note 2
475 | Residential, Existing, Single Family, Base Lighting (43-Watt Incandescent), 6.0 hr/hday, ECM-241, CFL (18-Watt integral ballast), 6.0 hr/day | See Note 1 | 0 | 0 | See Note 2
476 | Residential, New, Single Family, Base Lighting (43-Watt Incandescent), 6.0 hr/hday, ECM-241, CFL (18-Watt integral ballast), 6.0 hr/day | See Note 1 | 0 | 0 | See Note 2
477 | Residential, Existing, Multi Family, Base Lighting (43-Watt Incandescent), 6.0 hr/hday, ECM-241, CFL (18-Watt integral ballast), 6.0 hr/day | See Note 1 | 0 | 0 | See Note 2
478 | Residential, New, Multi Family, Base Lighting (43-Watt Incandescent), 6.0 hr/hday, ECM-241, CFL (18-Watt integral ballast), 6.0 hr/day | See Note 1 | 0 | 0 | See Note 2
479 | Residential, Existing, Mobile Home, Base Lighting (43-Watt Incandescent), 6.0 hr/hday, ECM-241, CFL (18-Watt integral ballast), 6.0 hr/day | See Note 1 | 0 | 0 | See Note 2
480 | Residential, New, Mobile Home, Base Lighting (43-Watt Incandescent), 6.0 hr/hday, ECM-241, CFL (18-Watt integral ballast), 6.0 hr/day | See Note 1 | 0 | 0 | See Note 2
481 | Residential, Existing, Single Family, Base Lighting (43-Watt Incandescent), 6.0 hr/hday, ECM-242, LED (10-Watt integral ballast), 6.0 hr/day | See Note 1 | 0 | 0 | See Note 2
482 | Residential, New, Single Family, Base Lighting (43-Watt Incandescent), 6.0 hr/hday, ECM-242, LED (10-Watt integral ballast), 6.0 hr/day | See Note 1 | 0 | 0 | See Note 2
483 | Residential, Existing, Multi Family, Base Lighting (43-Watt Incandescent), 6.0 hr/hday, ECM-242, LED (10-Watt integral ballast), 6.0 hr/day | See Note 1 | 0 | 0 | See Note 2
484 | Residential, New, Multi Family, Base Lighting (43-Watt Incandescent), 6.0 hr/hday, ECM-242, LED (10-Watt integral ballast), 6.0 hr/day | See Note 1 | 0 | 0 | See Note 2
485 | Residential, Existing, Mobile Home, Base Lighting (43-Watt Incandescent), 6.0 hr/hday, ECM-242, LED (10-Watt integral ballast), 6.0 hr/day | See Note 1 | 0 | 0 | See Note 2
486 | Residential, New, Mobile Home, Base Lighting (43-Watt Incandescent), 6.0 hr/hday, ECM-242, LED (10-Watt integral ballast), 6.0 hr/day | See Note 1 | 0 | 0 | See Note 2
487 | Residential, Existing, Single Family, Base Fluorescent Fixture w/2L4'T12, 34W, 1EE, ECM-251, ROB 2L4'T8, 1EB | See Note 1 | 0 | 0 | See Note 2
488 | Residential, New, Single Family, Base Fluorescent Fixture w/2L4'T12, 34W, 1EE, ECM-251, ROB 2L4'T8, 1EB | See Note 1 | 0 | 0 | See Note 2
489 | Residential, Existing, Multi Family, Base Fluorescent Fixture w/2L4'T12, 34W, 1EE, ECM-251, ROB 2L4'T8, 1EB | See Note 1 | 0 | 0 | See Note 2
490 | Residential, New, Multi Family, Base Fluorescent Fixture w/2L4'T12, 34W, 1EE, ECM-251, ROB 2L4'T8, 1EB | See Note 1 | 0 | 0 | See Note 2
491 | Residential, Existing, Mobile Home, Base Fluorescent Fixture w/2L4'T12, 34W, 1EE, ECM-251, ROB 2L4'T8, 1EB | See Note 1 | 0 | 0 | See Note 2
492 | Residential, New, Mobile Home, Base Fluorescent Fixture w/2L4'T12, 34W, 1EE, ECM-251, ROB 2L4'T8, 1EB | See Note 1 | 0 | 0 | See Note 2
493 | Residential, Existing, Single Family, Base Fluorescent Fixture w/2L4'T12, 34W, 1EE, ECM-252, RET 2L4'T8, 1EB | See Note 1 | 0 | 0 | See Note 2
494 | Residential, New, Single Family, Base Fluorescent Fixture w/2L4'T12, 34W, 1EE, ECM-252, RET 2L4'T8, 1EB | See Note 1 | 0 | 0 | See Note 2
495 | Residential, Existing, Multi Family, Base Fluorescent Fixture w/2L4'T12, 34W, 1EE, ECM-252, RET 2L4'T8, 1EB | See Note 1 | 0 | 0 | See Note 2
496 | Residential, New, Multi Family, Base Fluorescent Fixture w/2L4'T12, 34W, 1EE, ECM-252, RET 2L4'T8, 1EB | See Note 1 | 0 | 0 | See Note 2
497 | Residential, Existing, Mobile Home, Base Fluorescent Fixture w/2L4'T12, 34W, 1EE, ECM-252, RET 2L4'T8, 1EB | See Note 1 | 0 | 0 | See Note 2
498 | Residential, New, Mobile Home, Base Fluorescent Fixture w/2L4'T12, 34W, 1EE, ECM-252, RET 2L4'T8, 1EB | See Note 1 | 0 | 0 | See Note 2
499 | Residential, Existing, Single Family, Base Outdoor Lighting, ECM-261, CFL - medium screw based <30 Watts | See Note 1 | 0 | 0 | See Note 2
500 | Residential, New, Single Family, Base Outdoor Lighting, ECM-261, CFL - medium screw based <30 Watts | See Note 1 | 0 | 0 | See Note 2
501 | Residential, Existing, Multi Family, Base Outdoor Lighting, ECM-261, CFL - medium screw based <30 Watts | See Note 1 | 0 | 0 | See Note 2
502 | Residential, New, Multi Family, Base Outdoor Lighting, ECM-261, CFL - medium screw based <30 Watts | See Note 1 | 0 | 0 | See Note 2
503 | Residential, Existing, Mobile Home, Base Outdoor Lighting, ECM-261, CFL - medium screw based <30 Watts | See Note 1 | 0 | 0 | See Note 2
504 | Residential, New, Mobile Home, Base Outdoor Lighting, ECM-261, CFL - medium screw based <30 Watts | See Note 1 | 0 | 0 | See Note 2
505 | Residential, Existing, Single Family, Base Outdoor Lighting, ECM-262, Photocell/timeclock | See Note 1 | 0 | 0 | See Note 2
506 | Residential, New, Single Family, Base Outdoor Lighting, ECM-262, Photocell/timeclock | See Note 1 | 0 | 0 | See Note 2
507 | Residential, Existing, Multi Family, Base Outdoor Lighting, ECM-262, Photocell/timeclock | See Note 1 | 0 | 0 | See Note 2
508 | Residential, New, Multi Family, Base Outdoor Lighting, ECM-262, Photocell/timeclock | See Note 1 | 0 | 0 | See Note 2
509 | Residential, Existing, Mobile Home, Base Outdoor Lighting, ECM-262, Photocell/timeclock | See Note 1 | 0 | 0 | See Note 2
510 | Residential, New, Mobile Home, Base Outdoor Lighting, ECM-262, Photocell/timeclock | See Note 1 | 0 | 0 | See Note 2
511 | Residential, Existing, Single Family, Base Outdoor Lighting, ECM-263, LED 13W Outdoor | See Note 1 | 0 | 0 | See Note 2
512 | Residential, New, Single Family, Base Outdoor Lighting, ECM-263, LED 13W Outdoor | See Note 1 | 0 | 0 | See Note 2
513 | Residential, Existing, Multi Family, Base Outdoor Lighting, ECM-263, LED 13W Outdoor | See Note 1 | 0 | 0 | See Note 2
514 | Residential, New, Multi Family, Base Outdoor Lighting, ECM-263, LED 13W Outdoor | See Note 1 | 0 | 0 | See Note 2
515 | Residential, Existing, Mobile Home, Base Outdoor Lighting, ECM-263, LED 13W Outdoor | See Note 1 | 0 | 0 | See Note 2
516 | Residential, New, Mobile Home, Base Outdoor Lighting, ECM-263, LED 13W Outdoor | See Note 1 | 0 | 0 | See Note 2
517 | Residential, Existing, Single Family, Base Refrigerator (18 cf w/top-mount freezer, no through-door ice), ECM-301, HE Refrigerator - Energy Star version | See Note 1 | 0 | 0 | See Note 2
518 | Residential, New, Single Family, Base Refrigerator (18 cf w/top-mount freezer, no through-door ice), ECM-301, HE Refrigerator - Energy Star version | See Note 1 | 0 | 0 | See Note 2
519 | Residential, Existing, Multi Family, Base Refrigerator (18 cf w/top-mount freezer, no through-door ice), ECM-301, HE Refrigerator - Energy Star version | See Note 1 | 0 | 0 | See Note 2
520 | Residential, New, Multi Family, Base Refrigerator (18 cf w/top-mount freezer, no through-door ice), ECM-301, HE Refrigerator - Energy Star version | See Note 1 | 0 | 0 | See Note 2
521 | Residential, Existing, Mobile Home, Base Refrigerator (18 cf w/top-mount freezer, no through-door ice), ECM-301, HE Refrigerator - Energy Star version | See Note 1 | 0 | 0 | See Note 2
522 | Residential, New, Mobile Home, Base Refrigerator (18 cf w/top-mount freezer, no through-door ice), ECM-301, HE Refrigerator - Energy Star version | See Note 1 | 0 | 0 | See Note 2
523 | Residential, Existing, Single Family, Base Refrigerator (18 cf w/top-mount freezer, no through-door ice), ECM-302, Refrigerator Recycling | See Note 1 | 0 | 0 | See Note 2
524 | Residential, New, Single Family, Base Refrigerator (18 cf w/top-mount freezer, no through-door ice), ECM-302, Refrigerator Recycling | See Note 1 | 0 | 0 | See Note 2
525 | Residential, Existing, Multi Family, Base Refrigerator (18 cf w/top-mount freezer, no through-door ice), ECM-302, Refrigerator Recycling | See Note 1 | 0 | 0 | See Note 2
526 | Residential, New, Multi Family, Base Refrigerator (18 cf w/top-mount freezer, no through-door ice), ECM-302, Refrigerator Recycling | See Note 1 | 0 | 0 | See Note 2
527 | Residential, Existing, Mobile Home, Base Refrigerator (18 cf w/top-mount freezer, no through-door ice), ECM-302, Refrigerator Recycling | See Note 1 | 0 | 0 | See Note 2
528 | Residential, New, Mobile Home, Base Refrigerator (18 cf w/top-mount freezer, no through-door ice), ECM-302, Refrigerator Recycling | See Note 1 | 0 | 0 | See Note 2
529 | Residential, Existing, Single Family, Base Freezer, ECM-351, HE Freezer | See Note 1 | 0 | 0 | See Note 2
530 | Residential, New, Single Family, Base Freezer, ECM-351, HE Freezer | See Note 1 | 0 | 0 | See Note 2
531 | Residential, Existing, Multi Family, Base Freezer, ECM-351, HE Freezer | See Note 1 | 0 | 0 | See Note 2
532 | Residential, New, Multi Family, Base Freezer, ECM-351, HE Freezer | See Note 1 | 0 | 0 | See Note 2
533 | Residential, Existing, Mobile Home, Base Freezer, ECM-351, HE Freezer | See Note 1 | 0 | 0 | See Note 2
534 | Residential, New, Mobile Home, Base Freezer, ECM-351, HE Freezer | See Note 1 | 0 | 0 | See Note 2
535 | Residential, Existing, Single Family, Base Freezer, ECM-352, Freezer Recycling | See Note 1 | 0 | 0 | See Note 2
536 | Residential, New, Single Family, Base Freezer, ECM-352, Freezer Recycling | See Note 1 | 0 | 0 | See Note 2
537 | Residential, Existing, Multi Family, Base Freezer, ECM-352, Freezer Recycling | See Note 1 | 0 | 0 | See Note 2
538 | Residential, New, Multi Family, Base Freezer, ECM-352, Freezer Recycling | See Note 1 | 0 | 0 | See Note 2
539 | Residential, Existing, Mobile Home, Base Freezer, ECM-352, Freezer Recycling | See Note 1 | 0 | 0 | See Note 2
540 | Residential, New, Mobile Home, Base Freezer, ECM-352, Freezer Recycling | See Note 1 | 0 | 0 | See Note 2
541 | Residential, Existing, Single Family, Base 40 gal. Water Heating (EF=0.948), ECM-401, Heat Pump Water Heater (EF=2.3) | See Note 1 | 0 | 0 | See Note 2
542 | Residential, New, Single Family, Base 40 gal. Water Heating (EF=0.948), ECM-401, Heat Pump Water Heater (EF=2.3) | See Note 1 | 0 | 0 | See Note 2
543 | Residential, Existing, Multi Family, Base 40 gal. Water Heating (EF=0.948), ECM-401, Heat Pump Water Heater (EF=2.3) | See Note 1 | 0 | 0 | See Note 2
544 | Residential, New, Multi Family, Base 40 gal. Water Heating (EF=0.948), ECM-401, Heat Pump Water Heater (EF=2.3) | See Note 1 | 0 | 0 | See Note 2
545 | Residential, Existing, Mobile Home, Base 40 gal. Water Heating (EF=0.948), ECM-401, Heat Pump Water Heater (EF=2.3) | See Note 1 | 0 | 0 | See Note 2
546 | Residential, New, Mobile Home, Base 40 gal. Water Heating (EF=0.948), ECM-401, Heat Pump Water Heater (EF=2.3) | See Note 1 | 0 | 0 | See Note 2
547 | Residential, Existing, Single Family, Base 40 gal. Water Heating (EF=0.948), ECM-403, Solar Water Heat | See Note 1 | 0 | 0 | See Note 2
548 | Residential, New, Single Family, Base 40 gal. Water Heating (EF=0.948), ECM-403, Solar Water Heat | See Note 1 | 0 | 0 | See Note 2
549 | Residential, Existing, Multi Family, Base 40 gal. Water Heating (EF=0.948), ECM-403, Solar Water Heat | See Note 1 | 0 | 0 | See Note 2
550 | Residential, New, Multi Family, Base 40 gal. Water Heating (EF=0.948), ECM-403, Solar Water Heat | See Note 1 | 0 | 0 | See Note 2
551 | Residential, Existing, Mobile Home, Base 40 gal. Water Heating (EF=0.948), ECM-403, Solar Water Heat | See Note 1 | 0 | 0 | See Note 2
552 | Residential, New, Mobile Home, Base 40 gal. Water Heating (EF=0.948), ECM-403, Solar Water Heat | See Note 1 | 0 | 0 | See Note 2
553 | Residential, Existing, Single Family, Base 40 gal. Water Heating (EF=0.948), ECM-404, AC Heat Recovery Units | See Note 1 | 0 | 0 | See Note 2
554 | Residential, New, Single Family, Base 40 gal. Water Heating (EF=0.948), ECM-404, AC Heat Recovery Units | See Note 1 | 0 | 0 | See Note 2
555 | Residential, Existing, Multi Family, Base 40 gal. Water Heating (EF=0.948), ECM-404, AC Heat Recovery Units | See Note 1 | 0 | 0 | See Note 2
556 | Residential, New, Multi Family, Base 40 gal. Water Heating (EF=0.948), ECM-404, AC Heat Recovery Units | See Note 1 | 0 | 0 | See Note 2
557 | Residential, Existing, Mobile Home, Base 40 gal. Water Heating (EF=0.948), ECM-404, AC Heat Recovery Units | See Note 1 | 0 | 0 | See Note 2
558 | Residential, New, Mobile Home, Base 40 gal. Water Heating (EF=0.948), ECM-404, AC Heat Recovery Units | See Note 1 | 0 | 0 | See Note 2
559 | Residential, Existing, Single Family, Base 40 gal. Water Heating (EF=0.948), ECM-405, Low Flow Showerhead | See Note 1 | 0 | 0 | See Note 2
560 | Residential, New, Single Family, Base 40 gal. Water Heating (EF=0.948), ECM-405, Low Flow Showerhead | See Note 1 | 0 | 0 | See Note 2
561 | Residential, Existing, Multi Family, Base 40 gal. Water Heating (EF=0.948), ECM-405, Low Flow Showerhead | See Note 1 | 0 | 0 | See Note 2
562 | Residential, New, Multi Family, Base 40 gal. Water Heating (EF=0.948), ECM-405, Low Flow Showerhead | See Note 1 | 0 | 0 | See Note 2
563 | Residential, Existing, Mobile Home, Base 40 gal. Water Heating (EF=0.948), ECM-405, Low Flow Showerhead | See Note 1 | 0 | 0 | See Note 2
564 | Residential, New, Mobile Home, Base 40 gal. Water Heating (EF=0.948), ECM-405, Low Flow Showerhead | See Note 1 | 0 | 0 | See Note 2
565 | Residential, Existing, Single Family, Base 40 gal. Water Heating (EF=0.948), ECM-406, Pipe Wrap | See Note 1 | 0 | 0 | See Note 2
566 | Residential, New, Single Family, Base 40 gal. Water Heating (EF=0.948), ECM-406, Pipe Wrap | See Note 1 | 0 | 0 | See Note 2
567 | Residential, Existing, Multi Family, Base 40 gal. Water Heating (EF=0.948), ECM-406, Pipe Wrap | See Note 1 | 0 | 0 | See Note 2
568 | Residential, New, Multi Family, Base 40 gal. Water Heating (EF=0.948), ECM-406, Pipe Wrap | See Note 1 | 0 | 0 | See Note 2
569 | Residential, Existing, Mobile Home, Base 40 gal. Water Heating (EF=0.948), ECM-406, Pipe Wrap | See Note 1 | 0 | 0 | See Note 2
570 | Residential, New, Mobile Home, Base 40 gal. Water Heating (EF=0.948), ECM-406, Pipe Wrap | See Note 1 | 0 | 0 | See Note 2
571 | Residential, Existing, Single Family, Base 40 gal. Water Heating (EF=0.948), ECM-407, Faucet Aerators | See Note 1 | 0 | 0 | See Note 2
572 | Residential, New, Single Family, Base 40 gal. Water Heating (EF=0.948), ECM-407, Faucet Aerators | See Note 1 | 0 | 0 | See Note 2
573 | Residential, Existing, Multi Family, Base 40 gal. Water Heating (EF=0.948), ECM-407, Faucet Aerators | See Note 1 | 0 | 0 | See Note 2
574 | Residential, New, Multi Family, Base 40 gal. Water Heating (EF=0.948), ECM-407, Faucet Aerators | See Note 1 | 0 | 0 | See Note 2
575 | Residential, Existing, Mobile Home, Base 40 gal. Water Heating (EF=0.948), ECM-407, Faucet Aerators | See Note 1 | 0 | 0 | See Note 2
576 | Residential, New, Mobile Home, Base 40 gal. Water Heating (EF=0.948), ECM-407, Faucet Aerators | See Note 1 | 0 | 0 | See Note 2
577 | Residential, Existing, Single Family, Base 40 gal. Water Heating (EF=0.948), ECM-408, Water Heater Blanket | See Note 1 | 0 | 0 | See Note 2
578 | Residential, New, Single Family, Base 40 gal. Water Heating (EF=0.948), ECM-408, Water Heater Blanket | See Note 1 | 0 | 0 | See Note 2
579 | Residential, Existing, Multi Family, Base 40 gal. Water Heating (EF=0.948), ECM-408, Water Heater Blanket | See Note 1 | 0 | 0 | See Note 2
580 | Residential, New, Multi Family, Base 40 gal. Water Heating (EF=0.948), ECM-408, Water Heater Blanket | See Note 1 | 0 | 0 | See Note 2
581 | Residential, Existing, Mobile Home, Base 40 gal. Water Heating (EF=0.948), ECM-408, Water Heater Blanket | See Note 1 | 0 | 0 | See Note 2
582 | Residential, New, Mobile Home, Base 40 gal. Water Heating (EF=0.948), ECM-408, Water Heater Blanket | See Note 1 | 0 | 0 | See Note 2
583 | Residential, Existing, Single Family, Base 40 gal. Water Heating (EF=0.948), ECM-409, Water Heater Temperature Check and Adjustment | See Note 1 | 0 | 0 | See Note 2
584 | Residential, New, Single Family, Base 40 gal. Water Heating (EF=0.948), ECM-409, Water Heater Temperature Check and Adjustment | See Note 1 | 0 | 0 | See Note 2
585 | Residential, Existing, Multi Family, Base 40 gal. Water Heating (EF=0.948), ECM-409, Water Heater Temperature Check and Adjustment | See Note 1 | 0 | 0 | See Note 2
586 | Residential, New, Multi Family, Base 40 gal. Water Heating (EF=0.948), ECM-409, Water Heater Temperature Check and Adjustment | See Note 1 | 0 | 0 | See Note 2
587 | Residential, Existing, Mobile Home, Base 40 gal. Water Heating (EF=0.948), ECM-409, Water Heater Temperature Check and Adjustment | See Note 1 | 0 | 0 | See Note 2
588 | Residential, New, Mobile Home, Base 40 gal. Water Heating (EF=0.948), ECM-409, Water Heater Temperature Check and Adjustment | See Note 1 | 0 | 0 | See Note 2
589 | Residential, Existing, Single Family, Base 40 gal. Water Heating (EF=0.948), ECM-410, Water Heater Timeclock | See Note 1 | 0 | 0 | See Note 2
590 | Residential, New, Single Family, Base 40 gal. Water Heating (EF=0.948), ECM-410, Water Heater Timeclock | See Note 1 | 0 | 0 | See Note 2
591 | Residential, Existing, Multi Family, Base 40 gal. Water Heating (EF=0.948), ECM-410, Water Heater Timeclock | See Note 1 | 0 | 0 | See Note 2
592 | Residential, New, Multi Family, Base 40 gal. Water Heating (EF=0.948), ECM-410, Water Heater Timeclock | See Note 1 | 0 | 0 | See Note 2
593 | Residential, Existing, Mobile Home, Base 40 gal. Water Heating (EF=0.948), ECM-410, Water Heater Timeclock | See Note 1 | 0 | 0 | See Note 2
594 | Residential, New, Mobile Home, Base 40 gal. Water Heating (EF=0.948), ECM-410, Water Heater Timeclock | See Note 1 | 0 | 0 | See Note 2
595 | Residential, Existing, Single Family, Base 40 gal. Water Heating (EF=0.948), ECM-411, Heat Trap | See Note 1 | 0 | 0 | See Note 2
596 | Residential, New, Single Family, Base 40 gal. Water Heating (EF=0.948), ECM-411, Heat Trap | See Note 1 | 0 | 0 | See Note 2
597 | Residential, Existing, Multi Family, Base 40 gal. Water Heating (EF=0.948), ECM-411, Heat Trap | See Note 1 | 0 | 0 | See Note 2
598 | Residential, New, Multi Family, Base 40 gal. Water Heating (EF=0.948), ECM-411, Heat Trap | See Note 1 | 0 | 0 | See Note 2
599 | Residential, Existing, Mobile Home, Base 40 gal. Water Heating (EF=0.948), ECM-411, Heat Trap | See Note 1 | 0 | 0 | See Note 2
600 | Residential, New, Mobile Home, Base 40 gal. Water Heating (EF=0.948), ECM-411, Heat Trap | See Note 1 | 0 | 0 | See Note 2
601 | Residential, Existing, Single Family, Base Clotheswasher, ECM-502, Energy Star CW CEE Tier 2 | See Note 1 | 0 | 0 | See Note 2
602 | Residential, New, Single Family, Base Clotheswasher, ECM-502, Energy Star CW CEE Tier 2 | See Note 1 | 0 | 0 | See Note 2
603 | Residential, Existing, Multi Family, Base Clotheswasher, ECM-502, Energy Star CW CEE Tier 2 | See Note 1 | 0 | 0 | See Note 2
604 | Residential, New, Multi Family, Base Clotheswasher, ECM-502, Energy Star CW CEE Tier 2 | See Note 1 | 0 | 0 | See Note 2
605 | Residential, Existing, Mobile Home, Base Clotheswasher, ECM-502, Energy Star CW CEE Tier 2 | See Note 1 | 0 | 0 | See Note 2
606 | Residential, New, Mobile Home, Base Clotheswasher, ECM-502, Energy Star CW CEE Tier 2 | See Note 1 | 0 | 0 | See Note 2
607 | Residential, Existing, Single Family, Base Clotheswasher, ECM-503, Energy Star CW CEE Tier 2 | See Note 1 | 0 | 0 | See Note 2
608 | Residential, New, Single Family, Base Clotheswasher, ECM-503, Energy Star CW CEE Tier 2 | See Note 1 | 0 | 0 | See Note 2
609 | Residential, Existing, Multi Family, Base Clotheswasher, ECM-503, Energy Star CW CEE Tier 2 | See Note 1 | 0 | 0 | See Note 2
610 | Residential, New, Multi Family, Base Clotheswasher, ECM-503, Energy Star CW CEE Tier 2 | See Note 1 | 0 | 0 | See Note 2
611 | Residential, Existing, Mobile Home, Base Clotheswasher, ECM-503, Energy Star CW CEE Tier 2 | See Note 1 | 0 | 0 | See Note 2
612 | Residential, New, Mobile Home, Base Clotheswasher, ECM-503, Energy Star CW CEE Tier 2 | See Note 1 | 0 | 0 | See Note 2
613 | Residential, Existing, Single Family, Base Dishwasher, ECM-701, Energy Star DW | See Note 1 | 0 | 0 | See Note 2
614 | Residential, New, Single Family, Base Dishwasher, ECM-701, Energy Star DW | See Note 1 | 0 | 0 | See Note 2
615 | Residential, Existing, Multi Family, Base Dishwasher, ECM-701, Energy Star DW | See Note 1 | 0 | 0 | See Note 2
616 | Residential, New, Multi Family, Base Dishwasher, ECM-701, Energy Star DW | See Note 1 | 0 | 0 | See Note 2
617 | Residential, Existing, Mobile Home, Base Dishwasher, ECM-701, Energy Star DW | See Note 1 | 0 | 0 | See Note 2
618 | Residential, New, Mobile Home, Base Dishwasher, ECM-701, Energy Star DW | See Note 1 | 0 | 0 | See Note 2
619 | Residential, Existing, Single Family, Base Pool Pump and Motor (1.5 hp), ECM-801, Two Speed Pool Pump (1.5 hp) | See Note 1 | 0 | 0 | See Note 2
620 | Residential, New, Single Family, Base Pool Pump and Motor (1.5 hp), ECM-801, Two Speed Pool Pump (1.5 hp) | See Note 1 | 0 | 0 | See Note 2
621 | Residential, Existing, Multi Family, Base Pool Pump and Motor (1.5 hp), ECM-801, Two Speed Pool Pump (1.5 hp) | See Note 1 | 0 | 0 | See Note 2
622 | Residential, New, Multi Family, Base Pool Pump and Motor (1.5 hp), ECM-801, Two Speed Pool Pump (1.5 hp) | See Note 1 | 0 | 0 | See Note 2
623 | Residential, Existing, Mobile Home, Base Pool Pump and Motor (1.5 hp), ECM-801, Two Speed Pool Pump (1.5 hp) | See Note 1 | 0 | 0 | See Note 2
624 | Residential, New, Mobile Home, Base Pool Pump and Motor (1.5 hp), ECM-801, Two Speed Pool Pump (1.5 hp) | See Note 1 | 0 | 0 | See Note 2
625 | Residential, Existing, Single Family, Base Pool Pump and Motor (1.5 hp), ECM-802, High Efficiency One Speed Pool Pump (1.5 hp) | See Note 1 | 0 | 0 | See Note 2
626 | Residential, New, Single Family, Base Pool Pump and Motor (1.5 hp), ECM-802, High Efficiency One Speed Pool Pump (1.5 hp) | See Note 1 | 0 | 0 | See Note 2
627 | Residential, Existing, Multi Family, Base Pool Pump and Motor (1.5 hp), ECM-802, High Efficiency One Speed Pool Pump (1.5 hp) | See Note 1 | 0 | 0 | See Note 2
628 | Residential, New, Multi Family, Base Pool Pump and Motor (1.5 hp), ECM-802, High Efficiency One Speed Pool Pump (1.5 hp) | See Note 1 | 0 | 0 | See Note 2
629 | Residential, Existing, Mobile Home, Base Pool Pump and Motor (1.5 hp), ECM-802, High Efficiency One Speed Pool Pump (1.5 hp) | See Note 1 | 0 | 0 | See Note 2
630 | Residential, New, Mobile Home, Base Pool Pump and Motor (1.5 hp), ECM-802, High Efficiency One Speed Pool Pump (1.5 hp) | See Note 1 | 0 | 0 | See Note 2
631 | Residential, Existing, Single Family, Base Pool Pump and Motor (1.5 hp), ECM-803, Variable-Speed Pool Pump (<1 hp) | See Note 1 | 0 | 0 | See Note 2
632 | Residential, New, Single Family, Base Pool Pump and Motor (1.5 hp), ECM-803, Variable-Speed Pool Pump (<1 hp) | See Note 1 | 0 | 0 | See Note 2
633 | Residential, Existing, Multi Family, Base Pool Pump and Motor (1.5 hp), ECM-803, Variable-Speed Pool Pump (<1 hp) | See Note 1 | 0 | 0 | See Note 2
634 | Residential, New, Multi Family, Base Pool Pump and Motor (1.5 hp), ECM-803, Variable-Speed Pool Pump (<1 hp) | See Note 1 | 0 | 0 | See Note 2
635 | Residential, Existing, Mobile Home, Base Pool Pump and Motor (1.5 hp), ECM-803, Variable-Speed Pool Pump (<1 hp) | See Note 1 | 0 | 0 | See Note 2
636 | Residential, New, Mobile Home, Base Pool Pump and Motor (1.5 hp), ECM-803, Variable-Speed Pool Pump (<1 hp) | See Note 1 | 0 | 0 | See Note 2
637 | Residential, Existing, Single Family, Base Pool Pump and Motor (1.5 hp), ECM-804, PV-Powered Pool Pumps | See Note 1 | 0 | 0 | See Note 2
638 | Residential, New, Single Family, Base Pool Pump and Motor (1.5 hp), ECM-804, PV-Powered Pool Pumps | See Note 1 | 0 | 0 | See Note 2
639 | Residential, Existing, Multi Family, Base Pool Pump and Motor (1.5 hp), ECM-804, PV-Powered Pool Pumps | See Note 1 | 0 | 0 | See Note 2
640 | Residential, New, Multi Family, Base Pool Pump and Motor (1.5 hp), ECM-804, PV-Powered Pool Pumps | See Note 1 | 0 | 0 | See Note 2
641 | Residential, Existing, Mobile Home, Base Pool Pump and Motor (1.5 hp), ECM-804, PV-Powered Pool Pumps | See Note 1 | 0 | 0 | See Note 2
642 | Residential, New, Mobile Home, Base Pool Pump and Motor (1.5 hp), ECM-804, PV-Powered Pool Pumps | See Note 1 | 0 | 0 | See Note 2
643 | Residential, Existing, Single Family, Base CRT TV, ECM-901, Energy Star TV | See Note 1 | 0 | 0 | See Note 2
644 | Residential, New, Single Family, Base CRT TV, ECM-901, Energy Star TV | See Note 1 | 0 | 0 | See Note 2
645 | Residential, Existing, Multi Family, Base CRT TV, ECM-901, Energy Star TV | See Note 1 | 0 | 0 | See Note 2
646 | Residential, New, Multi Family, Base CRT TV, ECM-901, Energy Star TV | See Note 1 | 0 | 0 | See Note 2
647 | Residential, Existing, Mobile Home, Base CRT TV, ECM-901, Energy Star TV | See Note 1 | 0 | 0 | See Note 2
648 | Residential, New, Mobile Home, Base CRT TV, ECM-901, Energy Star TV | See Note 1 | 0 | 0 | See Note 2
649 | Residential, Existing, Single Family, Base Large-screen TV, ECM-911, Energy Star TV | See Note 1 | 0 | 0 | See Note 2
650 | Residential, New, Single Family, Base Large-screen TV, ECM-911, Energy Star TV | See Note 1 | 0 | 0 | See Note 2
651 | Residential, Existing, Multi Family, Base Large-screen TV, ECM-911, Energy Star TV | See Note 1 | 0 | 0 | See Note 2
652 | Residential, New, Multi Family, Base Large-screen TV, ECM-911, Energy Star TV | See Note 1 | 0 | 0 | See Note 2
653 | Residential, Existing, Mobile Home, Base Large-screen TV, ECM-911, Energy Star TV | See Note 1 | 0 | 0 | See Note 2
654 | Residential, New, Mobile Home, Base Large-screen TV, ECM-911, Energy Star TV | See Note 1 | 0 | 0 | See Note 2
655 | Residential, Existing, Single Family, Base Set-Top Box, ECM-921, Energy Star Set-Top Box | See Note 1 | 0 | 0 | See Note 2
656 | Residential, New, Single Family, Base Set-Top Box, ECM-921, Energy Star Set-Top Box | See Note 1 | 0 | 0 | See Note 2
657 | Residential, Existing, Multi Family, Base Set-Top Box, ECM-921, Energy Star Set-Top Box | See Note 1 | 0 | 0 | See Note 2
658 | Residential, New, Multi Family, Base Set-Top Box, ECM-921, Energy Star Set-Top Box | See Note 1 | 0 | 0 | See Note 2
659 | Residential, Existing, Mobile Home, Base Set-Top Box, ECM-921, Energy Star Set-Top Box | See Note 1 | 0 | 0 | See Note 2
660 | Residential, New, Mobile Home, Base Set-Top Box, ECM-921, Energy Star Set-Top Box | See Note 1 | 0 | 0 | See Note 2
661 | Residential, Existing, Single Family, Base DVD Player, ECM-931, Energy Star DVD Player | See Note 1 | 0 | 0 | See Note 2
662 | Residential, New, Single Family, Base DVD Player, ECM-931, Energy Star DVD Player | See Note 1 | 0 | 0 | See Note 2
663 | Residential, Existing, Multi Family, Base DVD Player, ECM-931, Energy Star DVD Player | See Note 1 | 0 | 0 | See Note 2
664 | Residential, New, Multi Family, Base DVD Player, ECM-931, Energy Star DVD Player | See Note 1 | 0 | 0 | See Note 2
665 | Residential, Existing, Mobile Home, Base DVD Player, ECM-931, Energy Star DVD Player | See Note 1 | 0 | 0 | See Note 2
666 | Residential, New, Mobile Home, Base DVD Player, ECM-931, Energy Star DVD Player | See Note 1 | 0 | 0 | See Note 2
667 | Residential, Existing, Single Family, Base VCR, ECM-941, Energy Star VCR | See Note 1 | 0 | 0 | See Note 2
668 | Residential, New, Single Family, Base VCR, ECM-941, Energy Star VCR | See Note 1 | 0 | 0 | See Note 2
669 | Residential, Existing, Multi Family, Base VCR, ECM-941, Energy Star VCR | See Note 1 | 0 | 0 | See Note 2
670 | Residential, New, Multi Family, Base VCR, ECM-941, Energy Star VCR | See Note 1 | 0 | 0 | See Note 2
671 | Residential, Existing, Mobile Home, Base VCR, ECM-941, Energy Star VCR | See Note 1 | 0 | 0 | See Note 2
672 | Residential, New, Mobile Home, Base VCR, ECM-941, Energy Star VCR | See Note 1 | 0 | 0 | See Note 2
673 | Residential, Existing, Single Family, Base Desktop PC, ECM-951, Energy Star Desktop PC | See Note 1 | 0 | 0 | See Note 2
674 | Residential, New, Single Family, Base Desktop PC, ECM-951, Energy Star Desktop PC | See Note 1 | 0 | 0 | See Note 2
675 | Residential, Existing, Multi Family, Base Desktop PC, ECM-951, Energy Star Desktop PC | See Note 1 | 0 | 0 | See Note 2
676 | Residential, New, Multi Family, Base Desktop PC, ECM-951, Energy Star Desktop PC | See Note 1 | 0 | 0 | See Note 2
677 | Residential, Existing, Mobile Home, Base Desktop PC, ECM-951, Energy Star Desktop PC | See Note 1 | 0 | 0 | See Note 2
678 | Residential, New, Mobile Home, Base Desktop PC, ECM-951, Energy Star Desktop PC | See Note 1 | 0 | 0 | See Note 2
679 | Residential, Existing, Single Family, Base Desktop PC, ECM-952, Smart Plug | See Note 1 | 0 | 0 | See Note 2
680 | Residential, New, Single Family, Base Desktop PC, ECM-952, Smart Plug | See Note 1 | 0 | 0 | See Note 2
681 | Residential, Existing, Multi Family, Base Desktop PC, ECM-952, Smart Plug | See Note 1 | 0 | 0 | See Note 2
682 | Residential, New, Multi Family, Base Desktop PC, ECM-952, Smart Plug | See Note 1 | 0 | 0 | See Note 2
683 | Residential, Existing, Mobile Home, Base Desktop PC, ECM-952, Smart Plug | See Note 1 | 0 | 0 | See Note 2
684 | Residential, New, Mobile Home, Base Desktop PC, ECM-952, Smart Plug | See Note 1 | 0 | 0 | See Note 2
685 | Residential, Existing, Single Family, Base Laptop PC, ECM-961, Energy Star Laptop PC | See Note 1 | 0 | 0 | See Note 2
686 | Residential, New, Single Family, Base Laptop PC, ECM-961, Energy Star Laptop PC | See Note 1 | 0 | 0 | See Note 2
687 | Residential, Existing, Multi Family, Base Laptop PC, ECM-961, Energy Star Laptop PC | See Note 1 | 0 | 0 | See Note 2
688 | Residential, New, Multi Family, Base Laptop PC, ECM-961, Energy Star Laptop PC | See Note 1 | 0 | 0 | See Note 2
689 | Residential, Existing, Mobile Home, Base Laptop PC, ECM-961, Energy Star Laptop PC | See Note 1 | 0 | 0 | See Note 2
690 | Residential, New, Mobile Home, Base Laptop PC, ECM-961, Energy Star Laptop PC | See Note 1 | 0 | 0 | See Note 2
Commercial
691 | Commercial, New, Office, Base New Lighting, ECM-101, Lighting 15% More Efficient Design | See Note 1 | 0 | 0 | See Note 2
692 | Commercial, New, Restaurant, Base New Lighting, ECM-101, Lighting 15% More Efficient Design | See Note 1 | 0 | 0 | See Note 2
693 | Commercial, New, Retail, Base New Lighting, ECM-101, Lighting 15% More Efficient Design | See Note 1 | 0 | 0 | See Note 2
694 | Commercial, New, FoodStore, Base New Lighting, ECM-101, Lighting 15% More Efficient Design | See Note 1 | 0 | 0 | See Note 2
695 | Commercial, New, School, Base New Lighting, ECM-101, Lighting 15% More Efficient Design | See Note 1 | 0 | 0 | See Note 2
696 | Commercial, New, College, Base New Lighting, ECM-101, Lighting 15% More Efficient Design | See Note 1 | 0 | 0 | See Note 2
697 | Commercial, New, Hospital, Base New Lighting, ECM-101, Lighting 15% More Efficient Design | See Note 1 | 0 | 0 | See Note 2
698 | Commercial, New, Other Health, Base New Lighting, ECM-101, Lighting 15% More Efficient Design | See Note 1 | 0 | 0 | See Note 2
699 | Commercial, New, Warehouse, Base New Lighting, ECM-101, Lighting 15% More Efficient Design | See Note 1 | 0 | 0 | See Note 2
700 | Commercial, New, Hotel, Base New Lighting, ECM-101, Lighting 15% More Efficient Design | See Note 1 | 0 | 0 | See Note 2
701 | Commercial, New, Other, Base New Lighting, ECM-101, Lighting 15% More Efficient Design | See Note 1 | 0 | 0 | See Note 2
702 | Commercial, New, Office, Base New Lighting, ECM-102, Lighting 25% More Efficient Design | See Note 1 | 0 | 0 | See Note 2
703 | Commercial, New, Restaurant, Base New Lighting, ECM-102, Lighting 25% More Efficient Design | See Note 1 | 0 | 0 | See Note 2
704 | Commercial, New, Retail, Base New Lighting, ECM-102, Lighting 25% More Efficient Design | See Note 1 | 0 | 0 | See Note 2
705 | Commercial, New, FoodStore, Base New Lighting, ECM-102, Lighting 25% More Efficient Design | See Note 1 | 0 | 0 | See Note 2
706 | Commercial, New, School, Base New Lighting, ECM-102, Lighting 25% More Efficient Design | See Note 1 | 0 | 0 | See Note 2
707 | Commercial, New, College, Base New Lighting, ECM-102, Lighting 25% More Efficient Design | See Note 1 | 0 | 0 | See Note 2
708 | Commercial, New, Hospital, Base New Lighting, ECM-102, Lighting 25% More Efficient Design | See Note 1 | 0 | 0 | See Note 2
709 | Commercial, New, Other Health, Base New Lighting, ECM-102, Lighting 25% More Efficient Design | See Note 1 | 0 | 0 | See Note 2
710 | Commercial, New, Warehouse, Base New Lighting, ECM-102, Lighting 25% More Efficient Design | See Note 1 | 0 | 0 | See Note 2
711 | Commercial, New, Hotel, Base New Lighting, ECM-102, Lighting 25% More Efficient Design | See Note 1 | 0 | 0 | See Note 2
712 | Commercial, New, Other, Base New Lighting, ECM-102, Lighting 25% More Efficient Design | See Note 1 | 0 | 0 | See Note 2
713 | Commercial, Existing, Office, Base Fluorescent Fixture, 32W, EB, ECM-111, Premium T8, Elecctronic Ballast | See Note 1 | 0 | 0 | See Note 2
714 | Commercial, Existing, Restaurant, Base Fluorescent Fixture, 32W, EB, ECM-111, Premium T8, Elecctronic Ballast | See Note 1 | 0 | 0 | See Note 2
715 | Commercial, Existing, Retail, Base Fluorescent Fixture, 32W, EB, ECM-111, Premium T8, Elecctronic Ballast | See Note 1 | 0 | 0 | See Note 2
716 | Commercial, Existing, FoodStore, Base Fluorescent Fixture, 32W, EB, ECM-111, Premium T8, Elecctronic Ballast | See Note 1 | 0 | 0 | See Note 2
717 | Commercial, Existing, School, Base Fluorescent Fixture, 32W, EB, ECM-111, Premium T8, Elecctronic Ballast | See Note 1 | 0 | 0 | See Note 2
718 | Commercial, Existing, College, Base Fluorescent Fixture, 32W, EB, ECM-111, Premium T8, Elecctronic Ballast | See Note 1 | 0 | 0 | See Note 2
719 | Commercial, Existing, Hospital, Base Fluorescent Fixture, 32W, EB, ECM-111, Premium T8, Elecctronic Ballast | See Note 1 | 0 | 0 | See Note 2
720 | Commercial, Existing, Other Health, Base Fluorescent Fixture, 32W, EB, ECM-111, Premium T8, Elecctronic Ballast | See Note 1 | 0 | 0 | See Note 2
721 | Commercial, Existing, Warehouse, Base Fluorescent Fixture, 32W, EB, ECM-111, Premium T8, Elecctronic Ballast | See Note 1 | 0 | 0 | See Note 2
722 | Commercial, Existing, Hotel, Base Fluorescent Fixture, 32W, EB, ECM-111, Premium T8, Elecctronic Ballast | See Note 1 | 0 | 0 | See Note 2
723 | Commercial, Existing, Other, Base Fluorescent Fixture, 32W, EB, ECM-111, Premium T8, Elecctronic Ballast | See Note 1 | 0 | 0 | See Note 2
724 | Commercial, Existing, Office, Base Fluorescent Fixture, 32W, EB, ECM-112, Premium T8, EB, Reflector | See Note 1 | 0 | 0 | See Note 2
725 | Commercial, Existing, Restaurant, Base Fluorescent Fixture, 32W, EB, ECM-112, Premium T8, EB, Reflector | See Note 1 | 0 | 0 | See Note 2
726 | Commercial, Existing, Retail, Base Fluorescent Fixture, 32W, EB, ECM-112, Premium T8, EB, Reflector | See Note 1 | 0 | 0 | See Note 2
727 | Commercial, Existing, FoodStore, Base Fluorescent Fixture, 32W, EB, ECM-112, Premium T8, EB, Reflector | See Note 1 | 0 | 0 | See Note 2
728 | Commercial, Existing, School, Base Fluorescent Fixture, 32W, EB, ECM-112, Premium T8, EB, Reflector | See Note 1 | 0 | 0 | See Note 2
729 | Commercial, Existing, College, Base Fluorescent Fixture, 32W, EB, ECM-112, Premium T8, EB, Reflector | See Note 1 | 0 | 0 | See Note 2
730 | Commercial, Existing, Hospital, Base Fluorescent Fixture, 32W, EB, ECM-112, Premium T8, EB, Reflector | See Note 1 | 0 | 0 | See Note 2
731 | Commercial, Existing, Other Health, Base Fluorescent Fixture, 32W, EB, ECM-112, Premium T8, EB, Reflector | See Note 1 | 0 | 0 | See Note 2
732 | Commercial, Existing, Warehouse, Base Fluorescent Fixture, 32W, EB, ECM-112, Premium T8, EB, Reflector | See Note 1 | 0 | 0 | See Note 2
733 | Commercial, Existing, Hotel, Base Fluorescent Fixture, 32W, EB, ECM-112, Premium T8, EB, Reflector | See Note 1 | 0 | 0 | See Note 2
734 | Commercial, Existing, Other, Base Fluorescent Fixture, 32W, EB, ECM-112, Premium T8, EB, Reflector | See Note 1 | 0 | 0 | See Note 2
735 | Commercial, Existing, Office, Base Fluorescent Fixture, 32W, EB, ECM-113, Occupancy Sensor | See Note 1 | 0 | 0 | See Note 2
736 | Commercial, Existing, Restaurant, Base Fluorescent Fixture, 32W, EB, ECM-113, Occupancy Sensor | See Note 1 | 0 | 0 | See Note 2
737 | Commercial, Existing, Retail, Base Fluorescent Fixture, 32W, EB, ECM-113, Occupancy Sensor | See Note 1 | 0 | 0 | See Note 2
738 | Commercial, Existing, FoodStore, Base Fluorescent Fixture, 32W, EB, ECM-113, Occupancy Sensor | See Note 1 | 0 | 0 | See Note 2
739 | Commercial, Existing, School, Base Fluorescent Fixture, 32W, EB, ECM-113, Occupancy Sensor | See Note 1 | 0 | 0 | See Note 2
740 | Commercial, Existing, College, Base Fluorescent Fixture, 32W, EB, ECM-113, Occupancy Sensor | See Note 1 | 0 | 0 | See Note 2
741 | Commercial, Existing, Hospital, Base Fluorescent Fixture, 32W, EB, ECM-113, Occupancy Sensor | See Note 1 | 0 | 0 | See Note 2
742 | Commercial, Existing, Other Health, Base Fluorescent Fixture, 32W, EB, ECM-113, Occupancy Sensor | See Note 1 | 0 | 0 | See Note 2
743 | Commercial, Existing, Warehouse, Base Fluorescent Fixture, 32W, EB, ECM-113, Occupancy Sensor | See Note 1 | 0 | 0 | See Note 2
744 | Commercial, Existing, Hotel, Base Fluorescent Fixture, 32W, EB, ECM-113, Occupancy Sensor | See Note 1 | 0 | 0 | See Note 2
745 | Commercial, Existing, Other, Base Fluorescent Fixture, 32W, EB, ECM-113, Occupancy Sensor | See Note 1 | 0 | 0 | See Note 2
746 | Commercial, Existing, Office, Base Fluorescent Fixture, 32W, EB, ECM-114, Continuous Dimming | See Note 1 | 0 | 0 | See Note 2
747 | Commercial, Existing, Restaurant, Base Fluorescent Fixture, 32W, EB, ECM-114, Continuous Dimming | See Note 1 | 0 | 0 | See Note 2
748 | Commercial, Existing, Retail, Base Fluorescent Fixture, 32W, EB, ECM-114, Continuous Dimming | See Note 1 | 0 | 0 | See Note 2
749 | Commercial, Existing, FoodStore, Base Fluorescent Fixture, 32W, EB, ECM-114, Continuous Dimming | See Note 1 | 0 | 0 | See Note 2
750 | Commercial, Existing, School, Base Fluorescent Fixture, 32W, EB, ECM-114, Continuous Dimming | See Note 1 | 0 | 0 | See Note 2
751 | Commercial, Existing, College, Base Fluorescent Fixture, 32W, EB, ECM-114, Continuous Dimming | See Note 1 | 0 | 0 | See Note 2
752 | Commercial, Existing, Hospital, Base Fluorescent Fixture, 32W, EB, ECM-114, Continuous Dimming | See Note 1 | 0 | 0 | See Note 2
753 | Commercial, Existing, Other Health, Base Fluorescent Fixture, 32W, EB, ECM-114, Continuous Dimming | See Note 1 | 0 | 0 | See Note 2
754 | Commercial, Existing, Warehouse, Base Fluorescent Fixture, 32W, EB, ECM-114, Continuous Dimming | See Note 1 | 0 | 0 | See Note 2
755 | Commercial, Existing, Hotel, Base Fluorescent Fixture, 32W, EB, ECM-114, Continuous Dimming | See Note 1 | 0 | 0 | See Note 2
756 | Commercial, Existing, Other, Base Fluorescent Fixture, 32W, EB, ECM-114, Continuous Dimming | See Note 1 | 0 | 0 | See Note 2
757 | Commercial, Existing, Office, Base Fluorescent Fixture, 32W, EB, ECM-115, Lighting Control Tuneup | See Note 1 | 0 | 0 | See Note 2
758 | Commercial, Existing, Restaurant, Base Fluorescent Fixture, 32W, EB, ECM-115, Lighting Control Tuneup | See Note 1 | 0 | 0 | See Note 2
759 | Commercial, Existing, Retail, Base Fluorescent Fixture, 32W, EB, ECM-115, Lighting Control Tuneup | See Note 1 | 0 | 0 | See Note 2
760 | Commercial, Existing, FoodStore, Base Fluorescent Fixture, 32W, EB, ECM-115, Lighting Control Tuneup | See Note 1 | 0 | 0 | See Note 2
761 | Commercial, Existing, School, Base Fluorescent Fixture, 32W, EB, ECM-115, Lighting Control Tuneup | See Note 1 | 0 | 0 | See Note 2
762 | Commercial, Existing, College, Base Fluorescent Fixture, 32W, EB, ECM-115, Lighting Control Tuneup | See Note 1 | 0 | 0 | See Note 2
763 | Commercial, Existing, Hospital, Base Fluorescent Fixture, 32W, EB, ECM-115, Lighting Control Tuneup | See Note 1 | 0 | 0 | See Note 2
764 | Commercial, Existing, Other Health, Base Fluorescent Fixture, 32W, EB, ECM-115, Lighting Control Tuneup | See Note 1 | 0 | 0 | See Note 2
765 | Commercial, Existing, Warehouse, Base Fluorescent Fixture, 32W, EB, ECM-115, Lighting Control Tuneup | See Note 1 | 0 | 0 | See Note 2
766 | Commercial, Existing, Hotel, Base Fluorescent Fixture, 32W, EB, ECM-115, Lighting Control Tuneup | See Note 1 | 0 | 0 | See Note 2
767 | Commercial, Existing, Other, Base Fluorescent Fixture, 32W, EB, ECM-115, Lighting Control Tuneup | See Note 1 | 0 | 0 | See Note 2
768 | Commercial, Existing, Office, Base T8, EB, ECM-121, ROB Premium T8, 1EB | See Note 1 | 0 | 0 | See Note 2
769 | Commercial, Existing, Restaurant, Base T8, EB, ECM-121, ROB Premium T8, 1EB | See Note 1 | 0 | 0 | See Note 2
770 | Commercial, Existing, Retail, Base T8, EB, ECM-121, ROB Premium T8, 1EB | See Note 1 | 0 | 0 | See Note 2
771 | Commercial, Existing, FoodStore, Base T8, EB, ECM-121, ROB Premium T8, 1EB | See Note 1 | 0 | 0 | See Note 2
772 | Commercial, Existing, School, Base T8, EB, ECM-121, ROB Premium T8, 1EB | See Note 1 | 0 | 0 | See Note 2
773 | Commercial, Existing, College, Base T8, EB, ECM-121, ROB Premium T8, 1EB | See Note 1 | 0 | 0 | See Note 2
774 | Commercial, Existing, Hospital, Base T8, EB, ECM-121, ROB Premium T8, 1EB | See Note 1 | 0 | 0 | See Note 2
775 | Commercial, Existing, Other Health, Base T8, EB, ECM-121, ROB Premium T8, 1EB | See Note 1 | 0 | 0 | See Note 2
776 | Commercial, Existing, Warehouse, Base T8, EB, ECM-121, ROB Premium T8, 1EB | See Note 1 | 0 | 0 | See Note 2
777 | Commercial, Existing, Hotel, Base T8, EB, ECM-121, ROB Premium T8, 1EB | See Note 1 | 0 | 0 | See Note 2
778 | Commercial, Existing, Other, Base T8, EB, ECM-121, ROB Premium T8, 1EB | See Note 1 | 0 | 0 | See Note 2
779 | Commercial, Existing, Office, Base T8, EB, ECM-122, ROB Premium T8, EB, Reflector | See Note 1 | 0 | 0 | See Note 2
780 | Commercial, Existing, Restaurant, Base T8, EB, ECM-122, ROB Premium T8, EB, Reflector | See Note 1 | 0 | 0 | See Note 2
781 | Commercial, Existing, Retail, Base T8, EB, ECM-122, ROB Premium T8, EB, Reflector | See Note 1 | 0 | 0 | See Note 2
782 | Commercial, Existing, FoodStore, Base T8, EB, ECM-122, ROB Premium T8, EB, Reflector | See Note 1 | 0 | 0 | See Note 2
783 | Commercial, Existing, School, Base T8, EB, ECM-122, ROB Premium T8, EB, Reflector | See Note 1 | 0 | 0 | See Note 2
784 | Commercial, Existing, College, Base T8, EB, ECM-122, ROB Premium T8, EB, Reflector | See Note 1 | 0 | 0 | See Note 2
785 | Commercial, Existing, Hospital, Base T8, EB, ECM-122, ROB Premium T8, EB, Reflector | See Note 1 | 0 | 0 | See Note 2
786 | Commercial, Existing, Other Health, Base T8, EB, ECM-122, ROB Premium T8, EB, Reflector | See Note 1 | 0 | 0 | See Note 2
787 | Commercial, Existing, Warehouse, Base T8, EB, ECM-122, ROB Premium T8, EB, Reflector | See Note 1 | 0 | 0 | See Note 2
788 | Commercial, Existing, Hotel, Base T8, EB, ECM-122, ROB Premium T8, EB, Reflector | See Note 1 | 0 | 0 | See Note 2
789 | Commercial, Existing, Other, Base T8, EB, ECM-122, ROB Premium T8, EB, Reflector | See Note 1 | 0 | 0 | See Note 2
790 | Commercial, Existing, Office, Base T8, EB, ECM-123, Occupancy Sensor | See Note 1 | 0 | 0 | See Note 2
791 | Commercial, Existing, Restaurant, Base T8, EB, ECM-123, Occupancy Sensor | See Note 1 | 0 | 0 | See Note 2
792 | Commercial, Existing, Retail, Base T8, EB, ECM-123, Occupancy Sensor | See Note 1 | 0 | 0 | See Note 2
793 | Commercial, Existing, FoodStore, Base T8, EB, ECM-123, Occupancy Sensor | See Note 1 | 0 | 0 | See Note 2
794 | Commercial, Existing, School, Base T8, EB, ECM-123, Occupancy Sensor | See Note 1 | 0 | 0 | See Note 2
795 | Commercial, Existing, College, Base T8, EB, ECM-123, Occupancy Sensor | See Note 1 | 0 | 0 | See Note 2
796 | Commercial, Existing, Hospital, Base T8, EB, ECM-123, Occupancy Sensor | See Note 1 | 0 | 0 | See Note 2
797 | Commercial, Existing, Other Health, Base T8, EB, ECM-123, Occupancy Sensor | See Note 1 | 0 | 0 | See Note 2
798 | Commercial, Existing, Warehouse, Base T8, EB, ECM-123, Occupancy Sensor | See Note 1 | 0 | 0 | See Note 2
799 | Commercial, Existing, Hotel, Base T8, EB, ECM-123, Occupancy Sensor | See Note 1 | 0 | 0 | See Note 2
800 | Commercial, Existing, Other, Base T8, EB, ECM-123, Occupancy Sensor | See Note 1 | 0 | 0 | See Note 2
801 | Commercial, Existing, Office, Base T8, EB, ECM-124, Lighting Control Tuneup | See Note 1 | 0 | 0 | See Note 2
802 | Commercial, Existing, Restaurant, Base T8, EB, ECM-124, Lighting Control Tuneup | See Note 1 | 0 | 0 | See Note 2
803 | Commercial, Existing, Retail, Base T8, EB, ECM-124, Lighting Control Tuneup | See Note 1 | 0 | 0 | See Note 2
804 | Commercial, Existing, FoodStore, Base T8, EB, ECM-124, Lighting Control Tuneup | See Note 1 | 0 | 0 | See Note 2
805 | Commercial, Existing, School, Base T8, EB, ECM-124, Lighting Control Tuneup | See Note 1 | 0 | 0 | See Note 2
806 | Commercial, Existing, College, Base T8, EB, ECM-124, Lighting Control Tuneup | See Note 1 | 0 | 0 | See Note 2
807 | Commercial, Existing, Hospital, Base T8, EB, ECM-124, Lighting Control Tuneup | See Note 1 | 0 | 0 | See Note 2
808 | Commercial, Existing, Other Health, Base T8, EB, ECM-124, Lighting Control Tuneup | See Note 1 | 0 | 0 | See Note 2
809 | Commercial, Existing, Warehouse, Base T8, EB, ECM-124, Lighting Control Tuneup | See Note 1 | 0 | 0 | See Note 2
810 | Commercial, Existing, Hotel, Base T8, EB, ECM-124, Lighting Control Tuneup | See Note 1 | 0 | 0 | See Note 2
811 | Commercial, Existing, Other, Base T8, EB, ECM-124, Lighting Control Tuneup | See Note 1 | 0 | 0 | See Note 2
812 | Commercial, Existing, Office, Base Incandescent Flood, 53W to Screw-in CFL, ECM-131, CFL Screw-in 18W | See Note 1 | 0 | 0 | See Note 2
813 | Commercial, Existing, Restaurant, Base Incandescent Flood, 53W to Screw-in CFL, ECM-131, CFL Screw-in 18W | See Note 1 | 0 | 0 | See Note 2
814 | Commercial, Existing, Retail, Base Incandescent Flood, 53W to Screw-in CFL, ECM-131, CFL Screw-in 18W | See Note 1 | 0 | 0 | See Note 2
815 | Commercial, Existing, FoodStore, Base Incandescent Flood, 53W to Screw-in CFL, ECM-131, CFL Screw-in 18W | See Note 1 | 0 | 0 | See Note 2
816 | Commercial, Existing, School, Base Incandescent Flood, 53W to Screw-in CFL, ECM-131, CFL Screw-in 18W | See Note 1 | 0 | 0 | See Note 2
817 | Commercial, Existing, College, Base Incandescent Flood, 53W to Screw-in CFL, ECM-131, CFL Screw-in 18W | See Note 1 | 0 | 0 | See Note 2
818 | Commercial, Existing, Hospital, Base Incandescent Flood, 53W to Screw-in CFL, ECM-131, CFL Screw-in 18W | See Note 1 | 0 | 0 | See Note 2
819 | Commercial, Existing, Other Health, Base Incandescent Flood, 53W to Screw-in CFL, ECM-131, CFL Screw-in 18W | See Note 1 | 0 | 0 | See Note 2
820 | Commercial, Existing, Warehouse, Base Incandescent Flood, 53W to Screw-in CFL, ECM-131, CFL Screw-in 18W | See Note 1 | 0 | 0 | See Note 2
821 | Commercial, Existing, Hotel, Base Incandescent Flood, 53W to Screw-in CFL, ECM-131, CFL Screw-in 18W | See Note 1 | 0 | 0 | See Note 2
822 | Commercial, Existing, Other, Base Incandescent Flood, 53W to Screw-in CFL, ECM-131, CFL Screw-in 18W | See Note 1 | 0 | 0 | See Note 2
823 | Commercial, Existing, Office, Base Incandescent Flood, 53W to Screw-in CFL, ECM-132, LED Flood, 14W | See Note 1 | 0 | 0 | See Note 2
824 | Commercial, Existing, Restaurant, Base Incandescent Flood, 53W to Screw-in CFL, ECM-132, LED Flood, 14W | See Note 1 | 0 | 0 | See Note 2
825 | Commercial, Existing, Retail, Base Incandescent Flood, 53W to Screw-in CFL, ECM-132, LED Flood, 14W | See Note 1 | 0 | 0 | See Note 2
826 | Commercial, Existing, FoodStore, Base Incandescent Flood, 53W to Screw-in CFL, ECM-132, LED Flood, 14W | See Note 1 | 0 | 0 | See Note 2
827 | Commercial, Existing, School, Base Incandescent Flood, 53W to Screw-in CFL, ECM-132, LED Flood, 14W | See Note 1 | 0 | 0 | See Note 2
828 | Commercial, Existing, College, Base Incandescent Flood, 53W to Screw-in CFL, ECM-132, LED Flood, 14W | See Note 1 | 0 | 0 | See Note 2
829 | Commercial, Existing, Hospital, Base Incandescent Flood, 53W to Screw-in CFL, ECM-132, LED Flood, 14W | See Note 1 | 0 | 0 | See Note 2
830 | Commercial, Existing, Other Health, Base Incandescent Flood, 53W to Screw-in CFL, ECM-132, LED Flood, 14W | See Note 1 | 0 | 0 | See Note 2
831 | Commercial, Existing, Warehouse, Base Incandescent Flood, 53W to Screw-in CFL, ECM-132, LED Flood, 14W | See Note 1 | 0 | 0 | See Note 2
832 | Commercial, Existing, Hotel, Base Incandescent Flood, 53W to Screw-in CFL, ECM-132, LED Flood, 14W | See Note 1 | 0 | 0 | See Note 2
833 | Commercial, Existing, Other, Base Incandescent Flood, 53W to Screw-in CFL, ECM-132, LED Flood, 14W | See Note 1 | 0 | 0 | See Note 2
834 | Commercial, Existing, Office, Base Incandescent Flood, 53W to Hardwired CFL , ECM-141, CFL Hardwired, Modular 18W | See Note 1 | 0 | 0 | See Note 2
835 | Commercial, Existing, Restaurant, Base Incandescent Flood, 53W to Hardwired CFL , ECM-141, CFL Hardwired, Modular 18W | See Note 1 | 0 | 0 | See Note 2
836 | Commercial, Existing, Retail, Base Incandescent Flood, 53W to Hardwired CFL , ECM-141, CFL Hardwired, Modular 18W | See Note 1 | 0 | 0 | See Note 2
837 | Commercial, Existing, FoodStore, Base Incandescent Flood, 53W to Hardwired CFL , ECM-141, CFL Hardwired, Modular 18W | See Note 1 | 0 | 0 | See Note 2
838 | Commercial, Existing, School, Base Incandescent Flood, 53W to Hardwired CFL , ECM-141, CFL Hardwired, Modular 18W | See Note 1 | 0 | 0 | See Note 2
839 | Commercial, Existing, College, Base Incandescent Flood, 53W to Hardwired CFL , ECM-141, CFL Hardwired, Modular 18W | See Note 1 | 0 | 0 | See Note 2
840 | Commercial, Existing, Hospital, Base Incandescent Flood, 53W to Hardwired CFL , ECM-141, CFL Hardwired, Modular 18W | See Note 1 | 0 | 0 | See Note 2
841 | Commercial, Existing, Other Health, Base Incandescent Flood, 53W to Hardwired CFL , ECM-141, CFL Hardwired, Modular 18W | See Note 1 | 0 | 0 | See Note 2
842 | Commercial, Existing, Warehouse, Base Incandescent Flood, 53W to Hardwired CFL , ECM-141, CFL Hardwired, Modular 18W | See Note 1 | 0 | 0 | See Note 2
843 | Commercial, Existing, Hotel, Base Incandescent Flood, 53W to Hardwired CFL , ECM-141, CFL Hardwired, Modular 18W | See Note 1 | 0 | 0 | See Note 2
844 | Commercial, Existing, Other, Base Incandescent Flood, 53W to Hardwired CFL , ECM-141, CFL Hardwired, Modular 18W | See Note 1 | 0 | 0 | See Note 2
845 | Commercial, Existing, Office, Base CFL, ECM-146, LED A-lamp, 12W | See Note 1 | 0 | 0 | See Note 2
846 | Commercial, Existing, Restaurant, Base CFL, ECM-146, LED A-lamp, 12W | See Note 1 | 0 | 0 | See Note 2
847 | Commercial, Existing, Retail, Base CFL, ECM-146, LED A-lamp, 12W | See Note 1 | 0 | 0 | See Note 2
848 | Commercial, Existing, FoodStore, Base CFL, ECM-146, LED A-lamp, 12W | See Note 1 | 0 | 0 | See Note 2
849 | Commercial, Existing, School, Base CFL, ECM-146, LED A-lamp, 12W | See Note 1 | 0 | 0 | See Note 2
850 | Commercial, Existing, College, Base CFL, ECM-146, LED A-lamp, 12W | See Note 1 | 0 | 0 | See Note 2
851 | Commercial, Existing, Hospital, Base CFL, ECM-146, LED A-lamp, 12W | See Note 1 | 0 | 0 | See Note 2
852 | Commercial, Existing, Other Health, Base CFL, ECM-146, LED A-lamp, 12W | See Note 1 | 0 | 0 | See Note 2
853 | Commercial, Existing, Warehouse, Base CFL, ECM-146, LED A-lamp, 12W | See Note 1 | 0 | 0 | See Note 2
854 | Commercial, Existing, Hotel, Base CFL, ECM-146, LED A-lamp, 12W | See Note 1 | 0 | 0 | See Note 2
855 | Commercial, Existing, Other, Base CFL, ECM-146, LED A-lamp, 12W | See Note 1 | 0 | 0 | See Note 2
856 | Commercial, Existing, Office, Base High Bay Mercury Vapor, 400W, ECM-151, PSMH, 250W, magnetic ballast | See Note 1 | 0 | 0 | See Note 2
857 | Commercial, Existing, Restaurant, Base High Bay Mercury Vapor, 400W, ECM-151, PSMH, 250W, magnetic ballast | See Note 1 | 0 | 0 | See Note 2
858 | Commercial, Existing, Retail, Base High Bay Mercury Vapor, 400W, ECM-151, PSMH, 250W, magnetic ballast | See Note 1 | 0 | 0 | See Note 2
859 | Commercial, Existing, FoodStore, Base High Bay Mercury Vapor, 400W, ECM-151, PSMH, 250W, magnetic ballast | See Note 1 | 0 | 0 | See Note 2
860 | Commercial, Existing, School, Base High Bay Mercury Vapor, 400W, ECM-151, PSMH, 250W, magnetic ballast | See Note 1 | 0 | 0 | See Note 2
861 | Commercial, Existing, College, Base High Bay Mercury Vapor, 400W, ECM-151, PSMH, 250W, magnetic ballast | See Note 1 | 0 | 0 | See Note 2
862 | Commercial, Existing, Hospital, Base High Bay Mercury Vapor, 400W, ECM-151, PSMH, 250W, magnetic ballast | See Note 1 | 0 | 0 | See Note 2
863 | Commercial, Existing, Other Health, Base High Bay Mercury Vapor, 400W, ECM-151, PSMH, 250W, magnetic ballast | See Note 1 | 0 | 0 | See Note 2
864 | Commercial, Existing, Warehouse, Base High Bay Mercury Vapor, 400W, ECM-151, PSMH, 250W, magnetic ballast | See Note 1 | 0 | 0 | See Note 2
865 | Commercial, Existing, Hotel, Base High Bay Mercury Vapor, 400W, ECM-151, PSMH, 250W, magnetic ballast | See Note 1 | 0 | 0 | See Note 2
866 | Commercial, Existing, Other, Base High Bay Mercury Vapor, 400W, ECM-151, PSMH, 250W, magnetic ballast | See Note 1 | 0 | 0 | See Note 2
867 | Commercial, Existing, Office, Base High Bay Mercury Vapor, 400W, ECM-152, PSMH, 250 W, electronic ballast | See Note 1 | 0 | 0 | See Note 2
868 | Commercial, Existing, Restaurant, Base High Bay Mercury Vapor, 400W, ECM-152, PSMH, 250 W, electronic ballast | See Note 1 | 0 | 0 | See Note 2
869 | Commercial, Existing, Retail, Base High Bay Mercury Vapor, 400W, ECM-152, PSMH, 250 W, electronic ballast | See Note 1 | 0 | 0 | See Note 2
870 | Commercial, Existing, FoodStore, Base High Bay Mercury Vapor, 400W, ECM-152, PSMH, 250 W, electronic ballast | See Note 1 | 0 | 0 | See Note 2
871 | Commercial, Existing, School, Base High Bay Mercury Vapor, 400W, ECM-152, PSMH, 250 W, electronic ballast | See Note 1 | 0 | 0 | See Note 2
872 | Commercial, Existing, College, Base High Bay Mercury Vapor, 400W, ECM-152, PSMH, 250 W, electronic ballast | See Note 1 | 0 | 0 | See Note 2
873 | Commercial, Existing, Hospital, Base High Bay Mercury Vapor, 400W, ECM-152, PSMH, 250 W, electronic ballast | See Note 1 | 0 | 0 | See Note 2
874 | Commercial, Existing, Other Health, Base High Bay Mercury Vapor, 400W, ECM-152, PSMH, 250 W, electronic ballast | See Note 1 | 0 | 0 | See Note 2
875 | Commercial, Existing, Warehouse, Base High Bay Mercury Vapor, 400W, ECM-152, PSMH, 250 W, electronic ballast | See Note 1 | 0 | 0 | See Note 2
876 | Commercial, Existing, Hotel, Base High Bay Mercury Vapor, 400W, ECM-152, PSMH, 250 W, electronic ballast | See Note 1 | 0 | 0 | See Note 2
877 | Commercial, Existing, Other, Base High Bay Mercury Vapor, 400W, ECM-152, PSMH, 250 W, electronic ballast | See Note 1 | 0 | 0 | See Note 2
878 | Commercial, Existing, Office, Base High Bay Mercury Vapor, 400W, ECM-153, High Bay T5 | See Note 1 | 0 | 0 | See Note 2
879 | Commercial, Existing, Restaurant, Base High Bay Mercury Vapor, 400W, ECM-153, High Bay T5 | See Note 1 | 0 | 0 | See Note 2
880 | Commercial, Existing, Retail, Base High Bay Mercury Vapor, 400W, ECM-153, High Bay T5 | See Note 1 | 0 | 0 | See Note 2
881 | Commercial, Existing, FoodStore, Base High Bay Mercury Vapor, 400W, ECM-153, High Bay T5 | See Note 1 | 0 | 0 | See Note 2
882 | Commercial, Existing, School, Base High Bay Mercury Vapor, 400W, ECM-153, High Bay T5 | See Note 1 | 0 | 0 | See Note 2
883 | Commercial, Existing, College, Base High Bay Mercury Vapor, 400W, ECM-153, High Bay T5 | See Note 1 | 0 | 0 | See Note 2
884 | Commercial, Existing, Hospital, Base High Bay Mercury Vapor, 400W, ECM-153, High Bay T5 | See Note 1 | 0 | 0 | See Note 2
885 | Commercial, Existing, Other Health, Base High Bay Mercury Vapor, 400W, ECM-153, High Bay T5 | See Note 1 | 0 | 0 | See Note 2
886 | Commercial, Existing, Warehouse, Base High Bay Mercury Vapor, 400W, ECM-153, High Bay T5 | See Note 1 | 0 | 0 | See Note 2
887 | Commercial, Existing, Hotel, Base High Bay Mercury Vapor, 400W, ECM-153, High Bay T5 | See Note 1 | 0 | 0 | See Note 2
888 | Commercial, Existing, Other, Base High Bay Mercury Vapor, 400W, ECM-153, High Bay T5 | See Note 1 | 0 | 0 | See Note 2
889 | Commercial, Existing, Office, Base High Bay Mercury Vapor, 400W, ECM-154, LED High Bay, 83W | See Note 1 | 0 | 0 | See Note 2
890 | Commercial, Existing, Restaurant, Base High Bay Mercury Vapor, 400W, ECM-154, LED High Bay, 83W | See Note 1 | 0 | 0 | See Note 2
891 | Commercial, Existing, Retail, Base High Bay Mercury Vapor, 400W, ECM-154, LED High Bay, 83W | See Note 1 | 0 | 0 | See Note 2
892 | Commercial, Existing, FoodStore, Base High Bay Mercury Vapor, 400W, ECM-154, LED High Bay, 83W | See Note 1 | 0 | 0 | See Note 2
893 | Commercial, Existing, School, Base High Bay Mercury Vapor, 400W, ECM-154, LED High Bay, 83W | See Note 1 | 0 | 0 | See Note 2
894 | Commercial, Existing, College, Base High Bay Mercury Vapor, 400W, ECM-154, LED High Bay, 83W | See Note 1 | 0 | 0 | See Note 2
895 | Commercial, Existing, Hospital, Base High Bay Mercury Vapor, 400W, ECM-154, LED High Bay, 83W | See Note 1 | 0 | 0 | See Note 2
896 | Commercial, Existing, Other Health, Base High Bay Mercury Vapor, 400W, ECM-154, LED High Bay, 83W | See Note 1 | 0 | 0 | See Note 2
897 | Commercial, Existing, Warehouse, Base High Bay Mercury Vapor, 400W, ECM-154, LED High Bay, 83W | See Note 1 | 0 | 0 | See Note 2
898 | Commercial, Existing, Hotel, Base High Bay Mercury Vapor, 400W, ECM-154, LED High Bay, 83W | See Note 1 | 0 | 0 | See Note 2
899 | Commercial, Existing, Other, Base High Bay Mercury Vapor, 400W, ECM-154, LED High Bay, 83W | See Note 1 | 0 | 0 | See Note 2
900 | Commercial, Existing, Office, Base Exit Sign, ECM-161, LED Exit Sign | See Note 1 | 0 | 0 | See Note 2
901 | Commercial, Existing, Restaurant, Base Exit Sign, ECM-161, LED Exit Sign | See Note 1 | 0 | 0 | See Note 2
902 | Commercial, Existing, Retail, Base Exit Sign, ECM-161, LED Exit Sign | See Note 1 | 0 | 0 | See Note 2
903 | Commercial, Existing, FoodStore, Base Exit Sign, ECM-161, LED Exit Sign | See Note 1 | 0 | 0 | See Note 2
904 | Commercial, Existing, School, Base Exit Sign, ECM-161, LED Exit Sign | See Note 1 | 0 | 0 | See Note 2
905 | Commercial, Existing, College, Base Exit Sign, ECM-161, LED Exit Sign | See Note 1 | 0 | 0 | See Note 2
906 | Commercial, Existing, Hospital, Base Exit Sign, ECM-161, LED Exit Sign | See Note 1 | 0 | 0 | See Note 2
907 | Commercial, Existing, Other Health, Base Exit Sign, ECM-161, LED Exit Sign | See Note 1 | 0 | 0 | See Note 2
908 | Commercial, Existing, Warehouse, Base Exit Sign, ECM-161, LED Exit Sign | See Note 1 | 0 | 0 | See Note 2
909 | Commercial, Existing, Hotel, Base Exit Sign, ECM-161, LED Exit Sign | See Note 1 | 0 | 0 | See Note 2
910 | Commercial, Existing, Other, Base Exit Sign, ECM-161, LED Exit Sign | See Note 1 | 0 | 0 | See Note 2
911 | Commercial, Existing, Office, Base Outdoor Mercury Vapor 400W Lamp, ECM-201, High Pressure Sodium 250W Lamp | See Note 1 | 0 | 0 | See Note 2
912 | Commercial, Existing, Restaurant, Base Outdoor Mercury Vapor 400W Lamp, ECM-201, High Pressure Sodium 250W Lamp | See Note 1 | 0 | 0 | See Note 2
913 | Commercial, Existing, Retail, Base Outdoor Mercury Vapor 400W Lamp, ECM-201, High Pressure Sodium 250W Lamp | See Note 1 | 0 | 0 | See Note 2
914 | Commercial, Existing, FoodStore, Base Outdoor Mercury Vapor 400W Lamp, ECM-201, High Pressure Sodium 250W Lamp | See Note 1 | 0 | 0 | See Note 2
915 | Commercial, Existing, School, Base Outdoor Mercury Vapor 400W Lamp, ECM-201, High Pressure Sodium 250W Lamp | See Note 1 | 0 | 0 | See Note 2
916 | Commercial, Existing, College, Base Outdoor Mercury Vapor 400W Lamp, ECM-201, High Pressure Sodium 250W Lamp | See Note 1 | 0 | 0 | See Note 2
917 | Commercial, Existing, Hospital, Base Outdoor Mercury Vapor 400W Lamp, ECM-201, High Pressure Sodium 250W Lamp | See Note 1 | 0 | 0 | See Note 2
918 | Commercial, Existing, Other Health, Base Outdoor Mercury Vapor 400W Lamp, ECM-201, High Pressure Sodium 250W Lamp | See Note 1 | 0 | 0 | See Note 2
919 | Commercial, Existing, Warehouse, Base Outdoor Mercury Vapor 400W Lamp, ECM-201, High Pressure Sodium 250W Lamp | See Note 1 | 0 | 0 | See Note 2
920 | Commercial, Existing, Hotel, Base Outdoor Mercury Vapor 400W Lamp, ECM-201, High Pressure Sodium 250W Lamp | See Note 1 | 0 | 0 | See Note 2
921 | Commercial, Existing, Other, Base Outdoor Mercury Vapor 400W Lamp, ECM-201, High Pressure Sodium 250W Lamp | See Note 1 | 0 | 0 | See Note 2
922 | Commercial, Existing, Office, Base Outdoor Mercury Vapor 400W Lamp, ECM-202, Outdoor Lighting Controls (Photocell/Timeclock) | See Note 1 | 0 | 0 | See Note 2
923 | Commercial, Existing, Restaurant, Base Outdoor Mercury Vapor 400W Lamp, ECM-202, Outdoor Lighting Controls (Photocell/Timeclock) | See Note 1 | 0 | 0 | See Note 2
924 | Commercial, Existing, Retail, Base Outdoor Mercury Vapor 400W Lamp, ECM-202, Outdoor Lighting Controls (Photocell/Timeclock) | See Note 1 | 0 | 0 | See Note 2
925 | Commercial, Existing, FoodStore, Base Outdoor Mercury Vapor 400W Lamp, ECM-202, Outdoor Lighting Controls (Photocell/Timeclock) | See Note 1 | 0 | 0 | See Note 2
926 | Commercial, Existing, School, Base Outdoor Mercury Vapor 400W Lamp, ECM-202, Outdoor Lighting Controls (Photocell/Timeclock) | See Note 1 | 0 | 0 | See Note 2
927 | Commercial, Existing, College, Base Outdoor Mercury Vapor 400W Lamp, ECM-202, Outdoor Lighting Controls (Photocell/Timeclock) | See Note 1 | 0 | 0 | See Note 2
928 | Commercial, Existing, Hospital, Base Outdoor Mercury Vapor 400W Lamp, ECM-202, Outdoor Lighting Controls (Photocell/Timeclock) | See Note 1 | 0 | 0 | See Note 2
929 | Commercial, Existing, Other Health, Base Outdoor Mercury Vapor 400W Lamp, ECM-202, Outdoor Lighting Controls (Photocell/Timeclock) | See Note 1 | 0 | 0 | See Note 2
930 | Commercial, Existing, Warehouse, Base Outdoor Mercury Vapor 400W Lamp, ECM-202, Outdoor Lighting Controls (Photocell/Timeclock) | See Note 1 | 0 | 0 | See Note 2
931 | Commercial, Existing, Hotel, Base Outdoor Mercury Vapor 400W Lamp, ECM-202, Outdoor Lighting Controls (Photocell/Timeclock) | See Note 1 | 0 | 0 | See Note 2
932 | Commercial, Existing, Other, Base Outdoor Mercury Vapor 400W Lamp, ECM-202, Outdoor Lighting Controls (Photocell/Timeclock) | See Note 1 | 0 | 0 | See Note 2
933 | Commercial, Existing, Office, Base Outdoor Mercury Vapor 400W Lamp, ECM-203, LED Outdoor, 105W | See Note 1 | 0 | 0 | See Note 2
934 | Commercial, Existing, Restaurant, Base Outdoor Mercury Vapor 400W Lamp, ECM-203, LED Outdoor, 105W | See Note 1 | 0 | 0 | See Note 2
935 | Commercial, Existing, Retail, Base Outdoor Mercury Vapor 400W Lamp, ECM-203, LED Outdoor, 105W | See Note 1 | 0 | 0 | See Note 2
936 | Commercial, Existing, FoodStore, Base Outdoor Mercury Vapor 400W Lamp, ECM-203, LED Outdoor, 105W | See Note 1 | 0 | 0 | See Note 2
937 | Commercial, Existing, School, Base Outdoor Mercury Vapor 400W Lamp, ECM-203, LED Outdoor, 105W | See Note 1 | 0 | 0 | See Note 2
938 | Commercial, Existing, College, Base Outdoor Mercury Vapor 400W Lamp, ECM-203, LED Outdoor, 105W | See Note 1 | 0 | 0 | See Note 2
939 | Commercial, Existing, Hospital, Base Outdoor Mercury Vapor 400W Lamp, ECM-203, LED Outdoor, 105W | See Note 1 | 0 | 0 | See Note 2
940 | Commercial, Existing, Other Health, Base Outdoor Mercury Vapor 400W Lamp, ECM-203, LED Outdoor, 105W | See Note 1 | 0 | 0 | See Note 2
941 | Commercial, Existing, Warehouse, Base Outdoor Mercury Vapor 400W Lamp, ECM-203, LED Outdoor, 105W | See Note 1 | 0 | 0 | See Note 2
942 | Commercial, Existing, Hotel, Base Outdoor Mercury Vapor 400W Lamp, ECM-203, LED Outdoor, 105W | See Note 1 | 0 | 0 | See Note 2
943 | Commercial, Existing, Other, Base Outdoor Mercury Vapor 400W Lamp, ECM-203, LED Outdoor, 105W | See Note 1 | 0 | 0 | See Note 2
944 | Commercial, Existing, Office, Base Outdoor HID Lamp, ECM-211, Outdoor Lighting Controls (Photocell/Timeclock) | See Note 1 | 0 | 0 | See Note 2
945 | Commercial, Existing, Restaurant, Base Outdoor HID Lamp, ECM-211, Outdoor Lighting Controls (Photocell/Timeclock) | See Note 1 | 0 | 0 | See Note 2
946 | Commercial, Existing, Retail, Base Outdoor HID Lamp, ECM-211, Outdoor Lighting Controls (Photocell/Timeclock) | See Note 1 | 0 | 0 | See Note 2
947 | Commercial, Existing, FoodStore, Base Outdoor HID Lamp, ECM-211, Outdoor Lighting Controls (Photocell/Timeclock) | See Note 1 | 0 | 0 | See Note 2
948 | Commercial, Existing, School, Base Outdoor HID Lamp, ECM-211, Outdoor Lighting Controls (Photocell/Timeclock) | See Note 1 | 0 | 0 | See Note 2
949 | Commercial, Existing, College, Base Outdoor HID Lamp, ECM-211, Outdoor Lighting Controls (Photocell/Timeclock) | See Note 1 | 0 | 0 | See Note 2
950 | Commercial, Existing, Hospital, Base Outdoor HID Lamp, ECM-211, Outdoor Lighting Controls (Photocell/Timeclock) | See Note 1 | 0 | 0 | See Note 2
951 | Commercial, Existing, Other Health, Base Outdoor HID Lamp, ECM-211, Outdoor Lighting Controls (Photocell/Timeclock) | See Note 1 | 0 | 0 | See Note 2
952 | Commercial, Existing, Warehouse, Base Outdoor HID Lamp, ECM-211, Outdoor Lighting Controls (Photocell/Timeclock) | See Note 1 | 0 | 0 | See Note 2
953 | Commercial, Existing, Hotel, Base Outdoor HID Lamp, ECM-211, Outdoor Lighting Controls (Photocell/Timeclock) | See Note 1 | 0 | 0 | See Note 2
954 | Commercial, Existing, Other, Base Outdoor HID Lamp, ECM-211, Outdoor Lighting Controls (Photocell/Timeclock) | See Note 1 | 0 | 0 | See Note 2
955 | Commercial, Existing, Office, Base Centrifugal Chiller, 0.58 kW/ton, 500 tons, ECM-301, Centrifugal Chiller, 0.51 kW/ton, 500 tons | See Note 1 | 0 | 0 | See Note 2
956 | Commercial, New, Office, Base Centrifugal Chiller, 0.58 kW/ton, 500 tons, ECM-301, Cooling & Ventilation 10% More Efficient Design | See Note 1 | 0 | 0 | See Note 2
957 | Commercial, Existing, Restaurant, Base Centrifugal Chiller, 0.58 kW/ton, 500 tons, ECM-301, Centrifugal Chiller, 0.51 kW/ton, 500 tons | See Note 1 | 0 | 0 | See Note 2
958 | Commercial, New, Restaurant, Base Centrifugal Chiller, 0.58 kW/ton, 500 tons, ECM-301, Cooling & Ventilation 10% More Efficient Design | See Note 1 | 0 | 0 | See Note 2
959 | Commercial, Existing, Retail, Base Centrifugal Chiller, 0.58 kW/ton, 500 tons, ECM-301, Centrifugal Chiller, 0.51 kW/ton, 500 tons | See Note 1 | 0 | 0 | See Note 2
960 | Commercial, New, Retail, Base Centrifugal Chiller, 0.58 kW/ton, 500 tons, ECM-301, Cooling & Ventilation 10% More Efficient Design | See Note 1 | 0 | 0 | See Note 2
961 | Commercial, Existing, FoodStore, Base Centrifugal Chiller, 0.58 kW/ton, 500 tons, ECM-301, Centrifugal Chiller, 0.51 kW/ton, 500 tons | See Note 1 | 0 | 0 | See Note 2
962 | Commercial, New, FoodStore, Base Centrifugal Chiller, 0.58 kW/ton, 500 tons, ECM-301, Cooling & Ventilation 10% More Efficient Design | See Note 1 | 0 | 0 | See Note 2
963 | Commercial, Existing, School, Base Centrifugal Chiller, 0.58 kW/ton, 500 tons, ECM-301, Centrifugal Chiller, 0.51 kW/ton, 500 tons | See Note 1 | 0 | 0 | See Note 2
964 | Commercial, New, School, Base Centrifugal Chiller, 0.58 kW/ton, 500 tons, ECM-301, Cooling & Ventilation 10% More Efficient Design | See Note 1 | 0 | 0 | See Note 2
965 | Commercial, Existing, College, Base Centrifugal Chiller, 0.58 kW/ton, 500 tons, ECM-301, Centrifugal Chiller, 0.51 kW/ton, 500 tons | See Note 1 | 0 | 0 | See Note 2
966 | Commercial, New, College, Base Centrifugal Chiller, 0.58 kW/ton, 500 tons, ECM-301, Cooling & Ventilation 10% More Efficient Design | See Note 1 | 0 | 0 | See Note 2
967 | Commercial, Existing, Hospital, Base Centrifugal Chiller, 0.58 kW/ton, 500 tons, ECM-301, Centrifugal Chiller, 0.51 kW/ton, 500 tons | See Note 1 | 0 | 0 | See Note 2
968 | Commercial, New, Hospital, Base Centrifugal Chiller, 0.58 kW/ton, 500 tons, ECM-301, Cooling & Ventilation 10% More Efficient Design | See Note 1 | 0 | 0 | See Note 2
969 | Commercial, Existing, Other Health, Base Centrifugal Chiller, 0.58 kW/ton, 500 tons, ECM-301, Centrifugal Chiller, 0.51 kW/ton, 500 tons | See Note 1 | 0 | 0 | See Note 2
970 | Commercial, New, Other Health, Base Centrifugal Chiller, 0.58 kW/ton, 500 tons, ECM-301, Cooling & Ventilation 10% More Efficient Design | See Note 1 | 0 | 0 | See Note 2
971 | Commercial, Existing, Warehouse, Base Centrifugal Chiller, 0.58 kW/ton, 500 tons, ECM-301, Centrifugal Chiller, 0.51 kW/ton, 500 tons | See Note 1 | 0 | 0 | See Note 2
972 | Commercial, New, Warehouse, Base Centrifugal Chiller, 0.58 kW/ton, 500 tons, ECM-301, Cooling & Ventilation 10% More Efficient Design | See Note 1 | 0 | 0 | See Note 2
973 | Commercial, Existing, Hotel, Base Centrifugal Chiller, 0.58 kW/ton, 500 tons, ECM-301, Centrifugal Chiller, 0.51 kW/ton, 500 tons | See Note 1 | 0 | 0 | See Note 2
974 | Commercial, New, Hotel, Base Centrifugal Chiller, 0.58 kW/ton, 500 tons, ECM-301, Cooling & Ventilation 10% More Efficient Design | See Note 1 | 0 | 0 | See Note 2
975 | Commercial, Existing, Other, Base Centrifugal Chiller, 0.58 kW/ton, 500 tons, ECM-301, Centrifugal Chiller, 0.51 kW/ton, 500 tons | See Note 1 | 0 | 0 | See Note 2
976 | Commercial, New, Other, Base Centrifugal Chiller, 0.58 kW/ton, 500 tons, ECM-301, Cooling & Ventilation 10% More Efficient Design | See Note 1 | 0 | 0 | See Note 2
977 | Commercial, Existing, Office, Base Centrifugal Chiller, 0.58 kW/ton, 500 tons, ECM-302, High Efficiency Chiller Motors | See Note 1 | 0 | 0 | See Note 2
978 | Commercial, New, Office, Base Centrifugal Chiller, 0.58 kW/ton, 500 tons, ECM-302, Cooling & Ventilation 30% More Efficient Design | See Note 1 | 0 | 0 | See Note 2
979 | Commercial, Existing, Restaurant, Base Centrifugal Chiller, 0.58 kW/ton, 500 tons, ECM-302, High Efficiency Chiller Motors | See Note 1 | 0 | 0 | See Note 2
980 | Commercial, New, Restaurant, Base Centrifugal Chiller, 0.58 kW/ton, 500 tons, ECM-302, Cooling & Ventilation 30% More Efficient Design | See Note 1 | 0 | 0 | See Note 2
981 | Commercial, Existing, Retail, Base Centrifugal Chiller, 0.58 kW/ton, 500 tons, ECM-302, High Efficiency Chiller Motors | See Note 1 | 0 | 0 | See Note 2
982 | Commercial, New, Retail, Base Centrifugal Chiller, 0.58 kW/ton, 500 tons, ECM-302, Cooling & Ventilation 30% More Efficient Design | See Note 1 | 0 | 0 | See Note 2
983 | Commercial, Existing, FoodStore, Base Centrifugal Chiller, 0.58 kW/ton, 500 tons, ECM-302, High Efficiency Chiller Motors | See Note 1 | 0 | 0 | See Note 2
984 | Commercial, New, FoodStore, Base Centrifugal Chiller, 0.58 kW/ton, 500 tons, ECM-302, Cooling & Ventilation 30% More Efficient Design | See Note 1 | 0 | 0 | See Note 2
985 | Commercial, Existing, School, Base Centrifugal Chiller, 0.58 kW/ton, 500 tons, ECM-302, High Efficiency Chiller Motors | See Note 1 | 0 | 0 | See Note 2
986 | Commercial, New, School, Base Centrifugal Chiller, 0.58 kW/ton, 500 tons, ECM-302, Cooling & Ventilation 30% More Efficient Design | See Note 1 | 0 | 0 | See Note 2
987 | Commercial, Existing, College, Base Centrifugal Chiller, 0.58 kW/ton, 500 tons, ECM-302, High Efficiency Chiller Motors | See Note 1 | 0 | 0 | See Note 2
988 | Commercial, New, College, Base Centrifugal Chiller, 0.58 kW/ton, 500 tons, ECM-302, Cooling & Ventilation 30% More Efficient Design | See Note 1 | 0 | 0 | See Note 2
989 | Commercial, Existing, Hospital, Base Centrifugal Chiller, 0.58 kW/ton, 500 tons, ECM-302, High Efficiency Chiller Motors | See Note 1 | 0 | 0 | See Note 2
990 | Commercial, New, Hospital, Base Centrifugal Chiller, 0.58 kW/ton, 500 tons, ECM-302, Cooling & Ventilation 30% More Efficient Design | See Note 1 | 0 | 0 | See Note 2
991 | Commercial, Existing, Other Health, Base Centrifugal Chiller, 0.58 kW/ton, 500 tons, ECM-302, High Efficiency Chiller Motors | See Note 1 | 0 | 0 | See Note 2
992 | Commercial, New, Other Health, Base Centrifugal Chiller, 0.58 kW/ton, 500 tons, ECM-302, Cooling & Ventilation 30% More Efficient Design | See Note 1 | 0 | 0 | See Note 2
993 | Commercial, Existing, Warehouse, Base Centrifugal Chiller, 0.58 kW/ton, 500 tons, ECM-302, High Efficiency Chiller Motors | See Note 1 | 0 | 0 | See Note 2
994 | Commercial, New, Warehouse, Base Centrifugal Chiller, 0.58 kW/ton, 500 tons, ECM-302, Cooling & Ventilation 30% More Efficient Design | See Note 1 | 0 | 0 | See Note 2
995 | Commercial, Existing, Hotel, Base Centrifugal Chiller, 0.58 kW/ton, 500 tons, ECM-302, High Efficiency Chiller Motors | See Note 1 | 0 | 0 | See Note 2
996 | Commercial, New, Hotel, Base Centrifugal Chiller, 0.58 kW/ton, 500 tons, ECM-302, Cooling & Ventilation 30% More Efficient Design | See Note 1 | 0 | 0 | See Note 2
997 | Commercial, Existing, Other, Base Centrifugal Chiller, 0.58 kW/ton, 500 tons, ECM-302, High Efficiency Chiller Motors | See Note 1 | 0 | 0 | See Note 2
998 | Commercial, New, Other, Base Centrifugal Chiller, 0.58 kW/ton, 500 tons, ECM-302, Cooling & Ventilation 30% More Efficient Design | See Note 1 | 0 | 0 | See Note 2
999 | Commercial, Existing, Office, Base Centrifugal Chiller, 0.58 kW/ton, 500 tons, ECM-304, EMS - Chiller | See Note 1 | 0 | 0 | See Note 2
1000 | Commercial, Existing, Restaurant, Base Centrifugal Chiller, 0.58 kW/ton, 500 tons, ECM-304, EMS - Chiller | See Note 1 | 0 | 0 | See Note 2
1001 | Commercial, Existing, Retail, Base Centrifugal Chiller, 0.58 kW/ton, 500 tons, ECM-304, EMS - Chiller | See Note 1 | 0 | 0 | See Note 2
1002 | Commercial, Existing, FoodStore, Base Centrifugal Chiller, 0.58 kW/ton, 500 tons, ECM-304, EMS - Chiller | See Note 1 | 0 | 0 | See Note 2
1003 | Commercial, Existing, School, Base Centrifugal Chiller, 0.58 kW/ton, 500 tons, ECM-304, EMS - Chiller | See Note 1 | 0 | 0 | See Note 2
1004 | Commercial, Existing, College, Base Centrifugal Chiller, 0.58 kW/ton, 500 tons, ECM-304, EMS - Chiller | See Note 1 | 0 | 0 | See Note 2
1005 | Commercial, Existing, Hospital, Base Centrifugal Chiller, 0.58 kW/ton, 500 tons, ECM-304, EMS - Chiller | See Note 1 | 0 | 0 | See Note 2
1006 | Commercial, Existing, Other Health, Base Centrifugal Chiller, 0.58 kW/ton, 500 tons, ECM-304, EMS - Chiller | See Note 1 | 0 | 0 | See Note 2
1007 | Commercial, Existing, Warehouse, Base Centrifugal Chiller, 0.58 kW/ton, 500 tons, ECM-304, EMS - Chiller | See Note 1 | 0 | 0 | See Note 2
1008 | Commercial, Existing, Hotel, Base Centrifugal Chiller, 0.58 kW/ton, 500 tons, ECM-304, EMS - Chiller | See Note 1 | 0 | 0 | See Note 2
1009 | Commercial, Existing, Other, Base Centrifugal Chiller, 0.58 kW/ton, 500 tons, ECM-304, EMS - Chiller | See Note 1 | 0 | 0 | See Note 2
1010 | Commercial, Existing, Office, Base Centrifugal Chiller, 0.58 kW/ton, 500 tons, ECM-305, Chiller Tune Up/Diagnostics | See Note 1 | 0 | 0 | See Note 2
1011 | Commercial, Existing, Restaurant, Base Centrifugal Chiller, 0.58 kW/ton, 500 tons, ECM-305, Chiller Tune Up/Diagnostics | See Note 1 | 0 | 0 | See Note 2
1012 | Commercial, Existing, Retail, Base Centrifugal Chiller, 0.58 kW/ton, 500 tons, ECM-305, Chiller Tune Up/Diagnostics | See Note 1 | 0 | 0 | See Note 2
1013 | Commercial, Existing, FoodStore, Base Centrifugal Chiller, 0.58 kW/ton, 500 tons, ECM-305, Chiller Tune Up/Diagnostics | See Note 1 | 0 | 0 | See Note 2
1014 | Commercial, Existing, School, Base Centrifugal Chiller, 0.58 kW/ton, 500 tons, ECM-305, Chiller Tune Up/Diagnostics | See Note 1 | 0 | 0 | See Note 2
1015 | Commercial, Existing, College, Base Centrifugal Chiller, 0.58 kW/ton, 500 tons, ECM-305, Chiller Tune Up/Diagnostics | See Note 1 | 0 | 0 | See Note 2
1016 | Commercial, Existing, Hospital, Base Centrifugal Chiller, 0.58 kW/ton, 500 tons, ECM-305, Chiller Tune Up/Diagnostics | See Note 1 | 0 | 0 | See Note 2
1017 | Commercial, Existing, Other Health, Base Centrifugal Chiller, 0.58 kW/ton, 500 tons, ECM-305, Chiller Tune Up/Diagnostics | See Note 1 | 0 | 0 | See Note 2
1018 | Commercial, Existing, Warehouse, Base Centrifugal Chiller, 0.58 kW/ton, 500 tons, ECM-305, Chiller Tune Up/Diagnostics | See Note 1 | 0 | 0 | See Note 2
1019 | Commercial, Existing, Hotel, Base Centrifugal Chiller, 0.58 kW/ton, 500 tons, ECM-305, Chiller Tune Up/Diagnostics | See Note 1 | 0 | 0 | See Note 2
1020 | Commercial, Existing, Other, Base Centrifugal Chiller, 0.58 kW/ton, 500 tons, ECM-305, Chiller Tune Up/Diagnostics | See Note 1 | 0 | 0 | See Note 2
1021 | Commercial, Existing, Office, Base Centrifugal Chiller, 0.58 kW/ton, 500 tons, ECM-306, VSD for Chiller Pumps and Towers | See Note 1 | 0 | 0 | See Note 2
1022 | Commercial, Existing, Restaurant, Base Centrifugal Chiller, 0.58 kW/ton, 500 tons, ECM-306, VSD for Chiller Pumps and Towers | See Note 1 | 0 | 0 | See Note 2
1023 | Commercial, Existing, Retail, Base Centrifugal Chiller, 0.58 kW/ton, 500 tons, ECM-306, VSD for Chiller Pumps and Towers | See Note 1 | 0 | 0 | See Note 2
1024 | Commercial, Existing, FoodStore, Base Centrifugal Chiller, 0.58 kW/ton, 500 tons, ECM-306, VSD for Chiller Pumps and Towers | See Note 1 | 0 | 0 | See Note 2
1025 | Commercial, Existing, School, Base Centrifugal Chiller, 0.58 kW/ton, 500 tons, ECM-306, VSD for Chiller Pumps and Towers | See Note 1 | 0 | 0 | See Note 2
1026 | Commercial, Existing, College, Base Centrifugal Chiller, 0.58 kW/ton, 500 tons, ECM-306, VSD for Chiller Pumps and Towers | See Note 1 | 0 | 0 | See Note 2
1027 | Commercial, Existing, Hospital, Base Centrifugal Chiller, 0.58 kW/ton, 500 tons, ECM-306, VSD for Chiller Pumps and Towers | See Note 1 | 0 | 0 | See Note 2
1028 | Commercial, Existing, Other Health, Base Centrifugal Chiller, 0.58 kW/ton, 500 tons, ECM-306, VSD for Chiller Pumps and Towers | See Note 1 | 0 | 0 | See Note 2
1029 | Commercial, Existing, Warehouse, Base Centrifugal Chiller, 0.58 kW/ton, 500 tons, ECM-306, VSD for Chiller Pumps and Towers | See Note 1 | 0 | 0 | See Note 2
1030 | Commercial, Existing, Hotel, Base Centrifugal Chiller, 0.58 kW/ton, 500 tons, ECM-306, VSD for Chiller Pumps and Towers | See Note 1 | 0 | 0 | See Note 2
1031 | Commercial, Existing, Other, Base Centrifugal Chiller, 0.58 kW/ton, 500 tons, ECM-306, VSD for Chiller Pumps and Towers | See Note 1 | 0 | 0 | See Note 2
1032 | Commercial, Existing, Office, Base Centrifugal Chiller, 0.58 kW/ton, 500 tons, ECM-307, EMS Optimization | See Note 1 | 0 | 0 | See Note 2
1033 | Commercial, Existing, Restaurant, Base Centrifugal Chiller, 0.58 kW/ton, 500 tons, ECM-307, EMS Optimization | See Note 1 | 0 | 0 | See Note 2
1034 | Commercial, Existing, Retail, Base Centrifugal Chiller, 0.58 kW/ton, 500 tons, ECM-307, EMS Optimization | See Note 1 | 0 | 0 | See Note 2
1035 | Commercial, Existing, FoodStore, Base Centrifugal Chiller, 0.58 kW/ton, 500 tons, ECM-307, EMS Optimization | See Note 1 | 0 | 0 | See Note 2
1036 | Commercial, Existing, School, Base Centrifugal Chiller, 0.58 kW/ton, 500 tons, ECM-307, EMS Optimization | See Note 1 | 0 | 0 | See Note 2
1037 | Commercial, Existing, College, Base Centrifugal Chiller, 0.58 kW/ton, 500 tons, ECM-307, EMS Optimization | See Note 1 | 0 | 0 | See Note 2
1038 | Commercial, Existing, Hospital, Base Centrifugal Chiller, 0.58 kW/ton, 500 tons, ECM-307, EMS Optimization | See Note 1 | 0 | 0 | See Note 2
1039 | Commercial, Existing, Other Health, Base Centrifugal Chiller, 0.58 kW/ton, 500 tons, ECM-307, EMS Optimization | See Note 1 | 0 | 0 | See Note 2
1040 | Commercial, Existing, Warehouse, Base Centrifugal Chiller, 0.58 kW/ton, 500 tons, ECM-307, EMS Optimization | See Note 1 | 0 | 0 | See Note 2
1041 | Commercial, Existing, Hotel, Base Centrifugal Chiller, 0.58 kW/ton, 500 tons, ECM-307, EMS Optimization | See Note 1 | 0 | 0 | See Note 2
1042 | Commercial, Existing, Other, Base Centrifugal Chiller, 0.58 kW/ton, 500 tons, ECM-307, EMS Optimization | See Note 1 | 0 | 0 | See Note 2
1043 | Commercial, Existing, Office, Base Centrifugal Chiller, 0.58 kW/ton, 500 tons, ECM-308, Aerosole Duct Sealing | See Note 1 | 0 | 0 | See Note 2
1044 | Commercial, Existing, Restaurant, Base Centrifugal Chiller, 0.58 kW/ton, 500 tons, ECM-308, Aerosole Duct Sealing | See Note 1 | 0 | 0 | See Note 2
1045 | Commercial, Existing, Retail, Base Centrifugal Chiller, 0.58 kW/ton, 500 tons, ECM-308, Aerosole Duct Sealing | See Note 1 | 0 | 0 | See Note 2
1046 | Commercial, Existing, FoodStore, Base Centrifugal Chiller, 0.58 kW/ton, 500 tons, ECM-308, Aerosole Duct Sealing | See Note 1 | 0 | 0 | See Note 2
1047 | Commercial, Existing, School, Base Centrifugal Chiller, 0.58 kW/ton, 500 tons, ECM-308, Aerosole Duct Sealing | See Note 1 | 0 | 0 | See Note 2
1048 | Commercial, Existing, College, Base Centrifugal Chiller, 0.58 kW/ton, 500 tons, ECM-308, Aerosole Duct Sealing | See Note 1 | 0 | 0 | See Note 2
1049 | Commercial, Existing, Hospital, Base Centrifugal Chiller, 0.58 kW/ton, 500 tons, ECM-308, Aerosole Duct Sealing | See Note 1 | 0 | 0 | See Note 2
1050 | Commercial, Existing, Other Health, Base Centrifugal Chiller, 0.58 kW/ton, 500 tons, ECM-308, Aerosole Duct Sealing | See Note 1 | 0 | 0 | See Note 2
1051 | Commercial, Existing, Warehouse, Base Centrifugal Chiller, 0.58 kW/ton, 500 tons, ECM-308, Aerosole Duct Sealing | See Note 1 | 0 | 0 | See Note 2
1052 | Commercial, Existing, Hotel, Base Centrifugal Chiller, 0.58 kW/ton, 500 tons, ECM-308, Aerosole Duct Sealing | See Note 1 | 0 | 0 | See Note 2
1053 | Commercial, Existing, Other, Base Centrifugal Chiller, 0.58 kW/ton, 500 tons, ECM-308, Aerosole Duct Sealing | See Note 1 | 0 | 0 | See Note 2
1054 | Commercial, Existing, Office, Base Centrifugal Chiller, 0.58 kW/ton, 500 tons, ECM-309, Duct/Pipe Insulation | See Note 1 | 0 | 0 | See Note 2
1055 | Commercial, Existing, Restaurant, Base Centrifugal Chiller, 0.58 kW/ton, 500 tons, ECM-309, Duct/Pipe Insulation | See Note 1 | 0 | 0 | See Note 2
1056 | Commercial, Existing, Retail, Base Centrifugal Chiller, 0.58 kW/ton, 500 tons, ECM-309, Duct/Pipe Insulation | See Note 1 | 0 | 0 | See Note 2
1057 | Commercial, Existing, FoodStore, Base Centrifugal Chiller, 0.58 kW/ton, 500 tons, ECM-309, Duct/Pipe Insulation | See Note 1 | 0 | 0 | See Note 2
1058 | Commercial, Existing, School, Base Centrifugal Chiller, 0.58 kW/ton, 500 tons, ECM-309, Duct/Pipe Insulation | See Note 1 | 0 | 0 | See Note 2
1059 | Commercial, Existing, College, Base Centrifugal Chiller, 0.58 kW/ton, 500 tons, ECM-309, Duct/Pipe Insulation | See Note 1 | 0 | 0 | See Note 2
1060 | Commercial, Existing, Hospital, Base Centrifugal Chiller, 0.58 kW/ton, 500 tons, ECM-309, Duct/Pipe Insulation | See Note 1 | 0 | 0 | See Note 2
1061 | Commercial, Existing, Other Health, Base Centrifugal Chiller, 0.58 kW/ton, 500 tons, ECM-309, Duct/Pipe Insulation | See Note 1 | 0 | 0 | See Note 2
1062 | Commercial, Existing, Warehouse, Base Centrifugal Chiller, 0.58 kW/ton, 500 tons, ECM-309, Duct/Pipe Insulation | See Note 1 | 0 | 0 | See Note 2
1063 | Commercial, Existing, Hotel, Base Centrifugal Chiller, 0.58 kW/ton, 500 tons, ECM-309, Duct/Pipe Insulation | See Note 1 | 0 | 0 | See Note 2
1064 | Commercial, Existing, Other, Base Centrifugal Chiller, 0.58 kW/ton, 500 tons, ECM-309, Duct/Pipe Insulation | See Note 1 | 0 | 0 | See Note 2
1065 | Commercial, Existing, Office, Base Centrifugal Chiller, 0.58 kW/ton, 500 tons, ECM-311, Window Film (Standard) | See Note 1 | 0 | 0 | See Note 2
1066 | Commercial, Existing, Restaurant, Base Centrifugal Chiller, 0.58 kW/ton, 500 tons, ECM-311, Window Film (Standard) | See Note 1 | 0 | 0 | See Note 2
1067 | Commercial, Existing, Retail, Base Centrifugal Chiller, 0.58 kW/ton, 500 tons, ECM-311, Window Film (Standard) | See Note 1 | 0 | 0 | See Note 2
1068 | Commercial, Existing, FoodStore, Base Centrifugal Chiller, 0.58 kW/ton, 500 tons, ECM-311, Window Film (Standard) | See Note 1 | 0 | 0 | See Note 2
1069 | Commercial, Existing, School, Base Centrifugal Chiller, 0.58 kW/ton, 500 tons, ECM-311, Window Film (Standard) | See Note 1 | 0 | 0 | See Note 2
1070 | Commercial, Existing, College, Base Centrifugal Chiller, 0.58 kW/ton, 500 tons, ECM-311, Window Film (Standard) | See Note 1 | 0 | 0 | See Note 2
1071 | Commercial, Existing, Hospital, Base Centrifugal Chiller, 0.58 kW/ton, 500 tons, ECM-311, Window Film (Standard) | See Note 1 | 0 | 0 | See Note 2
1072 | Commercial, Existing, Other Health, Base Centrifugal Chiller, 0.58 kW/ton, 500 tons, ECM-311, Window Film (Standard) | See Note 1 | 0 | 0 | See Note 2
1073 | Commercial, Existing, Warehouse, Base Centrifugal Chiller, 0.58 kW/ton, 500 tons, ECM-311, Window Film (Standard) | See Note 1 | 0 | 0 | See Note 2
1074 | Commercial, Existing, Hotel, Base Centrifugal Chiller, 0.58 kW/ton, 500 tons, ECM-311, Window Film (Standard) | See Note 1 | 0 | 0 | See Note 2
1075 | Commercial, Existing, Other, Base Centrifugal Chiller, 0.58 kW/ton, 500 tons, ECM-311, Window Film (Standard) | See Note 1 | 0 | 0 | See Note 2
1076 | Commercial, Existing, Office, Base Centrifugal Chiller, 0.58 kW/ton, 500 tons, ECM-313, Ceiling Insulation | See Note 1 | 0 | 0 | See Note 2
1077 | Commercial, Existing, Restaurant, Base Centrifugal Chiller, 0.58 kW/ton, 500 tons, ECM-313, Ceiling Insulation | See Note 1 | 0 | 0 | See Note 2
1078 | Commercial, Existing, Retail, Base Centrifugal Chiller, 0.58 kW/ton, 500 tons, ECM-313, Ceiling Insulation | See Note 1 | 0 | 0 | See Note 2
1079 | Commercial, Existing, FoodStore, Base Centrifugal Chiller, 0.58 kW/ton, 500 tons, ECM-313, Ceiling Insulation | See Note 1 | 0 | 0 | See Note 2
1080 | Commercial, Existing, School, Base Centrifugal Chiller, 0.58 kW/ton, 500 tons, ECM-313, Ceiling Insulation | See Note 1 | 0 | 0 | See Note 2
1081 | Commercial, Existing, College, Base Centrifugal Chiller, 0.58 kW/ton, 500 tons, ECM-313, Ceiling Insulation | See Note 1 | 0 | 0 | See Note 2
1082 | Commercial, Existing, Hospital, Base Centrifugal Chiller, 0.58 kW/ton, 500 tons, ECM-313, Ceiling Insulation | See Note 1 | 0 | 0 | See Note 2
1083 | Commercial, Existing, Other Health, Base Centrifugal Chiller, 0.58 kW/ton, 500 tons, ECM-313, Ceiling Insulation | See Note 1 | 0 | 0 | See Note 2
1084 | Commercial, Existing, Warehouse, Base Centrifugal Chiller, 0.58 kW/ton, 500 tons, ECM-313, Ceiling Insulation | See Note 1 | 0 | 0 | See Note 2
1085 | Commercial, Existing, Hotel, Base Centrifugal Chiller, 0.58 kW/ton, 500 tons, ECM-313, Ceiling Insulation | See Note 1 | 0 | 0 | See Note 2
1086 | Commercial, Existing, Other, Base Centrifugal Chiller, 0.58 kW/ton, 500 tons, ECM-313, Ceiling Insulation | See Note 1 | 0 | 0 | See Note 2
1087 | Commercial, Existing, Office, Base Centrifugal Chiller, 0.58 kW/ton, 500 tons, ECM-314, Roof Insulation | See Note 1 | 0 | 0 | See Note 2
1088 | Commercial, Existing, Restaurant, Base Centrifugal Chiller, 0.58 kW/ton, 500 tons, ECM-314, Roof Insulation | See Note 1 | 0 | 0 | See Note 2
1089 | Commercial, Existing, Retail, Base Centrifugal Chiller, 0.58 kW/ton, 500 tons, ECM-314, Roof Insulation | See Note 1 | 0 | 0 | See Note 2
1090 | Commercial, Existing, FoodStore, Base Centrifugal Chiller, 0.58 kW/ton, 500 tons, ECM-314, Roof Insulation | See Note 1 | 0 | 0 | See Note 2
1091 | Commercial, Existing, School, Base Centrifugal Chiller, 0.58 kW/ton, 500 tons, ECM-314, Roof Insulation | See Note 1 | 0 | 0 | See Note 2
1092 | Commercial, Existing, College, Base Centrifugal Chiller, 0.58 kW/ton, 500 tons, ECM-314, Roof Insulation | See Note 1 | 0 | 0 | See Note 2
1093 | Commercial, Existing, Hospital, Base Centrifugal Chiller, 0.58 kW/ton, 500 tons, ECM-314, Roof Insulation | See Note 1 | 0 | 0 | See Note 2
1094 | Commercial, Existing, Other Health, Base Centrifugal Chiller, 0.58 kW/ton, 500 tons, ECM-314, Roof Insulation | See Note 1 | 0 | 0 | See Note 2
1095 | Commercial, Existing, Warehouse, Base Centrifugal Chiller, 0.58 kW/ton, 500 tons, ECM-314, Roof Insulation | See Note 1 | 0 | 0 | See Note 2
1096 | Commercial, Existing, Hotel, Base Centrifugal Chiller, 0.58 kW/ton, 500 tons, ECM-314, Roof Insulation | See Note 1 | 0 | 0 | See Note 2
1097 | Commercial, Existing, Other, Base Centrifugal Chiller, 0.58 kW/ton, 500 tons, ECM-314, Roof Insulation | See Note 1 | 0 | 0 | See Note 2
1098 | Commercial, Existing, Office, Base Centrifugal Chiller, 0.58 kW/ton, 500 tons, ECM-315, Cool Roof - Chiller | See Note 1 | 0 | 0 | See Note 2
1099 | Commercial, Existing, Restaurant, Base Centrifugal Chiller, 0.58 kW/ton, 500 tons, ECM-315, Cool Roof - Chiller | See Note 1 | 0 | 0 | See Note 2
1100 | Commercial, Existing, Retail, Base Centrifugal Chiller, 0.58 kW/ton, 500 tons, ECM-315, Cool Roof - Chiller | See Note 1 | 0 | 0 | See Note 2
1101 | Commercial, Existing, FoodStore, Base Centrifugal Chiller, 0.58 kW/ton, 500 tons, ECM-315, Cool Roof - Chiller | See Note 1 | 0 | 0 | See Note 2
1102 | Commercial, Existing, School, Base Centrifugal Chiller, 0.58 kW/ton, 500 tons, ECM-315, Cool Roof - Chiller | See Note 1 | 0 | 0 | See Note 2
1103 | Commercial, Existing, College, Base Centrifugal Chiller, 0.58 kW/ton, 500 tons, ECM-315, Cool Roof - Chiller | See Note 1 | 0 | 0 | See Note 2
1104 | Commercial, Existing, Hospital, Base Centrifugal Chiller, 0.58 kW/ton, 500 tons, ECM-315, Cool Roof - Chiller | See Note 1 | 0 | 0 | See Note 2
1105 | Commercial, Existing, Other Health, Base Centrifugal Chiller, 0.58 kW/ton, 500 tons, ECM-315, Cool Roof - Chiller | See Note 1 | 0 | 0 | See Note 2
1106 | Commercial, Existing, Warehouse, Base Centrifugal Chiller, 0.58 kW/ton, 500 tons, ECM-315, Cool Roof - Chiller | See Note 1 | 0 | 0 | See Note 2
1107 | Commercial, Existing, Hotel, Base Centrifugal Chiller, 0.58 kW/ton, 500 tons, ECM-315, Cool Roof - Chiller | See Note 1 | 0 | 0 | See Note 2
1108 | Commercial, Existing, Other, Base Centrifugal Chiller, 0.58 kW/ton, 500 tons, ECM-315, Cool Roof - Chiller | See Note 1 | 0 | 0 | See Note 2
1109 | Commercial, Existing, Office, Base Centrifugal Chiller, 0.58 kW/ton, 500 tons, ECM-317, Thermal Energy Storage (TES) | See Note 1 | 0 | 0 | See Note 2
1110 | Commercial, Existing, Restaurant, Base Centrifugal Chiller, 0.58 kW/ton, 500 tons, ECM-317, Thermal Energy Storage (TES) | See Note 1 | 0 | 0 | See Note 2
1111 | Commercial, Existing, Retail, Base Centrifugal Chiller, 0.58 kW/ton, 500 tons, ECM-317, Thermal Energy Storage (TES) | See Note 1 | 0 | 0 | See Note 2
1112 | Commercial, Existing, FoodStore, Base Centrifugal Chiller, 0.58 kW/ton, 500 tons, ECM-317, Thermal Energy Storage (TES) | See Note 1 | 0 | 0 | See Note 2
1113 | Commercial, Existing, School, Base Centrifugal Chiller, 0.58 kW/ton, 500 tons, ECM-317, Thermal Energy Storage (TES) | See Note 1 | 0 | 0 | See Note 2
1114 | Commercial, Existing, College, Base Centrifugal Chiller, 0.58 kW/ton, 500 tons, ECM-317, Thermal Energy Storage (TES) | See Note 1 | 0 | 0 | See Note 2
1115 | Commercial, Existing, Hospital, Base Centrifugal Chiller, 0.58 kW/ton, 500 tons, ECM-317, Thermal Energy Storage (TES) | See Note 1 | 0 | 0 | See Note 2
1116 | Commercial, Existing, Other Health, Base Centrifugal Chiller, 0.58 kW/ton, 500 tons, ECM-317, Thermal Energy Storage (TES) | See Note 1 | 0 | 0 | See Note 2
1117 | Commercial, Existing, Warehouse, Base Centrifugal Chiller, 0.58 kW/ton, 500 tons, ECM-317, Thermal Energy Storage (TES) | See Note 1 | 0 | 0 | See Note 2
1118 | Commercial, Existing, Hotel, Base Centrifugal Chiller, 0.58 kW/ton, 500 tons, ECM-317, Thermal Energy Storage (TES) | See Note 1 | 0 | 0 | See Note 2
1119 | Commercial, Existing, Other, Base Centrifugal Chiller, 0.58 kW/ton, 500 tons, ECM-317, Thermal Energy Storage (TES) | See Note 1 | 0 | 0 | See Note 2
1120 | Commercial, Existing, Office, Base DX Packaged System, EER=11.2, 10 tons, ECM-321, DX Packaged System, EER=11.7, 10 tons | See Note 1 | 0 | 0 | See Note 2
1121 | Commercial, Existing, Restaurant, Base DX Packaged System, EER=11.2, 10 tons, ECM-321, DX Packaged System, EER=11.7, 10 tons | See Note 1 | 0 | 0 | See Note 2
1122 | Commercial, Existing, Retail, Base DX Packaged System, EER=11.2, 10 tons, ECM-321, DX Packaged System, EER=11.7, 10 tons | See Note 1 | 0 | 0 | See Note 2
1123 | Commercial, Existing, FoodStore, Base DX Packaged System, EER=11.2, 10 tons, ECM-321, DX Packaged System, EER=11.7, 10 tons | See Note 1 | 0 | 0 | See Note 2
1124 | Commercial, Existing, School, Base DX Packaged System, EER=11.2, 10 tons, ECM-321, DX Packaged System, EER=11.7, 10 tons | See Note 1 | 0 | 0 | See Note 2
1125 | Commercial, Existing, College, Base DX Packaged System, EER=11.2, 10 tons, ECM-321, DX Packaged System, EER=11.7, 10 tons | See Note 1 | 0 | 0 | See Note 2
1126 | Commercial, Existing, Hospital, Base DX Packaged System, EER=11.2, 10 tons, ECM-321, DX Packaged System, EER=11.7, 10 tons | See Note 1 | 0 | 0 | See Note 2
1127 | Commercial, Existing, Other Health, Base DX Packaged System, EER=11.2, 10 tons, ECM-321, DX Packaged System, EER=11.7, 10 tons | See Note 1 | 0 | 0 | See Note 2
1128 | Commercial, Existing, Warehouse, Base DX Packaged System, EER=11.2, 10 tons, ECM-321, DX Packaged System, EER=11.7, 10 tons | See Note 1 | 0 | 0 | See Note 2
1129 | Commercial, Existing, Hotel, Base DX Packaged System, EER=11.2, 10 tons, ECM-321, DX Packaged System, EER=11.7, 10 tons | See Note 1 | 0 | 0 | See Note 2
1130 | Commercial, Existing, Other, Base DX Packaged System, EER=11.2, 10 tons, ECM-321, DX Packaged System, EER=11.7, 10 tons | See Note 1 | 0 | 0 | See Note 2
1131 | Commercial, Existing, Office, Base DX Packaged System, EER=11.2, 10 tons, ECM-326, DX Tune Up/ Advanced Diagnostics | See Note 1 | 0 | 0 | See Note 2
1132 | Commercial, Existing, Restaurant, Base DX Packaged System, EER=11.2, 10 tons, ECM-326, DX Tune Up/ Advanced Diagnostics | See Note 1 | 0 | 0 | See Note 2
1133 | Commercial, Existing, Retail, Base DX Packaged System, EER=11.2, 10 tons, ECM-326, DX Tune Up/ Advanced Diagnostics | See Note 1 | 0 | 0 | See Note 2
1134 | Commercial, Existing, FoodStore, Base DX Packaged System, EER=11.2, 10 tons, ECM-326, DX Tune Up/ Advanced Diagnostics | See Note 1 | 0 | 0 | See Note 2
1135 | Commercial, Existing, School, Base DX Packaged System, EER=11.2, 10 tons, ECM-326, DX Tune Up/ Advanced Diagnostics | See Note 1 | 0 | 0 | See Note 2
1136 | Commercial, Existing, College, Base DX Packaged System, EER=11.2, 10 tons, ECM-326, DX Tune Up/ Advanced Diagnostics | See Note 1 | 0 | 0 | See Note 2
1137 | Commercial, Existing, Hospital, Base DX Packaged System, EER=11.2, 10 tons, ECM-326, DX Tune Up/ Advanced Diagnostics | See Note 1 | 0 | 0 | See Note 2
1138 | Commercial, Existing, Other Health, Base DX Packaged System, EER=11.2, 10 tons, ECM-326, DX Tune Up/ Advanced Diagnostics | See Note 1 | 0 | 0 | See Note 2
1139 | Commercial, Existing, Warehouse, Base DX Packaged System, EER=11.2, 10 tons, ECM-326, DX Tune Up/ Advanced Diagnostics | See Note 1 | 0 | 0 | See Note 2
1140 | Commercial, Existing, Hotel, Base DX Packaged System, EER=11.2, 10 tons, ECM-326, DX Tune Up/ Advanced Diagnostics | See Note 1 | 0 | 0 | See Note 2
1141 | Commercial, Existing, Other, Base DX Packaged System, EER=11.2, 10 tons, ECM-326, DX Tune Up/ Advanced Diagnostics | See Note 1 | 0 | 0 | See Note 2
1142 | Commercial, Existing, Office, Base DX Packaged System, EER=11.2, 10 tons, ECM-327, DX Coil Cleaning | See Note 1 | 0 | 0 | See Note 2
1143 | Commercial, Existing, Restaurant, Base DX Packaged System, EER=11.2, 10 tons, ECM-327, DX Coil Cleaning | See Note 1 | 0 | 0 | See Note 2
1144 | Commercial, Existing, Retail, Base DX Packaged System, EER=11.2, 10 tons, ECM-327, DX Coil Cleaning | See Note 1 | 0 | 0 | See Note 2
1145 | Commercial, Existing, FoodStore, Base DX Packaged System, EER=11.2, 10 tons, ECM-327, DX Coil Cleaning | See Note 1 | 0 | 0 | See Note 2
1146 | Commercial, Existing, School, Base DX Packaged System, EER=11.2, 10 tons, ECM-327, DX Coil Cleaning | See Note 1 | 0 | 0 | See Note 2
1147 | Commercial, Existing, College, Base DX Packaged System, EER=11.2, 10 tons, ECM-327, DX Coil Cleaning | See Note 1 | 0 | 0 | See Note 2
1148 | Commercial, Existing, Hospital, Base DX Packaged System, EER=11.2, 10 tons, ECM-327, DX Coil Cleaning | See Note 1 | 0 | 0 | See Note 2
1149 | Commercial, Existing, Other Health, Base DX Packaged System, EER=11.2, 10 tons, ECM-327, DX Coil Cleaning | See Note 1 | 0 | 0 | See Note 2
1150 | Commercial, Existing, Warehouse, Base DX Packaged System, EER=11.2, 10 tons, ECM-327, DX Coil Cleaning | See Note 1 | 0 | 0 | See Note 2
1151 | Commercial, Existing, Hotel, Base DX Packaged System, EER=11.2, 10 tons, ECM-327, DX Coil Cleaning | See Note 1 | 0 | 0 | See Note 2
1152 | Commercial, Existing, Other, Base DX Packaged System, EER=11.2, 10 tons, ECM-327, DX Coil Cleaning | See Note 1 | 0 | 0 | See Note 2
1153 | Commercial, Existing, Office, Base DX Packaged System, EER=11.2, 10 tons, ECM-328, Optimize Controls | See Note 1 | 0 | 0 | See Note 2
1154 | Commercial, Existing, Restaurant, Base DX Packaged System, EER=11.2, 10 tons, ECM-328, Optimize Controls | See Note 1 | 0 | 0 | See Note 2
1155 | Commercial, Existing, Retail, Base DX Packaged System, EER=11.2, 10 tons, ECM-328, Optimize Controls | See Note 1 | 0 | 0 | See Note 2
1156 | Commercial, Existing, FoodStore, Base DX Packaged System, EER=11.2, 10 tons, ECM-328, Optimize Controls | See Note 1 | 0 | 0 | See Note 2
1157 | Commercial, Existing, School, Base DX Packaged System, EER=11.2, 10 tons, ECM-328, Optimize Controls | See Note 1 | 0 | 0 | See Note 2
1158 | Commercial, Existing, College, Base DX Packaged System, EER=11.2, 10 tons, ECM-328, Optimize Controls | See Note 1 | 0 | 0 | See Note 2
1159 | Commercial, Existing, Hospital, Base DX Packaged System, EER=11.2, 10 tons, ECM-328, Optimize Controls | See Note 1 | 0 | 0 | See Note 2
1160 | Commercial, Existing, Other Health, Base DX Packaged System, EER=11.2, 10 tons, ECM-328, Optimize Controls | See Note 1 | 0 | 0 | See Note 2
1161 | Commercial, Existing, Warehouse, Base DX Packaged System, EER=11.2, 10 tons, ECM-328, Optimize Controls | See Note 1 | 0 | 0 | See Note 2
1162 | Commercial, Existing, Hotel, Base DX Packaged System, EER=11.2, 10 tons, ECM-328, Optimize Controls | See Note 1 | 0 | 0 | See Note 2
1163 | Commercial, Existing, Other, Base DX Packaged System, EER=11.2, 10 tons, ECM-328, Optimize Controls | See Note 1 | 0 | 0 | See Note 2
1164 | Commercial, Existing, Office, Base DX Packaged System, EER=11.2, 10 tons, ECM-329, Aerosole Duct Sealing | See Note 1 | 0 | 0 | See Note 2
1165 | Commercial, Existing, Restaurant, Base DX Packaged System, EER=11.2, 10 tons, ECM-329, Aerosole Duct Sealing | See Note 1 | 0 | 0 | See Note 2
1166 | Commercial, Existing, Retail, Base DX Packaged System, EER=11.2, 10 tons, ECM-329, Aerosole Duct Sealing | See Note 1 | 0 | 0 | See Note 2
1167 | Commercial, Existing, FoodStore, Base DX Packaged System, EER=11.2, 10 tons, ECM-329, Aerosole Duct Sealing | See Note 1 | 0 | 0 | See Note 2
1168 | Commercial, Existing, School, Base DX Packaged System, EER=11.2, 10 tons, ECM-329, Aerosole Duct Sealing | See Note 1 | 0 | 0 | See Note 2
1169 | Commercial, Existing, College, Base DX Packaged System, EER=11.2, 10 tons, ECM-329, Aerosole Duct Sealing | See Note 1 | 0 | 0 | See Note 2
1170 | Commercial, Existing, Hospital, Base DX Packaged System, EER=11.2, 10 tons, ECM-329, Aerosole Duct Sealing | See Note 1 | 0 | 0 | See Note 2
1171 | Commercial, Existing, Other Health, Base DX Packaged System, EER=11.2, 10 tons, ECM-329, Aerosole Duct Sealing | See Note 1 | 0 | 0 | See Note 2
1172 | Commercial, Existing, Warehouse, Base DX Packaged System, EER=11.2, 10 tons, ECM-329, Aerosole Duct Sealing | See Note 1 | 0 | 0 | See Note 2
1173 | Commercial, Existing, Hotel, Base DX Packaged System, EER=11.2, 10 tons, ECM-329, Aerosole Duct Sealing | See Note 1 | 0 | 0 | See Note 2
1174 | Commercial, Existing, Other, Base DX Packaged System, EER=11.2, 10 tons, ECM-329, Aerosole Duct Sealing | See Note 1 | 0 | 0 | See Note 2
1175 | Commercial, Existing, Office, Base DX Packaged System, EER=11.2, 10 tons, ECM-330, Duct/Pipe Insulation | See Note 1 | 0 | 0 | See Note 2
1176 | Commercial, Existing, Restaurant, Base DX Packaged System, EER=11.2, 10 tons, ECM-330, Duct/Pipe Insulation | See Note 1 | 0 | 0 | See Note 2
1177 | Commercial, Existing, Retail, Base DX Packaged System, EER=11.2, 10 tons, ECM-330, Duct/Pipe Insulation | See Note 1 | 0 | 0 | See Note 2
1178 | Commercial, Existing, FoodStore, Base DX Packaged System, EER=11.2, 10 tons, ECM-330, Duct/Pipe Insulation | See Note 1 | 0 | 0 | See Note 2
1179 | Commercial, Existing, School, Base DX Packaged System, EER=11.2, 10 tons, ECM-330, Duct/Pipe Insulation | See Note 1 | 0 | 0 | See Note 2
1180 | Commercial, Existing, College, Base DX Packaged System, EER=11.2, 10 tons, ECM-330, Duct/Pipe Insulation | See Note 1 | 0 | 0 | See Note 2
1181 | Commercial, Existing, Hospital, Base DX Packaged System, EER=11.2, 10 tons, ECM-330, Duct/Pipe Insulation | See Note 1 | 0 | 0 | See Note 2
1182 | Commercial, Existing, Other Health, Base DX Packaged System, EER=11.2, 10 tons, ECM-330, Duct/Pipe Insulation | See Note 1 | 0 | 0 | See Note 2
1183 | Commercial, Existing, Warehouse, Base DX Packaged System, EER=11.2, 10 tons, ECM-330, Duct/Pipe Insulation | See Note 1 | 0 | 0 | See Note 2
1184 | Commercial, Existing, Hotel, Base DX Packaged System, EER=11.2, 10 tons, ECM-330, Duct/Pipe Insulation | See Note 1 | 0 | 0 | See Note 2
1185 | Commercial, Existing, Other, Base DX Packaged System, EER=11.2, 10 tons, ECM-330, Duct/Pipe Insulation | See Note 1 | 0 | 0 | See Note 2
1186 | Commercial, Existing, Office, Base DX Packaged System, EER=11.2, 10 tons, ECM-332, Window Film (Standard) | See Note 1 | 0 | 0 | See Note 2
1187 | Commercial, Existing, Restaurant, Base DX Packaged System, EER=11.2, 10 tons, ECM-332, Window Film (Standard) | See Note 1 | 0 | 0 | See Note 2
1188 | Commercial, Existing, Retail, Base DX Packaged System, EER=11.2, 10 tons, ECM-332, Window Film (Standard) | See Note 1 | 0 | 0 | See Note 2
1189 | Commercial, Existing, FoodStore, Base DX Packaged System, EER=11.2, 10 tons, ECM-332, Window Film (Standard) | See Note 1 | 0 | 0 | See Note 2
1190 | Commercial, Existing, School, Base DX Packaged System, EER=11.2, 10 tons, ECM-332, Window Film (Standard) | See Note 1 | 0 | 0 | See Note 2
1191 | Commercial, Existing, College, Base DX Packaged System, EER=11.2, 10 tons, ECM-332, Window Film (Standard) | See Note 1 | 0 | 0 | See Note 2
1192 | Commercial, Existing, Hospital, Base DX Packaged System, EER=11.2, 10 tons, ECM-332, Window Film (Standard) | See Note 1 | 0 | 0 | See Note 2
1193 | Commercial, Existing, Other Health, Base DX Packaged System, EER=11.2, 10 tons, ECM-332, Window Film (Standard) | See Note 1 | 0 | 0 | See Note 2
1194 | Commercial, Existing, Warehouse, Base DX Packaged System, EER=11.2, 10 tons, ECM-332, Window Film (Standard) | See Note 1 | 0 | 0 | See Note 2
1195 | Commercial, Existing, Hotel, Base DX Packaged System, EER=11.2, 10 tons, ECM-332, Window Film (Standard) | See Note 1 | 0 | 0 | See Note 2
1196 | Commercial, Existing, Other, Base DX Packaged System, EER=11.2, 10 tons, ECM-332, Window Film (Standard) | See Note 1 | 0 | 0 | See Note 2
1197 | Commercial, Existing, Office, Base DX Packaged System, EER=11.2, 10 tons, ECM-334, Ceiling Insulation | See Note 1 | 0 | 0 | See Note 2
1198 | Commercial, Existing, Restaurant, Base DX Packaged System, EER=11.2, 10 tons, ECM-334, Ceiling Insulation | See Note 1 | 0 | 0 | See Note 2
1199 | Commercial, Existing, Retail, Base DX Packaged System, EER=11.2, 10 tons, ECM-334, Ceiling Insulation | See Note 1 | 0 | 0 | See Note 2
1200 | Commercial, Existing, FoodStore, Base DX Packaged System, EER=11.2, 10 tons, ECM-334, Ceiling Insulation | See Note 1 | 0 | 0 | See Note 2
1201 | Commercial, Existing, School, Base DX Packaged System, EER=11.2, 10 tons, ECM-334, Ceiling Insulation | See Note 1 | 0 | 0 | See Note 2
1202 | Commercial, Existing, College, Base DX Packaged System, EER=11.2, 10 tons, ECM-334, Ceiling Insulation | See Note 1 | 0 | 0 | See Note 2
1203 | Commercial, Existing, Hospital, Base DX Packaged System, EER=11.2, 10 tons, ECM-334, Ceiling Insulation | See Note 1 | 0 | 0 | See Note 2
1204 | Commercial, Existing, Other Health, Base DX Packaged System, EER=11.2, 10 tons, ECM-334, Ceiling Insulation | See Note 1 | 0 | 0 | See Note 2
1205 | Commercial, Existing, Warehouse, Base DX Packaged System, EER=11.2, 10 tons, ECM-334, Ceiling Insulation | See Note 1 | 0 | 0 | See Note 2
1206 | Commercial, Existing, Hotel, Base DX Packaged System, EER=11.2, 10 tons, ECM-334, Ceiling Insulation | See Note 1 | 0 | 0 | See Note 2
1207 | Commercial, Existing, Other, Base DX Packaged System, EER=11.2, 10 tons, ECM-334, Ceiling Insulation | See Note 1 | 0 | 0 | See Note 2
1208 | Commercial, Existing, Office, Base DX Packaged System, EER=11.2, 10 tons, ECM-335, Roof Insulation | See Note 1 | 0 | 0 | See Note 2
1209 | Commercial, Existing, Restaurant, Base DX Packaged System, EER=11.2, 10 tons, ECM-335, Roof Insulation | See Note 1 | 0 | 0 | See Note 2
1210 | Commercial, Existing, Retail, Base DX Packaged System, EER=11.2, 10 tons, ECM-335, Roof Insulation | See Note 1 | 0 | 0 | See Note 2
1211 | Commercial, Existing, FoodStore, Base DX Packaged System, EER=11.2, 10 tons, ECM-335, Roof Insulation | See Note 1 | 0 | 0 | See Note 2
1212 | Commercial, Existing, School, Base DX Packaged System, EER=11.2, 10 tons, ECM-335, Roof Insulation | See Note 1 | 0 | 0 | See Note 2
1213 | Commercial, Existing, College, Base DX Packaged System, EER=11.2, 10 tons, ECM-335, Roof Insulation | See Note 1 | 0 | 0 | See Note 2
1214 | Commercial, Existing, Hospital, Base DX Packaged System, EER=11.2, 10 tons, ECM-335, Roof Insulation | See Note 1 | 0 | 0 | See Note 2
1215 | Commercial, Existing, Other Health, Base DX Packaged System, EER=11.2, 10 tons, ECM-335, Roof Insulation | See Note 1 | 0 | 0 | See Note 2
1216 | Commercial, Existing, Warehouse, Base DX Packaged System, EER=11.2, 10 tons, ECM-335, Roof Insulation | See Note 1 | 0 | 0 | See Note 2
1217 | Commercial, Existing, Hotel, Base DX Packaged System, EER=11.2, 10 tons, ECM-335, Roof Insulation | See Note 1 | 0 | 0 | See Note 2
1218 | Commercial, Existing, Other, Base DX Packaged System, EER=11.2, 10 tons, ECM-335, Roof Insulation | See Note 1 | 0 | 0 | See Note 2
1219 | Commercial, Existing, Office, Base DX Packaged System, EER=11.2, 10 tons, ECM-336, Cool Roof - DX | See Note 1 | 0 | 0 | See Note 2
1220 | Commercial, Existing, Restaurant, Base DX Packaged System, EER=11.2, 10 tons, ECM-336, Cool Roof - DX | See Note 1 | 0 | 0 | See Note 2
1221 | Commercial, Existing, Retail, Base DX Packaged System, EER=11.2, 10 tons, ECM-336, Cool Roof - DX | See Note 1 | 0 | 0 | See Note 2
1222 | Commercial, Existing, FoodStore, Base DX Packaged System, EER=11.2, 10 tons, ECM-336, Cool Roof - DX | See Note 1 | 0 | 0 | See Note 2
1223 | Commercial, Existing, School, Base DX Packaged System, EER=11.2, 10 tons, ECM-336, Cool Roof - DX | See Note 1 | 0 | 0 | See Note 2
1224 | Commercial, Existing, College, Base DX Packaged System, EER=11.2, 10 tons, ECM-336, Cool Roof - DX | See Note 1 | 0 | 0 | See Note 2
1225 | Commercial, Existing, Hospital, Base DX Packaged System, EER=11.2, 10 tons, ECM-336, Cool Roof - DX | See Note 1 | 0 | 0 | See Note 2
1226 | Commercial, Existing, Other Health, Base DX Packaged System, EER=11.2, 10 tons, ECM-336, Cool Roof - DX | See Note 1 | 0 | 0 | See Note 2
1227 | Commercial, Existing, Warehouse, Base DX Packaged System, EER=11.2, 10 tons, ECM-336, Cool Roof - DX | See Note 1 | 0 | 0 | See Note 2
1228 | Commercial, Existing, Hotel, Base DX Packaged System, EER=11.2, 10 tons, ECM-336, Cool Roof - DX | See Note 1 | 0 | 0 | See Note 2
1229 | Commercial, Existing, Other, Base DX Packaged System, EER=11.2, 10 tons, ECM-336, Cool Roof - DX | See Note 1 | 0 | 0 | See Note 2
1230 | Commercial, Existing, Office, Base DX Packaged System, EER=11.2, 10 tons, ECM-337, Run Time Optimizer | See Note 1 | 0 | 0 | See Note 2
1231 | Commercial, Existing, Restaurant, Base DX Packaged System, EER=11.2, 10 tons, ECM-337, Run Time Optimizer | See Note 1 | 0 | 0 | See Note 2
1232 | Commercial, Existing, Retail, Base DX Packaged System, EER=11.2, 10 tons, ECM-337, Run Time Optimizer | See Note 1 | 0 | 0 | See Note 2
1233 | Commercial, Existing, FoodStore, Base DX Packaged System, EER=11.2, 10 tons, ECM-337, Run Time Optimizer | See Note 1 | 0 | 0 | See Note 2
1234 | Commercial, Existing, School, Base DX Packaged System, EER=11.2, 10 tons, ECM-337, Run Time Optimizer | See Note 1 | 0 | 0 | See Note 2
1235 | Commercial, Existing, College, Base DX Packaged System, EER=11.2, 10 tons, ECM-337, Run Time Optimizer | See Note 1 | 0 | 0 | See Note 2
1236 | Commercial, Existing, Hospital, Base DX Packaged System, EER=11.2, 10 tons, ECM-337, Run Time Optimizer | See Note 1 | 0 | 0 | See Note 2
1237 | Commercial, Existing, Other Health, Base DX Packaged System, EER=11.2, 10 tons, ECM-337, Run Time Optimizer | See Note 1 | 0 | 0 | See Note 2
1238 | Commercial, Existing, Warehouse, Base DX Packaged System, EER=11.2, 10 tons, ECM-337, Run Time Optimizer | See Note 1 | 0 | 0 | See Note 2
1239 | Commercial, Existing, Hotel, Base DX Packaged System, EER=11.2, 10 tons, ECM-337, Run Time Optimizer | See Note 1 | 0 | 0 | See Note 2
1240 | Commercial, Existing, Other, Base DX Packaged System, EER=11.2, 10 tons, ECM-337, Run Time Optimizer | See Note 1 | 0 | 0 | See Note 2
1241 | Commercial, Existing, Office, Base DX Packaged System, EER=11.2, 10 tons, ECM-338, Hybrid Dessicant-HP System | See Note 1 | 0 | 0 | See Note 2
1242 | Commercial, Existing, Restaurant, Base DX Packaged System, EER=11.2, 10 tons, ECM-338, Hybrid Dessicant-HP System | See Note 1 | 0 | 0 | See Note 2
1243 | Commercial, Existing, Retail, Base DX Packaged System, EER=11.2, 10 tons, ECM-338, Hybrid Dessicant-HP System | See Note 1 | 0 | 0 | See Note 2
1244 | Commercial, Existing, FoodStore, Base DX Packaged System, EER=11.2, 10 tons, ECM-338, Hybrid Dessicant-HP System | See Note 1 | 0 | 0 | See Note 2
1245 | Commercial, Existing, School, Base DX Packaged System, EER=11.2, 10 tons, ECM-338, Hybrid Dessicant-HP System | See Note 1 | 0 | 0 | See Note 2
1246 | Commercial, Existing, College, Base DX Packaged System, EER=11.2, 10 tons, ECM-338, Hybrid Dessicant-HP System | See Note 1 | 0 | 0 | See Note 2
1247 | Commercial, Existing, Hospital, Base DX Packaged System, EER=11.2, 10 tons, ECM-338, Hybrid Dessicant-HP System | See Note 1 | 0 | 0 | See Note 2
1248 | Commercial, Existing, Other Health, Base DX Packaged System, EER=11.2, 10 tons, ECM-338, Hybrid Dessicant-HP System | See Note 1 | 0 | 0 | See Note 2
1249 | Commercial, Existing, Warehouse, Base DX Packaged System, EER=11.2, 10 tons, ECM-338, Hybrid Dessicant-HP System | See Note 1 | 0 | 0 | See Note 2
1250 | Commercial, Existing, Hotel, Base DX Packaged System, EER=11.2, 10 tons, ECM-338, Hybrid Dessicant-HP System | See Note 1 | 0 | 0 | See Note 2
1251 | Commercial, Existing, Other, Base DX Packaged System, EER=11.2, 10 tons, ECM-338, Hybrid Dessicant-HP System | See Note 1 | 0 | 0 | See Note 2
1252 | Commercial, Existing, Office, Packaged HP System, EER=11.2, 10 tons, ECM-341, Packaged HP System, EER=11.7, 10 tons | See Note 1 | 0 | 0 | See Note 2
1253 | Commercial, Existing, Restaurant, Packaged HP System, EER=11.2, 10 tons, ECM-341, Packaged HP System, EER=11.7, 10 tons | See Note 1 | 0 | 0 | See Note 2
1254 | Commercial, Existing, Retail, Packaged HP System, EER=11.2, 10 tons, ECM-341, Packaged HP System, EER=11.7, 10 tons | See Note 1 | 0 | 0 | See Note 2
1255 | Commercial, Existing, FoodStore, Packaged HP System, EER=11.2, 10 tons, ECM-341, Packaged HP System, EER=11.7, 10 tons | See Note 1 | 0 | 0 | See Note 2
1256 | Commercial, Existing, School, Packaged HP System, EER=11.2, 10 tons, ECM-341, Packaged HP System, EER=11.7, 10 tons | See Note 1 | 0 | 0 | See Note 2
1257 | Commercial, Existing, College, Packaged HP System, EER=11.2, 10 tons, ECM-341, Packaged HP System, EER=11.7, 10 tons | See Note 1 | 0 | 0 | See Note 2
1258 | Commercial, Existing, Hospital, Packaged HP System, EER=11.2, 10 tons, ECM-341, Packaged HP System, EER=11.7, 10 tons | See Note 1 | 0 | 0 | See Note 2
1259 | Commercial, Existing, Other Health, Packaged HP System, EER=11.2, 10 tons, ECM-341, Packaged HP System, EER=11.7, 10 tons | See Note 1 | 0 | 0 | See Note 2
1260 | Commercial, Existing, Warehouse, Packaged HP System, EER=11.2, 10 tons, ECM-341, Packaged HP System, EER=11.7, 10 tons | See Note 1 | 0 | 0 | See Note 2
1261 | Commercial, Existing, Hotel, Packaged HP System, EER=11.2, 10 tons, ECM-341, Packaged HP System, EER=11.7, 10 tons | See Note 1 | 0 | 0 | See Note 2
1262 | Commercial, Existing, Other, Packaged HP System, EER=11.2, 10 tons, ECM-341, Packaged HP System, EER=11.7, 10 tons | See Note 1 | 0 | 0 | See Note 2
1263 | Commercial, Existing, Office, Packaged HP System, EER=11.2, 10 tons, ECM-342, Geothermal Heat Pump, EER=13, 10 tons | See Note 1 | 0 | 0 | See Note 2
1264 | Commercial, Existing, Restaurant, Packaged HP System, EER=11.2, 10 tons, ECM-342, Geothermal Heat Pump, EER=13, 10 tons | See Note 1 | 0 | 0 | See Note 2
1265 | Commercial, Existing, Retail, Packaged HP System, EER=11.2, 10 tons, ECM-342, Geothermal Heat Pump, EER=13, 10 tons | See Note 1 | 0 | 0 | See Note 2
1266 | Commercial, Existing, FoodStore, Packaged HP System, EER=11.2, 10 tons, ECM-342, Geothermal Heat Pump, EER=13, 10 tons | See Note 1 | 0 | 0 | See Note 2
1267 | Commercial, Existing, School, Packaged HP System, EER=11.2, 10 tons, ECM-342, Geothermal Heat Pump, EER=13, 10 tons | See Note 1 | 0 | 0 | See Note 2
1268 | Commercial, Existing, College, Packaged HP System, EER=11.2, 10 tons, ECM-342, Geothermal Heat Pump, EER=13, 10 tons | See Note 1 | 0 | 0 | See Note 2
1269 | Commercial, Existing, Hospital, Packaged HP System, EER=11.2, 10 tons, ECM-342, Geothermal Heat Pump, EER=13, 10 tons | See Note 1 | 0 | 0 | See Note 2
1270 | Commercial, Existing, Other Health, Packaged HP System, EER=11.2, 10 tons, ECM-342, Geothermal Heat Pump, EER=13, 10 tons | See Note 1 | 0 | 0 | See Note 2
1271 | Commercial, Existing, Warehouse, Packaged HP System, EER=11.2, 10 tons, ECM-342, Geothermal Heat Pump, EER=13, 10 tons | See Note 1 | 0 | 0 | See Note 2
1272 | Commercial, Existing, Hotel, Packaged HP System, EER=11.2, 10 tons, ECM-342, Geothermal Heat Pump, EER=13, 10 tons | See Note 1 | 0 | 0 | See Note 2
1273 | Commercial, Existing, Other, Packaged HP System, EER=11.2, 10 tons, ECM-342, Geothermal Heat Pump, EER=13, 10 tons | See Note 1 | 0 | 0 | See Note 2
1274 | Commercial, Existing, Office, Packaged HP System, EER=11.2, 10 tons, ECM-344, Aerosole Duct Sealing | See Note 1 | 0 | 0 | See Note 2
1275 | Commercial, Existing, Restaurant, Packaged HP System, EER=11.2, 10 tons, ECM-344, Aerosole Duct Sealing | See Note 1 | 0 | 0 | See Note 2
1276 | Commercial, Existing, Retail, Packaged HP System, EER=11.2, 10 tons, ECM-344, Aerosole Duct Sealing | See Note 1 | 0 | 0 | See Note 2
1277 | Commercial, Existing, FoodStore, Packaged HP System, EER=11.2, 10 tons, ECM-344, Aerosole Duct Sealing | See Note 1 | 0 | 0 | See Note 2
1278 | Commercial, Existing, School, Packaged HP System, EER=11.2, 10 tons, ECM-344, Aerosole Duct Sealing | See Note 1 | 0 | 0 | See Note 2
1279 | Commercial, Existing, College, Packaged HP System, EER=11.2, 10 tons, ECM-344, Aerosole Duct Sealing | See Note 1 | 0 | 0 | See Note 2
1280 | Commercial, Existing, Hospital, Packaged HP System, EER=11.2, 10 tons, ECM-344, Aerosole Duct Sealing | See Note 1 | 0 | 0 | See Note 2
1281 | Commercial, Existing, Other Health, Packaged HP System, EER=11.2, 10 tons, ECM-344, Aerosole Duct Sealing | See Note 1 | 0 | 0 | See Note 2
1282 | Commercial, Existing, Warehouse, Packaged HP System, EER=11.2, 10 tons, ECM-344, Aerosole Duct Sealing | See Note 1 | 0 | 0 | See Note 2
1283 | Commercial, Existing, Hotel, Packaged HP System, EER=11.2, 10 tons, ECM-344, Aerosole Duct Sealing | See Note 1 | 0 | 0 | See Note 2
1284 | Commercial, Existing, Other, Packaged HP System, EER=11.2, 10 tons, ECM-344, Aerosole Duct Sealing | See Note 1 | 0 | 0 | See Note 2
1285 | Commercial, Existing, Office, Packaged HP System, EER=11.2, 10 tons, ECM-345, Duct/Pipe Insulation | See Note 1 | 0 | 0 | See Note 2
1286 | Commercial, Existing, Restaurant, Packaged HP System, EER=11.2, 10 tons, ECM-345, Duct/Pipe Insulation | See Note 1 | 0 | 0 | See Note 2
1287 | Commercial, Existing, Retail, Packaged HP System, EER=11.2, 10 tons, ECM-345, Duct/Pipe Insulation | See Note 1 | 0 | 0 | See Note 2
1288 | Commercial, Existing, FoodStore, Packaged HP System, EER=11.2, 10 tons, ECM-345, Duct/Pipe Insulation | See Note 1 | 0 | 0 | See Note 2
1289 | Commercial, Existing, School, Packaged HP System, EER=11.2, 10 tons, ECM-345, Duct/Pipe Insulation | See Note 1 | 0 | 0 | See Note 2
1290 | Commercial, Existing, College, Packaged HP System, EER=11.2, 10 tons, ECM-345, Duct/Pipe Insulation | See Note 1 | 0 | 0 | See Note 2
1291 | Commercial, Existing, Hospital, Packaged HP System, EER=11.2, 10 tons, ECM-345, Duct/Pipe Insulation | See Note 1 | 0 | 0 | See Note 2
1292 | Commercial, Existing, Other Health, Packaged HP System, EER=11.2, 10 tons, ECM-345, Duct/Pipe Insulation | See Note 1 | 0 | 0 | See Note 2
1293 | Commercial, Existing, Warehouse, Packaged HP System, EER=11.2, 10 tons, ECM-345, Duct/Pipe Insulation | See Note 1 | 0 | 0 | See Note 2
1294 | Commercial, Existing, Hotel, Packaged HP System, EER=11.2, 10 tons, ECM-345, Duct/Pipe Insulation | See Note 1 | 0 | 0 | See Note 2
1295 | Commercial, Existing, Other, Packaged HP System, EER=11.2, 10 tons, ECM-345, Duct/Pipe Insulation | See Note 1 | 0 | 0 | See Note 2
1296 | Commercial, Existing, Office, Packaged HP System, EER=11.2, 10 tons, ECM-347, Window Film (Standard) | See Note 1 | 0 | 0 | See Note 2
1297 | Commercial, Existing, Restaurant, Packaged HP System, EER=11.2, 10 tons, ECM-347, Window Film (Standard) | See Note 1 | 0 | 0 | See Note 2
1298 | Commercial, Existing, Retail, Packaged HP System, EER=11.2, 10 tons, ECM-347, Window Film (Standard) | See Note 1 | 0 | 0 | See Note 2
1299 | Commercial, Existing, FoodStore, Packaged HP System, EER=11.2, 10 tons, ECM-347, Window Film (Standard) | See Note 1 | 0 | 0 | See Note 2
1300 | Commercial, Existing, School, Packaged HP System, EER=11.2, 10 tons, ECM-347, Window Film (Standard) | See Note 1 | 0 | 0 | See Note 2
1301 | Commercial, Existing, College, Packaged HP System, EER=11.2, 10 tons, ECM-347, Window Film (Standard) | See Note 1 | 0 | 0 | See Note 2
1302 | Commercial, Existing, Hospital, Packaged HP System, EER=11.2, 10 tons, ECM-347, Window Film (Standard) | See Note 1 | 0 | 0 | See Note 2
1303 | Commercial, Existing, Other Health, Packaged HP System, EER=11.2, 10 tons, ECM-347, Window Film (Standard) | See Note 1 | 0 | 0 | See Note 2
1304 | Commercial, Existing, Warehouse, Packaged HP System, EER=11.2, 10 tons, ECM-347, Window Film (Standard) | See Note 1 | 0 | 0 | See Note 2
1305 | Commercial, Existing, Hotel, Packaged HP System, EER=11.2, 10 tons, ECM-347, Window Film (Standard) | See Note 1 | 0 | 0 | See Note 2
1306 | Commercial, Existing, Other, Packaged HP System, EER=11.2, 10 tons, ECM-347, Window Film (Standard) | See Note 1 | 0 | 0 | See Note 2
1307 | Commercial, Existing, Office, Packaged HP System, EER=11.2, 10 tons, ECM-349, Ceiling Insulation | See Note 1 | 0 | 0 | See Note 2
1308 | Commercial, Existing, Restaurant, Packaged HP System, EER=11.2, 10 tons, ECM-349, Ceiling Insulation | See Note 1 | 0 | 0 | See Note 2
1309 | Commercial, Existing, Retail, Packaged HP System, EER=11.2, 10 tons, ECM-349, Ceiling Insulation | See Note 1 | 0 | 0 | See Note 2
1310 | Commercial, Existing, FoodStore, Packaged HP System, EER=11.2, 10 tons, ECM-349, Ceiling Insulation | See Note 1 | 0 | 0 | See Note 2
1311 | Commercial, Existing, School, Packaged HP System, EER=11.2, 10 tons, ECM-349, Ceiling Insulation | See Note 1 | 0 | 0 | See Note 2
1312 | Commercial, Existing, College, Packaged HP System, EER=11.2, 10 tons, ECM-349, Ceiling Insulation | See Note 1 | 0 | 0 | See Note 2
1313 | Commercial, Existing, Hospital, Packaged HP System, EER=11.2, 10 tons, ECM-349, Ceiling Insulation | See Note 1 | 0 | 0 | See Note 2
1314 | Commercial, Existing, Other Health, Packaged HP System, EER=11.2, 10 tons, ECM-349, Ceiling Insulation | See Note 1 | 0 | 0 | See Note 2
1315 | Commercial, Existing, Warehouse, Packaged HP System, EER=11.2, 10 tons, ECM-349, Ceiling Insulation | See Note 1 | 0 | 0 | See Note 2
1316 | Commercial, Existing, Hotel, Packaged HP System, EER=11.2, 10 tons, ECM-349, Ceiling Insulation | See Note 1 | 0 | 0 | See Note 2
1317 | Commercial, Existing, Other, Packaged HP System, EER=11.2, 10 tons, ECM-349, Ceiling Insulation | See Note 1 | 0 | 0 | See Note 2
1318 | Commercial, Existing, Office, Packaged HP System, EER=11.2, 10 tons, ECM-350, Roof Insulation | See Note 1 | 0 | 0 | See Note 2
1319 | Commercial, Existing, Restaurant, Packaged HP System, EER=11.2, 10 tons, ECM-350, Roof Insulation | See Note 1 | 0 | 0 | See Note 2
1320 | Commercial, Existing, Retail, Packaged HP System, EER=11.2, 10 tons, ECM-350, Roof Insulation | See Note 1 | 0 | 0 | See Note 2
1321 | Commercial, Existing, FoodStore, Packaged HP System, EER=11.2, 10 tons, ECM-350, Roof Insulation | See Note 1 | 0 | 0 | See Note 2
1322 | Commercial, Existing, School, Packaged HP System, EER=11.2, 10 tons, ECM-350, Roof Insulation | See Note 1 | 0 | 0 | See Note 2
1323 | Commercial, Existing, College, Packaged HP System, EER=11.2, 10 tons, ECM-350, Roof Insulation | See Note 1 | 0 | 0 | See Note 2
1324 | Commercial, Existing, Hospital, Packaged HP System, EER=11.2, 10 tons, ECM-350, Roof Insulation | See Note 1 | 0 | 0 | See Note 2
1325 | Commercial, Existing, Other Health, Packaged HP System, EER=11.2, 10 tons, ECM-350, Roof Insulation | See Note 1 | 0 | 0 | See Note 2
1326 | Commercial, Existing, Warehouse, Packaged HP System, EER=11.2, 10 tons, ECM-350, Roof Insulation | See Note 1 | 0 | 0 | See Note 2
1327 | Commercial, Existing, Hotel, Packaged HP System, EER=11.2, 10 tons, ECM-350, Roof Insulation | See Note 1 | 0 | 0 | See Note 2
1328 | Commercial, Existing, Other, Packaged HP System, EER=11.2, 10 tons, ECM-350, Roof Insulation | See Note 1 | 0 | 0 | See Note 2
1329 | Commercial, Existing, Office, Packaged HP System, EER=11.2, 10 tons, ECM-351, Cool Roof - DX | See Note 1 | 0 | 0 | See Note 2
1330 | Commercial, Existing, Restaurant, Packaged HP System, EER=11.2, 10 tons, ECM-351, Cool Roof - DX | See Note 1 | 0 | 0 | See Note 2
1331 | Commercial, Existing, Retail, Packaged HP System, EER=11.2, 10 tons, ECM-351, Cool Roof - DX | See Note 1 | 0 | 0 | See Note 2
1332 | Commercial, Existing, FoodStore, Packaged HP System, EER=11.2, 10 tons, ECM-351, Cool Roof - DX | See Note 1 | 0 | 0 | See Note 2
1333 | Commercial, Existing, School, Packaged HP System, EER=11.2, 10 tons, ECM-351, Cool Roof - DX | See Note 1 | 0 | 0 | See Note 2
1334 | Commercial, Existing, College, Packaged HP System, EER=11.2, 10 tons, ECM-351, Cool Roof - DX | See Note 1 | 0 | 0 | See Note 2
1335 | Commercial, Existing, Hospital, Packaged HP System, EER=11.2, 10 tons, ECM-351, Cool Roof - DX | See Note 1 | 0 | 0 | See Note 2
1336 | Commercial, Existing, Other Health, Packaged HP System, EER=11.2, 10 tons, ECM-351, Cool Roof - DX | See Note 1 | 0 | 0 | See Note 2
1337 | Commercial, Existing, Warehouse, Packaged HP System, EER=11.2, 10 tons, ECM-351, Cool Roof - DX | See Note 1 | 0 | 0 | See Note 2
1338 | Commercial, Existing, Hotel, Packaged HP System, EER=11.2, 10 tons, ECM-351, Cool Roof - DX | See Note 1 | 0 | 0 | See Note 2
1339 | Commercial, Existing, Other, Packaged HP System, EER=11.2, 10 tons, ECM-351, Cool Roof - DX | See Note 1 | 0 | 0 | See Note 2
1340 | Commercial, Existing, Office, Base PTAC, 1 ton, ECM-361, HE PTAC, EER=9.6, 1 ton | See Note 1 | 0 | 0 | See Note 2
1341 | Commercial, Existing, Restaurant, Base PTAC, 1 ton, ECM-361, HE PTAC, EER=9.6, 1 ton | See Note 1 | 0 | 0 | See Note 2
1342 | Commercial, Existing, Retail, Base PTAC, 1 ton, ECM-361, HE PTAC, EER=9.6, 1 ton | See Note 1 | 0 | 0 | See Note 2
1343 | Commercial, Existing, FoodStore, Base PTAC, 1 ton, ECM-361, HE PTAC, EER=9.6, 1 ton | See Note 1 | 0 | 0 | See Note 2
1344 | Commercial, Existing, School, Base PTAC, 1 ton, ECM-361, HE PTAC, EER=9.6, 1 ton | See Note 1 | 0 | 0 | See Note 2
1345 | Commercial, Existing, College, Base PTAC, 1 ton, ECM-361, HE PTAC, EER=9.6, 1 ton | See Note 1 | 0 | 0 | See Note 2
1346 | Commercial, Existing, Hospital, Base PTAC, 1 ton, ECM-361, HE PTAC, EER=9.6, 1 ton | See Note 1 | 0 | 0 | See Note 2
1347 | Commercial, Existing, Other Health, Base PTAC, 1 ton, ECM-361, HE PTAC, EER=9.6, 1 ton | See Note 1 | 0 | 0 | See Note 2
1348 | Commercial, Existing, Warehouse, Base PTAC, 1 ton, ECM-361, HE PTAC, EER=9.6, 1 ton | See Note 1 | 0 | 0 | See Note 2
1349 | Commercial, Existing, Hotel, Base PTAC, 1 ton, ECM-361, HE PTAC, EER=9.6, 1 ton | See Note 1 | 0 | 0 | See Note 2
1350 | Commercial, Existing, Other, Base PTAC, 1 ton, ECM-361, HE PTAC, EER=9.6, 1 ton | See Note 1 | 0 | 0 | See Note 2
1351 | Commercial, Existing, Office, Base PTAC, 1 ton, ECM-362, Occupancy Sensor | See Note 1 | 0 | 0 | See Note 2
1352 | Commercial, Existing, Restaurant, Base PTAC, 1 ton, ECM-362, Occupancy Sensor | See Note 1 | 0 | 0 | See Note 2
1353 | Commercial, Existing, Retail, Base PTAC, 1 ton, ECM-362, Occupancy Sensor | See Note 1 | 0 | 0 | See Note 2
1354 | Commercial, Existing, FoodStore, Base PTAC, 1 ton, ECM-362, Occupancy Sensor | See Note 1 | 0 | 0 | See Note 2
1355 | Commercial, Existing, School, Base PTAC, 1 ton, ECM-362, Occupancy Sensor | See Note 1 | 0 | 0 | See Note 2
1356 | Commercial, Existing, College, Base PTAC, 1 ton, ECM-362, Occupancy Sensor | See Note 1 | 0 | 0 | See Note 2
1357 | Commercial, Existing, Hospital, Base PTAC, 1 ton, ECM-362, Occupancy Sensor | See Note 1 | 0 | 0 | See Note 2
1358 | Commercial, Existing, Other Health, Base PTAC, 1 ton, ECM-362, Occupancy Sensor | See Note 1 | 0 | 0 | See Note 2
1359 | Commercial, Existing, Warehouse, Base PTAC, 1 ton, ECM-362, Occupancy Sensor | See Note 1 | 0 | 0 | See Note 2
1360 | Commercial, Existing, Hotel, Base PTAC, 1 ton, ECM-362, Occupancy Sensor | See Note 1 | 0 | 0 | See Note 2
1361 | Commercial, Existing, Other, Base PTAC, 1 ton, ECM-362, Occupancy Sensor | See Note 1 | 0 | 0 | See Note 2
1362 | Commercial, Existing, Office, Base Fan Motor, 15hp, 1800rpm, 91.0%, ECM-401, High Efficiency Fan Motor, 15hp, 1800rpm, 92.4% | See Note 1 | 0 | 0 | See Note 2
1363 | Commercial, Existing, Restaurant, Base Fan Motor, 15hp, 1800rpm, 91.0%, ECM-401, High Efficiency Fan Motor, 15hp, 1800rpm, 92.4% | See Note 1 | 0 | 0 | See Note 2
1364 | Commercial, Existing, Retail, Base Fan Motor, 15hp, 1800rpm, 91.0%, ECM-401, High Efficiency Fan Motor, 15hp, 1800rpm, 92.4% | See Note 1 | 0 | 0 | See Note 2
1365 | Commercial, Existing, FoodStore, Base Fan Motor, 15hp, 1800rpm, 91.0%, ECM-401, High Efficiency Fan Motor, 15hp, 1800rpm, 92.4% | See Note 1 | 0 | 0 | See Note 2
1366 | Commercial, Existing, School, Base Fan Motor, 15hp, 1800rpm, 91.0%, ECM-401, High Efficiency Fan Motor, 15hp, 1800rpm, 92.4% | See Note 1 | 0 | 0 | See Note 2
1367 | Commercial, Existing, College, Base Fan Motor, 15hp, 1800rpm, 91.0%, ECM-401, High Efficiency Fan Motor, 15hp, 1800rpm, 92.4% | See Note 1 | 0 | 0 | See Note 2
1368 | Commercial, Existing, Hospital, Base Fan Motor, 15hp, 1800rpm, 91.0%, ECM-401, High Efficiency Fan Motor, 15hp, 1800rpm, 92.4% | See Note 1 | 0 | 0 | See Note 2
1369 | Commercial, Existing, Other Health, Base Fan Motor, 15hp, 1800rpm, 91.0%, ECM-401, High Efficiency Fan Motor, 15hp, 1800rpm, 92.4% | See Note 1 | 0 | 0 | See Note 2
1370 | Commercial, Existing, Warehouse, Base Fan Motor, 15hp, 1800rpm, 91.0%, ECM-401, High Efficiency Fan Motor, 15hp, 1800rpm, 92.4% | See Note 1 | 0 | 0 | See Note 2
1371 | Commercial, Existing, Hotel, Base Fan Motor, 15hp, 1800rpm, 91.0%, ECM-401, High Efficiency Fan Motor, 15hp, 1800rpm, 92.4% | See Note 1 | 0 | 0 | See Note 2
1372 | Commercial, Existing, Other, Base Fan Motor, 15hp, 1800rpm, 91.0%, ECM-401, High Efficiency Fan Motor, 15hp, 1800rpm, 92.4% | See Note 1 | 0 | 0 | See Note 2
1373 | Commercial, Existing, Office, Base Fan Motor, 15hp, 1800rpm, 91.0%, ECM-402, Variable Speed Drive Control | See Note 1 | 0 | 0 | See Note 2
1374 | Commercial, Existing, Restaurant, Base Fan Motor, 15hp, 1800rpm, 91.0%, ECM-402, Variable Speed Drive Control | See Note 1 | 0 | 0 | See Note 2
1375 | Commercial, Existing, Retail, Base Fan Motor, 15hp, 1800rpm, 91.0%, ECM-402, Variable Speed Drive Control | See Note 1 | 0 | 0 | See Note 2
1376 | Commercial, Existing, FoodStore, Base Fan Motor, 15hp, 1800rpm, 91.0%, ECM-402, Variable Speed Drive Control | See Note 1 | 0 | 0 | See Note 2
1377 | Commercial, Existing, School, Base Fan Motor, 15hp, 1800rpm, 91.0%, ECM-402, Variable Speed Drive Control | See Note 1 | 0 | 0 | See Note 2
1378 | Commercial, Existing, College, Base Fan Motor, 15hp, 1800rpm, 91.0%, ECM-402, Variable Speed Drive Control | See Note 1 | 0 | 0 | See Note 2
1379 | Commercial, Existing, Hospital, Base Fan Motor, 15hp, 1800rpm, 91.0%, ECM-402, Variable Speed Drive Control | See Note 1 | 0 | 0 | See Note 2
1380 | Commercial, Existing, Other Health, Base Fan Motor, 15hp, 1800rpm, 91.0%, ECM-402, Variable Speed Drive Control | See Note 1 | 0 | 0 | See Note 2
1381 | Commercial, Existing, Warehouse, Base Fan Motor, 15hp, 1800rpm, 91.0%, ECM-402, Variable Speed Drive Control | See Note 1 | 0 | 0 | See Note 2
1382 | Commercial, Existing, Hotel, Base Fan Motor, 15hp, 1800rpm, 91.0%, ECM-402, Variable Speed Drive Control | See Note 1 | 0 | 0 | See Note 2
1383 | Commercial, Existing, Other, Base Fan Motor, 15hp, 1800rpm, 91.0%, ECM-402, Variable Speed Drive Control | See Note 1 | 0 | 0 | See Note 2
1384 | Commercial, Existing, Office, Base Fan Motor, 15hp, 1800rpm, 91.0%, ECM-403, Air Handler Optimization | See Note 1 | 0 | 0 | See Note 2
1385 | Commercial, Existing, Restaurant, Base Fan Motor, 15hp, 1800rpm, 91.0%, ECM-403, Air Handler Optimization | See Note 1 | 0 | 0 | See Note 2
1386 | Commercial, Existing, Retail, Base Fan Motor, 15hp, 1800rpm, 91.0%, ECM-403, Air Handler Optimization | See Note 1 | 0 | 0 | See Note 2
1387 | Commercial, Existing, FoodStore, Base Fan Motor, 15hp, 1800rpm, 91.0%, ECM-403, Air Handler Optimization | See Note 1 | 0 | 0 | See Note 2
1388 | Commercial, Existing, School, Base Fan Motor, 15hp, 1800rpm, 91.0%, ECM-403, Air Handler Optimization | See Note 1 | 0 | 0 | See Note 2
1389 | Commercial, Existing, College, Base Fan Motor, 15hp, 1800rpm, 91.0%, ECM-403, Air Handler Optimization | See Note 1 | 0 | 0 | See Note 2
1390 | Commercial, Existing, Hospital, Base Fan Motor, 15hp, 1800rpm, 91.0%, ECM-403, Air Handler Optimization | See Note 1 | 0 | 0 | See Note 2
1391 | Commercial, Existing, Other Health, Base Fan Motor, 15hp, 1800rpm, 91.0%, ECM-403, Air Handler Optimization | See Note 1 | 0 | 0 | See Note 2
1392 | Commercial, Existing, Warehouse, Base Fan Motor, 15hp, 1800rpm, 91.0%, ECM-403, Air Handler Optimization | See Note 1 | 0 | 0 | See Note 2
1393 | Commercial, Existing, Hotel, Base Fan Motor, 15hp, 1800rpm, 91.0%, ECM-403, Air Handler Optimization | See Note 1 | 0 | 0 | See Note 2
1394 | Commercial, Existing, Other, Base Fan Motor, 15hp, 1800rpm, 91.0%, ECM-403, Air Handler Optimization | See Note 1 | 0 | 0 | See Note 2
1395 | Commercial, Existing, Office, Base Fan Motor, 15hp, 1800rpm, 91.0%, ECM-404, Electronically Commutated Motors (ECM) on an Air Handler Unit | See Note 1 | 0 | 0 | See Note 2
1396 | Commercial, Existing, Restaurant, Base Fan Motor, 15hp, 1800rpm, 91.0%, ECM-404, Electronically Commutated Motors (ECM) on an Air Handler Unit | See Note 1 | 0 | 0 | See Note 2
1397 | Commercial, Existing, Retail, Base Fan Motor, 15hp, 1800rpm, 91.0%, ECM-404, Electronically Commutated Motors (ECM) on an Air Handler Unit | See Note 1 | 0 | 0 | See Note 2
1398 | Commercial, Existing, FoodStore, Base Fan Motor, 15hp, 1800rpm, 91.0%, ECM-404, Electronically Commutated Motors (ECM) on an Air Handler Unit | See Note 1 | 0 | 0 | See Note 2
1399 | Commercial, Existing, School, Base Fan Motor, 15hp, 1800rpm, 91.0%, ECM-404, Electronically Commutated Motors (ECM) on an Air Handler Unit | See Note 1 | 0 | 0 | See Note 2
1400 | Commercial, Existing, College, Base Fan Motor, 15hp, 1800rpm, 91.0%, ECM-404, Electronically Commutated Motors (ECM) on an Air Handler Unit | See Note 1 | 0 | 0 | See Note 2
1401 | Commercial, Existing, Hospital, Base Fan Motor, 15hp, 1800rpm, 91.0%, ECM-404, Electronically Commutated Motors (ECM) on an Air Handler Unit | See Note 1 | 0 | 0 | See Note 2
1402 | Commercial, Existing, Other Health, Base Fan Motor, 15hp, 1800rpm, 91.0%, ECM-404, Electronically Commutated Motors (ECM) on an Air Handler Unit | See Note 1 | 0 | 0 | See Note 2
1403 | Commercial, Existing, Warehouse, Base Fan Motor, 15hp, 1800rpm, 91.0%, ECM-404, Electronically Commutated Motors (ECM) on an Air Handler Unit | See Note 1 | 0 | 0 | See Note 2
1404 | Commercial, Existing, Hotel, Base Fan Motor, 15hp, 1800rpm, 91.0%, ECM-404, Electronically Commutated Motors (ECM) on an Air Handler Unit | See Note 1 | 0 | 0 | See Note 2
1405 | Commercial, Existing, Other, Base Fan Motor, 15hp, 1800rpm, 91.0%, ECM-404, Electronically Commutated Motors (ECM) on an Air Handler Unit | See Note 1 | 0 | 0 | See Note 2
1406 | Commercial, Existing, Office, Base Fan Motor, 15hp, 1800rpm, 91.0%, ECM-405, Demand Control Ventilation (DCV) | See Note 1 | 0 | 0 | See Note 2
1407 | Commercial, Existing, Restaurant, Base Fan Motor, 15hp, 1800rpm, 91.0%, ECM-405, Demand Control Ventilation (DCV) | See Note 1 | 0 | 0 | See Note 2
1408 | Commercial, Existing, Retail, Base Fan Motor, 15hp, 1800rpm, 91.0%, ECM-405, Demand Control Ventilation (DCV) | See Note 1 | 0 | 0 | See Note 2
1409 | Commercial, Existing, FoodStore, Base Fan Motor, 15hp, 1800rpm, 91.0%, ECM-405, Demand Control Ventilation (DCV) | See Note 1 | 0 | 0 | See Note 2
1410 | Commercial, Existing, School, Base Fan Motor, 15hp, 1800rpm, 91.0%, ECM-405, Demand Control Ventilation (DCV) | See Note 1 | 0 | 0 | See Note 2
1411 | Commercial, Existing, College, Base Fan Motor, 15hp, 1800rpm, 91.0%, ECM-405, Demand Control Ventilation (DCV) | See Note 1 | 0 | 0 | See Note 2
1412 | Commercial, Existing, Hospital, Base Fan Motor, 15hp, 1800rpm, 91.0%, ECM-405, Demand Control Ventilation (DCV) | See Note 1 | 0 | 0 | See Note 2
1413 | Commercial, Existing, Other Health, Base Fan Motor, 15hp, 1800rpm, 91.0%, ECM-405, Demand Control Ventilation (DCV) | See Note 1 | 0 | 0 | See Note 2
1414 | Commercial, Existing, Warehouse, Base Fan Motor, 15hp, 1800rpm, 91.0%, ECM-405, Demand Control Ventilation (DCV) | See Note 1 | 0 | 0 | See Note 2
1415 | Commercial, Existing, Hotel, Base Fan Motor, 15hp, 1800rpm, 91.0%, ECM-405, Demand Control Ventilation (DCV) | See Note 1 | 0 | 0 | See Note 2
1416 | Commercial, Existing, Other, Base Fan Motor, 15hp, 1800rpm, 91.0%, ECM-405, Demand Control Ventilation (DCV) | See Note 1 | 0 | 0 | See Note 2
1417 | Commercial, Existing, Office, Base Fan Motor, 15hp, 1800rpm, 91.0%, ECM-406, Energy Recovery Ventilation (ERV) | See Note 1 | 0 | 0 | See Note 2
1418 | Commercial, Existing, Restaurant, Base Fan Motor, 15hp, 1800rpm, 91.0%, ECM-406, Energy Recovery Ventilation (ERV) | See Note 1 | 0 | 0 | See Note 2
1419 | Commercial, Existing, Retail, Base Fan Motor, 15hp, 1800rpm, 91.0%, ECM-406, Energy Recovery Ventilation (ERV) | See Note 1 | 0 | 0 | See Note 2
1420 | Commercial, Existing, FoodStore, Base Fan Motor, 15hp, 1800rpm, 91.0%, ECM-406, Energy Recovery Ventilation (ERV) | See Note 1 | 0 | 0 | See Note 2
1421 | Commercial, Existing, School, Base Fan Motor, 15hp, 1800rpm, 91.0%, ECM-406, Energy Recovery Ventilation (ERV) | See Note 1 | 0 | 0 | See Note 2
1422 | Commercial, Existing, College, Base Fan Motor, 15hp, 1800rpm, 91.0%, ECM-406, Energy Recovery Ventilation (ERV) | See Note 1 | 0 | 0 | See Note 2
1423 | Commercial, Existing, Hospital, Base Fan Motor, 15hp, 1800rpm, 91.0%, ECM-406, Energy Recovery Ventilation (ERV) | See Note 1 | 0 | 0 | See Note 2
1424 | Commercial, Existing, Other Health, Base Fan Motor, 15hp, 1800rpm, 91.0%, ECM-406, Energy Recovery Ventilation (ERV) | See Note 1 | 0 | 0 | See Note 2
1425 | Commercial, Existing, Warehouse, Base Fan Motor, 15hp, 1800rpm, 91.0%, ECM-406, Energy Recovery Ventilation (ERV) | See Note 1 | 0 | 0 | See Note 2
1426 | Commercial, Existing, Hotel, Base Fan Motor, 15hp, 1800rpm, 91.0%, ECM-406, Energy Recovery Ventilation (ERV) | See Note 1 | 0 | 0 | See Note 2
1427 | Commercial, Existing, Other, Base Fan Motor, 15hp, 1800rpm, 91.0%, ECM-406, Energy Recovery Ventilation (ERV) | See Note 1 | 0 | 0 | See Note 2
1428 | Commercial, Existing, Office, Base Fan Motor, 15hp, 1800rpm, 91.0%, ECM-407, Separate Makeup Air / Exhaust Hoods AC | See Note 1 | 0 | 0 | See Note 2
1429 | Commercial, Existing, Restaurant, Base Fan Motor, 15hp, 1800rpm, 91.0%, ECM-407, Separate Makeup Air / Exhaust Hoods AC | See Note 1 | 0 | 0 | See Note 2
1430 | Commercial, Existing, Retail, Base Fan Motor, 15hp, 1800rpm, 91.0%, ECM-407, Separate Makeup Air / Exhaust Hoods AC | See Note 1 | 0 | 0 | See Note 2
1431 | Commercial, Existing, FoodStore, Base Fan Motor, 15hp, 1800rpm, 91.0%, ECM-407, Separate Makeup Air / Exhaust Hoods AC | See Note 1 | 0 | 0 | See Note 2
1432 | Commercial, Existing, School, Base Fan Motor, 15hp, 1800rpm, 91.0%, ECM-407, Separate Makeup Air / Exhaust Hoods AC | See Note 1 | 0 | 0 | See Note 2
1433 | Commercial, Existing, College, Base Fan Motor, 15hp, 1800rpm, 91.0%, ECM-407, Separate Makeup Air / Exhaust Hoods AC | See Note 1 | 0 | 0 | See Note 2
1434 | Commercial, Existing, Hospital, Base Fan Motor, 15hp, 1800rpm, 91.0%, ECM-407, Separate Makeup Air / Exhaust Hoods AC | See Note 1 | 0 | 0 | See Note 2
1435 | Commercial, Existing, Other Health, Base Fan Motor, 15hp, 1800rpm, 91.0%, ECM-407, Separate Makeup Air / Exhaust Hoods AC | See Note 1 | 0 | 0 | See Note 2
1436 | Commercial, Existing, Warehouse, Base Fan Motor, 15hp, 1800rpm, 91.0%, ECM-407, Separate Makeup Air / Exhaust Hoods AC | See Note 1 | 0 | 0 | See Note 2
1437 | Commercial, Existing, Hotel, Base Fan Motor, 15hp, 1800rpm, 91.0%, ECM-407, Separate Makeup Air / Exhaust Hoods AC | See Note 1 | 0 | 0 | See Note 2
1438 | Commercial, Existing, Other, Base Fan Motor, 15hp, 1800rpm, 91.0%, ECM-407, Separate Makeup Air / Exhaust Hoods AC | See Note 1 | 0 | 0 | See Note 2
1439 | Commercial, Existing, FoodStore, Base Refrigeration System, ECM-501, High-efficiency fan motors | See Note 1 | 0 | 0 | See Note 2
1440 | Commercial, New, FoodStore, Base Refrigeration System, ECM-501, Refrigeration 10% More Efficient Design | See Note 1 | 0 | 0 | See Note 2
1441 | Commercial, Existing, FoodStore, Base Refrigeration System, ECM-502, Strip curtains for walk-ins | See Note 1 | 0 | 0 | See Note 2
1442 | Commercial, New, FoodStore, Base Refrigeration System, ECM-502, Refrigeration 20% More Efficient Design | See Note 1 | 0 | 0 | See Note 2
1443 | Commercial, Existing, FoodStore, Base Refrigeration System, ECM-503, Night covers for display cases | See Note 1 | 0 | 0 | See Note 2
1444 | Commercial, Existing, FoodStore, Base Refrigeration System, ECM-504, Evaporator fan controller for MT walk-ins | See Note 1 | 0 | 0 | See Note 2
1445 | Commercial, Existing, FoodStore, Base Refrigeration System, ECM-505, Efficient compressor motor | See Note 1 | 0 | 0 | See Note 2
1446 | Commercial, Existing, FoodStore, Base Refrigeration System, ECM-506, Compressor VSD retrofit | See Note 1 | 0 | 0 | See Note 2
1447 | Commercial, Existing, FoodStore, Base Refrigeration System, ECM-507, Floating head pressure controls | See Note 1 | 0 | 0 | See Note 2
1448 | Commercial, Existing, FoodStore, Base Refrigeration System, ECM-508, Refrigeration Commissioning | See Note 1 | 0 | 0 | See Note 2
1449 | Commercial, Existing, FoodStore, Base Refrigeration System, ECM-509, Demand Hot Gas Defrost | See Note 1 | 0 | 0 | See Note 2
1450 | Commercial, Existing, FoodStore, Base Refrigeration System, ECM-510, Demand Defrost Electric | See Note 1 | 0 | 0 | See Note 2
1451 | Commercial, Existing, FoodStore, Base Refrigeration System, ECM-511, Anti-sweat (humidistat) controls | See Note 1 | 0 | 0 | See Note 2
1452 | Commercial, Existing, FoodStore, Base Refrigeration System, ECM-513, High R-Value Glass Doors | See Note 1 | 0 | 0 | See Note 2
1453 | Commercial, Existing, FoodStore, Base Refrigeration System, ECM-514, Multiplex Compressor System | See Note 1 | 0 | 0 | See Note 2
1454 | Commercial, Existing, FoodStore, Base Refrigeration System, ECM-515, Oversized Air Cooled Condenser | See Note 1 | 0 | 0 | See Note 2
1455 | Commercial, Existing, FoodStore, Base Refrigeration System, ECM-516, Freezer-Cooler Replacement Gaskets | See Note 1 | 0 | 0 | See Note 2
1456 | Commercial, Existing, FoodStore, Base Refrigeration System, ECM-517, LED Display Lighting | See Note 1 | 0 | 0 | See Note 2
1457 | Commercial, Existing, Office, Base Ice Maker, ECM-551, Efficient Ice Maker | See Note 1 | 0 | 0 | See Note 2
1458 | Commercial, Existing, Restaurant, Base Ice Maker, ECM-551, Efficient Ice Maker | See Note 1 | 0 | 0 | See Note 2
1459 | Commercial, Existing, Retail, Base Ice Maker, ECM-551, Efficient Ice Maker | See Note 1 | 0 | 0 | See Note 2
1460 | Commercial, Existing, FoodStore, Base Ice Maker, ECM-551, Efficient Ice Maker | See Note 1 | 0 | 0 | See Note 2
1461 | Commercial, Existing, School, Base Ice Maker, ECM-551, Efficient Ice Maker | See Note 1 | 0 | 0 | See Note 2
1462 | Commercial, Existing, College, Base Ice Maker, ECM-551, Efficient Ice Maker | See Note 1 | 0 | 0 | See Note 2
1463 | Commercial, Existing, Hospital, Base Ice Maker, ECM-551, Efficient Ice Maker | See Note 1 | 0 | 0 | See Note 2
1464 | Commercial, Existing, Other Health, Base Ice Maker, ECM-551, Efficient Ice Maker | See Note 1 | 0 | 0 | See Note 2
1465 | Commercial, Existing, Warehouse, Base Ice Maker, ECM-551, Efficient Ice Maker | See Note 1 | 0 | 0 | See Note 2
1466 | Commercial, Existing, Hotel, Base Ice Maker, ECM-551, Efficient Ice Maker | See Note 1 | 0 | 0 | See Note 2
1467 | Commercial, Existing, Other, Base Ice Maker, ECM-551, Efficient Ice Maker | See Note 1 | 0 | 0 | See Note 2
1468 | Commercial, Existing, Office, Base Water Heater, ECM-601, High Efficiency Water Heater (electric) | See Note 1 | 0 | 0 | See Note 2
1469 | Commercial, Existing, Restaurant, Base Water Heater, ECM-601, High Efficiency Water Heater (electric) | See Note 1 | 0 | 0 | See Note 2
1470 | Commercial, Existing, Retail, Base Water Heater, ECM-601, High Efficiency Water Heater (electric) | See Note 1 | 0 | 0 | See Note 2
1471 | Commercial, Existing, FoodStore, Base Water Heater, ECM-601, High Efficiency Water Heater (electric) | See Note 1 | 0 | 0 | See Note 2
1472 | Commercial, Existing, School, Base Water Heater, ECM-601, High Efficiency Water Heater (electric) | See Note 1 | 0 | 0 | See Note 2
1473 | Commercial, Existing, College, Base Water Heater, ECM-601, High Efficiency Water Heater (electric) | See Note 1 | 0 | 0 | See Note 2
1474 | Commercial, Existing, Hospital, Base Water Heater, ECM-601, High Efficiency Water Heater (electric) | See Note 1 | 0 | 0 | See Note 2
1475 | Commercial, Existing, Other Health, Base Water Heater, ECM-601, High Efficiency Water Heater (electric) | See Note 1 | 0 | 0 | See Note 2
1476 | Commercial, Existing, Warehouse, Base Water Heater, ECM-601, High Efficiency Water Heater (electric) | See Note 1 | 0 | 0 | See Note 2
1477 | Commercial, Existing, Hotel, Base Water Heater, ECM-601, High Efficiency Water Heater (electric) | See Note 1 | 0 | 0 | See Note 2
1478 | Commercial, Existing, Other, Base Water Heater, ECM-601, High Efficiency Water Heater (electric) | See Note 1 | 0 | 0 | See Note 2
1479 | Commercial, Existing, Office, Base Water Heater, ECM-603, Heat Pump Water Heater (air source) | See Note 1 | 0 | 0 | See Note 2
1480 | Commercial, Existing, Restaurant, Base Water Heater, ECM-603, Heat Pump Water Heater (air source) | See Note 1 | 0 | 0 | See Note 2
1481 | Commercial, Existing, Retail, Base Water Heater, ECM-603, Heat Pump Water Heater (air source) | See Note 1 | 0 | 0 | See Note 2
1482 | Commercial, Existing, FoodStore, Base Water Heater, ECM-603, Heat Pump Water Heater (air source) | See Note 1 | 0 | 0 | See Note 2
1483 | Commercial, Existing, School, Base Water Heater, ECM-603, Heat Pump Water Heater (air source) | See Note 1 | 0 | 0 | See Note 2
1484 | Commercial, Existing, College, Base Water Heater, ECM-603, Heat Pump Water Heater (air source) | See Note 1 | 0 | 0 | See Note 2
1485 | Commercial, Existing, Hospital, Base Water Heater, ECM-603, Heat Pump Water Heater (air source) | See Note 1 | 0 | 0 | See Note 2
1486 | Commercial, Existing, Other Health, Base Water Heater, ECM-603, Heat Pump Water Heater (air source) | See Note 1 | 0 | 0 | See Note 2
1487 | Commercial, Existing, Warehouse, Base Water Heater, ECM-603, Heat Pump Water Heater (air source) | See Note 1 | 0 | 0 | See Note 2
1488 | Commercial, Existing, Hotel, Base Water Heater, ECM-603, Heat Pump Water Heater (air source) | See Note 1 | 0 | 0 | See Note 2
1489 | Commercial, Existing, Other, Base Water Heater, ECM-603, Heat Pump Water Heater (air source) | See Note 1 | 0 | 0 | See Note 2
1490 | Commercial, Existing, Office, Base Water Heater, ECM-604, Solar Water Heater | See Note 1 | 0 | 0 | See Note 2
1491 | Commercial, Existing, Restaurant, Base Water Heater, ECM-604, Solar Water Heater | See Note 1 | 0 | 0 | See Note 2
1492 | Commercial, Existing, Retail, Base Water Heater, ECM-604, Solar Water Heater | See Note 1 | 0 | 0 | See Note 2
1493 | Commercial, Existing, FoodStore, Base Water Heater, ECM-604, Solar Water Heater | See Note 1 | 0 | 0 | See Note 2
1494 | Commercial, Existing, School, Base Water Heater, ECM-604, Solar Water Heater | See Note 1 | 0 | 0 | See Note 2
1495 | Commercial, Existing, College, Base Water Heater, ECM-604, Solar Water Heater | See Note 1 | 0 | 0 | See Note 2
1496 | Commercial, Existing, Hospital, Base Water Heater, ECM-604, Solar Water Heater | See Note 1 | 0 | 0 | See Note 2
1497 | Commercial, Existing, Other Health, Base Water Heater, ECM-604, Solar Water Heater | See Note 1 | 0 | 0 | See Note 2
1498 | Commercial, Existing, Warehouse, Base Water Heater, ECM-604, Solar Water Heater | See Note 1 | 0 | 0 | See Note 2
1499 | Commercial, Existing, Hotel, Base Water Heater, ECM-604, Solar Water Heater | See Note 1 | 0 | 0 | See Note 2
1500 | Commercial, Existing, Other, Base Water Heater, ECM-604, Solar Water Heater | See Note 1 | 0 | 0 | See Note 2
1501 | Commercial, Existing, Office, Base Water Heater, ECM-606, Demand controlled circulating systems | See Note 1 | 0 | 0 | See Note 2
1502 | Commercial, Existing, Restaurant, Base Water Heater, ECM-606, Demand controlled circulating systems | See Note 1 | 0 | 0 | See Note 2
1503 | Commercial, Existing, Retail, Base Water Heater, ECM-606, Demand controlled circulating systems | See Note 1 | 0 | 0 | See Note 2
1504 | Commercial, Existing, FoodStore, Base Water Heater, ECM-606, Demand controlled circulating systems | See Note 1 | 0 | 0 | See Note 2
1505 | Commercial, Existing, School, Base Water Heater, ECM-606, Demand controlled circulating systems | See Note 1 | 0 | 0 | See Note 2
1506 | Commercial, Existing, College, Base Water Heater, ECM-606, Demand controlled circulating systems | See Note 1 | 0 | 0 | See Note 2
1507 | Commercial, Existing, Hospital, Base Water Heater, ECM-606, Demand controlled circulating systems | See Note 1 | 0 | 0 | See Note 2
1508 | Commercial, Existing, Other Health, Base Water Heater, ECM-606, Demand controlled circulating systems | See Note 1 | 0 | 0 | See Note 2
1509 | Commercial, Existing, Warehouse, Base Water Heater, ECM-606, Demand controlled circulating systems | See Note 1 | 0 | 0 | See Note 2
1510 | Commercial, Existing, Hotel, Base Water Heater, ECM-606, Demand controlled circulating systems | See Note 1 | 0 | 0 | See Note 2
1511 | Commercial, Existing, Other, Base Water Heater, ECM-606, Demand controlled circulating systems | See Note 1 | 0 | 0 | See Note 2
1512 | Commercial, Existing, Office, Base Water Heater, ECM-608, Heat Recovery Unit | See Note 1 | 0 | 0 | See Note 2
1513 | Commercial, Existing, Restaurant, Base Water Heater, ECM-608, Heat Recovery Unit | See Note 1 | 0 | 0 | See Note 2
1514 | Commercial, Existing, Retail, Base Water Heater, ECM-608, Heat Recovery Unit | See Note 1 | 0 | 0 | See Note 2
1515 | Commercial, Existing, FoodStore, Base Water Heater, ECM-608, Heat Recovery Unit | See Note 1 | 0 | 0 | See Note 2
1516 | Commercial, Existing, School, Base Water Heater, ECM-608, Heat Recovery Unit | See Note 1 | 0 | 0 | See Note 2
1517 | Commercial, Existing, College, Base Water Heater, ECM-608, Heat Recovery Unit | See Note 1 | 0 | 0 | See Note 2
1518 | Commercial, Existing, Hospital, Base Water Heater, ECM-608, Heat Recovery Unit | See Note 1 | 0 | 0 | See Note 2
1519 | Commercial, Existing, Other Health, Base Water Heater, ECM-608, Heat Recovery Unit | See Note 1 | 0 | 0 | See Note 2
1520 | Commercial, Existing, Warehouse, Base Water Heater, ECM-608, Heat Recovery Unit | See Note 1 | 0 | 0 | See Note 2
1521 | Commercial, Existing, Hotel, Base Water Heater, ECM-608, Heat Recovery Unit | See Note 1 | 0 | 0 | See Note 2
1522 | Commercial, Existing, Other, Base Water Heater, ECM-608, Heat Recovery Unit | See Note 1 | 0 | 0 | See Note 2
1523 | Commercial, Existing, Office, Base Water Heater, ECM-609, Heat Trap | See Note 1 | 0 | 0 | See Note 2
1524 | Commercial, Existing, Restaurant, Base Water Heater, ECM-609, Heat Trap | See Note 1 | 0 | 0 | See Note 2
1525 | Commercial, Existing, Retail, Base Water Heater, ECM-609, Heat Trap | See Note 1 | 0 | 0 | See Note 2
1526 | Commercial, Existing, FoodStore, Base Water Heater, ECM-609, Heat Trap | See Note 1 | 0 | 0 | See Note 2
1527 | Commercial, Existing, School, Base Water Heater, ECM-609, Heat Trap | See Note 1 | 0 | 0 | See Note 2
1528 | Commercial, Existing, College, Base Water Heater, ECM-609, Heat Trap | See Note 1 | 0 | 0 | See Note 2
1529 | Commercial, Existing, Hospital, Base Water Heater, ECM-609, Heat Trap | See Note 1 | 0 | 0 | See Note 2
1530 | Commercial, Existing, Other Health, Base Water Heater, ECM-609, Heat Trap | See Note 1 | 0 | 0 | See Note 2
1531 | Commercial, Existing, Warehouse, Base Water Heater, ECM-609, Heat Trap | See Note 1 | 0 | 0 | See Note 2
1532 | Commercial, Existing, Hotel, Base Water Heater, ECM-609, Heat Trap | See Note 1 | 0 | 0 | See Note 2
1533 | Commercial, Existing, Other, Base Water Heater, ECM-609, Heat Trap | See Note 1 | 0 | 0 | See Note 2
1534 | Commercial, Existing, Office, Base Water Heater, ECM-610, Hot Water Pipe Insulation | See Note 1 | 0 | 0 | See Note 2
1535 | Commercial, Existing, Restaurant, Base Water Heater, ECM-610, Hot Water Pipe Insulation | See Note 1 | 0 | 0 | See Note 2
1536 | Commercial, Existing, Retail, Base Water Heater, ECM-610, Hot Water Pipe Insulation | See Note 1 | 0 | 0 | See Note 2
1537 | Commercial, Existing, FoodStore, Base Water Heater, ECM-610, Hot Water Pipe Insulation | See Note 1 | 0 | 0 | See Note 2
1538 | Commercial, Existing, School, Base Water Heater, ECM-610, Hot Water Pipe Insulation | See Note 1 | 0 | 0 | See Note 2
1539 | Commercial, Existing, College, Base Water Heater, ECM-610, Hot Water Pipe Insulation | See Note 1 | 0 | 0 | See Note 2
1540 | Commercial, Existing, Hospital, Base Water Heater, ECM-610, Hot Water Pipe Insulation | See Note 1 | 0 | 0 | See Note 2
1541 | Commercial, Existing, Other Health, Base Water Heater, ECM-610, Hot Water Pipe Insulation | See Note 1 | 0 | 0 | See Note 2
1542 | Commercial, Existing, Warehouse, Base Water Heater, ECM-610, Hot Water Pipe Insulation | See Note 1 | 0 | 0 | See Note 2
1543 | Commercial, Existing, Hotel, Base Water Heater, ECM-610, Hot Water Pipe Insulation | See Note 1 | 0 | 0 | See Note 2
1544 | Commercial, Existing, Other, Base Water Heater, ECM-610, Hot Water Pipe Insulation | See Note 1 | 0 | 0 | See Note 2
1545 | Commercial, Existing, Office, Base Water Heater, ECM-611, Faucet Aerator (0.5 gpm) | See Note 1 | 0 | 0 | See Note 2
1546 | Commercial, Existing, Restaurant, Base Water Heater, ECM-611, Faucet Aerator (0.5 gpm) | See Note 1 | 0 | 0 | See Note 2
1547 | Commercial, Existing, Retail, Base Water Heater, ECM-611, Faucet Aerator (0.5 gpm) | See Note 1 | 0 | 0 | See Note 2
1548 | Commercial, Existing, FoodStore, Base Water Heater, ECM-611, Faucet Aerator (0.5 gpm) | See Note 1 | 0 | 0 | See Note 2
1549 | Commercial, Existing, School, Base Water Heater, ECM-611, Faucet Aerator (0.5 gpm) | See Note 1 | 0 | 0 | See Note 2
1550 | Commercial, Existing, College, Base Water Heater, ECM-611, Faucet Aerator (0.5 gpm) | See Note 1 | 0 | 0 | See Note 2
1551 | Commercial, Existing, Hospital, Base Water Heater, ECM-611, Faucet Aerator (0.5 gpm) | See Note 1 | 0 | 0 | See Note 2
1552 | Commercial, Existing, Other Health, Base Water Heater, ECM-611, Faucet Aerator (0.5 gpm) | See Note 1 | 0 | 0 | See Note 2
1553 | Commercial, Existing, Warehouse, Base Water Heater, ECM-611, Faucet Aerator (0.5 gpm) | See Note 1 | 0 | 0 | See Note 2
1554 | Commercial, Existing, Hotel, Base Water Heater, ECM-611, Faucet Aerator (0.5 gpm) | See Note 1 | 0 | 0 | See Note 2
1555 | Commercial, Existing, Other, Base Water Heater, ECM-611, Faucet Aerator (0.5 gpm) | See Note 1 | 0 | 0 | See Note 2
1556 | Commercial, Existing, Office, Base Desktop PC, ECM-701, PC Manual Power Management Enabling | See Note 1 | 0 | 0 | See Note 2
1557 | Commercial, Existing, Restaurant, Base Desktop PC, ECM-701, PC Manual Power Management Enabling | See Note 1 | 0 | 0 | See Note 2
1558 | Commercial, Existing, Retail, Base Desktop PC, ECM-701, PC Manual Power Management Enabling | See Note 1 | 0 | 0 | See Note 2
1559 | Commercial, Existing, FoodStore, Base Desktop PC, ECM-701, PC Manual Power Management Enabling | See Note 1 | 0 | 0 | See Note 2
1560 | Commercial, Existing, School, Base Desktop PC, ECM-701, PC Manual Power Management Enabling | See Note 1 | 0 | 0 | See Note 2
1561 | Commercial, Existing, College, Base Desktop PC, ECM-701, PC Manual Power Management Enabling | See Note 1 | 0 | 0 | See Note 2
1562 | Commercial, Existing, Hospital, Base Desktop PC, ECM-701, PC Manual Power Management Enabling | See Note 1 | 0 | 0 | See Note 2
1563 | Commercial, Existing, Other Health, Base Desktop PC, ECM-701, PC Manual Power Management Enabling | See Note 1 | 0 | 0 | See Note 2
1564 | Commercial, Existing, Warehouse, Base Desktop PC, ECM-701, PC Manual Power Management Enabling | See Note 1 | 0 | 0 | See Note 2
1565 | Commercial, Existing, Hotel, Base Desktop PC, ECM-701, PC Manual Power Management Enabling | See Note 1 | 0 | 0 | See Note 2
1566 | Commercial, Existing, Other, Base Desktop PC, ECM-701, PC Manual Power Management Enabling | See Note 1 | 0 | 0 | See Note 2
1567 | Commercial, Existing, Office, Base Desktop PC, ECM-702, PC Network Power Management Enabling | See Note 1 | 0 | 0 | See Note 2
1568 | Commercial, Existing, Restaurant, Base Desktop PC, ECM-702, PC Network Power Management Enabling | See Note 1 | 0 | 0 | See Note 2
1569 | Commercial, Existing, Retail, Base Desktop PC, ECM-702, PC Network Power Management Enabling | See Note 1 | 0 | 0 | See Note 2
1570 | Commercial, Existing, FoodStore, Base Desktop PC, ECM-702, PC Network Power Management Enabling | See Note 1 | 0 | 0 | See Note 2
1571 | Commercial, Existing, School, Base Desktop PC, ECM-702, PC Network Power Management Enabling | See Note 1 | 0 | 0 | See Note 2
1572 | Commercial, Existing, College, Base Desktop PC, ECM-702, PC Network Power Management Enabling | See Note 1 | 0 | 0 | See Note 2
1573 | Commercial, Existing, Hospital, Base Desktop PC, ECM-702, PC Network Power Management Enabling | See Note 1 | 0 | 0 | See Note 2
1574 | Commercial, Existing, Other Health, Base Desktop PC, ECM-702, PC Network Power Management Enabling | See Note 1 | 0 | 0 | See Note 2
1575 | Commercial, Existing, Warehouse, Base Desktop PC, ECM-702, PC Network Power Management Enabling | See Note 1 | 0 | 0 | See Note 2
1576 | Commercial, Existing, Hotel, Base Desktop PC, ECM-702, PC Network Power Management Enabling | See Note 1 | 0 | 0 | See Note 2
1577 | Commercial, Existing, Other, Base Desktop PC, ECM-702, PC Network Power Management Enabling | See Note 1 | 0 | 0 | See Note 2
1578 | Commercial, Existing, Office, Base Monitor CRT, ECM-711, Energy Star or Better Monitor | See Note 1 | 0 | 0 | See Note 2
1579 | Commercial, Existing, Restaurant, Base Monitor CRT, ECM-711, Energy Star or Better Monitor | See Note 1 | 0 | 0 | See Note 2
1580 | Commercial, Existing, Retail, Base Monitor CRT, ECM-711, Energy Star or Better Monitor | See Note 1 | 0 | 0 | See Note 2
1581 | Commercial, Existing, FoodStore, Base Monitor CRT, ECM-711, Energy Star or Better Monitor | See Note 1 | 0 | 0 | See Note 2
1582 | Commercial, Existing, School, Base Monitor CRT, ECM-711, Energy Star or Better Monitor | See Note 1 | 0 | 0 | See Note 2
1583 | Commercial, Existing, College, Base Monitor CRT, ECM-711, Energy Star or Better Monitor | See Note 1 | 0 | 0 | See Note 2
1584 | Commercial, Existing, Hospital, Base Monitor CRT, ECM-711, Energy Star or Better Monitor | See Note 1 | 0 | 0 | See Note 2
1585 | Commercial, Existing, Other Health, Base Monitor CRT, ECM-711, Energy Star or Better Monitor | See Note 1 | 0 | 0 | See Note 2
1586 | Commercial, Existing, Warehouse, Base Monitor CRT, ECM-711, Energy Star or Better Monitor | See Note 1 | 0 | 0 | See Note 2
1587 | Commercial, Existing, Hotel, Base Monitor CRT, ECM-711, Energy Star or Better Monitor | See Note 1 | 0 | 0 | See Note 2
1588 | Commercial, Existing, Other, Base Monitor CRT, ECM-711, Energy Star or Better Monitor | See Note 1 | 0 | 0 | See Note 2
1589 | Commercial, Existing, Office, Base Monitor CRT, ECM-712, Monitor Power Management Enabling | See Note 1 | 0 | 0 | See Note 2
1590 | Commercial, Existing, Restaurant, Base Monitor CRT, ECM-712, Monitor Power Management Enabling | See Note 1 | 0 | 0 | See Note 2
1591 | Commercial, Existing, Retail, Base Monitor CRT, ECM-712, Monitor Power Management Enabling | See Note 1 | 0 | 0 | See Note 2
1592 | Commercial, Existing, FoodStore, Base Monitor CRT, ECM-712, Monitor Power Management Enabling | See Note 1 | 0 | 0 | See Note 2
1593 | Commercial, Existing, School, Base Monitor CRT, ECM-712, Monitor Power Management Enabling | See Note 1 | 0 | 0 | See Note 2
1594 | Commercial, Existing, College, Base Monitor CRT, ECM-712, Monitor Power Management Enabling | See Note 1 | 0 | 0 | See Note 2
1595 | Commercial, Existing, Hospital, Base Monitor CRT, ECM-712, Monitor Power Management Enabling | See Note 1 | 0 | 0 | See Note 2
1596 | Commercial, Existing, Other Health, Base Monitor CRT, ECM-712, Monitor Power Management Enabling | See Note 1 | 0 | 0 | See Note 2
1597 | Commercial, Existing, Warehouse, Base Monitor CRT, ECM-712, Monitor Power Management Enabling | See Note 1 | 0 | 0 | See Note 2
1598 | Commercial, Existing, Hotel, Base Monitor CRT, ECM-712, Monitor Power Management Enabling | See Note 1 | 0 | 0 | See Note 2
1599 | Commercial, Existing, Other, Base Monitor CRT, ECM-712, Monitor Power Management Enabling | See Note 1 | 0 | 0 | See Note 2
1600 | Commercial, Existing, Office, Base Monitor LCD, ECM-721, Energy Star or Better Monitor | See Note 1 | 0 | 0 | See Note 2
1601 | Commercial, Existing, Restaurant, Base Monitor LCD, ECM-721, Energy Star or Better Monitor | See Note 1 | 0 | 0 | See Note 2
1602 | Commercial, Existing, Retail, Base Monitor LCD, ECM-721, Energy Star or Better Monitor | See Note 1 | 0 | 0 | See Note 2
1603 | Commercial, Existing, FoodStore, Base Monitor LCD, ECM-721, Energy Star or Better Monitor | See Note 1 | 0 | 0 | See Note 2
1604 | Commercial, Existing, School, Base Monitor LCD, ECM-721, Energy Star or Better Monitor | See Note 1 | 0 | 0 | See Note 2
1605 | Commercial, Existing, College, Base Monitor LCD, ECM-721, Energy Star or Better Monitor | See Note 1 | 0 | 0 | See Note 2
1606 | Commercial, Existing, Hospital, Base Monitor LCD, ECM-721, Energy Star or Better Monitor | See Note 1 | 0 | 0 | See Note 2
1607 | Commercial, Existing, Other Health, Base Monitor LCD, ECM-721, Energy Star or Better Monitor | See Note 1 | 0 | 0 | See Note 2
1608 | Commercial, Existing, Warehouse, Base Monitor LCD, ECM-721, Energy Star or Better Monitor | See Note 1 | 0 | 0 | See Note 2
1609 | Commercial, Existing, Hotel, Base Monitor LCD, ECM-721, Energy Star or Better Monitor | See Note 1 | 0 | 0 | See Note 2
1610 | Commercial, Existing, Other, Base Monitor LCD, ECM-721, Energy Star or Better Monitor | See Note 1 | 0 | 0 | See Note 2
1611 | Commercial, Existing, Office, Base Monitor LCD, ECM-722, Monitor Power Management Enabling | See Note 1 | 0 | 0 | See Note 2
1612 | Commercial, Existing, Restaurant, Base Monitor LCD, ECM-722, Monitor Power Management Enabling | See Note 1 | 0 | 0 | See Note 2
1613 | Commercial, Existing, Retail, Base Monitor LCD, ECM-722, Monitor Power Management Enabling | See Note 1 | 0 | 0 | See Note 2
1614 | Commercial, Existing, FoodStore, Base Monitor LCD, ECM-722, Monitor Power Management Enabling | See Note 1 | 0 | 0 | See Note 2
1615 | Commercial, Existing, School, Base Monitor LCD, ECM-722, Monitor Power Management Enabling | See Note 1 | 0 | 0 | See Note 2
1616 | Commercial, Existing, College, Base Monitor LCD, ECM-722, Monitor Power Management Enabling | See Note 1 | 0 | 0 | See Note 2
1617 | Commercial, Existing, Hospital, Base Monitor LCD, ECM-722, Monitor Power Management Enabling | See Note 1 | 0 | 0 | See Note 2
1618 | Commercial, Existing, Other Health, Base Monitor LCD, ECM-722, Monitor Power Management Enabling | See Note 1 | 0 | 0 | See Note 2
1619 | Commercial, Existing, Warehouse, Base Monitor LCD, ECM-722, Monitor Power Management Enabling | See Note 1 | 0 | 0 | See Note 2
1620 | Commercial, Existing, Hotel, Base Monitor LCD, ECM-722, Monitor Power Management Enabling | See Note 1 | 0 | 0 | See Note 2
1621 | Commercial, Existing, Other, Base Monitor LCD, ECM-722, Monitor Power Management Enabling | See Note 1 | 0 | 0 | See Note 2
1622 | Commercial, Existing, Office, Base Copier, ECM-731, Energy Star or Better Copier | See Note 1 | 0 | 0 | See Note 2
1623 | Commercial, Existing, Restaurant, Base Copier, ECM-731, Energy Star or Better Copier | See Note 1 | 0 | 0 | See Note 2
1624 | Commercial, Existing, Retail, Base Copier, ECM-731, Energy Star or Better Copier | See Note 1 | 0 | 0 | See Note 2
1625 | Commercial, Existing, FoodStore, Base Copier, ECM-731, Energy Star or Better Copier | See Note 1 | 0 | 0 | See Note 2
1626 | Commercial, Existing, School, Base Copier, ECM-731, Energy Star or Better Copier | See Note 1 | 0 | 0 | See Note 2
1627 | Commercial, Existing, College, Base Copier, ECM-731, Energy Star or Better Copier | See Note 1 | 0 | 0 | See Note 2
1628 | Commercial, Existing, Hospital, Base Copier, ECM-731, Energy Star or Better Copier | See Note 1 | 0 | 0 | See Note 2
1629 | Commercial, Existing, Other Health, Base Copier, ECM-731, Energy Star or Better Copier | See Note 1 | 0 | 0 | See Note 2
1630 | Commercial, Existing, Warehouse, Base Copier, ECM-731, Energy Star or Better Copier | See Note 1 | 0 | 0 | See Note 2
1631 | Commercial, Existing, Hotel, Base Copier, ECM-731, Energy Star or Better Copier | See Note 1 | 0 | 0 | See Note 2
1632 | Commercial, Existing, Other, Base Copier, ECM-731, Energy Star or Better Copier | See Note 1 | 0 | 0 | See Note 2
1633 | Commercial, Existing, Office, Base Copier, ECM-732, Copier Power Management Enabling | See Note 1 | 0 | 0 | See Note 2
1634 | Commercial, Existing, Restaurant, Base Copier, ECM-732, Copier Power Management Enabling | See Note 1 | 0 | 0 | See Note 2
1635 | Commercial, Existing, Retail, Base Copier, ECM-732, Copier Power Management Enabling | See Note 1 | 0 | 0 | See Note 2
1636 | Commercial, Existing, FoodStore, Base Copier, ECM-732, Copier Power Management Enabling | See Note 1 | 0 | 0 | See Note 2
1637 | Commercial, Existing, School, Base Copier, ECM-732, Copier Power Management Enabling | See Note 1 | 0 | 0 | See Note 2
1638 | Commercial, Existing, College, Base Copier, ECM-732, Copier Power Management Enabling | See Note 1 | 0 | 0 | See Note 2
1639 | Commercial, Existing, Hospital, Base Copier, ECM-732, Copier Power Management Enabling | See Note 1 | 0 | 0 | See Note 2
1640 | Commercial, Existing, Other Health, Base Copier, ECM-732, Copier Power Management Enabling | See Note 1 | 0 | 0 | See Note 2
1641 | Commercial, Existing, Warehouse, Base Copier, ECM-732, Copier Power Management Enabling | See Note 1 | 0 | 0 | See Note 2
1642 | Commercial, Existing, Hotel, Base Copier, ECM-732, Copier Power Management Enabling | See Note 1 | 0 | 0 | See Note 2
1643 | Commercial, Existing, Other, Base Copier, ECM-732, Copier Power Management Enabling | See Note 1 | 0 | 0 | See Note 2
1644 | Commercial, Existing, Office, Base Printer, ECM-741, Printer Power Management Enabling | See Note 1 | 0 | 0 | See Note 2
1645 | Commercial, Existing, Restaurant, Base Printer, ECM-741, Printer Power Management Enabling | See Note 1 | 0 | 0 | See Note 2
1646 | Commercial, Existing, Retail, Base Printer, ECM-741, Printer Power Management Enabling | See Note 1 | 0 | 0 | See Note 2
1647 | Commercial, Existing, FoodStore, Base Printer, ECM-741, Printer Power Management Enabling | See Note 1 | 0 | 0 | See Note 2
1648 | Commercial, Existing, School, Base Printer, ECM-741, Printer Power Management Enabling | See Note 1 | 0 | 0 | See Note 2
1649 | Commercial, Existing, College, Base Printer, ECM-741, Printer Power Management Enabling | See Note 1 | 0 | 0 | See Note 2
1650 | Commercial, Existing, Hospital, Base Printer, ECM-741, Printer Power Management Enabling | See Note 1 | 0 | 0 | See Note 2
1651 | Commercial, Existing, Other Health, Base Printer, ECM-741, Printer Power Management Enabling | See Note 1 | 0 | 0 | See Note 2
1652 | Commercial, Existing, Warehouse, Base Printer, ECM-741, Printer Power Management Enabling | See Note 1 | 0 | 0 | See Note 2
1653 | Commercial, Existing, Hotel, Base Printer, ECM-741, Printer Power Management Enabling | See Note 1 | 0 | 0 | See Note 2
1654 | Commercial, Existing, Other, Base Printer, ECM-741, Printer Power Management Enabling | See Note 1 | 0 | 0 | See Note 2
1655 | Commercial, Existing, Office, Base Commercial Oven, ECM-801, Convection Oven | See Note 1 | 0 | 0 | See Note 2
1656 | Commercial, Existing, Restaurant, Base Commercial Oven, ECM-801, Convection Oven | See Note 1 | 0 | 0 | See Note 2
1657 | Commercial, Existing, Retail, Base Commercial Oven, ECM-801, Convection Oven | See Note 1 | 0 | 0 | See Note 2
1658 | Commercial, Existing, FoodStore, Base Commercial Oven, ECM-801, Convection Oven | See Note 1 | 0 | 0 | See Note 2
1659 | Commercial, Existing, School, Base Commercial Oven, ECM-801, Convection Oven | See Note 1 | 0 | 0 | See Note 2
1660 | Commercial, Existing, College, Base Commercial Oven, ECM-801, Convection Oven | See Note 1 | 0 | 0 | See Note 2
1661 | Commercial, Existing, Hospital, Base Commercial Oven, ECM-801, Convection Oven | See Note 1 | 0 | 0 | See Note 2
1662 | Commercial, Existing, Other Health, Base Commercial Oven, ECM-801, Convection Oven | See Note 1 | 0 | 0 | See Note 2
1663 | Commercial, Existing, Warehouse, Base Commercial Oven, ECM-801, Convection Oven | See Note 1 | 0 | 0 | See Note 2
1664 | Commercial, Existing, Hotel, Base Commercial Oven, ECM-801, Convection Oven | See Note 1 | 0 | 0 | See Note 2
1665 | Commercial, Existing, Other, Base Commercial Oven, ECM-801, Convection Oven | See Note 1 | 0 | 0 | See Note 2
1666 | Commercial, Existing, Office, Base Commercial Fryer, ECM-811, Efficient Fryer | See Note 1 | 0 | 0 | See Note 2
1667 | Commercial, Existing, Restaurant, Base Commercial Fryer, ECM-811, Efficient Fryer | See Note 1 | 0 | 0 | See Note 2
1668 | Commercial, Existing, Retail, Base Commercial Fryer, ECM-811, Efficient Fryer | See Note 1 | 0 | 0 | See Note 2
1669 | Commercial, Existing, FoodStore, Base Commercial Fryer, ECM-811, Efficient Fryer | See Note 1 | 0 | 0 | See Note 2
1670 | Commercial, Existing, School, Base Commercial Fryer, ECM-811, Efficient Fryer | See Note 1 | 0 | 0 | See Note 2
1671 | Commercial, Existing, College, Base Commercial Fryer, ECM-811, Efficient Fryer | See Note 1 | 0 | 0 | See Note 2
1672 | Commercial, Existing, Hospital, Base Commercial Fryer, ECM-811, Efficient Fryer | See Note 1 | 0 | 0 | See Note 2
1673 | Commercial, Existing, Other Health, Base Commercial Fryer, ECM-811, Efficient Fryer | See Note 1 | 0 | 0 | See Note 2
1674 | Commercial, Existing, Warehouse, Base Commercial Fryer, ECM-811, Efficient Fryer | See Note 1 | 0 | 0 | See Note 2
1675 | Commercial, Existing, Hotel, Base Commercial Fryer, ECM-811, Efficient Fryer | See Note 1 | 0 | 0 | See Note 2
1676 | Commercial, Existing, Other, Base Commercial Fryer, ECM-811, Efficient Fryer | See Note 1 | 0 | 0 | See Note 2
1677 | Commercial, Existing, Office, Base Holding Cabinet, ECM-821, Efficient Holding Cabinet | See Note 1 | 0 | 0 | See Note 2
1678 | Commercial, Existing, Restaurant, Base Holding Cabinet, ECM-821, Efficient Holding Cabinet | See Note 1 | 0 | 0 | See Note 2
1679 | Commercial, Existing, Retail, Base Holding Cabinet, ECM-821, Efficient Holding Cabinet | See Note 1 | 0 | 0 | See Note 2
1680 | Commercial, Existing, FoodStore, Base Holding Cabinet, ECM-821, Efficient Holding Cabinet | See Note 1 | 0 | 0 | See Note 2
1681 | Commercial, Existing, School, Base Holding Cabinet, ECM-821, Efficient Holding Cabinet | See Note 1 | 0 | 0 | See Note 2
1682 | Commercial, Existing, College, Base Holding Cabinet, ECM-821, Efficient Holding Cabinet | See Note 1 | 0 | 0 | See Note 2
1683 | Commercial, Existing, Hospital, Base Holding Cabinet, ECM-821, Efficient Holding Cabinet | See Note 1 | 0 | 0 | See Note 2
1684 | Commercial, Existing, Other Health, Base Holding Cabinet, ECM-821, Efficient Holding Cabinet | See Note 1 | 0 | 0 | See Note 2
1685 | Commercial, Existing, Warehouse, Base Holding Cabinet, ECM-821, Efficient Holding Cabinet | See Note 1 | 0 | 0 | See Note 2
1686 | Commercial, Existing, Hotel, Base Holding Cabinet, ECM-821, Efficient Holding Cabinet | See Note 1 | 0 | 0 | See Note 2
1687 | Commercial, Existing, Other, Base Holding Cabinet, ECM-821, Efficient Holding Cabinet | See Note 1 | 0 | 0 | See Note 2
1688 | Commercial, Existing, Office, Base Griddle, ECM-831, Efficient Griddle | See Note 1 | 0 | 0 | See Note 2
1689 | Commercial, Existing, Restaurant, Base Griddle, ECM-831, Efficient Griddle | See Note 1 | 0 | 0 | See Note 2
1690 | Commercial, Existing, Retail, Base Griddle, ECM-831, Efficient Griddle | See Note 1 | 0 | 0 | See Note 2
1691 | Commercial, Existing, FoodStore, Base Griddle, ECM-831, Efficient Griddle | See Note 1 | 0 | 0 | See Note 2
1692 | Commercial, Existing, School, Base Griddle, ECM-831, Efficient Griddle | See Note 1 | 0 | 0 | See Note 2
1693 | Commercial, Existing, College, Base Griddle, ECM-831, Efficient Griddle | See Note 1 | 0 | 0 | See Note 2
1694 | Commercial, Existing, Hospital, Base Griddle, ECM-831, Efficient Griddle | See Note 1 | 0 | 0 | See Note 2
1695 | Commercial, Existing, Other Health, Base Griddle, ECM-831, Efficient Griddle | See Note 1 | 0 | 0 | See Note 2
1696 | Commercial, Existing, Warehouse, Base Griddle, ECM-831, Efficient Griddle | See Note 1 | 0 | 0 | See Note 2
1697 | Commercial, Existing, Hotel, Base Griddle, ECM-831, Efficient Griddle | See Note 1 | 0 | 0 | See Note 2
1698 | Commercial, Existing, Other, Base Griddle, ECM-831, Efficient Griddle | See Note 1 | 0 | 0 | See Note 2
1699 | Commercial, Existing, Office, Base Steamer, ECM-841, Efficient Steamer | See Note 1 | 0 | 0 | See Note 2
1700 | Commercial, Existing, Restaurant, Base Steamer, ECM-841, Efficient Steamer | See Note 1 | 0 | 0 | See Note 2
1701 | Commercial, Existing, Retail, Base Steamer, ECM-841, Efficient Steamer | See Note 1 | 0 | 0 | See Note 2
1702 | Commercial, Existing, FoodStore, Base Steamer, ECM-841, Efficient Steamer | See Note 1 | 0 | 0 | See Note 2
1703 | Commercial, Existing, School, Base Steamer, ECM-841, Efficient Steamer | See Note 1 | 0 | 0 | See Note 2
1704 | Commercial, Existing, College, Base Steamer, ECM-841, Efficient Steamer | See Note 1 | 0 | 0 | See Note 2
1705 | Commercial, Existing, Hospital, Base Steamer, ECM-841, Efficient Steamer | See Note 1 | 0 | 0 | See Note 2
1706 | Commercial, Existing, Other Health, Base Steamer, ECM-841, Efficient Steamer | See Note 1 | 0 | 0 | See Note 2
1707 | Commercial, Existing, Warehouse, Base Steamer, ECM-841, Efficient Steamer | See Note 1 | 0 | 0 | See Note 2
1708 | Commercial, Existing, Hotel, Base Steamer, ECM-841, Efficient Steamer | See Note 1 | 0 | 0 | See Note 2
1709 | Commercial, Existing, Other, Base Steamer, ECM-841, Efficient Steamer | See Note 1 | 0 | 0 | See Note 2
1710 | Commercial, Existing, Office, Base Vending Machine, ECM-901, Vending Misers (cooled machines only) | See Note 1 | 0 | 0 | See Note 2
1711 | Commercial, Existing, Restaurant, Base Vending Machine, ECM-901, Vending Misers (cooled machines only) | See Note 1 | 0 | 0 | See Note 2
1712 | Commercial, Existing, Retail, Base Vending Machine, ECM-901, Vending Misers (cooled machines only) | See Note 1 | 0 | 0 | See Note 2
1713 | Commercial, Existing, FoodStore, Base Vending Machine, ECM-901, Vending Misers (cooled machines only) | See Note 1 | 0 | 0 | See Note 2
1714 | Commercial, Existing, School, Base Vending Machine, ECM-901, Vending Misers (cooled machines only) | See Note 1 | 0 | 0 | See Note 2
1715 | Commercial, Existing, College, Base Vending Machine, ECM-901, Vending Misers (cooled machines only) | See Note 1 | 0 | 0 | See Note 2
1716 | Commercial, Existing, Hospital, Base Vending Machine, ECM-901, Vending Misers (cooled machines only) | See Note 1 | 0 | 0 | See Note 2
1717 | Commercial, Existing, Other Health, Base Vending Machine, ECM-901, Vending Misers (cooled machines only) | See Note 1 | 0 | 0 | See Note 2
1718 | Commercial, Existing, Warehouse, Base Vending Machine, ECM-901, Vending Misers (cooled machines only) | See Note 1 | 0 | 0 | See Note 2
1719 | Commercial, Existing, Hotel, Base Vending Machine, ECM-901, Vending Misers (cooled machines only) | See Note 1 | 0 | 0 | See Note 2
1720 | Commercial, Existing, Other, Base Vending Machine, ECM-901, Vending Misers (cooled machines only) | See Note 1 | 0 | 0 | See Note 2
Industrial
1721 | Industrial, Existing, SIC20 Food, Base Compressed Air, ECM-101, Compressed Air-O&M | See Note 1 | 1939527.1506 | 380848.1628 | See Note 2
1722 | Industrial, Existing, SIC22-23Textiles, Base Compressed Air, ECM-101, Compressed Air-O&M | See Note 1 | 8541.7849 | 1677.2742 | See Note 2
1723 | Industrial, Existing, SIC24-25 Lumber, Base Compressed Air, ECM-101, Compressed Air-O&M | See Note 1 | 36644.5784 | 7195.5736 | See Note 2
1724 | Industrial, Existing, SIC26 Paper, Base Compressed Air, ECM-101, Compressed Air-O&M | See Note 1 | 267365.8504 | 52500.3458 | See Note 2
1725 | Industrial, Existing, SIC27 Printing, Base Compressed Air, ECM-101, Compressed Air-O&M | See Note 1 | 98189.7109 | 19280.665 | See Note 2
1726 | Industrial, Existing, SIC28 Chemicals, Base Compressed Air, ECM-101, Compressed Air-O&M | See Note 1 | 151228.466 | 29695.4563 | See Note 2
1727 | Industrial, Existing, SIC29 Petroleum, Base Compressed Air, ECM-101, Compressed Air-O&M | See Note 1 | 13351.6563 | 2621.7532 | See Note 2
1728 | Industrial, Existing, SIC30 Rubber/Plastics, Base Compressed Air, ECM-101, Compressed Air-O&M | See Note 1 | 40569.767 | 7966.3364 | See Note 2
1729 | Industrial, Existing, SIC32 Stone/Clay/Glass, Base Compressed Air, ECM-101, Compressed Air-O&M | See Note 1 | 1000972.9187 | 196552.4826 | See Note 2
1730 | Industrial, Existing, SIC33 Primary Metals, Base Compressed Air, ECM-101, Compressed Air-O&M | See Note 1 | 48949.9454 | 9611.8729 | See Note 2
1731 | Industrial, Existing, SIC34 Fab Metals, Base Compressed Air, ECM-101, Compressed Air-O&M | See Note 1 | 684583.7923 | 134425.7822 | See Note 2
1732 | Industrial, Existing, SIC35 Ind Machinery, Base Compressed Air, ECM-101, Compressed Air-O&M | See Note 1 | 68882.899 | 13525.9131 | See Note 2
1733 | Industrial, Existing, SIC36 Electronics, Base Compressed Air, ECM-101, Compressed Air-O&M | See Note 1 | 157240.4447 | 30875.9535 | See Note 2
1734 | Industrial, Existing, SIC37 Transp Eqp, Base Compressed Air, ECM-101, Compressed Air-O&M | See Note 1 | 287215.0714 | 56397.9299 | See Note 2
1735 | Industrial, Existing, SIC38 Instruments, Base Compressed Air, ECM-101, Compressed Air-O&M | See Note 1 | 576216.2118 | 113146.6297 | See Note 2
1736 | Industrial, Existing, SIC39/21/31 Misc, Base Compressed Air, ECM-101, Compressed Air-O&M | See Note 1 | 389662.0809 | 76514.6128 | See Note 2
1737 | Industrial, Existing, SIC20 Food, Base Compressed Air, ECM-102, Compressed Air - Controls | See Note 1 | 375297.7708 | 216629.2288 | See Note 2
1738 | Industrial, Existing, SIC22-23Textiles, Base Compressed Air, ECM-102, Compressed Air - Controls | See Note 1 | 1652.8321 | 954.0459 | See Note 2
1739 | Industrial, Existing, SIC24-25 Lumber, Base Compressed Air, ECM-102, Compressed Air - Controls | See Note 1 | 7090.7121 | 4092.8951 | See Note 2
1740 | Industrial, Existing, SIC26 Paper, Base Compressed Air, ECM-102, Compressed Air - Controls | See Note 1 | 51735.1909 | 29862.5818 | See Note 2
1741 | Industrial, Existing, SIC27 Printing, Base Compressed Air, ECM-102, Compressed Air - Controls | See Note 1 | 18999.672 | 10966.9837 | See Note 2
1742 | Industrial, Existing, SIC28 Chemicals, Base Compressed Air, ECM-102, Compressed Air - Controls | See Note 1 | 29262.6509 | 16890.9934 | See Note 2
1743 | Industrial, Existing, SIC29 Petroleum, Base Compressed Air, ECM-102, Compressed Air - Controls | See Note 1 | 2583.5405 | 1491.2724 | See Note 2
1744 | Industrial, Existing, SIC30 Rubber/Plastics, Base Compressed Air, ECM-102, Compressed Air - Controls | See Note 1 | 7850.2346 | 4531.3106 | See Note 2
1745 | Industrial, Existing, SIC32 Stone/Clay/Glass, Base Compressed Air, ECM-102, Compressed Air - Controls | See Note 1 | 193687.8805 | 111800.494 | See Note 2
1746 | Industrial, Existing, SIC33 Primary Metals, Base Compressed Air, ECM-102, Compressed Air - Controls | See Note 1 | 9471.796 | 5467.3038 | See Note 2
1747 | Industrial, Existing, SIC34 Fab Metals, Base Compressed Air, ECM-102, Compressed Air - Controls | See Note 1 | 132466.7052 | 76462.3711 | See Note 2
1748 | Industrial, Existing, SIC35 Ind Machinery, Base Compressed Air, ECM-102, Compressed Air - Controls | See Note 1 | 13328.815 | 7693.6386 | See Note 2
1749 | Industrial, Existing, SIC36 Electronics, Base Compressed Air, ECM-102, Compressed Air - Controls | See Note 1 | 30425.9667 | 17562.4689 | See Note 2
1750 | Industrial, Existing, SIC37 Transp Eqp, Base Compressed Air, ECM-102, Compressed Air - Controls | See Note 1 | 55576.0081 | 32079.5562 | See Note 2
1751 | Industrial, Existing, SIC38 Instruments, Base Compressed Air, ECM-102, Compressed Air - Controls | See Note 1 | 111497.6188 | 64358.633 | See Note 2
1752 | Industrial, Existing, SIC39/21/31 Misc, Base Compressed Air, ECM-102, Compressed Air - Controls | See Note 1 | 75399.4657 | 43522.0731 | See Note 2
1753 | Industrial, Existing, SIC20 Food, Base Compressed Air, ECM-103, Compressed Air - System Optimization | See Note 1 | 1423004.0472 | 402976.9607 | See Note 2
1754 | Industrial, Existing, SIC22-23Textiles, Base Compressed Air, ECM-103, Compressed Air - System Optimization | See Note 1 | 6266.9886 | 1774.7305 | See Note 2
1755 | Industrial, Existing, SIC24-25 Lumber, Base Compressed Air, ECM-103, Compressed Air - System Optimization | See Note 1 | 26885.6167 | 7613.6652 | See Note 2
1756 | Industrial, Existing, SIC26 Paper, Base Compressed Air, ECM-103, Compressed Air - System Optimization | See Note 1 | 196162.5991 | 55550.8253 | See Note 2
1757 | Industrial, Existing, SIC27 Printing, Base Compressed Air, ECM-103, Compressed Air - System Optimization | See Note 1 | 72040.4229 | 20400.9486 | See Note 2
1758 | Industrial, Existing, SIC28 Chemicals, Base Compressed Air, ECM-103, Compressed Air - System Optimization | See Note 1 | 110954.2183 | 31420.8808 | See Note 2
1759 | Industrial, Existing, SIC29 Petroleum, Base Compressed Air, ECM-103, Compressed Air - System Optimization | See Note 1 | 9795.9242 | 2774.0875 | See Note 2
1760 | Industrial, Existing, SIC30 Rubber/Plastics, Base Compressed Air, ECM-103, Compressed Air - System Optimization | See Note 1 | 29765.4728 | 8429.2124 | See Note 2
1761 | Industrial, Existing, SIC32 Stone/Clay/Glass, Base Compressed Air, ECM-103, Compressed Air - System Optimization | See Note 1 | 734399.8826 | 207972.9661 | See Note 2
1762 | Industrial, Existing, SIC33 Primary Metals, Base Compressed Air, ECM-103, Compressed Air - System Optimization | See Note 1 | 35913.8929 | 10170.3611 | See Note 2
1763 | Industrial, Existing, SIC34 Fab Metals, Base Compressed Air, ECM-103, Compressed Air - System Optimization | See Note 1 | 502269.5903 | 142236.4566 | See Note 2
1764 | Industrial, Existing, SIC35 Ind Machinery, Base Compressed Air, ECM-103, Compressed Air - System Optimization | See Note 1 | 50538.4234 | 14311.8226 | See Note 2
1765 | Industrial, Existing, SIC36 Electronics, Base Compressed Air, ECM-103, Compressed Air - System Optimization | See Note 1 | 115365.1235 | 32669.9696 | See Note 2
1766 | Industrial, Existing, SIC37 Transp Eqp, Base Compressed Air, ECM-103, Compressed Air - System Optimization | See Note 1 | 210725.6966 | 59674.8746 | See Note 2
1767 | Industrial, Existing, SIC38 Instruments, Base Compressed Air, ECM-103, Compressed Air - System Optimization | See Note 1 | 422761.8056 | 119720.9004 | See Note 2
1768 | Industrial, Existing, SIC39/21/31 Misc, Base Compressed Air, ECM-103, Compressed Air - System Optimization | See Note 1 | 285889.6401 | 80960.4171 | See Note 2
1769 | Industrial, Existing, SIC20 Food, Base Compressed Air, ECM-104, Compressed Air- Sizing | See Note 1 | 583380.5369 | 91310.3854 | See Note 2
1770 | Industrial, Existing, SIC22-23Textiles, Base Compressed Air, ECM-104, Compressed Air- Sizing | See Note 1 | 2569.2402 | 402.1355 | See Note 2
1771 | Industrial, Existing, SIC24-25 Lumber, Base Compressed Air, ECM-104, Compressed Air- Sizing | See Note 1 | 11022.1369 | 1725.1773 | See Note 2
1772 | Industrial, Existing, SIC26 Paper, Base Compressed Air, ECM-104, Compressed Air- Sizing | See Note 1 | 80419.6184 | 12587.2389 | See Note 2
1773 | Industrial, Existing, SIC27 Printing, Base Compressed Air, ECM-104, Compressed Air- Sizing | See Note 1 | 29533.9852 | 4622.6426 | See Note 2
1774 | Industrial, Existing, SIC28 Chemicals, Base Compressed Air, ECM-104, Compressed Air- Sizing | See Note 1 | 45487.2435 | 7119.6446 | See Note 2
1775 | Industrial, Existing, SIC29 Petroleum, Base Compressed Air, ECM-104, Compressed Air- Sizing | See Note 1 | 4015.977 | 628.5794 | See Note 2
1776 | Industrial, Existing, SIC30 Rubber/Plastics, Base Compressed Air, ECM-104, Compressed Air- Sizing | See Note 1 | 12202.7745 | 1909.9718 | See Note 2
1777 | Industrial, Existing, SIC32 Stone/Clay/Glass, Base Compressed Air, ECM-104, Compressed Air- Sizing | See Note 1 | 301077.569 | 47124.5097 | See Note 2
1778 | Industrial, Existing, SIC33 Primary Metals, Base Compressed Air, ECM-104, Compressed Air- Sizing | See Note 1 | 14723.4059 | 2304.498 | See Note 2
1779 | Industrial, Existing, SIC34 Fab Metals, Base Compressed Air, ECM-104, Compressed Air- Sizing | See Note 1 | 205912.4875 | 32229.3008 | See Note 2
1780 | Industrial, Existing, SIC35 Ind Machinery, Base Compressed Air, ECM-104, Compressed Air- Sizing | See Note 1 | 20718.9379 | 3242.9101 | See Note 2
1781 | Industrial, Existing, SIC36 Electronics, Base Compressed Air, ECM-104, Compressed Air- Sizing | See Note 1 | 47295.556 | 7402.6751 | See Note 2
1782 | Industrial, Existing, SIC37 Transp Eqp, Base Compressed Air, ECM-104, Compressed Air- Sizing | See Note 1 | 86389.9648 | 13521.7055 | See Note 2
1783 | Industrial, Existing, SIC38 Instruments, Base Compressed Air, ECM-104, Compressed Air- Sizing | See Note 1 | 173317.1527 | 27127.5101 | See Note 2
1784 | Industrial, Existing, SIC39/21/31 Misc, Base Compressed Air, ECM-104, Compressed Air- Sizing | See Note 1 | 117204.4814 | 18344.7879 | See Note 2
1785 | Industrial, Existing, SIC20 Food, Base Compressed Air, ECM-105, Comp Air - Replace 1-5 HP motor | See Note 1 | 12864.1246 | 81864.9409 | See Note 2
1786 | Industrial, Existing, SIC22-23Textiles, Base Compressed Air, ECM-105, Comp Air - Replace 1-5 HP motor | See Note 1 | 56.6544 | 360.5373 | See Note 2
1787 | Industrial, Existing, SIC24-25 Lumber, Base Compressed Air, ECM-105, Comp Air - Replace 1-5 HP motor | See Note 1 | 243.0495 | 1546.7193 | See Note 2
1788 | Industrial, Existing, SIC26 Paper, Base Compressed Air, ECM-105, Comp Air - Replace 1-5 HP motor | See Note 1 | 1773.3313 | 11285.1738 | See Note 2
1789 | Industrial, Existing, SIC27 Printing, Base Compressed Air, ECM-105, Comp Air - Replace 1-5 HP motor | See Note 1 | 651.2539 | 4144.4614 | See Note 2
1790 | Industrial, Existing, SIC28 Chemicals, Base Compressed Air, ECM-105, Comp Air - Replace 1-5 HP motor | See Note 1 | 1003.0373 | 6383.1653 | See Note 2
1791 | Industrial, Existing, SIC29 Petroleum, Base Compressed Air, ECM-105, Comp Air - Replace 1-5 HP motor | See Note 1 | 88.5561 | 563.5571 | See Note 2
1792 | Industrial, Existing, SIC30 Rubber/Plastics, Base Compressed Air, ECM-105, Comp Air - Replace 1-5 HP motor | See Note 1 | 269.0833 | 1712.3981 | See Note 2
1793 | Industrial, Existing, SIC32 Stone/Clay/Glass, Base Compressed Air, ECM-105, Comp Air - Replace 1-5 HP motor | See Note 1 | 6639.0557 | 42249.7965 | See Note 2
1794 | Industrial, Existing, SIC33 Primary Metals, Base Compressed Air, ECM-105, Comp Air - Replace 1-5 HP motor | See Note 1 | 324.6661 | 2066.1132 | See Note 2
1795 | Industrial, Existing, SIC34 Fab Metals, Base Compressed Air, ECM-105, Comp Air - Replace 1-5 HP motor | See Note 1 | 4540.5772 | 28895.3966 | See Note 2
1796 | Industrial, Existing, SIC35 Ind Machinery, Base Compressed Air, ECM-105, Comp Air - Replace 1-5 HP motor | See Note 1 | 456.8749 | 2907.4528 | See Note 2
1797 | Industrial, Existing, SIC36 Electronics, Base Compressed Air, ECM-105, Comp Air - Replace 1-5 HP motor | See Note 1 | 1042.9139 | 6636.9182 | See Note 2
1798 | Industrial, Existing, SIC37 Transp Eqp, Base Compressed Air, ECM-105, Comp Air - Replace 1-5 HP motor | See Note 1 | 1904.9858 | 12122.9762 | See Note 2
1799 | Industrial, Existing, SIC38 Instruments, Base Compressed Air, ECM-105, Comp Air - Replace 1-5 HP motor | See Note 1 | 3821.8141 | 24321.3518 | See Note 2
1800 | Industrial, Existing, SIC39/21/31 Misc, Base Compressed Air, ECM-105, Comp Air - Replace 1-5 HP motor | See Note 1 | 2584.4736 | 16447.1432 | See Note 2
1801 | Industrial, Existing, SIC20 Food, Base Compressed Air, ECM-106, Comp Air - ASD (1-5 hp) | See Note 1 | 25946.4586 | 109656.9901 | See Note 2
1802 | Industrial, Existing, SIC22-23Textiles, Base Compressed Air, ECM-106, Comp Air - ASD (1-5 hp) | See Note 1 | 114.263 | 482.9348 | See Note 2
1803 | Industrial, Existing, SIC24-25 Lumber, Base Compressed Air, ECM-106, Comp Air - ASD (1-5 hp) | See Note 1 | 490.2051 | 2071.8098 | See Note 2
1804 | Industrial, Existing, SIC26 Paper, Base Compressed Air, ECM-106, Comp Air - ASD (1-5 hp) | See Note 1 | 3576.8312 | 15116.3389 | See Note 2
1805 | Industrial, Existing, SIC27 Printing, Base Compressed Air, ECM-106, Comp Air - ASD (1-5 hp) | See Note 1 | 1313.5574 | 5551.4504 | See Note 2
1806 | Industrial, Existing, SIC28 Chemicals, Base Compressed Air, ECM-106, Comp Air - ASD (1-5 hp) | See Note 1 | 2023.1893 | 8550.1643 | See Note 2
1807 | Industrial, Existing, SIC29 Petroleum, Base Compressed Air, ECM-106, Comp Air - ASD (1-5 hp) | See Note 1 | 178.6267 | 754.8771 | See Note 2
1808 | Industrial, Existing, SIC30 Rubber/Plastics, Base Compressed Air, ECM-106, Comp Air - ASD (1-5 hp) | See Note 1 | 542.7379 | 2293.7343 | See Note 2
1809 | Industrial, Existing, SIC32 Stone/Clay/Glass, Base Compressed Air, ECM-106, Comp Air - ASD (1-5 hp) | See Note 1 | 13391.0338 | 56593.0356 | See Note 2
1810 | Industrial, Existing, SIC33 Primary Metals, Base Compressed Air, ECM-106, Comp Air - ASD (1-5 hp) | See Note 1 | 654.8254 | 2767.5309 | See Note 2
1811 | Industrial, Existing, SIC34 Fab Metals, Base Compressed Air, ECM-106, Comp Air - ASD (1-5 hp) | See Note 1 | 9158.1318 | 38704.9962 | See Note 2
1812 | Industrial, Existing, SIC35 Ind Machinery, Base Compressed Air, ECM-106, Comp Air - ASD (1-5 hp) | See Note 1 | 921.417 | 3894.4941 | See Note 2
1813 | Industrial, Existing, SIC36 Electronics, Base Compressed Air, ECM-106, Comp Air - ASD (1-5 hp) | See Note 1 | 2103.5434 | 8890.0629 | See Note 2
1814 | Industrial, Existing, SIC37 Transp Eqp, Base Compressed Air, ECM-106, Comp Air - ASD (1-5 hp) | See Note 1 | 3842.2545 | 16238.5639 | See Note 2
1815 | Industrial, Existing, SIC38 Instruments, Base Compressed Air, ECM-106, Comp Air - ASD (1-5 hp) | See Note 1 | 7708.5843 | 32578.1245 | See Note 2
1816 | Industrial, Existing, SIC39/21/31 Misc, Base Compressed Air, ECM-106, Comp Air - ASD (1-5 hp) | See Note 1 | 5212.9156 | 22030.7276 | See Note 2
1817 | Industrial, Existing, SIC20 Food, Base Compressed Air, ECM-107, Comp Air - Motor practices-1 (1-5 HP) | See Note 1 | 24038.8407 | 37182.4272 | See Note 2
1818 | Industrial, Existing, SIC22-23Textiles, Base Compressed Air, ECM-107, Comp Air - Motor practices-1 (1-5 HP) | See Note 1 | 105.8686 | 163.7533 | See Note 2
1819 | Industrial, Existing, SIC24-25 Lumber, Base Compressed Air, ECM-107, Comp Air - Motor practices-1 (1-5 HP) | See Note 1 | 454.1799 | 702.508 | See Note 2
1820 | Industrial, Existing, SIC26 Paper, Base Compressed Air, ECM-107, Comp Air - Motor practices-1 (1-5 HP) | See Note 1 | 3313.7764 | 5125.6392 | See Note 2
1821 | Industrial, Existing, SIC27 Printing, Base Compressed Air, ECM-107, Comp Air - Motor practices-1 (1-5 HP) | See Note 1 | 1216.9805 | 1882.3825 | See Note 2
1822 | Industrial, Existing, SIC28 Chemicals, Base Compressed Air, ECM-107, Comp Air - Motor practices-1 (1-5 HP) | See Note 1 | 1874.3488 | 2899.1846 | See Note 2
1823 | Industrial, Existing, SIC29 Petroleum, Base Compressed Air, ECM-107, Comp Air - Motor practices-1 (1-5 HP) | See Note 1 | 165.4824 | 255.9633 | See Note 2
1824 | Industrial, Existing, SIC30 Rubber/Plastics, Base Compressed Air, ECM-107, Comp Air - Motor practices-1 (1-5 HP) | See Note 1 | 502.8286 | 777.7581 | See Note 2
1825 | Industrial, Existing, SIC32 Stone/Clay/Glass, Base Compressed Air, ECM-107, Comp Air - Motor practices-1 (1-5 HP) | See Note 1 | 12406.224 | 19189.533 | See Note 2
1826 | Industrial, Existing, SIC33 Primary Metals, Base Compressed Air, ECM-107, Comp Air - Motor practices-1 (1-5 HP) | See Note 1 | 606.6947 | 938.4127 | See Note 2
1827 | Industrial, Existing, SIC34 Fab Metals, Base Compressed Air, ECM-107, Comp Air - Motor practices-1 (1-5 HP) | See Note 1 | 8484.8534 | 13124.0671 | See Note 2
1828 | Industrial, Existing, SIC35 Ind Machinery, Base Compressed Air, ECM-107, Comp Air - Motor practices-1 (1-5 HP) | See Note 1 | 853.7496 | 1320.5427 | See Note 2
1829 | Industrial, Existing, SIC36 Electronics, Base Compressed Air, ECM-107, Comp Air - Motor practices-1 (1-5 HP) | See Note 1 | 1948.8649 | 3014.4373 | See Note 2
1830 | Industrial, Existing, SIC37 Transp Eqp, Base Compressed Air, ECM-107, Comp Air - Motor practices-1 (1-5 HP) | See Note 1 | 3559.7952 | 5506.1626 | See Note 2
1831 | Industrial, Existing, SIC38 Instruments, Base Compressed Air, ECM-107, Comp Air - Motor practices-1 (1-5 HP) | See Note 1 | 7141.7207 | 11046.5711 | See Note 2
1832 | Industrial, Existing, SIC39/21/31 Misc, Base Compressed Air, ECM-107, Comp Air - Motor practices-1 (1-5 HP) | See Note 1 | 4829.5361 | 7470.1661 | See Note 2
1833 | Industrial, Existing, SIC20 Food, Base Compressed Air, ECM-108, Comp Air - Replace 6-100 HP motor | See Note 1 | 81146.1269 | 331000.79 | See Note 2
1834 | Industrial, Existing, SIC22-23Textiles, Base Compressed Air, ECM-108, Comp Air - Replace 6-100 HP motor | See Note 1 | 357.3728 | 1457.7439 | See Note 2
1835 | Industrial, Existing, SIC24-25 Lumber, Base Compressed Air, ECM-108, Comp Air - Replace 6-100 HP motor | See Note 1 | 1533.1414 | 6253.7798 | See Note 2
1836 | Industrial, Existing, SIC26 Paper, Base Compressed Air, ECM-108, Comp Air - Replace 6-100 HP motor | See Note 1 | 11186.0686 | 45628.8296 | See Note 2
1837 | Industrial, Existing, SIC27 Printing, Base Compressed Air, ECM-108, Comp Air - Replace 6-100 HP motor | See Note 1 | 4108.0705 | 16757.1121 | See Note 2
1838 | Industrial, Existing, SIC28 Chemicals, Base Compressed Air, ECM-108, Comp Air - Replace 6-100 HP motor | See Note 1 | 6327.0999 | 25808.7618 | See Note 2
1839 | Industrial, Existing, SIC29 Petroleum, Base Compressed Air, ECM-108, Comp Air - Replace 6-100 HP motor | See Note 1 | 558.6065 | 2278.6046 | See Note 2
1840 | Industrial, Existing, SIC30 Rubber/Plastics, Base Compressed Air, ECM-108, Comp Air - Replace 6-100 HP motor | See Note 1 | 1697.3611 | 6923.6612 | See Note 2
1841 | Industrial, Existing, SIC32 Stone/Clay/Glass, Base Compressed Air, ECM-108, Comp Air - Replace 6-100 HP motor | See Note 1 | 41878.7677 | 170826.6794 | See Note 2
1842 | Industrial, Existing, SIC33 Primary Metals, Base Compressed Air, ECM-108, Comp Air - Replace 6-100 HP motor | See Note 1 | 2047.9742 | 8353.8214 | See Note 2
1843 | Industrial, Existing, SIC34 Fab Metals, Base Compressed Air, ECM-108, Comp Air - Replace 6-100 HP motor | See Note 1 | 28641.6887 | 116831.4422 | See Note 2
1844 | Industrial, Existing, SIC35 Ind Machinery, Base Compressed Air, ECM-108, Comp Air - Replace 6-100 HP motor | See Note 1 | 2881.9389 | 11755.5718 | See Note 2
1845 | Industrial, Existing, SIC36 Electronics, Base Compressed Air, ECM-108, Comp Air - Replace 6-100 HP motor | See Note 1 | 6578.6383 | 26834.7494 | See Note 2
1846 | Industrial, Existing, SIC37 Transp Eqp, Base Compressed Air, ECM-108, Comp Air - Replace 6-100 HP motor | See Note 1 | 12016.5359 | 49016.2778 | See Note 2
1847 | Industrial, Existing, SIC38 Instruments, Base Compressed Air, ECM-108, Comp Air - Replace 6-100 HP motor | See Note 1 | 24107.7756 | 98337.415 | See Note 2
1848 | Industrial, Existing, SIC39/21/31 Misc, Base Compressed Air, ECM-108, Comp Air - Replace 6-100 HP motor | See Note 1 | 16302.7057 | 66499.9854 | See Note 2
1849 | Industrial, Existing, SIC20 Food, Base Compressed Air, ECM-109, Comp Air - ASD (6-100 hp) | See Note 1 | 332502.1703 | 42966.5974 | See Note 2
1850 | Industrial, Existing, SIC22-23Textiles, Base Compressed Air, ECM-109, Comp Air - ASD (6-100 hp) | See Note 1 | 1464.2686 | 189.227 | See Note 2
1851 | Industrial, Existing, SIC24-25 Lumber, Base Compressed Air, ECM-109, Comp Air - ASD (6-100 hp) | See Note 1 | 6281.9351 | 811.7915 | See Note 2
1852 | Industrial, Existing, SIC26 Paper, Base Compressed Air, ECM-109, Comp Air - ASD (6-100 hp) | See Note 1 | 45836.916 | 5922.9936 | See Note 2
1853 | Industrial, Existing, SIC27 Printing, Base Compressed Air, ECM-109, Comp Air - ASD (6-100 hp) | See Note 1 | 16833.1539 | 2175.2096 | See Note 2
1854 | Industrial, Existing, SIC28 Chemicals, Base Compressed Air, ECM-109, Comp Air - ASD (6-100 hp) | See Note 1 | 25927.1048 | 3350.1874 | See Note 2
1855 | Industrial, Existing, SIC29 Petroleum, Base Compressed Air, ECM-109, Comp Air - ASD (6-100 hp) | See Note 1 | 2289.0975 | 295.7814 | See Note 2
1856 | Industrial, Existing, SIC30 Rubber/Plastics, Base Compressed Air, ECM-109, Comp Air - ASD (6-100 hp) | See Note 1 | 6955.1558 | 898.7476 | See Note 2
1857 | Industrial, Existing, SIC32 Stone/Clay/Glass, Base Compressed Air, ECM-109, Comp Air - ASD (6-100 hp) | See Note 1 | 171605.4237 | 22174.6938 | See Note 2
1858 | Industrial, Existing, SIC33 Primary Metals, Base Compressed Air, ECM-109, Comp Air - ASD (6-100 hp) | See Note 1 | 8391.5361 | 1084.394 | See Note 2
1859 | Industrial, Existing, SIC34 Fab Metals, Base Compressed Air, ECM-109, Comp Air - ASD (6-100 hp) | See Note 1 | 117360.8324 | 15165.6724 | See Note 2
1860 | Industrial, Existing, SIC35 Ind Machinery, Base Compressed Air, ECM-109, Comp Air - ASD (6-100 hp) | See Note 1 | 11807.845 | 1525.9689 | See Note 2
1861 | Industrial, Existing, SIC36 Electronics, Base Compressed Air, ECM-109, Comp Air - ASD (6-100 hp) | See Note 1 | 26956.7877 | 3483.3689 | See Note 2
1862 | Industrial, Existing, SIC37 Transp Eqp, Base Compressed Air, ECM-109, Comp Air - ASD (6-100 hp) | See Note 1 | 49238.22 | 6362.7119 | See Note 2
1863 | Industrial, Existing, SIC38 Instruments, Base Compressed Air, ECM-109, Comp Air - ASD (6-100 hp) | See Note 1 | 98785.0879 | 12764.9971 | See Note 2
1864 | Industrial, Existing, SIC39/21/31 Misc, Base Compressed Air, ECM-109, Comp Air - ASD (6-100 hp) | See Note 1 | 66803.256 | 8632.2395 | See Note 2
1865 | Industrial, Existing, SIC20 Food, Base Compressed Air, ECM-110, Comp Air - Motor practices-1 (6-100 HP) | See Note 1 | 90976.2231 | 94799.747 | See Note 2
1866 | Industrial, Existing, SIC22-23Textiles, Base Compressed Air, ECM-110, Comp Air - Motor practices-1 (6-100 HP) | See Note 1 | 400.6652 | 417.5028 | See Note 2
1867 | Industrial, Existing, SIC24-25 Lumber, Base Compressed Air, ECM-110, Comp Air - Motor practices-1 (6-100 HP) | See Note 1 | 1718.8671 | 1791.1037 | See Note 2
1868 | Industrial, Existing, SIC26 Paper, Base Compressed Air, ECM-110, Comp Air - Motor practices-1 (6-100 HP) | See Note 1 | 12541.1564 | 13068.2513 | See Note 2
1869 | Industrial, Existing, SIC27 Printing, Base Compressed Air, ECM-110, Comp Air - Motor practices-1 (6-100 HP) | See Note 1 | 4605.7249 | 4799.2936 | See Note 2
1870 | Industrial, Existing, SIC28 Chemicals, Base Compressed Air, ECM-110, Comp Air - Motor practices-1 (6-100 HP) | See Note 1 | 7093.569 | 7391.7168 | See Note 2
1871 | Industrial, Existing, SIC29 Petroleum, Base Compressed Air, ECM-110, Comp Air - Motor practices-1 (6-100 HP) | See Note 1 | 626.2765 | 652.6001 | See Note 2
1872 | Industrial, Existing, SIC30 Rubber/Plastics, Base Compressed Air, ECM-110, Comp Air - Motor practices-1 (6-100 HP) | See Note 1 | 1902.9806 | 1982.96 | See Note 2
1873 | Industrial, Existing, SIC32 Stone/Clay/Glass, Base Compressed Air, ECM-110, Comp Air - Motor practices-1 (6-100 HP) | See Note 1 | 46951.9897 | 48925.3394 | See Note 2
1874 | Industrial, Existing, SIC33 Primary Metals, Base Compressed Air, ECM-110, Comp Air - Motor practices-1 (6-100 HP) | See Note 1 | 2296.0672 | 2392.5627 | See Note 2
1875 | Industrial, Existing, SIC34 Fab Metals, Base Compressed Air, ECM-110, Comp Air - Motor practices-1 (6-100 HP) | See Note 1 | 32111.362 | 33460.9206 | See Note 2
1876 | Industrial, Existing, SIC35 Ind Machinery, Base Compressed Air, ECM-110, Comp Air - Motor practices-1 (6-100 HP) | See Note 1 | 3231.0589 | 3366.8356 | See Note 2
1877 | Industrial, Existing, SIC36 Electronics, Base Compressed Air, ECM-110, Comp Air - Motor practices-1 (6-100 HP) | See Note 1 | 7375.5789 | 7685.5631 | See Note 2
1878 | Industrial, Existing, SIC37 Transp Eqp, Base Compressed Air, ECM-110, Comp Air - Motor practices-1 (6-100 HP) | See Note 1 | 13472.2271 | 14038.4279 | See Note 2
1879 | Industrial, Existing, SIC38 Instruments, Base Compressed Air, ECM-110, Comp Air - Motor practices-1 (6-100 HP) | See Note 1 | 27028.2077 | 28164.1686 | See Note 2
1880 | Industrial, Existing, SIC39/21/31 Misc, Base Compressed Air, ECM-110, Comp Air - Motor practices-1 (6-100 HP) | See Note 1 | 18277.6264 | 19045.821 | See Note 2
1881 | Industrial, Existing, SIC20 Food, Base Compressed Air, ECM-111, Comp Air - Replace 100+ HP motor | See Note 1 | 74140.8666 | 160479.771 | See Note 2
1882 | Industrial, Existing, SIC22-23Textiles, Base Compressed Air, ECM-111, Comp Air - Replace 100+ HP motor | See Note 1 | 326.5212 | 706.7609 | See Note 2
1883 | Industrial, Existing, SIC24-25 Lumber, Base Compressed Air, ECM-111, Comp Air - Replace 100+ HP motor | See Note 1 | 1400.7869 | 3032.0325 | See Note 2
1884 | Industrial, Existing, SIC26 Paper, Base Compressed Air, ECM-111, Comp Air - Replace 100+ HP motor | See Note 1 | 10220.387 | 22122.3162 | See Note 2
1885 | Industrial, Existing, SIC27 Printing, Base Compressed Air, ECM-111, Comp Air - Replace 100+ HP motor | See Note 1 | 3753.425 | 8124.384 | See Note 2
1886 | Industrial, Existing, SIC28 Chemicals, Base Compressed Air, ECM-111, Comp Air - Replace 100+ HP motor | See Note 1 | 5780.8879 | 12512.9133 | See Note 2
1887 | Industrial, Existing, SIC29 Petroleum, Base Compressed Air, ECM-111, Comp Air - Replace 100+ HP motor | See Note 1 | 510.3826 | 1104.7404 | See Note 2
1888 | Industrial, Existing, SIC30 Rubber/Plastics, Base Compressed Air, ECM-111, Comp Air - Replace 100+ HP motor | See Note 1 | 1550.8297 | 3356.8124 | See Note 2
1889 | Industrial, Existing, SIC32 Stone/Clay/Glass, Base Compressed Air, ECM-111, Comp Air - Replace 100+ HP motor | See Note 1 | 38263.4175 | 82822.2385 | See Note 2
1890 | Industrial, Existing, SIC33 Primary Metals, Base Compressed Air, ECM-111, Comp Air - Replace 100+ HP motor | See Note 1 | 1871.1747 | 4050.1998 | See Note 2
1891 | Industrial, Existing, SIC34 Fab Metals, Base Compressed Air, ECM-111, Comp Air - Replace 100+ HP motor | See Note 1 | 26169.0817 | 56643.6204 | See Note 2
1892 | Industrial, Existing, SIC35 Ind Machinery, Base Compressed Air, ECM-111, Comp Air - Replace 100+ HP motor | See Note 1 | 2633.1441 | 5699.4772 | See Note 2
1893 | Industrial, Existing, SIC36 Electronics, Base Compressed Air, ECM-111, Comp Air - Replace 100+ HP motor | See Note 1 | 6010.7113 | 13010.3449 | See Note 2
1894 | Industrial, Existing, SIC37 Transp Eqp, Base Compressed Air, ECM-111, Comp Air - Replace 100+ HP motor | See Note 1 | 10979.1609 | 23764.6594 | See Note 2
1895 | Industrial, Existing, SIC38 Instruments, Base Compressed Air, ECM-111, Comp Air - Replace 100+ HP motor | See Note 1 | 22026.5765 | 47677.1244 | See Note 2
1896 | Industrial, Existing, SIC39/21/31 Misc, Base Compressed Air, ECM-111, Comp Air - Replace 100+ HP motor | See Note 1 | 14895.3102 | 32241.3201 | See Note 2
1897 | Industrial, Existing, SIC20 Food, Base Compressed Air, ECM-112, Comp Air - ASD (100+ hp) | See Note 1 | 390594.6611 | 253299.6092 | See Note 2
1898 | Industrial, Existing, SIC22-23Textiles, Base Compressed Air, ECM-112, Comp Air - ASD (100+ hp) | See Note 1 | 1720.0977 | 1115.544 | See Note 2
1899 | Industrial, Existing, SIC24-25 Lumber, Base Compressed Air, ECM-112, Comp Air - ASD (100+ hp) | See Note 1 | 7379.4771 | 4785.7287 | See Note 2
1900 | Industrial, Existing, SIC26 Paper, Base Compressed Air, ECM-112, Comp Air - ASD (100+ hp) | See Note 1 | 53845.1973 | 34917.6348 | See Note 2
1901 | Industrial, Existing, SIC27 Printing, Base Compressed Air, ECM-112, Comp Air - ASD (100+ hp) | See Note 1 | 19774.1259 | 12823.4436 | See Note 2
1902 | Industrial, Existing, SIC28 Chemicals, Base Compressed Air, ECM-112, Comp Air - ASD (100+ hp) | See Note 1 | 30456.8768 | 19750.2528 | See Note 2
1903 | Industrial, Existing, SIC29 Petroleum, Base Compressed Air, ECM-112, Comp Air - ASD (100+ hp) | See Note 1 | 2689.0288 | 1743.7108 | See Note 2
1904 | Industrial, Existing, SIC30 Rubber/Plastics, Base Compressed Air, ECM-112, Comp Air - ASD (100+ hp) | See Note 1 | 8170.3105 | 5298.358 | See Note 2
1905 | Industrial, Existing, SIC32 Stone/Clay/Glass, Base Compressed Air, ECM-112, Comp Air - ASD (100+ hp) | See Note 1 | 201587.0396 | 130725.764 | See Note 2
1906 | Industrial, Existing, SIC33 Primary Metals, Base Compressed Air, ECM-112, Comp Air - ASD (100+ hp) | See Note 1 | 9857.6522 | 6392.7935 | See Note 2
1907 | Industrial, Existing, SIC34 Fab Metals, Base Compressed Air, ECM-112, Comp Air - ASD (100+ hp) | See Note 1 | 137865.3236 | 89405.704 | See Note 2
1908 | Industrial, Existing, SIC35 Ind Machinery, Base Compressed Air, ECM-112, Comp Air - ASD (100+ hp) | See Note 1 | 13870.8578 | 8995.9959 | See Note 2
1909 | Industrial, Existing, SIC36 Electronics, Base Compressed Air, ECM-112, Comp Air - ASD (100+ hp) | See Note 1 | 31666.4839 | 20535.3937 | See Note 2
1910 | Industrial, Existing, SIC37 Transp Eqp, Base Compressed Air, ECM-112, Comp Air - ASD (100+ hp) | See Note 1 | 57840.7935 | 37509.8924 | See Note 2
1911 | Industrial, Existing, SIC38 Instruments, Base Compressed Air, ECM-112, Comp Air - ASD (100+ hp) | See Note 1 | 116044.0957 | 75253.0796 | See Note 2
1912 | Industrial, Existing, SIC39/21/31 Misc, Base Compressed Air, ECM-112, Comp Air - ASD (100+ hp) | See Note 1 | 78474.6193 | 50889.3659 | See Note 2
1913 | Industrial, Existing, SIC20 Food, Base Compressed Air, ECM-113, Comp Air - Motor practices-1 (100+ HP) | See Note 1 | 93639.1214 | 101179.6776 | See Note 2
1914 | Industrial, Existing, SIC22-23Textiles, Base Compressed Air, ECM-113, Comp Air - Motor practices-1 (100+ HP) | See Note 1 | 412.3928 | 445.6003 | See Note 2
1915 | Industrial, Existing, SIC24-25 Lumber, Base Compressed Air, ECM-113, Comp Air - Motor practices-1 (100+ HP) | See Note 1 | 1769.1788 | 1911.6433 | See Note 2
1916 | Industrial, Existing, SIC26 Paper, Base Compressed Air, ECM-113, Comp Air - Motor practices-1 (100+ HP) | See Note 1 | 12908.2394 | 13947.7319 | See Note 2
1917 | Industrial, Existing, SIC27 Printing, Base Compressed Air, ECM-113, Comp Air - Motor practices-1 (100+ HP) | See Note 1 | 4740.5357 | 5122.2814 | See Note 2
1918 | Industrial, Existing, SIC28 Chemicals, Base Compressed Air, ECM-113, Comp Air - Motor practices-1 (100+ HP) | See Note 1 | 7301.1996 | 7889.1721 | See Note 2
1919 | Industrial, Existing, SIC29 Petroleum, Base Compressed Air, ECM-113, Comp Air - Motor practices-1 (100+ HP) | See Note 1 | 644.6077 | 696.5194 | See Note 2
1920 | Industrial, Existing, SIC30 Rubber/Plastics, Base Compressed Air, ECM-113, Comp Air - Motor practices-1 (100+ HP) | See Note 1 | 1958.6813 | 2116.4113 | See Note 2
1921 | Industrial, Existing, SIC32 Stone/Clay/Glass, Base Compressed Air, ECM-113, Comp Air - Motor practices-1 (100+ HP) | See Note 1 | 48326.2869 | 52217.9671 | See Note 2
1922 | Industrial, Existing, SIC33 Primary Metals, Base Compressed Air, ECM-113, Comp Air - Motor practices-1 (100+ HP) | See Note 1 | 2363.2737 | 2553.5799 | See Note 2
1923 | Industrial, Existing, SIC34 Fab Metals, Base Compressed Air, ECM-113, Comp Air - Motor practices-1 (100+ HP) | See Note 1 | 33051.2701 | 35712.808 | See Note 2
1924 | Industrial, Existing, SIC35 Ind Machinery, Base Compressed Air, ECM-113, Comp Air - Motor practices-1 (100+ HP) | See Note 1 | 3325.6329 | 3593.4203 | See Note 2
1925 | Industrial, Existing, SIC36 Electronics, Base Compressed Air, ECM-113, Comp Air - Motor practices-1 (100+ HP) | See Note 1 | 7591.4641 | 8202.794 | See Note 2
1926 | Industrial, Existing, SIC37 Transp Eqp, Base Compressed Air, ECM-113, Comp Air - Motor practices-1 (100+ HP) | See Note 1 | 13866.5628 | 14983.2004 | See Note 2
1927 | Industrial, Existing, SIC38 Instruments, Base Compressed Air, ECM-113, Comp Air - Motor practices-1 (100+ HP) | See Note 1 | 27819.3305 | 30059.5897 | See Note 2
1928 | Industrial, Existing, SIC39/21/31 Misc, Base Compressed Air, ECM-113, Comp Air - Motor practices-1 (100+ HP) | See Note 1 | 18812.6174 | 20327.5862 | See Note 2
1929 | Industrial, Existing, SIC20 Food, Base Fans, ECM-201, Fans - O&M | See Note 1 | 169611.1008 | 28044.1313 | See Note 2
1930 | Industrial, Existing, SIC22-23Textiles, Base Fans, ECM-201, Fans - O&M | See Note 1 | 1291.8428 | 213.5978 | See Note 2
1931 | Industrial, Existing, SIC24-25 Lumber, Base Fans, ECM-201, Fans - O&M | See Note 1 | 5542.0541 | 916.3432 | See Note 2
1932 | Industrial, Existing, SIC26 Paper, Base Fans, ECM-201, Fans - O&M | See Note 1 | 86744.112 | 14342.6019 | See Note 2
1933 | Industrial, Existing, SIC27 Printing, Base Fans, ECM-201, Fans - O&M | See Note 1 | 14850.0195 | 2455.3577 | See Note 2
1934 | Industrial, Existing, SIC28 Chemicals, Base Fans, ECM-201, Fans - O&M | See Note 1 | 30649.7015 | 5067.741 | See Note 2
1935 | Industrial, Existing, SIC29 Petroleum, Base Fans, ECM-201, Fans - O&M | See Note 1 | 640.0732 | 105.8322 | See Note 2
1936 | Industrial, Existing, SIC30 Rubber/Plastics, Base Fans, ECM-201, Fans - O&M | See Note 1 | 6135.6921 | 1014.4985 | See Note 2
1937 | Industrial, Existing, SIC32 Stone/Clay/Glass, Base Fans, ECM-201, Fans - O&M | See Note 1 | 187946.1358 | 31075.7284 | See Note 2
1938 | Industrial, Existing, SIC33 Primary Metals, Base Fans, ECM-201, Fans - O&M | See Note 1 | 9191.0107 | 1519.6753 | See Note 2
1939 | Industrial, Existing, SIC34 Fab Metals, Base Fans, ECM-201, Fans - O&M | See Note 1 | 30466.0442 | 5037.3688 | See Note 2
1940 | Industrial, Existing, SIC35 Ind Machinery, Base Fans, ECM-201, Fans - O&M | See Note 1 | 1992.7568 | 329.4892 | See Note 2
1941 | Industrial, Existing, SIC36 Electronics, Base Fans, ECM-201, Fans - O&M | See Note 1 | 3807.012 | 629.4657 | See Note 2
1942 | Industrial, Existing, SIC37 Transp Eqp, Base Fans, ECM-201, Fans - O&M | See Note 1 | 10274.025 | 1698.7453 | See Note 2
1943 | Industrial, Existing, SIC38 Instruments, Base Fans, ECM-201, Fans - O&M | See Note 1 | 20875.4014 | 3451.6178 | See Note 2
1944 | Industrial, Existing, SIC39/21/31 Misc, Base Fans, ECM-201, Fans - O&M | See Note 1 | 11562.8393 | 1911.8439 | See Note 2
1945 | Industrial, Existing, SIC20 Food, Base Fans, ECM-202, Fans - Controls | See Note 1 | 1450953.8892 | 1274733.2677 | See Note 2
1946 | Industrial, Existing, SIC22-23Textiles, Base Fans, ECM-202, Fans - Controls | See Note 1 | 11051.2314 | 9708.9921 | See Note 2
1947 | Industrial, Existing, SIC24-25 Lumber, Base Fans, ECM-202, Fans - Controls | See Note 1 | 47410.1185 | 41651.9664 | See Note 2
1948 | Industrial, Existing, SIC26 Paper, Base Fans, ECM-202, Fans - Controls | See Note 1 | 742059.3795 | 651936.4625 | See Note 2
1949 | Industrial, Existing, SIC27 Printing, Base Fans, ECM-202, Fans - Controls | See Note 1 | 127035.8518 | 111607.1704 | See Note 2
1950 | Industrial, Existing, SIC28 Chemicals, Base Fans, ECM-202, Fans - Controls | See Note 1 | 262194.8794 | 230351.8665 | See Note 2
1951 | Industrial, Existing, SIC29 Petroleum, Base Fans, ECM-202, Fans - Controls | See Note 1 | 5475.5409 | 4810.5563 | See Note 2
1952 | Industrial, Existing, SIC30 Rubber/Plastics, Base Fans, ECM-202, Fans - Controls | See Note 1 | 52488.3032 | 46113.5685 | See Note 2
1953 | Industrial, Existing, SIC32 Stone/Clay/Glass, Base Fans, ECM-202, Fans - Controls | See Note 1 | 1607800.2952 | 1412533.1386 | See Note 2
1954 | Industrial, Existing, SIC33 Primary Metals, Base Fans, ECM-202, Fans - Controls | See Note 1 | 78625.4602 | 69076.1511 | See Note 2
1955 | Industrial, Existing, SIC34 Fab Metals, Base Fans, ECM-202, Fans - Controls | See Note 1 | 260624.6781 | 228971.3133 | See Note 2
1956 | Industrial, Existing, SIC35 Ind Machinery, Base Fans, ECM-202, Fans - Controls | See Note 1 | 17047.3208 | 14976.7836 | See Note 2
1957 | Industrial, Existing, SIC36 Electronics, Base Fans, ECM-202, Fans - Controls | See Note 1 | 32567.4121 | 28612.0781 | See Note 2
1958 | Industrial, Existing, SIC37 Transp Eqp, Base Fans, ECM-202, Fans - Controls | See Note 1 | 87890.1445 | 77215.6988 | See Note 2
1959 | Industrial, Existing, SIC38 Instruments, Base Fans, ECM-202, Fans - Controls | See Note 1 | 178580.3672 | 156891.7199 | See Note 2
1960 | Industrial, Existing, SIC39/21/31 Misc, Base Fans, ECM-202, Fans - Controls | See Note 1 | 98915.2239 | 86901.9989 | See Note 2
1961 | Industrial, Existing, SIC20 Food, Base Fans, ECM-203, Fans - System Optimization | See Note 1 | 604131.149 | 497145.9488 | See Note 2
1962 | Industrial, Existing, SIC22-23Textiles, Base Fans, ECM-203, Fans - System Optimization | See Note 1 | 4601.1806 | 3786.5067 | See Note 2
1963 | Industrial, Existing, SIC24-25 Lumber, Base Fans, ECM-203, Fans - System Optimization | See Note 1 | 19739.583 | 16244.2661 | See Note 2
1964 | Industrial, Existing, SIC26 Paper, Base Fans, ECM-203, Fans - System Optimization | See Note 1 | 308975.4991 | 254255.2073 | See Note 2
1965 | Industrial, Existing, SIC27 Printing, Base Fans, ECM-203, Fans - System Optimization | See Note 1 | 52893.7747 | 43526.7942 | See Note 2
1966 | Industrial, Existing, SIC28 Chemicals, Base Fans, ECM-203, Fans - System Optimization | See Note 1 | 109173.5646 | 89837.2233 | See Note 2
1967 | Industrial, Existing, SIC29 Petroleum, Base Fans, ECM-203, Fans - System Optimization | See Note 1 | 2279.9563 | 1876.1169 | See Note 2
1968 | Industrial, Existing, SIC30 Rubber/Plastics, Base Fans, ECM-203, Fans - System Optimization | See Note 1 | 21854.6702 | 17984.2908 | See Note 2
1969 | Industrial, Existing, SIC32 Stone/Clay/Glass, Base Fans, ECM-203, Fans - System Optimization | See Note 1 | 669448.1318 | 550887.8956 | See Note 2
1970 | Industrial, Existing, SIC33 Primary Metals, Base Fans, ECM-203, Fans - System Optimization | See Note 1 | 32736.6402 | 26939.6975 | See Note 2
1971 | Industrial, Existing, SIC34 Fab Metals, Base Fans, ECM-203, Fans - System Optimization | See Note 1 | 108515.4766 | 89298.8076 | See Note 2
1972 | Industrial, Existing, SIC35 Ind Machinery, Base Fans, ECM-203, Fans - System Optimization | See Note 1 | 7097.5018 | 5840.9453 | See Note 2
1973 | Industrial, Existing, SIC36 Electronics, Base Fans, ECM-203, Fans - System Optimization | See Note 1 | 13560.1544 | 11158.7099 | See Note 2
1974 | Industrial, Existing, SIC37 Transp Eqp, Base Fans, ECM-203, Fans - System Optimization | See Note 1 | 36594.4552 | 30114.121 | See Note 2
1975 | Industrial, Existing, SIC38 Instruments, Base Fans, ECM-203, Fans - System Optimization | See Note 1 | 74356.0926 | 61187.7676 | See Note 2
1976 | Industrial, Existing, SIC39/21/31 Misc, Base Fans, ECM-203, Fans - System Optimization | See Note 1 | 41185.8985 | 33891.7778 | See Note 2
1977 | Industrial, Existing, SIC20 Food, Base Fans, ECM-204, Fans- Improve components | See Note 1 | 173144.6654 | 55068.4778 | See Note 2
1978 | Industrial, Existing, SIC22-23Textiles, Base Fans, ECM-204, Fans- Improve components | See Note 1 | 1318.7562 | 419.4285 | See Note 2
1979 | Industrial, Existing, SIC24-25 Lumber, Base Fans, ECM-204, Fans- Improve components | See Note 1 | 5657.5136 | 1799.365 | See Note 2
1980 | Industrial, Existing, SIC26 Paper, Base Fans, ECM-204, Fans- Improve components | See Note 1 | 88551.281 | 28163.6555 | See Note 2
1981 | Industrial, Existing, SIC27 Printing, Base Fans, ECM-204, Fans- Improve components | See Note 1 | 15159.3949 | 4821.4298 | See Note 2
1982 | Industrial, Existing, SIC28 Chemicals, Base Fans, ECM-204, Fans- Improve components | See Note 1 | 31288.2369 | 9951.2007 | See Note 2
1983 | Industrial, Existing, SIC29 Petroleum, Base Fans, ECM-204, Fans- Improve components | See Note 1 | 653.408 | 207.816 | See Note 2
1984 | Industrial, Existing, SIC30 Rubber/Plastics, Base Fans, ECM-204, Fans- Improve components | See Note 1 | 6263.519 | 1992.1062 | See Note 2
1985 | Industrial, Existing, SIC32 Stone/Clay/Glass, Base Fans, ECM-204, Fans- Improve components | See Note 1 | 191861.6803 | 61021.4323 | See Note 2
1986 | Industrial, Existing, SIC33 Primary Metals, Base Fans, ECM-204, Fans- Improve components | See Note 1 | 9382.4901 | 2984.0898 | See Note 2
1987 | Industrial, Existing, SIC34 Fab Metals, Base Fans, ECM-204, Fans- Improve components | See Note 1 | 31100.7535 | 9891.5608 | See Note 2
1988 | Industrial, Existing, SIC35 Ind Machinery, Base Fans, ECM-204, Fans- Improve components | See Note 1 | 2034.2726 | 646.9971 | See Note 2
1989 | Industrial, Existing, SIC36 Electronics, Base Fans, ECM-204, Fans- Improve components | See Note 1 | 3886.3247 | 1236.0418 | See Note 2
1990 | Industrial, Existing, SIC37 Transp Eqp, Base Fans, ECM-204, Fans- Improve components | See Note 1 | 10488.0672 | 3335.7182 | See Note 2
1991 | Industrial, Existing, SIC38 Instruments, Base Fans, ECM-204, Fans- Improve components | See Note 1 | 21310.3056 | 6777.7224 | See Note 2
1992 | Industrial, Existing, SIC39/21/31 Misc, Base Fans, ECM-204, Fans- Improve components | See Note 1 | 11803.7318 | 3754.1664 | See Note 2
1993 | Industrial, Existing, SIC20 Food, Base Fans, ECM-205, Fans - Replace 1-5 HP motor | See Note 1 | 16699.0217 | 89601.0623 | See Note 2
1994 | Industrial, Existing, SIC22-23Textiles, Base Fans, ECM-205, Fans - Replace 1-5 HP motor | See Note 1 | 127.1886 | 682.4455 | See Note 2
1995 | Industrial, Existing, SIC24-25 Lumber, Base Fans, ECM-205, Fans - Replace 1-5 HP motor | See Note 1 | 545.6429 | 2927.7187 | See Note 2
1996 | Industrial, Existing, SIC26 Paper, Base Fans, ECM-205, Fans - Replace 1-5 HP motor | See Note 1 | 8540.3575 | 45824.6451 | See Note 2
1997 | Industrial, Existing, SIC27 Printing, Base Fans, ECM-205, Fans - Replace 1-5 HP motor | See Note 1 | 1462.055 | 7844.8733 | See Note 2
1998 | Industrial, Existing, SIC28 Chemicals, Base Fans, ECM-205, Fans - Replace 1-5 HP motor | See Note 1 | 3017.5993 | 16191.4437 | See Note 2
1999 | Industrial, Existing, SIC29 Petroleum, Base Fans, ECM-205, Fans - Replace 1-5 HP motor | See Note 1 | 63.018 | 338.1342 | See Note 2
2000 | Industrial, Existing, SIC30 Rubber/Plastics, Base Fans, ECM-205, Fans - Replace 1-5 HP motor | See Note 1 | 604.0876 | 3241.3249 | See Note 2
2001 | Industrial, Existing, SIC32 Stone/Clay/Glass, Base Fans, ECM-205, Fans - Replace 1-5 HP motor | See Note 1 | 18504.1651 | 99287.0218 | See Note 2
2002 | Industrial, Existing, SIC33 Primary Metals, Base Fans, ECM-205, Fans - Replace 1-5 HP motor | See Note 1 | 904.9001 | 4855.366 | See Note 2
2003 | Industrial, Existing, SIC34 Fab Metals, Base Fans, ECM-205, Fans - Replace 1-5 HP motor | See Note 1 | 2999.5283 | 16094.4045 | See Note 2
2004 | Industrial, Existing, SIC35 Ind Machinery, Base Fans, ECM-205, Fans - Replace 1-5 HP motor | See Note 1 | 196.1976 | 1052.7188 | See Note 2
2005 | Industrial, Existing, SIC36 Electronics, Base Fans, ECM-205, Fans - Replace 1-5 HP motor | See Note 1 | 374.8182 | 2011.1443 | See Note 2
2006 | Industrial, Existing, SIC37 Transp Eqp, Base Fans, ECM-205, Fans - Replace 1-5 HP motor | See Note 1 | 1011.5273 | 5427.4952 | See Note 2
2007 | Industrial, Existing, SIC38 Instruments, Base Fans, ECM-205, Fans - Replace 1-5 HP motor | See Note 1 | 2055.2805 | 11027.9265 | See Note 2
2008 | Industrial, Existing, SIC39/21/31 Misc, Base Fans, ECM-205, Fans - Replace 1-5 HP motor | See Note 1 | 1138.4148 | 6108.3457 | See Note 2
2009 | Industrial, Existing, SIC20 Food, Base Fans, ECM-206, Fans - ASD (1-5 hp) | See Note 1 | 32104.4717 | 114117.5307 | See Note 2
2010 | Industrial, Existing, SIC22-23Textiles, Base Fans, ECM-206, Fans - ASD (1-5 hp) | See Note 1 | 244.5099 | 869.1749 | See Note 2
2011 | Industrial, Existing, SIC24-25 Lumber, Base Fans, ECM-206, Fans - ASD (1-5 hp) | See Note 1 | 1048.9825 | 3728.7954 | See Note 2
2012 | Industrial, Existing, SIC26 Paper, Base Fans, ECM-206, Fans - ASD (1-5 hp) | See Note 1 | 16419.5512 | 58363.0954 | See Note 2
2013 | Industrial, Existing, SIC27 Printing, Base Fans, ECM-206, Fans - ASD (1-5 hp) | See Note 1 | 2810.8593 | 9991.3723 | See Note 2
2014 | Industrial, Existing, SIC28 Chemicals, Base Fans, ECM-206, Fans - ASD (1-5 hp) | See Note 1 | 5801.7328 | 20621.715 | See Note 2
2015 | Industrial, Existing, SIC29 Petroleum, Base Fans, ECM-206, Fans - ASD (1-5 hp) | See Note 1 | 121.1627 | 430.6539 | See Note 2
2016 | Industrial, Existing, SIC30 Rubber/Plastics, Base Fans, ECM-206, Fans - ASD (1-5 hp) | See Note 1 | 1161.3954 | 4128.21 | See Note 2
2017 | Industrial, Existing, SIC32 Stone/Clay/Glass, Base Fans, ECM-206, Fans - ASD (1-5 hp) | See Note 1 | 35575.7415 | 126453.7437 | See Note 2
2018 | Industrial, Existing, SIC33 Primary Metals, Base Fans, ECM-206, Fans - ASD (1-5 hp) | See Note 1 | 1739.666 | 6183.8818 | See Note 2
2019 | Industrial, Existing, SIC34 Fab Metals, Base Fans, ECM-206, Fans - ASD (1-5 hp) | See Note 1 | 5766.6743 | 20498.1242 | See Note 2
2020 | Industrial, Existing, SIC35 Ind Machinery, Base Fans, ECM-206, Fans - ASD (1-5 hp) | See Note 1 | 377.163 | 1340.7617 | See Note 2
2021 | Industrial, Existing, SIC36 Electronics, Base Fans, ECM-206, Fans - ASD (1-5 hp) | See Note 1 | 720.6101 | 2561.4297 | See Note 2
2022 | Industrial, Existing, SIC37 Transp Eqp, Base Fans, ECM-206, Fans - ASD (1-5 hp) | See Note 1 | 1944.6822 | 6912.5558 | See Note 2
2023 | Industrial, Existing, SIC38 Instruments, Base Fans, ECM-206, Fans - ASD (1-5 hp) | See Note 1 | 3951.4168 | 14045.3663 | See Note 2
2024 | Industrial, Existing, SIC39/21/31 Misc, Base Fans, ECM-206, Fans - ASD (1-5 hp) | See Note 1 | 2188.6978 | 7779.6993 | See Note 2
2025 | Industrial, Existing, SIC20 Food, Base Fans, ECM-207, Fans - Motor practices-1 (1-5 HP) | See Note 1 | 31201.3125 | 40696.1141 | See Note 2
2026 | Industrial, Existing, SIC22-23Textiles, Base Fans, ECM-207, Fans - Motor practices-1 (1-5 HP) | See Note 1 | 237.6457 | 309.9615 | See Note 2
2027 | Industrial, Existing, SIC24-25 Lumber, Base Fans, ECM-207, Fans - Motor practices-1 (1-5 HP) | See Note 1 | 1019.5072 | 1329.7473 | See Note 2
2028 | Industrial, Existing, SIC26 Paper, Base Fans, ECM-207, Fans - Motor practices-1 (1-5 HP) | See Note 1 | 15957.2449 | 20813.2017 | See Note 2
2029 | Industrial, Existing, SIC27 Printing, Base Fans, ECM-207, Fans - Motor practices-1 (1-5 HP) | See Note 1 | 2731.779 | 3563.0812 | See Note 2
2030 | Industrial, Existing, SIC28 Chemicals, Base Fans, ECM-207, Fans - Motor practices-1 (1-5 HP) | See Note 1 | 5638.2386 | 7354.0293 | See Note 2
2031 | Industrial, Existing, SIC29 Petroleum, Base Fans, ECM-207, Fans - Motor practices-1 (1-5 HP) | See Note 1 | 117.746 | 153.578 | See Note 2
2032 | Industrial, Existing, SIC30 Rubber/Plastics, Base Fans, ECM-207, Fans - Motor practices-1 (1-5 HP) | See Note 1 | 1128.7085 | 1472.1849 | See Note 2
2033 | Industrial, Existing, SIC32 Stone/Clay/Glass, Base Fans, ECM-207, Fans - Motor practices-1 (1-5 HP) | See Note 1 | 34574.1372 | 45095.4024 | See Note 2
2034 | Industrial, Existing, SIC33 Primary Metals, Base Fans, ECM-207, Fans - Motor practices-1 (1-5 HP) | See Note 1 | 1690.7619 | 2205.2699 | See Note 2
2035 | Industrial, Existing, SIC34 Fab Metals, Base Fans, ECM-207, Fans - Motor practices-1 (1-5 HP) | See Note 1 | 5604.4731 | 7309.9549 | See Note 2
2036 | Industrial, Existing, SIC35 Ind Machinery, Base Fans, ECM-207, Fans - Motor practices-1 (1-5 HP) | See Note 1 | 366.5856 | 478.1368 | See Note 2
2037 | Industrial, Existing, SIC36 Electronics, Base Fans, ECM-207, Fans - Motor practices-1 (1-5 HP) | See Note 1 | 700.3296 | 913.4463 | See Note 2
2038 | Industrial, Existing, SIC37 Transp Eqp, Base Fans, ECM-207, Fans - Motor practices-1 (1-5 HP) | See Note 1 | 1889.9897 | 2465.1266 | See Note 2
2039 | Industrial, Existing, SIC38 Instruments, Base Fans, ECM-207, Fans - Motor practices-1 (1-5 HP) | See Note 1 | 3840.1922 | 5008.7995 | See Note 2
2040 | Industrial, Existing, SIC39/21/31 Misc, Base Fans, ECM-207, Fans - Motor practices-1 (1-5 HP) | See Note 1 | 2127.073 | 2774.3637 | See Note 2
2041 | Industrial, Existing, SIC20 Food, Base Fans, ECM-208, Fans - Replace 6-100 HP motor | See Note 1 | 105323.9502 | 362279.8973 | See Note 2
2042 | Industrial, Existing, SIC22-23Textiles, Base Fans, ECM-208, Fans - Replace 6-100 HP motor | See Note 1 | 802.2028 | 2759.3009 | See Note 2
2043 | Industrial, Existing, SIC24-25 Lumber, Base Fans, ECM-208, Fans - Replace 6-100 HP motor | See Note 1 | 3441.4746 | 11837.5118 | See Note 2
2044 | Industrial, Existing, SIC26 Paper, Base Fans, ECM-208, Fans - Replace 6-100 HP motor | See Note 1 | 53865.6848 | 185280.702 | See Note 2
2045 | Industrial, Existing, SIC27 Printing, Base Fans, ECM-208, Fans - Replace 6-100 HP motor | See Note 1 | 9221.4632 | 31718.8194 | See Note 2
2046 | Industrial, Existing, SIC28 Chemicals, Base Fans, ECM-208, Fans - Replace 6-100 HP motor | See Note 1 | 19032.5829 | 65466.1274 | See Note 2
2047 | Industrial, Existing, SIC29 Petroleum, Base Fans, ECM-208, Fans - Replace 6-100 HP motor | See Note 1 | 397.4665 | 1367.1628 | See Note 2
2048 | Industrial, Existing, SIC30 Rubber/Plastics, Base Fans, ECM-208, Fans - Replace 6-100 HP motor | See Note 1 | 3810.0973 | 13105.5016 | See Note 2
2049 | Industrial, Existing, SIC32 Stone/Clay/Glass, Base Fans, ECM-208, Fans - Replace 6-100 HP motor | See Note 1 | 116709.344 | 401442.6966 | See Note 2
2050 | Industrial, Existing, SIC33 Primary Metals, Base Fans, ECM-208, Fans - Replace 6-100 HP motor | See Note 1 | 5707.3792 | 19631.4802 | See Note 2
2051 | Industrial, Existing, SIC34 Fab Metals, Base Fans, ECM-208, Fans - Replace 6-100 HP motor | See Note 1 | 18918.603 | 65073.7735 | See Note 2
2052 | Industrial, Existing, SIC35 Ind Machinery, Base Fans, ECM-208, Fans - Replace 6-100 HP motor | See Note 1 | 1237.4557 | 4256.4102 | See Note 2
2053 | Industrial, Existing, SIC36 Electronics, Base Fans, ECM-208, Fans - Replace 6-100 HP motor | See Note 1 | 2364.0507 | 8131.5684 | See Note 2
2054 | Industrial, Existing, SIC37 Transp Eqp, Base Fans, ECM-208, Fans - Replace 6-100 HP motor | See Note 1 | 6379.8976 | 21944.7442 | See Note 2
2055 | Industrial, Existing, SIC38 Instruments, Base Fans, ECM-208, Fans - Replace 6-100 HP motor | See Note 1 | 12963.0512 | 44588.7133 | See Note 2
2056 | Industrial, Existing, SIC39/21/31 Misc, Base Fans, ECM-208, Fans - Replace 6-100 HP motor | See Note 1 | 7180.2021 | 24697.596 | See Note 2
2057 | Industrial, Existing, SIC20 Food, Base Fans, ECM-209, Fans - ASD (6-100 hp) | See Note 1 | 351026.3679 | 45258.9243 | See Note 2
2058 | Industrial, Existing, SIC22-23Textiles, Base Fans, ECM-209, Fans - ASD (6-100 hp) | See Note 1 | 2673.4285 | 344.7141 | See Note 2
2059 | Industrial, Existing, SIC24-25 Lumber, Base Fans, ECM-209, Fans - ASD (6-100 hp) | See Note 1 | 11469.4159 | 1478.8374 | See Note 2
2060 | Industrial, Existing, SIC26 Paper, Base Fans, ECM-209, Fans - ASD (6-100 hp) | See Note 1 | 179529.7071 | 23146.7584 | See Note 2
2061 | Industrial, Existing, SIC27 Printing, Base Fans, ECM-209, Fans - ASD (6-100 hp) | See Note 1 | 30733.5964 | 3962.5705 | See Note 2
2062 | Industrial, Existing, SIC28 Chemicals, Base Fans, ECM-209, Fans - ASD (6-100 hp) | See Note 1 | 63435.6807 | 8178.5562 | See Note 2
2063 | Industrial, Existing, SIC29 Petroleum, Base Fans, ECM-209, Fans - ASD (6-100 hp) | See Note 1 | 1324.7858 | 170.797 | See Note 2
2064 | Industrial, Existing, SIC30 Rubber/Plastics, Base Fans, ECM-209, Fans - ASD (6-100 hp) | See Note 1 | 12698.5684 | 1637.2449 | See Note 2
2065 | Industrial, Existing, SIC32 Stone/Clay/Glass, Base Fans, ECM-209, Fans - ASD (6-100 hp) | See Note 1 | 388981.498 | 50151.4568 | See Note 2
2066 | Industrial, Existing, SIC33 Primary Metals, Base Fans, ECM-209, Fans - ASD (6-100 hp) | See Note 1 | 19021.2635 | 2452.5227 | See Note 2
2067 | Industrial, Existing, SIC34 Fab Metals, Base Fans, ECM-209, Fans - ASD (6-100 hp) | See Note 1 | 63052.089 | 8129.5402 | See Note 2
2068 | Industrial, Existing, SIC35 Ind Machinery, Base Fans, ECM-209, Fans - ASD (6-100 hp) | See Note 1 | 4123.8259 | 531.7451 | See Note 2
2069 | Industrial, Existing, SIC36 Electronics, Base Fans, ECM-209, Fans - ASD (6-100 hp) | See Note 1 | 7879.0703 | 1015.861 | See Note 2
2070 | Industrial, Existing, SIC37 Transp Eqp, Base Fans, ECM-209, Fans - ASD (6-100 hp) | See Note 1 | 21262.9041 | 2741.5143 | See Note 2
2071 | Industrial, Existing, SIC38 Instruments, Base Fans, ECM-209, Fans - ASD (6-100 hp) | See Note 1 | 43204.3633 | 5570.3814 | See Note 2
2072 | Industrial, Existing, SIC39/21/31 Misc, Base Fans, ECM-209, Fans - ASD (6-100 hp) | See Note 1 | 23930.9995 | 3085.4227 | See Note 2
2073 | Industrial, Existing, SIC20 Food, Base Fans, ECM-210, Fans - Motor practices-1 (6-100 HP) | See Note 1 | 136002.4958 | 103758.1893 | See Note 2
2074 | Industrial, Existing, SIC22-23Textiles, Base Fans, ECM-210, Fans - Motor practices-1 (6-100 HP) | See Note 1 | 1035.8651 | 790.2731 | See Note 2
2075 | Industrial, Existing, SIC24-25 Lumber, Base Fans, ECM-210, Fans - Motor practices-1 (6-100 HP) | See Note 1 | 4443.8961 | 3390.3035 | See Note 2
2076 | Industrial, Existing, SIC26 Paper, Base Fans, ECM-210, Fans - Motor practices-1 (6-100 HP) | See Note 1 | 69555.62 | 53065.0204 | See Note 2
2077 | Industrial, Existing, SIC27 Printing, Base Fans, ECM-210, Fans - Motor practices-1 (6-100 HP) | See Note 1 | 11907.4728 | 9084.3773 | See Note 2
2078 | Industrial, Existing, SIC28 Chemicals, Base Fans, ECM-210, Fans - Motor practices-1 (6-100 HP) | See Note 1 | 24576.3893 | 18749.7206 | See Note 2
2079 | Industrial, Existing, SIC29 Petroleum, Base Fans, ECM-210, Fans - Motor practices-1 (6-100 HP) | See Note 1 | 513.2408 | 391.56 | See Note 2
2080 | Industrial, Existing, SIC30 Rubber/Plastics, Base Fans, ECM-210, Fans - Motor practices-1 (6-100 HP) | See Note 1 | 4919.8964 | 3753.46 | See Note 2
2081 | Industrial, Existing, SIC32 Stone/Clay/Glass, Base Fans, ECM-210, Fans - Motor practices-1 (6-100 HP) | See Note 1 | 150704.3015 | 114974.5476 | See Note 2
2082 | Industrial, Existing, SIC33 Primary Metals, Base Fans, ECM-210, Fans - Motor practices-1 (6-100 HP) | See Note 1 | 7369.8086 | 5622.5224 | See Note 2
2083 | Industrial, Existing, SIC34 Fab Metals, Base Fans, ECM-210, Fans - Motor practices-1 (6-100 HP) | See Note 1 | 24429.172 | 18637.3491 | See Note 2
2084 | Industrial, Existing, SIC35 Ind Machinery, Base Fans, ECM-210, Fans - Motor practices-1 (6-100 HP) | See Note 1 | 1597.8953 | 1219.0503 | See Note 2
2085 | Industrial, Existing, SIC36 Electronics, Base Fans, ECM-210, Fans - Motor practices-1 (6-100 HP) | See Note 1 | 3052.6475 | 2328.9087 | See Note 2
2086 | Industrial, Existing, SIC37 Transp Eqp, Base Fans, ECM-210, Fans - Motor practices-1 (6-100 HP) | See Note 1 | 8238.2193 | 6285.049 | See Note 2
2087 | Industrial, Existing, SIC38 Instruments, Base Fans, ECM-210, Fans - Motor practices-1 (6-100 HP) | See Note 1 | 16738.9102 | 12770.3585 | See Note 2
2088 | Industrial, Existing, SIC39/21/31 Misc, Base Fans, ECM-210, Fans - Motor practices-1 (6-100 HP) | See Note 1 | 9271.6432 | 7073.4751 | See Note 2
2089 | Industrial, Existing, SIC20 Food, Base Fans, ECM-211, Fans - Replace 100+ HP motor | See Note 1 | 96231.4437 | 175644.8828 | See Note 2
2090 | Industrial, Existing, SIC22-23Textiles, Base Fans, ECM-211, Fans - Replace 100+ HP motor | See Note 1 | 732.9495 | 1337.7973 | See Note 2
2091 | Industrial, Existing, SIC24-25 Lumber, Base Fans, ECM-211, Fans - Replace 100+ HP motor | See Note 1 | 3144.3757 | 5739.2044 | See Note 2
2092 | Industrial, Existing, SIC26 Paper, Base Fans, ECM-211, Fans - Replace 100+ HP motor | See Note 1 | 49215.5166 | 89830.0111 | See Note 2
2093 | Industrial, Existing, SIC27 Printing, Base Fans, ECM-211, Fans - Replace 100+ HP motor | See Note 1 | 8425.3839 | 15378.2982 | See Note 2
2094 | Industrial, Existing, SIC28 Chemicals, Base Fans, ECM-211, Fans - Replace 100+ HP motor | See Note 1 | 17389.5199 | 31740.0727 | See Note 2
2095 | Industrial, Existing, SIC29 Petroleum, Base Fans, ECM-211, Fans - Replace 100+ HP motor | See Note 1 | 363.1537 | 662.8442 | See Note 2
2096 | Industrial, Existing, SIC30 Rubber/Plastics, Base Fans, ECM-211, Fans - Replace 100+ HP motor | See Note 1 | 3481.1756 | 6353.9664 | See Note 2
2097 | Industrial, Existing, SIC32 Stone/Clay/Glass, Base Fans, ECM-211, Fans - Replace 100+ HP motor | See Note 1 | 106633.9485 | 194632.2606 | See Note 2
2098 | Industrial, Existing, SIC33 Primary Metals, Base Fans, ECM-211, Fans - Replace 100+ HP motor | See Note 1 | 5214.6672 | 9517.9696 | See Note 2
2099 | Industrial, Existing, SIC34 Fab Metals, Base Fans, ECM-211, Fans - Replace 100+ HP motor | See Note 1 | 17285.3798 | 31549.8469 | See Note 2
2100 | Industrial, Existing, SIC35 Ind Machinery, Base Fans, ECM-211, Fans - Replace 100+ HP motor | See Note 1 | 1130.6275 | 2063.6438 | See Note 2
2101 | Industrial, Existing, SIC36 Electronics, Base Fans, ECM-211, Fans - Replace 100+ HP motor | See Note 1 | 2159.9646 | 3942.4445 | See Note 2
2102 | Industrial, Existing, SIC37 Transp Eqp, Base Fans, ECM-211, Fans - Replace 100+ HP motor | See Note 1 | 5829.1277 | 10639.5139 | See Note 2
2103 | Industrial, Existing, SIC38 Instruments, Base Fans, ECM-211, Fans - Replace 100+ HP motor | See Note 1 | 11843.9646 | 21618.0345 | See Note 2
2104 | Industrial, Existing, SIC39/21/31 Misc, Base Fans, ECM-211, Fans - Replace 100+ HP motor | See Note 1 | 6560.3428 | 11974.1846 | See Note 2
2105 | Industrial, Existing, SIC20 Food, Base Fans, ECM-212, Fans - ASD (100+ hp) | See Note 1 | 575436.0487 | 273110.4462 | See Note 2
2106 | Industrial, Existing, SIC22-23Textiles, Base Fans, ECM-212, Fans - ASD (100+ hp) | See Note 1 | 4382.546 | 2080.1427 | See Note 2
2107 | Industrial, Existing, SIC24-25 Lumber, Base Fans, ECM-212, Fans - ASD (100+ hp) | See Note 1 | 18801.7796 | 8923.896 | See Note 2
2108 | Industrial, Existing, SIC26 Paper, Base Fans, ECM-212, Fans - ASD (100+ hp) | See Note 1 | 294302.1308 | 139676.7957 | See Note 2
2109 | Industrial, Existing, SIC27 Printing, Base Fans, ECM-212, Fans - ASD (100+ hp) | See Note 1 | 50381.4531 | 23911.735 | See Note 2
2110 | Industrial, Existing, SIC28 Chemicals, Base Fans, ECM-212, Fans - ASD (100+ hp) | See Note 1 | 103989.7282 | 49352.6784 | See Note 2
2111 | Industrial, Existing, SIC29 Petroleum, Base Fans, ECM-212, Fans - ASD (100+ hp) | See Note 1 | 2171.7124 | 1030.6573 | See Note 2
2112 | Industrial, Existing, SIC30 Rubber/Plastics, Base Fans, ECM-212, Fans - ASD (100+ hp) | See Note 1 | 20816.7037 | 9879.7902 | See Note 2
2113 | Industrial, Existing, SIC32 Stone/Clay/Glass, Base Fans, ECM-212, Fans - ASD (100+ hp) | See Note 1 | 637655.4053 | 302633.9436 | See Note 2
2114 | Industrial, Existing, SIC33 Primary Metals, Base Fans, ECM-212, Fans - ASD (100+ hp) | See Note 1 | 31181.4921 | 14799.5027 | See Note 2
2115 | Industrial, Existing, SIC34 Fab Metals, Base Fans, ECM-212, Fans - ASD (100+ hp) | See Note 1 | 103361.0353 | 49056.8962 | See Note 2
2116 | Industrial, Existing, SIC35 Ind Machinery, Base Fans, ECM-212, Fans - ASD (100+ hp) | See Note 1 | 6760.1841 | 3208.7623 | See Note 2
2117 | Industrial, Existing, SIC36 Electronics, Base Fans, ECM-212, Fans - ASD (100+ hp) | See Note 1 | 12916.1233 | 6130.1118 | See Note 2
2118 | Industrial, Existing, SIC37 Transp Eqp, Base Fans, ECM-212, Fans - ASD (100+ hp) | See Note 1 | 34856.1956 | 16543.3934 | See Note 2
2119 | Industrial, Existing, SIC38 Instruments, Base Fans, ECM-212, Fans - ASD (100+ hp) | See Note 1 | 70824.7046 | 33613.9087 | See Note 2
2120 | Industrial, Existing, SIC39/21/31 Misc, Base Fans, ECM-212, Fans - ASD (100+ hp) | See Note 1 | 39229.965 | 18618.6744 | See Note 2
2121 | Industrial, Existing, SIC20 Food, Base Fans, ECM-213, Fans - Motor practices-1 (100+ HP) | See Note 1 | 139983.325 | 110741.0143 | See Note 2
2122 | Industrial, Existing, SIC22-23Textiles, Base Fans, ECM-213, Fans - Motor practices-1 (100+ HP) | See Note 1 | 1066.1851 | 843.4577 | See Note 2
2123 | Industrial, Existing, SIC24-25 Lumber, Base Fans, ECM-213, Fans - Motor practices-1 (100+ HP) | See Note 1 | 4573.9701 | 3618.4676 | See Note 2
2124 | Industrial, Existing, SIC26 Paper, Base Fans, ECM-213, Fans - Motor practices-1 (100+ HP) | See Note 1 | 71591.5315 | 56636.2446 | See Note 2
2125 | Industrial, Existing, SIC27 Printing, Base Fans, ECM-213, Fans - Motor practices-1 (100+ HP) | See Note 1 | 12256.0077 | 9695.747 | See Note 2
2126 | Industrial, Existing, SIC28 Chemicals, Base Fans, ECM-213, Fans - Motor practices-1 (100+ HP) | See Note 1 | 25295.7468 | 20011.5585 | See Note 2
2127 | Industrial, Existing, SIC29 Petroleum, Base Fans, ECM-213, Fans - Motor practices-1 (100+ HP) | See Note 1 | 528.2635 | 417.9117 | See Note 2
2128 | Industrial, Existing, SIC30 Rubber/Plastics, Base Fans, ECM-213, Fans - Motor practices-1 (100+ HP) | See Note 1 | 5063.9031 | 4006.0642 | See Note 2
2129 | Industrial, Existing, SIC32 Stone/Clay/Glass, Base Fans, ECM-213, Fans - Motor practices-1 (100+ HP) | See Note 1 | 155115.4565 | 122712.2226 | See Note 2
2130 | Industrial, Existing, SIC33 Primary Metals, Base Fans, ECM-213, Fans - Motor practices-1 (100+ HP) | See Note 1 | 7585.5249 | 6000.9127 | See Note 2
2131 | Industrial, Existing, SIC34 Fab Metals, Base Fans, ECM-213, Fans - Motor practices-1 (100+ HP) | See Note 1 | 25144.2203 | 19891.6245 | See Note 2
2132 | Industrial, Existing, SIC35 Ind Machinery, Base Fans, ECM-213, Fans - Motor practices-1 (100+ HP) | See Note 1 | 1644.6661 | 1301.0912 | See Note 2
2133 | Industrial, Existing, SIC36 Electronics, Base Fans, ECM-213, Fans - Motor practices-1 (100+ HP) | See Note 1 | 3141.9993 | 2485.642 | See Note 2
2134 | Industrial, Existing, SIC37 Transp Eqp, Base Fans, ECM-213, Fans - Motor practices-1 (100+ HP) | See Note 1 | 8479.3542 | 6708.0267 | See Note 2
2135 | Industrial, Existing, SIC38 Instruments, Base Fans, ECM-213, Fans - Motor practices-1 (100+ HP) | See Note 1 | 17228.8626 | 13629.7911 | See Note 2
2136 | Industrial, Existing, SIC39/21/31 Misc, Base Fans, ECM-213, Fans - Motor practices-1 (100+ HP) | See Note 1 | 9543.0266 | 7549.5131 | See Note 2
2137 | Industrial, Existing, SIC20 Food, Base Pumps, ECM-301, Pumps - O&M | See Note 1 | 1256984.0823 | 193806.8908 | See Note 2
2138 | Industrial, Existing, SIC22-23Textiles, Base Pumps, ECM-301, Pumps - O&M | See Note 1 | 7280.3958 | 1122.5194 | See Note 2
2139 | Industrial, Existing, SIC24-25 Lumber, Base Pumps, ECM-301, Pumps - O&M | See Note 1 | 30606.8798 | 4719.0893 | See Note 2
2140 | Industrial, Existing, SIC26 Paper, Base Pumps, ECM-301, Pumps - O&M | See Note 1 | 607966.1868 | 93738.7339 | See Note 2
2141 | Industrial, Existing, SIC27 Printing, Base Pumps, ECM-301, Pumps - O&M | See Note 1 | 82011.6059 | 12644.882 | See Note 2
2142 | Industrial, Existing, SIC28 Chemicals, Base Pumps, ECM-301, Pumps - O&M | See Note 1 | 523774.9371 | 80757.8214 | See Note 2
2143 | Industrial, Existing, SIC29 Petroleum, Base Pumps, ECM-301, Pumps - O&M | See Note 1 | 17971.2262 | 2770.8805 | See Note 2
2144 | Industrial, Existing, SIC30 Rubber/Plastics, Base Pumps, ECM-301, Pumps - O&M | See Note 1 | 33885.3402 | 5224.5804 | See Note 2
2145 | Industrial, Existing, SIC32 Stone/Clay/Glass, Base Pumps, ECM-301, Pumps - O&M | See Note 1 | 1004862.5836 | 154933.8493 | See Note 2
2146 | Industrial, Existing, SIC33 Primary Metals, Base Pumps, ECM-301, Pumps - O&M | See Note 1 | 49140.1581 | 7576.6251 | See Note 2
2147 | Industrial, Existing, SIC34 Fab Metals, Base Pumps, ECM-301, Pumps - O&M | See Note 1 | 168253.5988 | 25942.0181 | See Note 2
2148 | Industrial, Existing, SIC35 Ind Machinery, Base Pumps, ECM-301, Pumps - O&M | See Note 1 | 11005.3183 | 1696.8413 | See Note 2
2149 | Industrial, Existing, SIC36 Electronics, Base Pumps, ECM-301, Pumps - O&M | See Note 1 | 21024.8321 | 3241.6945 | See Note 2
2150 | Industrial, Existing, SIC37 Transp Eqp, Base Pumps, ECM-301, Pumps - O&M | See Note 1 | 56739.9455 | 8748.3931 | See Note 2
2151 | Industrial, Existing, SIC38 Instruments, Base Pumps, ECM-301, Pumps - O&M | See Note 1 | 115287.74 | 17775.536 | See Note 2
2152 | Industrial, Existing, SIC39/21/31 Misc, Base Pumps, ECM-301, Pumps - O&M | See Note 1 | 63857.6274 | 9845.8326 | See Note 2
2153 | Industrial, Existing, SIC20 Food, Base Pumps, ECM-302, Pumps - Controls | See Note 1 | 3688975.0235 | 916993.7125 | See Note 2
2154 | Industrial, Existing, SIC22-23Textiles, Base Pumps, ECM-302, Pumps - Controls | See Note 1 | 21366.379 | 5311.1798 | See Note 2
2155 | Industrial, Existing, SIC24-25 Lumber, Base Pumps, ECM-302, Pumps - Controls | See Note 1 | 89824.5383 | 22328.2834 | See Note 2
2156 | Industrial, Existing, SIC26 Paper, Base Pumps, ECM-302, Pumps - Controls | See Note 1 | 1784248.5932 | 443523.0827 | See Note 2
2157 | Industrial, Existing, SIC27 Printing, Base Pumps, ECM-302, Pumps - Controls | See Note 1 | 240686.2341 | 59829.0247 | See Note 2
2158 | Industrial, Existing, SIC28 Chemicals, Base Pumps, ECM-302, Pumps - Controls | See Note 1 | 1537165.5803 | 382104.1355 | See Note 2
2159 | Industrial, Existing, SIC29 Petroleum, Base Pumps, ECM-302, Pumps - Controls | See Note 1 | 52741.6419 | 13110.3697 | See Note 2
2160 | Industrial, Existing, SIC30 Rubber/Plastics, Base Pumps, ECM-302, Pumps - Controls | See Note 1 | 99446.1069 | 24720.0052 | See Note 2
2161 | Industrial, Existing, SIC32 Stone/Clay/Glass, Base Pumps, ECM-302, Pumps - Controls | See Note 1 | 2949053.2422 | 733066.637 | See Note 2
2162 | Industrial, Existing, SIC33 Primary Metals, Base Pumps, ECM-302, Pumps - Controls | See Note 1 | 144215.6812 | 35848.6611 | See Note 2
2163 | Industrial, Existing, SIC34 Fab Metals, Base Pumps, ECM-302, Pumps - Controls | See Note 1 | 493787.7351 | 122744.1778 | See Note 2
2164 | Industrial, Existing, SIC35 Ind Machinery, Base Pumps, ECM-302, Pumps - Controls | See Note 1 | 32298.2167 | 8028.5734 | See Note 2
2165 | Industrial, Existing, SIC36 Electronics, Base Pumps, ECM-302, Pumps - Controls | See Note 1 | 61703.3116 | 15338.0174 | See Note 2
2166 | Industrial, Existing, SIC37 Transp Eqp, Base Pumps, ECM-302, Pumps - Controls | See Note 1 | 166519.4046 | 41392.8598 | See Note 2
2167 | Industrial, Existing, SIC38 Instruments, Base Pumps, ECM-302, Pumps - Controls | See Note 1 | 338344.4551 | 84104.6194 | See Note 2
2168 | Industrial, Existing, SIC39/21/31 Misc, Base Pumps, ECM-302, Pumps - Controls | See Note 1 | 187408.254 | 46585.3746 | See Note 2
2169 | Industrial, Existing, SIC20 Food, Base Pumps, ECM-303, Pumps - System Optimization | See Note 1 | 2907777.0643 | 1924610.1357 | See Note 2
2170 | Industrial, Existing, SIC22-23Textiles, Base Pumps, ECM-303, Pumps - System Optimization | See Note 1 | 16841.7523 | 11147.2416 | See Note 2
2171 | Industrial, Existing, SIC24-25 Lumber, Base Pumps, ECM-303, Pumps - System Optimization | See Note 1 | 70802.8805 | 46863.179 | See Note 2
2172 | Industrial, Existing, SIC26 Paper, Base Pumps, ECM-303, Pumps - System Optimization | See Note 1 | 1406404.8719 | 930877.7245 | See Note 2
2173 | Industrial, Existing, SIC27 Printing, Base Pumps, ECM-303, Pumps - System Optimization | See Note 1 | 189717.1593 | 125570.7055 | See Note 2
2174 | Industrial, Existing, SIC28 Chemicals, Base Pumps, ECM-303, Pumps - System Optimization | See Note 1 | 1211644.5983 | 801970.0486 | See Note 2
2175 | Industrial, Existing, SIC29 Petroleum, Base Pumps, ECM-303, Pumps - System Optimization | See Note 1 | 41572.6717 | 27516.3832 | See Note 2
2176 | Industrial, Existing, SIC30 Rubber/Plastics, Base Pumps, ECM-303, Pumps - System Optimization | See Note 1 | 78386.8067 | 51882.9866 | See Note 2
2177 | Industrial, Existing, SIC32 Stone/Clay/Glass, Base Pumps, ECM-303, Pumps - System Optimization | See Note 1 | 2324543.2936 | 1538579.2297 | See Note 2
2178 | Industrial, Existing, SIC33 Primary Metals, Base Pumps, ECM-303, Pumps - System Optimization | See Note 1 | 113675.8518 | 75240.0977 | See Note 2
2179 | Industrial, Existing, SIC34 Fab Metals, Base Pumps, ECM-303, Pumps - System Optimization | See Note 1 | 389220.5527 | 257618.6569 | See Note 2
2180 | Industrial, Existing, SIC35 Ind Machinery, Base Pumps, ECM-303, Pumps - System Optimization | See Note 1 | 25458.6496 | 16850.5776 | See Note 2
2181 | Industrial, Existing, SIC36 Electronics, Base Pumps, ECM-303, Pumps - System Optimization | See Note 1 | 48636.6524 | 32191.828 | See Note 2
2182 | Industrial, Existing, SIC37 Transp Eqp, Base Pumps, ECM-303, Pumps - System Optimization | See Note 1 | 131256.3642 | 86876.4053 | See Note 2
2183 | Industrial, Existing, SIC38 Instruments, Base Pumps, ECM-303, Pumps - System Optimization | See Note 1 | 266694.5801 | 176520.9518 | See Note 2
2184 | Industrial, Existing, SIC39/21/31 Misc, Base Pumps, ECM-303, Pumps - System Optimization | See Note 1 | 147721.5021 | 97774.5899 | See Note 2
2185 | Industrial, Existing, SIC20 Food, Base Pumps, ECM-304, Pumps - Sizing | See Note 1 | 1171103.1824 | 389408.2867 | See Note 2
2186 | Industrial, Existing, SIC22-23Textiles, Base Pumps, ECM-304, Pumps - Sizing | See Note 1 | 6782.9774 | 2255.4325 | See Note 2
2187 | Industrial, Existing, SIC24-25 Lumber, Base Pumps, ECM-304, Pumps - Sizing | See Note 1 | 28515.7266 | 9481.8737 | See Note 2
2188 | Industrial, Existing, SIC26 Paper, Base Pumps, ECM-304, Pumps - Sizing | See Note 1 | 566428.1239 | 188345.4176 | See Note 2
2189 | Industrial, Existing, SIC27 Printing, Base Pumps, ECM-304, Pumps - Sizing | See Note 1 | 76408.3287 | 25406.846 | See Note 2
2190 | Industrial, Existing, SIC28 Chemicals, Base Pumps, ECM-304, Pumps - Sizing | See Note 1 | 487989.0709 | 162263.3991 | See Note 2
2191 | Industrial, Existing, SIC29 Petroleum, Base Pumps, ECM-304, Pumps - Sizing | See Note 1 | 16743.3785 | 5567.4172 | See Note 2
2192 | Industrial, Existing, SIC30 Rubber/Plastics, Base Pumps, ECM-304, Pumps - Sizing | See Note 1 | 31570.1928 | 10497.5364 | See Note 2
2193 | Industrial, Existing, SIC32 Stone/Clay/Glass, Base Pumps, ECM-304, Pumps - Sizing | See Note 1 | 936207.3739 | 311302.2688 | See Note 2
2194 | Industrial, Existing, SIC33 Primary Metals, Base Pumps, ECM-304, Pumps - Sizing | See Note 1 | 45782.7561 | 15223.4039 | See Note 2
2195 | Industrial, Existing, SIC34 Fab Metals, Base Pumps, ECM-304, Pumps - Sizing | See Note 1 | 156758.0113 | 52124.2396 | See Note 2
2196 | Industrial, Existing, SIC35 Ind Machinery, Base Pumps, ECM-304, Pumps - Sizing | See Note 1 | 10253.4022 | 3409.3942 | See Note 2
2197 | Industrial, Existing, SIC36 Electronics, Base Pumps, ECM-304, Pumps - Sizing | See Note 1 | 19588.3529 | 6513.4046 | See Note 2
2198 | Industrial, Existing, SIC37 Transp Eqp, Base Pumps, ECM-304, Pumps - Sizing | See Note 1 | 52863.3034 | 17577.7897 | See Note 2
2199 | Industrial, Existing, SIC38 Instruments, Base Pumps, ECM-304, Pumps - Sizing | See Note 1 | 107410.9377 | 35715.6601 | See Note 2
2200 | Industrial, Existing, SIC39/21/31 Misc, Base Pumps, ECM-304, Pumps - Sizing | See Note 1 | 59494.6841 | 19782.8302 | See Note 2
2201 | Industrial, Existing, SIC20 Food, Base Pumps, ECM-305, Pumps - Replace 1-5 HP motor | See Note 1 | 23843.2728 | 157670.0863 | See Note 2
2202 | Industrial, Existing, SIC22-23Textiles, Base Pumps, ECM-305, Pumps - Replace 1-5 HP motor | See Note 1 | 138.0995 | 913.2169 | See Note 2
2203 | Industrial, Existing, SIC24-25 Lumber, Base Pumps, ECM-305, Pumps - Replace 1-5 HP motor | See Note 1 | 580.5715 | 3839.1783 | See Note 2
2204 | Industrial, Existing, SIC26 Paper, Base Pumps, ECM-305, Pumps - Replace 1-5 HP motor | See Note 1 | 11532.2778 | 76260.4168 | See Note 2
2205 | Industrial, Existing, SIC27 Printing, Base Pumps, ECM-305, Pumps - Replace 1-5 HP motor | See Note 1 | 1555.6481 | 10287.1452 | See Note 2
2206 | Industrial, Existing, SIC28 Chemicals, Base Pumps, ECM-305, Pumps - Replace 1-5 HP motor | See Note 1 | 9935.2764 | 65699.8965 | See Note 2
2207 | Industrial, Existing, SIC29 Petroleum, Base Pumps, ECM-305, Pumps - Replace 1-5 HP motor | See Note 1 | 340.8887 | 2254.2282 | See Note 2
2208 | Industrial, Existing, SIC30 Rubber/Plastics, Base Pumps, ECM-305, Pumps - Replace 1-5 HP motor | See Note 1 | 642.7583 | 4250.4167 | See Note 2
2209 | Industrial, Existing, SIC32 Stone/Clay/Glass, Base Pumps, ECM-305, Pumps - Replace 1-5 HP motor | See Note 1 | 19060.8547 | 126045.2262 | See Note 2
2210 | Industrial, Existing, SIC33 Primary Metals, Base Pumps, ECM-305, Pumps - Replace 1-5 HP motor | See Note 1 | 932.1225 | 6163.9043 | See Note 2
2211 | Industrial, Existing, SIC34 Fab Metals, Base Pumps, ECM-305, Pumps - Replace 1-5 HP motor | See Note 1 | 3191.5418 | 21104.9267 | See Note 2
2212 | Industrial, Existing, SIC35 Ind Machinery, Base Pumps, ECM-305, Pumps - Replace 1-5 HP motor | See Note 1 | 208.7566 | 1380.4521 | See Note 2
2213 | Industrial, Existing, SIC36 Electronics, Base Pumps, ECM-305, Pumps - Replace 1-5 HP motor | See Note 1 | 398.8122 | 2637.2553 | See Note 2
2214 | Industrial, Existing, SIC37 Transp Eqp, Base Pumps, ECM-305, Pumps - Replace 1-5 HP motor | See Note 1 | 1076.2797 | 7117.187 | See Note 2
2215 | Industrial, Existing, SIC38 Instruments, Base Pumps, ECM-305, Pumps - Replace 1-5 HP motor | See Note 1 | 2186.8497 | 14461.1489 | See Note 2
2216 | Industrial, Existing, SIC39/21/31 Misc, Base Pumps, ECM-305, Pumps - Replace 1-5 HP motor | See Note 1 | 1211.2909 | 8010.0004 | See Note 2
2217 | Industrial, Existing, SIC20 Food, Base Pumps, ECM-306, Pumps - ASD (1-5 hp) | See Note 1 | 46631.1252 | 204456.9967 | See Note 2
2218 | Industrial, Existing, SIC22-23Textiles, Base Pumps, ECM-306, Pumps - ASD (1-5 hp) | See Note 1 | 270.0697 | 1184.2043 | See Note 2
2219 | Industrial, Existing, SIC24-25 Lumber, Base Pumps, ECM-306, Pumps - ASD (1-5 hp) | See Note 1 | 1135.4055 | 4978.4134 | See Note 2
2220 | Industrial, Existing, SIC26 Paper, Base Pumps, ECM-306, Pumps - ASD (1-5 hp) | See Note 1 | 22554.6372 | 98889.8792 | See Note 2
2221 | Industrial, Existing, SIC27 Printing, Base Pumps, ECM-306, Pumps - ASD (1-5 hp) | See Note 1 | 3042.4419 | 13339.7455 | See Note 2
2222 | Industrial, Existing, SIC28 Chemicals, Base Pumps, ECM-306, Pumps - ASD (1-5 hp) | See Note 1 | 19431.7366 | 85195.6375 | See Note 2
2223 | Industrial, Existing, SIC29 Petroleum, Base Pumps, ECM-306, Pumps - ASD (1-5 hp) | See Note 1 | 666.7344 | 2923.1463 | See Note 2
2224 | Industrial, Existing, SIC30 Rubber/Plastics, Base Pumps, ECM-306, Pumps - ASD (1-5 hp) | See Note 1 | 1257.0815 | 5511.6823 | See Note 2
2225 | Industrial, Existing, SIC32 Stone/Clay/Glass, Base Pumps, ECM-306, Pumps - ASD (1-5 hp) | See Note 1 | 37278.8372 | 163447.7979 | See Note 2
2226 | Industrial, Existing, SIC33 Primary Metals, Base Pumps, ECM-306, Pumps - ASD (1-5 hp) | See Note 1 | 1822.9458 | 7992.9769 | See Note 2
2227 | Industrial, Existing, SIC34 Fab Metals, Base Pumps, ECM-306, Pumps - ASD (1-5 hp) | See Note 1 | 6241.781 | 27367.5878 | See Note 2
2228 | Industrial, Existing, SIC35 Ind Machinery, Base Pumps, ECM-306, Pumps - ASD (1-5 hp) | See Note 1 | 408.236 | 1790.0864 | See Note 2
2229 | Industrial, Existing, SIC36 Electronics, Base Pumps, ECM-306, Pumps - ASD (1-5 hp) | See Note 1 | 779.9803 | 3419.8326 | See Note 2
2230 | Industrial, Existing, SIC37 Transp Eqp, Base Pumps, ECM-306, Pumps - ASD (1-5 hp) | See Note 1 | 2104.9012 | 9229.1361 | See Note 2
2231 | Industrial, Existing, SIC38 Instruments, Base Pumps, ECM-306, Pumps - ASD (1-5 hp) | See Note 1 | 4276.9698 | 18752.34 | See Note 2
2232 | Industrial, Existing, SIC39/21/31 Misc, Base Pumps, ECM-306, Pumps - ASD (1-5 hp) | See Note 1 | 2369.0228 | 10386.8823 | See Note 2
2233 | Industrial, Existing, SIC20 Food, Base Pumps, ECM-307, Pumps - Motor practices-1 (1-5 HP) | See Note 1 | 44551.8548 | 71612.5418 | See Note 2
2234 | Industrial, Existing, SIC22-23Textiles, Base Pumps, ECM-307, Pumps - Motor practices-1 (1-5 HP) | See Note 1 | 258.0429 | 414.7761 | See Note 2
2235 | Industrial, Existing, SIC24-25 Lumber, Base Pumps, ECM-307, Pumps - Motor practices-1 (1-5 HP) | See Note 1 | 1084.8148 | 1743.7253 | See Note 2
2236 | Industrial, Existing, SIC26 Paper, Base Pumps, ECM-307, Pumps - Motor practices-1 (1-5 HP) | See Note 1 | 21548.4007 | 34636.8954 | See Note 2
2237 | Industrial, Existing, SIC27 Printing, Base Pumps, ECM-307, Pumps - Motor practices-1 (1-5 HP) | See Note 1 | 2906.7742 | 4672.3423 | See Note 2
2238 | Industrial, Existing, SIC28 Chemicals, Base Pumps, ECM-307, Pumps - Motor practices-1 (1-5 HP) | See Note 1 | 18564.3577 | 29840.3882 | See Note 2
2239 | Industrial, Existing, SIC29 Petroleum, Base Pumps, ECM-307, Pumps - Motor practices-1 (1-5 HP) | See Note 1 | 636.9607 | 1023.8531 | See Note 2
2240 | Industrial, Existing, SIC30 Rubber/Plastics, Base Pumps, ECM-307, Pumps - Motor practices-1 (1-5 HP) | See Note 1 | 1201.0129 | 1930.5066 | See Note 2
2241 | Industrial, Existing, SIC32 Stone/Clay/Glass, Base Pumps, ECM-307, Pumps - Motor practices-1 (1-5 HP) | See Note 1 | 35615.7683 | 57248.7733 | See Note 2
2242 | Industrial, Existing, SIC33 Primary Metals, Base Pumps, ECM-307, Pumps - Motor practices-1 (1-5 HP) | See Note 1 | 1741.6982 | 2799.598 | See Note 2
2243 | Industrial, Existing, SIC34 Fab Metals, Base Pumps, ECM-307, Pumps - Motor practices-1 (1-5 HP) | See Note 1 | 5963.4894 | 9585.6956 | See Note 2
2244 | Industrial, Existing, SIC35 Ind Machinery, Base Pumps, ECM-307, Pumps - Motor practices-1 (1-5 HP) | See Note 1 | 390.0678 | 626.9907 | See Note 2
2245 | Industrial, Existing, SIC36 Electronics, Base Pumps, ECM-307, Pumps - Motor practices-1 (1-5 HP) | See Note 1 | 745.1923 | 1197.8211 | See Note 2
2246 | Industrial, Existing, SIC37 Transp Eqp, Base Pumps, ECM-307, Pumps - Motor practices-1 (1-5 HP) | See Note 1 | 2011.0601 | 3232.5717 | See Note 2
2247 | Industrial, Existing, SIC38 Instruments, Base Pumps, ECM-307, Pumps - Motor practices-1 (1-5 HP) | See Note 1 | 4086.1929 | 6568.1427 | See Note 2
2248 | Industrial, Existing, SIC39/21/31 Misc, Base Pumps, ECM-307, Pumps - Motor practices-1 (1-5 HP) | See Note 1 | 2263.3327 | 3638.0807 | See Note 2
2249 | Industrial, Existing, SIC20 Food, Base Pumps, ECM-308, Pumps - Replace 6-100 HP motor | See Note 1 | 150390.3831 | 637500.2845 | See Note 2
2250 | Industrial, Existing, SIC22-23Textiles, Base Pumps, ECM-308, Pumps - Replace 6-100 HP motor | See Note 1 | 871.0563 | 3692.3684 | See Note 2
2251 | Industrial, Existing, SIC24-25 Lumber, Base Pumps, ECM-308, Pumps - Replace 6-100 HP motor | See Note 1 | 3661.9287 | 15522.7749 | See Note 2
2252 | Industrial, Existing, SIC26 Paper, Base Pumps, ECM-308, Pumps - Replace 6-100 HP motor | See Note 1 | 72739.3338 | 308340.2727 | See Note 2
2253 | Industrial, Existing, SIC27 Printing, Base Pumps, ECM-308, Pumps - Replace 6-100 HP motor | See Note 1 | 9812.1816 | 41593.5461 | See Note 2
2254 | Industrial, Existing, SIC28 Chemicals, Base Pumps, ECM-308, Pumps - Replace 6-100 HP motor | See Note 1 | 62666.3218 | 265641.4017 | See Note 2
2255 | Industrial, Existing, SIC29 Petroleum, Base Pumps, ECM-308, Pumps - Replace 6-100 HP motor | See Note 1 | 2150.1408 | 9114.4184 | See Note 2
2256 | Industrial, Existing, SIC30 Rubber/Plastics, Base Pumps, ECM-308, Pumps - Replace 6-100 HP motor | See Note 1 | 4054.1698 | 17185.5162 | See Note 2
2257 | Industrial, Existing, SIC32 Stone/Clay/Glass, Base Pumps, ECM-308, Pumps - Replace 6-100 HP motor | See Note 1 | 120225.5004 | 509632.9269 | See Note 2
2258 | Industrial, Existing, SIC33 Primary Metals, Base Pumps, ECM-308, Pumps - Replace 6-100 HP motor | See Note 1 | 5879.3211 | 24922.2338 | See Note 2
2259 | Industrial, Existing, SIC34 Fab Metals, Base Pumps, ECM-308, Pumps - Replace 6-100 HP motor | See Note 1 | 20130.5075 | 85332.5897 | See Note 2
2260 | Industrial, Existing, SIC35 Ind Machinery, Base Pumps, ECM-308, Pumps - Replace 6-100 HP motor | See Note 1 | 1316.7227 | 5581.519 | See Note 2
2261 | Industrial, Existing, SIC36 Electronics, Base Pumps, ECM-308, Pumps - Replace 6-100 HP motor | See Note 1 | 2515.4902 | 10663.0944 | See Note 2
2262 | Industrial, Existing, SIC37 Transp Eqp, Base Pumps, ECM-308, Pumps - Replace 6-100 HP motor | See Note 1 | 6788.5862 | 28776.5985 | See Note 2
2263 | Industrial, Existing, SIC38 Instruments, Base Pumps, ECM-308, Pumps - Replace 6-100 HP motor | See Note 1 | 13793.4576 | 58470.1052 | See Note 2
2264 | Industrial, Existing, SIC39/21/31 Misc, Base Pumps, ECM-308, Pumps - Replace 6-100 HP motor | See Note 1 | 7640.1639 | 32386.4702 | See Note 2
2265 | Industrial, Existing, SIC20 Food, Base Pumps, ECM-309, Pumps - ASD (6-100 hp) | See Note 1 | 626403.1583 | 80833.4334 | See Note 2
2266 | Industrial, Existing, SIC22-23Textiles, Base Pumps, ECM-309, Pumps - ASD (6-100 hp) | See Note 1 | 3627.8774 | 468.183 | See Note 2
2267 | Industrial, Existing, SIC24-25 Lumber, Base Pumps, ECM-309, Pumps - ASD (6-100 hp) | See Note 1 | 15252.0528 | 1968.2488 | See Note 2
2268 | Industrial, Existing, SIC26 Paper, Base Pumps, ECM-309, Pumps - ASD (6-100 hp) | See Note 1 | 302980.3267 | 39096.7714 | See Note 2
2269 | Industrial, Existing, SIC27 Printing, Base Pumps, ECM-309, Pumps - ASD (6-100 hp) | See Note 1 | 40869.5983 | 5273.9571 | See Note 2
2270 | Industrial, Existing, SIC28 Chemicals, Base Pumps, ECM-309, Pumps - ASD (6-100 hp) | See Note 1 | 261030.1957 | 33682.6619 | See Note 2
2271 | Industrial, Existing, SIC29 Petroleum, Base Pumps, ECM-309, Pumps - ASD (6-100 hp) | See Note 1 | 8956.3781 | 1155.6853 | See Note 2
2272 | Industrial, Existing, SIC30 Rubber/Plastics, Base Pumps, ECM-309, Pumps - ASD (6-100 hp) | See Note 1 | 16886.5816 | 2179.0803 | See Note 2
2273 | Industrial, Existing, SIC32 Stone/Clay/Glass, Base Pumps, ECM-309, Pumps - ASD (6-100 hp) | See Note 1 | 500773.0009 | 64620.174 | See Note 2
2274 | Industrial, Existing, SIC33 Primary Metals, Base Pumps, ECM-309, Pumps - ASD (6-100 hp) | See Note 1 | 24487.8885 | 3160.0766 | See Note 2
2275 | Industrial, Existing, SIC34 Fab Metals, Base Pumps, ECM-309, Pumps - ASD (6-100 hp) | See Note 1 | 83846.7953 | 10819.9579 | See Note 2
2276 | Industrial, Existing, SIC35 Ind Machinery, Base Pumps, ECM-309, Pumps - ASD (6-100 hp) | See Note 1 | 5483.8724 | 707.7226 | See Note 2
2277 | Industrial, Existing, SIC36 Electronics, Base Pumps, ECM-309, Pumps - ASD (6-100 hp) | See Note 1 | 10477.6034 | 1352.0536 | See Note 2
2278 | Industrial, Existing, SIC37 Transp Eqp, Base Pumps, ECM-309, Pumps - ASD (6-100 hp) | See Note 1 | 28275.4529 | 3648.8003 | See Note 2
2279 | Industrial, Existing, SIC38 Instruments, Base Pumps, ECM-309, Pumps - ASD (6-100 hp) | See Note 1 | 57453.2485 | 7413.8623 | See Note 2
2280 | Industrial, Existing, SIC39/21/31 Misc, Base Pumps, ECM-309, Pumps - ASD (6-100 hp) | See Note 1 | 31823.4906 | 4106.523 | See Note 2
2281 | Industrial, Existing, SIC20 Food, Base Pumps, ECM-310, Pumps - Motor practices-1 (6-100 HP) | See Note 1 | 168608.7749 | 182582.24 | See Note 2
2282 | Industrial, Existing, SIC22-23Textiles, Base Pumps, ECM-310, Pumps - Motor practices-1 (6-100 HP) | See Note 1 | 976.5766 | 1057.5068 | See Note 2
2283 | Industrial, Existing, SIC24-25 Lumber, Base Pumps, ECM-310, Pumps - Motor practices-1 (6-100 HP) | See Note 1 | 4105.5372 | 4445.7753 | See Note 2
2284 | Industrial, Existing, SIC26 Paper, Base Pumps, ECM-310, Pumps - Motor practices-1 (6-100 HP) | See Note 1 | 81551.0255 | 88309.6981 | See Note 2
2285 | Industrial, Existing, SIC27 Printing, Base Pumps, ECM-310, Pumps - Motor practices-1 (6-100 HP) | See Note 1 | 11000.8358 | 11912.5324 | See Note 2
2286 | Industrial, Existing, SIC28 Chemicals, Base Pumps, ECM-310, Pumps - Motor practices-1 (6-100 HP) | See Note 1 | 70257.7621 | 76080.5969 | See Note 2
2287 | Industrial, Existing, SIC29 Petroleum, Base Pumps, ECM-310, Pumps - Motor practices-1 (6-100 HP) | See Note 1 | 2410.6103 | 2610.4003 | See Note 2
2288 | Industrial, Existing, SIC30 Rubber/Plastics, Base Pumps, ECM-310, Pumps - Motor practices-1 (6-100 HP) | See Note 1 | 4545.2947 | 4921.99 | See Note 2
2289 | Industrial, Existing, SIC32 Stone/Clay/Glass, Base Pumps, ECM-310, Pumps - Motor practices-1 (6-100 HP) | See Note 1 | 134789.6981 | 145960.5959 | See Note 2
2290 | Industrial, Existing, SIC33 Primary Metals, Base Pumps, ECM-310, Pumps - Motor practices-1 (6-100 HP) | See Note 1 | 6591.546 | 7137.8121 | See Note 2
2291 | Industrial, Existing, SIC34 Fab Metals, Base Pumps, ECM-310, Pumps - Motor practices-1 (6-100 HP) | See Note 1 | 22569.1307 | 24439.5426 | See Note 2
2292 | Industrial, Existing, SIC35 Ind Machinery, Base Pumps, ECM-310, Pumps - Motor practices-1 (6-100 HP) | See Note 1 | 1476.2314 | 1598.5659 | See Note 2
2293 | Industrial, Existing, SIC36 Electronics, Base Pumps, ECM-310, Pumps - Motor practices-1 (6-100 HP) | See Note 1 | 2820.2184 | 3053.9463 | See Note 2
2294 | Industrial, Existing, SIC37 Transp Eqp, Base Pumps, ECM-310, Pumps - Motor practices-1 (6-100 HP) | See Note 1 | 7610.96 | 8241.7152 | See Note 2
2295 | Industrial, Existing, SIC38 Instruments, Base Pumps, ECM-310, Pumps - Motor practices-1 (6-100 HP) | See Note 1 | 15464.4063 | 16746.0361 | See Note 2
2296 | Industrial, Existing, SIC39/21/31 Misc, Base Pumps, ECM-310, Pumps - Motor practices-1 (6-100 HP) | See Note 1 | 8565.6985 | 9275.5947 | See Note 2
2297 | Industrial, Existing, SIC20 Food, Base Pumps, ECM-311, Pumps - Replace 100+ HP motor | See Note 1 | 137407.3386 | 309080.5301 | See Note 2
2298 | Industrial, Existing, SIC22-23Textiles, Base Pumps, ECM-311, Pumps - Replace 100+ HP motor | See Note 1 | 795.8589 | 1790.1783 | See Note 2
2299 | Industrial, Existing, SIC24-25 Lumber, Base Pumps, ECM-311, Pumps - Replace 100+ HP motor | See Note 1 | 3345.7983 | 7525.9378 | See Note 2
2300 | Industrial, Existing, SIC26 Paper, Base Pumps, ECM-311, Pumps - Replace 100+ HP motor | See Note 1 | 66459.8233 | 149493.2273 | See Note 2
2301 | Industrial, Existing, SIC27 Printing, Base Pumps, ECM-311, Pumps - Replace 100+ HP motor | See Note 1 | 8965.1062 | 20165.8816 | See Note 2
2302 | Industrial, Existing, SIC28 Chemicals, Base Pumps, ECM-311, Pumps - Replace 100+ HP motor | See Note 1 | 57256.4039 | 128791.4488 | See Note 2
2303 | Industrial, Existing, SIC29 Petroleum, Base Pumps, ECM-311, Pumps - Replace 100+ HP motor | See Note 1 | 1964.5214 | 4418.9616 | See Note 2
2304 | Industrial, Existing, SIC30 Rubber/Plastics, Base Pumps, ECM-311, Pumps - Replace 100+ HP motor | See Note 1 | 3704.1776 | 8332.088 | See Note 2
2305 | Industrial, Existing, SIC32 Stone/Clay/Glass, Base Pumps, ECM-311, Pumps - Replace 100+ HP motor | See Note 1 | 109846.5588 | 247086.345 | See Note 2
2306 | Industrial, Existing, SIC33 Primary Metals, Base Pumps, ECM-311, Pumps - Replace 100+ HP motor | See Note 1 | 5371.7654 | 12083.0961 | See Note 2
2307 | Industrial, Existing, SIC34 Fab Metals, Base Pumps, ECM-311, Pumps - Replace 100+ HP motor | See Note 1 | 18392.6619 | 41371.9691 | See Note 2
2308 | Industrial, Existing, SIC35 Ind Machinery, Base Pumps, ECM-311, Pumps - Replace 100+ HP motor | See Note 1 | 1203.0514 | 2706.0989 | See Note 2
2309 | Industrial, Existing, SIC36 Electronics, Base Pumps, ECM-311, Pumps - Replace 100+ HP motor | See Note 1 | 2298.3306 | 5169.8092 | See Note 2
2310 | Industrial, Existing, SIC37 Transp Eqp, Base Pumps, ECM-311, Pumps - Replace 100+ HP motor | See Note 1 | 6202.5346 | 13951.8154 | See Note 2
2311 | Industrial, Existing, SIC38 Instruments, Base Pumps, ECM-311, Pumps - Replace 100+ HP motor | See Note 1 | 12602.6829 | 28348.1773 | See Note 2
2312 | Industrial, Existing, SIC39/21/31 Misc, Base Pumps, ECM-311, Pumps - Replace 100+ HP motor | See Note 1 | 6980.5966 | 15701.9967 | See Note 2
2313 | Industrial, Existing, SIC20 Food, Base Pumps, ECM-312, Pumps - ASD (100+ hp) | See Note 1 | 835391.3003 | 490576.7988 | See Note 2
2314 | Industrial, Existing, SIC22-23Textiles, Base Pumps, ECM-312, Pumps - ASD (100+ hp) | See Note 1 | 4838.2602 | 2841.3953 | See Note 2
2315 | Industrial, Existing, SIC24-25 Lumber, Base Pumps, ECM-312, Pumps - ASD (100+ hp) | See Note 1 | 20340.6418 | 11945.2703 | See Note 2
2316 | Industrial, Existing, SIC26 Paper, Base Pumps, ECM-312, Pumps - ASD (100+ hp) | See Note 1 | 404064.0294 | 237277.6729 | See Note 2
2317 | Industrial, Existing, SIC27 Printing, Base Pumps, ECM-312, Pumps - ASD (100+ hp) | See Note 1 | 54505.0022 | 32007.5602 | See Note 2
2318 | Industrial, Existing, SIC28 Chemicals, Base Pumps, ECM-312, Pumps - ASD (100+ hp) | See Note 1 | 348117.8209 | 204419.5299 | See Note 2
2319 | Industrial, Existing, SIC29 Petroleum, Base Pumps, ECM-312, Pumps - ASD (100+ hp) | See Note 1 | 11944.4935 | 7013.8356 | See Note 2
2320 | Industrial, Existing, SIC30 Rubber/Plastics, Base Pumps, ECM-312, Pumps - ASD (100+ hp) | See Note 1 | 22520.4791 | 13224.8028 | See Note 2
2321 | Industrial, Existing, SIC32 Stone/Clay/Glass, Base Pumps, ECM-312, Pumps - ASD (100+ hp) | See Note 1 | 667846.5435 | 392178.7895 | See Note 2
2322 | Industrial, Existing, SIC33 Primary Metals, Base Pumps, ECM-312, Pumps - ASD (100+ hp) | See Note 1 | 32657.848 | 19178.4536 | See Note 2
2323 | Industrial, Existing, SIC34 Fab Metals, Base Pumps, ECM-312, Pumps - ASD (100+ hp) | See Note 1 | 111820.7821 | 65666.149 | See Note 2
2324 | Industrial, Existing, SIC35 Ind Machinery, Base Pumps, ECM-312, Pumps - ASD (100+ hp) | See Note 1 | 7313.483 | 4295.1569 | See Note 2
2325 | Industrial, Existing, SIC36 Electronics, Base Pumps, ECM-312, Pumps - ASD (100+ hp) | See Note 1 | 13973.2634 | 8205.5912 | See Note 2
2326 | Industrial, Existing, SIC37 Transp Eqp, Base Pumps, ECM-312, Pumps - ASD (100+ hp) | See Note 1 | 37709.0562 | 22144.5102 | See Note 2
2327 | Industrial, Existing, SIC38 Instruments, Base Pumps, ECM-312, Pumps - ASD (100+ hp) | See Note 1 | 76621.4612 | 44994.6105 | See Note 2
2328 | Industrial, Existing, SIC39/21/31 Misc, Base Pumps, ECM-312, Pumps - ASD (100+ hp) | See Note 1 | 42440.8016 | 24922.4216 | See Note 2
2329 | Industrial, Existing, SIC20 Food, Base Pumps, ECM-313, Pumps - Motor practices-1 (100+ HP) | See Note 1 | 173543.9986 | 194869.8469 | See Note 2
2330 | Industrial, Existing, SIC22-23Textiles, Base Pumps, ECM-313, Pumps - Motor practices-1 (100+ HP) | See Note 1 | 1005.1613 | 1128.676 | See Note 2
2331 | Industrial, Existing, SIC24-25 Lumber, Base Pumps, ECM-313, Pumps - Motor practices-1 (100+ HP) | See Note 1 | 4225.7074 | 4744.9716 | See Note 2
2332 | Industrial, Existing, SIC26 Paper, Base Pumps, ECM-313, Pumps - Motor practices-1 (100+ HP) | See Note 1 | 83938.0457 | 94252.8548 | See Note 2
2333 | Industrial, Existing, SIC27 Printing, Base Pumps, ECM-313, Pumps - Motor practices-1 (100+ HP) | See Note 1 | 11322.8332 | 12714.2343 | See Note 2
2334 | Industrial, Existing, SIC28 Chemicals, Base Pumps, ECM-313, Pumps - Motor practices-1 (100+ HP) | See Note 1 | 72314.2255 | 81200.7469 | See Note 2
2335 | Industrial, Existing, SIC29 Petroleum, Base Pumps, ECM-313, Pumps - Motor practices-1 (100+ HP) | See Note 1 | 2481.1695 | 2786.0777 | See Note 2
2336 | Industrial, Existing, SIC30 Rubber/Plastics, Base Pumps, ECM-313, Pumps - Motor practices-1 (100+ HP) | See Note 1 | 4678.3366 | 5253.2352 | See Note 2
2337 | Industrial, Existing, SIC32 Stone/Clay/Glass, Base Pumps, ECM-313, Pumps - Motor practices-1 (100+ HP) | See Note 1 | 138735.0284 | 155783.6017 | See Note 2
2338 | Industrial, Existing, SIC33 Primary Metals, Base Pumps, ECM-313, Pumps - Motor practices-1 (100+ HP) | See Note 1 | 6784.4823 | 7618.1799 | See Note 2
2339 | Industrial, Existing, SIC34 Fab Metals, Base Pumps, ECM-313, Pumps - Motor practices-1 (100+ HP) | See Note 1 | 23229.7352 | 26084.3 | See Note 2
2340 | Industrial, Existing, SIC35 Ind Machinery, Base Pumps, ECM-313, Pumps - Motor practices-1 (100+ HP) | See Note 1 | 1519.4411 | 1706.1479 | See Note 2
2341 | Industrial, Existing, SIC36 Electronics, Base Pumps, ECM-313, Pumps - Motor practices-1 (100+ HP) | See Note 1 | 2902.7669 | 3259.4739 | See Note 2
2342 | Industrial, Existing, SIC37 Transp Eqp, Base Pumps, ECM-313, Pumps - Motor practices-1 (100+ HP) | See Note 1 | 7833.7349 | 8796.3746 | See Note 2
2343 | Industrial, Existing, SIC38 Instruments, Base Pumps, ECM-313, Pumps - Motor practices-1 (100+ HP) | See Note 1 | 15917.0536 | 17873.028 | See Note 2
2344 | Industrial, Existing, SIC39/21/31 Misc, Base Pumps, ECM-313, Pumps - Motor practices-1 (100+ HP) | See Note 1 | 8816.4188 | 9899.8332 | See Note 2
2345 | Industrial, Existing, SIC20 Food, Base Drives, ECM-401, Bakery - Process (Mixing) - O&M | See Note 1 | 2091666.8987 | 325883.6213 | See Note 2
2346 | Industrial, Existing, SIC22-23Textiles, Base Drives, ECM-401, Bakery - Process (Mixing) - O&M | See Note 1 | 0 | 0 | See Note 2
2347 | Industrial, Existing, SIC24-25 Lumber, Base Drives, ECM-401, Bakery - Process (Mixing) - O&M | See Note 1 | 0 | 0 | See Note 2
2348 | Industrial, Existing, SIC26 Paper, Base Drives, ECM-401, Bakery - Process (Mixing) - O&M | See Note 1 | 0 | 0 | See Note 2
2349 | Industrial, Existing, SIC27 Printing, Base Drives, ECM-401, Bakery - Process (Mixing) - O&M | See Note 1 | 0 | 0 | See Note 2
2350 | Industrial, Existing, SIC28 Chemicals, Base Drives, ECM-401, Bakery - Process (Mixing) - O&M | See Note 1 | 0 | 0 | See Note 2
2351 | Industrial, Existing, SIC29 Petroleum, Base Drives, ECM-401, Bakery - Process (Mixing) - O&M | See Note 1 | 0 | 0 | See Note 2
2352 | Industrial, Existing, SIC30 Rubber/Plastics, Base Drives, ECM-401, Bakery - Process (Mixing) - O&M | See Note 1 | 0 | 0 | See Note 2
2353 | Industrial, Existing, SIC32 Stone/Clay/Glass, Base Drives, ECM-401, Bakery - Process (Mixing) - O&M | See Note 1 | 0 | 0 | See Note 2
2354 | Industrial, Existing, SIC33 Primary Metals, Base Drives, ECM-401, Bakery - Process (Mixing) - O&M | See Note 1 | 0 | 0 | See Note 2
2355 | Industrial, Existing, SIC34 Fab Metals, Base Drives, ECM-401, Bakery - Process (Mixing) - O&M | See Note 1 | 0 | 0 | See Note 2
2356 | Industrial, Existing, SIC35 Ind Machinery, Base Drives, ECM-401, Bakery - Process (Mixing) - O&M | See Note 1 | 0 | 0 | See Note 2
2357 | Industrial, Existing, SIC36 Electronics, Base Drives, ECM-401, Bakery - Process (Mixing) - O&M | See Note 1 | 0 | 0 | See Note 2
2358 | Industrial, Existing, SIC37 Transp Eqp, Base Drives, ECM-401, Bakery - Process (Mixing) - O&M | See Note 1 | 0 | 0 | See Note 2
2359 | Industrial, Existing, SIC38 Instruments, Base Drives, ECM-401, Bakery - Process (Mixing) - O&M | See Note 1 | 0 | 0 | See Note 2
2360 | Industrial, Existing, SIC39/21/31 Misc, Base Drives, ECM-401, Bakery - Process (Mixing) - O&M | See Note 1 | 0 | 0 | See Note 2
2361 | Industrial, Existing, SIC20 Food, Base Heating , ECM-501, Bakery - Process | See Note 1 | 826816.144 | 183168.4233 | See Note 2
2362 | Industrial, Existing, SIC22-23Textiles, Base Heating , ECM-501, Bakery - Process | See Note 1 | 0 | 0 | See Note 2
2363 | Industrial, Existing, SIC24-25 Lumber, Base Heating , ECM-501, Bakery - Process | See Note 1 | 0 | 0 | See Note 2
2364 | Industrial, Existing, SIC26 Paper, Base Heating , ECM-501, Bakery - Process | See Note 1 | 0 | 0 | See Note 2
2365 | Industrial, Existing, SIC27 Printing, Base Heating , ECM-501, Bakery - Process | See Note 1 | 0 | 0 | See Note 2
2366 | Industrial, Existing, SIC28 Chemicals, Base Heating , ECM-501, Bakery - Process | See Note 1 | 0 | 0 | See Note 2
2367 | Industrial, Existing, SIC29 Petroleum, Base Heating , ECM-501, Bakery - Process | See Note 1 | 0 | 0 | See Note 2
2368 | Industrial, Existing, SIC30 Rubber/Plastics, Base Heating , ECM-501, Bakery - Process | See Note 1 | 0 | 0 | See Note 2
2369 | Industrial, Existing, SIC32 Stone/Clay/Glass, Base Heating , ECM-501, Bakery - Process | See Note 1 | 0 | 0 | See Note 2
2370 | Industrial, Existing, SIC33 Primary Metals, Base Heating , ECM-501, Bakery - Process | See Note 1 | 0 | 0 | See Note 2
2371 | Industrial, Existing, SIC34 Fab Metals, Base Heating , ECM-501, Bakery - Process | See Note 1 | 0 | 0 | See Note 2
2372 | Industrial, Existing, SIC35 Ind Machinery, Base Heating , ECM-501, Bakery - Process | See Note 1 | 0 | 0 | See Note 2
2373 | Industrial, Existing, SIC36 Electronics, Base Heating , ECM-501, Bakery - Process | See Note 1 | 0 | 0 | See Note 2
2374 | Industrial, Existing, SIC37 Transp Eqp, Base Heating , ECM-501, Bakery - Process | See Note 1 | 0 | 0 | See Note 2
2375 | Industrial, Existing, SIC38 Instruments, Base Heating , ECM-501, Bakery - Process | See Note 1 | 0 | 0 | See Note 2
2376 | Industrial, Existing, SIC39/21/31 Misc, Base Heating , ECM-501, Bakery - Process | See Note 1 | 0 | 0 | See Note 2
2377 | Industrial, Existing, SIC20 Food, Base Refrigeration, ECM-551, Efficient Refrigeration - Operations | See Note 1 | 1362496.4679 | 238668.3598 | See Note 2
2378 | Industrial, Existing, SIC22-23Textiles, Base Refrigeration, ECM-551, Efficient Refrigeration - Operations | See Note 1 | 0 | 0 | See Note 2
2379 | Industrial, Existing, SIC24-25 Lumber, Base Refrigeration, ECM-551, Efficient Refrigeration - Operations | See Note 1 | 0 | 0 | See Note 2
2380 | Industrial, Existing, SIC26 Paper, Base Refrigeration, ECM-551, Efficient Refrigeration - Operations | See Note 1 | 0 | 0 | See Note 2
2381 | Industrial, Existing, SIC27 Printing, Base Refrigeration, ECM-551, Efficient Refrigeration - Operations | See Note 1 | 0 | 0 | See Note 2
2382 | Industrial, Existing, SIC28 Chemicals, Base Refrigeration, ECM-551, Efficient Refrigeration - Operations | See Note 1 | 0 | 0 | See Note 2
2383 | Industrial, Existing, SIC29 Petroleum, Base Refrigeration, ECM-551, Efficient Refrigeration - Operations | See Note 1 | 0 | 0 | See Note 2
2384 | Industrial, Existing, SIC30 Rubber/Plastics, Base Refrigeration, ECM-551, Efficient Refrigeration - Operations | See Note 1 | 0 | 0 | See Note 2
2385 | Industrial, Existing, SIC32 Stone/Clay/Glass, Base Refrigeration, ECM-551, Efficient Refrigeration - Operations | See Note 1 | 0 | 0 | See Note 2
2386 | Industrial, Existing, SIC33 Primary Metals, Base Refrigeration, ECM-551, Efficient Refrigeration - Operations | See Note 1 | 0 | 0 | See Note 2
2387 | Industrial, Existing, SIC34 Fab Metals, Base Refrigeration, ECM-551, Efficient Refrigeration - Operations | See Note 1 | 0 | 0 | See Note 2
2388 | Industrial, Existing, SIC35 Ind Machinery, Base Refrigeration, ECM-551, Efficient Refrigeration - Operations | See Note 1 | 0 | 0 | See Note 2
2389 | Industrial, Existing, SIC36 Electronics, Base Refrigeration, ECM-551, Efficient Refrigeration - Operations | See Note 1 | 0 | 0 | See Note 2
2390 | Industrial, Existing, SIC37 Transp Eqp, Base Refrigeration, ECM-551, Efficient Refrigeration - Operations | See Note 1 | 0 | 0 | See Note 2
2391 | Industrial, Existing, SIC38 Instruments, Base Refrigeration, ECM-551, Efficient Refrigeration - Operations | See Note 1 | 0 | 0 | See Note 2
2392 | Industrial, Existing, SIC39/21/31 Misc, Base Refrigeration, ECM-551, Efficient Refrigeration - Operations | See Note 1 | 0 | 0 | See Note 2
2393 | Industrial, Existing, SIC20 Food, Base Refrigeration, ECM-552, Optimization Refrigeration | See Note 1 | 2355840.8977 | 1759844.1718 | See Note 2
2394 | Industrial, Existing, SIC22-23Textiles, Base Refrigeration, ECM-552, Optimization Refrigeration | See Note 1 | 0 | 0 | See Note 2
2395 | Industrial, Existing, SIC24-25 Lumber, Base Refrigeration, ECM-552, Optimization Refrigeration | See Note 1 | 0 | 0 | See Note 2
2396 | Industrial, Existing, SIC26 Paper, Base Refrigeration, ECM-552, Optimization Refrigeration | See Note 1 | 0 | 0 | See Note 2
2397 | Industrial, Existing, SIC27 Printing, Base Refrigeration, ECM-552, Optimization Refrigeration | See Note 1 | 0 | 0 | See Note 2
2398 | Industrial, Existing, SIC28 Chemicals, Base Refrigeration, ECM-552, Optimization Refrigeration | See Note 1 | 0 | 0 | See Note 2
2399 | Industrial, Existing, SIC29 Petroleum, Base Refrigeration, ECM-552, Optimization Refrigeration | See Note 1 | 0 | 0 | See Note 2
2400 | Industrial, Existing, SIC30 Rubber/Plastics, Base Refrigeration, ECM-552, Optimization Refrigeration | See Note 1 | 0 | 0 | See Note 2
2401 | Industrial, Existing, SIC32 Stone/Clay/Glass, Base Refrigeration, ECM-552, Optimization Refrigeration | See Note 1 | 0 | 0 | See Note 2
2402 | Industrial, Existing, SIC33 Primary Metals, Base Refrigeration, ECM-552, Optimization Refrigeration | See Note 1 | 0 | 0 | See Note 2
2403 | Industrial, Existing, SIC34 Fab Metals, Base Refrigeration, ECM-552, Optimization Refrigeration | See Note 1 | 0 | 0 | See Note 2
2404 | Industrial, Existing, SIC35 Ind Machinery, Base Refrigeration, ECM-552, Optimization Refrigeration | See Note 1 | 0 | 0 | See Note 2
2405 | Industrial, Existing, SIC36 Electronics, Base Refrigeration, ECM-552, Optimization Refrigeration | See Note 1 | 0 | 0 | See Note 2
2406 | Industrial, Existing, SIC37 Transp Eqp, Base Refrigeration, ECM-552, Optimization Refrigeration | See Note 1 | 0 | 0 | See Note 2
2407 | Industrial, Existing, SIC38 Instruments, Base Refrigeration, ECM-552, Optimization Refrigeration | See Note 1 | 0 | 0 | See Note 2
2408 | Industrial, Existing, SIC39/21/31 Misc, Base Refrigeration, ECM-552, Optimization Refrigeration | See Note 1 | 0 | 0 | See Note 2
2409 | Industrial, Existing, SIC20 Food, Base Centrifugal Chiller, 0.58 kW/ton, 500 tons, ECM-701, Centrifugal Chiller, 0.51 kW/ton, 500 tons | See Note 1 | 402447.7901 | 637051.9684 | See Note 2
2410 | Industrial, Existing, SIC22-23Textiles, Base Centrifugal Chiller, 0.58 kW/ton, 500 tons, ECM-701, Centrifugal Chiller, 0.51 kW/ton, 500 tons | See Note 1 | 11711.372 | 18540.5352 | See Note 2
2411 | Industrial, Existing, SIC24-25 Lumber, Base Centrifugal Chiller, 0.58 kW/ton, 500 tons, ECM-701, Centrifugal Chiller, 0.51 kW/ton, 500 tons | See Note 1 | 17464.4445 | 27646.4432 | See Note 2
2412 | Industrial, Existing, SIC26 Paper, Base Centrifugal Chiller, 0.58 kW/ton, 500 tons, ECM-701, Centrifugal Chiller, 0.51 kW/ton, 500 tons | See Note 1 | 56732.7162 | 89802.1052 | See Note 2
2413 | Industrial, Existing, SIC27 Printing, Base Centrifugal Chiller, 0.58 kW/ton, 500 tons, ECM-701, Centrifugal Chiller, 0.51 kW/ton, 500 tons | See Note 1 | 123305.3791 | 195184.3631 | See Note 2
2414 | Industrial, Existing, SIC28 Chemicals, Base Centrifugal Chiller, 0.58 kW/ton, 500 tons, ECM-701, Centrifugal Chiller, 0.51 kW/ton, 500 tons | See Note 1 | 43244.2816 | 68449.0939 | See Note 2
2415 | Industrial, Existing, SIC29 Petroleum, Base Centrifugal Chiller, 0.58 kW/ton, 500 tons, ECM-701, Centrifugal Chiller, 0.51 kW/ton, 500 tons | See Note 1 | 454.8791 | 719.9916 | See Note 2
2416 | Industrial, Existing, SIC30 Rubber/Plastics, Base Centrifugal Chiller, 0.58 kW/ton, 500 tons, ECM-701, Centrifugal Chiller, 0.51 kW/ton, 500 tons | See Note 1 | 23069.6701 | 36517.5945 | See Note 2
2417 | Industrial, Existing, SIC32 Stone/Clay/Glass, Base Centrifugal Chiller, 0.58 kW/ton, 500 tons, ECM-701, Centrifugal Chiller, 0.51 kW/ton, 500 tons | See Note 1 | 201047.2131 | 318238.029 | See Note 2
2418 | Industrial, Existing, SIC33 Primary Metals, Base Centrifugal Chiller, 0.58 kW/ton, 500 tons, ECM-701, Centrifugal Chiller, 0.51 kW/ton, 500 tons | See Note 1 | 8253.352 | 13065.0275 | See Note 2
2419 | Industrial, Existing, SIC34 Fab Metals, Base Centrifugal Chiller, 0.58 kW/ton, 500 tons, ECM-701, Centrifugal Chiller, 0.51 kW/ton, 500 tons | See Note 1 | 111740.4415 | 176880.9642 | See Note 2
2420 | Industrial, Existing, SIC35 Ind Machinery, Base Centrifugal Chiller, 0.58 kW/ton, 500 tons, ECM-701, Centrifugal Chiller, 0.51 kW/ton, 500 tons | See Note 1 | 16559.4603 | 26215.2694 | See Note 2
2421 | Industrial, Existing, SIC36 Electronics, Base Centrifugal Chiller, 0.58 kW/ton, 500 tons, ECM-701, Centrifugal Chiller, 0.51 kW/ton, 500 tons | See Note 1 | 80434.0757 | 127321.0413 | See Note 2
2422 | Industrial, Existing, SIC37 Transp Eqp, Base Centrifugal Chiller, 0.58 kW/ton, 500 tons, ECM-701, Centrifugal Chiller, 0.51 kW/ton, 500 tons | See Note 1 | 71000.7555 | 112391.9523 | See Note 2
2423 | Industrial, Existing, SIC38 Instruments, Base Centrifugal Chiller, 0.58 kW/ton, 500 tons, ECM-701, Centrifugal Chiller, 0.51 kW/ton, 500 tons | See Note 1 | 219377.5408 | 347256.3303 | See Note 2
2424 | Industrial, Existing, SIC39/21/31 Misc, Base Centrifugal Chiller, 0.58 kW/ton, 500 tons, ECM-701, Centrifugal Chiller, 0.51 kW/ton, 500 tons | See Note 1 | 128636.7593 | 203619.2438 | See Note 2
2425 | Industrial, Existing, SIC20 Food, Base Centrifugal Chiller, 0.58 kW/ton, 500 tons, ECM-702, High Efficiency Chiller Motors | See Note 1 | 75567.6164 | 43824.828 | See Note 2
2426 | Industrial, Existing, SIC22-23Textiles, Base Centrifugal Chiller, 0.58 kW/ton, 500 tons, ECM-702, High Efficiency Chiller Motors | See Note 1 | 2199.2407 | 1275.4623 | See Note 2
2427 | Industrial, Existing, SIC24-25 Lumber, Base Centrifugal Chiller, 0.58 kW/ton, 500 tons, ECM-702, High Efficiency Chiller Motors | See Note 1 | 3279.4478 | 1901.8866 | See Note 2
2428 | Industrial, Existing, SIC26 Paper, Base Centrifugal Chiller, 0.58 kW/ton, 500 tons, ECM-702, High Efficiency Chiller Motors | See Note 1 | 10652.3583 | 6177.772 | See Note 2
2429 | Industrial, Existing, SIC27 Printing, Base Centrifugal Chiller, 0.58 kW/ton, 500 tons, ECM-702, High Efficiency Chiller Motors | See Note 1 | 23152.9713 | 13427.3522 | See Note 2
2430 | Industrial, Existing, SIC28 Chemicals, Base Centrifugal Chiller, 0.58 kW/ton, 500 tons, ECM-702, High Efficiency Chiller Motors | See Note 1 | 8119.4445 | 4708.8305 | See Note 2
2431 | Industrial, Existing, SIC29 Petroleum, Base Centrifugal Chiller, 0.58 kW/ton, 500 tons, ECM-702, High Efficiency Chiller Motors | See Note 1 | 85.4049 | 49.5305 | See Note 2
2432 | Industrial, Existing, SIC30 Rubber/Plastics, Base Centrifugal Chiller, 0.58 kW/ton, 500 tons, ECM-702, High Efficiency Chiller Motors | See Note 1 | 4331.7227 | 2512.1613 | See Note 2
2433 | Industrial, Existing, SIC32 Stone/Clay/Glass, Base Centrifugal Chiller, 0.58 kW/ton, 500 tons, ECM-702, High Efficiency Chiller Motors | See Note 1 | 37749.5075 | 21892.6046 | See Note 2
2434 | Industrial, Existing, SIC33 Primary Metals, Base Centrifugal Chiller, 0.58 kW/ton, 500 tons, ECM-702, High Efficiency Chiller Motors | See Note 1 | 1549.7784 | 898.7847 | See Note 2
2435 | Industrial, Existing, SIC34 Fab Metals, Base Centrifugal Chiller, 0.58 kW/ton, 500 tons, ECM-702, High Efficiency Chiller Motors | See Note 1 | 20981.665 | 12168.2032 | See Note 2
2436 | Industrial, Existing, SIC35 Ind Machinery, Base Centrifugal Chiller, 0.58 kW/ton, 500 tons, ECM-702, High Efficiency Chiller Motors | See Note 1 | 3109.7301 | 1803.4316 | See Note 2
2437 | Industrial, Existing, SIC36 Electronics, Base Centrifugal Chiller, 0.58 kW/ton, 500 tons, ECM-702, High Efficiency Chiller Motors | See Note 1 | 15102.8761 | 8758.8188 | See Note 2
2438 | Industrial, Existing, SIC37 Transp Eqp, Base Centrifugal Chiller, 0.58 kW/ton, 500 tons, ECM-702, High Efficiency Chiller Motors | See Note 1 | 13331.9715 | 7731.7993 | See Note 2
2439 | Industrial, Existing, SIC38 Instruments, Base Centrifugal Chiller, 0.58 kW/ton, 500 tons, ECM-702, High Efficiency Chiller Motors | See Note 1 | 41191.6479 | 23888.8657 | See Note 2
2440 | Industrial, Existing, SIC39/21/31 Misc, Base Centrifugal Chiller, 0.58 kW/ton, 500 tons, ECM-702, High Efficiency Chiller Motors | See Note 1 | 24153.3535 | 14007.6144 | See Note 2
2441 | Industrial, Existing, SIC20 Food, Base Centrifugal Chiller, 0.58 kW/ton, 500 tons, ECM-703, EMS - Chiller | See Note 1 | 16048.1328 | 15304.7067 | See Note 2
2442 | Industrial, Existing, SIC22-23Textiles, Base Centrifugal Chiller, 0.58 kW/ton, 500 tons, ECM-703, EMS - Chiller | See Note 1 | 467.0128 | 445.4228 | See Note 2
2443 | Industrial, Existing, SIC24-25 Lumber, Base Centrifugal Chiller, 0.58 kW/ton, 500 tons, ECM-703, EMS - Chiller | See Note 1 | 696.4207 | 664.1855 | See Note 2
2444 | Industrial, Existing, SIC26 Paper, Base Centrifugal Chiller, 0.58 kW/ton, 500 tons, ECM-703, EMS - Chiller | See Note 1 | 2262.2854 | 2157.4298 | See Note 2
2445 | Industrial, Existing, SIC27 Printing, Base Centrifugal Chiller, 0.58 kW/ton, 500 tons, ECM-703, EMS - Chiller | See Note 1 | 4916.9599 | 4689.1613 | See Note 2
2446 | Industrial, Existing, SIC28 Chemicals, Base Centrifugal Chiller, 0.58 kW/ton, 500 tons, ECM-703, EMS - Chiller | See Note 1 | 1724.4122 | 1644.4393 | See Note 2
2447 | Industrial, Existing, SIC29 Petroleum, Base Centrifugal Chiller, 0.58 kW/ton, 500 tons, ECM-703, EMS - Chiller | See Note 1 | 18.1388 | 17.2973 | See Note 2
2448 | Industrial, Existing, SIC30 Rubber/Plastics, Base Centrifugal Chiller, 0.58 kW/ton, 500 tons, ECM-703, EMS - Chiller | See Note 1 | 919.9328 | 877.3084 | See Note 2
2449 | Industrial, Existing, SIC32 Stone/Clay/Glass, Base Centrifugal Chiller, 0.58 kW/ton, 500 tons, ECM-703, EMS - Chiller | See Note 1 | 8017.0018 | 7645.4354 | See Note 2
2450 | Industrial, Existing, SIC33 Primary Metals, Base Centrifugal Chiller, 0.58 kW/ton, 500 tons, ECM-703, EMS - Chiller | See Note 1 | 329.1145 | 313.8777 | See Note 2
2451 | Industrial, Existing, SIC34 Fab Metals, Base Centrifugal Chiller, 0.58 kW/ton, 500 tons, ECM-703, EMS - Chiller | See Note 1 | 4455.8041 | 4249.4355 | See Note 2
2452 | Industrial, Existing, SIC35 Ind Machinery, Base Centrifugal Chiller, 0.58 kW/ton, 500 tons, ECM-703, EMS - Chiller | See Note 1 | 660.336 | 629.8026 | See Note 2
2453 | Industrial, Existing, SIC36 Electronics, Base Centrifugal Chiller, 0.58 kW/ton, 500 tons, ECM-703, EMS - Chiller | See Note 1 | 3207.411 | 3058.7947 | See Note 2
2454 | Industrial, Existing, SIC37 Transp Eqp, Base Centrifugal Chiller, 0.58 kW/ton, 500 tons, ECM-703, EMS - Chiller | See Note 1 | 2831.2538 | 2700.1343 | See Note 2
2455 | Industrial, Existing, SIC38 Instruments, Base Centrifugal Chiller, 0.58 kW/ton, 500 tons, ECM-703, EMS - Chiller | See Note 1 | 8747.9547 | 8342.5789 | See Note 2
2456 | Industrial, Existing, SIC39/21/31 Misc, Base Centrifugal Chiller, 0.58 kW/ton, 500 tons, ECM-703, EMS - Chiller | See Note 1 | 5129.5473 | 4891.8031 | See Note 2
2457 | Industrial, Existing, SIC20 Food, Base Centrifugal Chiller, 0.58 kW/ton, 500 tons, ECM-704, Chiller Tune Up/Diagnostics | See Note 1 | 78426.2713 | 89906.595 | See Note 2
2458 | Industrial, Existing, SIC22-23Textiles, Base Centrifugal Chiller, 0.58 kW/ton, 500 tons, ECM-704, Chiller Tune Up/Diagnostics | See Note 1 | 2282.439 | 2616.6098 | See Note 2
2459 | Industrial, Existing, SIC24-25 Lumber, Base Centrifugal Chiller, 0.58 kW/ton, 500 tons, ECM-704, Chiller Tune Up/Diagnostics | See Note 1 | 3403.5077 | 3901.7187 | See Note 2
2460 | Industrial, Existing, SIC26 Paper, Base Centrifugal Chiller, 0.58 kW/ton, 500 tons, ECM-704, Chiller Tune Up/Diagnostics | See Note 1 | 11055.325 | 12673.6937 | See Note 2
2461 | Industrial, Existing, SIC27 Printing, Base Centrifugal Chiller, 0.58 kW/ton, 500 tons, ECM-704, Chiller Tune Up/Diagnostics | See Note 1 | 24028.8257 | 27546.2009 | See Note 2
2462 | Industrial, Existing, SIC28 Chemicals, Base Centrifugal Chiller, 0.58 kW/ton, 500 tons, ECM-704, Chiller Tune Up/Diagnostics | See Note 1 | 8426.5917 | 9660.1616 | See Note 2
2463 | Industrial, Existing, SIC29 Petroleum, Base Centrifugal Chiller, 0.58 kW/ton, 500 tons, ECM-704, Chiller Tune Up/Diagnostics | See Note 1 | 88.6357 | 101.6118 | See Note 2
2464 | Industrial, Existing, SIC30 Rubber/Plastics, Base Centrifugal Chiller, 0.58 kW/ton, 500 tons, ECM-704, Chiller Tune Up/Diagnostics | See Note 1 | 4495.5878 | 5153.6966 | See Note 2
2465 | Industrial, Existing, SIC32 Stone/Clay/Glass, Base Centrifugal Chiller, 0.58 kW/ton, 500 tons, ECM-704, Chiller Tune Up/Diagnostics | See Note 1 | 39177.5298 | 44912.6586 | See Note 2
2466 | Industrial, Existing, SIC33 Primary Metals, Base Centrifugal Chiller, 0.58 kW/ton, 500 tons, ECM-704, Chiller Tune Up/Diagnostics | See Note 1 | 1608.4056 | 1843.8561 | See Note 2
2467 | Industrial, Existing, SIC34 Fab Metals, Base Centrifugal Chiller, 0.58 kW/ton, 500 tons, ECM-704, Chiller Tune Up/Diagnostics | See Note 1 | 21775.3862 | 24963.058 | See Note 2
2468 | Industrial, Existing, SIC35 Ind Machinery, Base Centrifugal Chiller, 0.58 kW/ton, 500 tons, ECM-704, Chiller Tune Up/Diagnostics | See Note 1 | 3227.3707 | 3699.7384 | See Note 2
2469 | Industrial, Existing, SIC36 Electronics, Base Centrifugal Chiller, 0.58 kW/ton, 500 tons, ECM-704, Chiller Tune Up/Diagnostics | See Note 1 | 15674.2032 | 17968.7088 | See Note 2
2470 | Industrial, Existing, SIC37 Transp Eqp, Base Centrifugal Chiller, 0.58 kW/ton, 500 tons, ECM-704, Chiller Tune Up/Diagnostics | See Note 1 | 13836.3107 | 15861.7793 | See Note 2
2471 | Industrial, Existing, SIC38 Instruments, Base Centrifugal Chiller, 0.58 kW/ton, 500 tons, ECM-704, Chiller Tune Up/Diagnostics | See Note 1 | 42749.8865 | 49007.9865 | See Note 2
2472 | Industrial, Existing, SIC39/21/31 Misc, Base Centrifugal Chiller, 0.58 kW/ton, 500 tons, ECM-704, Chiller Tune Up/Diagnostics | See Note 1 | 25067.0485 | 28736.6083 | See Note 2
2473 | Industrial, Existing, SIC20 Food, Base Centrifugal Chiller, 0.58 kW/ton, 500 tons, ECM-705, VSD for Chiller Pumps and Towers | See Note 1 | 134025.3917 | 60270.6211 | See Note 2
2474 | Industrial, Existing, SIC22-23Textiles, Base Centrifugal Chiller, 0.58 kW/ton, 500 tons, ECM-705, VSD for Chiller Pumps and Towers | See Note 1 | 3900.2393 | 1754.0948 | See Note 2
2475 | Industrial, Existing, SIC24-25 Lumber, Base Centrifugal Chiller, 0.58 kW/ton, 500 tons, ECM-705, VSD for Chiller Pumps and Towers | See Note 1 | 5816.1334 | 2615.5924 | See Note 2
2476 | Industrial, Existing, SIC26 Paper, Base Centrifugal Chiller, 0.58 kW/ton, 500 tons, ECM-705, VSD for Chiller Pumps and Towers | See Note 1 | 18893.389 | 8496.0551 | See Note 2
2477 | Industrial, Existing, SIC27 Printing, Base Centrifugal Chiller, 0.58 kW/ton, 500 tons, ECM-705, VSD for Chiller Pumps and Towers | See Note 1 | 41063.8117 | 18466.1274 | See Note 2
2478 | Industrial, Existing, SIC28 Chemicals, Base Centrifugal Chiller, 0.58 kW/ton, 500 tons, ECM-705, VSD for Chiller Pumps and Towers | See Note 1 | 14401.3599 | 6475.8758 | See Note 2
2479 | Industrial, Existing, SIC29 Petroleum, Base Centrifugal Chiller, 0.58 kW/ton, 500 tons, ECM-705, VSD for Chiller Pumps and Towers | See Note 1 | 151.4852 | 68.1174 | See Note 2
2480 | Industrial, Existing, SIC30 Rubber/Plastics, Base Centrifugal Chiller, 0.58 kW/ton, 500 tons, ECM-705, VSD for Chiller Pumps and Towers | See Note 1 | 7682.783 | 3454.88 | See Note 2
2481 | Industrial, Existing, SIC32 Stone/Clay/Glass, Base Centrifugal Chiller, 0.58 kW/ton, 500 tons, ECM-705, VSD for Chiller Pumps and Towers | See Note 1 | 66953.6821 | 30108.0675 | See Note 2
2482 | Industrial, Existing, SIC33 Primary Metals, Base Centrifugal Chiller, 0.58 kW/ton, 500 tons, ECM-705, VSD for Chiller Pumps and Towers | See Note 1 | 2748.5876 | 1236.0645 | See Note 2
2483 | Industrial, Existing, SIC34 Fab Metals, Base Centrifugal Chiller, 0.58 kW/ton, 500 tons, ECM-705, VSD for Chiller Pumps and Towers | See Note 1 | 37212.4808 | 16734.4677 | See Note 2
2484 | Industrial, Existing, SIC35 Ind Machinery, Base Centrifugal Chiller, 0.58 kW/ton, 500 tons, ECM-705, VSD for Chiller Pumps and Towers | See Note 1 | 5514.7766 | 2480.191 | See Note 2
2485 | Industrial, Existing, SIC36 Electronics, Base Centrifugal Chiller, 0.58 kW/ton, 500 tons, ECM-705, VSD for Chiller Pumps and Towers | See Note 1 | 26786.5714 | 12045.6707 | See Note 2
2486 | Industrial, Existing, SIC37 Transp Eqp, Base Centrifugal Chiller, 0.58 kW/ton, 500 tons, ECM-705, VSD for Chiller Pumps and Towers | See Note 1 | 23645.1111 | 10633.2499 | See Note 2
2487 | Industrial, Existing, SIC38 Instruments, Base Centrifugal Chiller, 0.58 kW/ton, 500 tons, ECM-705, VSD for Chiller Pumps and Towers | See Note 1 | 73058.2084 | 32853.4495 | See Note 2
2488 | Industrial, Existing, SIC39/21/31 Misc, Base Centrifugal Chiller, 0.58 kW/ton, 500 tons, ECM-705, VSD for Chiller Pumps and Towers | See Note 1 | 42839.2148 | 19264.14 | See Note 2
2489 | Industrial, Existing, SIC20 Food, Base Centrifugal Chiller, 0.58 kW/ton, 500 tons, ECM-706, EMS Optimization - Chiller | See Note 1 | 49208.6368 | 51169.0015 | See Note 2
2490 | Industrial, Existing, SIC22-23Textiles, Base Centrifugal Chiller, 0.58 kW/ton, 500 tons, ECM-706, EMS Optimization - Chiller | See Note 1 | 1432.1182 | 1489.2045 | See Note 2
2491 | Industrial, Existing, SIC24-25 Lumber, Base Centrifugal Chiller, 0.58 kW/ton, 500 tons, ECM-706, EMS Optimization - Chiller | See Note 1 | 2135.534 | 2220.6052 | See Note 2
2492 | Industrial, Existing, SIC26 Paper, Base Centrifugal Chiller, 0.58 kW/ton, 500 tons, ECM-706, EMS Optimization - Chiller | See Note 1 | 6936.674 | 7213.0443 | See Note 2
2493 | Industrial, Existing, SIC27 Printing, Base Centrifugal Chiller, 0.58 kW/ton, 500 tons, ECM-706, EMS Optimization - Chiller | See Note 1 | 15076.9092 | 15677.5106 | See Note 2
2494 | Industrial, Existing, SIC28 Chemicals, Base Centrifugal Chiller, 0.58 kW/ton, 500 tons, ECM-706, EMS Optimization - Chiller | See Note 1 | 5287.2729 | 5497.9373 | See Note 2
2495 | Industrial, Existing, SIC29 Petroleum, Base Centrifugal Chiller, 0.58 kW/ton, 500 tons, ECM-706, EMS Optimization - Chiller | See Note 1 | 55.6145 | 57.8308 | See Note 2
2496 | Industrial, Existing, SIC30 Rubber/Plastics, Base Centrifugal Chiller, 0.58 kW/ton, 500 tons, ECM-706, EMS Optimization - Chiller | See Note 1 | 2820.7607 | 2933.1498 | See Note 2
2497 | Industrial, Existing, SIC32 Stone/Clay/Glass, Base Centrifugal Chiller, 0.58 kW/ton, 500 tons, ECM-706, EMS Optimization - Chiller | See Note 1 | 24581.9776 | 25561.3717 | See Note 2
2498 | Industrial, Existing, SIC33 Primary Metals, Base Centrifugal Chiller, 0.58 kW/ton, 500 tons, ECM-706, EMS Optimization - Chiller | See Note 1 | 1009.1956 | 1049.4033 | See Note 2
2499 | Industrial, Existing, SIC34 Fab Metals, Base Centrifugal Chiller, 0.58 kW/ton, 500 tons, ECM-706, EMS Optimization - Chiller | See Note 1 | 13662.9859 | 14207.3532 | See Note 2
2500 | Industrial, Existing, SIC35 Ind Machinery, Base Centrifugal Chiller, 0.58 kW/ton, 500 tons, ECM-706, EMS Optimization - Chiller | See Note 1 | 2025.0167 | 2105.6511 | See Note 2
2501 | Industrial, Existing, SIC36 Electronics, Base Centrifugal Chiller, 0.58 kW/ton, 500 tons, ECM-706, EMS Optimization - Chiller | See Note 1 | 9834.7933 | 10226.6234 | See Note 2
2502 | Industrial, Existing, SIC37 Transp Eqp, Base Centrifugal Chiller, 0.58 kW/ton, 500 tons, ECM-706, EMS Optimization - Chiller | See Note 1 | 8681.6057 | 9027.4958 | See Note 2
2503 | Industrial, Existing, SIC38 Instruments, Base Centrifugal Chiller, 0.58 kW/ton, 500 tons, ECM-706, EMS Optimization - Chiller | See Note 1 | 26823.4559 | 27892.1667 | See Note 2
2504 | Industrial, Existing, SIC39/21/31 Misc, Base Centrifugal Chiller, 0.58 kW/ton, 500 tons, ECM-706, EMS Optimization - Chiller | See Note 1 | 15728.3429 | 16355.0133 | See Note 2
2505 | Industrial, Existing, SIC20 Food, Base Centrifugal Chiller, 0.58 kW/ton, 500 tons, ECM-707, Aerosole Duct Sealing - Chiller | See Note 1 | 148151.155 | 43126.2833 | See Note 2
2506 | Industrial, Existing, SIC22-23Textiles, Base Centrifugal Chiller, 0.58 kW/ton, 500 tons, ECM-707, Aerosole Duct Sealing - Chiller | See Note 1 | 4311.5921 | 1255.1321 | See Note 2
2507 | Industrial, Existing, SIC24-25 Lumber, Base Centrifugal Chiller, 0.58 kW/ton, 500 tons, ECM-707, Aerosole Duct Sealing - Chiller | See Note 1 | 6429.3748 | 1871.5716 | See Note 2
2508 | Industrial, Existing, SIC26 Paper, Base Centrifugal Chiller, 0.58 kW/ton, 500 tons, ECM-707, Aerosole Duct Sealing - Chiller | See Note 1 | 20884.1018 | 6079.3016 | See Note 2
2509 | Industrial, Existing, SIC27 Printing, Base Centrifugal Chiller, 0.58 kW/ton, 500 tons, ECM-707, Aerosole Duct Sealing - Chiller | See Note 1 | 45391.6839 | 13213.3273 | See Note 2
2510 | Industrial, Existing, SIC28 Chemicals, Base Centrifugal Chiller, 0.58 kW/ton, 500 tons, ECM-707, Aerosole Duct Sealing - Chiller | See Note 1 | 15918.3216 | 4633.7743 | See Note 2
2511 | Industrial, Existing, SIC29 Petroleum, Base Centrifugal Chiller, 0.58 kW/ton, 500 tons, ECM-707, Aerosole Duct Sealing - Chiller | See Note 1 | 167.4381 | 48.741 | See Note 2
2512 | Industrial, Existing, SIC30 Rubber/Plastics, Base Centrifugal Chiller, 0.58 kW/ton, 500 tons, ECM-707, Aerosole Duct Sealing - Chiller | See Note 1 | 8492.3926 | 2472.1188 | See Note 2
2513 | Industrial, Existing, SIC32 Stone/Clay/Glass, Base Centrifugal Chiller, 0.58 kW/ton, 500 tons, ECM-707, Aerosole Duct Sealing - Chiller | See Note 1 | 74008.4396 | 21543.6481 | See Note 2
2514 | Industrial, Existing, SIC33 Primary Metals, Base Centrifugal Chiller, 0.58 kW/ton, 500 tons, ECM-707, Aerosole Duct Sealing - Chiller | See Note 1 | 3038.3495 | 884.4586 | See Note 2
2515 | Industrial, Existing, SIC34 Fab Metals, Base Centrifugal Chiller, 0.58 kW/ton, 500 tons, ECM-707, Aerosole Duct Sealing - Chiller | See Note 1 | 41134.7347 | 11974.2485 | See Note 2
2516 | Industrial, Existing, SIC35 Ind Machinery, Base Centrifugal Chiller, 0.58 kW/ton, 500 tons, ECM-707, Aerosole Duct Sealing - Chiller | See Note 1 | 6096.6282 | 1774.6859 | See Note 2
2517 | Industrial, Existing, SIC36 Electronics, Base Centrifugal Chiller, 0.58 kW/ton, 500 tons, ECM-707, Aerosole Duct Sealing - Chiller | See Note 1 | 29609.3732 | 8619.2078 | See Note 2
2518 | Industrial, Existing, SIC37 Transp Eqp, Base Centrifugal Chiller, 0.58 kW/ton, 500 tons, ECM-707, Aerosole Duct Sealing - Chiller | See Note 1 | 26137.4401 | 7608.5585 | See Note 2
2519 | Industrial, Existing, SIC38 Instruments, Base Centrifugal Chiller, 0.58 kW/ton, 500 tons, ECM-707, Aerosole Duct Sealing - Chiller | See Note 1 | 80756.7485 | 23508.0898 | See Note 2
2520 | Industrial, Existing, SIC39/21/31 Misc, Base Centrifugal Chiller, 0.58 kW/ton, 500 tons, ECM-707, Aerosole Duct Sealing - Chiller | See Note 1 | 47352.9849 | 13784.3404 | See Note 2
2521 | Industrial, Existing, SIC20 Food, Base Centrifugal Chiller, 0.58 kW/ton, 500 tons, ECM-708, Duct/Pipe Insulation - Chiller | See Note 1 | 100050.5869 | 3318200.5353 | See Note 2
2522 | Industrial, Existing, SIC22-23Textiles, Base Centrifugal Chiller, 0.58 kW/ton, 500 tons, ECM-708, Duct/Pipe Insulation - Chiller | See Note 1 | 2911.796 | 96571.7351 | See Note 2
2523 | Industrial, Existing, SIC24-25 Lumber, Base Centrifugal Chiller, 0.58 kW/ton, 500 tons, ECM-708, Duct/Pipe Insulation - Chiller | See Note 1 | 4341.9556 | 144001.5056 | See Note 2
2524 | Industrial, Existing, SIC26 Paper, Base Centrifugal Chiller, 0.58 kW/ton, 500 tons, ECM-708, Duct/Pipe Insulation - Chiller | See Note 1 | 14103.5827 | 467750.5263 | See Note 2
2525 | Industrial, Existing, SIC27 Printing, Base Centrifugal Chiller, 0.58 kW/ton, 500 tons, ECM-708, Duct/Pipe Insulation - Chiller | See Note 1 | 30654.2276 | 1016653.0995 | See Note 2
2526 | Industrial, Existing, SIC28 Chemicals, Base Centrifugal Chiller, 0.58 kW/ton, 500 tons, ECM-708, Duct/Pipe Insulation - Chiller | See Note 1 | 10750.0258 | 356529.5002 | See Note 2
2527 | Industrial, Existing, SIC29 Petroleum, Base Centrifugal Chiller, 0.58 kW/ton, 500 tons, ECM-708, Duct/Pipe Insulation - Chiller | See Note 1 | 113.075 | 3750.2065 | See Note 2
2528 | Industrial, Existing, SIC30 Rubber/Plastics, Base Centrifugal Chiller, 0.58 kW/ton, 500 tons, ECM-708, Duct/Pipe Insulation - Chiller | See Note 1 | 5735.1507 | 190208.5037 | See Note 2
2529 | Industrial, Existing, SIC32 Stone/Clay/Glass, Base Centrifugal Chiller, 0.58 kW/ton, 500 tons, ECM-708, Duct/Pipe Insulation - Chiller | See Note 1 | 49979.8593 | 1657600.4009 | See Note 2
2530 | Industrial, Existing, SIC33 Primary Metals, Base Centrifugal Chiller, 0.58 kW/ton, 500 tons, ECM-708, Duct/Pipe Insulation - Chiller | See Note 1 | 2051.8919 | 68051.5614 | See Note 2
2531 | Industrial, Existing, SIC34 Fab Metals, Base Centrifugal Chiller, 0.58 kW/ton, 500 tons, ECM-708, Duct/Pipe Insulation - Chiller | See Note 1 | 27779.5053 | 921316.5317 | See Note 2
2532 | Industrial, Existing, SIC35 Ind Machinery, Base Centrifugal Chiller, 0.58 kW/ton, 500 tons, ECM-708, Duct/Pipe Insulation - Chiller | See Note 1 | 4117.2481 | 136546.9776 | See Note 2
2533 | Industrial, Existing, SIC36 Electronics, Base Centrifugal Chiller, 0.58 kW/ton, 500 tons, ECM-708, Duct/Pipe Insulation - Chiller | See Note 1 | 19996.0226 | 663174.6988 | See Note 2
2534 | Industrial, Existing, SIC37 Transp Eqp, Base Centrifugal Chiller, 0.58 kW/ton, 500 tons, ECM-708, Duct/Pipe Insulation - Chiller | See Note 1 | 17651.3913 | 585413.8357 | See Note 2
2535 | Industrial, Existing, SIC38 Instruments, Base Centrifugal Chiller, 0.58 kW/ton, 500 tons, ECM-708, Duct/Pipe Insulation - Chiller | See Note 1 | 54537.2366 | 1808747.4776 | See Note 2
2536 | Industrial, Existing, SIC39/21/31 Misc, Base Centrifugal Chiller, 0.58 kW/ton, 500 tons, ECM-708, Duct/Pipe Insulation - Chiller | See Note 1 | 31978.7352 | 1060587.7028 | See Note 2
2537 | Industrial, Existing, SIC20 Food, Base Centrifugal Chiller, 0.58 kW/ton, 500 tons, ECM-709, Window Film (Standard) - Chiller | See Note 1 | 55051.5234 | 128984.7843 | See Note 2
2538 | Industrial, Existing, SIC22-23Textiles, Base Centrifugal Chiller, 0.58 kW/ton, 500 tons, ECM-709, Window Film (Standard) - Chiller | See Note 1 | 1602.1689 | 3753.9276 | See Note 2
2539 | Industrial, Existing, SIC24-25 Lumber, Base Centrifugal Chiller, 0.58 kW/ton, 500 tons, ECM-709, Window Film (Standard) - Chiller | See Note 1 | 2389.1021 | 5597.6132 | See Note 2
2540 | Industrial, Existing, SIC26 Paper, Base Centrifugal Chiller, 0.58 kW/ton, 500 tons, ECM-709, Window Film (Standard) - Chiller | See Note 1 | 7760.313 | 18182.3552 | See Note 2
2541 | Industrial, Existing, SIC27 Printing, Base Centrifugal Chiller, 0.58 kW/ton, 500 tons, ECM-709, Window Film (Standard) - Chiller | See Note 1 | 16867.0927 | 39519.2452 | See Note 2
2542 | Industrial, Existing, SIC28 Chemicals, Base Centrifugal Chiller, 0.58 kW/ton, 500 tons, ECM-709, Window Film (Standard) - Chiller | See Note 1 | 5915.0652 | 13858.9818 | See Note 2
2543 | Industrial, Existing, SIC29 Petroleum, Base Centrifugal Chiller, 0.58 kW/ton, 500 tons, ECM-709, Window Film (Standard) - Chiller | See Note 1 | 62.218 | 145.7777 | See Note 2
2544 | Industrial, Existing, SIC30 Rubber/Plastics, Base Centrifugal Chiller, 0.58 kW/ton, 500 tons, ECM-709, Window Film (Standard) - Chiller | See Note 1 | 3155.6902 | 7393.7674 | See Note 2
2545 | Industrial, Existing, SIC32 Stone/Clay/Glass, Base Centrifugal Chiller, 0.58 kW/ton, 500 tons, ECM-709, Window Film (Standard) - Chiller | See Note 1 | 27500.7659 | 64434.0895 | See Note 2
2546 | Industrial, Existing, SIC33 Primary Metals, Base Centrifugal Chiller, 0.58 kW/ton, 500 tons, ECM-709, Window Film (Standard) - Chiller | See Note 1 | 1129.0253 | 2645.294 | See Note 2
2547 | Industrial, Existing, SIC34 Fab Metals, Base Centrifugal Chiller, 0.58 kW/ton, 500 tons, ECM-709, Window Film (Standard) - Chiller | See Note 1 | 15285.2958 | 35813.331 | See Note 2
2548 | Industrial, Existing, SIC35 Ind Machinery, Base Centrifugal Chiller, 0.58 kW/ton, 500 tons, ECM-709, Window Film (Standard) - Chiller | See Note 1 | 2265.4614 | 5307.8415 | See Note 2
2549 | Industrial, Existing, SIC36 Electronics, Base Centrifugal Chiller, 0.58 kW/ton, 500 tons, ECM-709, Window Film (Standard) - Chiller | See Note 1 | 11002.548 | 25778.8655 | See Note 2
2550 | Industrial, Existing, SIC37 Transp Eqp, Base Centrifugal Chiller, 0.58 kW/ton, 500 tons, ECM-709, Window Film (Standard) - Chiller | See Note 1 | 9712.4386 | 22756.1525 | See Note 2
2551 | Industrial, Existing, SIC38 Instruments, Base Centrifugal Chiller, 0.58 kW/ton, 500 tons, ECM-709, Window Film (Standard) - Chiller | See Note 1 | 30008.3953 | 70309.4646 | See Note 2
2552 | Industrial, Existing, SIC39/21/31 Misc, Base Centrifugal Chiller, 0.58 kW/ton, 500 tons, ECM-709, Window Film (Standard) - Chiller | See Note 1 | 17595.8795 | 41227.0671 | See Note 2
2553 | Industrial, Existing, SIC20 Food, Base Centrifugal Chiller, 0.58 kW/ton, 500 tons, ECM-710, Roof Insulation - Chiller | See Note 1 | 34389.7259 | 58821.2386 | See Note 2
2554 | Industrial, Existing, SIC22-23Textiles, Base Centrifugal Chiller, 0.58 kW/ton, 500 tons, ECM-710, Roof Insulation - Chiller | See Note 1 | 1000.8461 | 1711.9125 | See Note 2
2555 | Industrial, Existing, SIC24-25 Lumber, Base Centrifugal Chiller, 0.58 kW/ton, 500 tons, ECM-710, Roof Insulation - Chiller | See Note 1 | 1492.4302 | 2552.6929 | See Note 2
2556 | Industrial, Existing, SIC26 Paper, Base Centrifugal Chiller, 0.58 kW/ton, 500 tons, ECM-710, Roof Insulation - Chiller | See Note 1 | 4847.7322 | 8291.7428 | See Note 2
2557 | Industrial, Existing, SIC27 Printing, Base Centrifugal Chiller, 0.58 kW/ton, 500 tons, ECM-710, Roof Insulation - Chiller | See Note 1 | 10536.579 | 18022.0556 | See Note 2
2558 | Industrial, Existing, SIC28 Chemicals, Base Centrifugal Chiller, 0.58 kW/ton, 500 tons, ECM-710, Roof Insulation - Chiller | See Note 1 | 3695.0384 | 6320.1445 | See Note 2
2559 | Industrial, Existing, SIC29 Petroleum, Base Centrifugal Chiller, 0.58 kW/ton, 500 tons, ECM-710, Roof Insulation - Chiller | See Note 1 | 38.8665 | 66.4793 | See Note 2
2560 | Industrial, Existing, SIC30 Rubber/Plastics, Base Centrifugal Chiller, 0.58 kW/ton, 500 tons, ECM-710, Roof Insulation - Chiller | See Note 1 | 1971.3044 | 3371.7974 | See Note 2
2561 | Industrial, Existing, SIC32 Stone/Clay/Glass, Base Centrifugal Chiller, 0.58 kW/ton, 500 tons, ECM-710, Roof Insulation - Chiller | See Note 1 | 17179.2489 | 29384.0314 | See Note 2
2562 | Industrial, Existing, SIC33 Primary Metals, Base Centrifugal Chiller, 0.58 kW/ton, 500 tons, ECM-710, Roof Insulation - Chiller | See Note 1 | 705.2822 | 1206.3397 | See Note 2
2563 | Industrial, Existing, SIC34 Fab Metals, Base Centrifugal Chiller, 0.58 kW/ton, 500 tons, ECM-710, Roof Insulation - Chiller | See Note 1 | 9548.4563 | 16332.0387 | See Note 2
2564 | Industrial, Existing, SIC35 Ind Machinery, Base Centrifugal Chiller, 0.58 kW/ton, 500 tons, ECM-710, Roof Insulation - Chiller | See Note 1 | 1415.1941 | 2420.5476 | See Note 2
2565 | Industrial, Existing, SIC36 Electronics, Base Centrifugal Chiller, 0.58 kW/ton, 500 tons, ECM-710, Roof Insulation - Chiller | See Note 1 | 6873.0996 | 11755.9975 | See Note 2
2566 | Industrial, Existing, SIC37 Transp Eqp, Base Centrifugal Chiller, 0.58 kW/ton, 500 tons, ECM-710, Roof Insulation - Chiller | See Note 1 | 6067.1901 | 10377.5424 | See Note 2
2567 | Industrial, Existing, SIC38 Instruments, Base Centrifugal Chiller, 0.58 kW/ton, 500 tons, ECM-710, Roof Insulation - Chiller | See Note 1 | 18745.7204 | 32063.3927 | See Note 2
2568 | Industrial, Existing, SIC39/21/31 Misc, Base Centrifugal Chiller, 0.58 kW/ton, 500 tons, ECM-710, Roof Insulation - Chiller | See Note 1 | 10991.8388 | 18800.8777 | See Note 2
2569 | Industrial, Existing, SIC20 Food, Base Centrifugal Chiller, 0.58 kW/ton, 500 tons, ECM-711, Cool Roof - Chiller | See Note 1 | 207368.4577 | 745103.7023 | See Note 2
2570 | Industrial, Existing, SIC22-23Textiles, Base Centrifugal Chiller, 0.58 kW/ton, 500 tons, ECM-711, Cool Roof - Chiller | See Note 1 | 6035.0508 | 21685.2347 | See Note 2
2571 | Industrial, Existing, SIC24-25 Lumber, Base Centrifugal Chiller, 0.58 kW/ton, 500 tons, ECM-711, Cool Roof - Chiller | See Note 1 | 8999.284 | 32335.615 | See Note 2
2572 | Industrial, Existing, SIC26 Paper, Base Centrifugal Chiller, 0.58 kW/ton, 500 tons, ECM-711, Cool Roof - Chiller | See Note 1 | 29231.6023 | 105033.6305 | See Note 2
2573 | Industrial, Existing, SIC27 Printing, Base Centrifugal Chiller, 0.58 kW/ton, 500 tons, ECM-711, Cool Roof - Chiller | See Note 1 | 63535.0881 | 228289.9965 | See Note 2
2574 | Industrial, Existing, SIC28 Chemicals, Base Centrifugal Chiller, 0.58 kW/ton, 500 tons, ECM-711, Cool Roof - Chiller | See Note 1 | 22280.9135 | 80058.8897 | See Note 2
2575 | Industrial, Existing, SIC29 Petroleum, Base Centrifugal Chiller, 0.58 kW/ton, 500 tons, ECM-711, Cool Roof - Chiller | See Note 1 | 234.3634 | 842.1109 | See Note 2
2576 | Industrial, Existing, SIC30 Rubber/Plastics, Base Centrifugal Chiller, 0.58 kW/ton, 500 tons, ECM-711, Cool Roof - Chiller | See Note 1 | 11886.874 | 42711.4211 | See Note 2
2577 | Industrial, Existing, SIC32 Stone/Clay/Glass, Base Centrifugal Chiller, 0.58 kW/ton, 500 tons, ECM-711, Cool Roof - Chiller | See Note 1 | 103590.0789 | 372215.0553 | See Note 2
2578 | Industrial, Existing, SIC33 Primary Metals, Base Centrifugal Chiller, 0.58 kW/ton, 500 tons, ECM-711, Cool Roof - Chiller | See Note 1 | 4252.8186 | 15281.0145 | See Note 2
2579 | Industrial, Existing, SIC34 Fab Metals, Base Centrifugal Chiller, 0.58 kW/ton, 500 tons, ECM-711, Cool Roof - Chiller | See Note 1 | 57576.7427 | 206882.1192 | See Note 2
2580 | Industrial, Existing, SIC35 Ind Machinery, Base Centrifugal Chiller, 0.58 kW/ton, 500 tons, ECM-711, Cool Roof - Chiller | See Note 1 | 8533.5551 | 30661.6967 | See Note 2
2581 | Industrial, Existing, SIC36 Electronics, Base Centrifugal Chiller, 0.58 kW/ton, 500 tons, ECM-711, Cool Roof - Chiller | See Note 1 | 41444.4723 | 148916.2328 | See Note 2
2582 | Industrial, Existing, SIC37 Transp Eqp, Base Centrifugal Chiller, 0.58 kW/ton, 500 tons, ECM-711, Cool Roof - Chiller | See Note 1 | 36584.8711 | 131454.9895 | See Note 2
2583 | Industrial, Existing, SIC38 Instruments, Base Centrifugal Chiller, 0.58 kW/ton, 500 tons, ECM-711, Cool Roof - Chiller | See Note 1 | 113035.8257 | 406155.2121 | See Note 2
2584 | Industrial, Existing, SIC39/21/31 Misc, Base Centrifugal Chiller, 0.58 kW/ton, 500 tons, ECM-711, Cool Roof - Chiller | See Note 1 | 66280.2798 | 238155.5351 | See Note 2
2585 | Industrial, Existing, SIC20 Food, Base DX Packaged System, EER=11.2, 10 tons, ECM-721, DX Packaged System, EER=11.9, 10 tons | See Note 1 | 448054.5994 | 416295.559 | See Note 2
2586 | Industrial, Existing, SIC22-23Textiles, ECM-721, DX Packaged System, EER=11.9, 10 tons | See Note 1 | 8545.7304 | 7870.5891 | See Note 2
2587 | Industrial, Existing, SIC24-25 Lumber, ECM-721, DX Packaged System, EER=11.9, 10 tons | See Note 1 | 15729.7219 | 14635.433 | See Note 2
2588 | Industrial, Existing, SIC26 Paper, ECM-721, DX Packaged System, EER=11.9, 10 tons | See Note 1 | 64666.6365 | 60533.1057 | See Note 2
2589 | Industrial, Existing, SIC27 Printing, ECM-721, DX Packaged System, EER=11.9, 10 tons | See Note 1 | 130833.215 | 116458.0461 | See Note 2
2590 | Industrial, Existing, SIC28 Chemicals, ECM-721, DX Packaged System, EER=11.9, 10 tons | See Note 1 | 91851.325 | 81592.2772 | See Note 2
2591 | Industrial, Existing, SIC29 Petroleum, ECM-721, DX Packaged System, EER=11.9, 10 tons | See Note 1 | 849.395 | 763.2504 | See Note 2
2592 | Industrial, Existing, SIC30 Rubber/Plastics, ECM-721, DX Packaged System, EER=11.9, 10 tons | See Note 1 | 32333.106 | 29600.4909 | See Note 2
2593 | Industrial, Existing, SIC32 Stone/Clay/Glass, ECM-721, DX Packaged System, EER=11.9, 10 tons | See Note 1 | 248933.6326 | 229963.9868 | See Note 2
2594 | Industrial, Existing, SIC33 Primary Metals, Base DX Packaged System, EER=11.2, 10 tons, ECM-721, DX Packaged System, EER=11.9, 10 tons | See Note 1 | 13699.1766 | 12220.3166 | See Note 2
2595 | Industrial, Existing, SIC34 Fab Metals, Base DX Packaged System, EER=11.2, 10 tons, ECM-721, DX Packaged System, EER=11.9, 10 tons | See Note 1 | 167090.0183 | 150141.3219 | See Note 2
2596 | Industrial, Existing, SIC35 Ind Machinery, Base DX Packaged System, EER=11.2, 10 tons, ECM-721, DX Packaged System, EER=11.9, 10 tons | See Note 1 | 22955.0036 | 20972.356 | See Note 2
2597 | Industrial, Existing, SIC36 Electronics, ECM-721, DX Packaged System, EER=11.9, 10 tons | See Note 1 | 94945.2027 | 86080.6367 | See Note 2
2598 | Industrial, Existing, SIC37 Transp Eqp, ECM-721, DX Packaged System, EER=11.9, 10 tons | See Note 1 | 79988.962 | 72391.0163 | See Note 2
2599 | Industrial, Existing, SIC38 Instruments, ECM-721, DX Packaged System, EER=11.9, 10 tons | See Note 1 | 444610.1863 | 401148.7744 | See Note 2
2600 | Industrial, Existing, SIC39/21/31 Misc, ECM-721, DX Packaged System, EER=11.9, 10 tons | See Note 1 | 163068.2149 | 147979.6125 | See Note 2
2601 | Industrial, Existing, SIC20 Food, ECM-724, DX Tune Up/ Advanced Diagnostics | See Note 1 | 60372.1135 | 75471.2492 | See Note 2
2602 | Industrial, Existing, SIC22-23Textiles, ECM-724, DX Tune Up/ Advanced Diagnostics | See Note 1 | 1156.0775 | 1426.8785 | See Note 2
2603 | Industrial, Existing, SIC24-25 Lumber, ECM-724, DX Tune Up/ Advanced Diagnostics | See Note 1 | 2118.2218 | 2653.2938 | See Note 2
2604 | Industrial, Existing, SIC26 Paper, ECM-724, DX Tune Up/ Advanced Diagnostics | See Note 1 | 8684.3195 | 10974.1961 | See Note 2
2605 | Industrial, Existing, SIC27 Printing, ECM-724, DX Tune Up/ Advanced Diagnostics | See Note 1 | 17967.7131 | 21112.9666 | See Note 2
2606 | Industrial, Existing, SIC28 Chemicals, ECM-724, DX Tune Up/ Advanced Diagnostics | See Note 1 | 12625.0324 | 14792.0653 | See Note 2
2607 | Industrial, Existing, SIC29 Petroleum, ECM-724, DX Tune Up/ Advanced Diagnostics | See Note 1 | 116.1526 | 138.3716 | See Note 2
2608 | Industrial, Existing, SIC30 Rubber/Plastics, ECM-724, DX Tune Up/ Advanced Diagnostics | See Note 1 | 4385.2833 | 5366.346 | See Note 2
2609 | Industrial, Existing, SIC32 Stone/Clay/Glass, ECM-724, DX Tune Up/ Advanced Diagnostics | See Note 1 | 33626.7978 | 41690.7386 | See Note 2
2610 | Industrial, Existing, SIC33 Primary Metals, ECM-724, DX Tune Up/ Advanced Diagnostics | See Note 1 | 1879.6075 | 2215.4514 | See Note 2
2611 | Industrial, Existing, SIC34 Fab Metals, ECM-724, DX Tune Up/ Advanced Diagnostics | See Note 1 | 22851.2115 | 27219.4907 | See Note 2
2612 | Industrial, Existing, SIC35 Ind Machinery, ECM-724, DX Tune Up/ Advanced Diagnostics | See Note 1 | 3116.4842 | 3802.1302 | See Note 2
2613 | Industrial, Existing, SIC36 Electronics, ECM-724, DX Tune Up/ Advanced Diagnostics | See Note 1 | 12932.9342 | 15605.771 | See Note 2
2614 | Industrial, Existing, SIC37 Transp Eqp, ECM-724, DX Tune Up/ Advanced Diagnostics | See Note 1 | 10904.6173 | 13123.946 | See Note 2
2615 | Industrial, Existing, SIC38 Instruments, ECM-724, DX Tune Up/ Advanced Diagnostics | See Note 1 | 60692.8262 | 72725.2512 | See Note 2
2616 | Industrial, Existing, SIC39/21/31 Misc, ECM-724, DX Tune Up/ Advanced Diagnostics | See Note 1 | 22202.8944 | 26827.5891 | See Note 2
2617 | Industrial, Existing, SIC20 Food, ECM-725, DX Coil Cleaning | See Note 1 | 103997.0446 | 32302.2996 | See Note 2
2618 | Industrial, Existing, SIC22-23Textiles, ECM-725, DX Coil Cleaning | See Note 1 | 1977.6311 | 610.7154 | See Note 2
2619 | Industrial, Existing, SIC24-25 Lumber, ECM-725, DX Coil Cleaning | See Note 1 | 3652.7858 | 1135.631 | See Note 2
2620 | Industrial, Existing, SIC26 Paper, ECM-725, DX Coil Cleaning | See Note 1 | 15047.4976 | 4697.0439 | See Note 2
2621 | Industrial, Existing, SIC27 Printing, ECM-725, DX Coil Cleaning | See Note 1 | 29925.9927 | 9036.5189 | See Note 2
2622 | Industrial, Existing, SIC28 Chemicals, ECM-725, DX Coil Cleaning | See Note 1 | 20994.3345 | 6331.1225 | See Note 2
2623 | Industrial, Existing, SIC29 Petroleum, ECM-725, DX Coil Cleaning | See Note 1 | 194.9113 | 59.2241 | See Note 2
2624 | Industrial, Existing, SIC30 Rubber/Plastics, ECM-725, DX Coil Cleaning | See Note 1 | 7467.0899 | 2296.8391 | See Note 2
2625 | Industrial, Existing, SIC32 Stone/Clay/Glass, ECM-725, DX Coil Cleaning | See Note 1 | 57666.3491 | 17843.9703 | See Note 2
2626 | Industrial, Existing, SIC33 Primary Metals, ECM-725, DX Coil Cleaning | See Note 1 | 3135.8007 | 948.2309 | See Note 2
2627 | Industrial, Existing, SIC34 Fab Metals, ECM-725, DX Coil Cleaning | See Note 1 | 38343.1136 | 11650.1602 | See Note 2
2628 | Industrial, Existing, SIC35 Ind Machinery, ECM-725, DX Coil Cleaning | See Note 1 | 5297.8676 | 1627.3422 | See Note 2
2629 | Industrial, Existing, SIC36 Electronics, ECM-725, DX Coil Cleaning | See Note 1 | 21854.3309 | 6679.3951 | See Note 2
2630 | Industrial, Existing, SIC37 Transp Eqp, ECM-725, DX Coil Cleaning | See Note 1 | 18400.5576 | 5617.1541 | See Note 2
2631 | Industrial, Existing, SIC38 Instruments, ECM-725, DX Coil Cleaning | See Note 1 | 102169.7216 | 31126.9905 | See Note 2
2632 | Industrial, Existing, SIC39/21/31 Misc, ECM-725, DX Coil Cleaning | See Note 1 | 37546.4002 | 11482.4232 | See Note 2
2633 | Industrial, Existing, SIC20 Food, ECM-726, Optimize Controls | See Note 1 | 70442.8962 | 46001.259 | See Note 2
2634 | Industrial, Existing, SIC22-23Textiles, ECM-726, Optimize Controls | See Note 1 | 1192.1578 | 774.0111 | See Note 2
2635 | Industrial, Existing, SIC24-25 Lumber, ECM-726, Optimize Controls | See Note 1 | 2516.4842 | 1644.8537 | See Note 2
2636 | Industrial, Existing, SIC26 Paper, ECM-726, Optimize Controls | See Note 1 | 11134.0616 | 7306.9147 | See Note 2
2637 | Industrial, Existing, SIC27 Printing, ECM-726, Optimize Controls | See Note 1 | 9409.7649 | 5973.8107 | See Note 2
2638 | Industrial, Existing, SIC28 Chemicals, ECM-726, Optimize Controls | See Note 1 | 6240.5639 | 3956.6036 | See Note 2
2639 | Industrial, Existing, SIC29 Petroleum, ECM-726, Optimize Controls | See Note 1 | 77.091 | 49.2476 | See Note 2
2640 | Industrial, Existing, SIC30 Rubber/Plastics, ECM-726, Optimize Controls | See Note 1 | 4130.1747 | 2670.9617 | See Note 2
2641 | Industrial, Existing, SIC32 Stone/Clay/Glass, ECM-726, Optimize Controls | See Note 1 | 36290.0824 | 23608.9715 | See Note 2
2642 | Industrial, Existing, SIC33 Primary Metals, ECM-726, Optimize Controls | See Note 1 | 1042.9404 | 663.0483 | See Note 2
2643 | Industrial, Existing, SIC34 Fab Metals, ECM-726, Optimize Controls | See Note 1 | 15139.1343 | 9670.8711 | See Note 2
2644 | Industrial, Existing, SIC35 Ind Machinery, ECM-726, Optimize Controls | See Note 1 | 2836.5491 | 1831.8426 | See Note 2
2645 | Industrial, Existing, SIC36 Electronics, ECM-726, Optimize Controls | See Note 1 | 10292.654 | 6613.7391 | See Note 2
2646 | Industrial, Existing, SIC37 Transp Eqp, ECM-726, Optimize Controls | See Note 1 | 8383.1627 | 5380.3841 | See Note 2
2647 | Industrial, Existing, SIC38 Instruments, ECM-726, Optimize Controls | See Note 1 | 43914.4565 | 28128.2362 | See Note 2
2648 | Industrial, Existing, SIC39/21/31 Misc, ECM-726, Optimize Controls | See Note 1 | 17979.4058 | 11560.0749 | See Note 2
2649 | Industrial, Existing, SIC20 Food, ECM-727, Aerosole Duct Sealing | See Note 1 | 298340.2086 | 44057.7319 | See Note 2
2650 | Industrial, Existing, SIC22-23Textiles, ECM-727, Aerosole Duct Sealing | See Note 1 | 5019.501 | 741.3096 | See Note 2
2651 | Industrial, Existing, SIC24-25 Lumber, ECM-727, Aerosole Duct Sealing | See Note 1 | 10667.5552 | 1575.3595 | See Note 2
2652 | Industrial, Existing, SIC26 Paper, ECM-727, Aerosole Duct Sealing | See Note 1 | 47388.9601 | 6998.2017 | See Note 2
2653 | Industrial, Existing, SIC27 Printing, ECM-727, Aerosole Duct Sealing | See Note 1 | 38743.1925 | 5721.4206 | See Note 2
2654 | Industrial, Existing, SIC28 Chemicals, ECM-727, Aerosole Duct Sealing | See Note 1 | 25660.7069 | 3789.4394 | See Note 2
2655 | Industrial, Existing, SIC29 Petroleum, ECM-727, Aerosole Duct Sealing | See Note 1 | 319.3957 | 47.1669 | See Note 2
2656 | Industrial, Existing, SIC30 Rubber/Plastics, ECM-727, Aerosole Duct Sealing | See Note 1 | 17322.3789 | 2558.1151 | See Note 2
2657 | Industrial, Existing, SIC32 Stone/Clay/Glass, ECM-727, Aerosole Duct Sealing | See Note 1 | 153115.7476 | 22611.5058 | See Note 2
2658 | Industrial, Existing, SIC33 Primary Metals, ECM-727, Aerosole Duct Sealing | See Note 1 | 4300.1229 | 635.0349 | See Note 2
2659 | Industrial, Existing, SIC34 Fab Metals, ECM-727, Aerosole Duct Sealing | See Note 1 | 62719.5946 | 9262.2823 | See Note 2
2660 | Industrial, Existing, SIC35 Ind Machinery, ECM-727, Aerosole Duct Sealing | See Note 1 | 11880.3524 | 1754.4483 | See Note 2
2661 | Industrial, Existing, SIC36 Electronics, ECM-727, Aerosole Duct Sealing | See Note 1 | 42893.2102 | 6334.3124 | See Note 2
2662 | Industrial, Existing, SIC37 Transp Eqp, ECM-727, Aerosole Duct Sealing | See Note 1 | 34894.0156 | 5153.0659 | See Note 2
2663 | Industrial, Existing, SIC38 Instruments, ECM-727, Aerosole Duct Sealing | See Note 1 | 182424.7952 | 26939.8341 | See Note 2
2664 | Industrial, Existing, SIC39/21/31 Misc, ECM-727, Aerosole Duct Sealing | See Note 1 | 74972.613 | 11071.6683 | See Note 2
2665 | Industrial, Existing, SIC20 Food, ECM-728, Duct/Pipe Insulation | See Note 1 | 180932.6223 | 3389867.574 | See Note 2
2666 | Industrial, Existing, SIC22-23Textiles, ECM-728, Duct/Pipe Insulation | See Note 1 | 3151.4409 | 57037.4622 | See Note 2
2667 | Industrial, Existing, SIC24-25 Lumber, ECM-728, Duct/Pipe Insulation | See Note 1 | 6434.728 | 121210.5108 | See Note 2
2668 | Industrial, Existing, SIC26 Paper, ECM-728, Duct/Pipe Insulation | See Note 1 | 27911.1473 | 538452.0697 | See Note 2
2669 | Industrial, Existing, SIC27 Printing, ECM-728, Duct/Pipe Insulation | See Note 1 | 27745.7468 | 440214.6316 | See Note 2
2670 | Industrial, Existing, SIC28 Chemicals, ECM-728, Duct/Pipe Insulation | See Note 1 | 18519.351 | 291565.1147 | See Note 2
2671 | Industrial, Existing, SIC29 Petroleum, ECM-728, Duct/Pipe Insulation | See Note 1 | 220.5017 | 3629.0949 | See Note 2
2672 | Industrial, Existing, SIC30 Rubber/Plastics, ECM-728, Duct/Pipe Insulation | See Note 1 | 11127.7821 | 196825.1908 | See Note 2
2673 | Industrial, Existing, SIC32 Stone/Clay/Glass, ECM-728, Duct/Pipe Insulation | See Note 1 | 94956.6748 | 1739762.9679 | See Note 2
2674 | Industrial, Existing, SIC33 Primary Metals, ECM-728, Duct/Pipe Insulation | See Note 1 | 3054.4348 | 48860.5329 | See Note 2
2675 | Industrial, Existing, SIC34 Fab Metals, ECM-728, Duct/Pipe Insulation | See Note 1 | 43313.645 | 712653.8066 | See Note 2
2676 | Industrial, Existing, SIC35 Ind Machinery, ECM-728, Duct/Pipe Insulation | See Note 1 | 7694.3219 | 134989.8659 | See Note 2
2677 | Industrial, Existing, SIC36 Electronics, ECM-728, Duct/Pipe Insulation | See Note 1 | 28612.427 | 487371.4388 | See Note 2
2678 | Industrial, Existing, SIC37 Transp Eqp, ECM-728, Duct/Pipe Insulation | See Note 1 | 23440.5223 | 396484.5721 | See Note 2
2679 | Industrial, Existing, SIC38 Instruments, ECM-728, Duct/Pipe Insulation | See Note 1 | 123993.647 | 2072791.001 | See Note 2
2680 | Industrial, Existing, SIC39/21/31 Misc, ECM-728, Duct/Pipe Insulation | See Note 1 | 49831.232 | 851870.6646 | See Note 2
2681 | Industrial, Existing, SIC20 Food, ECM-729, Window Film (Standard) | See Note 1 | 102761.5885 | 138337.6938 | See Note 2
2682 | Industrial, Existing, SIC22-23Textiles, ECM-729, Window Film (Standard) | See Note 1 | 1751.2737 | 2327.6517 | See Note 2
2683 | Industrial, Existing, SIC24-25 Lumber, ECM-729, Window Film (Standard) | See Note 1 | 3667.0743 | 4946.5008 | See Note 2
2684 | Industrial, Existing, SIC26 Paper, ECM-729, Window Film (Standard) | See Note 1 | 16147.4272 | 21973.7839 | See Note 2
2685 | Industrial, Existing, SIC27 Printing, ECM-729, Window Film (Standard) | See Note 1 | 14197.1512 | 17964.7953 | See Note 2
2686 | Industrial, Existing, SIC28 Chemicals, ECM-729, Window Film (Standard) | See Note 1 | 9430.4494 | 11898.5313 | See Note 2
2687 | Industrial, Existing, SIC29 Petroleum, ECM-729, Window Film (Standard) | See Note 1 | 115.4446 | 148.1004 | See Note 2
2688 | Industrial, Existing, SIC30 Rubber/Plastics, ECM-729, Window Film (Standard) | See Note 1 | 6095.27 | 8032.2734 | See Note 2
2689 | Industrial, Existing, SIC32 Stone/Clay/Glass, ECM-729, Window Film (Standard) | See Note 1 | 53177.66 | 70998.2887 | See Note 2
2690 | Industrial, Existing, SIC33 Primary Metals, ECM-729, Window Film (Standard) | See Note 1 | 1570.9289 | 1993.958 | See Note 2
2691 | Industrial, Existing, SIC34 Fab Metals, ECM-729, Window Film (Standard) | See Note 1 | 22672.5924 | 29082.8128 | See Note 2
2692 | Industrial, Existing, SIC35 Ind Machinery, ECM-729, Window Film (Standard) | See Note 1 | 4193.0724 | 5508.8249 | See Note 2
2693 | Industrial, Existing, SIC36 Electronics, ECM-729, Window Film (Standard) | See Note 1 | 15306.1216 | 19889.2256 | See Note 2
2694 | Industrial, Existing, SIC37 Transp Eqp, ECM-729, Window Film (Standard) | See Note 1 | 12484.341 | 16180.2077 | See Note 2
2695 | Industrial, Existing, SIC38 Instruments, ECM-729, Window Film (Standard) | See Note 1 | 65554.2566 | 84588.8875 | See Note 2
2696 | Industrial, Existing, SIC39/21/31 Misc, ECM-729, Window Film (Standard) | See Note 1 | 26717.4403 | 34764.1377 | See Note 2
2697 | Industrial, Existing, SIC20 Food, ECM-730, Roof Insulation | See Note 1 | 76820.9864 | 60091.6693 | See Note 2
2698 | Industrial, Existing, SIC22-23Textiles, ECM-730, Roof Insulation | See Note 1 | 1301.9635 | 1011.0945 | See Note 2
2699 | Industrial, Existing, SIC24-25 Lumber, ECM-730, Roof Insulation | See Note 1 | 2743.7237 | 2148.6804 | See Note 2
2700 | Industrial, Existing, SIC26 Paper, ECM-730, Roof Insulation | See Note 1 | 12127.562 | 9545.0583 | See Note 2
2701 | Industrial, Existing, SIC27 Printing, ECM-730, Roof Insulation | See Note 1 | 10333.3496 | 7803.6181 | See Note 2
2702 | Industrial, Existing, SIC28 Chemicals, ECM-730, Roof Insulation | See Note 1 | 6855.3341 | 5168.5307 | See Note 2
2703 | Industrial, Existing, SIC29 Petroleum, ECM-730, Roof Insulation | See Note 1 | 84.5265 | 64.3324 | See Note 2
2704 | Industrial, Existing, SIC30 Rubber/Plastics, ECM-730, Roof Insulation | See Note 1 | 4514.8905 | 3489.0904 | See Note 2
2705 | Industrial, Existing, SIC32 Stone/Clay/Glass, ECM-730, Roof Insulation | See Note 1 | 39612.4381 | 30840.5148 | See Note 2
2706 | Industrial, Existing, SIC33 Primary Metals, ECM-730, Roof Insulation | See Note 1 | 1144.9101 | 866.1433 | See Note 2
2707 | Industrial, Existing, SIC34 Fab Metals, ECM-730, Roof Insulation | See Note 1 | 16599.5502 | 12633.1061 | See Note 2
2708 | Industrial, Existing, SIC35 Ind Machinery, ECM-730, Roof Insulation | See Note 1 | 3101.8195 | 2392.9449 | See Note 2
2709 | Industrial, Existing, SIC36 Electronics, ECM-730, Roof Insulation | See Note 1 | 11269.1173 | 8639.5597 | See Note 2
2710 | Industrial, Existing, SIC37 Transp Eqp, ECM-730, Roof Insulation | See Note 1 | 9181.176 | 7028.422 | See Note 2
2711 | Industrial, Existing, SIC38 Instruments, ECM-730, Roof Insulation | See Note 1 | 48118.5031 | 36744.0523 | See Note 2
2712 | Industrial, Existing, SIC39/21/31 Misc, ECM-730, Roof Insulation | See Note 1 | 19682.1352 | 15100.9823 | See Note 2
2713 | Industrial, Existing, SIC20 Food, ECM-731, Cool Roof - DX | See Note 1 | 404708.8899 | 761196.5742 | See Note 2
2714 | Industrial, Existing, SIC22-23Textiles, ECM-731, Cool Roof - DX | See Note 1 | 6914.2062 | 12807.7926 | See Note 2
2715 | Industrial, Existing, SIC24-25 Lumber, ECM-731, Cool Roof - DX | See Note 1 | 14436.5705 | 27217.8849 | See Note 2
2716 | Industrial, Existing, SIC26 Paper, ECM-731, Cool Roof - DX | See Note 1 | 63461.2595 | 120909.6998 | See Note 2
2717 | Industrial, Existing, SIC27 Printing, ECM-731, Cool Roof - DX | See Note 1 | 56589.3347 | 98850.4306 | See Note 2
2718 | Industrial, Existing, SIC28 Chemicals, ECM-731, Cool Roof - DX | See Note 1 | 37610.7123 | 65471.1022 | See Note 2
2719 | Industrial, Existing, SIC29 Petroleum, ECM-731, Cool Roof - DX | See Note 1 | 458.9292 | 814.9152 | See Note 2
2720 | Industrial, Existing, SIC30 Rubber/Plastics, ECM-731, Cool Roof - DX | See Note 1 | 24104.5644 | 44197.2017 | See Note 2
2721 | Industrial, Existing, SIC32 Stone/Clay/Glass, ECM-731, Cool Roof - DX | See Note 1 | 209766.4391 | 390664.7036 | See Note 2
2722 | Industrial, Existing, SIC33 Primary Metals, ECM-731, Cool Roof - DX | See Note 1 | 6257.9168 | 10971.6588 | See Note 2
2723 | Industrial, Existing, SIC34 Fab Metals, ECM-731, Cool Roof - DX | See Note 1 | 90132.8226 | 160026.7929 | See Note 2
2724 | Industrial, Existing, SIC35 Ind Machinery, ECM-731, Cool Roof - DX | See Note 1 | 16591.8138 | 30312.0465 | See Note 2
2725 | Industrial, Existing, SIC36 Electronics, ECM-731, Cool Roof - DX | See Note 1 | 60695.1636 | 109439.5169 | See Note 2
2726 | Industrial, Existing, SIC37 Transp Eqp, ECM-731, Cool Roof - DX | See Note 1 | 49530.7978 | 89030.8224 | See Note 2
2727 | Industrial, Existing, SIC38 Instruments, ECM-731, Cool Roof - DX | See Note 1 | 260304.0431 | 465446.3263 | See Note 2
2728 | Industrial, Existing, SIC39/21/31 Misc, ECM-731, Cool Roof - DX | See Note 1 | 105918.1373 | 191288.0127 | See Note 2
2729 | Industrial, Existing, SIC20 Food, ECM-732, Run-time Optimizer | See Note 1 | 302877.4564 | 796376.668 | See Note 2
2730 | Industrial, Existing, SIC22-23Textiles, ECM-732, Run-time Optimizer | See Note 1 | 5230.0951 | 13399.7282 | See Note 2
2731 | Industrial, Existing, SIC24-25 Lumber, ECM-732, Run-time Optimizer | See Note 1 | 10786.107 | 28475.8093 | See Note 2
2732 | Industrial, Existing, SIC26 Paper, ECM-732, Run-time Optimizer | See Note 1 | 47065.2142 | 126497.7631 | See Note 2
2733 | Industrial, Existing, SIC27 Printing, ECM-732, Run-time Optimizer | See Note 1 | 44564.7155 | 103418.9843 | See Note 2
2734 | Industrial, Existing, SIC28 Chemicals, ECM-732, Run-time Optimizer | See Note 1 | 29688.5106 | 68496.9691 | See Note 2
2735 | Industrial, Existing, SIC29 Petroleum, ECM-732, Run-time Optimizer | See Note 1 | 357.3998 | 852.578 | See Note 2
2736 | Industrial, Existing, SIC30 Rubber/Plastics, ECM-732, Run-time Optimizer | See Note 1 | 18362.3419 | 46239.8563 | See Note 2
2737 | Industrial, Existing, SIC32 Stone/Clay/Glass, ECM-732, Run-time Optimizer | See Note 1 | 158072.2358 | 408719.9884 | See Note 2
2738 | Industrial, Existing, SIC33 Primary Metals, ECM-732, Run-time Optimizer | See Note 1 | 4915.9384 | 11478.7341 | See Note 2
2739 | Industrial, Existing, SIC34 Fab Metals, ECM-732, Run-time Optimizer | See Note 1 | 70199.4276 | 167422.7242 | See Note 2
2740 | Industrial, Existing, SIC35 Ind Machinery, ECM-732, Run-time Optimizer | See Note 1 | 12670.9519 | 31712.9732 | See Note 2
2741 | Industrial, Existing, SIC36 Electronics, ECM-732, Run-time Optimizer | See Note 1 | 46773.8259 | 114497.4646 | See Note 2
2742 | Industrial, Existing, SIC37 Transp Eqp, ECM-732, Run-time Optimizer | See Note 1 | 38252.316 | 93145.5449 | See Note 2
2743 | Industrial, Existing, SIC38 Instruments, ECM-732, Run-time Optimizer | See Note 1 | 201754.2296 | 486957.7807 | See Note 2
2744 | Industrial, Existing, SIC39/21/31 Misc, ECM-732, Run-time Optimizer | See Note 1 | 81534.1032 | 200128.7385 | See Note 2
2745 | Industrial, Existing, SIC20 Food, ECM-733, Hybrid Dessicant-HP System | See Note 1 | 169191.4183 | 237483.3506 | See Note 2
2746 | Industrial, Existing, SIC22-23Textiles, ECM-733, Hybrid Dessicant-HP System | See Note 1 | 2872.2233 | 3995.8634 | See Note 2
2747 | Industrial, Existing, SIC24-25 Lumber, ECM-733, Hybrid Dessicant-HP System | See Note 1 | 6041.4021 | 8491.6232 | See Note 2
2748 | Industrial, Existing, SIC26 Paper, ECM-733, Hybrid Dessicant-HP System | See Note 1 | 26674.2215 | 37722.241 | See Note 2
2749 | Industrial, Existing, SIC27 Printing, ECM-733, Hybrid Dessicant-HP System | See Note 1 | 22933.8417 | 30840.0383 | See Note 2
2750 | Industrial, Existing, SIC28 Chemicals, ECM-733, Hybrid Dessicant-HP System | See Note 1 | 15220.124 | 20426.1255 | See Note 2
2751 | Industrial, Existing, SIC29 Petroleum, ECM-733, Hybrid Dessicant-HP System | See Note 1 | 187.2765 | 254.2429 | See Note 2
2752 | Industrial, Existing, SIC30 Rubber/Plastics, ECM-733, Hybrid Dessicant-HP System | See Note 1 | 9969.9679 | 13788.9474 | See Note 2
2753 | Industrial, Existing, SIC32 Stone/Clay/Glass, ECM-733, Hybrid Dessicant-HP System | See Note 1 | 87331.7499 | 121882.2653 | See Note 2
2754 | Industrial, Existing, SIC33 Primary Metals, ECM-733, Hybrid Dessicant-HP System | See Note 1 | 2540.0965 | 3423.0137 | See Note 2
2755 | Industrial, Existing, SIC34 Fab Metals, ECM-733, Hybrid Dessicant-HP System | See Note 1 | 36779.1324 | 49926.2612 | See Note 2
2756 | Industrial, Existing, SIC35 Ind Machinery, ECM-733, Hybrid Dessicant-HP System | See Note 1 | 6852.1598 | 9456.9611 | See Note 2
2757 | Industrial, Existing, SIC36 Electronics, ECM-733, Hybrid Dessicant-HP System | See Note 1 | 24928.196 | 34143.6943 | See Note 2
2758 | Industrial, Existing, SIC37 Transp Eqp, ECM-733, Hybrid Dessicant-HP System | See Note 1 | 20316.333 | 27776.4493 | See Note 2
2759 | Industrial, Existing, SIC38 Instruments, ECM-733, Hybrid Dessicant-HP System | See Note 1 | 106534.7556 | 145213.1511 | See Note 2
2760 | Industrial, Existing, SIC39/21/31 Misc, ECM-733, Hybrid Dessicant-HP System | See Note 1 | 43531.1043 | 59679.3519 | See Note 2
2761 | Industrial, Existing, SIC20 Food, ECM-801, Premium T8, Elecctronic Ballast | See Note 1 | 2036467.064 | 315975.998 | See Note 2
2762 | Industrial, Existing, SIC22-23Textiles, ECM-801, Premium T8, Elecctronic Ballast | See Note 1 | 30781.9155 | 4776.0881 | See Note 2
2763 | Industrial, Existing, SIC24-25 Lumber, ECM-801, Premium T8, Elecctronic Ballast | See Note 1 | 107291.4088 | 16647.2177 | See Note 2
2764 | Industrial, Existing, SIC26 Paper, ECM-801, Premium T8, Elecctronic Ballast | See Note 1 | 363567.9829 | 56410.8093 | See Note 2
2765 | Industrial, Existing, SIC27 Printing, ECM-801, Premium T8, Elecctronic Ballast | See Note 1 | 521021.0037 | 80841.0498 | See Note 2
2766 | Industrial, Existing, SIC28 Chemicals, ECM-801, Premium T8, Elecctronic Ballast | See Note 1 | 324543.8572 | 50355.868 | See Note 2
2767 | Industrial, Existing, SIC29 Petroleum, ECM-801, Premium T8, Elecctronic Ballast | See Note 1 | 3551.6886 | 551.0761 | See Note 2
2768 | Industrial, Existing, SIC30 Rubber/Plastics, ECM-801, Premium T8, Elecctronic Ballast | See Note 1 | 118567.1029 | 18396.7421 | See Note 2
2769 | Industrial, Existing, SIC32 Stone/Clay/Glass, ECM-801, Premium T8, Elecctronic Ballast | See Note 1 | 822996.0899 | 127695.1683 | See Note 2
2770 | Industrial, Existing, SIC33 Primary Metals, ECM-801, Premium T8, Elecctronic Ballast | See Note 1 | 48607.1492 | 7541.8321 | See Note 2
2771 | Industrial, Existing, SIC34 Fab Metals, ECM-801, Premium T8, Elecctronic Ballast | See Note 1 | 866874.6598 | 134503.3229 | See Note 2
2772 | Industrial, Existing, SIC35 Ind Machinery, ECM-801, Premium T8, Elecctronic Ballast | See Note 1 | 88562.2054 | 13741.2151 | See Note 2
2773 | Industrial, Existing, SIC36 Electronics, ECM-801, Premium T8, Elecctronic Ballast | See Note 1 | 298459.43 | 46308.6383 | See Note 2
2774 | Industrial, Existing, SIC37 Transp Eqp, ECM-801, Premium T8, Elecctronic Ballast | See Note 1 | 445159.9399 | 69070.5304 | See Note 2
2775 | Industrial, Existing, SIC38 Instruments, ECM-801, Premium T8, Elecctronic Ballast | See Note 1 | 1731455.9322 | 268650.7999 | See Note 2
2776 | Industrial, Existing, SIC39/21/31 Misc, ECM-801, Premium T8, Elecctronic Ballast | See Note 1 | 892686.6282 | 138508.2817 | See Note 2
2777 | Industrial, Existing, SIC20 Food, ECM-802, CFL Hardwired, Modular 18W | See Note 1 | 338989.268 | 487268.0272 | See Note 2
2778 | Industrial, Existing, SIC22-23Textiles, ECM-802, CFL Hardwired, Modular 18W | See Note 1 | 2044.6791 | 2920.271 | See Note 2
2779 | Industrial, Existing, SIC24-25 Lumber, ECM-802, CFL Hardwired, Modular 18W | See Note 1 | 7364.1282 | 10508.0522 | See Note 2
2780 | Industrial, Existing, SIC26 Paper, ECM-802, CFL Hardwired, Modular 18W | See Note 1 | 52498.4399 | 75048.2656 | See Note 2
2781 | Industrial, Existing, SIC27 Printing, ECM-802, CFL Hardwired, Modular 18W | See Note 1 | 10197.0405 | 14393.9497 | See Note 2
2782 | Industrial, Existing, SIC28 Chemicals, ECM-802, CFL Hardwired, Modular 18W | See Note 1 | 31572.5098 | 45853.6172 | See Note 2
2783 | Industrial, Existing, SIC29 Petroleum, ECM-802, CFL Hardwired, Modular 18W | See Note 1 | 345.5177 | 501.8051 | See Note 2
2784 | Industrial, Existing, SIC30 Rubber/Plastics, ECM-802, CFL Hardwired, Modular 18W | See Note 1 | 19256.935 | 27414.1015 | See Note 2
2785 | Industrial, Existing, SIC32 Stone/Clay/Glass, ECM-802, CFL Hardwired, Modular 18W | See Note 1 | 191333.9268 | 283926.39 | See Note 2
2786 | Industrial, Existing, SIC33 Primary Metals, ECM-802, CFL Hardwired, Modular 18W | See Note 1 | 14123.336 | 20477.6555 | See Note 2
2787 | Industrial, Existing, SIC34 Fab Metals, ECM-802, CFL Hardwired, Modular 18W | See Note 1 | 82937.6016 | 118223.8918 | See Note 2
2788 | Industrial, Existing, SIC35 Ind Machinery, ECM-802, CFL Hardwired, Modular 18W | See Note 1 | 6678.6311 | 9514.3851 | See Note 2
2789 | Industrial, Existing, SIC36 Electronics, ECM-802, CFL Hardwired, Modular 18W | See Note 1 | 19113.4414 | 27065.6475 | See Note 2
2790 | Industrial, Existing, SIC37 Transp Eqp, ECM-802, CFL Hardwired, Modular 18W | See Note 1 | 27549.6404 | 39136.0491 | See Note 2
2791 | Industrial, Existing, SIC38 Instruments, ECM-802, CFL Hardwired, Modular 18W | See Note 1 | 92569.6477 | 131262.6036 | See Note 2
2792 | Industrial, Existing, SIC39/21/31 Misc, ECM-802, CFL Hardwired, Modular 18W | See Note 1 | 43359.0851 | 61156.3624 | See Note 2
2793 | Industrial, Existing, SIC20 Food, ECM-803, CFL Screw-in 18W | See Note 1 | 538907.7467 | 163253.4079 | See Note 2
2794 | Industrial, Existing, SIC22-23Textiles, ECM-803, CFL Screw-in 18W | See Note 1 | 3155.6948 | 978.4024 | See Note 2
2795 | Industrial, Existing, SIC24-25 Lumber, ECM-803, CFL Screw-in 18W | See Note 1 | 11374.9126 | 3520.599 | See Note 2
2796 | Industrial, Existing, SIC26 Paper, ECM-803, CFL Screw-in 18W | See Note 1 | 83021.4593 | 25144.0366 | See Note 2
2797 | Industrial, Existing, SIC27 Printing, ECM-803, CFL Screw-in 18W | See Note 1 | 15488.7732 | 4822.5232 | See Note 2
2798 | Industrial, Existing, SIC28 Chemicals, ECM-803, CFL Screw-in 18W | See Note 1 | 49118.7266 | 15362.7138 | See Note 2
2799 | Industrial, Existing, SIC29 Petroleum, ECM-803, CFL Screw-in 18W | See Note 1 | 537.5373 | 168.1239 | See Note 2
2800 | Industrial, Existing, SIC30 Rubber/Plastics, ECM-803, CFL Screw-in 18W | See Note 1 | 30640.8395 | 9184.7715 | See Note 2
2801 | Industrial, Existing, SIC32 Stone/Clay/Glass, ECM-803, CFL Screw-in 18W | See Note 1 | 306979.1222 | 95126.1896 | See Note 2
2802 | Industrial, Existing, SIC33 Primary Metals, ECM-803, CFL Screw-in 18W | See Note 1 | 23117.5634 | 6860.797 | See Note 2
2803 | Industrial, Existing, SIC34 Fab Metals, ECM-803, CFL Screw-in 18W | See Note 1 | 129262.0544 | 39609.5211 | See Note 2
2804 | Industrial, Existing, SIC35 Ind Machinery, ECM-803, CFL Screw-in 18W | See Note 1 | 10340.9732 | 3187.6826 | See Note 2
2805 | Industrial, Existing, SIC36 Electronics, ECM-803, CFL Screw-in 18W | See Note 1 | 29497.764 | 9068.0261 | See Note 2
2806 | Industrial, Existing, SIC37 Transp Eqp, ECM-803, CFL Screw-in 18W | See Note 1 | 42473.9516 | 13112.0719 | See Note 2
2807 | Industrial, Existing, SIC38 Instruments, ECM-803, CFL Screw-in 18W | See Note 1 | 142321.1545 | 43977.9878 | See Note 2
2808 | Industrial, Existing, SIC39/21/31 Misc, ECM-803, CFL Screw-in 18W | See Note 1 | 66572.1019 | 20489.7182 | See Note 2
2809 | Industrial, Existing, SIC20 Food, ECM-804, High Bay T5 | See Note 1 | 315748.1545 | 90716.0305 | See Note 2
2810 | Industrial, Existing, SIC22-23Textiles, ECM-804, High Bay T5 | See Note 1 | 3808.4909 | 1122.3614 | See Note 2
2811 | Industrial, Existing, SIC24-25 Lumber, ECM-804, High Bay T5 | See Note 1 | 12200.3902 | 3597.1162 | See Note 2
2812 | Industrial, Existing, SIC26 Paper, ECM-804, High Bay T5 | See Note 1 | 37093.3503 | 10752.9765 | See Note 2
2813 | Industrial, Existing, SIC27 Printing, ECM-804, High Bay T5 | See Note 1 | 14845.1187 | 4484.196 | See Note 2
2814 | Industrial, Existing, SIC28 Chemicals, ECM-804, High Bay T5 | See Note 1 | 96375.7064 | 27766.289 | See Note 2
2815 | Industrial, Existing, SIC29 Petroleum, ECM-804, High Bay T5 | See Note 1 | 1054.7003 | 303.8641 | See Note 2
2816 | Industrial, Existing, SIC30 Rubber/Plastics, ECM-804, High Bay T5 | See Note 1 | 5538.3916 | 1606.9545 | See Note 2
2817 | Industrial, Existing, SIC32 Stone/Clay/Glass, ECM-804, High Bay T5 | See Note 1 | 467400.5172 | 129611.4067 | See Note 2
2818 | Industrial, Existing, SIC33 Primary Metals, ECM-804, High Bay T5 | See Note 1 | 10159.7137 | 2847.4191 | See Note 2
2819 | Industrial, Existing, SIC34 Fab Metals, ECM-804, High Bay T5 | See Note 1 | 80483.1895 | 23617.366 | See Note 2
2820 | Industrial, Existing, SIC35 Ind Machinery, ECM-804, High Bay T5 | See Note 1 | 8396.7296 | 2476.173 | See Note 2
2821 | Industrial, Existing, SIC36 Electronics, ECM-804, High Bay T5 | See Note 1 | 11977.8865 | 3564.4708 | See Note 2
2822 | Industrial, Existing, SIC37 Transp Eqp, ECM-804, High Bay T5 | See Note 1 | 31980.8724 | 9488.6968 | See Note 2
2823 | Industrial, Existing, SIC38 Instruments, ECM-804, High Bay T5 | See Note 1 | 99665.9942 | 29688.95 | See Note 2
2824 | Industrial, Existing, SIC39/21/31 Misc, ECM-804, High Bay T5 | See Note 1 | 8537.7837 | 2561.7611 | See Note 2
2825 | Industrial, Existing, SIC20 Food, ECM-805, Occupancy Sensor | See Note 1 | 253723.535 | 294372.0185 | See Note 2
2826 | Industrial, Existing, SIC22-23Textiles, ECM-805, Occupancy Sensor | See Note 1 | 3408.6043 | 4179.7515 | See Note 2
2827 | Industrial, Existing, SIC24-25 Lumber, ECM-805, Occupancy Sensor | See Note 1 | 11867.0451 | 14538.1393 | See Note 2
2828 | Industrial, Existing, SIC26 Paper, ECM-805, Occupancy Sensor | See Note 1 | 43502.6895 | 53389.0799 | See Note 2
2829 | Industrial, Existing, SIC27 Printing, ECM-805, Occupancy Sensor | See Note 1 | 52560.3482 | 63696.4352 | See Note 2
2830 | Industrial, Existing, SIC28 Chemicals, ECM-805, Occupancy Sensor | See Note 1 | 39444.3309 | 49179.1685 | See Note 2
2831 | Industrial, Existing, SIC29 Petroleum, ECM-805, Occupancy Sensor | See Note 1 | 431.6718 | 538.1988 | See Note 2
2832 | Industrial, Existing, SIC30 Rubber/Plastics, ECM-805, Occupancy Sensor | See Note 1 | 14183.0545 | 17334.1801 | See Note 2
2833 | Industrial, Existing, SIC32 Stone/Clay/Glass, ECM-805, Occupancy Sensor | See Note 1 | 122651.0916 | 156252.8547 | See Note 2
2834 | Industrial, Existing, SIC33 Primary Metals, ECM-805, Occupancy Sensor | See Note 1 | 6920.0521 | 8614.1542 | See Note 2
2835 | Industrial, Existing, SIC34 Fab Metals, ECM-805, Occupancy Sensor | See Note 1 | 98088.7025 | 120040.1402 | See Note 2
2836 | Industrial, Existing, SIC35 Ind Machinery, ECM-805, Occupancy Sensor | See Note 1 | 9801.7575 | 11989.049 | See Note 2
2837 | Industrial, Existing, SIC36 Electronics, ECM-805, Occupancy Sensor | See Note 1 | 31929.3939 | 38816.5846 | See Note 2
2838 | Industrial, Existing, SIC37 Transp Eqp, ECM-805, Occupancy Sensor | See Note 1 | 48091.5198 | 58652.2369 | See Note 2
2839 | Industrial, Existing, SIC38 Instruments, ECM-805, Occupancy Sensor | See Note 1 | 184190.1124 | 224224.9748 | See Note 2
2840 | Industrial, Existing, SIC39/21/31 Misc, ECM-805, Occupancy Sensor | See Note 1 | 92607.565 | 112137.2843 | See Note 2
2841 | Industrial, Existing, SIC27 Printing, ECM-806, LED Linear Tube 22W | See Note 1 | 250659.5133 | 1131677.1284 | See Note 2
2842 | Industrial, Existing, SIC20 Food, ECM-807, Flood LED 14W | See Note 1 | 399112.0008 | 1956618.4384 | See Note 2
2843 | Industrial, Existing, SIC22-23Textiles, ECM-807, Flood LED 14W | See Note 1 | 5362.0854 | 26119.3289 | See Note 2
2844 | Industrial, Existing, SIC24-25 Lumber, ECM-807, Flood LED 14W | See Note 1 | 18667.6483 | 90849.048 | See Note 2
2845 | Industrial, Existing, SIC26 Paper, ECM-807, Flood LED 14W | See Note 1 | 68429.0805 | 333629.1511 | See Note 2
2846 | Industrial, Existing, SIC27 Printing, ECM-807, Flood LED 14W | See Note 1 | 82678.2901 | 398039.9673 | See Note 2
2847 | Industrial, Existing, SIC28 Chemicals, ECM-807, Flood LED 14W | See Note 1 | 62043.9716 | 307321.3523 | See Note 2
2848 | Industrial, Existing, SIC29 Petroleum, ECM-807, Flood LED 14W | See Note 1 | 678.9864 | 3363.212 | See Note 2
2849 | Industrial, Existing, SIC30 Rubber/Plastics, ECM-807, Flood LED 14W | See Note 1 | 22309.961 | 108321.5481 | See Note 2
2850 | Industrial, Existing, SIC32 Stone/Clay/Glass, ECM-807, Flood LED 14W | See Note 1 | 192928.6342 | 976426.4037 | See Note 2
2851 | Industrial, Existing, SIC33 Primary Metals, ECM-807, Flood LED 14W | See Note 1 | 10885.5794 | 53829.9772 | See Note 2
2852 | Industrial, Existing, SIC34 Fab Metals, ECM-807, Flood LED 14W | See Note 1 | 154296.0508 | 750132.6142 | See Note 2
2853 | Industrial, Existing, SIC35 Ind Machinery, ECM-807, Flood LED 14W | See Note 1 | 15419.5713 | 74919.7446 | See Note 2
2854 | Industrial, Existing, SIC36 Electronics, ECM-807, Flood LED 14W | See Note 1 | 50225.0213 | 242565.4119 | See Note 2
2855 | Industrial, Existing, SIC37 Transp Eqp, ECM-807, Flood LED 14W | See Note 1 | 75649.4163 | 366518.697 | See Note 2
2856 | Industrial, Existing, SIC38 Instruments, ECM-807, Flood LED 14W | See Note 1 | 289730.3509 | 1401185.1888 | See Note 2
2857 | Industrial, Existing, SIC39/21/31 Misc, ECM-807, Flood LED 14W | See Note 1 | 145670.305 | 700747.5505 | See Note 2
2858 | Industrial, Existing, SIC20 Food, ECM-808, LED High Bay 83W (400W equivalent) | See Note 1 | 2674385.2833 | 4285073.2723 | See Note 2
2859 | Industrial, Existing, SIC22-23Textiles, ECM-808, LED High Bay 83W (400W equivalent) | See Note 1 | 35930.4712 | 57202.3834 | See Note 2
2860 | Industrial, Existing, SIC24-25 Lumber, ECM-808, LED High Bay 83W (400W equivalent) | See Note 1 | 125088.9072 | 198963.0782 | See Note 2
2861 | Industrial, Existing, SIC26 Paper, ECM-808, LED High Bay 83W (400W equivalent) | See Note 1 | 458532.2553 | 730661.293 | See Note 2
2862 | Industrial, Existing, SIC27 Printing, ECM-808, LED High Bay 83W (400W equivalent) | See Note 1 | 554013.9161 | 871723.5776 | See Note 2
2863 | Industrial, Existing, SIC28 Chemicals, ECM-808, LED High Bay 83W (400W equivalent) | See Note 1 | 415746.6675 | 673046.153 | See Note 2
2864 | Industrial, Existing, SIC29 Petroleum, ECM-808, LED High Bay 83W (400W equivalent) | See Note 1 | 4549.7787 | 7365.5699 | See Note 2
2865 | Industrial, Existing, SIC30 Rubber/Plastics, ECM-808, LED High Bay 83W (400W equivalent) | See Note 1 | 149495.4582 | 237228.5579 | See Note 2
2866 | Industrial, Existing, SIC32 Stone/Clay/Glass, ECM-808, LED High Bay 83W (400W equivalent) | See Note 1 | 1292783.7259 | 2138413.1942 | See Note 2
2867 | Industrial, Existing, SIC33 Primary Metals, ECM-808, LED High Bay 83W (400W equivalent) | See Note 1 | 72942.5158 | 117889.8204 | See Note 2
2868 | Industrial, Existing, SIC34 Fab Metals, ECM-808, LED High Bay 83W (400W equivalent) | See Note 1 | 1033913.0037 | 1642820.671 | See Note 2
2869 | Industrial, Existing, SIC35 Ind Machinery, ECM-808, LED High Bay 83W (400W equivalent) | See Note 1 | 103324.0657 | 164077.2616 | See Note 2
2870 | Industrial, Existing, SIC36 Electronics, ECM-808, LED High Bay 83W (400W equivalent) | See Note 1 | 336549.7847 | 531228.0324 | See Note 2
2871 | Industrial, Existing, SIC37 Transp Eqp, ECM-808, LED High Bay 83W (400W equivalent) | See Note 1 | 506914.5637 | 802690.7247 | See Note 2
2872 | Industrial, Existing, SIC38 Instruments, ECM-808, LED High Bay 83W (400W equivalent) | See Note 1 | 1941436.4496 | 3068652.0603 | See Note 2
2873 | Industrial, Existing, SIC39/21/31 Misc, ECM-808, LED High Bay 83W (400W equivalent) | See Note 1 | 976113.2703 | 1534665.3901 | See Note 2
2874 | Industrial, Existing, SIC20 Food, ECM-901, Replace V-belts | See Note 1 | 2803.472 | 2635.8052 | See Note 2
2875 | Industrial, Existing, SIC22-23Textiles, ECM-901, Replace V-belts | See Note 1 | 36.3394 | 34.1661 | See Note 2
2876 | Industrial, Existing, SIC24-25 Lumber, ECM-901, Replace V-belts | See Note 1 | 142.9494 | 134.4001 | See Note 2
2877 | Industrial, Existing, SIC26 Paper, ECM-901, Replace V-belts | See Note 1 | 519.553 | 488.4802 | See Note 2
2878 | Industrial, Existing, SIC27 Printing, ECM-901, Replace V-belts | See Note 1 | 302.38 | 284.2956 | See Note 2
2879 | Industrial, Existing, SIC28 Chemicals, ECM-901, Replace V-belts | See Note 1 | 0 | 0 | See Note 2
2880 | Industrial, Existing, SIC29 Petroleum, ECM-901, Replace V-belts | See Note 1 | 0.44011 | 0.41379 | See Note 2
2881 | Industrial, Existing, SIC30 Rubber/Plastics, ECM-901, Replace V-belts | See Note 1 | 113.5123 | 106.7235 | See Note 2
2882 | Industrial, Existing, SIC32 Stone/Clay/Glass, ECM-901, Replace V-belts | See Note 1 | 1347.9418 | 1267.3256 | See Note 2
2883 | Industrial, Existing, SIC33 Primary Metals, ECM-901, Replace V-belts | See Note 1 | 21.0923 | 19.8308 | See Note 2
2884 | Industrial, Existing, SIC34 Fab Metals, ECM-901, Replace V-belts | See Note 1 | 783.8006 | 736.924 | See Note 2
2885 | Industrial, Existing, SIC35 Ind Machinery, ECM-901, Replace V-belts | See Note 1 | 58.7118 | 55.2004 | See Note 2
2886 | Industrial, Existing, SIC36 Electronics, ECM-901, Replace V-belts | See Note 1 | 157.8653 | 148.4238 | See Note 2
2887 | Industrial, Existing, SIC37 Transp Eqp, ECM-901, Replace V-belts | See Note 1 | 396.305 | 372.6033 | See Note 2
2888 | Industrial, Existing, SIC38 Instruments, ECM-901, Replace V-belts | See Note 1 | 887.0755 | 834.0223 | See Note 2
2889 | Industrial, Existing, SIC39/21/31 Misc, ECM-901, Replace V-belts | See Note 1 | 753.406 | 708.3471 | See Note 2
Notes
1 | Administrative costs are not used for screening in economic potential they are applied in aggregate to the overall portfolio during achievable analysis, they are not avaiable by unique measure
2 | Equipment & labor costs by the utility are treated similar to administrative costs and are usually included in the administrative costs, they are not avaiable by unique measure

## 19b
RIM – Achievable Potential
# | Measure Name | Measure Costs
|  | Administrative | Lost | Incentives | Equipment
|  |  | Revenues |  | & Labor
Residential
1 | Residential, Existing, Single Family, Base 14 SEER A/C Split w/Elec Heat, ECM-102, 15 SEER Split-System Air Conditioner | See Note 1 | 0 | 0 | See Note 2
2 | Residential, New, Single Family, Base 14 SEER A/C Split w/Elec Heat, ECM-102, 15 SEER Split-System Air Conditioner | See Note 1 | 0 | 0 | See Note 2
3 | Residential, Existing, Multi Family, Base 14 SEER A/C Split w/Elec Heat, ECM-102, 15 SEER Split-System Air Conditioner | See Note 1 | 0 | 0 | See Note 2
4 | Residential, New, Multi Family, Base 14 SEER A/C Split w/Elec Heat, ECM-102, 15 SEER Split-System Air Conditioner | See Note 1 | 0 | 0 | See Note 2
5 | Residential, Existing, Mobile Home, Base 14 SEER A/C Split w/Elec Heat, ECM-102, 15 SEER Split-System Air Conditioner | See Note 1 | 0 | 0 | See Note 2
6 | Residential, New, Mobile Home, Base 14 SEER A/C Split w/Elec Heat, ECM-102, 15 SEER Split-System Air Conditioner | See Note 1 | 0 | 0 | See Note 2
7 | Residential, Existing, Single Family, Base 14 SEER A/C Split w/Elec Heat, ECM-103, 17 SEER Split-System Air Conditioner | See Note 1 | 0 | 0 | See Note 2
8 | Residential, New, Single Family, Base 14 SEER A/C Split w/Elec Heat, ECM-103, 17 SEER Split-System Air Conditioner | See Note 1 | 0 | 0 | See Note 2
9 | Residential, Existing, Multi Family, Base 14 SEER A/C Split w/Elec Heat, ECM-103, 17 SEER Split-System Air Conditioner | See Note 1 | 0 | 0 | See Note 2
10 | Residential, New, Multi Family, Base 14 SEER A/C Split w/Elec Heat, ECM-103, 17 SEER Split-System Air Conditioner | See Note 1 | 0 | 0 | See Note 2
11 | Residential, Existing, Mobile Home, Base 14 SEER A/C Split w/Elec Heat, ECM-103, 17 SEER Split-System Air Conditioner | See Note 1 | 0 | 0 | See Note 2
12 | Residential, New, Mobile Home, Base 14 SEER A/C Split w/Elec Heat, ECM-103, 17 SEER Split-System Air Conditioner | See Note 1 | 0 | 0 | See Note 2
13 | Residential, Existing, Single Family, Base 14 SEER A/C Split w/Elec Heat, ECM-104, 19 SEER Split-System Air Conditioner | See Note 1 | 0 | 0 | See Note 2
14 | Residential, New, Single Family, Base 14 SEER A/C Split w/Elec Heat, ECM-104, 19 SEER Split-System Air Conditioner | See Note 1 | 0 | 0 | See Note 2
15 | Residential, Existing, Multi Family, Base 14 SEER A/C Split w/Elec Heat, ECM-104, 19 SEER Split-System Air Conditioner | See Note 1 | 0 | 0 | See Note 2
16 | Residential, New, Multi Family, Base 14 SEER A/C Split w/Elec Heat, ECM-104, 19 SEER Split-System Air Conditioner | See Note 1 | 0 | 0 | See Note 2
17 | Residential, Existing, Mobile Home, Base 14 SEER A/C Split w/Elec Heat, ECM-104, 19 SEER Split-System Air Conditioner | See Note 1 | 0 | 0 | See Note 2
18 | Residential, New, Mobile Home, Base 14 SEER A/C Split w/Elec Heat, ECM-104, 19 SEER Split-System Air Conditioner | See Note 1 | 0 | 0 | See Note 2
19 | Residential, Existing, Single Family, Base 14 SEER A/C Split w/Elec Heat, ECM-105, 14 SEER Split-System Heat Pump | See Note 1 | 0 | 0 | See Note 2
20 | Residential, New, Single Family, Base 14 SEER A/C Split w/Elec Heat, ECM-105, 14 SEER Split-System Heat Pump | See Note 1 | 0 | 0 | See Note 2
21 | Residential, Existing, Multi Family, Base 14 SEER A/C Split w/Elec Heat, ECM-105, 14 SEER Split-System Heat Pump | See Note 1 | 0 | 0 | See Note 2
22 | Residential, New, Multi Family, Base 14 SEER A/C Split w/Elec Heat, ECM-105, 14 SEER Split-System Heat Pump | See Note 1 | 0 | 0 | See Note 2
23 | Residential, Existing, Mobile Home, Base 14 SEER A/C Split w/Elec Heat, ECM-105, 14 SEER Split-System Heat Pump | See Note 1 | 0 | 0 | See Note 2
24 | Residential, New, Mobile Home, Base 14 SEER A/C Split w/Elec Heat, ECM-105, 14 SEER Split-System Heat Pump | See Note 1 | 0 | 0 | See Note 2
25 | Residential, Existing, Single Family, Base 14 SEER A/C Split w/Elec Heat, ECM-106, 15 SEER Split-System Heat Pump | See Note 1 | 0 | 0 | See Note 2
26 | Residential, New, Single Family, Base 14 SEER A/C Split w/Elec Heat, ECM-106, 15 SEER Split-System Heat Pump | See Note 1 | 0 | 0 | See Note 2
27 | Residential, Existing, Multi Family, Base 14 SEER A/C Split w/Elec Heat, ECM-106, 15 SEER Split-System Heat Pump | See Note 1 | 0 | 0 | See Note 2
28 | Residential, New, Multi Family, Base 14 SEER A/C Split w/Elec Heat, ECM-106, 15 SEER Split-System Heat Pump | See Note 1 | 0 | 0 | See Note 2
29 | Residential, Existing, Mobile Home, Base 14 SEER A/C Split w/Elec Heat, ECM-106, 15 SEER Split-System Heat Pump | See Note 1 | 0 | 0 | See Note 2
30 | Residential, New, Mobile Home, Base 14 SEER A/C Split w/Elec Heat, ECM-106, 15 SEER Split-System Heat Pump | See Note 1 | 0 | 0 | See Note 2
31 | Residential, Existing, Single Family, Base 14 SEER A/C Split w/Elec Heat, ECM-107, 17 SEER Split-System Heat Pump | See Note 1 | 0 | 0 | See Note 2
32 | Residential, New, Single Family, Base 14 SEER A/C Split w/Elec Heat, ECM-107, 17 SEER Split-System Heat Pump | See Note 1 | 0 | 0 | See Note 2
33 | Residential, Existing, Multi Family, Base 14 SEER A/C Split w/Elec Heat, ECM-107, 17 SEER Split-System Heat Pump | See Note 1 | 0 | 0 | See Note 2
34 | Residential, New, Multi Family, Base 14 SEER A/C Split w/Elec Heat, ECM-107, 17 SEER Split-System Heat Pump | See Note 1 | 0 | 0 | See Note 2
35 | Residential, Existing, Mobile Home, Base 14 SEER A/C Split w/Elec Heat, ECM-107, 17 SEER Split-System Heat Pump | See Note 1 | 0 | 0 | See Note 2
36 | Residential, New, Mobile Home, Base 14 SEER A/C Split w/Elec Heat, ECM-107, 17 SEER Split-System Heat Pump | See Note 1 | 0 | 0 | See Note 2
37 | Residential, Existing, Single Family, Base 14 SEER A/C Split w/Elec Heat, ECM-108, 13 EER Geothermal Heat Pump | See Note 1 | 0 | 0 | See Note 2
38 | Residential, New, Single Family, Base 14 SEER A/C Split w/Elec Heat, ECM-108, 13 EER Geothermal Heat Pump | See Note 1 | 0 | 0 | See Note 2
39 | Residential, Existing, Multi Family, Base 14 SEER A/C Split w/Elec Heat, ECM-108, 13 EER Geothermal Heat Pump | See Note 1 | 0 | 0 | See Note 2
40 | Residential, New, Multi Family, Base 14 SEER A/C Split w/Elec Heat, ECM-108, 13 EER Geothermal Heat Pump | See Note 1 | 0 | 0 | See Note 2
41 | Residential, Existing, Mobile Home, Base 14 SEER A/C Split w/Elec Heat, ECM-108, 13 EER Geothermal Heat Pump | See Note 1 | 0 | 0 | See Note 2
42 | Residential, New, Mobile Home, Base 14 SEER A/C Split w/Elec Heat, ECM-108, 13 EER Geothermal Heat Pump | See Note 1 | 0 | 0 | See Note 2
43 | Residential, Existing, Single Family, Base 14 SEER A/C Split w/Elec Heat, ECM-110, Attic Venting | See Note 1 | 0 | 0 | See Note 2
44 | Residential, New, Single Family, Base 14 SEER A/C Split w/Elec Heat, ECM-110, Attic Venting | See Note 1 | 0 | 0 | See Note 2
45 | Residential, Existing, Multi Family, Base 14 SEER A/C Split w/Elec Heat, ECM-110, Attic Venting | See Note 1 | 0 | 0 | See Note 2
46 | Residential, New, Multi Family, Base 14 SEER A/C Split w/Elec Heat, ECM-110, Attic Venting | See Note 1 | 0 | 0 | See Note 2
47 | Residential, Existing, Mobile Home, Base 14 SEER A/C Split w/Elec Heat, ECM-110, Attic Venting | See Note 1 | 0 | 0 | See Note 2
48 | Residential, New, Mobile Home, Base 14 SEER A/C Split w/Elec Heat, ECM-110, Attic Venting | See Note 1 | 0 | 0 | See Note 2
49 | Residential, Existing, Single Family, Base 14 SEER A/C Split w/Elec Heat, ECM-111, Sealed Attic w/Sprayed Foam Insulated Roof Deck | See Note 1 | 0 | 0 | See Note 2
50 | Residential, New, Single Family, Base 14 SEER A/C Split w/Elec Heat, ECM-111, Sealed Attic w/Sprayed Foam Insulated Roof Deck | See Note 1 | 0 | 0 | See Note 2
51 | Residential, Existing, Multi Family, Base 14 SEER A/C Split w/Elec Heat, ECM-111, Sealed Attic w/Sprayed Foam Insulated Roof Deck | See Note 1 | 0 | 0 | See Note 2
52 | Residential, New, Multi Family, Base 14 SEER A/C Split w/Elec Heat, ECM-111, Sealed Attic w/Sprayed Foam Insulated Roof Deck | See Note 1 | 0 | 0 | See Note 2
53 | Residential, Existing, Mobile Home, Base 14 SEER A/C Split w/Elec Heat, ECM-111, Sealed Attic w/Sprayed Foam Insulated Roof Deck | See Note 1 | 0 | 0 | See Note 2
54 | Residential, New, Mobile Home, Base 14 SEER A/C Split w/Elec Heat, ECM-111, Sealed Attic w/Sprayed Foam Insulated Roof Deck | See Note 1 | 0 | 0 | See Note 2
55 | Residential, Existing, Single Family, Base 14 SEER A/C Split w/Elec Heat, ECM-112, AC Maintenance (Outdoor Coil Cleaning) | See Note 1 | 0 | 0 | See Note 2
56 | Residential, New, Single Family, Base 14 SEER A/C Split w/Elec Heat, ECM-112, AC Maintenance (Outdoor Coil Cleaning) | See Note 1 | 0 | 0 | See Note 2
57 | Residential, Existing, Multi Family, Base 14 SEER A/C Split w/Elec Heat, ECM-112, AC Maintenance (Outdoor Coil Cleaning) | See Note 1 | 0 | 0 | See Note 2
58 | Residential, New, Multi Family, Base 14 SEER A/C Split w/Elec Heat, ECM-112, AC Maintenance (Outdoor Coil Cleaning) | See Note 1 | 0 | 0 | See Note 2
59 | Residential, Existing, Mobile Home, Base 14 SEER A/C Split w/Elec Heat, ECM-112, AC Maintenance (Outdoor Coil Cleaning) | See Note 1 | 0 | 0 | See Note 2
60 | Residential, New, Mobile Home, Base 14 SEER A/C Split w/Elec Heat, ECM-112, AC Maintenance (Outdoor Coil Cleaning) | See Note 1 | 0 | 0 | See Note 2
61 | Residential, Existing, Single Family, Base 14 SEER A/C Split w/Elec Heat, ECM-113, AC Maintenance (Indoor Coil Cleaning) | See Note 1 | 0 | 0 | See Note 2
62 | Residential, New, Single Family, Base 14 SEER A/C Split w/Elec Heat, ECM-113, AC Maintenance (Indoor Coil Cleaning) | See Note 1 | 0 | 0 | See Note 2
63 | Residential, Existing, Multi Family, Base 14 SEER A/C Split w/Elec Heat, ECM-113, AC Maintenance (Indoor Coil Cleaning) | See Note 1 | 0 | 0 | See Note 2
64 | Residential, New, Multi Family, Base 14 SEER A/C Split w/Elec Heat, ECM-113, AC Maintenance (Indoor Coil Cleaning) | See Note 1 | 0 | 0 | See Note 2
65 | Residential, Existing, Mobile Home, Base 14 SEER A/C Split w/Elec Heat, ECM-113, AC Maintenance (Indoor Coil Cleaning) | See Note 1 | 0 | 0 | See Note 2
66 | Residential, New, Mobile Home, Base 14 SEER A/C Split w/Elec Heat, ECM-113, AC Maintenance (Indoor Coil Cleaning) | See Note 1 | 0 | 0 | See Note 2
67 | Residential, Existing, Single Family, Base 14 SEER A/C Split w/Elec Heat, ECM-114, Proper Refrigerant Charging and Air Flow | See Note 1 | 0 | 0 | See Note 2
68 | Residential, New, Single Family, Base 14 SEER A/C Split w/Elec Heat, ECM-114, Proper Refrigerant Charging and Air Flow | See Note 1 | 0 | 0 | See Note 2
69 | Residential, Existing, Multi Family, Base 14 SEER A/C Split w/Elec Heat, ECM-114, Proper Refrigerant Charging and Air Flow | See Note 1 | 0 | 0 | See Note 2
70 | Residential, New, Multi Family, Base 14 SEER A/C Split w/Elec Heat, ECM-114, Proper Refrigerant Charging and Air Flow | See Note 1 | 0 | 0 | See Note 2
71 | Residential, Existing, Mobile Home, Base 14 SEER A/C Split w/Elec Heat, ECM-114, Proper Refrigerant Charging and Air Flow | See Note 1 | 0 | 0 | See Note 2
72 | Residential, New, Mobile Home, Base 14 SEER A/C Split w/Elec Heat, ECM-114, Proper Refrigerant Charging and Air Flow | See Note 1 | 0 | 0 | See Note 2
73 | Residential, Existing, Single Family, Base 14 SEER A/C Split w/Elec Heat, ECM-115, Electronically Commutated Motors (ECM) on an Air Handler Unit | See Note 1 | 0 | 0 | See Note 2
74 | Residential, New, Single Family, Base 14 SEER A/C Split w/Elec Heat, ECM-115, Electronically Commutated Motors (ECM) on an Air Handler Unit | See Note 1 | 0 | 0 | See Note 2
75 | Residential, Existing, Multi Family, Base 14 SEER A/C Split w/Elec Heat, ECM-115, Electronically Commutated Motors (ECM) on an Air Handler Unit | See Note 1 | 0 | 0 | See Note 2
76 | Residential, New, Multi Family, Base 14 SEER A/C Split w/Elec Heat, ECM-115, Electronically Commutated Motors (ECM) on an Air Handler Unit | See Note 1 | 0 | 0 | See Note 2
77 | Residential, Existing, Mobile Home, Base 14 SEER A/C Split w/Elec Heat, ECM-115, Electronically Commutated Motors (ECM) on an Air Handler Unit | See Note 1 | 0 | 0 | See Note 2
78 | Residential, New, Mobile Home, Base 14 SEER A/C Split w/Elec Heat, ECM-115, Electronically Commutated Motors (ECM) on an Air Handler Unit | See Note 1 | 0 | 0 | See Note 2
79 | Residential, Existing, Single Family, Base 14 SEER A/C Split w/Elec Heat, ECM-116, Duct Repair | See Note 1 | 0 | 0 | See Note 2
80 | Residential, New, Single Family, Base 14 SEER A/C Split w/Elec Heat, ECM-116, Duct Repair | See Note 1 | 0 | 0 | See Note 2
81 | Residential, Existing, Multi Family, Base 14 SEER A/C Split w/Elec Heat, ECM-116, Duct Repair | See Note 1 | 0 | 0 | See Note 2
82 | Residential, New, Multi Family, Base 14 SEER A/C Split w/Elec Heat, ECM-116, Duct Repair | See Note 1 | 0 | 0 | See Note 2
83 | Residential, Existing, Mobile Home, Base 14 SEER A/C Split w/Elec Heat, ECM-116, Duct Repair | See Note 1 | 0 | 0 | See Note 2
84 | Residential, New, Mobile Home, Base 14 SEER A/C Split w/Elec Heat, ECM-116, Duct Repair | See Note 1 | 0 | 0 | See Note 2
85 | Residential, Existing, Single Family, Base 14 SEER A/C Split w/Elec Heat, ECM-117, Reflective Roof | See Note 1 | 0 | 0 | See Note 2
86 | Residential, New, Single Family, Base 14 SEER A/C Split w/Elec Heat, ECM-117, Reflective Roof | See Note 1 | 0 | 0 | See Note 2
87 | Residential, Existing, Multi Family, Base 14 SEER A/C Split w/Elec Heat, ECM-117, Reflective Roof | See Note 1 | 0 | 0 | See Note 2
88 | Residential, New, Multi Family, Base 14 SEER A/C Split w/Elec Heat, ECM-117, Reflective Roof | See Note 1 | 0 | 0 | See Note 2
89 | Residential, Existing, Mobile Home, Base 14 SEER A/C Split w/Elec Heat, ECM-117, Reflective Roof | See Note 1 | 0 | 0 | See Note 2
90 | Residential, New, Mobile Home, Base 14 SEER A/C Split w/Elec Heat, ECM-117, Reflective Roof | See Note 1 | 0 | 0 | See Note 2
91 | Residential, Existing, Single Family, Base 14 SEER A/C Split w/Elec Heat, ECM-118, Radient Barrier | See Note 1 | 0 | 0 | See Note 2
92 | Residential, New, Single Family, Base 14 SEER A/C Split w/Elec Heat, ECM-118, Radient Barrier | See Note 1 | 0 | 0 | See Note 2
93 | Residential, Existing, Multi Family, Base 14 SEER A/C Split w/Elec Heat, ECM-118, Radient Barrier | See Note 1 | 0 | 0 | See Note 2
94 | Residential, New, Multi Family, Base 14 SEER A/C Split w/Elec Heat, ECM-118, Radient Barrier | See Note 1 | 0 | 0 | See Note 2
95 | Residential, Existing, Mobile Home, Base 14 SEER A/C Split w/Elec Heat, ECM-118, Radient Barrier | See Note 1 | 0 | 0 | See Note 2
96 | Residential, New, Mobile Home, Base 14 SEER A/C Split w/Elec Heat, ECM-118, Radient Barrier | See Note 1 | 0 | 0 | See Note 2
97 | Residential, Existing, Single Family, Base 14 SEER A/C Split w/Elec Heat, ECM-119, Window Film | See Note 1 | 0 | 0 | See Note 2
98 | Residential, New, Single Family, Base 14 SEER A/C Split w/Elec Heat, ECM-119, Window Film | See Note 1 | 0 | 0 | See Note 2
99 | Residential, Existing, Multi Family, Base 14 SEER A/C Split w/Elec Heat, ECM-119, Window Film | See Note 1 | 0 | 0 | See Note 2
100 | Residential, New, Multi Family, Base 14 SEER A/C Split w/Elec Heat, ECM-119, Window Film | See Note 1 | 0 | 0 | See Note 2
101 | Residential, Existing, Mobile Home, Base 14 SEER A/C Split w/Elec Heat, ECM-119, Window Film | See Note 1 | 0 | 0 | See Note 2
102 | Residential, New, Mobile Home, Base 14 SEER A/C Split w/Elec Heat, ECM-119, Window Film | See Note 1 | 0 | 0 | See Note 2
103 | Residential, Existing, Single Family, Base 14 SEER A/C Split w/Elec Heat, ECM-120, Window Tinting | See Note 1 | 0 | 0 | See Note 2
104 | Residential, New, Single Family, Base 14 SEER A/C Split w/Elec Heat, ECM-120, Window Tinting | See Note 1 | 0 | 0 | See Note 2
105 | Residential, Existing, Multi Family, Base 14 SEER A/C Split w/Elec Heat, ECM-120, Window Tinting | See Note 1 | 0 | 0 | See Note 2
106 | Residential, New, Multi Family, Base 14 SEER A/C Split w/Elec Heat, ECM-120, Window Tinting | See Note 1 | 0 | 0 | See Note 2
107 | Residential, Existing, Mobile Home, Base 14 SEER A/C Split w/Elec Heat, ECM-120, Window Tinting | See Note 1 | 0 | 0 | See Note 2
108 | Residential, Existing, Mobile Home, Base 14 SEER A/C Split w/Elec Heat, ECM-120, Window Tinting | See Note 1 | 0 | 0 | See Note 2
109 | Residential, Existing, Single Family, Base 14 SEER A/C Split w/Elec Heat, ECM-121, Default Window With Sunscreen | See Note 1 | 0 | 0 | See Note 2
110 | Residential, New, Single Family, Base 14 SEER A/C Split w/Elec Heat, ECM-121, Default Window With Sunscreen | See Note 1 | 0 | 0 | See Note 2
111 | Residential, Existing, Multi Family, Base 14 SEER A/C Split w/Elec Heat, ECM-121, Default Window With Sunscreen | See Note 1 | 0 | 0 | See Note 2
112 | Residential, New, Multi Family, Base 14 SEER A/C Split w/Elec Heat, ECM-121, Default Window With Sunscreen | See Note 1 | 0 | 0 | See Note 2
113 | Residential, Existing, Mobile Home, Base 14 SEER A/C Split w/Elec Heat, ECM-121, Default Window With Sunscreen | See Note 1 | 0 | 0 | See Note 2
114 | Residential, New, Mobile Home, Base 14 SEER A/C Split w/Elec Heat, ECM-121, Default Window With Sunscreen | See Note 1 | 0 | 0 | See Note 2
115 | Residential, Existing, Single Family, Base 14 SEER A/C Split w/Elec Heat, ECM-122, Single Pane Clear Windows to Double Pane Low-E Windows | See Note 1 | 0 | 0 | See Note 2
116 | Residential, New, Single Family, Base 14 SEER A/C Split w/Elec Heat, ECM-122, Single Pane Clear Windows to Double Pane Low-E Windows | See Note 1 | 0 | 0 | See Note 2
117 | Residential, Existing, Multi Family, Base 14 SEER A/C Split w/Elec Heat, ECM-122, Single Pane Clear Windows to Double Pane Low-E Windows | See Note 1 | 0 | 0 | See Note 2
118 | Residential, New, Multi Family, Base 14 SEER A/C Split w/Elec Heat, ECM-122, Single Pane Clear Windows to Double Pane Low-E Windows | See Note 1 | 0 | 0 | See Note 2
119 | Residential, Existing, Mobile Home, Base 14 SEER A/C Split w/Elec Heat, ECM-122, Single Pane Clear Windows to Double Pane Low-E Windows | See Note 1 | 0 | 0 | See Note 2
120 | Residential, New, Mobile Home, Base 14 SEER A/C Split w/Elec Heat, ECM-122, Single Pane Clear Windows to Double Pane Low-E Windows | See Note 1 | 0 | 0 | See Note 2
121 | Residential, Existing, Single Family, Base 14 SEER A/C Split w/Elec Heat, ECM-124, Ceiling R-0 to R-19 Insulation | See Note 1 | 0 | 0 | See Note 2
122 | Residential, New, Single Family, Base 14 SEER A/C Split w/Elec Heat, ECM-124, Ceiling R-0 to R-19 Insulation | See Note 1 | 0 | 0 | See Note 2
123 | Residential, Existing, Multi Family, Base 14 SEER A/C Split w/Elec Heat, ECM-124, Ceiling R-0 to R-19 Insulation | See Note 1 | 0 | 0 | See Note 2
124 | Residential, New, Multi Family, Base 14 SEER A/C Split w/Elec Heat, ECM-124, Ceiling R-0 to R-19 Insulation | See Note 1 | 0 | 0 | See Note 2
125 | Residential, Existing, Mobile Home, Base 14 SEER A/C Split w/Elec Heat, ECM-124, Ceiling R-0 to R-19 Insulation | See Note 1 | 0 | 0 | See Note 2
126 | Residential, New, Mobile Home, Base 14 SEER A/C Split w/Elec Heat, ECM-124, Ceiling R-0 to R-19 Insulation | See Note 1 | 0 | 0 | See Note 2
127 | Residential, Existing, Single Family, Base 14 SEER A/C Split w/Elec Heat, ECM-125, Ceiling R-19 to R-38 Insulation | See Note 1 | 0 | 0 | See Note 2
128 | Residential, New, Single Family, Base 14 SEER A/C Split w/Elec Heat, ECM-125, Ceiling R-19 to R-38 Insulation | See Note 1 | 0 | 0 | See Note 2
129 | Residential, Existing, Multi Family, Base 14 SEER A/C Split w/Elec Heat, ECM-125, Ceiling R-19 to R-38 Insulation | See Note 1 | 0 | 0 | See Note 2
130 | Residential, New, Multi Family, Base 14 SEER A/C Split w/Elec Heat, ECM-125, Ceiling R-19 to R-38 Insulation | See Note 1 | 0 | 0 | See Note 2
131 | Residential, Existing, Mobile Home, Base 14 SEER A/C Split w/Elec Heat, ECM-125, Ceiling R-19 to R-38 Insulation | See Note 1 | 0 | 0 | See Note 2
132 | Residential, New, Mobile Home, Base 14 SEER A/C Split w/Elec Heat, ECM-125, Ceiling R-19 to R-38 Insulation | See Note 1 | 0 | 0 | See Note 2
133 | Residential, Existing, Single Family, Base 14 SEER A/C Split w/Elec Heat, ECM-126, Wall 2x4 R-0 to Blow-In R-13 Insulation | See Note 1 | 0 | 0 | See Note 2
134 | Residential, New, Single Family, Base 14 SEER A/C Split w/Elec Heat, ECM-126, Wall 2x4 R-0 to Blow-In R-13 Insulation | See Note 1 | 0 | 0 | See Note 2
135 | Residential, Existing, Multi Family, Base 14 SEER A/C Split w/Elec Heat, ECM-126, Wall 2x4 R-0 to Blow-In R-13 Insulation | See Note 1 | 0 | 0 | See Note 2
136 | Residential, New, Multi Family, Base 14 SEER A/C Split w/Elec Heat, ECM-126, Wall 2x4 R-0 to Blow-In R-13 Insulation | See Note 1 | 0 | 0 | See Note 2
137 | Residential, Existing, Mobile Home, Base 14 SEER A/C Split w/Elec Heat, ECM-126, Wall 2x4 R-0 to Blow-In R-13 Insulation | See Note 1 | 0 | 0 | See Note 2
138 | Residential, New, Mobile Home, Base 14 SEER A/C Split w/Elec Heat, ECM-126, Wall 2x4 R-0 to Blow-In R-13 Insulation | See Note 1 | 0 | 0 | See Note 2
139 | Residential, Existing, Single Family, Base 14 SEER A/C Split w/Elec Heat, ECM-127, Weather Strip/Caulk w/Blower Door | See Note 1 | 0 | 0 | See Note 2
140 | Residential, New, Single Family, Base 14 SEER A/C Split w/Elec Heat, ECM-127, Weather Strip/Caulk w/Blower Door | See Note 1 | 0 | 0 | See Note 2
141 | Residential, Existing, Multi Family, Base 14 SEER A/C Split w/Elec Heat, ECM-127, Weather Strip/Caulk w/Blower Door | See Note 1 | 0 | 0 | See Note 2
142 | Residential, New, Multi Family, Base 14 SEER A/C Split w/Elec Heat, ECM-127, Weather Strip/Caulk w/Blower Door | See Note 1 | 0 | 0 | See Note 2
143 | Residential, Existing, Mobile Home, Base 14 SEER A/C Split w/Elec Heat, ECM-127, Weather Strip/Caulk w/Blower Door | See Note 1 | 0 | 0 | See Note 2
144 | Residential, New, Mobile Home, Base 14 SEER A/C Split w/Elec Heat, ECM-127, Weather Strip/Caulk w/Blower Door | See Note 1 | 0 | 0 | See Note 2
145 | Residential, Existing, Single Family, Base 14 SEER Heat Pump, ECM-132, 15 SEER Split-System Heat Pump | See Note 1 | 0 | 0 | See Note 2
146 | Residential, New, Single Family, Base 14 SEER Heat Pump, ECM-132, 15 SEER Split-System Heat Pump | See Note 1 | 0 | 0 | See Note 2
147 | Residential, Existing, Multi Family, Base 14 SEER Heat Pump, ECM-132, 15 SEER Split-System Heat Pump | See Note 1 | 0 | 0 | See Note 2
148 | Residential, New, Multi Family, Base 14 SEER Heat Pump, ECM-132, 15 SEER Split-System Heat Pump | See Note 1 | 0 | 0 | See Note 2
149 | Residential, Existing, Mobile Home, Base 14 SEER Heat Pump, ECM-132, 15 SEER Split-System Heat Pump | See Note 1 | 0 | 0 | See Note 2
150 | Residential, New, Mobile Home, Base 14 SEER Heat Pump, ECM-132, 15 SEER Split-System Heat Pump | See Note 1 | 0 | 0 | See Note 2
151 | Residential, Existing, Single Family, Base 14 SEER Heat Pump, ECM-133, 17 SEER Split-System Heat Pump | See Note 1 | 0 | 0 | See Note 2
152 | Residential, New, Single Family, Base 14 SEER Heat Pump, ECM-133, 17 SEER Split-System Heat Pump | See Note 1 | 0 | 0 | See Note 2
153 | Residential, Existing, Multi Family, Base 14 SEER Heat Pump, ECM-133, 17 SEER Split-System Heat Pump | See Note 1 | 0 | 0 | See Note 2
154 | Residential, New, Multi Family, Base 14 SEER Heat Pump, ECM-133, 17 SEER Split-System Heat Pump | See Note 1 | 0 | 0 | See Note 2
155 | Residential, Existing, Mobile Home, Base 14 SEER Heat Pump, ECM-133, 17 SEER Split-System Heat Pump | See Note 1 | 0 | 0 | See Note 2
156 | Residential, New, Mobile Home, Base 14 SEER Heat Pump, ECM-133, 17 SEER Split-System Heat Pump | See Note 1 | 0 | 0 | See Note 2
157 | Residential, Existing, Single Family, Base 14 SEER Heat Pump, ECM-134, 13 EER Geothermal Heat Pump | See Note 1 | 0 | 0 | See Note 2
158 | Residential, New, Single Family, Base 14 SEER Heat Pump, ECM-134, 13 EER Geothermal Heat Pump | See Note 1 | 0 | 0 | See Note 2
159 | Residential, Existing, Multi Family, Base 14 SEER Heat Pump, ECM-134, 13 EER Geothermal Heat Pump | See Note 1 | 0 | 0 | See Note 2
160 | Residential, New, Multi Family, Base 14 SEER Heat Pump, ECM-134, 13 EER Geothermal Heat Pump | See Note 1 | 0 | 0 | See Note 2
161 | Residential, Existing, Mobile Home, Base 14 SEER Heat Pump, ECM-134, 13 EER Geothermal Heat Pump | See Note 1 | 0 | 0 | See Note 2
162 | Residential, New, Mobile Home, Base 14 SEER Heat Pump, ECM-134, 13 EER Geothermal Heat Pump | See Note 1 | 0 | 0 | See Note 2
163 | Residential, Existing, Single Family, Base 14 SEER Heat Pump, ECM-136, Attic Venting | See Note 1 | 0 | 0 | See Note 2
164 | Residential, New, Single Family, Base 14 SEER Heat Pump, ECM-136, Attic Venting | See Note 1 | 0 | 0 | See Note 2
165 | Residential, Existing, Multi Family, Base 14 SEER Heat Pump, ECM-136, Attic Venting | See Note 1 | 0 | 0 | See Note 2
166 | Residential, New, Multi Family, Base 14 SEER Heat Pump, ECM-136, Attic Venting | See Note 1 | 0 | 0 | See Note 2
167 | Residential, Existing, Mobile Home, Base 14 SEER Heat Pump, ECM-136, Attic Venting | See Note 1 | 0 | 0 | See Note 2
168 | Residential, New, Mobile Home, Base 14 SEER Heat Pump, ECM-136, Attic Venting | See Note 1 | 0 | 0 | See Note 2
169 | Residential, Existing, Single Family, Base 14 SEER Heat Pump, ECM-137, Sealed Attics | See Note 1 | 0 | 0 | See Note 2
170 | Residential, New, Single Family, Base 14 SEER Heat Pump, ECM-137, Sealed Attics | See Note 1 | 0 | 0 | See Note 2
171 | Residential, Existing, Multi Family, Base 14 SEER Heat Pump, ECM-137, Sealed Attics | See Note 1 | 0 | 0 | See Note 2
172 | Residential, New, Multi Family, Base 14 SEER Heat Pump, ECM-137, Sealed Attics | See Note 1 | 0 | 0 | See Note 2
173 | Residential, Existing, Mobile Home, Base 14 SEER Heat Pump, ECM-137, Sealed Attics | See Note 1 | 0 | 0 | See Note 2
174 | Residential, New, Mobile Home, Base 14 SEER Heat Pump, ECM-137, Sealed Attics | See Note 1 | 0 | 0 | See Note 2
175 | Residential, Existing, Single Family, Base 14 SEER Heat Pump, ECM-138, AC Maintenance (Outdoor Coil Cleaning) | See Note 1 | 0 | 0 | See Note 2
176 | Residential, New, Single Family, Base 14 SEER Heat Pump, ECM-138, AC Maintenance (Outdoor Coil Cleaning) | See Note 1 | 0 | 0 | See Note 2
177 | Residential, Existing, Multi Family, Base 14 SEER Heat Pump, ECM-138, AC Maintenance (Outdoor Coil Cleaning) | See Note 1 | 0 | 0 | See Note 2
178 | Residential, New, Multi Family, Base 14 SEER Heat Pump, ECM-138, AC Maintenance (Outdoor Coil Cleaning) | See Note 1 | 0 | 0 | See Note 2
179 | Residential, Existing, Mobile Home, Base 14 SEER Heat Pump, ECM-138, AC Maintenance (Outdoor Coil Cleaning) | See Note 1 | 0 | 0 | See Note 2
180 | Residential, New, Mobile Home, Base 14 SEER Heat Pump, ECM-138, AC Maintenance (Outdoor Coil Cleaning) | See Note 1 | 0 | 0 | See Note 2
181 | Residential, Existing, Single Family, Base 14 SEER Heat Pump, ECM-139, AC Maintenance (Indoor Coil Cleaning) | See Note 1 | 0 | 0 | See Note 2
182 | Residential, New, Single Family, Base 14 SEER Heat Pump, ECM-139, AC Maintenance (Indoor Coil Cleaning) | See Note 1 | 0 | 0 | See Note 2
183 | Residential, Existing, Multi Family, Base 14 SEER Heat Pump, ECM-139, AC Maintenance (Indoor Coil Cleaning) | See Note 1 | 0 | 0 | See Note 2
184 | Residential, New, Multi Family, Base 14 SEER Heat Pump, ECM-139, AC Maintenance (Indoor Coil Cleaning) | See Note 1 | 0 | 0 | See Note 2
185 | Residential, Existing, Mobile Home, Base 14 SEER Heat Pump, ECM-139, AC Maintenance (Indoor Coil Cleaning) | See Note 1 | 0 | 0 | See Note 2
186 | Residential, New, Mobile Home, Base 14 SEER Heat Pump, ECM-139, AC Maintenance (Indoor Coil Cleaning) | See Note 1 | 0 | 0 | See Note 2
187 | Residential, Existing, Single Family, Base 14 SEER Heat Pump, ECM-140, Proper Refrigerant Charging and Air Flow | See Note 1 | 0 | 0 | See Note 2
188 | Residential, New, Single Family, Base 14 SEER Heat Pump, ECM-140, Proper Refrigerant Charging and Air Flow | See Note 1 | 0 | 0 | See Note 2
189 | Residential, Existing, Multi Family, Base 14 SEER Heat Pump, ECM-140, Proper Refrigerant Charging and Air Flow | See Note 1 | 0 | 0 | See Note 2
190 | Residential, New, Multi Family, Base 14 SEER Heat Pump, ECM-140, Proper Refrigerant Charging and Air Flow | See Note 1 | 0 | 0 | See Note 2
191 | Residential, Existing, Mobile Home, Base 14 SEER Heat Pump, ECM-140, Proper Refrigerant Charging and Air Flow | See Note 1 | 0 | 0 | See Note 2
192 | Residential, New, Mobile Home, Base 14 SEER Heat Pump, ECM-140, Proper Refrigerant Charging and Air Flow | See Note 1 | 0 | 0 | See Note 2
193 | Residential, Existing, Single Family, Base 14 SEER Heat Pump, ECM-141, Electronically Commutated Motors (ECM) on an Air Handler Unit | See Note 1 | 0 | 0 | See Note 2
194 | Residential, New, Single Family, Base 14 SEER Heat Pump, ECM-141, Electronically Commutated Motors (ECM) on an Air Handler Unit | See Note 1 | 0 | 0 | See Note 2
195 | Residential, Existing, Multi Family, Base 14 SEER Heat Pump, ECM-141, Electronically Commutated Motors (ECM) on an Air Handler Unit | See Note 1 | 0 | 0 | See Note 2
196 | Residential, New, Multi Family, Base 14 SEER Heat Pump, ECM-141, Electronically Commutated Motors (ECM) on an Air Handler Unit | See Note 1 | 0 | 0 | See Note 2
197 | Residential, Existing, Mobile Home, Base 14 SEER Heat Pump, ECM-141, Electronically Commutated Motors (ECM) on an Air Handler Unit | See Note 1 | 0 | 0 | See Note 2
198 | Residential, New, Mobile Home, Base 14 SEER Heat Pump, ECM-141, Electronically Commutated Motors (ECM) on an Air Handler Unit | See Note 1 | 0 | 0 | See Note 2
199 | Residential, Existing, Single Family, Base 14 SEER Heat Pump, ECM-142, Duct Repair | See Note 1 | 0 | 0 | See Note 2
200 | Residential, New, Single Family, Base 14 SEER Heat Pump, ECM-142, Duct Repair | See Note 1 | 0 | 0 | See Note 2
201 | Residential, Existing, Multi Family, Base 14 SEER Heat Pump, ECM-142, Duct Repair | See Note 1 | 0 | 0 | See Note 2
202 | Residential, New, Multi Family, Base 14 SEER Heat Pump, ECM-142, Duct Repair | See Note 1 | 0 | 0 | See Note 2
203 | Residential, Existing, Mobile Home, Base 14 SEER Heat Pump, ECM-142, Duct Repair | See Note 1 | 0 | 0 | See Note 2
204 | Residential, New, Mobile Home, Base 14 SEER Heat Pump, ECM-142, Duct Repair | See Note 1 | 0 | 0 | See Note 2
205 | Residential, Existing, Single Family, Base 14 SEER Heat Pump, ECM-143, Reflective Roof | See Note 1 | 0 | 0 | See Note 2
206 | Residential, New, Single Family, Base 14 SEER Heat Pump, ECM-143, Reflective Roof | See Note 1 | 0 | 0 | See Note 2
207 | Residential, Existing, Multi Family, Base 14 SEER Heat Pump, ECM-143, Reflective Roof | See Note 1 | 0 | 0 | See Note 2
208 | Residential, New, Multi Family, Base 14 SEER Heat Pump, ECM-143, Reflective Roof | See Note 1 | 0 | 0 | See Note 2
209 | Residential, Existing, Mobile Home, Base 14 SEER Heat Pump, ECM-143, Reflective Roof | See Note 1 | 0 | 0 | See Note 2
210 | Residential, New, Mobile Home, Base 14 SEER Heat Pump, ECM-143, Reflective Roof | See Note 1 | 0 | 0 | See Note 2
211 | Residential, Existing, Single Family, Base 14 SEER Heat Pump, ECM-144, Radient Barrier | See Note 1 | 0 | 0 | See Note 2
212 | Residential, New, Single Family, Base 14 SEER Heat Pump, ECM-144, Radient Barrier | See Note 1 | 0 | 0 | See Note 2
213 | Residential, Existing, Multi Family, Base 14 SEER Heat Pump, ECM-144, Radient Barrier | See Note 1 | 0 | 0 | See Note 2
214 | Residential, New, Multi Family, Base 14 SEER Heat Pump, ECM-144, Radient Barrier | See Note 1 | 0 | 0 | See Note 2
215 | Residential, Existing, Mobile Home, Base 14 SEER Heat Pump, ECM-144, Radient Barrier | See Note 1 | 0 | 0 | See Note 2
216 | Residential, New, Mobile Home, Base 14 SEER Heat Pump, ECM-144, Radient Barrier | See Note 1 | 0 | 0 | See Note 2
217 | Residential, Existing, Single Family, Base 14 SEER Heat Pump, ECM-145, Window Film | See Note 1 | 0 | 0 | See Note 2
218 | Residential, New, Single Family, Base 14 SEER Heat Pump, ECM-145, Window Film | See Note 1 | 0 | 0 | See Note 2
219 | Residential, Existing, Multi Family, Base 14 SEER Heat Pump, ECM-145, Window Film | See Note 1 | 0 | 0 | See Note 2
220 | Residential, New, Multi Family, Base 14 SEER Heat Pump, ECM-145, Window Film | See Note 1 | 0 | 0 | See Note 2
221 | Residential, Existing, Mobile Home, Base 14 SEER Heat Pump, ECM-145, Window Film | See Note 1 | 0 | 0 | See Note 2
222 | Residential, New, Mobile Home, Base 14 SEER Heat Pump, ECM-145, Window Film | See Note 1 | 0 | 0 | See Note 2
223 | Residential, Existing, Single Family, Base 14 SEER Heat Pump, ECM-146, Window Tinting | See Note 1 | 0 | 0 | See Note 2
224 | Residential, New, Single Family, Base 14 SEER Heat Pump, ECM-146, Window Tinting | See Note 1 | 0 | 0 | See Note 2
225 | Residential, Existing, Multi Family, Base 14 SEER Heat Pump, ECM-146, Window Tinting | See Note 1 | 0 | 0 | See Note 2
226 | Residential, New, Multi Family, Base 14 SEER Heat Pump, ECM-146, Window Tinting | See Note 1 | 0 | 0 | See Note 2
227 | Residential, Existing, Mobile Home, Base 14 SEER Heat Pump, ECM-146, Window Tinting | See Note 1 | 0 | 0 | See Note 2
228 | Residential, New, Mobile Home, Base 14 SEER Heat Pump, ECM-146, Window Tinting | See Note 1 | 0 | 0 | See Note 2
229 | Residential, Existing, Single Family, Base 14 SEER Heat Pump, ECM-147, Default Window With Sunscreen | See Note 1 | 0 | 0 | See Note 2
230 | Residential, New, Single Family, Base 14 SEER Heat Pump, ECM-147, Default Window With Sunscreen | See Note 1 | 0 | 0 | See Note 2
231 | Residential, Existing, Multi Family, Base 14 SEER Heat Pump, ECM-147, Default Window With Sunscreen | See Note 1 | 0 | 0 | See Note 2
232 | Residential, New, Multi Family, Base 14 SEER Heat Pump, ECM-147, Default Window With Sunscreen | See Note 1 | 0 | 0 | See Note 2
233 | Residential, Existing, Mobile Home, Base 14 SEER Heat Pump, ECM-147, Default Window With Sunscreen | See Note 1 | 0 | 0 | See Note 2
234 | Residential, New, Mobile Home, Base 14 SEER Heat Pump, ECM-147, Default Window With Sunscreen | See Note 1 | 0 | 0 | See Note 2
235 | Residential, Existing, Single Family, Base 14 SEER Heat Pump, ECM-148, Single Pane Clear Windows to Double Pane Low-E Windows | See Note 1 | 0 | 0 | See Note 2
236 | Residential, New, Single Family, Base 14 SEER Heat Pump, ECM-148, Single Pane Clear Windows to Double Pane Low-E Windows | See Note 1 | 0 | 0 | See Note 2
237 | Residential, Existing, Multi Family, Base 14 SEER Heat Pump, ECM-148, Single Pane Clear Windows to Double Pane Low-E Windows | See Note 1 | 0 | 0 | See Note 2
238 | Residential, New, Multi Family, Base 14 SEER Heat Pump, ECM-148, Single Pane Clear Windows to Double Pane Low-E Windows | See Note 1 | 0 | 0 | See Note 2
239 | Residential, Existing, Mobile Home, Base 14 SEER Heat Pump, ECM-148, Single Pane Clear Windows to Double Pane Low-E Windows | See Note 1 | 0 | 0 | See Note 2
240 | Residential, New, Mobile Home, Base 14 SEER Heat Pump, ECM-148, Single Pane Clear Windows to Double Pane Low-E Windows | See Note 1 | 0 | 0 | See Note 2
241 | Residential, Existing, Single Family, Base 14 SEER Heat Pump, ECM-150, Ceiling R-0 to R-19 Insulation | See Note 1 | 0 | 0 | See Note 2
242 | Residential, New, Single Family, Base 14 SEER Heat Pump, ECM-150, Ceiling R-0 to R-19 Insulation | See Note 1 | 0 | 0 | See Note 2
243 | Residential, Existing, Multi Family, Base 14 SEER Heat Pump, ECM-150, Ceiling R-0 to R-19 Insulation | See Note 1 | 0 | 0 | See Note 2
244 | Residential, New, Multi Family, Base 14 SEER Heat Pump, ECM-150, Ceiling R-0 to R-19 Insulation | See Note 1 | 0 | 0 | See Note 2
245 | Residential, Existing, Mobile Home, Base 14 SEER Heat Pump, ECM-150, Ceiling R-0 to R-19 Insulation | See Note 1 | 0 | 0 | See Note 2
246 | Residential, New, Mobile Home, Base 14 SEER Heat Pump, ECM-150, Ceiling R-0 to R-19 Insulation | See Note 1 | 0 | 0 | See Note 2
247 | Residential, Existing, Single Family, Base 14 SEER Heat Pump, ECM-151, Ceiling R-19 to R-38 Insulation | See Note 1 | 0 | 0 | See Note 2
248 | Residential, New, Single Family, Base 14 SEER Heat Pump, ECM-151, Ceiling R-19 to R-38 Insulation | See Note 1 | 0 | 0 | See Note 2
249 | Residential, Existing, Multi Family, Base 14 SEER Heat Pump, ECM-151, Ceiling R-19 to R-38 Insulation | See Note 1 | 0 | 0 | See Note 2
250 | Residential, New, Multi Family, Base 14 SEER Heat Pump, ECM-151, Ceiling R-19 to R-38 Insulation | See Note 1 | 0 | 0 | See Note 2
251 | Residential, Existing, Mobile Home, Base 14 SEER Heat Pump, ECM-151, Ceiling R-19 to R-38 Insulation | See Note 1 | 0 | 0 | See Note 2
252 | Residential, New, Mobile Home, Base 14 SEER Heat Pump, ECM-151, Ceiling R-19 to R-38 Insulation | See Note 1 | 0 | 0 | See Note 2
253 | Residential, Existing, Single Family, Base 14 SEER Heat Pump, ECM-152, Wall 2x4 R-0 to Blow-In R-13 Insulation | See Note 1 | 0 | 0 | See Note 2
254 | Residential, New, Single Family, Base 14 SEER Heat Pump, ECM-152, Wall 2x4 R-0 to Blow-In R-13 Insulation | See Note 1 | 0 | 0 | See Note 2
255 | Residential, Existing, Multi Family, Base 14 SEER Heat Pump, ECM-152, Wall 2x4 R-0 to Blow-In R-13 Insulation | See Note 1 | 0 | 0 | See Note 2
256 | Residential, New, Multi Family, Base 14 SEER Heat Pump, ECM-152, Wall 2x4 R-0 to Blow-In R-13 Insulation | See Note 1 | 0 | 0 | See Note 2
257 | Residential, Existing, Mobile Home, Base 14 SEER Heat Pump, ECM-152, Wall 2x4 R-0 to Blow-In R-13 Insulation | See Note 1 | 0 | 0 | See Note 2
258 | Residential, New, Mobile Home, Base 14 SEER Heat Pump, ECM-152, Wall 2x4 R-0 to Blow-In R-13 Insulation | See Note 1 | 0 | 0 | See Note 2
259 | Residential, Existing, Single Family, Base 14 SEER Heat Pump, ECM-153, Weather Strip/Caulk w/Blower Door | See Note 1 | 0 | 0 | See Note 2
260 | Residential, New, Single Family, Base 14 SEER Heat Pump, ECM-153, Weather Strip/Caulk w/Blower Door | See Note 1 | 0 | 0 | See Note 2
261 | Residential, Existing, Multi Family, Base 14 SEER Heat Pump, ECM-153, Weather Strip/Caulk w/Blower Door | See Note 1 | 0 | 0 | See Note 2
262 | Residential, New, Multi Family, Base 14 SEER Heat Pump, ECM-153, Weather Strip/Caulk w/Blower Door | See Note 1 | 0 | 0 | See Note 2
263 | Residential, Existing, Mobile Home, Base 14 SEER Heat Pump, ECM-153, Weather Strip/Caulk w/Blower Door | See Note 1 | 0 | 0 | See Note 2
264 | Residential, New, Mobile Home, Base 14 SEER Heat Pump, ECM-153, Weather Strip/Caulk w/Blower Door | See Note 1 | 0 | 0 | See Note 2
265 | Residential, Existing, Single Family, Base 14 SEER A/C Split w/Gas Heat, ECM-162, 15 SEER Split-System Air Conditioner | See Note 1 | 0 | 0 | See Note 2
266 | Residential, New, Single Family, Base 14 SEER A/C Split w/Gas Heat, ECM-162, 15 SEER Split-System Air Conditioner | See Note 1 | 0 | 0 | See Note 2
267 | Residential, Existing, Multi Family, Base 14 SEER A/C Split w/Gas Heat, ECM-162, 15 SEER Split-System Air Conditioner | See Note 1 | 0 | 0 | See Note 2
268 | Residential, New, Multi Family, Base 14 SEER A/C Split w/Gas Heat, ECM-162, 15 SEER Split-System Air Conditioner | See Note 1 | 0 | 0 | See Note 2
269 | Residential, Existing, Mobile Home, Base 14 SEER A/C Split w/Gas Heat, ECM-162, 15 SEER Split-System Air Conditioner | See Note 1 | 0 | 0 | See Note 2
270 | Residential, New, Mobile Home, Base 14 SEER A/C Split w/Gas Heat, ECM-162, 15 SEER Split-System Air Conditioner | See Note 1 | 0 | 0 | See Note 2
271 | Residential, Existing, Single Family, Base 14 SEER A/C Split w/Gas Heat, ECM-163, 17 SEER Split-System Air Conditioner | See Note 1 | 0 | 0 | See Note 2
272 | Residential, New, Single Family, Base 14 SEER A/C Split w/Gas Heat, ECM-163, 17 SEER Split-System Air Conditioner | See Note 1 | 0 | 0 | See Note 2
273 | Residential, Existing, Multi Family, Base 14 SEER A/C Split w/Gas Heat, ECM-163, 17 SEER Split-System Air Conditioner | See Note 1 | 0 | 0 | See Note 2
274 | Residential, New, Multi Family, Base 14 SEER A/C Split w/Gas Heat, ECM-163, 17 SEER Split-System Air Conditioner | See Note 1 | 0 | 0 | See Note 2
275 | Residential, Existing, Mobile Home, Base 14 SEER A/C Split w/Gas Heat, ECM-163, 17 SEER Split-System Air Conditioner | See Note 1 | 0 | 0 | See Note 2
276 | Residential, New, Mobile Home, Base 14 SEER A/C Split w/Gas Heat, ECM-163, 17 SEER Split-System Air Conditioner | See Note 1 | 0 | 0 | See Note 2
277 | Residential, Existing, Single Family, Base 14 SEER A/C Split w/Gas Heat, ECM-164, 19 SEER Split-System Air Conditioner | See Note 1 | 0 | 0 | See Note 2
278 | Residential, New, Single Family, Base 14 SEER A/C Split w/Gas Heat, ECM-164, 19 SEER Split-System Air Conditioner | See Note 1 | 0 | 0 | See Note 2
279 | Residential, Existing, Multi Family, Base 14 SEER A/C Split w/Gas Heat, ECM-164, 19 SEER Split-System Air Conditioner | See Note 1 | 0 | 0 | See Note 2
280 | Residential, New, Multi Family, Base 14 SEER A/C Split w/Gas Heat, ECM-164, 19 SEER Split-System Air Conditioner | See Note 1 | 0 | 0 | See Note 2
281 | Residential, Existing, Mobile Home, Base 14 SEER A/C Split w/Gas Heat, ECM-164, 19 SEER Split-System Air Conditioner | See Note 1 | 0 | 0 | See Note 2
282 | Residential, New, Mobile Home, Base 14 SEER A/C Split w/Gas Heat, ECM-164, 19 SEER Split-System Air Conditioner | See Note 1 | 0 | 0 | See Note 2
283 | Residential, Existing, Single Family, Base 14 SEER A/C Split w/Gas Heat, ECM-166, Attic Venting | See Note 1 | 0 | 0 | See Note 2
284 | Residential, New, Single Family, Base 14 SEER A/C Split w/Gas Heat, ECM-166, Attic Venting | See Note 1 | 0 | 0 | See Note 2
285 | Residential, Existing, Multi Family, Base 14 SEER A/C Split w/Gas Heat, ECM-166, Attic Venting | See Note 1 | 0 | 0 | See Note 2
286 | Residential, New, Multi Family, Base 14 SEER A/C Split w/Gas Heat, ECM-166, Attic Venting | See Note 1 | 0 | 0 | See Note 2
287 | Residential, Existing, Mobile Home, Base 14 SEER A/C Split w/Gas Heat, ECM-166, Attic Venting | See Note 1 | 0 | 0 | See Note 2
288 | Residential, New, Mobile Home, Base 14 SEER A/C Split w/Gas Heat, ECM-166, Attic Venting | See Note 1 | 0 | 0 | See Note 2
289 | Residential, Existing, Single Family, Base 14 SEER A/C Split w/Gas Heat, ECM-167, Sealed Attic w/Sprayed Foam Insulated Roof Deck | See Note 1 | 0 | 0 | See Note 2
290 | Residential, New, Single Family, Base 14 SEER A/C Split w/Gas Heat, ECM-167, Sealed Attic w/Sprayed Foam Insulated Roof Deck | See Note 1 | 0 | 0 | See Note 2
291 | Residential, Existing, Multi Family, Base 14 SEER A/C Split w/Gas Heat, ECM-167, Sealed Attic w/Sprayed Foam Insulated Roof Deck | See Note 1 | 0 | 0 | See Note 2
292 | Residential, New, Multi Family, Base 14 SEER A/C Split w/Gas Heat, ECM-167, Sealed Attic w/Sprayed Foam Insulated Roof Deck | See Note 1 | 0 | 0 | See Note 2
293 | Residential, Existing, Mobile Home, Base 14 SEER A/C Split w/Gas Heat, ECM-167, Sealed Attic w/Sprayed Foam Insulated Roof Deck | See Note 1 | 0 | 0 | See Note 2
294 | Residential, New, Mobile Home, Base 14 SEER A/C Split w/Gas Heat, ECM-167, Sealed Attic w/Sprayed Foam Insulated Roof Deck | See Note 1 | 0 | 0 | See Note 2
295 | Residential, Existing, Single Family, Base 14 SEER A/C Split w/Gas Heat, ECM-168, AC Maintenance (Outdoor Coil Cleaning) | See Note 1 | 0 | 0 | See Note 2
296 | Residential, New, Single Family, Base 14 SEER A/C Split w/Gas Heat, ECM-168, AC Maintenance (Outdoor Coil Cleaning) | See Note 1 | 0 | 0 | See Note 2
297 | Residential, Existing, Multi Family, Base 14 SEER A/C Split w/Gas Heat, ECM-168, AC Maintenance (Outdoor Coil Cleaning) | See Note 1 | 0 | 0 | See Note 2
298 | Residential, New, Multi Family, Base 14 SEER A/C Split w/Gas Heat, ECM-168, AC Maintenance (Outdoor Coil Cleaning) | See Note 1 | 0 | 0 | See Note 2
299 | Residential, Existing, Mobile Home, Base 14 SEER A/C Split w/Gas Heat, ECM-168, AC Maintenance (Outdoor Coil Cleaning) | See Note 1 | 0 | 0 | See Note 2
300 | Residential, New, Mobile Home, Base 14 SEER A/C Split w/Gas Heat, ECM-168, AC Maintenance (Outdoor Coil Cleaning) | See Note 1 | 0 | 0 | See Note 2
301 | Residential, Existing, Single Family, Base 14 SEER A/C Split w/Gas Heat, ECM-169, AC Maintenance (Indoor Coil Cleaning) | See Note 1 | 0 | 0 | See Note 2
302 | Residential, New, Single Family, Base 14 SEER A/C Split w/Gas Heat, ECM-169, AC Maintenance (Indoor Coil Cleaning) | See Note 1 | 0 | 0 | See Note 2
303 | Residential, Existing, Multi Family, Base 14 SEER A/C Split w/Gas Heat, ECM-169, AC Maintenance (Indoor Coil Cleaning) | See Note 1 | 0 | 0 | See Note 2
304 | Residential, New, Multi Family, Base 14 SEER A/C Split w/Gas Heat, ECM-169, AC Maintenance (Indoor Coil Cleaning) | See Note 1 | 0 | 0 | See Note 2
305 | Residential, Existing, Mobile Home, Base 14 SEER A/C Split w/Gas Heat, ECM-169, AC Maintenance (Indoor Coil Cleaning) | See Note 1 | 0 | 0 | See Note 2
306 | Residential, New, Mobile Home, Base 14 SEER A/C Split w/Gas Heat, ECM-169, AC Maintenance (Indoor Coil Cleaning) | See Note 1 | 0 | 0 | See Note 2
307 | Residential, Existing, Single Family, Base 14 SEER A/C Split w/Gas Heat, ECM-170, Proper Refrigerant Charging and Air Flow | See Note 1 | 0 | 0 | See Note 2
308 | Residential, New, Single Family, Base 14 SEER A/C Split w/Gas Heat, ECM-170, Proper Refrigerant Charging and Air Flow | See Note 1 | 0 | 0 | See Note 2
309 | Residential, Existing, Multi Family, Base 14 SEER A/C Split w/Gas Heat, ECM-170, Proper Refrigerant Charging and Air Flow | See Note 1 | 0 | 0 | See Note 2
310 | Residential, New, Multi Family, Base 14 SEER A/C Split w/Gas Heat, ECM-170, Proper Refrigerant Charging and Air Flow | See Note 1 | 0 | 0 | See Note 2
311 | Residential, Existing, Mobile Home, Base 14 SEER A/C Split w/Gas Heat, ECM-170, Proper Refrigerant Charging and Air Flow | See Note 1 | 0 | 0 | See Note 2
312 | Residential, New, Mobile Home, Base 14 SEER A/C Split w/Gas Heat, ECM-170, Proper Refrigerant Charging and Air Flow | See Note 1 | 0 | 0 | See Note 2
313 | Residential, Existing, Single Family, Base 14 SEER A/C Split w/Gas Heat, ECM-171, Electronically Commutated Motors (ECM) on an Air Handler Unit | See Note 1 | 0 | 0 | See Note 2
314 | Residential, New, Single Family, Base 14 SEER A/C Split w/Gas Heat, ECM-171, Electronically Commutated Motors (ECM) on an Air Handler Unit | See Note 1 | 0 | 0 | See Note 2
315 | Residential, Existing, Multi Family, Base 14 SEER A/C Split w/Gas Heat, ECM-171, Electronically Commutated Motors (ECM) on an Air Handler Unit | See Note 1 | 0 | 0 | See Note 2
316 | Residential, New, Multi Family, Base 14 SEER A/C Split w/Gas Heat, ECM-171, Electronically Commutated Motors (ECM) on an Air Handler Unit | See Note 1 | 0 | 0 | See Note 2
317 | Residential, Existing, Mobile Home, Base 14 SEER A/C Split w/Gas Heat, ECM-171, Electronically Commutated Motors (ECM) on an Air Handler Unit | See Note 1 | 0 | 0 | See Note 2
318 | Residential, New, Mobile Home, Base 14 SEER A/C Split w/Gas Heat, ECM-171, Electronically Commutated Motors (ECM) on an Air Handler Unit | See Note 1 | 0 | 0 | See Note 2
319 | Residential, Existing, Single Family, Base 14 SEER A/C Split w/Gas Heat, ECM-172, Duct Repair | See Note 1 | 0 | 0 | See Note 2
320 | Residential, New, Single Family, Base 14 SEER A/C Split w/Gas Heat, ECM-172, Duct Repair | See Note 1 | 0 | 0 | See Note 2
321 | Residential, Existing, Multi Family, Base 14 SEER A/C Split w/Gas Heat, ECM-172, Duct Repair | See Note 1 | 0 | 0 | See Note 2
322 | Residential, New, Multi Family, Base 14 SEER A/C Split w/Gas Heat, ECM-172, Duct Repair | See Note 1 | 0 | 0 | See Note 2
323 | Residential, Existing, Mobile Home, Base 14 SEER A/C Split w/Gas Heat, ECM-172, Duct Repair | See Note 1 | 0 | 0 | See Note 2
324 | Residential, New, Mobile Home, Base 14 SEER A/C Split w/Gas Heat, ECM-172, Duct Repair | See Note 1 | 0 | 0 | See Note 2
325 | Residential, Existing, Single Family, Base 14 SEER A/C Split w/Gas Heat, ECM-173, Reflective Roof | See Note 1 | 0 | 0 | See Note 2
326 | Residential, New, Single Family, Base 14 SEER A/C Split w/Gas Heat, ECM-173, Reflective Roof | See Note 1 | 0 | 0 | See Note 2
327 | Residential, Existing, Multi Family, Base 14 SEER A/C Split w/Gas Heat, ECM-173, Reflective Roof | See Note 1 | 0 | 0 | See Note 2
328 | Residential, New, Multi Family, Base 14 SEER A/C Split w/Gas Heat, ECM-173, Reflective Roof | See Note 1 | 0 | 0 | See Note 2
329 | Residential, Existing, Mobile Home, Base 14 SEER A/C Split w/Gas Heat, ECM-173, Reflective Roof | See Note 1 | 0 | 0 | See Note 2
330 | Residential, New, Mobile Home, Base 14 SEER A/C Split w/Gas Heat, ECM-173, Reflective Roof | See Note 1 | 0 | 0 | See Note 2
331 | Residential, Existing, Single Family, Base 14 SEER A/C Split w/Gas Heat, ECM-174, Radient Barrier | See Note 1 | 0 | 0 | See Note 2
332 | Residential, New, Single Family, Base 14 SEER A/C Split w/Gas Heat, ECM-174, Radient Barrier | See Note 1 | 0 | 0 | See Note 2
333 | Residential, Existing, Multi Family, Base 14 SEER A/C Split w/Gas Heat, ECM-174, Radient Barrier | See Note 1 | 0 | 0 | See Note 2
334 | Residential, New, Multi Family, Base 14 SEER A/C Split w/Gas Heat, ECM-174, Radient Barrier | See Note 1 | 0 | 0 | See Note 2
335 | Residential, Existing, Mobile Home, Base 14 SEER A/C Split w/Gas Heat, ECM-174, Radient Barrier | See Note 1 | 0 | 0 | See Note 2
336 | Residential, New, Mobile Home, Base 14 SEER A/C Split w/Gas Heat, ECM-174, Radient Barrier | See Note 1 | 0 | 0 | See Note 2
337 | Residential, Existing, Single Family, Base 14 SEER A/C Split w/Gas Heat, ECM-175, Window Film | See Note 1 | 0 | 0 | See Note 2
338 | Residential, New, Single Family, Base 14 SEER A/C Split w/Gas Heat, ECM-175, Window Film | See Note 1 | 0 | 0 | See Note 2
339 | Residential, Existing, Multi Family, Base 14 SEER A/C Split w/Gas Heat, ECM-175, Window Film | See Note 1 | 0 | 0 | See Note 2
340 | Residential, New, Multi Family, Base 14 SEER A/C Split w/Gas Heat, ECM-175, Window Film | See Note 1 | 0 | 0 | See Note 2
341 | Residential, Existing, Mobile Home, Base 14 SEER A/C Split w/Gas Heat, ECM-175, Window Film | See Note 1 | 0 | 0 | See Note 2
342 | Residential, New, Mobile Home, Base 14 SEER A/C Split w/Gas Heat, ECM-175, Window Film | See Note 1 | 0 | 0 | See Note 2
343 | Residential, Existing, Single Family, Base 14 SEER A/C Split w/Gas Heat, ECM-176, Window Tinting | See Note 1 | 0 | 0 | See Note 2
344 | Residential, New, Single Family, Base 14 SEER A/C Split w/Gas Heat, ECM-176, Window Tinting | See Note 1 | 0 | 0 | See Note 2
345 | Residential, Existing, Multi Family, Base 14 SEER A/C Split w/Gas Heat, ECM-176, Window Tinting | See Note 1 | 0 | 0 | See Note 2
346 | Residential, New, Multi Family, Base 14 SEER A/C Split w/Gas Heat, ECM-176, Window Tinting | See Note 1 | 0 | 0 | See Note 2
347 | Residential, Existing, Mobile Home, Base 14 SEER A/C Split w/Gas Heat, ECM-176, Window Tinting | See Note 1 | 0 | 0 | See Note 2
348 | Residential, New, Mobile Home, Base 14 SEER A/C Split w/Gas Heat, ECM-176, Window Tinting | See Note 1 | 0 | 0 | See Note 2
349 | Residential, Existing, Single Family, Base 14 SEER A/C Split w/Gas Heat, ECM-177, Default Window With Sunscreen | See Note 1 | 0 | 0 | See Note 2
350 | Residential, New, Single Family, Base 14 SEER A/C Split w/Gas Heat, ECM-177, Default Window With Sunscreen | See Note 1 | 0 | 0 | See Note 2
351 | Residential, Existing, Multi Family, Base 14 SEER A/C Split w/Gas Heat, ECM-177, Default Window With Sunscreen | See Note 1 | 0 | 0 | See Note 2
352 | Residential, New, Multi Family, Base 14 SEER A/C Split w/Gas Heat, ECM-177, Default Window With Sunscreen | See Note 1 | 0 | 0 | See Note 2
353 | Residential, Existing, Mobile Home, Base 14 SEER A/C Split w/Gas Heat, ECM-177, Default Window With Sunscreen | See Note 1 | 0 | 0 | See Note 2
354 | Residential, New, Mobile Home, Base 14 SEER A/C Split w/Gas Heat, ECM-177, Default Window With Sunscreen | See Note 1 | 0 | 0 | See Note 2
355 | Residential, Existing, Single Family, Base 14 SEER A/C Split w/Gas Heat, ECM-178, Single Pane Clear Windows to Double Pane Low-E Windows | See Note 1 | 0 | 0 | See Note 2
356 | Residential, New, Single Family, Base 14 SEER A/C Split w/Gas Heat, ECM-178, Single Pane Clear Windows to Double Pane Low-E Windows | See Note 1 | 0 | 0 | See Note 2
357 | Residential, Existing, Multi Family, Base 14 SEER A/C Split w/Gas Heat, ECM-178, Single Pane Clear Windows to Double Pane Low-E Windows | See Note 1 | 0 | 0 | See Note 2
358 | Residential, New, Multi Family, Base 14 SEER A/C Split w/Gas Heat, ECM-178, Single Pane Clear Windows to Double Pane Low-E Windows | See Note 1 | 0 | 0 | See Note 2
359 | Residential, Existing, Mobile Home, Base 14 SEER A/C Split w/Gas Heat, ECM-178, Single Pane Clear Windows to Double Pane Low-E Windows | See Note 1 | 0 | 0 | See Note 2
360 | Residential, New, Mobile Home, Base 14 SEER A/C Split w/Gas Heat, ECM-178, Single Pane Clear Windows to Double Pane Low-E Windows | See Note 1 | 0 | 0 | See Note 2
361 | Residential, Existing, Single Family, Base 14 SEER A/C Split w/Gas Heat, ECM-180, Ceiling R-0 to R-19 Insulation | See Note 1 | 0 | 0 | See Note 2
362 | Residential, New, Single Family, Base 14 SEER A/C Split w/Gas Heat, ECM-180, Ceiling R-0 to R-19 Insulation | See Note 1 | 0 | 0 | See Note 2
363 | Residential, Existing, Multi Family, Base 14 SEER A/C Split w/Gas Heat, ECM-180, Ceiling R-0 to R-19 Insulation | See Note 1 | 0 | 0 | See Note 2
364 | Residential, New, Multi Family, Base 14 SEER A/C Split w/Gas Heat, ECM-180, Ceiling R-0 to R-19 Insulation | See Note 1 | 0 | 0 | See Note 2
365 | Residential, Existing, Mobile Home, Base 14 SEER A/C Split w/Gas Heat, ECM-180, Ceiling R-0 to R-19 Insulation | See Note 1 | 0 | 0 | See Note 2
366 | Residential, New, Mobile Home, Base 14 SEER A/C Split w/Gas Heat, ECM-180, Ceiling R-0 to R-19 Insulation | See Note 1 | 0 | 0 | See Note 2
367 | Residential, Existing, Single Family, Base 14 SEER A/C Split w/Gas Heat, ECM-181, Ceiling R-19 to R-38 Insulation | See Note 1 | 0 | 0 | See Note 2
368 | Residential, New, Single Family, Base 14 SEER A/C Split w/Gas Heat, ECM-181, Ceiling R-19 to R-38 Insulation | See Note 1 | 0 | 0 | See Note 2
369 | Residential, Existing, Multi Family, Base 14 SEER A/C Split w/Gas Heat, ECM-181, Ceiling R-19 to R-38 Insulation | See Note 1 | 0 | 0 | See Note 2
370 | Residential, New, Multi Family, Base 14 SEER A/C Split w/Gas Heat, ECM-181, Ceiling R-19 to R-38 Insulation | See Note 1 | 0 | 0 | See Note 2
371 | Residential, Existing, Mobile Home, Base 14 SEER A/C Split w/Gas Heat, ECM-181, Ceiling R-19 to R-38 Insulation | See Note 1 | 0 | 0 | See Note 2
372 | Residential, New, Mobile Home, Base 14 SEER A/C Split w/Gas Heat, ECM-181, Ceiling R-19 to R-38 Insulation | See Note 1 | 0 | 0 | See Note 2
373 | Residential, Existing, Single Family, Base 14 SEER A/C Split w/Gas Heat, ECM-182, Wall 2x4 R-0 to Blow-In R-13 Insulation | See Note 1 | 0 | 0 | See Note 2
374 | Residential, New, Single Family, Base 14 SEER A/C Split w/Gas Heat, ECM-182, Wall 2x4 R-0 to Blow-In R-13 Insulation | See Note 1 | 0 | 0 | See Note 2
375 | Residential, Existing, Multi Family, Base 14 SEER A/C Split w/Gas Heat, ECM-182, Wall 2x4 R-0 to Blow-In R-13 Insulation | See Note 1 | 0 | 0 | See Note 2
376 | Residential, New, Multi Family, Base 14 SEER A/C Split w/Gas Heat, ECM-182, Wall 2x4 R-0 to Blow-In R-13 Insulation | See Note 1 | 0 | 0 | See Note 2
377 | Residential, Existing, Mobile Home, Base 14 SEER A/C Split w/Gas Heat, ECM-182, Wall 2x4 R-0 to Blow-In R-13 Insulation | See Note 1 | 0 | 0 | See Note 2
378 | Residential, New, Mobile Home, Base 14 SEER A/C Split w/Gas Heat, ECM-182, Wall 2x4 R-0 to Blow-In R-13 Insulation | See Note 1 | 0 | 0 | See Note 2
379 | Residential, Existing, Single Family, Base 14 SEER A/C Split w/Gas Heat, ECM-183, Weather Strip/Caulk w/Blower Door | See Note 1 | 0 | 0 | See Note 2
380 | Residential, New, Single Family, Base 14 SEER A/C Split w/Gas Heat, ECM-183, Weather Strip/Caulk w/Blower Door | See Note 1 | 0 | 0 | See Note 2
381 | Residential, Existing, Multi Family, Base 14 SEER A/C Split w/Gas Heat, ECM-183, Weather Strip/Caulk w/Blower Door | See Note 1 | 0 | 0 | See Note 2
382 | Residential, New, Multi Family, Base 14 SEER A/C Split w/Gas Heat, ECM-183, Weather Strip/Caulk w/Blower Door | See Note 1 | 0 | 0 | See Note 2
383 | Residential, Existing, Mobile Home, Base 14 SEER A/C Split w/Gas Heat, ECM-183, Weather Strip/Caulk w/Blower Door | See Note 1 | 0 | 0 | See Note 2
384 | Residential, New, Mobile Home, Base 14 SEER A/C Split w/Gas Heat, ECM-183, Weather Strip/Caulk w/Blower Door | See Note 1 | 0 | 0 | See Note 2
385 | Residential, Existing, Single Family, Base 10 EER Room A/C & Elec Heat, ECM-191, HE Room Air Conditioner - EER 11 | See Note 1 | 0 | 0 | See Note 2
386 | Residential, New, Single Family, Base 10 EER Room A/C & Elec Heat, ECM-191, HE Room Air Conditioner - EER 11 | See Note 1 | 0 | 0 | See Note 2
387 | Residential, Existing, Multi Family, Base 10 EER Room A/C & Elec Heat, ECM-191, HE Room Air Conditioner - EER 11 | See Note 1 | 0 | 0 | See Note 2
388 | Residential, New, Multi Family, Base 10 EER Room A/C & Elec Heat, ECM-191, HE Room Air Conditioner - EER 11 | See Note 1 | 0 | 0 | See Note 2
389 | Residential, Existing, Mobile Home, Base 10 EER Room A/C & Elec Heat, ECM-191, HE Room Air Conditioner - EER 11 | See Note 1 | 0 | 0 | See Note 2
390 | Residential, New, Mobile Home, Base 10 EER Room A/C & Elec Heat, ECM-191, HE Room Air Conditioner - EER 11 | See Note 1 | 0 | 0 | See Note 2
391 | Residential, Existing, Single Family, Base 10 EER Room A/C & Elec Heat, ECM-192, HE Room Air Conditioner - EER 12 | See Note 1 | 0 | 0 | See Note 2
392 | Residential, New, Single Family, Base 10 EER Room A/C & Elec Heat, ECM-192, HE Room Air Conditioner - EER 12 | See Note 1 | 0 | 0 | See Note 2
393 | Residential, Existing, Multi Family, Base 10 EER Room A/C & Elec Heat, ECM-192, HE Room Air Conditioner - EER 12 | See Note 1 | 0 | 0 | See Note 2
394 | Residential, New, Multi Family, Base 10 EER Room A/C & Elec Heat, ECM-192, HE Room Air Conditioner - EER 12 | See Note 1 | 0 | 0 | See Note 2
395 | Residential, Existing, Mobile Home, Base 10 EER Room A/C & Elec Heat, ECM-192, HE Room Air Conditioner - EER 12 | See Note 1 | 0 | 0 | See Note 2
396 | Residential, New, Mobile Home, Base 10 EER Room A/C & Elec Heat, ECM-192, HE Room Air Conditioner - EER 12 | See Note 1 | 0 | 0 | See Note 2
397 | Residential, Existing, Single Family, Base 10 EER Room A/C & Elec Heat, ECM-196, Reflective Roof | See Note 1 | 0 | 0 | See Note 2
398 | Residential, New, Single Family, Base 10 EER Room A/C & Elec Heat, ECM-196, Reflective Roof | See Note 1 | 0 | 0 | See Note 2
399 | Residential, Existing, Multi Family, Base 10 EER Room A/C & Elec Heat, ECM-196, Reflective Roof | See Note 1 | 0 | 0 | See Note 2
400 | Residential, New, Multi Family, Base 10 EER Room A/C & Elec Heat, ECM-196, Reflective Roof | See Note 1 | 0 | 0 | See Note 2
401 | Residential, Existing, Mobile Home, Base 10 EER Room A/C & Elec Heat, ECM-196, Reflective Roof | See Note 1 | 0 | 0 | See Note 2
402 | Residential, New, Mobile Home, Base 10 EER Room A/C & Elec Heat, ECM-196, Reflective Roof | See Note 1 | 0 | 0 | See Note 2
403 | Residential, Existing, Single Family, Base 10 EER Room A/C & Elec Heat, ECM-197, Window Film | See Note 1 | 0 | 0 | See Note 2
404 | Residential, New, Single Family, Base 10 EER Room A/C & Elec Heat, ECM-197, Window Film | See Note 1 | 0 | 0 | See Note 2
405 | Residential, Existing, Multi Family, Base 10 EER Room A/C & Elec Heat, ECM-197, Window Film | See Note 1 | 0 | 0 | See Note 2
406 | Residential, New, Multi Family, Base 10 EER Room A/C & Elec Heat, ECM-197, Window Film | See Note 1 | 0 | 0 | See Note 2
407 | Residential, Existing, Mobile Home, Base 10 EER Room A/C & Elec Heat, ECM-197, Window Film | See Note 1 | 0 | 0 | See Note 2
408 | Residential, New, Mobile Home, Base 10 EER Room A/C & Elec Heat, ECM-197, Window Film | See Note 1 | 0 | 0 | See Note 2
409 | Residential, Existing, Single Family, Base 10 EER Room A/C & Elec Heat, ECM-198, Window Tinting | See Note 1 | 0 | 0 | See Note 2
410 | Residential, New, Single Family, Base 10 EER Room A/C & Elec Heat, ECM-198, Window Tinting | See Note 1 | 0 | 0 | See Note 2
411 | Residential, Existing, Multi Family, Base 10 EER Room A/C & Elec Heat, ECM-198, Window Tinting | See Note 1 | 0 | 0 | See Note 2
412 | Residential, New, Multi Family, Base 10 EER Room A/C & Elec Heat, ECM-198, Window Tinting | See Note 1 | 0 | 0 | See Note 2
413 | Residential, Existing, Mobile Home, Base 10 EER Room A/C & Elec Heat, ECM-198, Window Tinting | See Note 1 | 0 | 0 | See Note 2
414 | Residential, New, Mobile Home, Base 10 EER Room A/C & Elec Heat, ECM-198, Window Tinting | See Note 1 | 0 | 0 | See Note 2
415 | Residential, Existing, Single Family, Base 10 EER Room A/C & Elec Heat, ECM-199, Default Window With Sunscreen | See Note 1 | 0 | 0 | See Note 2
416 | Residential, New, Single Family, Base 10 EER Room A/C & Elec Heat, ECM-199, Default Window With Sunscreen | See Note 1 | 0 | 0 | See Note 2
417 | Residential, Existing, Multi Family, Base 10 EER Room A/C & Elec Heat, ECM-199, Default Window With Sunscreen | See Note 1 | 0 | 0 | See Note 2
418 | Residential, New, Multi Family, Base 10 EER Room A/C & Elec Heat, ECM-199, Default Window With Sunscreen | See Note 1 | 0 | 0 | See Note 2
419 | Residential, Existing, Mobile Home, Base 10 EER Room A/C & Elec Heat, ECM-199, Default Window With Sunscreen | See Note 1 | 0 | 0 | See Note 2
420 | Residential, New, Mobile Home, Base 10 EER Room A/C & Elec Heat, ECM-199, Default Window With Sunscreen | See Note 1 | 0 | 0 | See Note 2
421 | Residential, Existing, Single Family, Base 10 EER Room A/C & Elec Heat, ECM-200, Single Pane Clear Windows to Double Pane Low-E Windows | See Note 1 | 0 | 0 | See Note 2
422 | Residential, New, Single Family, Base 10 EER Room A/C & Elec Heat, ECM-200, Single Pane Clear Windows to Double Pane Low-E Windows | See Note 1 | 0 | 0 | See Note 2
423 | Residential, Existing, Multi Family, Base 10 EER Room A/C & Elec Heat, ECM-200, Single Pane Clear Windows to Double Pane Low-E Windows | See Note 1 | 0 | 0 | See Note 2
424 | Residential, New, Multi Family, Base 10 EER Room A/C & Elec Heat, ECM-200, Single Pane Clear Windows to Double Pane Low-E Windows | See Note 1 | 0 | 0 | See Note 2
425 | Residential, Existing, Mobile Home, Base 10 EER Room A/C & Elec Heat, ECM-200, Single Pane Clear Windows to Double Pane Low-E Windows | See Note 1 | 0 | 0 | See Note 2
426 | Residential, New, Mobile Home, Base 10 EER Room A/C & Elec Heat, ECM-200, Single Pane Clear Windows to Double Pane Low-E Windows | See Note 1 | 0 | 0 | See Note 2
427 | Residential, Existing, Single Family, Base 10 EER Room A/C & Elec Heat, ECM-202, Ceiling R-0 to R-19 Insulation | See Note 1 | 0 | 0 | See Note 2
428 | Residential, New, Single Family, Base 10 EER Room A/C & Elec Heat, ECM-202, Ceiling R-0 to R-19 Insulation | See Note 1 | 0 | 0 | See Note 2
429 | Residential, Existing, Multi Family, Base 10 EER Room A/C & Elec Heat, ECM-202, Ceiling R-0 to R-19 Insulation | See Note 1 | 0 | 0 | See Note 2
430 | Residential, New, Multi Family, Base 10 EER Room A/C & Elec Heat, ECM-202, Ceiling R-0 to R-19 Insulation | See Note 1 | 0 | 0 | See Note 2
431 | Residential, Existing, Mobile Home, Base 10 EER Room A/C & Elec Heat, ECM-202, Ceiling R-0 to R-19 Insulation | See Note 1 | 0 | 0 | See Note 2
432 | Residential, New, Mobile Home, Base 10 EER Room A/C & Elec Heat, ECM-202, Ceiling R-0 to R-19 Insulation | See Note 1 | 0 | 0 | See Note 2
433 | Residential, Existing, Single Family, Base 10 EER Room A/C & Elec Heat, ECM-203, Ceiling R-19 to R-38 Insulation | See Note 1 | 0 | 0 | See Note 2
434 | Residential, New, Single Family, Base 10 EER Room A/C & Elec Heat, ECM-203, Ceiling R-19 to R-38 Insulation | See Note 1 | 0 | 0 | See Note 2
435 | Residential, Existing, Multi Family, Base 10 EER Room A/C & Elec Heat, ECM-203, Ceiling R-19 to R-38 Insulation | See Note 1 | 0 | 0 | See Note 2
436 | Residential, New, Multi Family, Base 10 EER Room A/C & Elec Heat, ECM-203, Ceiling R-19 to R-38 Insulation | See Note 1 | 0 | 0 | See Note 2
437 | Residential, Existing, Mobile Home, Base 10 EER Room A/C & Elec Heat, ECM-203, Ceiling R-19 to R-38 Insulation | See Note 1 | 0 | 0 | See Note 2
438 | Residential, New, Mobile Home, Base 10 EER Room A/C & Elec Heat, ECM-203, Ceiling R-19 to R-38 Insulation | See Note 1 | 0 | 0 | See Note 2
439 | Residential, Existing, Single Family, Base 10 EER Room A/C & Elec Heat, ECM-204, Wall 2x4 R-0 to Blow-In R-13 Insulation | See Note 1 | 0 | 0 | See Note 2
440 | Residential, New, Single Family, Base 10 EER Room A/C & Elec Heat, ECM-204, Wall 2x4 R-0 to Blow-In R-13 Insulation | See Note 1 | 0 | 0 | See Note 2
441 | Residential, Existing, Multi Family, Base 10 EER Room A/C & Elec Heat, ECM-204, Wall 2x4 R-0 to Blow-In R-13 Insulation | See Note 1 | 0 | 0 | See Note 2
442 | Residential, New, Multi Family, Base 10 EER Room A/C & Elec Heat, ECM-204, Wall 2x4 R-0 to Blow-In R-13 Insulation | See Note 1 | 0 | 0 | See Note 2
443 | Residential, Existing, Mobile Home, Base 10 EER Room A/C & Elec Heat, ECM-204, Wall 2x4 R-0 to Blow-In R-13 Insulation | See Note 1 | 0 | 0 | See Note 2
444 | Residential, New, Mobile Home, Base 10 EER Room A/C & Elec Heat, ECM-204, Wall 2x4 R-0 to Blow-In R-13 Insulation | See Note 1 | 0 | 0 | See Note 2
445 | Residential, Existing, Single Family, Base 10 EER Room A/C & Elec Heat, ECM-205, Weather Strip/Caulk w/Blower Door | See Note 1 | 0 | 0 | See Note 2
446 | Residential, New, Single Family, Base 10 EER Room A/C & Elec Heat, ECM-205, Weather Strip/Caulk w/Blower Door | See Note 1 | 0 | 0 | See Note 2
447 | Residential, Existing, Multi Family, Base 10 EER Room A/C & Elec Heat, ECM-205, Weather Strip/Caulk w/Blower Door | See Note 1 | 0 | 0 | See Note 2
448 | Residential, New, Multi Family, Base 10 EER Room A/C & Elec Heat, ECM-205, Weather Strip/Caulk w/Blower Door | See Note 1 | 0 | 0 | See Note 2
449 | Residential, Existing, Mobile Home, Base 10 EER Room A/C & Elec Heat, ECM-205, Weather Strip/Caulk w/Blower Door | See Note 1 | 0 | 0 | See Note 2
450 | Residential, New, Mobile Home, Base 10 EER Room A/C & Elec Heat, ECM-205, Weather Strip/Caulk w/Blower Door | See Note 1 | 0 | 0 | See Note 2
451 | Residential, Existing, Single Family, Base Lighting (43-Watt Incandescent), 0.5 hr/hday, ECM-221, CFL (18-Watt integral ballast), 0.5 hr/day | See Note 1 | 0 | 0 | See Note 2
452 | Residential, New, Single Family, Base Lighting (43-Watt Incandescent), 0.5 hr/hday, ECM-221, CFL (18-Watt integral ballast), 0.5 hr/day | See Note 1 | 0 | 0 | See Note 2
453 | Residential, Existing, Multi Family, Base Lighting (43-Watt Incandescent), 0.5 hr/hday, ECM-221, CFL (18-Watt integral ballast), 0.5 hr/day | See Note 1 | 0 | 0 | See Note 2
454 | Residential, New, Multi Family, Base Lighting (43-Watt Incandescent), 0.5 hr/hday, ECM-221, CFL (18-Watt integral ballast), 0.5 hr/day | See Note 1 | 0 | 0 | See Note 2
455 | Residential, Existing, Mobile Home, Base Lighting (43-Watt Incandescent), 0.5 hr/hday, ECM-221, CFL (18-Watt integral ballast), 0.5 hr/day | See Note 1 | 0 | 0 | See Note 2
456 | Residential, New, Mobile Home, Base Lighting (43-Watt Incandescent), 0.5 hr/hday, ECM-221, CFL (18-Watt integral ballast), 0.5 hr/day | See Note 1 | 0 | 0 | See Note 2
457 | Residential, Existing, Single Family, Base Lighting (43-Watt Incandescent), 0.5 hr/hday, ECM-222, LED (10-Watt integral ballast), 0.5 hr/day | See Note 1 | 0 | 0 | See Note 2
458 | Residential, New, Single Family, Base Lighting (43-Watt Incandescent), 0.5 hr/hday, ECM-222, LED (10-Watt integral ballast), 0.5 hr/day | See Note 1 | 0 | 0 | See Note 2
459 | Residential, Existing, Multi Family, Base Lighting (43-Watt Incandescent), 0.5 hr/hday, ECM-222, LED (10-Watt integral ballast), 0.5 hr/day | See Note 1 | 0 | 0 | See Note 2
460 | Residential, New, Multi Family, Base Lighting (43-Watt Incandescent), 0.5 hr/hday, ECM-222, LED (10-Watt integral ballast), 0.5 hr/day | See Note 1 | 0 | 0 | See Note 2
461 | Residential, Existing, Mobile Home, Base Lighting (43-Watt Incandescent), 0.5 hr/hday, ECM-222, LED (10-Watt integral ballast), 0.5 hr/day | See Note 1 | 0 | 0 | See Note 2
462 | Residential, New, Mobile Home, Base Lighting (43-Watt Incandescent), 0.5 hr/hday, ECM-222, LED (10-Watt integral ballast), 0.5 hr/day | See Note 1 | 0 | 0 | See Note 2
463 | Residential, Existing, Single Family, Base Lighting (43-Watt Incandescent), 2.5 hr/hday, ECM-231, CFL (18-Watt integral ballast), 2.5 hr/day | See Note 1 | 0 | 0 | See Note 2
464 | Residential, New, Single Family, Base Lighting (43-Watt Incandescent), 2.5 hr/hday, ECM-231, CFL (18-Watt integral ballast), 2.5 hr/day | See Note 1 | 0 | 0 | See Note 2
465 | Residential, Existing, Multi Family, Base Lighting (43-Watt Incandescent), 2.5 hr/hday, ECM-231, CFL (18-Watt integral ballast), 2.5 hr/day | See Note 1 | 0 | 0 | See Note 2
466 | Residential, New, Multi Family, Base Lighting (43-Watt Incandescent), 2.5 hr/hday, ECM-231, CFL (18-Watt integral ballast), 2.5 hr/day | See Note 1 | 0 | 0 | See Note 2
467 | Residential, Existing, Mobile Home, Base Lighting (43-Watt Incandescent), 2.5 hr/hday, ECM-231, CFL (18-Watt integral ballast), 2.5 hr/day | See Note 1 | 0 | 0 | See Note 2
468 | Residential, New, Mobile Home, Base Lighting (43-Watt Incandescent), 2.5 hr/hday, ECM-231, CFL (18-Watt integral ballast), 2.5 hr/day | See Note 1 | 0 | 0 | See Note 2
469 | Residential, Existing, Single Family, Base Lighting (43-Watt Incandescent), 2.5 hr/hday, ECM-232, LED (10-Watt integral ballast), 2.5 hr/day | See Note 1 | 0 | 0 | See Note 2
470 | Residential, New, Single Family, Base Lighting (43-Watt Incandescent), 2.5 hr/hday, ECM-232, LED (10-Watt integral ballast), 2.5 hr/day | See Note 1 | 0 | 0 | See Note 2
471 | Residential, Existing, Multi Family, Base Lighting (43-Watt Incandescent), 2.5 hr/hday, ECM-232, LED (10-Watt integral ballast), 2.5 hr/day | See Note 1 | 0 | 0 | See Note 2
472 | Residential, New, Multi Family, Base Lighting (43-Watt Incandescent), 2.5 hr/hday, ECM-232, LED (10-Watt integral ballast), 2.5 hr/day | See Note 1 | 0 | 0 | See Note 2
473 | Residential, Existing, Mobile Home, Base Lighting (43-Watt Incandescent), 2.5 hr/hday, ECM-232, LED (10-Watt integral ballast), 2.5 hr/day | See Note 1 | 0 | 0 | See Note 2
474 | Residential, New, Mobile Home, Base Lighting (43-Watt Incandescent), 2.5 hr/hday, ECM-232, LED (10-Watt integral ballast), 2.5 hr/day | See Note 1 | 0 | 0 | See Note 2
475 | Residential, Existing, Single Family, Base Lighting (43-Watt Incandescent), 6.0 hr/hday, ECM-241, CFL (18-Watt integral ballast), 6.0 hr/day | See Note 1 | 0 | 0 | See Note 2
476 | Residential, New, Single Family, Base Lighting (43-Watt Incandescent), 6.0 hr/hday, ECM-241, CFL (18-Watt integral ballast), 6.0 hr/day | See Note 1 | 0 | 0 | See Note 2
477 | Residential, Existing, Multi Family, Base Lighting (43-Watt Incandescent), 6.0 hr/hday, ECM-241, CFL (18-Watt integral ballast), 6.0 hr/day | See Note 1 | 0 | 0 | See Note 2
478 | Residential, New, Multi Family, Base Lighting (43-Watt Incandescent), 6.0 hr/hday, ECM-241, CFL (18-Watt integral ballast), 6.0 hr/day | See Note 1 | 0 | 0 | See Note 2
479 | Residential, Existing, Mobile Home, Base Lighting (43-Watt Incandescent), 6.0 hr/hday, ECM-241, CFL (18-Watt integral ballast), 6.0 hr/day | See Note 1 | 0 | 0 | See Note 2
480 | Residential, New, Mobile Home, Base Lighting (43-Watt Incandescent), 6.0 hr/hday, ECM-241, CFL (18-Watt integral ballast), 6.0 hr/day | See Note 1 | 0 | 0 | See Note 2
481 | Residential, Existing, Single Family, Base Lighting (43-Watt Incandescent), 6.0 hr/hday, ECM-242, LED (10-Watt integral ballast), 6.0 hr/day | See Note 1 | 0 | 0 | See Note 2
482 | Residential, New, Single Family, Base Lighting (43-Watt Incandescent), 6.0 hr/hday, ECM-242, LED (10-Watt integral ballast), 6.0 hr/day | See Note 1 | 0 | 0 | See Note 2
483 | Residential, Existing, Multi Family, Base Lighting (43-Watt Incandescent), 6.0 hr/hday, ECM-242, LED (10-Watt integral ballast), 6.0 hr/day | See Note 1 | 0 | 0 | See Note 2
484 | Residential, New, Multi Family, Base Lighting (43-Watt Incandescent), 6.0 hr/hday, ECM-242, LED (10-Watt integral ballast), 6.0 hr/day | See Note 1 | 0 | 0 | See Note 2
485 | Residential, Existing, Mobile Home, Base Lighting (43-Watt Incandescent), 6.0 hr/hday, ECM-242, LED (10-Watt integral ballast), 6.0 hr/day | See Note 1 | 0 | 0 | See Note 2
486 | Residential, New, Mobile Home, Base Lighting (43-Watt Incandescent), 6.0 hr/hday, ECM-242, LED (10-Watt integral ballast), 6.0 hr/day | See Note 1 | 0 | 0 | See Note 2
487 | Residential, Existing, Single Family, Base Fluorescent Fixture w/2L4'T12, 34W, 1EE, ECM-251, ROB 2L4'T8, 1EB | See Note 1 | 0 | 0 | See Note 2
488 | Residential, New, Single Family, Base Fluorescent Fixture w/2L4'T12, 34W, 1EE, ECM-251, ROB 2L4'T8, 1EB | See Note 1 | 0 | 0 | See Note 2
489 | Residential, Existing, Multi Family, Base Fluorescent Fixture w/2L4'T12, 34W, 1EE, ECM-251, ROB 2L4'T8, 1EB | See Note 1 | 0 | 0 | See Note 2
490 | Residential, New, Multi Family, Base Fluorescent Fixture w/2L4'T12, 34W, 1EE, ECM-251, ROB 2L4'T8, 1EB | See Note 1 | 0 | 0 | See Note 2
491 | Residential, Existing, Mobile Home, Base Fluorescent Fixture w/2L4'T12, 34W, 1EE, ECM-251, ROB 2L4'T8, 1EB | See Note 1 | 0 | 0 | See Note 2
492 | Residential, New, Mobile Home, Base Fluorescent Fixture w/2L4'T12, 34W, 1EE, ECM-251, ROB 2L4'T8, 1EB | See Note 1 | 0 | 0 | See Note 2
493 | Residential, Existing, Single Family, Base Fluorescent Fixture w/2L4'T12, 34W, 1EE, ECM-252, RET 2L4'T8, 1EB | See Note 1 | 0 | 0 | See Note 2
494 | Residential, New, Single Family, Base Fluorescent Fixture w/2L4'T12, 34W, 1EE, ECM-252, RET 2L4'T8, 1EB | See Note 1 | 0 | 0 | See Note 2
495 | Residential, Existing, Multi Family, Base Fluorescent Fixture w/2L4'T12, 34W, 1EE, ECM-252, RET 2L4'T8, 1EB | See Note 1 | 0 | 0 | See Note 2
496 | Residential, New, Multi Family, Base Fluorescent Fixture w/2L4'T12, 34W, 1EE, ECM-252, RET 2L4'T8, 1EB | See Note 1 | 0 | 0 | See Note 2
497 | Residential, Existing, Mobile Home, Base Fluorescent Fixture w/2L4'T12, 34W, 1EE, ECM-252, RET 2L4'T8, 1EB | See Note 1 | 0 | 0 | See Note 2
498 | Residential, New, Mobile Home, Base Fluorescent Fixture w/2L4'T12, 34W, 1EE, ECM-252, RET 2L4'T8, 1EB | See Note 1 | 0 | 0 | See Note 2
499 | Residential, Existing, Single Family, Base Outdoor Lighting, ECM-261, CFL - medium screw based <30 Watts | See Note 1 | 0 | 0 | See Note 2
500 | Residential, New, Single Family, Base Outdoor Lighting, ECM-261, CFL - medium screw based <30 Watts | See Note 1 | 0 | 0 | See Note 2
501 | Residential, Existing, Multi Family, Base Outdoor Lighting, ECM-261, CFL - medium screw based <30 Watts | See Note 1 | 0 | 0 | See Note 2
502 | Residential, New, Multi Family, Base Outdoor Lighting, ECM-261, CFL - medium screw based <30 Watts | See Note 1 | 0 | 0 | See Note 2
503 | Residential, Existing, Mobile Home, Base Outdoor Lighting, ECM-261, CFL - medium screw based <30 Watts | See Note 1 | 0 | 0 | See Note 2
504 | Residential, New, Mobile Home, Base Outdoor Lighting, ECM-261, CFL - medium screw based <30 Watts | See Note 1 | 0 | 0 | See Note 2
505 | Residential, Existing, Single Family, Base Outdoor Lighting, ECM-262, Photocell/timeclock | See Note 1 | 0 | 0 | See Note 2
506 | Residential, New, Single Family, Base Outdoor Lighting, ECM-262, Photocell/timeclock | See Note 1 | 0 | 0 | See Note 2
507 | Residential, Existing, Multi Family, Base Outdoor Lighting, ECM-262, Photocell/timeclock | See Note 1 | 0 | 0 | See Note 2
508 | Residential, New, Multi Family, Base Outdoor Lighting, ECM-262, Photocell/timeclock | See Note 1 | 0 | 0 | See Note 2
509 | Residential, Existing, Mobile Home, Base Outdoor Lighting, ECM-262, Photocell/timeclock | See Note 1 | 0 | 0 | See Note 2
510 | Residential, New, Mobile Home, Base Outdoor Lighting, ECM-262, Photocell/timeclock | See Note 1 | 0 | 0 | See Note 2
511 | Residential, Existing, Single Family, Base Outdoor Lighting, ECM-263, LED 13W Outdoor | See Note 1 | 0 | 0 | See Note 2
512 | Residential, New, Single Family, Base Outdoor Lighting, ECM-263, LED 13W Outdoor | See Note 1 | 0 | 0 | See Note 2
513 | Residential, Existing, Multi Family, Base Outdoor Lighting, ECM-263, LED 13W Outdoor | See Note 1 | 0 | 0 | See Note 2
514 | Residential, New, Multi Family, Base Outdoor Lighting, ECM-263, LED 13W Outdoor | See Note 1 | 0 | 0 | See Note 2
515 | Residential, Existing, Mobile Home, Base Outdoor Lighting, ECM-263, LED 13W Outdoor | See Note 1 | 0 | 0 | See Note 2
516 | Residential, New, Mobile Home, Base Outdoor Lighting, ECM-263, LED 13W Outdoor | See Note 1 | 0 | 0 | See Note 2
517 | Residential, Existing, Single Family, Base Refrigerator (18 cf w/top-mount freezer, no through-door ice), ECM-301, HE Refrigerator - Energy Star version | See Note 1 | 0 | 0 | See Note 2
518 | Residential, New, Single Family, Base Refrigerator (18 cf w/top-mount freezer, no through-door ice), ECM-301, HE Refrigerator - Energy Star version | See Note 1 | 0 | 0 | See Note 2
519 | Residential, Existing, Multi Family, Base Refrigerator (18 cf w/top-mount freezer, no through-door ice), ECM-301, HE Refrigerator - Energy Star version | See Note 1 | 0 | 0 | See Note 2
520 | Residential, New, Multi Family, Base Refrigerator (18 cf w/top-mount freezer, no through-door ice), ECM-301, HE Refrigerator - Energy Star version | See Note 1 | 0 | 0 | See Note 2
521 | Residential, Existing, Mobile Home, Base Refrigerator (18 cf w/top-mount freezer, no through-door ice), ECM-301, HE Refrigerator - Energy Star version | See Note 1 | 0 | 0 | See Note 2
522 | Residential, New, Mobile Home, Base Refrigerator (18 cf w/top-mount freezer, no through-door ice), ECM-301, HE Refrigerator - Energy Star version | See Note 1 | 0 | 0 | See Note 2
523 | Residential, Existing, Single Family, Base Refrigerator (18 cf w/top-mount freezer, no through-door ice), ECM-302, Refrigerator Recycling | See Note 1 | 0 | 0 | See Note 2
524 | Residential, New, Single Family, Base Refrigerator (18 cf w/top-mount freezer, no through-door ice), ECM-302, Refrigerator Recycling | See Note 1 | 0 | 0 | See Note 2
525 | Residential, Existing, Multi Family, Base Refrigerator (18 cf w/top-mount freezer, no through-door ice), ECM-302, Refrigerator Recycling | See Note 1 | 0 | 0 | See Note 2
526 | Residential, New, Multi Family, Base Refrigerator (18 cf w/top-mount freezer, no through-door ice), ECM-302, Refrigerator Recycling | See Note 1 | 0 | 0 | See Note 2
527 | Residential, Existing, Mobile Home, Base Refrigerator (18 cf w/top-mount freezer, no through-door ice), ECM-302, Refrigerator Recycling | See Note 1 | 0 | 0 | See Note 2
528 | Residential, New, Mobile Home, Base Refrigerator (18 cf w/top-mount freezer, no through-door ice), ECM-302, Refrigerator Recycling | See Note 1 | 0 | 0 | See Note 2
529 | Residential, Existing, Single Family, Base Freezer, ECM-351, HE Freezer | See Note 1 | 0 | 0 | See Note 2
530 | Residential, New, Single Family, Base Freezer, ECM-351, HE Freezer | See Note 1 | 0 | 0 | See Note 2
531 | Residential, Existing, Multi Family, Base Freezer, ECM-351, HE Freezer | See Note 1 | 0 | 0 | See Note 2
532 | Residential, New, Multi Family, Base Freezer, ECM-351, HE Freezer | See Note 1 | 0 | 0 | See Note 2
533 | Residential, Existing, Mobile Home, Base Freezer, ECM-351, HE Freezer | See Note 1 | 0 | 0 | See Note 2
534 | Residential, New, Mobile Home, Base Freezer, ECM-351, HE Freezer | See Note 1 | 0 | 0 | See Note 2
535 | Residential, Existing, Single Family, Base Freezer, ECM-352, Freezer Recycling | See Note 1 | 0 | 0 | See Note 2
536 | Residential, New, Single Family, Base Freezer, ECM-352, Freezer Recycling | See Note 1 | 0 | 0 | See Note 2
537 | Residential, Existing, Multi Family, Base Freezer, ECM-352, Freezer Recycling | See Note 1 | 0 | 0 | See Note 2
538 | Residential, New, Multi Family, Base Freezer, ECM-352, Freezer Recycling | See Note 1 | 0 | 0 | See Note 2
539 | Residential, Existing, Mobile Home, Base Freezer, ECM-352, Freezer Recycling | See Note 1 | 0 | 0 | See Note 2
540 | Residential, New, Mobile Home, Base Freezer, ECM-352, Freezer Recycling | See Note 1 | 0 | 0 | See Note 2
541 | Residential, Existing, Single Family, Base 40 gal. Water Heating (EF=0.948), ECM-401, Heat Pump Water Heater (EF=2.3) | See Note 1 | 0 | 0 | See Note 2
542 | Residential, New, Single Family, Base 40 gal. Water Heating (EF=0.948), ECM-401, Heat Pump Water Heater (EF=2.3) | See Note 1 | 0 | 0 | See Note 2
543 | Residential, Existing, Multi Family, Base 40 gal. Water Heating (EF=0.948), ECM-401, Heat Pump Water Heater (EF=2.3) | See Note 1 | 0 | 0 | See Note 2
544 | Residential, New, Multi Family, Base 40 gal. Water Heating (EF=0.948), ECM-401, Heat Pump Water Heater (EF=2.3) | See Note 1 | 0 | 0 | See Note 2
545 | Residential, Existing, Mobile Home, Base 40 gal. Water Heating (EF=0.948), ECM-401, Heat Pump Water Heater (EF=2.3) | See Note 1 | 0 | 0 | See Note 2
546 | Residential, New, Mobile Home, Base 40 gal. Water Heating (EF=0.948), ECM-401, Heat Pump Water Heater (EF=2.3) | See Note 1 | 0 | 0 | See Note 2
547 | Residential, Existing, Single Family, Base 40 gal. Water Heating (EF=0.948), ECM-403, Solar Water Heat | See Note 1 | 0 | 0 | See Note 2
548 | Residential, New, Single Family, Base 40 gal. Water Heating (EF=0.948), ECM-403, Solar Water Heat | See Note 1 | 0 | 0 | See Note 2
549 | Residential, Existing, Multi Family, Base 40 gal. Water Heating (EF=0.948), ECM-403, Solar Water Heat | See Note 1 | 0 | 0 | See Note 2
550 | Residential, New, Multi Family, Base 40 gal. Water Heating (EF=0.948), ECM-403, Solar Water Heat | See Note 1 | 0 | 0 | See Note 2
551 | Residential, Existing, Mobile Home, Base 40 gal. Water Heating (EF=0.948), ECM-403, Solar Water Heat | See Note 1 | 0 | 0 | See Note 2
552 | Residential, New, Mobile Home, Base 40 gal. Water Heating (EF=0.948), ECM-403, Solar Water Heat | See Note 1 | 0 | 0 | See Note 2
553 | Residential, Existing, Single Family, Base 40 gal. Water Heating (EF=0.948), ECM-404, AC Heat Recovery Units | See Note 1 | 0 | 0 | See Note 2
554 | Residential, New, Single Family, Base 40 gal. Water Heating (EF=0.948), ECM-404, AC Heat Recovery Units | See Note 1 | 0 | 0 | See Note 2
555 | Residential, Existing, Multi Family, Base 40 gal. Water Heating (EF=0.948), ECM-404, AC Heat Recovery Units | See Note 1 | 0 | 0 | See Note 2
556 | Residential, New, Multi Family, Base 40 gal. Water Heating (EF=0.948), ECM-404, AC Heat Recovery Units | See Note 1 | 0 | 0 | See Note 2
557 | Residential, Existing, Mobile Home, Base 40 gal. Water Heating (EF=0.948), ECM-404, AC Heat Recovery Units | See Note 1 | 0 | 0 | See Note 2
558 | Residential, New, Mobile Home, Base 40 gal. Water Heating (EF=0.948), ECM-404, AC Heat Recovery Units | See Note 1 | 0 | 0 | See Note 2
559 | Residential, Existing, Single Family, Base 40 gal. Water Heating (EF=0.948), ECM-405, Low Flow Showerhead | See Note 1 | 0 | 0 | See Note 2
560 | Residential, New, Single Family, Base 40 gal. Water Heating (EF=0.948), ECM-405, Low Flow Showerhead | See Note 1 | 0 | 0 | See Note 2
561 | Residential, Existing, Multi Family, Base 40 gal. Water Heating (EF=0.948), ECM-405, Low Flow Showerhead | See Note 1 | 0 | 0 | See Note 2
562 | Residential, New, Multi Family, Base 40 gal. Water Heating (EF=0.948), ECM-405, Low Flow Showerhead | See Note 1 | 0 | 0 | See Note 2
563 | Residential, Existing, Mobile Home, Base 40 gal. Water Heating (EF=0.948), ECM-405, Low Flow Showerhead | See Note 1 | 0 | 0 | See Note 2
564 | Residential, New, Mobile Home, Base 40 gal. Water Heating (EF=0.948), ECM-405, Low Flow Showerhead | See Note 1 | 0 | 0 | See Note 2
565 | Residential, Existing, Single Family, Base 40 gal. Water Heating (EF=0.948), ECM-406, Pipe Wrap | See Note 1 | 0 | 0 | See Note 2
566 | Residential, New, Single Family, Base 40 gal. Water Heating (EF=0.948), ECM-406, Pipe Wrap | See Note 1 | 0 | 0 | See Note 2
567 | Residential, Existing, Multi Family, Base 40 gal. Water Heating (EF=0.948), ECM-406, Pipe Wrap | See Note 1 | 0 | 0 | See Note 2
568 | Residential, New, Multi Family, Base 40 gal. Water Heating (EF=0.948), ECM-406, Pipe Wrap | See Note 1 | 0 | 0 | See Note 2
569 | Residential, Existing, Mobile Home, Base 40 gal. Water Heating (EF=0.948), ECM-406, Pipe Wrap | See Note 1 | 0 | 0 | See Note 2
570 | Residential, New, Mobile Home, Base 40 gal. Water Heating (EF=0.948), ECM-406, Pipe Wrap | See Note 1 | 0 | 0 | See Note 2
571 | Residential, Existing, Single Family, Base 40 gal. Water Heating (EF=0.948), ECM-407, Faucet Aerators | See Note 1 | 0 | 0 | See Note 2
572 | Residential, New, Single Family, Base 40 gal. Water Heating (EF=0.948), ECM-407, Faucet Aerators | See Note 1 | 0 | 0 | See Note 2
573 | Residential, Existing, Multi Family, Base 40 gal. Water Heating (EF=0.948), ECM-407, Faucet Aerators | See Note 1 | 0 | 0 | See Note 2
574 | Residential, New, Multi Family, Base 40 gal. Water Heating (EF=0.948), ECM-407, Faucet Aerators | See Note 1 | 0 | 0 | See Note 2
575 | Residential, Existing, Mobile Home, Base 40 gal. Water Heating (EF=0.948), ECM-407, Faucet Aerators | See Note 1 | 0 | 0 | See Note 2
576 | Residential, New, Mobile Home, Base 40 gal. Water Heating (EF=0.948), ECM-407, Faucet Aerators | See Note 1 | 0 | 0 | See Note 2
577 | Residential, Existing, Single Family, Base 40 gal. Water Heating (EF=0.948), ECM-408, Water Heater Blanket | See Note 1 | 0 | 0 | See Note 2
578 | Residential, New, Single Family, Base 40 gal. Water Heating (EF=0.948), ECM-408, Water Heater Blanket | See Note 1 | 0 | 0 | See Note 2
579 | Residential, Existing, Multi Family, Base 40 gal. Water Heating (EF=0.948), ECM-408, Water Heater Blanket | See Note 1 | 0 | 0 | See Note 2
580 | Residential, New, Multi Family, Base 40 gal. Water Heating (EF=0.948), ECM-408, Water Heater Blanket | See Note 1 | 0 | 0 | See Note 2
581 | Residential, Existing, Mobile Home, Base 40 gal. Water Heating (EF=0.948), ECM-408, Water Heater Blanket | See Note 1 | 0 | 0 | See Note 2
582 | Residential, New, Mobile Home, Base 40 gal. Water Heating (EF=0.948), ECM-408, Water Heater Blanket | See Note 1 | 0 | 0 | See Note 2
583 | Residential, Existing, Single Family, Base 40 gal. Water Heating (EF=0.948), ECM-409, Water Heater Temperature Check and Adjustment | See Note 1 | 0 | 0 | See Note 2
584 | Residential, New, Single Family, Base 40 gal. Water Heating (EF=0.948), ECM-409, Water Heater Temperature Check and Adjustment | See Note 1 | 0 | 0 | See Note 2
585 | Residential, Existing, Multi Family, Base 40 gal. Water Heating (EF=0.948), ECM-409, Water Heater Temperature Check and Adjustment | See Note 1 | 0 | 0 | See Note 2
586 | Residential, New, Multi Family, Base 40 gal. Water Heating (EF=0.948), ECM-409, Water Heater Temperature Check and Adjustment | See Note 1 | 0 | 0 | See Note 2
587 | Residential, Existing, Mobile Home, Base 40 gal. Water Heating (EF=0.948), ECM-409, Water Heater Temperature Check and Adjustment | See Note 1 | 0 | 0 | See Note 2
588 | Residential, New, Mobile Home, Base 40 gal. Water Heating (EF=0.948), ECM-409, Water Heater Temperature Check and Adjustment | See Note 1 | 0 | 0 | See Note 2
589 | Residential, Existing, Single Family, Base 40 gal. Water Heating (EF=0.948), ECM-410, Water Heater Timeclock | See Note 1 | 0 | 0 | See Note 2
590 | Residential, New, Single Family, Base 40 gal. Water Heating (EF=0.948), ECM-410, Water Heater Timeclock | See Note 1 | 0 | 0 | See Note 2
591 | Residential, Existing, Multi Family, Base 40 gal. Water Heating (EF=0.948), ECM-410, Water Heater Timeclock | See Note 1 | 0 | 0 | See Note 2
592 | Residential, New, Multi Family, Base 40 gal. Water Heating (EF=0.948), ECM-410, Water Heater Timeclock | See Note 1 | 0 | 0 | See Note 2
593 | Residential, Existing, Mobile Home, Base 40 gal. Water Heating (EF=0.948), ECM-410, Water Heater Timeclock | See Note 1 | 0 | 0 | See Note 2
594 | Residential, New, Mobile Home, Base 40 gal. Water Heating (EF=0.948), ECM-410, Water Heater Timeclock | See Note 1 | 0 | 0 | See Note 2
595 | Residential, Existing, Single Family, Base 40 gal. Water Heating (EF=0.948), ECM-411, Heat Trap | See Note 1 | 0 | 0 | See Note 2
596 | Residential, New, Single Family, Base 40 gal. Water Heating (EF=0.948), ECM-411, Heat Trap | See Note 1 | 0 | 0 | See Note 2
597 | Residential, Existing, Multi Family, Base 40 gal. Water Heating (EF=0.948), ECM-411, Heat Trap | See Note 1 | 0 | 0 | See Note 2
598 | Residential, New, Multi Family, Base 40 gal. Water Heating (EF=0.948), ECM-411, Heat Trap | See Note 1 | 0 | 0 | See Note 2
599 | Residential, Existing, Mobile Home, Base 40 gal. Water Heating (EF=0.948), ECM-411, Heat Trap | See Note 1 | 0 | 0 | See Note 2
600 | Residential, New, Mobile Home, Base 40 gal. Water Heating (EF=0.948), ECM-411, Heat Trap | See Note 1 | 0 | 0 | See Note 2
601 | Residential, Existing, Single Family, Base Clotheswasher, ECM-502, Energy Star CW CEE Tier 2 | See Note 1 | 0 | 0 | See Note 2
602 | Residential, New, Single Family, Base Clotheswasher, ECM-502, Energy Star CW CEE Tier 2 | See Note 1 | 0 | 0 | See Note 2
603 | Residential, Existing, Multi Family, Base Clotheswasher, ECM-502, Energy Star CW CEE Tier 2 | See Note 1 | 0 | 0 | See Note 2
604 | Residential, New, Multi Family, Base Clotheswasher, ECM-502, Energy Star CW CEE Tier 2 | See Note 1 | 0 | 0 | See Note 2
605 | Residential, Existing, Mobile Home, Base Clotheswasher, ECM-502, Energy Star CW CEE Tier 2 | See Note 1 | 0 | 0 | See Note 2
606 | Residential, New, Mobile Home, Base Clotheswasher, ECM-502, Energy Star CW CEE Tier 2 | See Note 1 | 0 | 0 | See Note 2
607 | Residential, Existing, Single Family, Base Clotheswasher, ECM-503, Energy Star CW CEE Tier 2 | See Note 1 | 0 | 0 | See Note 2
608 | Residential, New, Single Family, Base Clotheswasher, ECM-503, Energy Star CW CEE Tier 2 | See Note 1 | 0 | 0 | See Note 2
609 | Residential, Existing, Multi Family, Base Clotheswasher, ECM-503, Energy Star CW CEE Tier 2 | See Note 1 | 0 | 0 | See Note 2
610 | Residential, New, Multi Family, Base Clotheswasher, ECM-503, Energy Star CW CEE Tier 2 | See Note 1 | 0 | 0 | See Note 2
611 | Residential, Existing, Mobile Home, Base Clotheswasher, ECM-503, Energy Star CW CEE Tier 2 | See Note 1 | 0 | 0 | See Note 2
612 | Residential, New, Mobile Home, Base Clotheswasher, ECM-503, Energy Star CW CEE Tier 2 | See Note 1 | 0 | 0 | See Note 2
613 | Residential, Existing, Single Family, Base Dishwasher, ECM-701, Energy Star DW | See Note 1 | 0 | 0 | See Note 2
614 | Residential, New, Single Family, Base Dishwasher, ECM-701, Energy Star DW | See Note 1 | 0 | 0 | See Note 2
615 | Residential, Existing, Multi Family, Base Dishwasher, ECM-701, Energy Star DW | See Note 1 | 0 | 0 | See Note 2
616 | Residential, New, Multi Family, Base Dishwasher, ECM-701, Energy Star DW | See Note 1 | 0 | 0 | See Note 2
617 | Residential, Existing, Mobile Home, Base Dishwasher, ECM-701, Energy Star DW | See Note 1 | 0 | 0 | See Note 2
618 | Residential, New, Mobile Home, Base Dishwasher, ECM-701, Energy Star DW | See Note 1 | 0 | 0 | See Note 2
619 | Residential, Existing, Single Family, Base Pool Pump and Motor (1.5 hp), ECM-801, Two Speed Pool Pump (1.5 hp) | See Note 1 | 0 | 0 | See Note 2
620 | Residential, New, Single Family, Base Pool Pump and Motor (1.5 hp), ECM-801, Two Speed Pool Pump (1.5 hp) | See Note 1 | 0 | 0 | See Note 2
621 | Residential, Existing, Multi Family, Base Pool Pump and Motor (1.5 hp), ECM-801, Two Speed Pool Pump (1.5 hp) | See Note 1 | 0 | 0 | See Note 2
622 | Residential, New, Multi Family, Base Pool Pump and Motor (1.5 hp), ECM-801, Two Speed Pool Pump (1.5 hp) | See Note 1 | 0 | 0 | See Note 2
623 | Residential, Existing, Mobile Home, Base Pool Pump and Motor (1.5 hp), ECM-801, Two Speed Pool Pump (1.5 hp) | See Note 1 | 0 | 0 | See Note 2
624 | Residential, New, Mobile Home, Base Pool Pump and Motor (1.5 hp), ECM-801, Two Speed Pool Pump (1.5 hp) | See Note 1 | 0 | 0 | See Note 2
625 | Residential, Existing, Single Family, Base Pool Pump and Motor (1.5 hp), ECM-802, High Efficiency One Speed Pool Pump (1.5 hp) | See Note 1 | 0 | 0 | See Note 2
626 | Residential, New, Single Family, Base Pool Pump and Motor (1.5 hp), ECM-802, High Efficiency One Speed Pool Pump (1.5 hp) | See Note 1 | 0 | 0 | See Note 2
627 | Residential, Existing, Multi Family, Base Pool Pump and Motor (1.5 hp), ECM-802, High Efficiency One Speed Pool Pump (1.5 hp) | See Note 1 | 0 | 0 | See Note 2
628 | Residential, New, Multi Family, Base Pool Pump and Motor (1.5 hp), ECM-802, High Efficiency One Speed Pool Pump (1.5 hp) | See Note 1 | 0 | 0 | See Note 2
629 | Residential, Existing, Mobile Home, Base Pool Pump and Motor (1.5 hp), ECM-802, High Efficiency One Speed Pool Pump (1.5 hp) | See Note 1 | 0 | 0 | See Note 2
630 | Residential, New, Mobile Home, Base Pool Pump and Motor (1.5 hp), ECM-802, High Efficiency One Speed Pool Pump (1.5 hp) | See Note 1 | 0 | 0 | See Note 2
631 | Residential, Existing, Single Family, Base Pool Pump and Motor (1.5 hp), ECM-803, Variable-Speed Pool Pump (<1 hp) | See Note 1 | 0 | 0 | See Note 2
632 | Residential, New, Single Family, Base Pool Pump and Motor (1.5 hp), ECM-803, Variable-Speed Pool Pump (<1 hp) | See Note 1 | 0 | 0 | See Note 2
633 | Residential, Existing, Multi Family, Base Pool Pump and Motor (1.5 hp), ECM-803, Variable-Speed Pool Pump (<1 hp) | See Note 1 | 0 | 0 | See Note 2
634 | Residential, New, Multi Family, Base Pool Pump and Motor (1.5 hp), ECM-803, Variable-Speed Pool Pump (<1 hp) | See Note 1 | 0 | 0 | See Note 2
635 | Residential, Existing, Mobile Home, Base Pool Pump and Motor (1.5 hp), ECM-803, Variable-Speed Pool Pump (<1 hp) | See Note 1 | 0 | 0 | See Note 2
636 | Residential, New, Mobile Home, Base Pool Pump and Motor (1.5 hp), ECM-803, Variable-Speed Pool Pump (<1 hp) | See Note 1 | 0 | 0 | See Note 2
637 | Residential, Existing, Single Family, Base Pool Pump and Motor (1.5 hp), ECM-804, PV-Powered Pool Pumps | See Note 1 | 0 | 0 | See Note 2
638 | Residential, New, Single Family, Base Pool Pump and Motor (1.5 hp), ECM-804, PV-Powered Pool Pumps | See Note 1 | 0 | 0 | See Note 2
639 | Residential, Existing, Multi Family, Base Pool Pump and Motor (1.5 hp), ECM-804, PV-Powered Pool Pumps | See Note 1 | 0 | 0 | See Note 2
640 | Residential, New, Multi Family, Base Pool Pump and Motor (1.5 hp), ECM-804, PV-Powered Pool Pumps | See Note 1 | 0 | 0 | See Note 2
641 | Residential, Existing, Mobile Home, Base Pool Pump and Motor (1.5 hp), ECM-804, PV-Powered Pool Pumps | See Note 1 | 0 | 0 | See Note 2
642 | Residential, New, Mobile Home, Base Pool Pump and Motor (1.5 hp), ECM-804, PV-Powered Pool Pumps | See Note 1 | 0 | 0 | See Note 2
643 | Residential, Existing, Single Family, Base CRT TV, ECM-901, Energy Star TV | See Note 1 | 0 | 0 | See Note 2
644 | Residential, New, Single Family, Base CRT TV, ECM-901, Energy Star TV | See Note 1 | 0 | 0 | See Note 2
645 | Residential, Existing, Multi Family, Base CRT TV, ECM-901, Energy Star TV | See Note 1 | 0 | 0 | See Note 2
646 | Residential, New, Multi Family, Base CRT TV, ECM-901, Energy Star TV | See Note 1 | 0 | 0 | See Note 2
647 | Residential, Existing, Mobile Home, Base CRT TV, ECM-901, Energy Star TV | See Note 1 | 0 | 0 | See Note 2
648 | Residential, New, Mobile Home, Base CRT TV, ECM-901, Energy Star TV | See Note 1 | 0 | 0 | See Note 2
649 | Residential, Existing, Single Family, Base Large-screen TV, ECM-911, Energy Star TV | See Note 1 | 0 | 0 | See Note 2
650 | Residential, New, Single Family, Base Large-screen TV, ECM-911, Energy Star TV | See Note 1 | 0 | 0 | See Note 2
651 | Residential, Existing, Multi Family, Base Large-screen TV, ECM-911, Energy Star TV | See Note 1 | 0 | 0 | See Note 2
652 | Residential, New, Multi Family, Base Large-screen TV, ECM-911, Energy Star TV | See Note 1 | 0 | 0 | See Note 2
653 | Residential, Existing, Mobile Home, Base Large-screen TV, ECM-911, Energy Star TV | See Note 1 | 0 | 0 | See Note 2
654 | Residential, New, Mobile Home, Base Large-screen TV, ECM-911, Energy Star TV | See Note 1 | 0 | 0 | See Note 2
655 | Residential, Existing, Single Family, Base Set-Top Box, ECM-921, Energy Star Set-Top Box | See Note 1 | 0 | 0 | See Note 2
656 | Residential, New, Single Family, Base Set-Top Box, ECM-921, Energy Star Set-Top Box | See Note 1 | 0 | 0 | See Note 2
657 | Residential, Existing, Multi Family, Base Set-Top Box, ECM-921, Energy Star Set-Top Box | See Note 1 | 0 | 0 | See Note 2
658 | Residential, New, Multi Family, Base Set-Top Box, ECM-921, Energy Star Set-Top Box | See Note 1 | 0 | 0 | See Note 2
659 | Residential, Existing, Mobile Home, Base Set-Top Box, ECM-921, Energy Star Set-Top Box | See Note 1 | 0 | 0 | See Note 2
660 | Residential, New, Mobile Home, Base Set-Top Box, ECM-921, Energy Star Set-Top Box | See Note 1 | 0 | 0 | See Note 2
661 | Residential, Existing, Single Family, Base DVD Player, ECM-931, Energy Star DVD Player | See Note 1 | 0 | 0 | See Note 2
662 | Residential, New, Single Family, Base DVD Player, ECM-931, Energy Star DVD Player | See Note 1 | 0 | 0 | See Note 2
663 | Residential, Existing, Multi Family, Base DVD Player, ECM-931, Energy Star DVD Player | See Note 1 | 0 | 0 | See Note 2
664 | Residential, New, Multi Family, Base DVD Player, ECM-931, Energy Star DVD Player | See Note 1 | 0 | 0 | See Note 2
665 | Residential, Existing, Mobile Home, Base DVD Player, ECM-931, Energy Star DVD Player | See Note 1 | 0 | 0 | See Note 2
666 | Residential, New, Mobile Home, Base DVD Player, ECM-931, Energy Star DVD Player | See Note 1 | 0 | 0 | See Note 2
667 | Residential, Existing, Single Family, Base VCR, ECM-941, Energy Star VCR | See Note 1 | 0 | 0 | See Note 2
668 | Residential, New, Single Family, Base VCR, ECM-941, Energy Star VCR | See Note 1 | 0 | 0 | See Note 2
669 | Residential, Existing, Multi Family, Base VCR, ECM-941, Energy Star VCR | See Note 1 | 0 | 0 | See Note 2
670 | Residential, New, Multi Family, Base VCR, ECM-941, Energy Star VCR | See Note 1 | 0 | 0 | See Note 2
671 | Residential, Existing, Mobile Home, Base VCR, ECM-941, Energy Star VCR | See Note 1 | 0 | 0 | See Note 2
672 | Residential, New, Mobile Home, Base VCR, ECM-941, Energy Star VCR | See Note 1 | 0 | 0 | See Note 2
673 | Residential, Existing, Single Family, Base Desktop PC, ECM-951, Energy Star Desktop PC | See Note 1 | 0 | 0 | See Note 2
674 | Residential, New, Single Family, Base Desktop PC, ECM-951, Energy Star Desktop PC | See Note 1 | 0 | 0 | See Note 2
675 | Residential, Existing, Multi Family, Base Desktop PC, ECM-951, Energy Star Desktop PC | See Note 1 | 0 | 0 | See Note 2
676 | Residential, New, Multi Family, Base Desktop PC, ECM-951, Energy Star Desktop PC | See Note 1 | 0 | 0 | See Note 2
677 | Residential, Existing, Mobile Home, Base Desktop PC, ECM-951, Energy Star Desktop PC | See Note 1 | 0 | 0 | See Note 2
678 | Residential, New, Mobile Home, Base Desktop PC, ECM-951, Energy Star Desktop PC | See Note 1 | 0 | 0 | See Note 2
679 | Residential, Existing, Single Family, Base Desktop PC, ECM-952, Smart Plug | See Note 1 | 0 | 0 | See Note 2
680 | Residential, New, Single Family, Base Desktop PC, ECM-952, Smart Plug | See Note 1 | 0 | 0 | See Note 2
681 | Residential, Existing, Multi Family, Base Desktop PC, ECM-952, Smart Plug | See Note 1 | 0 | 0 | See Note 2
682 | Residential, New, Multi Family, Base Desktop PC, ECM-952, Smart Plug | See Note 1 | 0 | 0 | See Note 2
683 | Residential, Existing, Mobile Home, Base Desktop PC, ECM-952, Smart Plug | See Note 1 | 0 | 0 | See Note 2
684 | Residential, New, Mobile Home, Base Desktop PC, ECM-952, Smart Plug | See Note 1 | 0 | 0 | See Note 2
685 | Residential, Existing, Single Family, Base Laptop PC, ECM-961, Energy Star Laptop PC | See Note 1 | 0 | 0 | See Note 2
686 | Residential, New, Single Family, Base Laptop PC, ECM-961, Energy Star Laptop PC | See Note 1 | 0 | 0 | See Note 2
687 | Residential, Existing, Multi Family, Base Laptop PC, ECM-961, Energy Star Laptop PC | See Note 1 | 0 | 0 | See Note 2
688 | Residential, New, Multi Family, Base Laptop PC, ECM-961, Energy Star Laptop PC | See Note 1 | 0 | 0 | See Note 2
689 | Residential, Existing, Mobile Home, Base Laptop PC, ECM-961, Energy Star Laptop PC | See Note 1 | 0 | 0 | See Note 2
690 | Residential, New, Mobile Home, Base Laptop PC, ECM-961, Energy Star Laptop PC | See Note 1 | 0 | 0 | See Note 2
Commercial
691 | Commercial, New, Office, Base New Lighting, ECM-101, Lighting 15% More Efficient Design | See Note 1 | 0 | 0 | See Note 2
692 | Commercial, New, Restaurant, Base New Lighting, ECM-101, Lighting 15% More Efficient Design | See Note 1 | 0 | 0 | See Note 2
693 | Commercial, New, Retail, Base New Lighting, ECM-101, Lighting 15% More Efficient Design | See Note 1 | 0 | 0 | See Note 2
694 | Commercial, New, FoodStore, Base New Lighting, ECM-101, Lighting 15% More Efficient Design | See Note 1 | 0 | 0 | See Note 2
695 | Commercial, New, School, Base New Lighting, ECM-101, Lighting 15% More Efficient Design | See Note 1 | 0 | 0 | See Note 2
696 | Commercial, New, College, Base New Lighting, ECM-101, Lighting 15% More Efficient Design | See Note 1 | 0 | 0 | See Note 2
697 | Commercial, New, Hospital, Base New Lighting, ECM-101, Lighting 15% More Efficient Design | See Note 1 | 0 | 0 | See Note 2
698 | Commercial, New, Other Health, Base New Lighting, ECM-101, Lighting 15% More Efficient Design | See Note 1 | 0 | 0 | See Note 2
699 | Commercial, New, Warehouse, Base New Lighting, ECM-101, Lighting 15% More Efficient Design | See Note 1 | 0 | 0 | See Note 2
700 | Commercial, New, Hotel, Base New Lighting, ECM-101, Lighting 15% More Efficient Design | See Note 1 | 0 | 0 | See Note 2
701 | Commercial, New, Other, Base New Lighting, ECM-101, Lighting 15% More Efficient Design | See Note 1 | 0 | 0 | See Note 2
702 | Commercial, New, Office, Base New Lighting, ECM-102, Lighting 25% More Efficient Design | See Note 1 | 0 | 0 | See Note 2
703 | Commercial, New, Restaurant, Base New Lighting, ECM-102, Lighting 25% More Efficient Design | See Note 1 | 0 | 0 | See Note 2
704 | Commercial, New, Retail, Base New Lighting, ECM-102, Lighting 25% More Efficient Design | See Note 1 | 0 | 0 | See Note 2
705 | Commercial, New, FoodStore, Base New Lighting, ECM-102, Lighting 25% More Efficient Design | See Note 1 | 0 | 0 | See Note 2
706 | Commercial, New, School, Base New Lighting, ECM-102, Lighting 25% More Efficient Design | See Note 1 | 0 | 0 | See Note 2
707 | Commercial, New, College, Base New Lighting, ECM-102, Lighting 25% More Efficient Design | See Note 1 | 0 | 0 | See Note 2
708 | Commercial, New, Hospital, Base New Lighting, ECM-102, Lighting 25% More Efficient Design | See Note 1 | 0 | 0 | See Note 2
709 | Commercial, New, Other Health, Base New Lighting, ECM-102, Lighting 25% More Efficient Design | See Note 1 | 0 | 0 | See Note 2
710 | Commercial, New, Warehouse, Base New Lighting, ECM-102, Lighting 25% More Efficient Design | See Note 1 | 0 | 0 | See Note 2
711 | Commercial, New, Hotel, Base New Lighting, ECM-102, Lighting 25% More Efficient Design | See Note 1 | 0 | 0 | See Note 2
712 | Commercial, New, Other, Base New Lighting, ECM-102, Lighting 25% More Efficient Design | See Note 1 | 0 | 0 | See Note 2
713 | Commercial, Existing, Office, Base Fluorescent Fixture, 32W, EB, ECM-111, Premium T8, Elecctronic Ballast | See Note 1 | 0 | 0 | See Note 2
714 | Commercial, Existing, Restaurant, Base Fluorescent Fixture, 32W, EB, ECM-111, Premium T8, Elecctronic Ballast | See Note 1 | 0 | 0 | See Note 2
715 | Commercial, Existing, Retail, Base Fluorescent Fixture, 32W, EB, ECM-111, Premium T8, Elecctronic Ballast | See Note 1 | 0 | 0 | See Note 2
716 | Commercial, Existing, FoodStore, Base Fluorescent Fixture, 32W, EB, ECM-111, Premium T8, Elecctronic Ballast | See Note 1 | 0 | 0 | See Note 2
717 | Commercial, Existing, School, Base Fluorescent Fixture, 32W, EB, ECM-111, Premium T8, Elecctronic Ballast | See Note 1 | 0 | 0 | See Note 2
718 | Commercial, Existing, College, Base Fluorescent Fixture, 32W, EB, ECM-111, Premium T8, Elecctronic Ballast | See Note 1 | 0 | 0 | See Note 2
719 | Commercial, Existing, Hospital, Base Fluorescent Fixture, 32W, EB, ECM-111, Premium T8, Elecctronic Ballast | See Note 1 | 0 | 0 | See Note 2
720 | Commercial, Existing, Other Health, Base Fluorescent Fixture, 32W, EB, ECM-111, Premium T8, Elecctronic Ballast | See Note 1 | 0 | 0 | See Note 2
721 | Commercial, Existing, Warehouse, Base Fluorescent Fixture, 32W, EB, ECM-111, Premium T8, Elecctronic Ballast | See Note 1 | 0 | 0 | See Note 2
722 | Commercial, Existing, Hotel, Base Fluorescent Fixture, 32W, EB, ECM-111, Premium T8, Elecctronic Ballast | See Note 1 | 0 | 0 | See Note 2
723 | Commercial, Existing, Other, Base Fluorescent Fixture, 32W, EB, ECM-111, Premium T8, Elecctronic Ballast | See Note 1 | 0 | 0 | See Note 2
724 | Commercial, Existing, Office, Base Fluorescent Fixture, 32W, EB, ECM-112, Premium T8, EB, Reflector | See Note 1 | 0 | 0 | See Note 2
725 | Commercial, Existing, Restaurant, Base Fluorescent Fixture, 32W, EB, ECM-112, Premium T8, EB, Reflector | See Note 1 | 0 | 0 | See Note 2
726 | Commercial, Existing, Retail, Base Fluorescent Fixture, 32W, EB, ECM-112, Premium T8, EB, Reflector | See Note 1 | 0 | 0 | See Note 2
727 | Commercial, Existing, FoodStore, Base Fluorescent Fixture, 32W, EB, ECM-112, Premium T8, EB, Reflector | See Note 1 | 0 | 0 | See Note 2
728 | Commercial, Existing, School, Base Fluorescent Fixture, 32W, EB, ECM-112, Premium T8, EB, Reflector | See Note 1 | 0 | 0 | See Note 2
729 | Commercial, Existing, College, Base Fluorescent Fixture, 32W, EB, ECM-112, Premium T8, EB, Reflector | See Note 1 | 0 | 0 | See Note 2
730 | Commercial, Existing, Hospital, Base Fluorescent Fixture, 32W, EB, ECM-112, Premium T8, EB, Reflector | See Note 1 | 0 | 0 | See Note 2
731 | Commercial, Existing, Other Health, Base Fluorescent Fixture, 32W, EB, ECM-112, Premium T8, EB, Reflector | See Note 1 | 0 | 0 | See Note 2
732 | Commercial, Existing, Warehouse, Base Fluorescent Fixture, 32W, EB, ECM-112, Premium T8, EB, Reflector | See Note 1 | 0 | 0 | See Note 2
733 | Commercial, Existing, Hotel, Base Fluorescent Fixture, 32W, EB, ECM-112, Premium T8, EB, Reflector | See Note 1 | 0 | 0 | See Note 2
734 | Commercial, Existing, Other, Base Fluorescent Fixture, 32W, EB, ECM-112, Premium T8, EB, Reflector | See Note 1 | 0 | 0 | See Note 2
735 | Commercial, Existing, Office, Base Fluorescent Fixture, 32W, EB, ECM-113, Occupancy Sensor | See Note 1 | 0 | 0 | See Note 2
736 | Commercial, Existing, Restaurant, Base Fluorescent Fixture, 32W, EB, ECM-113, Occupancy Sensor | See Note 1 | 0 | 0 | See Note 2
737 | Commercial, Existing, Retail, Base Fluorescent Fixture, 32W, EB, ECM-113, Occupancy Sensor | See Note 1 | 0 | 0 | See Note 2
738 | Commercial, Existing, FoodStore, Base Fluorescent Fixture, 32W, EB, ECM-113, Occupancy Sensor | See Note 1 | 0 | 0 | See Note 2
739 | Commercial, Existing, School, Base Fluorescent Fixture, 32W, EB, ECM-113, Occupancy Sensor | See Note 1 | 0 | 0 | See Note 2
740 | Commercial, Existing, College, Base Fluorescent Fixture, 32W, EB, ECM-113, Occupancy Sensor | See Note 1 | 0 | 0 | See Note 2
741 | Commercial, Existing, Hospital, Base Fluorescent Fixture, 32W, EB, ECM-113, Occupancy Sensor | See Note 1 | 0 | 0 | See Note 2
742 | Commercial, Existing, Other Health, Base Fluorescent Fixture, 32W, EB, ECM-113, Occupancy Sensor | See Note 1 | 0 | 0 | See Note 2
743 | Commercial, Existing, Warehouse, Base Fluorescent Fixture, 32W, EB, ECM-113, Occupancy Sensor | See Note 1 | 0 | 0 | See Note 2
744 | Commercial, Existing, Hotel, Base Fluorescent Fixture, 32W, EB, ECM-113, Occupancy Sensor | See Note 1 | 0 | 0 | See Note 2
745 | Commercial, Existing, Other, Base Fluorescent Fixture, 32W, EB, ECM-113, Occupancy Sensor | See Note 1 | 0 | 0 | See Note 2
746 | Commercial, Existing, Office, Base Fluorescent Fixture, 32W, EB, ECM-114, Continuous Dimming | See Note 1 | 0 | 0 | See Note 2
747 | Commercial, Existing, Restaurant, Base Fluorescent Fixture, 32W, EB, ECM-114, Continuous Dimming | See Note 1 | 0 | 0 | See Note 2
748 | Commercial, Existing, Retail, Base Fluorescent Fixture, 32W, EB, ECM-114, Continuous Dimming | See Note 1 | 0 | 0 | See Note 2
749 | Commercial, Existing, FoodStore, Base Fluorescent Fixture, 32W, EB, ECM-114, Continuous Dimming | See Note 1 | 0 | 0 | See Note 2
750 | Commercial, Existing, School, Base Fluorescent Fixture, 32W, EB, ECM-114, Continuous Dimming | See Note 1 | 0 | 0 | See Note 2
751 | Commercial, Existing, College, Base Fluorescent Fixture, 32W, EB, ECM-114, Continuous Dimming | See Note 1 | 0 | 0 | See Note 2
752 | Commercial, Existing, Hospital, Base Fluorescent Fixture, 32W, EB, ECM-114, Continuous Dimming | See Note 1 | 0 | 0 | See Note 2
753 | Commercial, Existing, Other Health, Base Fluorescent Fixture, 32W, EB, ECM-114, Continuous Dimming | See Note 1 | 0 | 0 | See Note 2
754 | Commercial, Existing, Warehouse, Base Fluorescent Fixture, 32W, EB, ECM-114, Continuous Dimming | See Note 1 | 0 | 0 | See Note 2
755 | Commercial, Existing, Hotel, Base Fluorescent Fixture, 32W, EB, ECM-114, Continuous Dimming | See Note 1 | 0 | 0 | See Note 2
756 | Commercial, Existing, Other, Base Fluorescent Fixture, 32W, EB, ECM-114, Continuous Dimming | See Note 1 | 0 | 0 | See Note 2
757 | Commercial, Existing, Office, Base Fluorescent Fixture, 32W, EB, ECM-115, Lighting Control Tuneup | See Note 1 | 0 | 0 | See Note 2
758 | Commercial, Existing, Restaurant, Base Fluorescent Fixture, 32W, EB, ECM-115, Lighting Control Tuneup | See Note 1 | 0 | 0 | See Note 2
759 | Commercial, Existing, Retail, Base Fluorescent Fixture, 32W, EB, ECM-115, Lighting Control Tuneup | See Note 1 | 0 | 0 | See Note 2
760 | Commercial, Existing, FoodStore, Base Fluorescent Fixture, 32W, EB, ECM-115, Lighting Control Tuneup | See Note 1 | 0 | 0 | See Note 2
761 | Commercial, Existing, School, Base Fluorescent Fixture, 32W, EB, ECM-115, Lighting Control Tuneup | See Note 1 | 0 | 0 | See Note 2
762 | Commercial, Existing, College, Base Fluorescent Fixture, 32W, EB, ECM-115, Lighting Control Tuneup | See Note 1 | 0 | 0 | See Note 2
763 | Commercial, Existing, Hospital, Base Fluorescent Fixture, 32W, EB, ECM-115, Lighting Control Tuneup | See Note 1 | 0 | 0 | See Note 2
764 | Commercial, Existing, Other Health, Base Fluorescent Fixture, 32W, EB, ECM-115, Lighting Control Tuneup | See Note 1 | 0 | 0 | See Note 2
765 | Commercial, Existing, Warehouse, Base Fluorescent Fixture, 32W, EB, ECM-115, Lighting Control Tuneup | See Note 1 | 0 | 0 | See Note 2
766 | Commercial, Existing, Hotel, Base Fluorescent Fixture, 32W, EB, ECM-115, Lighting Control Tuneup | See Note 1 | 0 | 0 | See Note 2
767 | Commercial, Existing, Other, Base Fluorescent Fixture, 32W, EB, ECM-115, Lighting Control Tuneup | See Note 1 | 0 | 0 | See Note 2
768 | Commercial, Existing, Office, Base T8, EB, ECM-121, ROB Premium T8, 1EB | See Note 1 | 0 | 0 | See Note 2
769 | Commercial, Existing, Restaurant, Base T8, EB, ECM-121, ROB Premium T8, 1EB | See Note 1 | 0 | 0 | See Note 2
770 | Commercial, Existing, Retail, Base T8, EB, ECM-121, ROB Premium T8, 1EB | See Note 1 | 0 | 0 | See Note 2
771 | Commercial, Existing, FoodStore, Base T8, EB, ECM-121, ROB Premium T8, 1EB | See Note 1 | 0 | 0 | See Note 2
772 | Commercial, Existing, School, Base T8, EB, ECM-121, ROB Premium T8, 1EB | See Note 1 | 0 | 0 | See Note 2
773 | Commercial, Existing, College, Base T8, EB, ECM-121, ROB Premium T8, 1EB | See Note 1 | 0 | 0 | See Note 2
774 | Commercial, Existing, Hospital, Base T8, EB, ECM-121, ROB Premium T8, 1EB | See Note 1 | 0 | 0 | See Note 2
775 | Commercial, Existing, Other Health, Base T8, EB, ECM-121, ROB Premium T8, 1EB | See Note 1 | 0 | 0 | See Note 2
776 | Commercial, Existing, Warehouse, Base T8, EB, ECM-121, ROB Premium T8, 1EB | See Note 1 | 0 | 0 | See Note 2
777 | Commercial, Existing, Hotel, Base T8, EB, ECM-121, ROB Premium T8, 1EB | See Note 1 | 0 | 0 | See Note 2
778 | Commercial, Existing, Other, Base T8, EB, ECM-121, ROB Premium T8, 1EB | See Note 1 | 0 | 0 | See Note 2
779 | Commercial, Existing, Office, Base T8, EB, ECM-122, ROB Premium T8, EB, Reflector | See Note 1 | 0 | 0 | See Note 2
780 | Commercial, Existing, Restaurant, Base T8, EB, ECM-122, ROB Premium T8, EB, Reflector | See Note 1 | 0 | 0 | See Note 2
781 | Commercial, Existing, Retail, Base T8, EB, ECM-122, ROB Premium T8, EB, Reflector | See Note 1 | 0 | 0 | See Note 2
782 | Commercial, Existing, FoodStore, Base T8, EB, ECM-122, ROB Premium T8, EB, Reflector | See Note 1 | 0 | 0 | See Note 2
783 | Commercial, Existing, School, Base T8, EB, ECM-122, ROB Premium T8, EB, Reflector | See Note 1 | 0 | 0 | See Note 2
784 | Commercial, Existing, College, Base T8, EB, ECM-122, ROB Premium T8, EB, Reflector | See Note 1 | 0 | 0 | See Note 2
785 | Commercial, Existing, Hospital, Base T8, EB, ECM-122, ROB Premium T8, EB, Reflector | See Note 1 | 0 | 0 | See Note 2
786 | Commercial, Existing, Other Health, Base T8, EB, ECM-122, ROB Premium T8, EB, Reflector | See Note 1 | 0 | 0 | See Note 2
787 | Commercial, Existing, Warehouse, Base T8, EB, ECM-122, ROB Premium T8, EB, Reflector | See Note 1 | 0 | 0 | See Note 2
788 | Commercial, Existing, Hotel, Base T8, EB, ECM-122, ROB Premium T8, EB, Reflector | See Note 1 | 0 | 0 | See Note 2
789 | Commercial, Existing, Other, Base T8, EB, ECM-122, ROB Premium T8, EB, Reflector | See Note 1 | 0 | 0 | See Note 2
790 | Commercial, Existing, Office, Base T8, EB, ECM-123, Occupancy Sensor | See Note 1 | 0 | 0 | See Note 2
791 | Commercial, Existing, Restaurant, Base T8, EB, ECM-123, Occupancy Sensor | See Note 1 | 0 | 0 | See Note 2
792 | Commercial, Existing, Retail, Base T8, EB, ECM-123, Occupancy Sensor | See Note 1 | 0 | 0 | See Note 2
793 | Commercial, Existing, FoodStore, Base T8, EB, ECM-123, Occupancy Sensor | See Note 1 | 0 | 0 | See Note 2
794 | Commercial, Existing, School, Base T8, EB, ECM-123, Occupancy Sensor | See Note 1 | 0 | 0 | See Note 2
795 | Commercial, Existing, College, Base T8, EB, ECM-123, Occupancy Sensor | See Note 1 | 0 | 0 | See Note 2
796 | Commercial, Existing, Hospital, Base T8, EB, ECM-123, Occupancy Sensor | See Note 1 | 0 | 0 | See Note 2
797 | Commercial, Existing, Other Health, Base T8, EB, ECM-123, Occupancy Sensor | See Note 1 | 0 | 0 | See Note 2
798 | Commercial, Existing, Warehouse, Base T8, EB, ECM-123, Occupancy Sensor | See Note 1 | 0 | 0 | See Note 2
799 | Commercial, Existing, Hotel, Base T8, EB, ECM-123, Occupancy Sensor | See Note 1 | 0 | 0 | See Note 2
800 | Commercial, Existing, Other, Base T8, EB, ECM-123, Occupancy Sensor | See Note 1 | 0 | 0 | See Note 2
801 | Commercial, Existing, Office, Base T8, EB, ECM-124, Lighting Control Tuneup | See Note 1 | 0 | 0 | See Note 2
802 | Commercial, Existing, Restaurant, Base T8, EB, ECM-124, Lighting Control Tuneup | See Note 1 | 0 | 0 | See Note 2
803 | Commercial, Existing, Retail, Base T8, EB, ECM-124, Lighting Control Tuneup | See Note 1 | 0 | 0 | See Note 2
804 | Commercial, Existing, FoodStore, Base T8, EB, ECM-124, Lighting Control Tuneup | See Note 1 | 0 | 0 | See Note 2
805 | Commercial, Existing, School, Base T8, EB, ECM-124, Lighting Control Tuneup | See Note 1 | 0 | 0 | See Note 2
806 | Commercial, Existing, College, Base T8, EB, ECM-124, Lighting Control Tuneup | See Note 1 | 0 | 0 | See Note 2
807 | Commercial, Existing, Hospital, Base T8, EB, ECM-124, Lighting Control Tuneup | See Note 1 | 0 | 0 | See Note 2
808 | Commercial, Existing, Other Health, Base T8, EB, ECM-124, Lighting Control Tuneup | See Note 1 | 0 | 0 | See Note 2
809 | Commercial, Existing, Warehouse, Base T8, EB, ECM-124, Lighting Control Tuneup | See Note 1 | 0 | 0 | See Note 2
810 | Commercial, Existing, Hotel, Base T8, EB, ECM-124, Lighting Control Tuneup | See Note 1 | 0 | 0 | See Note 2
811 | Commercial, Existing, Other, Base T8, EB, ECM-124, Lighting Control Tuneup | See Note 1 | 0 | 0 | See Note 2
812 | Commercial, Existing, Office, Base Incandescent Flood, 53W to Screw-in CFL, ECM-131, CFL Screw-in 18W | See Note 1 | 0 | 0 | See Note 2
813 | Commercial, Existing, Restaurant, Base Incandescent Flood, 53W to Screw-in CFL, ECM-131, CFL Screw-in 18W | See Note 1 | 0 | 0 | See Note 2
814 | Commercial, Existing, Retail, Base Incandescent Flood, 53W to Screw-in CFL, ECM-131, CFL Screw-in 18W | See Note 1 | 0 | 0 | See Note 2
815 | Commercial, Existing, FoodStore, Base Incandescent Flood, 53W to Screw-in CFL, ECM-131, CFL Screw-in 18W | See Note 1 | 0 | 0 | See Note 2
816 | Commercial, Existing, School, Base Incandescent Flood, 53W to Screw-in CFL, ECM-131, CFL Screw-in 18W | See Note 1 | 0 | 0 | See Note 2
817 | Commercial, Existing, College, Base Incandescent Flood, 53W to Screw-in CFL, ECM-131, CFL Screw-in 18W | See Note 1 | 0 | 0 | See Note 2
818 | Commercial, Existing, Hospital, Base Incandescent Flood, 53W to Screw-in CFL, ECM-131, CFL Screw-in 18W | See Note 1 | 0 | 0 | See Note 2
819 | Commercial, Existing, Other Health, Base Incandescent Flood, 53W to Screw-in CFL, ECM-131, CFL Screw-in 18W | See Note 1 | 0 | 0 | See Note 2
820 | Commercial, Existing, Warehouse, Base Incandescent Flood, 53W to Screw-in CFL, ECM-131, CFL Screw-in 18W | See Note 1 | 0 | 0 | See Note 2
821 | Commercial, Existing, Hotel, Base Incandescent Flood, 53W to Screw-in CFL, ECM-131, CFL Screw-in 18W | See Note 1 | 0 | 0 | See Note 2
822 | Commercial, Existing, Other, Base Incandescent Flood, 53W to Screw-in CFL, ECM-131, CFL Screw-in 18W | See Note 1 | 0 | 0 | See Note 2
823 | Commercial, Existing, Office, Base Incandescent Flood, 53W to Screw-in CFL, ECM-132, LED Flood, 14W | See Note 1 | 0 | 0 | See Note 2
824 | Commercial, Existing, Restaurant, Base Incandescent Flood, 53W to Screw-in CFL, ECM-132, LED Flood, 14W | See Note 1 | 0 | 0 | See Note 2
825 | Commercial, Existing, Retail, Base Incandescent Flood, 53W to Screw-in CFL, ECM-132, LED Flood, 14W | See Note 1 | 0 | 0 | See Note 2
826 | Commercial, Existing, FoodStore, Base Incandescent Flood, 53W to Screw-in CFL, ECM-132, LED Flood, 14W | See Note 1 | 0 | 0 | See Note 2
827 | Commercial, Existing, School, Base Incandescent Flood, 53W to Screw-in CFL, ECM-132, LED Flood, 14W | See Note 1 | 0 | 0 | See Note 2
828 | Commercial, Existing, College, Base Incandescent Flood, 53W to Screw-in CFL, ECM-132, LED Flood, 14W | See Note 1 | 0 | 0 | See Note 2
829 | Commercial, Existing, Hospital, Base Incandescent Flood, 53W to Screw-in CFL, ECM-132, LED Flood, 14W | See Note 1 | 0 | 0 | See Note 2
830 | Commercial, Existing, Other Health, Base Incandescent Flood, 53W to Screw-in CFL, ECM-132, LED Flood, 14W | See Note 1 | 0 | 0 | See Note 2
831 | Commercial, Existing, Warehouse, Base Incandescent Flood, 53W to Screw-in CFL, ECM-132, LED Flood, 14W | See Note 1 | 0 | 0 | See Note 2
832 | Commercial, Existing, Hotel, Base Incandescent Flood, 53W to Screw-in CFL, ECM-132, LED Flood, 14W | See Note 1 | 0 | 0 | See Note 2
833 | Commercial, Existing, Other, Base Incandescent Flood, 53W to Screw-in CFL, ECM-132, LED Flood, 14W | See Note 1 | 0 | 0 | See Note 2
834 | Commercial, Existing, Office, Base Incandescent Flood, 53W to Hardwired CFL , ECM-141, CFL Hardwired, Modular 18W | See Note 1 | 0 | 0 | See Note 2
835 | Commercial, Existing, Restaurant, Base Incandescent Flood, 53W to Hardwired CFL , ECM-141, CFL Hardwired, Modular 18W | See Note 1 | 0 | 0 | See Note 2
836 | Commercial, Existing, Retail, Base Incandescent Flood, 53W to Hardwired CFL , ECM-141, CFL Hardwired, Modular 18W | See Note 1 | 0 | 0 | See Note 2
837 | Commercial, Existing, FoodStore, Base Incandescent Flood, 53W to Hardwired CFL , ECM-141, CFL Hardwired, Modular 18W | See Note 1 | 0 | 0 | See Note 2
838 | Commercial, Existing, School, Base Incandescent Flood, 53W to Hardwired CFL , ECM-141, CFL Hardwired, Modular 18W | See Note 1 | 0 | 0 | See Note 2
839 | Commercial, Existing, College, Base Incandescent Flood, 53W to Hardwired CFL , ECM-141, CFL Hardwired, Modular 18W | See Note 1 | 0 | 0 | See Note 2
840 | Commercial, Existing, Hospital, Base Incandescent Flood, 53W to Hardwired CFL , ECM-141, CFL Hardwired, Modular 18W | See Note 1 | 0 | 0 | See Note 2
841 | Commercial, Existing, Other Health, Base Incandescent Flood, 53W to Hardwired CFL , ECM-141, CFL Hardwired, Modular 18W | See Note 1 | 0 | 0 | See Note 2
842 | Commercial, Existing, Warehouse, Base Incandescent Flood, 53W to Hardwired CFL , ECM-141, CFL Hardwired, Modular 18W | See Note 1 | 0 | 0 | See Note 2
843 | Commercial, Existing, Hotel, Base Incandescent Flood, 53W to Hardwired CFL , ECM-141, CFL Hardwired, Modular 18W | See Note 1 | 0 | 0 | See Note 2
844 | Commercial, Existing, Other, Base Incandescent Flood, 53W to Hardwired CFL , ECM-141, CFL Hardwired, Modular 18W | See Note 1 | 0 | 0 | See Note 2
845 | Commercial, Existing, Office, Base CFL, ECM-146, LED A-lamp, 12W | See Note 1 | 0 | 0 | See Note 2
846 | Commercial, Existing, Restaurant, Base CFL, ECM-146, LED A-lamp, 12W | See Note 1 | 0 | 0 | See Note 2
847 | Commercial, Existing, Retail, Base CFL, ECM-146, LED A-lamp, 12W | See Note 1 | 0 | 0 | See Note 2
848 | Commercial, Existing, FoodStore, Base CFL, ECM-146, LED A-lamp, 12W | See Note 1 | 0 | 0 | See Note 2
849 | Commercial, Existing, School, Base CFL, ECM-146, LED A-lamp, 12W | See Note 1 | 0 | 0 | See Note 2
850 | Commercial, Existing, College, Base CFL, ECM-146, LED A-lamp, 12W | See Note 1 | 0 | 0 | See Note 2
851 | Commercial, Existing, Hospital, Base CFL, ECM-146, LED A-lamp, 12W | See Note 1 | 0 | 0 | See Note 2
852 | Commercial, Existing, Other Health, Base CFL, ECM-146, LED A-lamp, 12W | See Note 1 | 0 | 0 | See Note 2
853 | Commercial, Existing, Warehouse, Base CFL, ECM-146, LED A-lamp, 12W | See Note 1 | 0 | 0 | See Note 2
854 | Commercial, Existing, Hotel, Base CFL, ECM-146, LED A-lamp, 12W | See Note 1 | 0 | 0 | See Note 2
855 | Commercial, Existing, Other, Base CFL, ECM-146, LED A-lamp, 12W | See Note 1 | 0 | 0 | See Note 2
856 | Commercial, Existing, Office, Base High Bay Mercury Vapor, 400W, ECM-151, PSMH, 250W, magnetic ballast | See Note 1 | 0 | 0 | See Note 2
857 | Commercial, Existing, Restaurant, Base High Bay Mercury Vapor, 400W, ECM-151, PSMH, 250W, magnetic ballast | See Note 1 | 0 | 0 | See Note 2
858 | Commercial, Existing, Retail, Base High Bay Mercury Vapor, 400W, ECM-151, PSMH, 250W, magnetic ballast | See Note 1 | 0 | 0 | See Note 2
859 | Commercial, Existing, FoodStore, Base High Bay Mercury Vapor, 400W, ECM-151, PSMH, 250W, magnetic ballast | See Note 1 | 0 | 0 | See Note 2
860 | Commercial, Existing, School, Base High Bay Mercury Vapor, 400W, ECM-151, PSMH, 250W, magnetic ballast | See Note 1 | 0 | 0 | See Note 2
861 | Commercial, Existing, College, Base High Bay Mercury Vapor, 400W, ECM-151, PSMH, 250W, magnetic ballast | See Note 1 | 0 | 0 | See Note 2
862 | Commercial, Existing, Hospital, Base High Bay Mercury Vapor, 400W, ECM-151, PSMH, 250W, magnetic ballast | See Note 1 | 0 | 0 | See Note 2
863 | Commercial, Existing, Other Health, Base High Bay Mercury Vapor, 400W, ECM-151, PSMH, 250W, magnetic ballast | See Note 1 | 0 | 0 | See Note 2
864 | Commercial, Existing, Warehouse, Base High Bay Mercury Vapor, 400W, ECM-151, PSMH, 250W, magnetic ballast | See Note 1 | 0 | 0 | See Note 2
865 | Commercial, Existing, Hotel, Base High Bay Mercury Vapor, 400W, ECM-151, PSMH, 250W, magnetic ballast | See Note 1 | 0 | 0 | See Note 2
866 | Commercial, Existing, Other, Base High Bay Mercury Vapor, 400W, ECM-151, PSMH, 250W, magnetic ballast | See Note 1 | 0 | 0 | See Note 2
867 | Commercial, Existing, Office, Base High Bay Mercury Vapor, 400W, ECM-152, PSMH, 250 W, electronic ballast | See Note 1 | 0 | 0 | See Note 2
868 | Commercial, Existing, Restaurant, Base High Bay Mercury Vapor, 400W, ECM-152, PSMH, 250 W, electronic ballast | See Note 1 | 0 | 0 | See Note 2
869 | Commercial, Existing, Retail, Base High Bay Mercury Vapor, 400W, ECM-152, PSMH, 250 W, electronic ballast | See Note 1 | 0 | 0 | See Note 2
870 | Commercial, Existing, FoodStore, Base High Bay Mercury Vapor, 400W, ECM-152, PSMH, 250 W, electronic ballast | See Note 1 | 0 | 0 | See Note 2
871 | Commercial, Existing, School, Base High Bay Mercury Vapor, 400W, ECM-152, PSMH, 250 W, electronic ballast | See Note 1 | 0 | 0 | See Note 2
872 | Commercial, Existing, College, Base High Bay Mercury Vapor, 400W, ECM-152, PSMH, 250 W, electronic ballast | See Note 1 | 0 | 0 | See Note 2
873 | Commercial, Existing, Hospital, Base High Bay Mercury Vapor, 400W, ECM-152, PSMH, 250 W, electronic ballast | See Note 1 | 0 | 0 | See Note 2
874 | Commercial, Existing, Other Health, Base High Bay Mercury Vapor, 400W, ECM-152, PSMH, 250 W, electronic ballast | See Note 1 | 0 | 0 | See Note 2
875 | Commercial, Existing, Warehouse, Base High Bay Mercury Vapor, 400W, ECM-152, PSMH, 250 W, electronic ballast | See Note 1 | 0 | 0 | See Note 2
876 | Commercial, Existing, Hotel, Base High Bay Mercury Vapor, 400W, ECM-152, PSMH, 250 W, electronic ballast | See Note 1 | 0 | 0 | See Note 2
877 | Commercial, Existing, Other, Base High Bay Mercury Vapor, 400W, ECM-152, PSMH, 250 W, electronic ballast | See Note 1 | 0 | 0 | See Note 2
878 | Commercial, Existing, Office, Base High Bay Mercury Vapor, 400W, ECM-153, High Bay T5 | See Note 1 | 0 | 0 | See Note 2
879 | Commercial, Existing, Restaurant, Base High Bay Mercury Vapor, 400W, ECM-153, High Bay T5 | See Note 1 | 0 | 0 | See Note 2
880 | Commercial, Existing, Retail, Base High Bay Mercury Vapor, 400W, ECM-153, High Bay T5 | See Note 1 | 0 | 0 | See Note 2
881 | Commercial, Existing, FoodStore, Base High Bay Mercury Vapor, 400W, ECM-153, High Bay T5 | See Note 1 | 0 | 0 | See Note 2
882 | Commercial, Existing, School, Base High Bay Mercury Vapor, 400W, ECM-153, High Bay T5 | See Note 1 | 0 | 0 | See Note 2
883 | Commercial, Existing, College, Base High Bay Mercury Vapor, 400W, ECM-153, High Bay T5 | See Note 1 | 0 | 0 | See Note 2
884 | Commercial, Existing, Hospital, Base High Bay Mercury Vapor, 400W, ECM-153, High Bay T5 | See Note 1 | 0 | 0 | See Note 2
885 | Commercial, Existing, Other Health, Base High Bay Mercury Vapor, 400W, ECM-153, High Bay T5 | See Note 1 | 0 | 0 | See Note 2
886 | Commercial, Existing, Warehouse, Base High Bay Mercury Vapor, 400W, ECM-153, High Bay T5 | See Note 1 | 0 | 0 | See Note 2
887 | Commercial, Existing, Hotel, Base High Bay Mercury Vapor, 400W, ECM-153, High Bay T5 | See Note 1 | 0 | 0 | See Note 2
888 | Commercial, Existing, Other, Base High Bay Mercury Vapor, 400W, ECM-153, High Bay T5 | See Note 1 | 0 | 0 | See Note 2
889 | Commercial, Existing, Office, Base High Bay Mercury Vapor, 400W, ECM-154, LED High Bay, 83W | See Note 1 | 0 | 0 | See Note 2
890 | Commercial, Existing, Restaurant, Base High Bay Mercury Vapor, 400W, ECM-154, LED High Bay, 83W | See Note 1 | 0 | 0 | See Note 2
891 | Commercial, Existing, Retail, Base High Bay Mercury Vapor, 400W, ECM-154, LED High Bay, 83W | See Note 1 | 0 | 0 | See Note 2
892 | Commercial, Existing, FoodStore, Base High Bay Mercury Vapor, 400W, ECM-154, LED High Bay, 83W | See Note 1 | 0 | 0 | See Note 2
893 | Commercial, Existing, School, Base High Bay Mercury Vapor, 400W, ECM-154, LED High Bay, 83W | See Note 1 | 0 | 0 | See Note 2
894 | Commercial, Existing, College, Base High Bay Mercury Vapor, 400W, ECM-154, LED High Bay, 83W | See Note 1 | 0 | 0 | See Note 2
895 | Commercial, Existing, Hospital, Base High Bay Mercury Vapor, 400W, ECM-154, LED High Bay, 83W | See Note 1 | 0 | 0 | See Note 2
896 | Commercial, Existing, Other Health, Base High Bay Mercury Vapor, 400W, ECM-154, LED High Bay, 83W | See Note 1 | 0 | 0 | See Note 2
897 | Commercial, Existing, Warehouse, Base High Bay Mercury Vapor, 400W, ECM-154, LED High Bay, 83W | See Note 1 | 0 | 0 | See Note 2
898 | Commercial, Existing, Hotel, Base High Bay Mercury Vapor, 400W, ECM-154, LED High Bay, 83W | See Note 1 | 0 | 0 | See Note 2
899 | Commercial, Existing, Other, Base High Bay Mercury Vapor, 400W, ECM-154, LED High Bay, 83W | See Note 1 | 0 | 0 | See Note 2
900 | Commercial, Existing, Office, Base Exit Sign, ECM-161, LED Exit Sign | See Note 1 | 0 | 0 | See Note 2
901 | Commercial, Existing, Restaurant, Base Exit Sign, ECM-161, LED Exit Sign | See Note 1 | 0 | 0 | See Note 2
902 | Commercial, Existing, Retail, Base Exit Sign, ECM-161, LED Exit Sign | See Note 1 | 0 | 0 | See Note 2
903 | Commercial, Existing, FoodStore, Base Exit Sign, ECM-161, LED Exit Sign | See Note 1 | 0 | 0 | See Note 2
904 | Commercial, Existing, School, Base Exit Sign, ECM-161, LED Exit Sign | See Note 1 | 0 | 0 | See Note 2
905 | Commercial, Existing, College, Base Exit Sign, ECM-161, LED Exit Sign | See Note 1 | 0 | 0 | See Note 2
906 | Commercial, Existing, Hospital, Base Exit Sign, ECM-161, LED Exit Sign | See Note 1 | 0 | 0 | See Note 2
907 | Commercial, Existing, Other Health, Base Exit Sign, ECM-161, LED Exit Sign | See Note 1 | 0 | 0 | See Note 2
908 | Commercial, Existing, Warehouse, Base Exit Sign, ECM-161, LED Exit Sign | See Note 1 | 0 | 0 | See Note 2
909 | Commercial, Existing, Hotel, Base Exit Sign, ECM-161, LED Exit Sign | See Note 1 | 0 | 0 | See Note 2
910 | Commercial, Existing, Other, Base Exit Sign, ECM-161, LED Exit Sign | See Note 1 | 0 | 0 | See Note 2
911 | Commercial, Existing, Office, Base Outdoor Mercury Vapor 400W Lamp, ECM-201, High Pressure Sodium 250W Lamp | See Note 1 | 0 | 0 | See Note 2
912 | Commercial, Existing, Restaurant, Base Outdoor Mercury Vapor 400W Lamp, ECM-201, High Pressure Sodium 250W Lamp | See Note 1 | 0 | 0 | See Note 2
913 | Commercial, Existing, Retail, Base Outdoor Mercury Vapor 400W Lamp, ECM-201, High Pressure Sodium 250W Lamp | See Note 1 | 0 | 0 | See Note 2
914 | Commercial, Existing, FoodStore, Base Outdoor Mercury Vapor 400W Lamp, ECM-201, High Pressure Sodium 250W Lamp | See Note 1 | 0 | 0 | See Note 2
915 | Commercial, Existing, School, Base Outdoor Mercury Vapor 400W Lamp, ECM-201, High Pressure Sodium 250W Lamp | See Note 1 | 0 | 0 | See Note 2
916 | Commercial, Existing, College, Base Outdoor Mercury Vapor 400W Lamp, ECM-201, High Pressure Sodium 250W Lamp | See Note 1 | 0 | 0 | See Note 2
917 | Commercial, Existing, Hospital, Base Outdoor Mercury Vapor 400W Lamp, ECM-201, High Pressure Sodium 250W Lamp | See Note 1 | 0 | 0 | See Note 2
918 | Commercial, Existing, Other Health, Base Outdoor Mercury Vapor 400W Lamp, ECM-201, High Pressure Sodium 250W Lamp | See Note 1 | 0 | 0 | See Note 2
919 | Commercial, Existing, Warehouse, Base Outdoor Mercury Vapor 400W Lamp, ECM-201, High Pressure Sodium 250W Lamp | See Note 1 | 0 | 0 | See Note 2
920 | Commercial, Existing, Hotel, Base Outdoor Mercury Vapor 400W Lamp, ECM-201, High Pressure Sodium 250W Lamp | See Note 1 | 0 | 0 | See Note 2
921 | Commercial, Existing, Other, Base Outdoor Mercury Vapor 400W Lamp, ECM-201, High Pressure Sodium 250W Lamp | See Note 1 | 0 | 0 | See Note 2
922 | Commercial, Existing, Office, Base Outdoor Mercury Vapor 400W Lamp, ECM-202, Outdoor Lighting Controls (Photocell/Timeclock) | See Note 1 | 0 | 0 | See Note 2
923 | Commercial, Existing, Restaurant, Base Outdoor Mercury Vapor 400W Lamp, ECM-202, Outdoor Lighting Controls (Photocell/Timeclock) | See Note 1 | 0 | 0 | See Note 2
924 | Commercial, Existing, Retail, Base Outdoor Mercury Vapor 400W Lamp, ECM-202, Outdoor Lighting Controls (Photocell/Timeclock) | See Note 1 | 0 | 0 | See Note 2
925 | Commercial, Existing, FoodStore, Base Outdoor Mercury Vapor 400W Lamp, ECM-202, Outdoor Lighting Controls (Photocell/Timeclock) | See Note 1 | 0 | 0 | See Note 2
926 | Commercial, Existing, School, Base Outdoor Mercury Vapor 400W Lamp, ECM-202, Outdoor Lighting Controls (Photocell/Timeclock) | See Note 1 | 0 | 0 | See Note 2
927 | Commercial, Existing, College, Base Outdoor Mercury Vapor 400W Lamp, ECM-202, Outdoor Lighting Controls (Photocell/Timeclock) | See Note 1 | 0 | 0 | See Note 2
928 | Commercial, Existing, Hospital, Base Outdoor Mercury Vapor 400W Lamp, ECM-202, Outdoor Lighting Controls (Photocell/Timeclock) | See Note 1 | 0 | 0 | See Note 2
929 | Commercial, Existing, Other Health, Base Outdoor Mercury Vapor 400W Lamp, ECM-202, Outdoor Lighting Controls (Photocell/Timeclock) | See Note 1 | 0 | 0 | See Note 2
930 | Commercial, Existing, Warehouse, Base Outdoor Mercury Vapor 400W Lamp, ECM-202, Outdoor Lighting Controls (Photocell/Timeclock) | See Note 1 | 0 | 0 | See Note 2
931 | Commercial, Existing, Hotel, Base Outdoor Mercury Vapor 400W Lamp, ECM-202, Outdoor Lighting Controls (Photocell/Timeclock) | See Note 1 | 0 | 0 | See Note 2
932 | Commercial, Existing, Other, Base Outdoor Mercury Vapor 400W Lamp, ECM-202, Outdoor Lighting Controls (Photocell/Timeclock) | See Note 1 | 0 | 0 | See Note 2
933 | Commercial, Existing, Office, Base Outdoor Mercury Vapor 400W Lamp, ECM-203, LED Outdoor, 105W | See Note 1 | 0 | 0 | See Note 2
934 | Commercial, Existing, Restaurant, Base Outdoor Mercury Vapor 400W Lamp, ECM-203, LED Outdoor, 105W | See Note 1 | 0 | 0 | See Note 2
935 | Commercial, Existing, Retail, Base Outdoor Mercury Vapor 400W Lamp, ECM-203, LED Outdoor, 105W | See Note 1 | 0 | 0 | See Note 2
936 | Commercial, Existing, FoodStore, Base Outdoor Mercury Vapor 400W Lamp, ECM-203, LED Outdoor, 105W | See Note 1 | 0 | 0 | See Note 2
937 | Commercial, Existing, School, Base Outdoor Mercury Vapor 400W Lamp, ECM-203, LED Outdoor, 105W | See Note 1 | 0 | 0 | See Note 2
938 | Commercial, Existing, College, Base Outdoor Mercury Vapor 400W Lamp, ECM-203, LED Outdoor, 105W | See Note 1 | 0 | 0 | See Note 2
939 | Commercial, Existing, Hospital, Base Outdoor Mercury Vapor 400W Lamp, ECM-203, LED Outdoor, 105W | See Note 1 | 0 | 0 | See Note 2
940 | Commercial, Existing, Other Health, Base Outdoor Mercury Vapor 400W Lamp, ECM-203, LED Outdoor, 105W | See Note 1 | 0 | 0 | See Note 2
941 | Commercial, Existing, Warehouse, Base Outdoor Mercury Vapor 400W Lamp, ECM-203, LED Outdoor, 105W | See Note 1 | 0 | 0 | See Note 2
942 | Commercial, Existing, Hotel, Base Outdoor Mercury Vapor 400W Lamp, ECM-203, LED Outdoor, 105W | See Note 1 | 0 | 0 | See Note 2
943 | Commercial, Existing, Other, Base Outdoor Mercury Vapor 400W Lamp, ECM-203, LED Outdoor, 105W | See Note 1 | 0 | 0 | See Note 2
944 | Commercial, Existing, Office, Base Outdoor HID Lamp, ECM-211, Outdoor Lighting Controls (Photocell/Timeclock) | See Note 1 | 0 | 0 | See Note 2
945 | Commercial, Existing, Restaurant, Base Outdoor HID Lamp, ECM-211, Outdoor Lighting Controls (Photocell/Timeclock) | See Note 1 | 0 | 0 | See Note 2
946 | Commercial, Existing, Retail, Base Outdoor HID Lamp, ECM-211, Outdoor Lighting Controls (Photocell/Timeclock) | See Note 1 | 0 | 0 | See Note 2
947 | Commercial, Existing, FoodStore, Base Outdoor HID Lamp, ECM-211, Outdoor Lighting Controls (Photocell/Timeclock) | See Note 1 | 0 | 0 | See Note 2
948 | Commercial, Existing, School, Base Outdoor HID Lamp, ECM-211, Outdoor Lighting Controls (Photocell/Timeclock) | See Note 1 | 0 | 0 | See Note 2
949 | Commercial, Existing, College, Base Outdoor HID Lamp, ECM-211, Outdoor Lighting Controls (Photocell/Timeclock) | See Note 1 | 0 | 0 | See Note 2
950 | Commercial, Existing, Hospital, Base Outdoor HID Lamp, ECM-211, Outdoor Lighting Controls (Photocell/Timeclock) | See Note 1 | 0 | 0 | See Note 2
951 | Commercial, Existing, Other Health, Base Outdoor HID Lamp, ECM-211, Outdoor Lighting Controls (Photocell/Timeclock) | See Note 1 | 0 | 0 | See Note 2
952 | Commercial, Existing, Warehouse, Base Outdoor HID Lamp, ECM-211, Outdoor Lighting Controls (Photocell/Timeclock) | See Note 1 | 0 | 0 | See Note 2
953 | Commercial, Existing, Hotel, Base Outdoor HID Lamp, ECM-211, Outdoor Lighting Controls (Photocell/Timeclock) | See Note 1 | 0 | 0 | See Note 2
954 | Commercial, Existing, Other, Base Outdoor HID Lamp, ECM-211, Outdoor Lighting Controls (Photocell/Timeclock) | See Note 1 | 0 | 0 | See Note 2
955 | Commercial, Existing, Office, Base Centrifugal Chiller, 0.58 kW/ton, 500 tons, ECM-301, Centrifugal Chiller, 0.51 kW/ton, 500 tons | See Note 1 | 0 | 0 | See Note 2
956 | Commercial, New, Office, Base Centrifugal Chiller, 0.58 kW/ton, 500 tons, ECM-301, Cooling & Ventilation 10% More Efficient Design | See Note 1 | 0 | 0 | See Note 2
957 | Commercial, Existing, Restaurant, Base Centrifugal Chiller, 0.58 kW/ton, 500 tons, ECM-301, Centrifugal Chiller, 0.51 kW/ton, 500 tons | See Note 1 | 0 | 0 | See Note 2
958 | Commercial, New, Restaurant, Base Centrifugal Chiller, 0.58 kW/ton, 500 tons, ECM-301, Cooling & Ventilation 10% More Efficient Design | See Note 1 | 0 | 0 | See Note 2
959 | Commercial, Existing, Retail, Base Centrifugal Chiller, 0.58 kW/ton, 500 tons, ECM-301, Centrifugal Chiller, 0.51 kW/ton, 500 tons | See Note 1 | 0 | 0 | See Note 2
960 | Commercial, New, Retail, Base Centrifugal Chiller, 0.58 kW/ton, 500 tons, ECM-301, Cooling & Ventilation 10% More Efficient Design | See Note 1 | 0 | 0 | See Note 2
961 | Commercial, Existing, FoodStore, Base Centrifugal Chiller, 0.58 kW/ton, 500 tons, ECM-301, Centrifugal Chiller, 0.51 kW/ton, 500 tons | See Note 1 | 0 | 0 | See Note 2
962 | Commercial, New, FoodStore, Base Centrifugal Chiller, 0.58 kW/ton, 500 tons, ECM-301, Cooling & Ventilation 10% More Efficient Design | See Note 1 | 0 | 0 | See Note 2
963 | Commercial, Existing, School, Base Centrifugal Chiller, 0.58 kW/ton, 500 tons, ECM-301, Centrifugal Chiller, 0.51 kW/ton, 500 tons | See Note 1 | 0 | 0 | See Note 2
964 | Commercial, New, School, Base Centrifugal Chiller, 0.58 kW/ton, 500 tons, ECM-301, Cooling & Ventilation 10% More Efficient Design | See Note 1 | 0 | 0 | See Note 2
965 | Commercial, Existing, College, Base Centrifugal Chiller, 0.58 kW/ton, 500 tons, ECM-301, Centrifugal Chiller, 0.51 kW/ton, 500 tons | See Note 1 | 0 | 0 | See Note 2
966 | Commercial, New, College, Base Centrifugal Chiller, 0.58 kW/ton, 500 tons, ECM-301, Cooling & Ventilation 10% More Efficient Design | See Note 1 | 0 | 0 | See Note 2
967 | Commercial, Existing, Hospital, Base Centrifugal Chiller, 0.58 kW/ton, 500 tons, ECM-301, Centrifugal Chiller, 0.51 kW/ton, 500 tons | See Note 1 | 0 | 0 | See Note 2
968 | Commercial, New, Hospital, Base Centrifugal Chiller, 0.58 kW/ton, 500 tons, ECM-301, Cooling & Ventilation 10% More Efficient Design | See Note 1 | 0 | 0 | See Note 2
969 | Commercial, Existing, Other Health, Base Centrifugal Chiller, 0.58 kW/ton, 500 tons, ECM-301, Centrifugal Chiller, 0.51 kW/ton, 500 tons | See Note 1 | 0 | 0 | See Note 2
970 | Commercial, New, Other Health, Base Centrifugal Chiller, 0.58 kW/ton, 500 tons, ECM-301, Cooling & Ventilation 10% More Efficient Design | See Note 1 | 0 | 0 | See Note 2
971 | Commercial, Existing, Warehouse, Base Centrifugal Chiller, 0.58 kW/ton, 500 tons, ECM-301, Centrifugal Chiller, 0.51 kW/ton, 500 tons | See Note 1 | 0 | 0 | See Note 2
972 | Commercial, New, Warehouse, Base Centrifugal Chiller, 0.58 kW/ton, 500 tons, ECM-301, Cooling & Ventilation 10% More Efficient Design | See Note 1 | 0 | 0 | See Note 2
973 | Commercial, Existing, Hotel, Base Centrifugal Chiller, 0.58 kW/ton, 500 tons, ECM-301, Centrifugal Chiller, 0.51 kW/ton, 500 tons | See Note 1 | 0 | 0 | See Note 2
974 | Commercial, New, Hotel, Base Centrifugal Chiller, 0.58 kW/ton, 500 tons, ECM-301, Cooling & Ventilation 10% More Efficient Design | See Note 1 | 0 | 0 | See Note 2
975 | Commercial, Existing, Other, Base Centrifugal Chiller, 0.58 kW/ton, 500 tons, ECM-301, Centrifugal Chiller, 0.51 kW/ton, 500 tons | See Note 1 | 0 | 0 | See Note 2
976 | Commercial, New, Other, Base Centrifugal Chiller, 0.58 kW/ton, 500 tons, ECM-301, Cooling & Ventilation 10% More Efficient Design | See Note 1 | 0 | 0 | See Note 2
977 | Commercial, Existing, Office, Base Centrifugal Chiller, 0.58 kW/ton, 500 tons, ECM-302, High Efficiency Chiller Motors | See Note 1 | 0 | 0 | See Note 2
978 | Commercial, New, Office, Base Centrifugal Chiller, 0.58 kW/ton, 500 tons, ECM-302, Cooling & Ventilation 30% More Efficient Design | See Note 1 | 0 | 0 | See Note 2
979 | Commercial, Existing, Restaurant, Base Centrifugal Chiller, 0.58 kW/ton, 500 tons, ECM-302, High Efficiency Chiller Motors | See Note 1 | 0 | 0 | See Note 2
980 | Commercial, New, Restaurant, Base Centrifugal Chiller, 0.58 kW/ton, 500 tons, ECM-302, Cooling & Ventilation 30% More Efficient Design | See Note 1 | 0 | 0 | See Note 2
981 | Commercial, Existing, Retail, Base Centrifugal Chiller, 0.58 kW/ton, 500 tons, ECM-302, High Efficiency Chiller Motors | See Note 1 | 0 | 0 | See Note 2
982 | Commercial, New, Retail, Base Centrifugal Chiller, 0.58 kW/ton, 500 tons, ECM-302, Cooling & Ventilation 30% More Efficient Design | See Note 1 | 0 | 0 | See Note 2
983 | Commercial, Existing, FoodStore, Base Centrifugal Chiller, 0.58 kW/ton, 500 tons, ECM-302, High Efficiency Chiller Motors | See Note 1 | 0 | 0 | See Note 2
984 | Commercial, New, FoodStore, Base Centrifugal Chiller, 0.58 kW/ton, 500 tons, ECM-302, Cooling & Ventilation 30% More Efficient Design | See Note 1 | 0 | 0 | See Note 2
985 | Commercial, Existing, School, Base Centrifugal Chiller, 0.58 kW/ton, 500 tons, ECM-302, High Efficiency Chiller Motors | See Note 1 | 0 | 0 | See Note 2
986 | Commercial, New, School, Base Centrifugal Chiller, 0.58 kW/ton, 500 tons, ECM-302, Cooling & Ventilation 30% More Efficient Design | See Note 1 | 0 | 0 | See Note 2
987 | Commercial, Existing, College, Base Centrifugal Chiller, 0.58 kW/ton, 500 tons, ECM-302, High Efficiency Chiller Motors | See Note 1 | 0 | 0 | See Note 2
988 | Commercial, New, College, Base Centrifugal Chiller, 0.58 kW/ton, 500 tons, ECM-302, Cooling & Ventilation 30% More Efficient Design | See Note 1 | 0 | 0 | See Note 2
989 | Commercial, Existing, Hospital, Base Centrifugal Chiller, 0.58 kW/ton, 500 tons, ECM-302, High Efficiency Chiller Motors | See Note 1 | 0 | 0 | See Note 2
990 | Commercial, New, Hospital, Base Centrifugal Chiller, 0.58 kW/ton, 500 tons, ECM-302, Cooling & Ventilation 30% More Efficient Design | See Note 1 | 0 | 0 | See Note 2
991 | Commercial, Existing, Other Health, Base Centrifugal Chiller, 0.58 kW/ton, 500 tons, ECM-302, High Efficiency Chiller Motors | See Note 1 | 0 | 0 | See Note 2
992 | Commercial, New, Other Health, Base Centrifugal Chiller, 0.58 kW/ton, 500 tons, ECM-302, Cooling & Ventilation 30% More Efficient Design | See Note 1 | 0 | 0 | See Note 2
993 | Commercial, Existing, Warehouse, Base Centrifugal Chiller, 0.58 kW/ton, 500 tons, ECM-302, High Efficiency Chiller Motors | See Note 1 | 0 | 0 | See Note 2
994 | Commercial, New, Warehouse, Base Centrifugal Chiller, 0.58 kW/ton, 500 tons, ECM-302, Cooling & Ventilation 30% More Efficient Design | See Note 1 | 0 | 0 | See Note 2
995 | Commercial, Existing, Hotel, Base Centrifugal Chiller, 0.58 kW/ton, 500 tons, ECM-302, High Efficiency Chiller Motors | See Note 1 | 0 | 0 | See Note 2
996 | Commercial, New, Hotel, Base Centrifugal Chiller, 0.58 kW/ton, 500 tons, ECM-302, Cooling & Ventilation 30% More Efficient Design | See Note 1 | 0 | 0 | See Note 2
997 | Commercial, Existing, Other, Base Centrifugal Chiller, 0.58 kW/ton, 500 tons, ECM-302, High Efficiency Chiller Motors | See Note 1 | 0 | 0 | See Note 2
998 | Commercial, New, Other, Base Centrifugal Chiller, 0.58 kW/ton, 500 tons, ECM-302, Cooling & Ventilation 30% More Efficient Design | See Note 1 | 0 | 0 | See Note 2
999 | Commercial, Existing, Office, Base Centrifugal Chiller, 0.58 kW/ton, 500 tons, ECM-304, EMS - Chiller | See Note 1 | 0 | 0 | See Note 2
1000 | Commercial, Existing, Restaurant, Base Centrifugal Chiller, 0.58 kW/ton, 500 tons, ECM-304, EMS - Chiller | See Note 1 | 0 | 0 | See Note 2
1001 | Commercial, Existing, Retail, Base Centrifugal Chiller, 0.58 kW/ton, 500 tons, ECM-304, EMS - Chiller | See Note 1 | 0 | 0 | See Note 2
1002 | Commercial, Existing, FoodStore, Base Centrifugal Chiller, 0.58 kW/ton, 500 tons, ECM-304, EMS - Chiller | See Note 1 | 0 | 0 | See Note 2
1003 | Commercial, Existing, School, Base Centrifugal Chiller, 0.58 kW/ton, 500 tons, ECM-304, EMS - Chiller | See Note 1 | 0 | 0 | See Note 2
1004 | Commercial, Existing, College, Base Centrifugal Chiller, 0.58 kW/ton, 500 tons, ECM-304, EMS - Chiller | See Note 1 | 0 | 0 | See Note 2
1005 | Commercial, Existing, Hospital, Base Centrifugal Chiller, 0.58 kW/ton, 500 tons, ECM-304, EMS - Chiller | See Note 1 | 0 | 0 | See Note 2
1006 | Commercial, Existing, Other Health, Base Centrifugal Chiller, 0.58 kW/ton, 500 tons, ECM-304, EMS - Chiller | See Note 1 | 0 | 0 | See Note 2
1007 | Commercial, Existing, Warehouse, Base Centrifugal Chiller, 0.58 kW/ton, 500 tons, ECM-304, EMS - Chiller | See Note 1 | 0 | 0 | See Note 2
1008 | Commercial, Existing, Hotel, Base Centrifugal Chiller, 0.58 kW/ton, 500 tons, ECM-304, EMS - Chiller | See Note 1 | 0 | 0 | See Note 2
1009 | Commercial, Existing, Other, Base Centrifugal Chiller, 0.58 kW/ton, 500 tons, ECM-304, EMS - Chiller | See Note 1 | 0 | 0 | See Note 2
1010 | Commercial, Existing, Office, Base Centrifugal Chiller, 0.58 kW/ton, 500 tons, ECM-305, Chiller Tune Up/Diagnostics | See Note 1 | 0 | 0 | See Note 2
1011 | Commercial, Existing, Restaurant, Base Centrifugal Chiller, 0.58 kW/ton, 500 tons, ECM-305, Chiller Tune Up/Diagnostics | See Note 1 | 0 | 0 | See Note 2
1012 | Commercial, Existing, Retail, Base Centrifugal Chiller, 0.58 kW/ton, 500 tons, ECM-305, Chiller Tune Up/Diagnostics | See Note 1 | 0 | 0 | See Note 2
1013 | Commercial, Existing, FoodStore, Base Centrifugal Chiller, 0.58 kW/ton, 500 tons, ECM-305, Chiller Tune Up/Diagnostics | See Note 1 | 0 | 0 | See Note 2
1014 | Commercial, Existing, School, Base Centrifugal Chiller, 0.58 kW/ton, 500 tons, ECM-305, Chiller Tune Up/Diagnostics | See Note 1 | 0 | 0 | See Note 2
1015 | Commercial, Existing, College, Base Centrifugal Chiller, 0.58 kW/ton, 500 tons, ECM-305, Chiller Tune Up/Diagnostics | See Note 1 | 0 | 0 | See Note 2
1016 | Commercial, Existing, Hospital, Base Centrifugal Chiller, 0.58 kW/ton, 500 tons, ECM-305, Chiller Tune Up/Diagnostics | See Note 1 | 0 | 0 | See Note 2
1017 | Commercial, Existing, Other Health, Base Centrifugal Chiller, 0.58 kW/ton, 500 tons, ECM-305, Chiller Tune Up/Diagnostics | See Note 1 | 0 | 0 | See Note 2
1018 | Commercial, Existing, Warehouse, Base Centrifugal Chiller, 0.58 kW/ton, 500 tons, ECM-305, Chiller Tune Up/Diagnostics | See Note 1 | 0 | 0 | See Note 2
1019 | Commercial, Existing, Hotel, Base Centrifugal Chiller, 0.58 kW/ton, 500 tons, ECM-305, Chiller Tune Up/Diagnostics | See Note 1 | 0 | 0 | See Note 2
1020 | Commercial, Existing, Other, Base Centrifugal Chiller, 0.58 kW/ton, 500 tons, ECM-305, Chiller Tune Up/Diagnostics | See Note 1 | 0 | 0 | See Note 2
1021 | Commercial, Existing, Office, Base Centrifugal Chiller, 0.58 kW/ton, 500 tons, ECM-306, VSD for Chiller Pumps and Towers | See Note 1 | 0 | 0 | See Note 2
1022 | Commercial, Existing, Restaurant, Base Centrifugal Chiller, 0.58 kW/ton, 500 tons, ECM-306, VSD for Chiller Pumps and Towers | See Note 1 | 0 | 0 | See Note 2
1023 | Commercial, Existing, Retail, Base Centrifugal Chiller, 0.58 kW/ton, 500 tons, ECM-306, VSD for Chiller Pumps and Towers | See Note 1 | 0 | 0 | See Note 2
1024 | Commercial, Existing, FoodStore, Base Centrifugal Chiller, 0.58 kW/ton, 500 tons, ECM-306, VSD for Chiller Pumps and Towers | See Note 1 | 0 | 0 | See Note 2
1025 | Commercial, Existing, School, Base Centrifugal Chiller, 0.58 kW/ton, 500 tons, ECM-306, VSD for Chiller Pumps and Towers | See Note 1 | 0 | 0 | See Note 2
1026 | Commercial, Existing, College, Base Centrifugal Chiller, 0.58 kW/ton, 500 tons, ECM-306, VSD for Chiller Pumps and Towers | See Note 1 | 0 | 0 | See Note 2
1027 | Commercial, Existing, Hospital, Base Centrifugal Chiller, 0.58 kW/ton, 500 tons, ECM-306, VSD for Chiller Pumps and Towers | See Note 1 | 0 | 0 | See Note 2
1028 | Commercial, Existing, Other Health, Base Centrifugal Chiller, 0.58 kW/ton, 500 tons, ECM-306, VSD for Chiller Pumps and Towers | See Note 1 | 0 | 0 | See Note 2
1029 | Commercial, Existing, Warehouse, Base Centrifugal Chiller, 0.58 kW/ton, 500 tons, ECM-306, VSD for Chiller Pumps and Towers | See Note 1 | 0 | 0 | See Note 2
1030 | Commercial, Existing, Hotel, Base Centrifugal Chiller, 0.58 kW/ton, 500 tons, ECM-306, VSD for Chiller Pumps and Towers | See Note 1 | 0 | 0 | See Note 2
1031 | Commercial, Existing, Other, Base Centrifugal Chiller, 0.58 kW/ton, 500 tons, ECM-306, VSD for Chiller Pumps and Towers | See Note 1 | 0 | 0 | See Note 2
1032 | Commercial, Existing, Office, Base Centrifugal Chiller, 0.58 kW/ton, 500 tons, ECM-307, EMS Optimization | See Note 1 | 0 | 0 | See Note 2
1033 | Commercial, Existing, Restaurant, Base Centrifugal Chiller, 0.58 kW/ton, 500 tons, ECM-307, EMS Optimization | See Note 1 | 0 | 0 | See Note 2
1034 | Commercial, Existing, Retail, Base Centrifugal Chiller, 0.58 kW/ton, 500 tons, ECM-307, EMS Optimization | See Note 1 | 0 | 0 | See Note 2
1035 | Commercial, Existing, FoodStore, Base Centrifugal Chiller, 0.58 kW/ton, 500 tons, ECM-307, EMS Optimization | See Note 1 | 0 | 0 | See Note 2
1036 | Commercial, Existing, School, Base Centrifugal Chiller, 0.58 kW/ton, 500 tons, ECM-307, EMS Optimization | See Note 1 | 0 | 0 | See Note 2
1037 | Commercial, Existing, College, Base Centrifugal Chiller, 0.58 kW/ton, 500 tons, ECM-307, EMS Optimization | See Note 1 | 0 | 0 | See Note 2
1038 | Commercial, Existing, Hospital, Base Centrifugal Chiller, 0.58 kW/ton, 500 tons, ECM-307, EMS Optimization | See Note 1 | 0 | 0 | See Note 2
1039 | Commercial, Existing, Other Health, Base Centrifugal Chiller, 0.58 kW/ton, 500 tons, ECM-307, EMS Optimization | See Note 1 | 0 | 0 | See Note 2
1040 | Commercial, Existing, Warehouse, Base Centrifugal Chiller, 0.58 kW/ton, 500 tons, ECM-307, EMS Optimization | See Note 1 | 0 | 0 | See Note 2
1041 | Commercial, Existing, Hotel, Base Centrifugal Chiller, 0.58 kW/ton, 500 tons, ECM-307, EMS Optimization | See Note 1 | 0 | 0 | See Note 2
1042 | Commercial, Existing, Other, Base Centrifugal Chiller, 0.58 kW/ton, 500 tons, ECM-307, EMS Optimization | See Note 1 | 0 | 0 | See Note 2
1043 | Commercial, Existing, Office, Base Centrifugal Chiller, 0.58 kW/ton, 500 tons, ECM-308, Aerosole Duct Sealing | See Note 1 | 0 | 0 | See Note 2
1044 | Commercial, Existing, Restaurant, Base Centrifugal Chiller, 0.58 kW/ton, 500 tons, ECM-308, Aerosole Duct Sealing | See Note 1 | 0 | 0 | See Note 2
1045 | Commercial, Existing, Retail, Base Centrifugal Chiller, 0.58 kW/ton, 500 tons, ECM-308, Aerosole Duct Sealing | See Note 1 | 0 | 0 | See Note 2
1046 | Commercial, Existing, FoodStore, Base Centrifugal Chiller, 0.58 kW/ton, 500 tons, ECM-308, Aerosole Duct Sealing | See Note 1 | 0 | 0 | See Note 2
1047 | Commercial, Existing, School, Base Centrifugal Chiller, 0.58 kW/ton, 500 tons, ECM-308, Aerosole Duct Sealing | See Note 1 | 0 | 0 | See Note 2
1048 | Commercial, Existing, College, Base Centrifugal Chiller, 0.58 kW/ton, 500 tons, ECM-308, Aerosole Duct Sealing | See Note 1 | 0 | 0 | See Note 2
1049 | Commercial, Existing, Hospital, Base Centrifugal Chiller, 0.58 kW/ton, 500 tons, ECM-308, Aerosole Duct Sealing | See Note 1 | 0 | 0 | See Note 2
1050 | Commercial, Existing, Other Health, Base Centrifugal Chiller, 0.58 kW/ton, 500 tons, ECM-308, Aerosole Duct Sealing | See Note 1 | 0 | 0 | See Note 2
1051 | Commercial, Existing, Warehouse, Base Centrifugal Chiller, 0.58 kW/ton, 500 tons, ECM-308, Aerosole Duct Sealing | See Note 1 | 0 | 0 | See Note 2
1052 | Commercial, Existing, Hotel, Base Centrifugal Chiller, 0.58 kW/ton, 500 tons, ECM-308, Aerosole Duct Sealing | See Note 1 | 0 | 0 | See Note 2
1053 | Commercial, Existing, Other, Base Centrifugal Chiller, 0.58 kW/ton, 500 tons, ECM-308, Aerosole Duct Sealing | See Note 1 | 0 | 0 | See Note 2
1054 | Commercial, Existing, Office, Base Centrifugal Chiller, 0.58 kW/ton, 500 tons, ECM-309, Duct/Pipe Insulation | See Note 1 | 0 | 0 | See Note 2
1055 | Commercial, Existing, Restaurant, Base Centrifugal Chiller, 0.58 kW/ton, 500 tons, ECM-309, Duct/Pipe Insulation | See Note 1 | 0 | 0 | See Note 2
1056 | Commercial, Existing, Retail, Base Centrifugal Chiller, 0.58 kW/ton, 500 tons, ECM-309, Duct/Pipe Insulation | See Note 1 | 0 | 0 | See Note 2
1057 | Commercial, Existing, FoodStore, Base Centrifugal Chiller, 0.58 kW/ton, 500 tons, ECM-309, Duct/Pipe Insulation | See Note 1 | 0 | 0 | See Note 2
1058 | Commercial, Existing, School, Base Centrifugal Chiller, 0.58 kW/ton, 500 tons, ECM-309, Duct/Pipe Insulation | See Note 1 | 0 | 0 | See Note 2
1059 | Commercial, Existing, College, Base Centrifugal Chiller, 0.58 kW/ton, 500 tons, ECM-309, Duct/Pipe Insulation | See Note 1 | 0 | 0 | See Note 2
1060 | Commercial, Existing, Hospital, Base Centrifugal Chiller, 0.58 kW/ton, 500 tons, ECM-309, Duct/Pipe Insulation | See Note 1 | 0 | 0 | See Note 2
1061 | Commercial, Existing, Other Health, Base Centrifugal Chiller, 0.58 kW/ton, 500 tons, ECM-309, Duct/Pipe Insulation | See Note 1 | 0 | 0 | See Note 2
1062 | Commercial, Existing, Warehouse, Base Centrifugal Chiller, 0.58 kW/ton, 500 tons, ECM-309, Duct/Pipe Insulation | See Note 1 | 0 | 0 | See Note 2
1063 | Commercial, Existing, Hotel, Base Centrifugal Chiller, 0.58 kW/ton, 500 tons, ECM-309, Duct/Pipe Insulation | See Note 1 | 0 | 0 | See Note 2
1064 | Commercial, Existing, Other, Base Centrifugal Chiller, 0.58 kW/ton, 500 tons, ECM-309, Duct/Pipe Insulation | See Note 1 | 0 | 0 | See Note 2
1065 | Commercial, Existing, Office, Base Centrifugal Chiller, 0.58 kW/ton, 500 tons, ECM-311, Window Film (Standard) | See Note 1 | 0 | 0 | See Note 2
1066 | Commercial, Existing, Restaurant, Base Centrifugal Chiller, 0.58 kW/ton, 500 tons, ECM-311, Window Film (Standard) | See Note 1 | 0 | 0 | See Note 2
1067 | Commercial, Existing, Retail, Base Centrifugal Chiller, 0.58 kW/ton, 500 tons, ECM-311, Window Film (Standard) | See Note 1 | 0 | 0 | See Note 2
1068 | Commercial, Existing, FoodStore, Base Centrifugal Chiller, 0.58 kW/ton, 500 tons, ECM-311, Window Film (Standard) | See Note 1 | 0 | 0 | See Note 2
1069 | Commercial, Existing, School, Base Centrifugal Chiller, 0.58 kW/ton, 500 tons, ECM-311, Window Film (Standard) | See Note 1 | 0 | 0 | See Note 2
1070 | Commercial, Existing, College, Base Centrifugal Chiller, 0.58 kW/ton, 500 tons, ECM-311, Window Film (Standard) | See Note 1 | 0 | 0 | See Note 2
1071 | Commercial, Existing, Hospital, Base Centrifugal Chiller, 0.58 kW/ton, 500 tons, ECM-311, Window Film (Standard) | See Note 1 | 0 | 0 | See Note 2
1072 | Commercial, Existing, Other Health, Base Centrifugal Chiller, 0.58 kW/ton, 500 tons, ECM-311, Window Film (Standard) | See Note 1 | 0 | 0 | See Note 2
1073 | Commercial, Existing, Warehouse, Base Centrifugal Chiller, 0.58 kW/ton, 500 tons, ECM-311, Window Film (Standard) | See Note 1 | 0 | 0 | See Note 2
1074 | Commercial, Existing, Hotel, Base Centrifugal Chiller, 0.58 kW/ton, 500 tons, ECM-311, Window Film (Standard) | See Note 1 | 0 | 0 | See Note 2
1075 | Commercial, Existing, Other, Base Centrifugal Chiller, 0.58 kW/ton, 500 tons, ECM-311, Window Film (Standard) | See Note 1 | 0 | 0 | See Note 2
1076 | Commercial, Existing, Office, Base Centrifugal Chiller, 0.58 kW/ton, 500 tons, ECM-313, Ceiling Insulation | See Note 1 | 0 | 0 | See Note 2
1077 | Commercial, Existing, Restaurant, Base Centrifugal Chiller, 0.58 kW/ton, 500 tons, ECM-313, Ceiling Insulation | See Note 1 | 0 | 0 | See Note 2
1078 | Commercial, Existing, Retail, Base Centrifugal Chiller, 0.58 kW/ton, 500 tons, ECM-313, Ceiling Insulation | See Note 1 | 0 | 0 | See Note 2
1079 | Commercial, Existing, FoodStore, Base Centrifugal Chiller, 0.58 kW/ton, 500 tons, ECM-313, Ceiling Insulation | See Note 1 | 0 | 0 | See Note 2
1080 | Commercial, Existing, School, Base Centrifugal Chiller, 0.58 kW/ton, 500 tons, ECM-313, Ceiling Insulation | See Note 1 | 0 | 0 | See Note 2
1081 | Commercial, Existing, College, Base Centrifugal Chiller, 0.58 kW/ton, 500 tons, ECM-313, Ceiling Insulation | See Note 1 | 0 | 0 | See Note 2
1082 | Commercial, Existing, Hospital, Base Centrifugal Chiller, 0.58 kW/ton, 500 tons, ECM-313, Ceiling Insulation | See Note 1 | 0 | 0 | See Note 2
1083 | Commercial, Existing, Other Health, Base Centrifugal Chiller, 0.58 kW/ton, 500 tons, ECM-313, Ceiling Insulation | See Note 1 | 0 | 0 | See Note 2
1084 | Commercial, Existing, Warehouse, Base Centrifugal Chiller, 0.58 kW/ton, 500 tons, ECM-313, Ceiling Insulation | See Note 1 | 0 | 0 | See Note 2
1085 | Commercial, Existing, Hotel, Base Centrifugal Chiller, 0.58 kW/ton, 500 tons, ECM-313, Ceiling Insulation | See Note 1 | 0 | 0 | See Note 2
1086 | Commercial, Existing, Other, Base Centrifugal Chiller, 0.58 kW/ton, 500 tons, ECM-313, Ceiling Insulation | See Note 1 | 0 | 0 | See Note 2
1087 | Commercial, Existing, Office, Base Centrifugal Chiller, 0.58 kW/ton, 500 tons, ECM-314, Roof Insulation | See Note 1 | 0 | 0 | See Note 2
1088 | Commercial, Existing, Restaurant, Base Centrifugal Chiller, 0.58 kW/ton, 500 tons, ECM-314, Roof Insulation | See Note 1 | 0 | 0 | See Note 2
1089 | Commercial, Existing, Retail, Base Centrifugal Chiller, 0.58 kW/ton, 500 tons, ECM-314, Roof Insulation | See Note 1 | 0 | 0 | See Note 2
1090 | Commercial, Existing, FoodStore, Base Centrifugal Chiller, 0.58 kW/ton, 500 tons, ECM-314, Roof Insulation | See Note 1 | 0 | 0 | See Note 2
1091 | Commercial, Existing, School, Base Centrifugal Chiller, 0.58 kW/ton, 500 tons, ECM-314, Roof Insulation | See Note 1 | 0 | 0 | See Note 2
1092 | Commercial, Existing, College, Base Centrifugal Chiller, 0.58 kW/ton, 500 tons, ECM-314, Roof Insulation | See Note 1 | 0 | 0 | See Note 2
1093 | Commercial, Existing, Hospital, Base Centrifugal Chiller, 0.58 kW/ton, 500 tons, ECM-314, Roof Insulation | See Note 1 | 0 | 0 | See Note 2
1094 | Commercial, Existing, Other Health, Base Centrifugal Chiller, 0.58 kW/ton, 500 tons, ECM-314, Roof Insulation | See Note 1 | 0 | 0 | See Note 2
1095 | Commercial, Existing, Warehouse, Base Centrifugal Chiller, 0.58 kW/ton, 500 tons, ECM-314, Roof Insulation | See Note 1 | 0 | 0 | See Note 2
1096 | Commercial, Existing, Hotel, Base Centrifugal Chiller, 0.58 kW/ton, 500 tons, ECM-314, Roof Insulation | See Note 1 | 0 | 0 | See Note 2
1097 | Commercial, Existing, Other, Base Centrifugal Chiller, 0.58 kW/ton, 500 tons, ECM-314, Roof Insulation | See Note 1 | 0 | 0 | See Note 2
1098 | Commercial, Existing, Office, Base Centrifugal Chiller, 0.58 kW/ton, 500 tons, ECM-315, Cool Roof - Chiller | See Note 1 | 0 | 0 | See Note 2
1099 | Commercial, Existing, Restaurant, Base Centrifugal Chiller, 0.58 kW/ton, 500 tons, ECM-315, Cool Roof - Chiller | See Note 1 | 0 | 0 | See Note 2
1100 | Commercial, Existing, Retail, Base Centrifugal Chiller, 0.58 kW/ton, 500 tons, ECM-315, Cool Roof - Chiller | See Note 1 | 0 | 0 | See Note 2
1101 | Commercial, Existing, FoodStore, Base Centrifugal Chiller, 0.58 kW/ton, 500 tons, ECM-315, Cool Roof - Chiller | See Note 1 | 0 | 0 | See Note 2
1102 | Commercial, Existing, School, Base Centrifugal Chiller, 0.58 kW/ton, 500 tons, ECM-315, Cool Roof - Chiller | See Note 1 | 0 | 0 | See Note 2
1103 | Commercial, Existing, College, Base Centrifugal Chiller, 0.58 kW/ton, 500 tons, ECM-315, Cool Roof - Chiller | See Note 1 | 0 | 0 | See Note 2
1104 | Commercial, Existing, Hospital, Base Centrifugal Chiller, 0.58 kW/ton, 500 tons, ECM-315, Cool Roof - Chiller | See Note 1 | 0 | 0 | See Note 2
1105 | Commercial, Existing, Other Health, Base Centrifugal Chiller, 0.58 kW/ton, 500 tons, ECM-315, Cool Roof - Chiller | See Note 1 | 0 | 0 | See Note 2
1106 | Commercial, Existing, Warehouse, Base Centrifugal Chiller, 0.58 kW/ton, 500 tons, ECM-315, Cool Roof - Chiller | See Note 1 | 0 | 0 | See Note 2
1107 | Commercial, Existing, Hotel, Base Centrifugal Chiller, 0.58 kW/ton, 500 tons, ECM-315, Cool Roof - Chiller | See Note 1 | 0 | 0 | See Note 2
1108 | Commercial, Existing, Other, Base Centrifugal Chiller, 0.58 kW/ton, 500 tons, ECM-315, Cool Roof - Chiller | See Note 1 | 0 | 0 | See Note 2
1109 | Commercial, Existing, Office, Base Centrifugal Chiller, 0.58 kW/ton, 500 tons, ECM-317, Thermal Energy Storage (TES) | See Note 1 | 0 | 0 | See Note 2
1110 | Commercial, Existing, Restaurant, Base Centrifugal Chiller, 0.58 kW/ton, 500 tons, ECM-317, Thermal Energy Storage (TES) | See Note 1 | 0 | 0 | See Note 2
1111 | Commercial, Existing, Retail, Base Centrifugal Chiller, 0.58 kW/ton, 500 tons, ECM-317, Thermal Energy Storage (TES) | See Note 1 | 0 | 0 | See Note 2
1112 | Commercial, Existing, FoodStore, Base Centrifugal Chiller, 0.58 kW/ton, 500 tons, ECM-317, Thermal Energy Storage (TES) | See Note 1 | 0 | 0 | See Note 2
1113 | Commercial, Existing, School, Base Centrifugal Chiller, 0.58 kW/ton, 500 tons, ECM-317, Thermal Energy Storage (TES) | See Note 1 | 0 | 0 | See Note 2
1114 | Commercial, Existing, College, Base Centrifugal Chiller, 0.58 kW/ton, 500 tons, ECM-317, Thermal Energy Storage (TES) | See Note 1 | 0 | 0 | See Note 2
1115 | Commercial, Existing, Hospital, Base Centrifugal Chiller, 0.58 kW/ton, 500 tons, ECM-317, Thermal Energy Storage (TES) | See Note 1 | 0 | 0 | See Note 2
1116 | Commercial, Existing, Other Health, Base Centrifugal Chiller, 0.58 kW/ton, 500 tons, ECM-317, Thermal Energy Storage (TES) | See Note 1 | 0 | 0 | See Note 2
1117 | Commercial, Existing, Warehouse, Base Centrifugal Chiller, 0.58 kW/ton, 500 tons, ECM-317, Thermal Energy Storage (TES) | See Note 1 | 0 | 0 | See Note 2
1118 | Commercial, Existing, Hotel, Base Centrifugal Chiller, 0.58 kW/ton, 500 tons, ECM-317, Thermal Energy Storage (TES) | See Note 1 | 0 | 0 | See Note 2
1119 | Commercial, Existing, Other, Base Centrifugal Chiller, 0.58 kW/ton, 500 tons, ECM-317, Thermal Energy Storage (TES) | See Note 1 | 0 | 0 | See Note 2
1120 | Commercial, Existing, Office, Base DX Packaged System, EER=11.2, 10 tons, ECM-321, DX Packaged System, EER=11.7, 10 tons | See Note 1 | 0 | 0 | See Note 2
1121 | Commercial, Existing, Restaurant, Base DX Packaged System, EER=11.2, 10 tons, ECM-321, DX Packaged System, EER=11.7, 10 tons | See Note 1 | 0 | 0 | See Note 2
1122 | Commercial, Existing, Retail, Base DX Packaged System, EER=11.2, 10 tons, ECM-321, DX Packaged System, EER=11.7, 10 tons | See Note 1 | 0 | 0 | See Note 2
1123 | Commercial, Existing, FoodStore, Base DX Packaged System, EER=11.2, 10 tons, ECM-321, DX Packaged System, EER=11.7, 10 tons | See Note 1 | 0 | 0 | See Note 2
1124 | Commercial, Existing, School, Base DX Packaged System, EER=11.2, 10 tons, ECM-321, DX Packaged System, EER=11.7, 10 tons | See Note 1 | 0 | 0 | See Note 2
1125 | Commercial, Existing, College, Base DX Packaged System, EER=11.2, 10 tons, ECM-321, DX Packaged System, EER=11.7, 10 tons | See Note 1 | 0 | 0 | See Note 2
1126 | Commercial, Existing, Hospital, Base DX Packaged System, EER=11.2, 10 tons, ECM-321, DX Packaged System, EER=11.7, 10 tons | See Note 1 | 0 | 0 | See Note 2
1127 | Commercial, Existing, Other Health, Base DX Packaged System, EER=11.2, 10 tons, ECM-321, DX Packaged System, EER=11.7, 10 tons | See Note 1 | 0 | 0 | See Note 2
1128 | Commercial, Existing, Warehouse, Base DX Packaged System, EER=11.2, 10 tons, ECM-321, DX Packaged System, EER=11.7, 10 tons | See Note 1 | 0 | 0 | See Note 2
1129 | Commercial, Existing, Hotel, Base DX Packaged System, EER=11.2, 10 tons, ECM-321, DX Packaged System, EER=11.7, 10 tons | See Note 1 | 0 | 0 | See Note 2
1130 | Commercial, Existing, Other, Base DX Packaged System, EER=11.2, 10 tons, ECM-321, DX Packaged System, EER=11.7, 10 tons | See Note 1 | 0 | 0 | See Note 2
1131 | Commercial, Existing, Office, Base DX Packaged System, EER=11.2, 10 tons, ECM-326, DX Tune Up/ Advanced Diagnostics | See Note 1 | 0 | 0 | See Note 2
1132 | Commercial, Existing, Restaurant, Base DX Packaged System, EER=11.2, 10 tons, ECM-326, DX Tune Up/ Advanced Diagnostics | See Note 1 | 0 | 0 | See Note 2
1133 | Commercial, Existing, Retail, Base DX Packaged System, EER=11.2, 10 tons, ECM-326, DX Tune Up/ Advanced Diagnostics | See Note 1 | 0 | 0 | See Note 2
1134 | Commercial, Existing, FoodStore, Base DX Packaged System, EER=11.2, 10 tons, ECM-326, DX Tune Up/ Advanced Diagnostics | See Note 1 | 0 | 0 | See Note 2
1135 | Commercial, Existing, School, Base DX Packaged System, EER=11.2, 10 tons, ECM-326, DX Tune Up/ Advanced Diagnostics | See Note 1 | 0 | 0 | See Note 2
1136 | Commercial, Existing, College, Base DX Packaged System, EER=11.2, 10 tons, ECM-326, DX Tune Up/ Advanced Diagnostics | See Note 1 | 0 | 0 | See Note 2
1137 | Commercial, Existing, Hospital, Base DX Packaged System, EER=11.2, 10 tons, ECM-326, DX Tune Up/ Advanced Diagnostics | See Note 1 | 0 | 0 | See Note 2
1138 | Commercial, Existing, Other Health, Base DX Packaged System, EER=11.2, 10 tons, ECM-326, DX Tune Up/ Advanced Diagnostics | See Note 1 | 0 | 0 | See Note 2
1139 | Commercial, Existing, Warehouse, Base DX Packaged System, EER=11.2, 10 tons, ECM-326, DX Tune Up/ Advanced Diagnostics | See Note 1 | 0 | 0 | See Note 2
1140 | Commercial, Existing, Hotel, Base DX Packaged System, EER=11.2, 10 tons, ECM-326, DX Tune Up/ Advanced Diagnostics | See Note 1 | 0 | 0 | See Note 2
1141 | Commercial, Existing, Other, Base DX Packaged System, EER=11.2, 10 tons, ECM-326, DX Tune Up/ Advanced Diagnostics | See Note 1 | 0 | 0 | See Note 2
1142 | Commercial, Existing, Office, Base DX Packaged System, EER=11.2, 10 tons, ECM-327, DX Coil Cleaning | See Note 1 | 0 | 0 | See Note 2
1143 | Commercial, Existing, Restaurant, Base DX Packaged System, EER=11.2, 10 tons, ECM-327, DX Coil Cleaning | See Note 1 | 0 | 0 | See Note 2
1144 | Commercial, Existing, Retail, Base DX Packaged System, EER=11.2, 10 tons, ECM-327, DX Coil Cleaning | See Note 1 | 0 | 0 | See Note 2
1145 | Commercial, Existing, FoodStore, Base DX Packaged System, EER=11.2, 10 tons, ECM-327, DX Coil Cleaning | See Note 1 | 0 | 0 | See Note 2
1146 | Commercial, Existing, School, Base DX Packaged System, EER=11.2, 10 tons, ECM-327, DX Coil Cleaning | See Note 1 | 0 | 0 | See Note 2
1147 | Commercial, Existing, College, Base DX Packaged System, EER=11.2, 10 tons, ECM-327, DX Coil Cleaning | See Note 1 | 0 | 0 | See Note 2
1148 | Commercial, Existing, Hospital, Base DX Packaged System, EER=11.2, 10 tons, ECM-327, DX Coil Cleaning | See Note 1 | 0 | 0 | See Note 2
1149 | Commercial, Existing, Other Health, Base DX Packaged System, EER=11.2, 10 tons, ECM-327, DX Coil Cleaning | See Note 1 | 0 | 0 | See Note 2
1150 | Commercial, Existing, Warehouse, Base DX Packaged System, EER=11.2, 10 tons, ECM-327, DX Coil Cleaning | See Note 1 | 0 | 0 | See Note 2
1151 | Commercial, Existing, Hotel, Base DX Packaged System, EER=11.2, 10 tons, ECM-327, DX Coil Cleaning | See Note 1 | 0 | 0 | See Note 2
1152 | Commercial, Existing, Other, Base DX Packaged System, EER=11.2, 10 tons, ECM-327, DX Coil Cleaning | See Note 1 | 0 | 0 | See Note 2
1153 | Commercial, Existing, Office, Base DX Packaged System, EER=11.2, 10 tons, ECM-328, Optimize Controls | See Note 1 | 0 | 0 | See Note 2
1154 | Commercial, Existing, Restaurant, Base DX Packaged System, EER=11.2, 10 tons, ECM-328, Optimize Controls | See Note 1 | 0 | 0 | See Note 2
1155 | Commercial, Existing, Retail, Base DX Packaged System, EER=11.2, 10 tons, ECM-328, Optimize Controls | See Note 1 | 0 | 0 | See Note 2
1156 | Commercial, Existing, FoodStore, Base DX Packaged System, EER=11.2, 10 tons, ECM-328, Optimize Controls | See Note 1 | 0 | 0 | See Note 2
1157 | Commercial, Existing, School, Base DX Packaged System, EER=11.2, 10 tons, ECM-328, Optimize Controls | See Note 1 | 0 | 0 | See Note 2
1158 | Commercial, Existing, College, Base DX Packaged System, EER=11.2, 10 tons, ECM-328, Optimize Controls | See Note 1 | 0 | 0 | See Note 2
1159 | Commercial, Existing, Hospital, Base DX Packaged System, EER=11.2, 10 tons, ECM-328, Optimize Controls | See Note 1 | 0 | 0 | See Note 2
1160 | Commercial, Existing, Other Health, Base DX Packaged System, EER=11.2, 10 tons, ECM-328, Optimize Controls | See Note 1 | 0 | 0 | See Note 2
1161 | Commercial, Existing, Warehouse, Base DX Packaged System, EER=11.2, 10 tons, ECM-328, Optimize Controls | See Note 1 | 0 | 0 | See Note 2
1162 | Commercial, Existing, Hotel, Base DX Packaged System, EER=11.2, 10 tons, ECM-328, Optimize Controls | See Note 1 | 0 | 0 | See Note 2
1163 | Commercial, Existing, Other, Base DX Packaged System, EER=11.2, 10 tons, ECM-328, Optimize Controls | See Note 1 | 0 | 0 | See Note 2
1164 | Commercial, Existing, Office, Base DX Packaged System, EER=11.2, 10 tons, ECM-329, Aerosole Duct Sealing | See Note 1 | 0 | 0 | See Note 2
1165 | Commercial, Existing, Restaurant, Base DX Packaged System, EER=11.2, 10 tons, ECM-329, Aerosole Duct Sealing | See Note 1 | 0 | 0 | See Note 2
1166 | Commercial, Existing, Retail, Base DX Packaged System, EER=11.2, 10 tons, ECM-329, Aerosole Duct Sealing | See Note 1 | 0 | 0 | See Note 2
1167 | Commercial, Existing, FoodStore, Base DX Packaged System, EER=11.2, 10 tons, ECM-329, Aerosole Duct Sealing | See Note 1 | 0 | 0 | See Note 2
1168 | Commercial, Existing, School, Base DX Packaged System, EER=11.2, 10 tons, ECM-329, Aerosole Duct Sealing | See Note 1 | 0 | 0 | See Note 2
1169 | Commercial, Existing, College, Base DX Packaged System, EER=11.2, 10 tons, ECM-329, Aerosole Duct Sealing | See Note 1 | 0 | 0 | See Note 2
1170 | Commercial, Existing, Hospital, Base DX Packaged System, EER=11.2, 10 tons, ECM-329, Aerosole Duct Sealing | See Note 1 | 0 | 0 | See Note 2
1171 | Commercial, Existing, Other Health, Base DX Packaged System, EER=11.2, 10 tons, ECM-329, Aerosole Duct Sealing | See Note 1 | 0 | 0 | See Note 2
1172 | Commercial, Existing, Warehouse, Base DX Packaged System, EER=11.2, 10 tons, ECM-329, Aerosole Duct Sealing | See Note 1 | 0 | 0 | See Note 2
1173 | Commercial, Existing, Hotel, Base DX Packaged System, EER=11.2, 10 tons, ECM-329, Aerosole Duct Sealing | See Note 1 | 0 | 0 | See Note 2
1174 | Commercial, Existing, Other, Base DX Packaged System, EER=11.2, 10 tons, ECM-329, Aerosole Duct Sealing | See Note 1 | 0 | 0 | See Note 2
1175 | Commercial, Existing, Office, Base DX Packaged System, EER=11.2, 10 tons, ECM-330, Duct/Pipe Insulation | See Note 1 | 0 | 0 | See Note 2
1176 | Commercial, Existing, Restaurant, Base DX Packaged System, EER=11.2, 10 tons, ECM-330, Duct/Pipe Insulation | See Note 1 | 0 | 0 | See Note 2
1177 | Commercial, Existing, Retail, Base DX Packaged System, EER=11.2, 10 tons, ECM-330, Duct/Pipe Insulation | See Note 1 | 0 | 0 | See Note 2
1178 | Commercial, Existing, FoodStore, Base DX Packaged System, EER=11.2, 10 tons, ECM-330, Duct/Pipe Insulation | See Note 1 | 0 | 0 | See Note 2
1179 | Commercial, Existing, School, Base DX Packaged System, EER=11.2, 10 tons, ECM-330, Duct/Pipe Insulation | See Note 1 | 0 | 0 | See Note 2
1180 | Commercial, Existing, College, Base DX Packaged System, EER=11.2, 10 tons, ECM-330, Duct/Pipe Insulation | See Note 1 | 0 | 0 | See Note 2
1181 | Commercial, Existing, Hospital, Base DX Packaged System, EER=11.2, 10 tons, ECM-330, Duct/Pipe Insulation | See Note 1 | 0 | 0 | See Note 2
1182 | Commercial, Existing, Other Health, Base DX Packaged System, EER=11.2, 10 tons, ECM-330, Duct/Pipe Insulation | See Note 1 | 0 | 0 | See Note 2
1183 | Commercial, Existing, Warehouse, Base DX Packaged System, EER=11.2, 10 tons, ECM-330, Duct/Pipe Insulation | See Note 1 | 0 | 0 | See Note 2
1184 | Commercial, Existing, Hotel, Base DX Packaged System, EER=11.2, 10 tons, ECM-330, Duct/Pipe Insulation | See Note 1 | 0 | 0 | See Note 2
1185 | Commercial, Existing, Other, Base DX Packaged System, EER=11.2, 10 tons, ECM-330, Duct/Pipe Insulation | See Note 1 | 0 | 0 | See Note 2
1186 | Commercial, Existing, Office, Base DX Packaged System, EER=11.2, 10 tons, ECM-332, Window Film (Standard) | See Note 1 | 0 | 0 | See Note 2
1187 | Commercial, Existing, Restaurant, Base DX Packaged System, EER=11.2, 10 tons, ECM-332, Window Film (Standard) | See Note 1 | 0 | 0 | See Note 2
1188 | Commercial, Existing, Retail, Base DX Packaged System, EER=11.2, 10 tons, ECM-332, Window Film (Standard) | See Note 1 | 0 | 0 | See Note 2
1189 | Commercial, Existing, FoodStore, Base DX Packaged System, EER=11.2, 10 tons, ECM-332, Window Film (Standard) | See Note 1 | 0 | 0 | See Note 2
1190 | Commercial, Existing, School, Base DX Packaged System, EER=11.2, 10 tons, ECM-332, Window Film (Standard) | See Note 1 | 0 | 0 | See Note 2
1191 | Commercial, Existing, College, Base DX Packaged System, EER=11.2, 10 tons, ECM-332, Window Film (Standard) | See Note 1 | 0 | 0 | See Note 2
1192 | Commercial, Existing, Hospital, Base DX Packaged System, EER=11.2, 10 tons, ECM-332, Window Film (Standard) | See Note 1 | 0 | 0 | See Note 2
1193 | Commercial, Existing, Other Health, Base DX Packaged System, EER=11.2, 10 tons, ECM-332, Window Film (Standard) | See Note 1 | 0 | 0 | See Note 2
1194 | Commercial, Existing, Warehouse, Base DX Packaged System, EER=11.2, 10 tons, ECM-332, Window Film (Standard) | See Note 1 | 0 | 0 | See Note 2
1195 | Commercial, Existing, Hotel, Base DX Packaged System, EER=11.2, 10 tons, ECM-332, Window Film (Standard) | See Note 1 | 0 | 0 | See Note 2
1196 | Commercial, Existing, Other, Base DX Packaged System, EER=11.2, 10 tons, ECM-332, Window Film (Standard) | See Note 1 | 0 | 0 | See Note 2
1197 | Commercial, Existing, Office, Base DX Packaged System, EER=11.2, 10 tons, ECM-334, Ceiling Insulation | See Note 1 | 0 | 0 | See Note 2
1198 | Commercial, Existing, Restaurant, Base DX Packaged System, EER=11.2, 10 tons, ECM-334, Ceiling Insulation | See Note 1 | 0 | 0 | See Note 2
1199 | Commercial, Existing, Retail, Base DX Packaged System, EER=11.2, 10 tons, ECM-334, Ceiling Insulation | See Note 1 | 0 | 0 | See Note 2
1200 | Commercial, Existing, FoodStore, Base DX Packaged System, EER=11.2, 10 tons, ECM-334, Ceiling Insulation | See Note 1 | 0 | 0 | See Note 2
1201 | Commercial, Existing, School, Base DX Packaged System, EER=11.2, 10 tons, ECM-334, Ceiling Insulation | See Note 1 | 0 | 0 | See Note 2
1202 | Commercial, Existing, College, Base DX Packaged System, EER=11.2, 10 tons, ECM-334, Ceiling Insulation | See Note 1 | 0 | 0 | See Note 2
1203 | Commercial, Existing, Hospital, Base DX Packaged System, EER=11.2, 10 tons, ECM-334, Ceiling Insulation | See Note 1 | 0 | 0 | See Note 2
1204 | Commercial, Existing, Other Health, Base DX Packaged System, EER=11.2, 10 tons, ECM-334, Ceiling Insulation | See Note 1 | 0 | 0 | See Note 2
1205 | Commercial, Existing, Warehouse, Base DX Packaged System, EER=11.2, 10 tons, ECM-334, Ceiling Insulation | See Note 1 | 0 | 0 | See Note 2
1206 | Commercial, Existing, Hotel, Base DX Packaged System, EER=11.2, 10 tons, ECM-334, Ceiling Insulation | See Note 1 | 0 | 0 | See Note 2
1207 | Commercial, Existing, Other, Base DX Packaged System, EER=11.2, 10 tons, ECM-334, Ceiling Insulation | See Note 1 | 0 | 0 | See Note 2
1208 | Commercial, Existing, Office, Base DX Packaged System, EER=11.2, 10 tons, ECM-335, Roof Insulation | See Note 1 | 0 | 0 | See Note 2
1209 | Commercial, Existing, Restaurant, Base DX Packaged System, EER=11.2, 10 tons, ECM-335, Roof Insulation | See Note 1 | 0 | 0 | See Note 2
1210 | Commercial, Existing, Retail, Base DX Packaged System, EER=11.2, 10 tons, ECM-335, Roof Insulation | See Note 1 | 0 | 0 | See Note 2
1211 | Commercial, Existing, FoodStore, Base DX Packaged System, EER=11.2, 10 tons, ECM-335, Roof Insulation | See Note 1 | 0 | 0 | See Note 2
1212 | Commercial, Existing, School, Base DX Packaged System, EER=11.2, 10 tons, ECM-335, Roof Insulation | See Note 1 | 0 | 0 | See Note 2
1213 | Commercial, Existing, College, Base DX Packaged System, EER=11.2, 10 tons, ECM-335, Roof Insulation | See Note 1 | 0 | 0 | See Note 2
1214 | Commercial, Existing, Hospital, Base DX Packaged System, EER=11.2, 10 tons, ECM-335, Roof Insulation | See Note 1 | 0 | 0 | See Note 2
1215 | Commercial, Existing, Other Health, Base DX Packaged System, EER=11.2, 10 tons, ECM-335, Roof Insulation | See Note 1 | 0 | 0 | See Note 2
1216 | Commercial, Existing, Warehouse, Base DX Packaged System, EER=11.2, 10 tons, ECM-335, Roof Insulation | See Note 1 | 0 | 0 | See Note 2
1217 | Commercial, Existing, Hotel, Base DX Packaged System, EER=11.2, 10 tons, ECM-335, Roof Insulation | See Note 1 | 0 | 0 | See Note 2
1218 | Commercial, Existing, Other, Base DX Packaged System, EER=11.2, 10 tons, ECM-335, Roof Insulation | See Note 1 | 0 | 0 | See Note 2
1219 | Commercial, Existing, Office, Base DX Packaged System, EER=11.2, 10 tons, ECM-336, Cool Roof - DX | See Note 1 | 0 | 0 | See Note 2
1220 | Commercial, Existing, Restaurant, Base DX Packaged System, EER=11.2, 10 tons, ECM-336, Cool Roof - DX | See Note 1 | 0 | 0 | See Note 2
1221 | Commercial, Existing, Retail, Base DX Packaged System, EER=11.2, 10 tons, ECM-336, Cool Roof - DX | See Note 1 | 0 | 0 | See Note 2
1222 | Commercial, Existing, FoodStore, Base DX Packaged System, EER=11.2, 10 tons, ECM-336, Cool Roof - DX | See Note 1 | 0 | 0 | See Note 2
1223 | Commercial, Existing, School, Base DX Packaged System, EER=11.2, 10 tons, ECM-336, Cool Roof - DX | See Note 1 | 0 | 0 | See Note 2
1224 | Commercial, Existing, College, Base DX Packaged System, EER=11.2, 10 tons, ECM-336, Cool Roof - DX | See Note 1 | 0 | 0 | See Note 2
1225 | Commercial, Existing, Hospital, Base DX Packaged System, EER=11.2, 10 tons, ECM-336, Cool Roof - DX | See Note 1 | 0 | 0 | See Note 2
1226 | Commercial, Existing, Other Health, Base DX Packaged System, EER=11.2, 10 tons, ECM-336, Cool Roof - DX | See Note 1 | 0 | 0 | See Note 2
1227 | Commercial, Existing, Warehouse, Base DX Packaged System, EER=11.2, 10 tons, ECM-336, Cool Roof - DX | See Note 1 | 0 | 0 | See Note 2
1228 | Commercial, Existing, Hotel, Base DX Packaged System, EER=11.2, 10 tons, ECM-336, Cool Roof - DX | See Note 1 | 0 | 0 | See Note 2
1229 | Commercial, Existing, Other, Base DX Packaged System, EER=11.2, 10 tons, ECM-336, Cool Roof - DX | See Note 1 | 0 | 0 | See Note 2
1230 | Commercial, Existing, Office, Base DX Packaged System, EER=11.2, 10 tons, ECM-337, Run Time Optimizer | See Note 1 | 0 | 0 | See Note 2
1231 | Commercial, Existing, Restaurant, Base DX Packaged System, EER=11.2, 10 tons, ECM-337, Run Time Optimizer | See Note 1 | 0 | 0 | See Note 2
1232 | Commercial, Existing, Retail, Base DX Packaged System, EER=11.2, 10 tons, ECM-337, Run Time Optimizer | See Note 1 | 0 | 0 | See Note 2
1233 | Commercial, Existing, FoodStore, Base DX Packaged System, EER=11.2, 10 tons, ECM-337, Run Time Optimizer | See Note 1 | 0 | 0 | See Note 2
1234 | Commercial, Existing, School, Base DX Packaged System, EER=11.2, 10 tons, ECM-337, Run Time Optimizer | See Note 1 | 0 | 0 | See Note 2
1235 | Commercial, Existing, College, Base DX Packaged System, EER=11.2, 10 tons, ECM-337, Run Time Optimizer | See Note 1 | 0 | 0 | See Note 2
1236 | Commercial, Existing, Hospital, Base DX Packaged System, EER=11.2, 10 tons, ECM-337, Run Time Optimizer | See Note 1 | 0 | 0 | See Note 2
1237 | Commercial, Existing, Other Health, Base DX Packaged System, EER=11.2, 10 tons, ECM-337, Run Time Optimizer | See Note 1 | 0 | 0 | See Note 2
1238 | Commercial, Existing, Warehouse, Base DX Packaged System, EER=11.2, 10 tons, ECM-337, Run Time Optimizer | See Note 1 | 0 | 0 | See Note 2
1239 | Commercial, Existing, Hotel, Base DX Packaged System, EER=11.2, 10 tons, ECM-337, Run Time Optimizer | See Note 1 | 0 | 0 | See Note 2
1240 | Commercial, Existing, Other, Base DX Packaged System, EER=11.2, 10 tons, ECM-337, Run Time Optimizer | See Note 1 | 0 | 0 | See Note 2
1241 | Commercial, Existing, Office, Base DX Packaged System, EER=11.2, 10 tons, ECM-338, Hybrid Dessicant-HP System | See Note 1 | 0 | 0 | See Note 2
1242 | Commercial, Existing, Restaurant, Base DX Packaged System, EER=11.2, 10 tons, ECM-338, Hybrid Dessicant-HP System | See Note 1 | 0 | 0 | See Note 2
1243 | Commercial, Existing, Retail, Base DX Packaged System, EER=11.2, 10 tons, ECM-338, Hybrid Dessicant-HP System | See Note 1 | 0 | 0 | See Note 2
1244 | Commercial, Existing, FoodStore, Base DX Packaged System, EER=11.2, 10 tons, ECM-338, Hybrid Dessicant-HP System | See Note 1 | 0 | 0 | See Note 2
1245 | Commercial, Existing, School, Base DX Packaged System, EER=11.2, 10 tons, ECM-338, Hybrid Dessicant-HP System | See Note 1 | 0 | 0 | See Note 2
1246 | Commercial, Existing, College, Base DX Packaged System, EER=11.2, 10 tons, ECM-338, Hybrid Dessicant-HP System | See Note 1 | 0 | 0 | See Note 2
1247 | Commercial, Existing, Hospital, Base DX Packaged System, EER=11.2, 10 tons, ECM-338, Hybrid Dessicant-HP System | See Note 1 | 0 | 0 | See Note 2
1248 | Commercial, Existing, Other Health, Base DX Packaged System, EER=11.2, 10 tons, ECM-338, Hybrid Dessicant-HP System | See Note 1 | 0 | 0 | See Note 2
1249 | Commercial, Existing, Warehouse, Base DX Packaged System, EER=11.2, 10 tons, ECM-338, Hybrid Dessicant-HP System | See Note 1 | 0 | 0 | See Note 2
1250 | Commercial, Existing, Hotel, Base DX Packaged System, EER=11.2, 10 tons, ECM-338, Hybrid Dessicant-HP System | See Note 1 | 0 | 0 | See Note 2
1251 | Commercial, Existing, Other, Base DX Packaged System, EER=11.2, 10 tons, ECM-338, Hybrid Dessicant-HP System | See Note 1 | 0 | 0 | See Note 2
1252 | Commercial, Existing, Office, Packaged HP System, EER=11.2, 10 tons, ECM-341, Packaged HP System, EER=11.7, 10 tons | See Note 1 | 0 | 0 | See Note 2
1253 | Commercial, Existing, Restaurant, Packaged HP System, EER=11.2, 10 tons, ECM-341, Packaged HP System, EER=11.7, 10 tons | See Note 1 | 0 | 0 | See Note 2
1254 | Commercial, Existing, Retail, Packaged HP System, EER=11.2, 10 tons, ECM-341, Packaged HP System, EER=11.7, 10 tons | See Note 1 | 0 | 0 | See Note 2
1255 | Commercial, Existing, FoodStore, Packaged HP System, EER=11.2, 10 tons, ECM-341, Packaged HP System, EER=11.7, 10 tons | See Note 1 | 0 | 0 | See Note 2
1256 | Commercial, Existing, School, Packaged HP System, EER=11.2, 10 tons, ECM-341, Packaged HP System, EER=11.7, 10 tons | See Note 1 | 0 | 0 | See Note 2
1257 | Commercial, Existing, College, Packaged HP System, EER=11.2, 10 tons, ECM-341, Packaged HP System, EER=11.7, 10 tons | See Note 1 | 0 | 0 | See Note 2
1258 | Commercial, Existing, Hospital, Packaged HP System, EER=11.2, 10 tons, ECM-341, Packaged HP System, EER=11.7, 10 tons | See Note 1 | 0 | 0 | See Note 2
1259 | Commercial, Existing, Other Health, Packaged HP System, EER=11.2, 10 tons, ECM-341, Packaged HP System, EER=11.7, 10 tons | See Note 1 | 0 | 0 | See Note 2
1260 | Commercial, Existing, Warehouse, Packaged HP System, EER=11.2, 10 tons, ECM-341, Packaged HP System, EER=11.7, 10 tons | See Note 1 | 0 | 0 | See Note 2
1261 | Commercial, Existing, Hotel, Packaged HP System, EER=11.2, 10 tons, ECM-341, Packaged HP System, EER=11.7, 10 tons | See Note 1 | 0 | 0 | See Note 2
1262 | Commercial, Existing, Other, Packaged HP System, EER=11.2, 10 tons, ECM-341, Packaged HP System, EER=11.7, 10 tons | See Note 1 | 0 | 0 | See Note 2
1263 | Commercial, Existing, Office, Packaged HP System, EER=11.2, 10 tons, ECM-342, Geothermal Heat Pump, EER=13, 10 tons | See Note 1 | 0 | 0 | See Note 2
1264 | Commercial, Existing, Restaurant, Packaged HP System, EER=11.2, 10 tons, ECM-342, Geothermal Heat Pump, EER=13, 10 tons | See Note 1 | 0 | 0 | See Note 2
1265 | Commercial, Existing, Retail, Packaged HP System, EER=11.2, 10 tons, ECM-342, Geothermal Heat Pump, EER=13, 10 tons | See Note 1 | 0 | 0 | See Note 2
1266 | Commercial, Existing, FoodStore, Packaged HP System, EER=11.2, 10 tons, ECM-342, Geothermal Heat Pump, EER=13, 10 tons | See Note 1 | 0 | 0 | See Note 2
1267 | Commercial, Existing, School, Packaged HP System, EER=11.2, 10 tons, ECM-342, Geothermal Heat Pump, EER=13, 10 tons | See Note 1 | 0 | 0 | See Note 2
1268 | Commercial, Existing, College, Packaged HP System, EER=11.2, 10 tons, ECM-342, Geothermal Heat Pump, EER=13, 10 tons | See Note 1 | 0 | 0 | See Note 2
1269 | Commercial, Existing, Hospital, Packaged HP System, EER=11.2, 10 tons, ECM-342, Geothermal Heat Pump, EER=13, 10 tons | See Note 1 | 0 | 0 | See Note 2
1270 | Commercial, Existing, Other Health, Packaged HP System, EER=11.2, 10 tons, ECM-342, Geothermal Heat Pump, EER=13, 10 tons | See Note 1 | 0 | 0 | See Note 2
1271 | Commercial, Existing, Warehouse, Packaged HP System, EER=11.2, 10 tons, ECM-342, Geothermal Heat Pump, EER=13, 10 tons | See Note 1 | 0 | 0 | See Note 2
1272 | Commercial, Existing, Hotel, Packaged HP System, EER=11.2, 10 tons, ECM-342, Geothermal Heat Pump, EER=13, 10 tons | See Note 1 | 0 | 0 | See Note 2
1273 | Commercial, Existing, Other, Packaged HP System, EER=11.2, 10 tons, ECM-342, Geothermal Heat Pump, EER=13, 10 tons | See Note 1 | 0 | 0 | See Note 2
1274 | Commercial, Existing, Office, Packaged HP System, EER=11.2, 10 tons, ECM-344, Aerosole Duct Sealing | See Note 1 | 0 | 0 | See Note 2
1275 | Commercial, Existing, Restaurant, Packaged HP System, EER=11.2, 10 tons, ECM-344, Aerosole Duct Sealing | See Note 1 | 0 | 0 | See Note 2
1276 | Commercial, Existing, Retail, Packaged HP System, EER=11.2, 10 tons, ECM-344, Aerosole Duct Sealing | See Note 1 | 0 | 0 | See Note 2
1277 | Commercial, Existing, FoodStore, Packaged HP System, EER=11.2, 10 tons, ECM-344, Aerosole Duct Sealing | See Note 1 | 0 | 0 | See Note 2
1278 | Commercial, Existing, School, Packaged HP System, EER=11.2, 10 tons, ECM-344, Aerosole Duct Sealing | See Note 1 | 0 | 0 | See Note 2
1279 | Commercial, Existing, College, Packaged HP System, EER=11.2, 10 tons, ECM-344, Aerosole Duct Sealing | See Note 1 | 0 | 0 | See Note 2
1280 | Commercial, Existing, Hospital, Packaged HP System, EER=11.2, 10 tons, ECM-344, Aerosole Duct Sealing | See Note 1 | 0 | 0 | See Note 2
1281 | Commercial, Existing, Other Health, Packaged HP System, EER=11.2, 10 tons, ECM-344, Aerosole Duct Sealing | See Note 1 | 0 | 0 | See Note 2
1282 | Commercial, Existing, Warehouse, Packaged HP System, EER=11.2, 10 tons, ECM-344, Aerosole Duct Sealing | See Note 1 | 0 | 0 | See Note 2
1283 | Commercial, Existing, Hotel, Packaged HP System, EER=11.2, 10 tons, ECM-344, Aerosole Duct Sealing | See Note 1 | 0 | 0 | See Note 2
1284 | Commercial, Existing, Other, Packaged HP System, EER=11.2, 10 tons, ECM-344, Aerosole Duct Sealing | See Note 1 | 0 | 0 | See Note 2
1285 | Commercial, Existing, Office, Packaged HP System, EER=11.2, 10 tons, ECM-345, Duct/Pipe Insulation | See Note 1 | 0 | 0 | See Note 2
1286 | Commercial, Existing, Restaurant, Packaged HP System, EER=11.2, 10 tons, ECM-345, Duct/Pipe Insulation | See Note 1 | 0 | 0 | See Note 2
1287 | Commercial, Existing, Retail, Packaged HP System, EER=11.2, 10 tons, ECM-345, Duct/Pipe Insulation | See Note 1 | 0 | 0 | See Note 2
1288 | Commercial, Existing, FoodStore, Packaged HP System, EER=11.2, 10 tons, ECM-345, Duct/Pipe Insulation | See Note 1 | 0 | 0 | See Note 2
1289 | Commercial, Existing, School, Packaged HP System, EER=11.2, 10 tons, ECM-345, Duct/Pipe Insulation | See Note 1 | 0 | 0 | See Note 2
1290 | Commercial, Existing, College, Packaged HP System, EER=11.2, 10 tons, ECM-345, Duct/Pipe Insulation | See Note 1 | 0 | 0 | See Note 2
1291 | Commercial, Existing, Hospital, Packaged HP System, EER=11.2, 10 tons, ECM-345, Duct/Pipe Insulation | See Note 1 | 0 | 0 | See Note 2
1292 | Commercial, Existing, Other Health, Packaged HP System, EER=11.2, 10 tons, ECM-345, Duct/Pipe Insulation | See Note 1 | 0 | 0 | See Note 2
1293 | Commercial, Existing, Warehouse, Packaged HP System, EER=11.2, 10 tons, ECM-345, Duct/Pipe Insulation | See Note 1 | 0 | 0 | See Note 2
1294 | Commercial, Existing, Hotel, Packaged HP System, EER=11.2, 10 tons, ECM-345, Duct/Pipe Insulation | See Note 1 | 0 | 0 | See Note 2
1295 | Commercial, Existing, Other, Packaged HP System, EER=11.2, 10 tons, ECM-345, Duct/Pipe Insulation | See Note 1 | 0 | 0 | See Note 2
1296 | Commercial, Existing, Office, Packaged HP System, EER=11.2, 10 tons, ECM-347, Window Film (Standard) | See Note 1 | 0 | 0 | See Note 2
1297 | Commercial, Existing, Restaurant, Packaged HP System, EER=11.2, 10 tons, ECM-347, Window Film (Standard) | See Note 1 | 0 | 0 | See Note 2
1298 | Commercial, Existing, Retail, Packaged HP System, EER=11.2, 10 tons, ECM-347, Window Film (Standard) | See Note 1 | 0 | 0 | See Note 2
1299 | Commercial, Existing, FoodStore, Packaged HP System, EER=11.2, 10 tons, ECM-347, Window Film (Standard) | See Note 1 | 0 | 0 | See Note 2
1300 | Commercial, Existing, School, Packaged HP System, EER=11.2, 10 tons, ECM-347, Window Film (Standard) | See Note 1 | 0 | 0 | See Note 2
1301 | Commercial, Existing, College, Packaged HP System, EER=11.2, 10 tons, ECM-347, Window Film (Standard) | See Note 1 | 0 | 0 | See Note 2
1302 | Commercial, Existing, Hospital, Packaged HP System, EER=11.2, 10 tons, ECM-347, Window Film (Standard) | See Note 1 | 0 | 0 | See Note 2
1303 | Commercial, Existing, Other Health, Packaged HP System, EER=11.2, 10 tons, ECM-347, Window Film (Standard) | See Note 1 | 0 | 0 | See Note 2
1304 | Commercial, Existing, Warehouse, Packaged HP System, EER=11.2, 10 tons, ECM-347, Window Film (Standard) | See Note 1 | 0 | 0 | See Note 2
1305 | Commercial, Existing, Hotel, Packaged HP System, EER=11.2, 10 tons, ECM-347, Window Film (Standard) | See Note 1 | 0 | 0 | See Note 2
1306 | Commercial, Existing, Other, Packaged HP System, EER=11.2, 10 tons, ECM-347, Window Film (Standard) | See Note 1 | 0 | 0 | See Note 2
1307 | Commercial, Existing, Office, Packaged HP System, EER=11.2, 10 tons, ECM-349, Ceiling Insulation | See Note 1 | 0 | 0 | See Note 2
1308 | Commercial, Existing, Restaurant, Packaged HP System, EER=11.2, 10 tons, ECM-349, Ceiling Insulation | See Note 1 | 0 | 0 | See Note 2
1309 | Commercial, Existing, Retail, Packaged HP System, EER=11.2, 10 tons, ECM-349, Ceiling Insulation | See Note 1 | 0 | 0 | See Note 2
1310 | Commercial, Existing, FoodStore, Packaged HP System, EER=11.2, 10 tons, ECM-349, Ceiling Insulation | See Note 1 | 0 | 0 | See Note 2
1311 | Commercial, Existing, School, Packaged HP System, EER=11.2, 10 tons, ECM-349, Ceiling Insulation | See Note 1 | 0 | 0 | See Note 2
1312 | Commercial, Existing, College, Packaged HP System, EER=11.2, 10 tons, ECM-349, Ceiling Insulation | See Note 1 | 0 | 0 | See Note 2
1313 | Commercial, Existing, Hospital, Packaged HP System, EER=11.2, 10 tons, ECM-349, Ceiling Insulation | See Note 1 | 0 | 0 | See Note 2
1314 | Commercial, Existing, Other Health, Packaged HP System, EER=11.2, 10 tons, ECM-349, Ceiling Insulation | See Note 1 | 0 | 0 | See Note 2
1315 | Commercial, Existing, Warehouse, Packaged HP System, EER=11.2, 10 tons, ECM-349, Ceiling Insulation | See Note 1 | 0 | 0 | See Note 2
1316 | Commercial, Existing, Hotel, Packaged HP System, EER=11.2, 10 tons, ECM-349, Ceiling Insulation | See Note 1 | 0 | 0 | See Note 2
1317 | Commercial, Existing, Other, Packaged HP System, EER=11.2, 10 tons, ECM-349, Ceiling Insulation | See Note 1 | 0 | 0 | See Note 2
1318 | Commercial, Existing, Office, Packaged HP System, EER=11.2, 10 tons, ECM-350, Roof Insulation | See Note 1 | 0 | 0 | See Note 2
1319 | Commercial, Existing, Restaurant, Packaged HP System, EER=11.2, 10 tons, ECM-350, Roof Insulation | See Note 1 | 0 | 0 | See Note 2
1320 | Commercial, Existing, Retail, Packaged HP System, EER=11.2, 10 tons, ECM-350, Roof Insulation | See Note 1 | 0 | 0 | See Note 2
1321 | Commercial, Existing, FoodStore, Packaged HP System, EER=11.2, 10 tons, ECM-350, Roof Insulation | See Note 1 | 0 | 0 | See Note 2
1322 | Commercial, Existing, School, Packaged HP System, EER=11.2, 10 tons, ECM-350, Roof Insulation | See Note 1 | 0 | 0 | See Note 2
1323 | Commercial, Existing, College, Packaged HP System, EER=11.2, 10 tons, ECM-350, Roof Insulation | See Note 1 | 0 | 0 | See Note 2
1324 | Commercial, Existing, Hospital, Packaged HP System, EER=11.2, 10 tons, ECM-350, Roof Insulation | See Note 1 | 0 | 0 | See Note 2
1325 | Commercial, Existing, Other Health, Packaged HP System, EER=11.2, 10 tons, ECM-350, Roof Insulation | See Note 1 | 0 | 0 | See Note 2
1326 | Commercial, Existing, Warehouse, Packaged HP System, EER=11.2, 10 tons, ECM-350, Roof Insulation | See Note 1 | 0 | 0 | See Note 2
1327 | Commercial, Existing, Hotel, Packaged HP System, EER=11.2, 10 tons, ECM-350, Roof Insulation | See Note 1 | 0 | 0 | See Note 2
1328 | Commercial, Existing, Other, Packaged HP System, EER=11.2, 10 tons, ECM-350, Roof Insulation | See Note 1 | 0 | 0 | See Note 2
1329 | Commercial, Existing, Office, Packaged HP System, EER=11.2, 10 tons, ECM-351, Cool Roof - DX | See Note 1 | 0 | 0 | See Note 2
1330 | Commercial, Existing, Restaurant, Packaged HP System, EER=11.2, 10 tons, ECM-351, Cool Roof - DX | See Note 1 | 0 | 0 | See Note 2
1331 | Commercial, Existing, Retail, Packaged HP System, EER=11.2, 10 tons, ECM-351, Cool Roof - DX | See Note 1 | 0 | 0 | See Note 2
1332 | Commercial, Existing, FoodStore, Packaged HP System, EER=11.2, 10 tons, ECM-351, Cool Roof - DX | See Note 1 | 0 | 0 | See Note 2
1333 | Commercial, Existing, School, Packaged HP System, EER=11.2, 10 tons, ECM-351, Cool Roof - DX | See Note 1 | 0 | 0 | See Note 2
1334 | Commercial, Existing, College, Packaged HP System, EER=11.2, 10 tons, ECM-351, Cool Roof - DX | See Note 1 | 0 | 0 | See Note 2
1335 | Commercial, Existing, Hospital, Packaged HP System, EER=11.2, 10 tons, ECM-351, Cool Roof - DX | See Note 1 | 0 | 0 | See Note 2
1336 | Commercial, Existing, Other Health, Packaged HP System, EER=11.2, 10 tons, ECM-351, Cool Roof - DX | See Note 1 | 0 | 0 | See Note 2
1337 | Commercial, Existing, Warehouse, Packaged HP System, EER=11.2, 10 tons, ECM-351, Cool Roof - DX | See Note 1 | 0 | 0 | See Note 2
1338 | Commercial, Existing, Hotel, Packaged HP System, EER=11.2, 10 tons, ECM-351, Cool Roof - DX | See Note 1 | 0 | 0 | See Note 2
1339 | Commercial, Existing, Other, Packaged HP System, EER=11.2, 10 tons, ECM-351, Cool Roof - DX | See Note 1 | 0 | 0 | See Note 2
1340 | Commercial, Existing, Office, Base PTAC, 1 ton, ECM-361, HE PTAC, EER=9.6, 1 ton | See Note 1 | 0 | 0 | See Note 2
1341 | Commercial, Existing, Restaurant, Base PTAC, 1 ton, ECM-361, HE PTAC, EER=9.6, 1 ton | See Note 1 | 0 | 0 | See Note 2
1342 | Commercial, Existing, Retail, Base PTAC, 1 ton, ECM-361, HE PTAC, EER=9.6, 1 ton | See Note 1 | 0 | 0 | See Note 2
1343 | Commercial, Existing, FoodStore, Base PTAC, 1 ton, ECM-361, HE PTAC, EER=9.6, 1 ton | See Note 1 | 0 | 0 | See Note 2
1344 | Commercial, Existing, School, Base PTAC, 1 ton, ECM-361, HE PTAC, EER=9.6, 1 ton | See Note 1 | 0 | 0 | See Note 2
1345 | Commercial, Existing, College, Base PTAC, 1 ton, ECM-361, HE PTAC, EER=9.6, 1 ton | See Note 1 | 0 | 0 | See Note 2
1346 | Commercial, Existing, Hospital, Base PTAC, 1 ton, ECM-361, HE PTAC, EER=9.6, 1 ton | See Note 1 | 0 | 0 | See Note 2
1347 | Commercial, Existing, Other Health, Base PTAC, 1 ton, ECM-361, HE PTAC, EER=9.6, 1 ton | See Note 1 | 0 | 0 | See Note 2
1348 | Commercial, Existing, Warehouse, Base PTAC, 1 ton, ECM-361, HE PTAC, EER=9.6, 1 ton | See Note 1 | 0 | 0 | See Note 2
1349 | Commercial, Existing, Hotel, Base PTAC, 1 ton, ECM-361, HE PTAC, EER=9.6, 1 ton | See Note 1 | 0 | 0 | See Note 2
1350 | Commercial, Existing, Other, Base PTAC, 1 ton, ECM-361, HE PTAC, EER=9.6, 1 ton | See Note 1 | 0 | 0 | See Note 2
1351 | Commercial, Existing, Office, Base PTAC, 1 ton, ECM-362, Occupancy Sensor | See Note 1 | 0 | 0 | See Note 2
1352 | Commercial, Existing, Restaurant, Base PTAC, 1 ton, ECM-362, Occupancy Sensor | See Note 1 | 0 | 0 | See Note 2
1353 | Commercial, Existing, Retail, Base PTAC, 1 ton, ECM-362, Occupancy Sensor | See Note 1 | 0 | 0 | See Note 2
1354 | Commercial, Existing, FoodStore, Base PTAC, 1 ton, ECM-362, Occupancy Sensor | See Note 1 | 0 | 0 | See Note 2
1355 | Commercial, Existing, School, Base PTAC, 1 ton, ECM-362, Occupancy Sensor | See Note 1 | 0 | 0 | See Note 2
1356 | Commercial, Existing, College, Base PTAC, 1 ton, ECM-362, Occupancy Sensor | See Note 1 | 0 | 0 | See Note 2
1357 | Commercial, Existing, Hospital, Base PTAC, 1 ton, ECM-362, Occupancy Sensor | See Note 1 | 0 | 0 | See Note 2
1358 | Commercial, Existing, Other Health, Base PTAC, 1 ton, ECM-362, Occupancy Sensor | See Note 1 | 0 | 0 | See Note 2
1359 | Commercial, Existing, Warehouse, Base PTAC, 1 ton, ECM-362, Occupancy Sensor | See Note 1 | 0 | 0 | See Note 2
1360 | Commercial, Existing, Hotel, Base PTAC, 1 ton, ECM-362, Occupancy Sensor | See Note 1 | 0 | 0 | See Note 2
1361 | Commercial, Existing, Other, Base PTAC, 1 ton, ECM-362, Occupancy Sensor | See Note 1 | 0 | 0 | See Note 2
1362 | Commercial, Existing, Office, Base Fan Motor, 15hp, 1800rpm, 91.0%, ECM-401, High Efficiency Fan Motor, 15hp, 1800rpm, 92.4% | See Note 1 | 0 | 0 | See Note 2
1363 | Commercial, Existing, Restaurant, Base Fan Motor, 15hp, 1800rpm, 91.0%, ECM-401, High Efficiency Fan Motor, 15hp, 1800rpm, 92.4% | See Note 1 | 0 | 0 | See Note 2
1364 | Commercial, Existing, Retail, Base Fan Motor, 15hp, 1800rpm, 91.0%, ECM-401, High Efficiency Fan Motor, 15hp, 1800rpm, 92.4% | See Note 1 | 0 | 0 | See Note 2
1365 | Commercial, Existing, FoodStore, Base Fan Motor, 15hp, 1800rpm, 91.0%, ECM-401, High Efficiency Fan Motor, 15hp, 1800rpm, 92.4% | See Note 1 | 0 | 0 | See Note 2
1366 | Commercial, Existing, School, Base Fan Motor, 15hp, 1800rpm, 91.0%, ECM-401, High Efficiency Fan Motor, 15hp, 1800rpm, 92.4% | See Note 1 | 0 | 0 | See Note 2
1367 | Commercial, Existing, College, Base Fan Motor, 15hp, 1800rpm, 91.0%, ECM-401, High Efficiency Fan Motor, 15hp, 1800rpm, 92.4% | See Note 1 | 0 | 0 | See Note 2
1368 | Commercial, Existing, Hospital, Base Fan Motor, 15hp, 1800rpm, 91.0%, ECM-401, High Efficiency Fan Motor, 15hp, 1800rpm, 92.4% | See Note 1 | 0 | 0 | See Note 2
1369 | Commercial, Existing, Other Health, Base Fan Motor, 15hp, 1800rpm, 91.0%, ECM-401, High Efficiency Fan Motor, 15hp, 1800rpm, 92.4% | See Note 1 | 0 | 0 | See Note 2
1370 | Commercial, Existing, Warehouse, Base Fan Motor, 15hp, 1800rpm, 91.0%, ECM-401, High Efficiency Fan Motor, 15hp, 1800rpm, 92.4% | See Note 1 | 0 | 0 | See Note 2
1371 | Commercial, Existing, Hotel, Base Fan Motor, 15hp, 1800rpm, 91.0%, ECM-401, High Efficiency Fan Motor, 15hp, 1800rpm, 92.4% | See Note 1 | 0 | 0 | See Note 2
1372 | Commercial, Existing, Other, Base Fan Motor, 15hp, 1800rpm, 91.0%, ECM-401, High Efficiency Fan Motor, 15hp, 1800rpm, 92.4% | See Note 1 | 0 | 0 | See Note 2
1373 | Commercial, Existing, Office, Base Fan Motor, 15hp, 1800rpm, 91.0%, ECM-402, Variable Speed Drive Control | See Note 1 | 0 | 0 | See Note 2
1374 | Commercial, Existing, Restaurant, Base Fan Motor, 15hp, 1800rpm, 91.0%, ECM-402, Variable Speed Drive Control | See Note 1 | 0 | 0 | See Note 2
1375 | Commercial, Existing, Retail, Base Fan Motor, 15hp, 1800rpm, 91.0%, ECM-402, Variable Speed Drive Control | See Note 1 | 0 | 0 | See Note 2
1376 | Commercial, Existing, FoodStore, Base Fan Motor, 15hp, 1800rpm, 91.0%, ECM-402, Variable Speed Drive Control | See Note 1 | 0 | 0 | See Note 2
1377 | Commercial, Existing, School, Base Fan Motor, 15hp, 1800rpm, 91.0%, ECM-402, Variable Speed Drive Control | See Note 1 | 0 | 0 | See Note 2
1378 | Commercial, Existing, College, Base Fan Motor, 15hp, 1800rpm, 91.0%, ECM-402, Variable Speed Drive Control | See Note 1 | 0 | 0 | See Note 2
1379 | Commercial, Existing, Hospital, Base Fan Motor, 15hp, 1800rpm, 91.0%, ECM-402, Variable Speed Drive Control | See Note 1 | 0 | 0 | See Note 2
1380 | Commercial, Existing, Other Health, Base Fan Motor, 15hp, 1800rpm, 91.0%, ECM-402, Variable Speed Drive Control | See Note 1 | 0 | 0 | See Note 2
1381 | Commercial, Existing, Warehouse, Base Fan Motor, 15hp, 1800rpm, 91.0%, ECM-402, Variable Speed Drive Control | See Note 1 | 0 | 0 | See Note 2
1382 | Commercial, Existing, Hotel, Base Fan Motor, 15hp, 1800rpm, 91.0%, ECM-402, Variable Speed Drive Control | See Note 1 | 0 | 0 | See Note 2
1383 | Commercial, Existing, Other, Base Fan Motor, 15hp, 1800rpm, 91.0%, ECM-402, Variable Speed Drive Control | See Note 1 | 0 | 0 | See Note 2
1384 | Commercial, Existing, Office, Base Fan Motor, 15hp, 1800rpm, 91.0%, ECM-403, Air Handler Optimization | See Note 1 | 0 | 0 | See Note 2
1385 | Commercial, Existing, Restaurant, Base Fan Motor, 15hp, 1800rpm, 91.0%, ECM-403, Air Handler Optimization | See Note 1 | 0 | 0 | See Note 2
1386 | Commercial, Existing, Retail, Base Fan Motor, 15hp, 1800rpm, 91.0%, ECM-403, Air Handler Optimization | See Note 1 | 0 | 0 | See Note 2
1387 | Commercial, Existing, FoodStore, Base Fan Motor, 15hp, 1800rpm, 91.0%, ECM-403, Air Handler Optimization | See Note 1 | 0 | 0 | See Note 2
1388 | Commercial, Existing, School, Base Fan Motor, 15hp, 1800rpm, 91.0%, ECM-403, Air Handler Optimization | See Note 1 | 0 | 0 | See Note 2
1389 | Commercial, Existing, College, Base Fan Motor, 15hp, 1800rpm, 91.0%, ECM-403, Air Handler Optimization | See Note 1 | 0 | 0 | See Note 2
1390 | Commercial, Existing, Hospital, Base Fan Motor, 15hp, 1800rpm, 91.0%, ECM-403, Air Handler Optimization | See Note 1 | 0 | 0 | See Note 2
1391 | Commercial, Existing, Other Health, Base Fan Motor, 15hp, 1800rpm, 91.0%, ECM-403, Air Handler Optimization | See Note 1 | 0 | 0 | See Note 2
1392 | Commercial, Existing, Warehouse, Base Fan Motor, 15hp, 1800rpm, 91.0%, ECM-403, Air Handler Optimization | See Note 1 | 0 | 0 | See Note 2
1393 | Commercial, Existing, Hotel, Base Fan Motor, 15hp, 1800rpm, 91.0%, ECM-403, Air Handler Optimization | See Note 1 | 0 | 0 | See Note 2
1394 | Commercial, Existing, Other, Base Fan Motor, 15hp, 1800rpm, 91.0%, ECM-403, Air Handler Optimization | See Note 1 | 0 | 0 | See Note 2
1395 | Commercial, Existing, Office, Base Fan Motor, 15hp, 1800rpm, 91.0%, ECM-404, Electronically Commutated Motors (ECM) on an Air Handler Unit | See Note 1 | 0 | 0 | See Note 2
1396 | Commercial, Existing, Restaurant, Base Fan Motor, 15hp, 1800rpm, 91.0%, ECM-404, Electronically Commutated Motors (ECM) on an Air Handler Unit | See Note 1 | 0 | 0 | See Note 2
1397 | Commercial, Existing, Retail, Base Fan Motor, 15hp, 1800rpm, 91.0%, ECM-404, Electronically Commutated Motors (ECM) on an Air Handler Unit | See Note 1 | 0 | 0 | See Note 2
1398 | Commercial, Existing, FoodStore, Base Fan Motor, 15hp, 1800rpm, 91.0%, ECM-404, Electronically Commutated Motors (ECM) on an Air Handler Unit | See Note 1 | 0 | 0 | See Note 2
1399 | Commercial, Existing, School, Base Fan Motor, 15hp, 1800rpm, 91.0%, ECM-404, Electronically Commutated Motors (ECM) on an Air Handler Unit | See Note 1 | 0 | 0 | See Note 2
1400 | Commercial, Existing, College, Base Fan Motor, 15hp, 1800rpm, 91.0%, ECM-404, Electronically Commutated Motors (ECM) on an Air Handler Unit | See Note 1 | 0 | 0 | See Note 2
1401 | Commercial, Existing, Hospital, Base Fan Motor, 15hp, 1800rpm, 91.0%, ECM-404, Electronically Commutated Motors (ECM) on an Air Handler Unit | See Note 1 | 0 | 0 | See Note 2
1402 | Commercial, Existing, Other Health, Base Fan Motor, 15hp, 1800rpm, 91.0%, ECM-404, Electronically Commutated Motors (ECM) on an Air Handler Unit | See Note 1 | 0 | 0 | See Note 2
1403 | Commercial, Existing, Warehouse, Base Fan Motor, 15hp, 1800rpm, 91.0%, ECM-404, Electronically Commutated Motors (ECM) on an Air Handler Unit | See Note 1 | 0 | 0 | See Note 2
1404 | Commercial, Existing, Hotel, Base Fan Motor, 15hp, 1800rpm, 91.0%, ECM-404, Electronically Commutated Motors (ECM) on an Air Handler Unit | See Note 1 | 0 | 0 | See Note 2
1405 | Commercial, Existing, Other, Base Fan Motor, 15hp, 1800rpm, 91.0%, ECM-404, Electronically Commutated Motors (ECM) on an Air Handler Unit | See Note 1 | 0 | 0 | See Note 2
1406 | Commercial, Existing, Office, Base Fan Motor, 15hp, 1800rpm, 91.0%, ECM-405, Demand Control Ventilation (DCV) | See Note 1 | 0 | 0 | See Note 2
1407 | Commercial, Existing, Restaurant, Base Fan Motor, 15hp, 1800rpm, 91.0%, ECM-405, Demand Control Ventilation (DCV) | See Note 1 | 0 | 0 | See Note 2
1408 | Commercial, Existing, Retail, Base Fan Motor, 15hp, 1800rpm, 91.0%, ECM-405, Demand Control Ventilation (DCV) | See Note 1 | 0 | 0 | See Note 2
1409 | Commercial, Existing, FoodStore, Base Fan Motor, 15hp, 1800rpm, 91.0%, ECM-405, Demand Control Ventilation (DCV) | See Note 1 | 0 | 0 | See Note 2
1410 | Commercial, Existing, School, Base Fan Motor, 15hp, 1800rpm, 91.0%, ECM-405, Demand Control Ventilation (DCV) | See Note 1 | 0 | 0 | See Note 2
1411 | Commercial, Existing, College, Base Fan Motor, 15hp, 1800rpm, 91.0%, ECM-405, Demand Control Ventilation (DCV) | See Note 1 | 0 | 0 | See Note 2
1412 | Commercial, Existing, Hospital, Base Fan Motor, 15hp, 1800rpm, 91.0%, ECM-405, Demand Control Ventilation (DCV) | See Note 1 | 0 | 0 | See Note 2
1413 | Commercial, Existing, Other Health, Base Fan Motor, 15hp, 1800rpm, 91.0%, ECM-405, Demand Control Ventilation (DCV) | See Note 1 | 0 | 0 | See Note 2
1414 | Commercial, Existing, Warehouse, Base Fan Motor, 15hp, 1800rpm, 91.0%, ECM-405, Demand Control Ventilation (DCV) | See Note 1 | 0 | 0 | See Note 2
1415 | Commercial, Existing, Hotel, Base Fan Motor, 15hp, 1800rpm, 91.0%, ECM-405, Demand Control Ventilation (DCV) | See Note 1 | 0 | 0 | See Note 2
1416 | Commercial, Existing, Other, Base Fan Motor, 15hp, 1800rpm, 91.0%, ECM-405, Demand Control Ventilation (DCV) | See Note 1 | 0 | 0 | See Note 2
1417 | Commercial, Existing, Office, Base Fan Motor, 15hp, 1800rpm, 91.0%, ECM-406, Energy Recovery Ventilation (ERV) | See Note 1 | 0 | 0 | See Note 2
1418 | Commercial, Existing, Restaurant, Base Fan Motor, 15hp, 1800rpm, 91.0%, ECM-406, Energy Recovery Ventilation (ERV) | See Note 1 | 0 | 0 | See Note 2
1419 | Commercial, Existing, Retail, Base Fan Motor, 15hp, 1800rpm, 91.0%, ECM-406, Energy Recovery Ventilation (ERV) | See Note 1 | 0 | 0 | See Note 2
1420 | Commercial, Existing, FoodStore, Base Fan Motor, 15hp, 1800rpm, 91.0%, ECM-406, Energy Recovery Ventilation (ERV) | See Note 1 | 0 | 0 | See Note 2
1421 | Commercial, Existing, School, Base Fan Motor, 15hp, 1800rpm, 91.0%, ECM-406, Energy Recovery Ventilation (ERV) | See Note 1 | 0 | 0 | See Note 2
1422 | Commercial, Existing, College, Base Fan Motor, 15hp, 1800rpm, 91.0%, ECM-406, Energy Recovery Ventilation (ERV) | See Note 1 | 0 | 0 | See Note 2
1423 | Commercial, Existing, Hospital, Base Fan Motor, 15hp, 1800rpm, 91.0%, ECM-406, Energy Recovery Ventilation (ERV) | See Note 1 | 0 | 0 | See Note 2
1424 | Commercial, Existing, Other Health, Base Fan Motor, 15hp, 1800rpm, 91.0%, ECM-406, Energy Recovery Ventilation (ERV) | See Note 1 | 0 | 0 | See Note 2
1425 | Commercial, Existing, Warehouse, Base Fan Motor, 15hp, 1800rpm, 91.0%, ECM-406, Energy Recovery Ventilation (ERV) | See Note 1 | 0 | 0 | See Note 2
1426 | Commercial, Existing, Hotel, Base Fan Motor, 15hp, 1800rpm, 91.0%, ECM-406, Energy Recovery Ventilation (ERV) | See Note 1 | 0 | 0 | See Note 2
1427 | Commercial, Existing, Other, Base Fan Motor, 15hp, 1800rpm, 91.0%, ECM-406, Energy Recovery Ventilation (ERV) | See Note 1 | 0 | 0 | See Note 2
1428 | Commercial, Existing, Office, Base Fan Motor, 15hp, 1800rpm, 91.0%, ECM-407, Separate Makeup Air / Exhaust Hoods AC | See Note 1 | 0 | 0 | See Note 2
1429 | Commercial, Existing, Restaurant, Base Fan Motor, 15hp, 1800rpm, 91.0%, ECM-407, Separate Makeup Air / Exhaust Hoods AC | See Note 1 | 0 | 0 | See Note 2
1430 | Commercial, Existing, Retail, Base Fan Motor, 15hp, 1800rpm, 91.0%, ECM-407, Separate Makeup Air / Exhaust Hoods AC | See Note 1 | 0 | 0 | See Note 2
1431 | Commercial, Existing, FoodStore, Base Fan Motor, 15hp, 1800rpm, 91.0%, ECM-407, Separate Makeup Air / Exhaust Hoods AC | See Note 1 | 0 | 0 | See Note 2
1432 | Commercial, Existing, School, Base Fan Motor, 15hp, 1800rpm, 91.0%, ECM-407, Separate Makeup Air / Exhaust Hoods AC | See Note 1 | 0 | 0 | See Note 2
1433 | Commercial, Existing, College, Base Fan Motor, 15hp, 1800rpm, 91.0%, ECM-407, Separate Makeup Air / Exhaust Hoods AC | See Note 1 | 0 | 0 | See Note 2
1434 | Commercial, Existing, Hospital, Base Fan Motor, 15hp, 1800rpm, 91.0%, ECM-407, Separate Makeup Air / Exhaust Hoods AC | See Note 1 | 0 | 0 | See Note 2
1435 | Commercial, Existing, Other Health, Base Fan Motor, 15hp, 1800rpm, 91.0%, ECM-407, Separate Makeup Air / Exhaust Hoods AC | See Note 1 | 0 | 0 | See Note 2
1436 | Commercial, Existing, Warehouse, Base Fan Motor, 15hp, 1800rpm, 91.0%, ECM-407, Separate Makeup Air / Exhaust Hoods AC | See Note 1 | 0 | 0 | See Note 2
1437 | Commercial, Existing, Hotel, Base Fan Motor, 15hp, 1800rpm, 91.0%, ECM-407, Separate Makeup Air / Exhaust Hoods AC | See Note 1 | 0 | 0 | See Note 2
1438 | Commercial, Existing, Other, Base Fan Motor, 15hp, 1800rpm, 91.0%, ECM-407, Separate Makeup Air / Exhaust Hoods AC | See Note 1 | 0 | 0 | See Note 2
1439 | Commercial, Existing, FoodStore, Base Refrigeration System, ECM-501, High-efficiency fan motors | See Note 1 | 0 | 0 | See Note 2
1440 | Commercial, New, FoodStore, Base Refrigeration System, ECM-501, Refrigeration 10% More Efficient Design | See Note 1 | 0 | 0 | See Note 2
1441 | Commercial, Existing, FoodStore, Base Refrigeration System, ECM-502, Strip curtains for walk-ins | See Note 1 | 0 | 0 | See Note 2
1442 | Commercial, New, FoodStore, Base Refrigeration System, ECM-502, Refrigeration 20% More Efficient Design | See Note 1 | 0 | 0 | See Note 2
1443 | Commercial, Existing, FoodStore, Base Refrigeration System, ECM-503, Night covers for display cases | See Note 1 | 0 | 0 | See Note 2
1444 | Commercial, Existing, FoodStore, Base Refrigeration System, ECM-504, Evaporator fan controller for MT walk-ins | See Note 1 | 0 | 0 | See Note 2
1445 | Commercial, Existing, FoodStore, Base Refrigeration System, ECM-505, Efficient compressor motor | See Note 1 | 0 | 0 | See Note 2
1446 | Commercial, Existing, FoodStore, Base Refrigeration System, ECM-506, Compressor VSD retrofit | See Note 1 | 0 | 0 | See Note 2
1447 | Commercial, Existing, FoodStore, Base Refrigeration System, ECM-507, Floating head pressure controls | See Note 1 | 0 | 0 | See Note 2
1448 | Commercial, Existing, FoodStore, Base Refrigeration System, ECM-508, Refrigeration Commissioning | See Note 1 | 0 | 0 | See Note 2
1449 | Commercial, Existing, FoodStore, Base Refrigeration System, ECM-509, Demand Hot Gas Defrost | See Note 1 | 0 | 0 | See Note 2
1450 | Commercial, Existing, FoodStore, Base Refrigeration System, ECM-510, Demand Defrost Electric | See Note 1 | 0 | 0 | See Note 2
1451 | Commercial, Existing, FoodStore, Base Refrigeration System, ECM-511, Anti-sweat (humidistat) controls | See Note 1 | 0 | 0 | See Note 2
1452 | Commercial, Existing, FoodStore, Base Refrigeration System, ECM-513, High R-Value Glass Doors | See Note 1 | 0 | 0 | See Note 2
1453 | Commercial, Existing, FoodStore, Base Refrigeration System, ECM-514, Multiplex Compressor System | See Note 1 | 0 | 0 | See Note 2
1454 | Commercial, Existing, FoodStore, Base Refrigeration System, ECM-515, Oversized Air Cooled Condenser | See Note 1 | 0 | 0 | See Note 2
1455 | Commercial, Existing, FoodStore, Base Refrigeration System, ECM-516, Freezer-Cooler Replacement Gaskets | See Note 1 | 0 | 0 | See Note 2
1456 | Commercial, Existing, FoodStore, Base Refrigeration System, ECM-517, LED Display Lighting | See Note 1 | 0 | 0 | See Note 2
1457 | Commercial, Existing, Office, Base Ice Maker, ECM-551, Efficient Ice Maker | See Note 1 | 0 | 0 | See Note 2
1458 | Commercial, Existing, Restaurant, Base Ice Maker, ECM-551, Efficient Ice Maker | See Note 1 | 0 | 0 | See Note 2
1459 | Commercial, Existing, Retail, Base Ice Maker, ECM-551, Efficient Ice Maker | See Note 1 | 0 | 0 | See Note 2
1460 | Commercial, Existing, FoodStore, Base Ice Maker, ECM-551, Efficient Ice Maker | See Note 1 | 0 | 0 | See Note 2
1461 | Commercial, Existing, School, Base Ice Maker, ECM-551, Efficient Ice Maker | See Note 1 | 0 | 0 | See Note 2
1462 | Commercial, Existing, College, Base Ice Maker, ECM-551, Efficient Ice Maker | See Note 1 | 0 | 0 | See Note 2
1463 | Commercial, Existing, Hospital, Base Ice Maker, ECM-551, Efficient Ice Maker | See Note 1 | 0 | 0 | See Note 2
1464 | Commercial, Existing, Other Health, Base Ice Maker, ECM-551, Efficient Ice Maker | See Note 1 | 0 | 0 | See Note 2
1465 | Commercial, Existing, Warehouse, Base Ice Maker, ECM-551, Efficient Ice Maker | See Note 1 | 0 | 0 | See Note 2
1466 | Commercial, Existing, Hotel, Base Ice Maker, ECM-551, Efficient Ice Maker | See Note 1 | 0 | 0 | See Note 2
1467 | Commercial, Existing, Other, Base Ice Maker, ECM-551, Efficient Ice Maker | See Note 1 | 0 | 0 | See Note 2
1468 | Commercial, Existing, Office, Base Water Heater, ECM-601, High Efficiency Water Heater (electric) | See Note 1 | 0 | 0 | See Note 2
1469 | Commercial, Existing, Restaurant, Base Water Heater, ECM-601, High Efficiency Water Heater (electric) | See Note 1 | 0 | 0 | See Note 2
1470 | Commercial, Existing, Retail, Base Water Heater, ECM-601, High Efficiency Water Heater (electric) | See Note 1 | 0 | 0 | See Note 2
1471 | Commercial, Existing, FoodStore, Base Water Heater, ECM-601, High Efficiency Water Heater (electric) | See Note 1 | 0 | 0 | See Note 2
1472 | Commercial, Existing, School, Base Water Heater, ECM-601, High Efficiency Water Heater (electric) | See Note 1 | 0 | 0 | See Note 2
1473 | Commercial, Existing, College, Base Water Heater, ECM-601, High Efficiency Water Heater (electric) | See Note 1 | 0 | 0 | See Note 2
1474 | Commercial, Existing, Hospital, Base Water Heater, ECM-601, High Efficiency Water Heater (electric) | See Note 1 | 0 | 0 | See Note 2
1475 | Commercial, Existing, Other Health, Base Water Heater, ECM-601, High Efficiency Water Heater (electric) | See Note 1 | 0 | 0 | See Note 2
1476 | Commercial, Existing, Warehouse, Base Water Heater, ECM-601, High Efficiency Water Heater (electric) | See Note 1 | 0 | 0 | See Note 2
1477 | Commercial, Existing, Hotel, Base Water Heater, ECM-601, High Efficiency Water Heater (electric) | See Note 1 | 0 | 0 | See Note 2
1478 | Commercial, Existing, Other, Base Water Heater, ECM-601, High Efficiency Water Heater (electric) | See Note 1 | 0 | 0 | See Note 2
1479 | Commercial, Existing, Office, Base Water Heater, ECM-603, Heat Pump Water Heater (air source) | See Note 1 | 0 | 0 | See Note 2
1480 | Commercial, Existing, Restaurant, Base Water Heater, ECM-603, Heat Pump Water Heater (air source) | See Note 1 | 0 | 0 | See Note 2
1481 | Commercial, Existing, Retail, Base Water Heater, ECM-603, Heat Pump Water Heater (air source) | See Note 1 | 0 | 0 | See Note 2
1482 | Commercial, Existing, FoodStore, Base Water Heater, ECM-603, Heat Pump Water Heater (air source) | See Note 1 | 0 | 0 | See Note 2
1483 | Commercial, Existing, School, Base Water Heater, ECM-603, Heat Pump Water Heater (air source) | See Note 1 | 0 | 0 | See Note 2
1484 | Commercial, Existing, College, Base Water Heater, ECM-603, Heat Pump Water Heater (air source) | See Note 1 | 0 | 0 | See Note 2
1485 | Commercial, Existing, Hospital, Base Water Heater, ECM-603, Heat Pump Water Heater (air source) | See Note 1 | 0 | 0 | See Note 2
1486 | Commercial, Existing, Other Health, Base Water Heater, ECM-603, Heat Pump Water Heater (air source) | See Note 1 | 0 | 0 | See Note 2
1487 | Commercial, Existing, Warehouse, Base Water Heater, ECM-603, Heat Pump Water Heater (air source) | See Note 1 | 0 | 0 | See Note 2
1488 | Commercial, Existing, Hotel, Base Water Heater, ECM-603, Heat Pump Water Heater (air source) | See Note 1 | 0 | 0 | See Note 2
1489 | Commercial, Existing, Other, Base Water Heater, ECM-603, Heat Pump Water Heater (air source) | See Note 1 | 0 | 0 | See Note 2
1490 | Commercial, Existing, Office, Base Water Heater, ECM-604, Solar Water Heater | See Note 1 | 0 | 0 | See Note 2
1491 | Commercial, Existing, Restaurant, Base Water Heater, ECM-604, Solar Water Heater | See Note 1 | 0 | 0 | See Note 2
1492 | Commercial, Existing, Retail, Base Water Heater, ECM-604, Solar Water Heater | See Note 1 | 0 | 0 | See Note 2
1493 | Commercial, Existing, FoodStore, Base Water Heater, ECM-604, Solar Water Heater | See Note 1 | 0 | 0 | See Note 2
1494 | Commercial, Existing, School, Base Water Heater, ECM-604, Solar Water Heater | See Note 1 | 0 | 0 | See Note 2
1495 | Commercial, Existing, College, Base Water Heater, ECM-604, Solar Water Heater | See Note 1 | 0 | 0 | See Note 2
1496 | Commercial, Existing, Hospital, Base Water Heater, ECM-604, Solar Water Heater | See Note 1 | 0 | 0 | See Note 2
1497 | Commercial, Existing, Other Health, Base Water Heater, ECM-604, Solar Water Heater | See Note 1 | 0 | 0 | See Note 2
1498 | Commercial, Existing, Warehouse, Base Water Heater, ECM-604, Solar Water Heater | See Note 1 | 0 | 0 | See Note 2
1499 | Commercial, Existing, Hotel, Base Water Heater, ECM-604, Solar Water Heater | See Note 1 | 0 | 0 | See Note 2
1500 | Commercial, Existing, Other, Base Water Heater, ECM-604, Solar Water Heater | See Note 1 | 0 | 0 | See Note 2
1501 | Commercial, Existing, Office, Base Water Heater, ECM-606, Demand controlled circulating systems | See Note 1 | 0 | 0 | See Note 2
1502 | Commercial, Existing, Restaurant, Base Water Heater, ECM-606, Demand controlled circulating systems | See Note 1 | 0 | 0 | See Note 2
1503 | Commercial, Existing, Retail, Base Water Heater, ECM-606, Demand controlled circulating systems | See Note 1 | 0 | 0 | See Note 2
1504 | Commercial, Existing, FoodStore, Base Water Heater, ECM-606, Demand controlled circulating systems | See Note 1 | 0 | 0 | See Note 2
1505 | Commercial, Existing, School, Base Water Heater, ECM-606, Demand controlled circulating systems | See Note 1 | 0 | 0 | See Note 2
1506 | Commercial, Existing, College, Base Water Heater, ECM-606, Demand controlled circulating systems | See Note 1 | 0 | 0 | See Note 2
1507 | Commercial, Existing, Hospital, Base Water Heater, ECM-606, Demand controlled circulating systems | See Note 1 | 0 | 0 | See Note 2
1508 | Commercial, Existing, Other Health, Base Water Heater, ECM-606, Demand controlled circulating systems | See Note 1 | 0 | 0 | See Note 2
1509 | Commercial, Existing, Warehouse, Base Water Heater, ECM-606, Demand controlled circulating systems | See Note 1 | 0 | 0 | See Note 2
1510 | Commercial, Existing, Hotel, Base Water Heater, ECM-606, Demand controlled circulating systems | See Note 1 | 0 | 0 | See Note 2
1511 | Commercial, Existing, Other, Base Water Heater, ECM-606, Demand controlled circulating systems | See Note 1 | 0 | 0 | See Note 2
1512 | Commercial, Existing, Office, Base Water Heater, ECM-608, Heat Recovery Unit | See Note 1 | 0 | 0 | See Note 2
1513 | Commercial, Existing, Restaurant, Base Water Heater, ECM-608, Heat Recovery Unit | See Note 1 | 0 | 0 | See Note 2
1514 | Commercial, Existing, Retail, Base Water Heater, ECM-608, Heat Recovery Unit | See Note 1 | 0 | 0 | See Note 2
1515 | Commercial, Existing, FoodStore, Base Water Heater, ECM-608, Heat Recovery Unit | See Note 1 | 0 | 0 | See Note 2
1516 | Commercial, Existing, School, Base Water Heater, ECM-608, Heat Recovery Unit | See Note 1 | 0 | 0 | See Note 2
1517 | Commercial, Existing, College, Base Water Heater, ECM-608, Heat Recovery Unit | See Note 1 | 0 | 0 | See Note 2
1518 | Commercial, Existing, Hospital, Base Water Heater, ECM-608, Heat Recovery Unit | See Note 1 | 0 | 0 | See Note 2
1519 | Commercial, Existing, Other Health, Base Water Heater, ECM-608, Heat Recovery Unit | See Note 1 | 0 | 0 | See Note 2
1520 | Commercial, Existing, Warehouse, Base Water Heater, ECM-608, Heat Recovery Unit | See Note 1 | 0 | 0 | See Note 2
1521 | Commercial, Existing, Hotel, Base Water Heater, ECM-608, Heat Recovery Unit | See Note 1 | 0 | 0 | See Note 2
1522 | Commercial, Existing, Other, Base Water Heater, ECM-608, Heat Recovery Unit | See Note 1 | 0 | 0 | See Note 2
1523 | Commercial, Existing, Office, Base Water Heater, ECM-609, Heat Trap | See Note 1 | 0 | 0 | See Note 2
1524 | Commercial, Existing, Restaurant, Base Water Heater, ECM-609, Heat Trap | See Note 1 | 0 | 0 | See Note 2
1525 | Commercial, Existing, Retail, Base Water Heater, ECM-609, Heat Trap | See Note 1 | 0 | 0 | See Note 2
1526 | Commercial, Existing, FoodStore, Base Water Heater, ECM-609, Heat Trap | See Note 1 | 0 | 0 | See Note 2
1527 | Commercial, Existing, School, Base Water Heater, ECM-609, Heat Trap | See Note 1 | 0 | 0 | See Note 2
1528 | Commercial, Existing, College, Base Water Heater, ECM-609, Heat Trap | See Note 1 | 0 | 0 | See Note 2
1529 | Commercial, Existing, Hospital, Base Water Heater, ECM-609, Heat Trap | See Note 1 | 0 | 0 | See Note 2
1530 | Commercial, Existing, Other Health, Base Water Heater, ECM-609, Heat Trap | See Note 1 | 0 | 0 | See Note 2
1531 | Commercial, Existing, Warehouse, Base Water Heater, ECM-609, Heat Trap | See Note 1 | 0 | 0 | See Note 2
1532 | Commercial, Existing, Hotel, Base Water Heater, ECM-609, Heat Trap | See Note 1 | 0 | 0 | See Note 2
1533 | Commercial, Existing, Other, Base Water Heater, ECM-609, Heat Trap | See Note 1 | 0 | 0 | See Note 2
1534 | Commercial, Existing, Office, Base Water Heater, ECM-610, Hot Water Pipe Insulation | See Note 1 | 0 | 0 | See Note 2
1535 | Commercial, Existing, Restaurant, Base Water Heater, ECM-610, Hot Water Pipe Insulation | See Note 1 | 0 | 0 | See Note 2
1536 | Commercial, Existing, Retail, Base Water Heater, ECM-610, Hot Water Pipe Insulation | See Note 1 | 0 | 0 | See Note 2
1537 | Commercial, Existing, FoodStore, Base Water Heater, ECM-610, Hot Water Pipe Insulation | See Note 1 | 0 | 0 | See Note 2
1538 | Commercial, Existing, School, Base Water Heater, ECM-610, Hot Water Pipe Insulation | See Note 1 | 0 | 0 | See Note 2
1539 | Commercial, Existing, College, Base Water Heater, ECM-610, Hot Water Pipe Insulation | See Note 1 | 0 | 0 | See Note 2
1540 | Commercial, Existing, Hospital, Base Water Heater, ECM-610, Hot Water Pipe Insulation | See Note 1 | 0 | 0 | See Note 2
1541 | Commercial, Existing, Other Health, Base Water Heater, ECM-610, Hot Water Pipe Insulation | See Note 1 | 0 | 0 | See Note 2
1542 | Commercial, Existing, Warehouse, Base Water Heater, ECM-610, Hot Water Pipe Insulation | See Note 1 | 0 | 0 | See Note 2
1543 | Commercial, Existing, Hotel, Base Water Heater, ECM-610, Hot Water Pipe Insulation | See Note 1 | 0 | 0 | See Note 2
1544 | Commercial, Existing, Other, Base Water Heater, ECM-610, Hot Water Pipe Insulation | See Note 1 | 0 | 0 | See Note 2
1545 | Commercial, Existing, Office, Base Water Heater, ECM-611, Faucet Aerator (0.5 gpm) | See Note 1 | 0 | 0 | See Note 2
1546 | Commercial, Existing, Restaurant, Base Water Heater, ECM-611, Faucet Aerator (0.5 gpm) | See Note 1 | 0 | 0 | See Note 2
1547 | Commercial, Existing, Retail, Base Water Heater, ECM-611, Faucet Aerator (0.5 gpm) | See Note 1 | 0 | 0 | See Note 2
1548 | Commercial, Existing, FoodStore, Base Water Heater, ECM-611, Faucet Aerator (0.5 gpm) | See Note 1 | 0 | 0 | See Note 2
1549 | Commercial, Existing, School, Base Water Heater, ECM-611, Faucet Aerator (0.5 gpm) | See Note 1 | 0 | 0 | See Note 2
1550 | Commercial, Existing, College, Base Water Heater, ECM-611, Faucet Aerator (0.5 gpm) | See Note 1 | 0 | 0 | See Note 2
1551 | Commercial, Existing, Hospital, Base Water Heater, ECM-611, Faucet Aerator (0.5 gpm) | See Note 1 | 0 | 0 | See Note 2
1552 | Commercial, Existing, Other Health, Base Water Heater, ECM-611, Faucet Aerator (0.5 gpm) | See Note 1 | 0 | 0 | See Note 2
1553 | Commercial, Existing, Warehouse, Base Water Heater, ECM-611, Faucet Aerator (0.5 gpm) | See Note 1 | 0 | 0 | See Note 2
1554 | Commercial, Existing, Hotel, Base Water Heater, ECM-611, Faucet Aerator (0.5 gpm) | See Note 1 | 0 | 0 | See Note 2
1555 | Commercial, Existing, Other, Base Water Heater, ECM-611, Faucet Aerator (0.5 gpm) | See Note 1 | 0 | 0 | See Note 2
1556 | Commercial, Existing, Office, Base Desktop PC, ECM-701, PC Manual Power Management Enabling | See Note 1 | 0 | 0 | See Note 2
1557 | Commercial, Existing, Restaurant, Base Desktop PC, ECM-701, PC Manual Power Management Enabling | See Note 1 | 0 | 0 | See Note 2
1558 | Commercial, Existing, Retail, Base Desktop PC, ECM-701, PC Manual Power Management Enabling | See Note 1 | 0 | 0 | See Note 2
1559 | Commercial, Existing, FoodStore, Base Desktop PC, ECM-701, PC Manual Power Management Enabling | See Note 1 | 0 | 0 | See Note 2
1560 | Commercial, Existing, School, Base Desktop PC, ECM-701, PC Manual Power Management Enabling | See Note 1 | 0 | 0 | See Note 2
1561 | Commercial, Existing, College, Base Desktop PC, ECM-701, PC Manual Power Management Enabling | See Note 1 | 0 | 0 | See Note 2
1562 | Commercial, Existing, Hospital, Base Desktop PC, ECM-701, PC Manual Power Management Enabling | See Note 1 | 0 | 0 | See Note 2
1563 | Commercial, Existing, Other Health, Base Desktop PC, ECM-701, PC Manual Power Management Enabling | See Note 1 | 0 | 0 | See Note 2
1564 | Commercial, Existing, Warehouse, Base Desktop PC, ECM-701, PC Manual Power Management Enabling | See Note 1 | 0 | 0 | See Note 2
1565 | Commercial, Existing, Hotel, Base Desktop PC, ECM-701, PC Manual Power Management Enabling | See Note 1 | 0 | 0 | See Note 2
1566 | Commercial, Existing, Other, Base Desktop PC, ECM-701, PC Manual Power Management Enabling | See Note 1 | 0 | 0 | See Note 2
1567 | Commercial, Existing, Office, Base Desktop PC, ECM-702, PC Network Power Management Enabling | See Note 1 | 0 | 0 | See Note 2
1568 | Commercial, Existing, Restaurant, Base Desktop PC, ECM-702, PC Network Power Management Enabling | See Note 1 | 0 | 0 | See Note 2
1569 | Commercial, Existing, Retail, Base Desktop PC, ECM-702, PC Network Power Management Enabling | See Note 1 | 0 | 0 | See Note 2
1570 | Commercial, Existing, FoodStore, Base Desktop PC, ECM-702, PC Network Power Management Enabling | See Note 1 | 0 | 0 | See Note 2
1571 | Commercial, Existing, School, Base Desktop PC, ECM-702, PC Network Power Management Enabling | See Note 1 | 0 | 0 | See Note 2
1572 | Commercial, Existing, College, Base Desktop PC, ECM-702, PC Network Power Management Enabling | See Note 1 | 0 | 0 | See Note 2
1573 | Commercial, Existing, Hospital, Base Desktop PC, ECM-702, PC Network Power Management Enabling | See Note 1 | 0 | 0 | See Note 2
1574 | Commercial, Existing, Other Health, Base Desktop PC, ECM-702, PC Network Power Management Enabling | See Note 1 | 0 | 0 | See Note 2
1575 | Commercial, Existing, Warehouse, Base Desktop PC, ECM-702, PC Network Power Management Enabling | See Note 1 | 0 | 0 | See Note 2
1576 | Commercial, Existing, Hotel, Base Desktop PC, ECM-702, PC Network Power Management Enabling | See Note 1 | 0 | 0 | See Note 2
1577 | Commercial, Existing, Other, Base Desktop PC, ECM-702, PC Network Power Management Enabling | See Note 1 | 0 | 0 | See Note 2
1578 | Commercial, Existing, Office, Base Monitor CRT, ECM-711, Energy Star or Better Monitor | See Note 1 | 0 | 0 | See Note 2
1579 | Commercial, Existing, Restaurant, Base Monitor CRT, ECM-711, Energy Star or Better Monitor | See Note 1 | 0 | 0 | See Note 2
1580 | Commercial, Existing, Retail, Base Monitor CRT, ECM-711, Energy Star or Better Monitor | See Note 1 | 0 | 0 | See Note 2
1581 | Commercial, Existing, FoodStore, Base Monitor CRT, ECM-711, Energy Star or Better Monitor | See Note 1 | 0 | 0 | See Note 2
1582 | Commercial, Existing, School, Base Monitor CRT, ECM-711, Energy Star or Better Monitor | See Note 1 | 0 | 0 | See Note 2
1583 | Commercial, Existing, College, Base Monitor CRT, ECM-711, Energy Star or Better Monitor | See Note 1 | 0 | 0 | See Note 2
1584 | Commercial, Existing, Hospital, Base Monitor CRT, ECM-711, Energy Star or Better Monitor | See Note 1 | 0 | 0 | See Note 2
1585 | Commercial, Existing, Other Health, Base Monitor CRT, ECM-711, Energy Star or Better Monitor | See Note 1 | 0 | 0 | See Note 2
1586 | Commercial, Existing, Warehouse, Base Monitor CRT, ECM-711, Energy Star or Better Monitor | See Note 1 | 0 | 0 | See Note 2
1587 | Commercial, Existing, Hotel, Base Monitor CRT, ECM-711, Energy Star or Better Monitor | See Note 1 | 0 | 0 | See Note 2
1588 | Commercial, Existing, Other, Base Monitor CRT, ECM-711, Energy Star or Better Monitor | See Note 1 | 0 | 0 | See Note 2
1589 | Commercial, Existing, Office, Base Monitor CRT, ECM-712, Monitor Power Management Enabling | See Note 1 | 0 | 0 | See Note 2
1590 | Commercial, Existing, Restaurant, Base Monitor CRT, ECM-712, Monitor Power Management Enabling | See Note 1 | 0 | 0 | See Note 2
1591 | Commercial, Existing, Retail, Base Monitor CRT, ECM-712, Monitor Power Management Enabling | See Note 1 | 0 | 0 | See Note 2
1592 | Commercial, Existing, FoodStore, Base Monitor CRT, ECM-712, Monitor Power Management Enabling | See Note 1 | 0 | 0 | See Note 2
1593 | Commercial, Existing, School, Base Monitor CRT, ECM-712, Monitor Power Management Enabling | See Note 1 | 0 | 0 | See Note 2
1594 | Commercial, Existing, College, Base Monitor CRT, ECM-712, Monitor Power Management Enabling | See Note 1 | 0 | 0 | See Note 2
1595 | Commercial, Existing, Hospital, Base Monitor CRT, ECM-712, Monitor Power Management Enabling | See Note 1 | 0 | 0 | See Note 2
1596 | Commercial, Existing, Other Health, Base Monitor CRT, ECM-712, Monitor Power Management Enabling | See Note 1 | 0 | 0 | See Note 2
1597 | Commercial, Existing, Warehouse, Base Monitor CRT, ECM-712, Monitor Power Management Enabling | See Note 1 | 0 | 0 | See Note 2
1598 | Commercial, Existing, Hotel, Base Monitor CRT, ECM-712, Monitor Power Management Enabling | See Note 1 | 0 | 0 | See Note 2
1599 | Commercial, Existing, Other, Base Monitor CRT, ECM-712, Monitor Power Management Enabling | See Note 1 | 0 | 0 | See Note 2
1600 | Commercial, Existing, Office, Base Monitor LCD, ECM-721, Energy Star or Better Monitor | See Note 1 | 0 | 0 | See Note 2
1601 | Commercial, Existing, Restaurant, Base Monitor LCD, ECM-721, Energy Star or Better Monitor | See Note 1 | 0 | 0 | See Note 2
1602 | Commercial, Existing, Retail, Base Monitor LCD, ECM-721, Energy Star or Better Monitor | See Note 1 | 0 | 0 | See Note 2
1603 | Commercial, Existing, FoodStore, Base Monitor LCD, ECM-721, Energy Star or Better Monitor | See Note 1 | 0 | 0 | See Note 2
1604 | Commercial, Existing, School, Base Monitor LCD, ECM-721, Energy Star or Better Monitor | See Note 1 | 0 | 0 | See Note 2
1605 | Commercial, Existing, College, Base Monitor LCD, ECM-721, Energy Star or Better Monitor | See Note 1 | 0 | 0 | See Note 2
1606 | Commercial, Existing, Hospital, Base Monitor LCD, ECM-721, Energy Star or Better Monitor | See Note 1 | 0 | 0 | See Note 2
1607 | Commercial, Existing, Other Health, Base Monitor LCD, ECM-721, Energy Star or Better Monitor | See Note 1 | 0 | 0 | See Note 2
1608 | Commercial, Existing, Warehouse, Base Monitor LCD, ECM-721, Energy Star or Better Monitor | See Note 1 | 0 | 0 | See Note 2
1609 | Commercial, Existing, Hotel, Base Monitor LCD, ECM-721, Energy Star or Better Monitor | See Note 1 | 0 | 0 | See Note 2
1610 | Commercial, Existing, Other, Base Monitor LCD, ECM-721, Energy Star or Better Monitor | See Note 1 | 0 | 0 | See Note 2
1611 | Commercial, Existing, Office, Base Monitor LCD, ECM-722, Monitor Power Management Enabling | See Note 1 | 0 | 0 | See Note 2
1612 | Commercial, Existing, Restaurant, Base Monitor LCD, ECM-722, Monitor Power Management Enabling | See Note 1 | 0 | 0 | See Note 2
1613 | Commercial, Existing, Retail, Base Monitor LCD, ECM-722, Monitor Power Management Enabling | See Note 1 | 0 | 0 | See Note 2
1614 | Commercial, Existing, FoodStore, Base Monitor LCD, ECM-722, Monitor Power Management Enabling | See Note 1 | 0 | 0 | See Note 2
1615 | Commercial, Existing, School, Base Monitor LCD, ECM-722, Monitor Power Management Enabling | See Note 1 | 0 | 0 | See Note 2
1616 | Commercial, Existing, College, Base Monitor LCD, ECM-722, Monitor Power Management Enabling | See Note 1 | 0 | 0 | See Note 2
1617 | Commercial, Existing, Hospital, Base Monitor LCD, ECM-722, Monitor Power Management Enabling | See Note 1 | 0 | 0 | See Note 2
1618 | Commercial, Existing, Other Health, Base Monitor LCD, ECM-722, Monitor Power Management Enabling | See Note 1 | 0 | 0 | See Note 2
1619 | Commercial, Existing, Warehouse, Base Monitor LCD, ECM-722, Monitor Power Management Enabling | See Note 1 | 0 | 0 | See Note 2
1620 | Commercial, Existing, Hotel, Base Monitor LCD, ECM-722, Monitor Power Management Enabling | See Note 1 | 0 | 0 | See Note 2
1621 | Commercial, Existing, Other, Base Monitor LCD, ECM-722, Monitor Power Management Enabling | See Note 1 | 0 | 0 | See Note 2
1622 | Commercial, Existing, Office, Base Copier, ECM-731, Energy Star or Better Copier | See Note 1 | 0 | 0 | See Note 2
1623 | Commercial, Existing, Restaurant, Base Copier, ECM-731, Energy Star or Better Copier | See Note 1 | 0 | 0 | See Note 2
1624 | Commercial, Existing, Retail, Base Copier, ECM-731, Energy Star or Better Copier | See Note 1 | 0 | 0 | See Note 2
1625 | Commercial, Existing, FoodStore, Base Copier, ECM-731, Energy Star or Better Copier | See Note 1 | 0 | 0 | See Note 2
1626 | Commercial, Existing, School, Base Copier, ECM-731, Energy Star or Better Copier | See Note 1 | 0 | 0 | See Note 2
1627 | Commercial, Existing, College, Base Copier, ECM-731, Energy Star or Better Copier | See Note 1 | 0 | 0 | See Note 2
1628 | Commercial, Existing, Hospital, Base Copier, ECM-731, Energy Star or Better Copier | See Note 1 | 0 | 0 | See Note 2
1629 | Commercial, Existing, Other Health, Base Copier, ECM-731, Energy Star or Better Copier | See Note 1 | 0 | 0 | See Note 2
1630 | Commercial, Existing, Warehouse, Base Copier, ECM-731, Energy Star or Better Copier | See Note 1 | 0 | 0 | See Note 2
1631 | Commercial, Existing, Hotel, Base Copier, ECM-731, Energy Star or Better Copier | See Note 1 | 0 | 0 | See Note 2
1632 | Commercial, Existing, Other, Base Copier, ECM-731, Energy Star or Better Copier | See Note 1 | 0 | 0 | See Note 2
1633 | Commercial, Existing, Office, Base Copier, ECM-732, Copier Power Management Enabling | See Note 1 | 0 | 0 | See Note 2
1634 | Commercial, Existing, Restaurant, Base Copier, ECM-732, Copier Power Management Enabling | See Note 1 | 0 | 0 | See Note 2
1635 | Commercial, Existing, Retail, Base Copier, ECM-732, Copier Power Management Enabling | See Note 1 | 0 | 0 | See Note 2
1636 | Commercial, Existing, FoodStore, Base Copier, ECM-732, Copier Power Management Enabling | See Note 1 | 0 | 0 | See Note 2
1637 | Commercial, Existing, School, Base Copier, ECM-732, Copier Power Management Enabling | See Note 1 | 0 | 0 | See Note 2
1638 | Commercial, Existing, College, Base Copier, ECM-732, Copier Power Management Enabling | See Note 1 | 0 | 0 | See Note 2
1639 | Commercial, Existing, Hospital, Base Copier, ECM-732, Copier Power Management Enabling | See Note 1 | 0 | 0 | See Note 2
1640 | Commercial, Existing, Other Health, Base Copier, ECM-732, Copier Power Management Enabling | See Note 1 | 0 | 0 | See Note 2
1641 | Commercial, Existing, Warehouse, Base Copier, ECM-732, Copier Power Management Enabling | See Note 1 | 0 | 0 | See Note 2
1642 | Commercial, Existing, Hotel, Base Copier, ECM-732, Copier Power Management Enabling | See Note 1 | 0 | 0 | See Note 2
1643 | Commercial, Existing, Other, Base Copier, ECM-732, Copier Power Management Enabling | See Note 1 | 0 | 0 | See Note 2
1644 | Commercial, Existing, Office, Base Printer, ECM-741, Printer Power Management Enabling | See Note 1 | 0 | 0 | See Note 2
1645 | Commercial, Existing, Restaurant, Base Printer, ECM-741, Printer Power Management Enabling | See Note 1 | 0 | 0 | See Note 2
1646 | Commercial, Existing, Retail, Base Printer, ECM-741, Printer Power Management Enabling | See Note 1 | 0 | 0 | See Note 2
1647 | Commercial, Existing, FoodStore, Base Printer, ECM-741, Printer Power Management Enabling | See Note 1 | 0 | 0 | See Note 2
1648 | Commercial, Existing, School, Base Printer, ECM-741, Printer Power Management Enabling | See Note 1 | 0 | 0 | See Note 2
1649 | Commercial, Existing, College, Base Printer, ECM-741, Printer Power Management Enabling | See Note 1 | 0 | 0 | See Note 2
1650 | Commercial, Existing, Hospital, Base Printer, ECM-741, Printer Power Management Enabling | See Note 1 | 0 | 0 | See Note 2
1651 | Commercial, Existing, Other Health, Base Printer, ECM-741, Printer Power Management Enabling | See Note 1 | 0 | 0 | See Note 2
1652 | Commercial, Existing, Warehouse, Base Printer, ECM-741, Printer Power Management Enabling | See Note 1 | 0 | 0 | See Note 2
1653 | Commercial, Existing, Hotel, Base Printer, ECM-741, Printer Power Management Enabling | See Note 1 | 0 | 0 | See Note 2
1654 | Commercial, Existing, Other, Base Printer, ECM-741, Printer Power Management Enabling | See Note 1 | 0 | 0 | See Note 2
1655 | Commercial, Existing, Office, Base Commercial Oven, ECM-801, Convection Oven | See Note 1 | 0 | 0 | See Note 2
1656 | Commercial, Existing, Restaurant, Base Commercial Oven, ECM-801, Convection Oven | See Note 1 | 0 | 0 | See Note 2
1657 | Commercial, Existing, Retail, Base Commercial Oven, ECM-801, Convection Oven | See Note 1 | 0 | 0 | See Note 2
1658 | Commercial, Existing, FoodStore, Base Commercial Oven, ECM-801, Convection Oven | See Note 1 | 0 | 0 | See Note 2
1659 | Commercial, Existing, School, Base Commercial Oven, ECM-801, Convection Oven | See Note 1 | 0 | 0 | See Note 2
1660 | Commercial, Existing, College, Base Commercial Oven, ECM-801, Convection Oven | See Note 1 | 0 | 0 | See Note 2
1661 | Commercial, Existing, Hospital, Base Commercial Oven, ECM-801, Convection Oven | See Note 1 | 0 | 0 | See Note 2
1662 | Commercial, Existing, Other Health, Base Commercial Oven, ECM-801, Convection Oven | See Note 1 | 0 | 0 | See Note 2
1663 | Commercial, Existing, Warehouse, Base Commercial Oven, ECM-801, Convection Oven | See Note 1 | 0 | 0 | See Note 2
1664 | Commercial, Existing, Hotel, Base Commercial Oven, ECM-801, Convection Oven | See Note 1 | 0 | 0 | See Note 2
1665 | Commercial, Existing, Other, Base Commercial Oven, ECM-801, Convection Oven | See Note 1 | 0 | 0 | See Note 2
1666 | Commercial, Existing, Office, Base Commercial Fryer, ECM-811, Efficient Fryer | See Note 1 | 0 | 0 | See Note 2
1667 | Commercial, Existing, Restaurant, Base Commercial Fryer, ECM-811, Efficient Fryer | See Note 1 | 0 | 0 | See Note 2
1668 | Commercial, Existing, Retail, Base Commercial Fryer, ECM-811, Efficient Fryer | See Note 1 | 0 | 0 | See Note 2
1669 | Commercial, Existing, FoodStore, Base Commercial Fryer, ECM-811, Efficient Fryer | See Note 1 | 0 | 0 | See Note 2
1670 | Commercial, Existing, School, Base Commercial Fryer, ECM-811, Efficient Fryer | See Note 1 | 0 | 0 | See Note 2
1671 | Commercial, Existing, College, Base Commercial Fryer, ECM-811, Efficient Fryer | See Note 1 | 0 | 0 | See Note 2
1672 | Commercial, Existing, Hospital, Base Commercial Fryer, ECM-811, Efficient Fryer | See Note 1 | 0 | 0 | See Note 2
1673 | Commercial, Existing, Other Health, Base Commercial Fryer, ECM-811, Efficient Fryer | See Note 1 | 0 | 0 | See Note 2
1674 | Commercial, Existing, Warehouse, Base Commercial Fryer, ECM-811, Efficient Fryer | See Note 1 | 0 | 0 | See Note 2
1675 | Commercial, Existing, Hotel, Base Commercial Fryer, ECM-811, Efficient Fryer | See Note 1 | 0 | 0 | See Note 2
1676 | Commercial, Existing, Other, Base Commercial Fryer, ECM-811, Efficient Fryer | See Note 1 | 0 | 0 | See Note 2
1677 | Commercial, Existing, Office, Base Holding Cabinet, ECM-821, Efficient Holding Cabinet | See Note 1 | 0 | 0 | See Note 2
1678 | Commercial, Existing, Restaurant, Base Holding Cabinet, ECM-821, Efficient Holding Cabinet | See Note 1 | 0 | 0 | See Note 2
1679 | Commercial, Existing, Retail, Base Holding Cabinet, ECM-821, Efficient Holding Cabinet | See Note 1 | 0 | 0 | See Note 2
1680 | Commercial, Existing, FoodStore, Base Holding Cabinet, ECM-821, Efficient Holding Cabinet | See Note 1 | 0 | 0 | See Note 2
1681 | Commercial, Existing, School, Base Holding Cabinet, ECM-821, Efficient Holding Cabinet | See Note 1 | 0 | 0 | See Note 2
1682 | Commercial, Existing, College, Base Holding Cabinet, ECM-821, Efficient Holding Cabinet | See Note 1 | 0 | 0 | See Note 2
1683 | Commercial, Existing, Hospital, Base Holding Cabinet, ECM-821, Efficient Holding Cabinet | See Note 1 | 0 | 0 | See Note 2
1684 | Commercial, Existing, Other Health, Base Holding Cabinet, ECM-821, Efficient Holding Cabinet | See Note 1 | 0 | 0 | See Note 2
1685 | Commercial, Existing, Warehouse, Base Holding Cabinet, ECM-821, Efficient Holding Cabinet | See Note 1 | 0 | 0 | See Note 2
1686 | Commercial, Existing, Hotel, Base Holding Cabinet, ECM-821, Efficient Holding Cabinet | See Note 1 | 0 | 0 | See Note 2
1687 | Commercial, Existing, Other, Base Holding Cabinet, ECM-821, Efficient Holding Cabinet | See Note 1 | 0 | 0 | See Note 2
1688 | Commercial, Existing, Office, Base Griddle, ECM-831, Efficient Griddle | See Note 1 | 0 | 0 | See Note 2
1689 | Commercial, Existing, Restaurant, Base Griddle, ECM-831, Efficient Griddle | See Note 1 | 0 | 0 | See Note 2
1690 | Commercial, Existing, Retail, Base Griddle, ECM-831, Efficient Griddle | See Note 1 | 0 | 0 | See Note 2
1691 | Commercial, Existing, FoodStore, Base Griddle, ECM-831, Efficient Griddle | See Note 1 | 0 | 0 | See Note 2
1692 | Commercial, Existing, School, Base Griddle, ECM-831, Efficient Griddle | See Note 1 | 0 | 0 | See Note 2
1693 | Commercial, Existing, College, Base Griddle, ECM-831, Efficient Griddle | See Note 1 | 0 | 0 | See Note 2
1694 | Commercial, Existing, Hospital, Base Griddle, ECM-831, Efficient Griddle | See Note 1 | 0 | 0 | See Note 2
1695 | Commercial, Existing, Other Health, Base Griddle, ECM-831, Efficient Griddle | See Note 1 | 0 | 0 | See Note 2
1696 | Commercial, Existing, Warehouse, Base Griddle, ECM-831, Efficient Griddle | See Note 1 | 0 | 0 | See Note 2
1697 | Commercial, Existing, Hotel, Base Griddle, ECM-831, Efficient Griddle | See Note 1 | 0 | 0 | See Note 2
1698 | Commercial, Existing, Other, Base Griddle, ECM-831, Efficient Griddle | See Note 1 | 0 | 0 | See Note 2
1699 | Commercial, Existing, Office, Base Steamer, ECM-841, Efficient Steamer | See Note 1 | 0 | 0 | See Note 2
1700 | Commercial, Existing, Restaurant, Base Steamer, ECM-841, Efficient Steamer | See Note 1 | 0 | 0 | See Note 2
1701 | Commercial, Existing, Retail, Base Steamer, ECM-841, Efficient Steamer | See Note 1 | 0 | 0 | See Note 2
1702 | Commercial, Existing, FoodStore, Base Steamer, ECM-841, Efficient Steamer | See Note 1 | 0 | 0 | See Note 2
1703 | Commercial, Existing, School, Base Steamer, ECM-841, Efficient Steamer | See Note 1 | 0 | 0 | See Note 2
1704 | Commercial, Existing, College, Base Steamer, ECM-841, Efficient Steamer | See Note 1 | 0 | 0 | See Note 2
1705 | Commercial, Existing, Hospital, Base Steamer, ECM-841, Efficient Steamer | See Note 1 | 0 | 0 | See Note 2
1706 | Commercial, Existing, Other Health, Base Steamer, ECM-841, Efficient Steamer | See Note 1 | 0 | 0 | See Note 2
1707 | Commercial, Existing, Warehouse, Base Steamer, ECM-841, Efficient Steamer | See Note 1 | 0 | 0 | See Note 2
1708 | Commercial, Existing, Hotel, Base Steamer, ECM-841, Efficient Steamer | See Note 1 | 0 | 0 | See Note 2
1709 | Commercial, Existing, Other, Base Steamer, ECM-841, Efficient Steamer | See Note 1 | 0 | 0 | See Note 2
1710 | Commercial, Existing, Office, Base Vending Machine, ECM-901, Vending Misers (cooled machines only) | See Note 1 | 0 | 0 | See Note 2
1711 | Commercial, Existing, Restaurant, Base Vending Machine, ECM-901, Vending Misers (cooled machines only) | See Note 1 | 0 | 0 | See Note 2
1712 | Commercial, Existing, Retail, Base Vending Machine, ECM-901, Vending Misers (cooled machines only) | See Note 1 | 0 | 0 | See Note 2
1713 | Commercial, Existing, FoodStore, Base Vending Machine, ECM-901, Vending Misers (cooled machines only) | See Note 1 | 0 | 0 | See Note 2
1714 | Commercial, Existing, School, Base Vending Machine, ECM-901, Vending Misers (cooled machines only) | See Note 1 | 0 | 0 | See Note 2
1715 | Commercial, Existing, College, Base Vending Machine, ECM-901, Vending Misers (cooled machines only) | See Note 1 | 0 | 0 | See Note 2
1716 | Commercial, Existing, Hospital, Base Vending Machine, ECM-901, Vending Misers (cooled machines only) | See Note 1 | 0 | 0 | See Note 2
1717 | Commercial, Existing, Other Health, Base Vending Machine, ECM-901, Vending Misers (cooled machines only) | See Note 1 | 0 | 0 | See Note 2
1718 | Commercial, Existing, Warehouse, Base Vending Machine, ECM-901, Vending Misers (cooled machines only) | See Note 1 | 0 | 0 | See Note 2
1719 | Commercial, Existing, Hotel, Base Vending Machine, ECM-901, Vending Misers (cooled machines only) | See Note 1 | 0 | 0 | See Note 2
1720 | Commercial, Existing, Other, Base Vending Machine, ECM-901, Vending Misers (cooled machines only) | See Note 1 | 0 | 0 | See Note 2
Industrial
1721 | Industrial, Existing, SIC20 Food, Base Compressed Air, ECM-101, Compressed Air-O&M | See Note 1 | 0 | 0 | See Note 2
1722 | Industrial, Existing, SIC22-23Textiles, Base Compressed Air, ECM-101, Compressed Air-O&M | See Note 1 | 0 | 0 | See Note 2
1723 | Industrial, Existing, SIC24-25 Lumber, Base Compressed Air, ECM-101, Compressed Air-O&M | See Note 1 | 0 | 0 | See Note 2
1724 | Industrial, Existing, SIC26 Paper, Base Compressed Air, ECM-101, Compressed Air-O&M | See Note 1 | 0 | 0 | See Note 2
1725 | Industrial, Existing, SIC27 Printing, Base Compressed Air, ECM-101, Compressed Air-O&M | See Note 1 | 0 | 0 | See Note 2
1726 | Industrial, Existing, SIC28 Chemicals, Base Compressed Air, ECM-101, Compressed Air-O&M | See Note 1 | 0 | 0 | See Note 2
1727 | Industrial, Existing, SIC29 Petroleum, Base Compressed Air, ECM-101, Compressed Air-O&M | See Note 1 | 0 | 0 | See Note 2
1728 | Industrial, Existing, SIC30 Rubber/Plastics, Base Compressed Air, ECM-101, Compressed Air-O&M | See Note 1 | 0 | 0 | See Note 2
1729 | Industrial, Existing, SIC32 Stone/Clay/Glass, Base Compressed Air, ECM-101, Compressed Air-O&M | See Note 1 | 0 | 0 | See Note 2
1730 | Industrial, Existing, SIC33 Primary Metals, Base Compressed Air, ECM-101, Compressed Air-O&M | See Note 1 | 0 | 0 | See Note 2
1731 | Industrial, Existing, SIC34 Fab Metals, Base Compressed Air, ECM-101, Compressed Air-O&M | See Note 1 | 0 | 0 | See Note 2
1732 | Industrial, Existing, SIC35 Ind Machinery, Base Compressed Air, ECM-101, Compressed Air-O&M | See Note 1 | 0 | 0 | See Note 2
1733 | Industrial, Existing, SIC36 Electronics, Base Compressed Air, ECM-101, Compressed Air-O&M | See Note 1 | 0 | 0 | See Note 2
1734 | Industrial, Existing, SIC37 Transp Eqp, Base Compressed Air, ECM-101, Compressed Air-O&M | See Note 1 | 0 | 0 | See Note 2
1735 | Industrial, Existing, SIC38 Instruments, Base Compressed Air, ECM-101, Compressed Air-O&M | See Note 1 | 0 | 0 | See Note 2
1736 | Industrial, Existing, SIC39/21/31 Misc, Base Compressed Air, ECM-101, Compressed Air-O&M | See Note 1 | 0 | 0 | See Note 2
1737 | Industrial, Existing, SIC20 Food, Base Compressed Air, ECM-102, Compressed Air - Controls | See Note 1 | 5433.46 | 69.8723 | See Note 2
1738 | Industrial, Existing, SIC22-23Textiles, Base Compressed Air, ECM-102, Compressed Air - Controls | See Note 1 | 23.9293 | 0.30769 | See Note 2
1739 | Industrial, Existing, SIC24-25 Lumber, Base Compressed Air, ECM-102, Compressed Air - Controls | See Note 1 | 102.6575 | 1.3201 | See Note 2
1740 | Industrial, Existing, SIC26 Paper, Base Compressed Air, ECM-102, Compressed Air - Controls | See Note 1 | 749.0076 | 9.632 | See Note 2
1741 | Industrial, Existing, SIC27 Printing, Base Compressed Air, ECM-102, Compressed Air - Controls | See Note 1 | 275.0721 | 3.5373 | See Note 2
1742 | Industrial, Existing, SIC28 Chemicals, Base Compressed Air, ECM-102, Compressed Air - Controls | See Note 1 | 423.6562 | 5.448 | See Note 2
1743 | Industrial, Existing, SIC29 Petroleum, Base Compressed Air, ECM-102, Compressed Air - Controls | See Note 1 | 37.4037 | 0.48097 | See Note 2
1744 | Industrial, Existing, SIC30 Rubber/Plastics, Base Compressed Air, ECM-102, Compressed Air - Controls | See Note 1 | 113.6535 | 1.4615 | See Note 2
1745 | Industrial, Existing, SIC32 Stone/Clay/Glass, Base Compressed Air, ECM-102, Compressed Air - Controls | See Note 1 | 2804.1591 | 36.0605 | See Note 2
1746 | Industrial, Existing, SIC33 Primary Metals, Base Compressed Air, ECM-102, Compressed Air - Controls | See Note 1 | 137.1302 | 1.7634 | See Note 2
1747 | Industrial, Existing, SIC34 Fab Metals, Base Compressed Air, ECM-102, Compressed Air - Controls | See Note 1 | 1917.8174 | 24.6624 | See Note 2
1748 | Industrial, Existing, SIC35 Ind Machinery, Base Compressed Air, ECM-102, Compressed Air - Controls | See Note 1 | 192.9715 | 2.4816 | See Note 2
1749 | Industrial, Existing, SIC36 Electronics, Base Compressed Air, ECM-102, Compressed Air - Controls | See Note 1 | 440.4988 | 5.6646 | See Note 2
1750 | Industrial, Existing, SIC37 Transp Eqp, Base Compressed Air, ECM-102, Compressed Air - Controls | See Note 1 | 804.6146 | 10.3471 | See Note 2
1751 | Industrial, Existing, SIC38 Instruments, Base Compressed Air, ECM-102, Compressed Air - Controls | See Note 1 | 1614.2316 | 20.7584 | See Note 2
1752 | Industrial, Existing, SIC39/21/31 Misc, Base Compressed Air, ECM-102, Compressed Air - Controls | See Note 1 | 1091.6122 | 14.0377 | See Note 2
1753 | Industrial, Existing, SIC20 Food, Base Compressed Air, ECM-103, Compressed Air - System Optimization | See Note 1 | 0 | 0 | See Note 2
1754 | Industrial, Existing, SIC22-23Textiles, Base Compressed Air, ECM-103, Compressed Air - System Optimization | See Note 1 | 0 | 0 | See Note 2
1755 | Industrial, Existing, SIC24-25 Lumber, Base Compressed Air, ECM-103, Compressed Air - System Optimization | See Note 1 | 0 | 0 | See Note 2
1756 | Industrial, Existing, SIC26 Paper, Base Compressed Air, ECM-103, Compressed Air - System Optimization | See Note 1 | 0 | 0 | See Note 2
1757 | Industrial, Existing, SIC27 Printing, Base Compressed Air, ECM-103, Compressed Air - System Optimization | See Note 1 | 0 | 0 | See Note 2
1758 | Industrial, Existing, SIC28 Chemicals, Base Compressed Air, ECM-103, Compressed Air - System Optimization | See Note 1 | 0 | 0 | See Note 2
1759 | Industrial, Existing, SIC29 Petroleum, Base Compressed Air, ECM-103, Compressed Air - System Optimization | See Note 1 | 0 | 0 | See Note 2
1760 | Industrial, Existing, SIC30 Rubber/Plastics, Base Compressed Air, ECM-103, Compressed Air - System Optimization | See Note 1 | 0 | 0 | See Note 2
1761 | Industrial, Existing, SIC32 Stone/Clay/Glass, Base Compressed Air, ECM-103, Compressed Air - System Optimization | See Note 1 | 0 | 0 | See Note 2
1762 | Industrial, Existing, SIC33 Primary Metals, Base Compressed Air, ECM-103, Compressed Air - System Optimization | See Note 1 | 0 | 0 | See Note 2
1763 | Industrial, Existing, SIC34 Fab Metals, Base Compressed Air, ECM-103, Compressed Air - System Optimization | See Note 1 | 0 | 0 | See Note 2
1764 | Industrial, Existing, SIC35 Ind Machinery, Base Compressed Air, ECM-103, Compressed Air - System Optimization | See Note 1 | 0 | 0 | See Note 2
1765 | Industrial, Existing, SIC36 Electronics, Base Compressed Air, ECM-103, Compressed Air - System Optimization | See Note 1 | 0 | 0 | See Note 2
1766 | Industrial, Existing, SIC37 Transp Eqp, Base Compressed Air, ECM-103, Compressed Air - System Optimization | See Note 1 | 0 | 0 | See Note 2
1767 | Industrial, Existing, SIC38 Instruments, Base Compressed Air, ECM-103, Compressed Air - System Optimization | See Note 1 | 0 | 0 | See Note 2
1768 | Industrial, Existing, SIC39/21/31 Misc, Base Compressed Air, ECM-103, Compressed Air - System Optimization | See Note 1 | 0 | 0 | See Note 2
1769 | Industrial, Existing, SIC20 Food, Base Compressed Air, ECM-104, Compressed Air- Sizing | See Note 1 | 0 | 0 | See Note 2
1770 | Industrial, Existing, SIC22-23Textiles, Base Compressed Air, ECM-104, Compressed Air- Sizing | See Note 1 | 0 | 0 | See Note 2
1771 | Industrial, Existing, SIC24-25 Lumber, Base Compressed Air, ECM-104, Compressed Air- Sizing | See Note 1 | 0 | 0 | See Note 2
1772 | Industrial, Existing, SIC26 Paper, Base Compressed Air, ECM-104, Compressed Air- Sizing | See Note 1 | 0 | 0 | See Note 2
1773 | Industrial, Existing, SIC27 Printing, Base Compressed Air, ECM-104, Compressed Air- Sizing | See Note 1 | 0 | 0 | See Note 2
1774 | Industrial, Existing, SIC28 Chemicals, Base Compressed Air, ECM-104, Compressed Air- Sizing | See Note 1 | 0 | 0 | See Note 2
1775 | Industrial, Existing, SIC29 Petroleum, Base Compressed Air, ECM-104, Compressed Air- Sizing | See Note 1 | 0 | 0 | See Note 2
1776 | Industrial, Existing, SIC30 Rubber/Plastics, Base Compressed Air, ECM-104, Compressed Air- Sizing | See Note 1 | 0 | 0 | See Note 2
1777 | Industrial, Existing, SIC32 Stone/Clay/Glass, Base Compressed Air, ECM-104, Compressed Air- Sizing | See Note 1 | 0 | 0 | See Note 2
1778 | Industrial, Existing, SIC33 Primary Metals, Base Compressed Air, ECM-104, Compressed Air- Sizing | See Note 1 | 0 | 0 | See Note 2
1779 | Industrial, Existing, SIC34 Fab Metals, Base Compressed Air, ECM-104, Compressed Air- Sizing | See Note 1 | 0 | 0 | See Note 2
1780 | Industrial, Existing, SIC35 Ind Machinery, Base Compressed Air, ECM-104, Compressed Air- Sizing | See Note 1 | 0 | 0 | See Note 2
1781 | Industrial, Existing, SIC36 Electronics, Base Compressed Air, ECM-104, Compressed Air- Sizing | See Note 1 | 0 | 0 | See Note 2
1782 | Industrial, Existing, SIC37 Transp Eqp, Base Compressed Air, ECM-104, Compressed Air- Sizing | See Note 1 | 0 | 0 | See Note 2
1783 | Industrial, Existing, SIC38 Instruments, Base Compressed Air, ECM-104, Compressed Air- Sizing | See Note 1 | 0 | 0 | See Note 2
1784 | Industrial, Existing, SIC39/21/31 Misc, Base Compressed Air, ECM-104, Compressed Air- Sizing | See Note 1 | 0 | 0 | See Note 2
1785 | Industrial, Existing, SIC20 Food, Base Compressed Air, ECM-105, Comp Air - Replace 1-5 HP motor | See Note 1 | 0.0232 | 0.00013172 | See Note 2
1786 | Industrial, Existing, SIC22-23Textiles, Base Compressed Air, ECM-105, Comp Air - Replace 1-5 HP motor | See Note 1 | 0.0001 | 0 | See Note 2
1787 | Industrial, Existing, SIC24-25 Lumber, Base Compressed Air, ECM-105, Comp Air - Replace 1-5 HP motor | See Note 1 | 0.0004 | 0 | See Note 2
1788 | Industrial, Existing, SIC26 Paper, Base Compressed Air, ECM-105, Comp Air - Replace 1-5 HP motor | See Note 1 | 0.0032 | 0 | See Note 2
1789 | Industrial, Existing, SIC27 Printing, Base Compressed Air, ECM-105, Comp Air - Replace 1-5 HP motor | See Note 1 | 0.0012 | 0 | See Note 2
1790 | Industrial, Existing, SIC28 Chemicals, Base Compressed Air, ECM-105, Comp Air - Replace 1-5 HP motor | See Note 1 | 0.0018 | 0 | See Note 2
1791 | Industrial, Existing, SIC29 Petroleum, Base Compressed Air, ECM-105, Comp Air - Replace 1-5 HP motor | See Note 1 | 0.0002 | 0 | See Note 2
1792 | Industrial, Existing, SIC30 Rubber/Plastics, Base Compressed Air, ECM-105, Comp Air - Replace 1-5 HP motor | See Note 1 | 0.0005 | 0 | See Note 2
1793 | Industrial, Existing, SIC32 Stone/Clay/Glass, Base Compressed Air, ECM-105, Comp Air - Replace 1-5 HP motor | See Note 1 | 0.012 | 6.586e-05 | See Note 2
1794 | Industrial, Existing, SIC33 Primary Metals, Base Compressed Air, ECM-105, Comp Air - Replace 1-5 HP motor | See Note 1 | 0.0006 | 0 | See Note 2
1795 | Industrial, Existing, SIC34 Fab Metals, Base Compressed Air, ECM-105, Comp Air - Replace 1-5 HP motor | See Note 1 | 0.0082 | 6.586e-05 | See Note 2
1796 | Industrial, Existing, SIC35 Ind Machinery, Base Compressed Air, ECM-105, Comp Air - Replace 1-5 HP motor | See Note 1 | 0.0008 | 0 | See Note 2
1797 | Industrial, Existing, SIC36 Electronics, Base Compressed Air, ECM-105, Comp Air - Replace 1-5 HP motor | See Note 1 | 0.0019 | 0 | See Note 2
1798 | Industrial, Existing, SIC37 Transp Eqp, Base Compressed Air, ECM-105, Comp Air - Replace 1-5 HP motor | See Note 1 | 0.0034 | 0 | See Note 2
1799 | Industrial, Existing, SIC38 Instruments, Base Compressed Air, ECM-105, Comp Air - Replace 1-5 HP motor | See Note 1 | 0.0069 | 6.586e-05 | See Note 2
1800 | Industrial, Existing, SIC39/21/31 Misc, Base Compressed Air, ECM-105, Comp Air - Replace 1-5 HP motor | See Note 1 | 0.0047 | 0 | See Note 2
1801 | Industrial, Existing, SIC20 Food, Base Compressed Air, ECM-106, Comp Air - ASD (1-5 hp) | See Note 1 | 0.1407 | 0.00085616 | See Note 2
1802 | Industrial, Existing, SIC22-23Textiles, Base Compressed Air, ECM-106, Comp Air - ASD (1-5 hp) | See Note 1 | 0.0006 | 0 | See Note 2
1803 | Industrial, Existing, SIC24-25 Lumber, Base Compressed Air, ECM-106, Comp Air - ASD (1-5 hp) | See Note 1 | 0.0027 | 0 | See Note 2
1804 | Industrial, Existing, SIC26 Paper, Base Compressed Air, ECM-106, Comp Air - ASD (1-5 hp) | See Note 1 | 0.0194 | 0.00013172 | See Note 2
1805 | Industrial, Existing, SIC27 Printing, Base Compressed Air, ECM-106, Comp Air - ASD (1-5 hp) | See Note 1 | 0.0071 | 6.586e-05 | See Note 2
1806 | Industrial, Existing, SIC28 Chemicals, Base Compressed Air, ECM-106, Comp Air - ASD (1-5 hp) | See Note 1 | 0.011 | 6.586e-05 | See Note 2
1807 | Industrial, Existing, SIC29 Petroleum, Base Compressed Air, ECM-106, Comp Air - ASD (1-5 hp) | See Note 1 | 0.001 | 0 | See Note 2
1808 | Industrial, Existing, SIC30 Rubber/Plastics, Base Compressed Air, ECM-106, Comp Air - ASD (1-5 hp) | See Note 1 | 0.0029 | 0 | See Note 2
1809 | Industrial, Existing, SIC32 Stone/Clay/Glass, Base Compressed Air, ECM-106, Comp Air - ASD (1-5 hp) | See Note 1 | 0.0726 | 0.00046101 | See Note 2
1810 | Industrial, Existing, SIC33 Primary Metals, Base Compressed Air, ECM-106, Comp Air - ASD (1-5 hp) | See Note 1 | 0.0035 | 0 | See Note 2
1811 | Industrial, Existing, SIC34 Fab Metals, Base Compressed Air, ECM-106, Comp Air - ASD (1-5 hp) | See Note 1 | 0.0496 | 0.00032929 | See Note 2
1812 | Industrial, Existing, SIC35 Ind Machinery, Base Compressed Air, ECM-106, Comp Air - ASD (1-5 hp) | See Note 1 | 0.005 | 0 | See Note 2
1813 | Industrial, Existing, SIC36 Electronics, Base Compressed Air, ECM-106, Comp Air - ASD (1-5 hp) | See Note 1 | 0.0114 | 6.586e-05 | See Note 2
1814 | Industrial, Existing, SIC37 Transp Eqp, Base Compressed Air, ECM-106, Comp Air - ASD (1-5 hp) | See Note 1 | 0.0208 | 0.00013172 | See Note 2
1815 | Industrial, Existing, SIC38 Instruments, Base Compressed Air, ECM-106, Comp Air - ASD (1-5 hp) | See Note 1 | 0.0418 | 0.00026344 | See Note 2
1816 | Industrial, Existing, SIC39/21/31 Misc, Base Compressed Air, ECM-106, Comp Air - ASD (1-5 hp) | See Note 1 | 0.0283 | 0.00019758 | See Note 2
1817 | Industrial, Existing, SIC20 Food, Base Compressed Air, ECM-107, Comp Air - Motor practices-1 (1-5 HP) | See Note 1 | 26.4553 | 0.19283 | See Note 2
1818 | Industrial, Existing, SIC22-23Textiles, Base Compressed Air, ECM-107, Comp Air - Motor practices-1 (1-5 HP) | See Note 1 | 0.1165 | 0.00085616 | See Note 2
1819 | Industrial, Existing, SIC24-25 Lumber, Base Compressed Air, ECM-107, Comp Air - Motor practices-1 (1-5 HP) | See Note 1 | 0.4998 | 0.0036222 | See Note 2
1820 | Industrial, Existing, SIC26 Paper, Base Compressed Air, ECM-107, Comp Air - Motor practices-1 (1-5 HP) | See Note 1 | 3.6469 | 0.026607 | See Note 2
1821 | Industrial, Existing, SIC27 Printing, Base Compressed Air, ECM-107, Comp Air - Motor practices-1 (1-5 HP) | See Note 1 | 1.3393 | 0.0097471 | See Note 2
1822 | Industrial, Existing, SIC28 Chemicals, Base Compressed Air, ECM-107, Comp Air - Motor practices-1 (1-5 HP) | See Note 1 | 2.0627 | 0.015016 | See Note 2
1823 | Industrial, Existing, SIC29 Petroleum, Base Compressed Air, ECM-107, Comp Air - Motor practices-1 (1-5 HP) | See Note 1 | 0.1821 | 0.0013172 | See Note 2
1824 | Industrial, Existing, SIC30 Rubber/Plastics, Base Compressed Air, ECM-107, Comp Air - Motor practices-1 (1-5 HP) | See Note 1 | 0.5534 | 0.0040174 | See Note 2
1825 | Industrial, Existing, SIC32 Stone/Clay/Glass, Base Compressed Air, ECM-107, Comp Air - Motor practices-1 (1-5 HP) | See Note 1 | 13.6533 | 0.099513 | See Note 2
1826 | Industrial, Existing, SIC33 Primary Metals, Base Compressed Air, ECM-107, Comp Air - Motor practices-1 (1-5 HP) | See Note 1 | 0.6677 | 0.0048735 | See Note 2
1827 | Industrial, Existing, SIC34 Fab Metals, Base Compressed Air, ECM-107, Comp Air - Motor practices-1 (1-5 HP) | See Note 1 | 9.3378 | 0.068032 | See Note 2
1828 | Industrial, Existing, SIC35 Ind Machinery, Base Compressed Air, ECM-107, Comp Air - Motor practices-1 (1-5 HP) | See Note 1 | 0.9396 | 0.0068493 | See Note 2
1829 | Industrial, Existing, SIC36 Electronics, Base Compressed Air, ECM-107, Comp Air - Motor practices-1 (1-5 HP) | See Note 1 | 2.1448 | 0.015609 | See Note 2
1830 | Industrial, Existing, SIC37 Transp Eqp, Base Compressed Air, ECM-107, Comp Air - Motor practices-1 (1-5 HP) | See Note 1 | 3.9176 | 0.028583 | See Note 2
1831 | Industrial, Existing, SIC38 Instruments, Base Compressed Air, ECM-107, Comp Air - Motor practices-1 (1-5 HP) | See Note 1 | 7.8596 | 0.057297 | See Note 2
1832 | Industrial, Existing, SIC39/21/31 Misc, Base Compressed Air, ECM-107, Comp Air - Motor practices-1 (1-5 HP) | See Note 1 | 5.315 | 0.038725 | See Note 2
1833 | Industrial, Existing, SIC20 Food, Base Compressed Air, ECM-108, Comp Air - Replace 6-100 HP motor | See Note 1 | 0.9451 | 0.0059273 | See Note 2
1834 | Industrial, Existing, SIC22-23Textiles, Base Compressed Air, ECM-108, Comp Air - Replace 6-100 HP motor | See Note 1 | 0.0042 | 0 | See Note 2
1835 | Industrial, Existing, SIC24-25 Lumber, Base Compressed Air, ECM-108, Comp Air - Replace 6-100 HP motor | See Note 1 | 0.0179 | 0.00013172 | See Note 2
1836 | Industrial, Existing, SIC26 Paper, Base Compressed Air, ECM-108, Comp Air - Replace 6-100 HP motor | See Note 1 | 0.1303 | 0.00079031 | See Note 2
1837 | Industrial, Existing, SIC27 Printing, Base Compressed Air, ECM-108, Comp Air - Replace 6-100 HP motor | See Note 1 | 0.0478 | 0.00032929 | See Note 2
1838 | Industrial, Existing, SIC28 Chemicals, Base Compressed Air, ECM-108, Comp Air - Replace 6-100 HP motor | See Note 1 | 0.0737 | 0.00046101 | See Note 2
1839 | Industrial, Existing, SIC29 Petroleum, Base Compressed Air, ECM-108, Comp Air - Replace 6-100 HP motor | See Note 1 | 0.0065 | 6.586e-05 | See Note 2
1840 | Industrial, Existing, SIC30 Rubber/Plastics, Base Compressed Air, ECM-108, Comp Air - Replace 6-100 HP motor | See Note 1 | 0.0198 | 0.00013172 | See Note 2
1841 | Industrial, Existing, SIC32 Stone/Clay/Glass, Base Compressed Air, ECM-108, Comp Air - Replace 6-100 HP motor | See Note 1 | 0.4877 | 0.0030295 | See Note 2
1842 | Industrial, Existing, SIC33 Primary Metals, Base Compressed Air, ECM-108, Comp Air - Replace 6-100 HP motor | See Note 1 | 0.0239 | 0.00013172 | See Note 2
1843 | Industrial, Existing, SIC34 Fab Metals, Base Compressed Air, ECM-108, Comp Air - Replace 6-100 HP motor | See Note 1 | 0.3336 | 0.0021075 | See Note 2
1844 | Industrial, Existing, SIC35 Ind Machinery, Base Compressed Air, ECM-108, Comp Air - Replace 6-100 HP motor | See Note 1 | 0.0336 | 0.00019758 | See Note 2
1845 | Industrial, Existing, SIC36 Electronics, Base Compressed Air, ECM-108, Comp Air - Replace 6-100 HP motor | See Note 1 | 0.0766 | 0.00046101 | See Note 2
1846 | Industrial, Existing, SIC37 Transp Eqp, Base Compressed Air, ECM-108, Comp Air - Replace 6-100 HP motor | See Note 1 | 0.14 | 0.00085616 | See Note 2
1847 | Industrial, Existing, SIC38 Instruments, Base Compressed Air, ECM-108, Comp Air - Replace 6-100 HP motor | See Note 1 | 0.2808 | 0.0017782 | See Note 2
1848 | Industrial, Existing, SIC39/21/31 Misc, Base Compressed Air, ECM-108, Comp Air - Replace 6-100 HP motor | See Note 1 | 0.1899 | 0.0011855 | See Note 2
1849 | Industrial, Existing, SIC20 Food, Base Compressed Air, ECM-109, Comp Air - ASD (6-100 hp) | See Note 1 | 0 | 0 | See Note 2
1850 | Industrial, Existing, SIC22-23Textiles, Base Compressed Air, ECM-109, Comp Air - ASD (6-100 hp) | See Note 1 | 0 | 0 | See Note 2
1851 | Industrial, Existing, SIC24-25 Lumber, Base Compressed Air, ECM-109, Comp Air - ASD (6-100 hp) | See Note 1 | 0 | 0 | See Note 2
1852 | Industrial, Existing, SIC26 Paper, Base Compressed Air, ECM-109, Comp Air - ASD (6-100 hp) | See Note 1 | 0 | 0 | See Note 2
1853 | Industrial, Existing, SIC27 Printing, Base Compressed Air, ECM-109, Comp Air - ASD (6-100 hp) | See Note 1 | 0 | 0 | See Note 2
1854 | Industrial, Existing, SIC28 Chemicals, Base Compressed Air, ECM-109, Comp Air - ASD (6-100 hp) | See Note 1 | 0 | 0 | See Note 2
1855 | Industrial, Existing, SIC29 Petroleum, Base Compressed Air, ECM-109, Comp Air - ASD (6-100 hp) | See Note 1 | 0 | 0 | See Note 2
1856 | Industrial, Existing, SIC30 Rubber/Plastics, Base Compressed Air, ECM-109, Comp Air - ASD (6-100 hp) | See Note 1 | 0 | 0 | See Note 2
1857 | Industrial, Existing, SIC32 Stone/Clay/Glass, Base Compressed Air, ECM-109, Comp Air - ASD (6-100 hp) | See Note 1 | 0 | 0 | See Note 2
1858 | Industrial, Existing, SIC33 Primary Metals, Base Compressed Air, ECM-109, Comp Air - ASD (6-100 hp) | See Note 1 | 0 | 0 | See Note 2
1859 | Industrial, Existing, SIC34 Fab Metals, Base Compressed Air, ECM-109, Comp Air - ASD (6-100 hp) | See Note 1 | 0 | 0 | See Note 2
1860 | Industrial, Existing, SIC35 Ind Machinery, Base Compressed Air, ECM-109, Comp Air - ASD (6-100 hp) | See Note 1 | 0 | 0 | See Note 2
1861 | Industrial, Existing, SIC36 Electronics, Base Compressed Air, ECM-109, Comp Air - ASD (6-100 hp) | See Note 1 | 0 | 0 | See Note 2
1862 | Industrial, Existing, SIC37 Transp Eqp, Base Compressed Air, ECM-109, Comp Air - ASD (6-100 hp) | See Note 1 | 0 | 0 | See Note 2
1863 | Industrial, Existing, SIC38 Instruments, Base Compressed Air, ECM-109, Comp Air - ASD (6-100 hp) | See Note 1 | 0 | 0 | See Note 2
1864 | Industrial, Existing, SIC39/21/31 Misc, Base Compressed Air, ECM-109, Comp Air - ASD (6-100 hp) | See Note 1 | 0 | 0 | See Note 2
1865 | Industrial, Existing, SIC20 Food, Base Compressed Air, ECM-110, Comp Air - Motor practices-1 (6-100 HP) | See Note 1 | 376.7608 | 3.3395 | See Note 2
1866 | Industrial, Existing, SIC22-23Textiles, Base Compressed Air, ECM-110, Comp Air - Motor practices-1 (6-100 HP) | See Note 1 | 1.6593 | 0.014687 | See Note 2
1867 | Industrial, Existing, SIC24-25 Lumber, Base Compressed Air, ECM-110, Comp Air - Motor practices-1 (6-100 HP) | See Note 1 | 7.1184 | 0.063093 | See Note 2
1868 | Industrial, Existing, SIC26 Paper, Base Compressed Air, ECM-110, Comp Air - Motor practices-1 (6-100 HP) | See Note 1 | 51.9366 | 0.46035 | See Note 2
1869 | Industrial, Existing, SIC27 Printing, Base Compressed Air, ECM-110, Comp Air - Motor practices-1 (6-100 HP) | See Note 1 | 19.0737 | 0.16906 | See Note 2
1870 | Industrial, Existing, SIC28 Chemicals, Base Compressed Air, ECM-110, Comp Air - Motor practices-1 (6-100 HP) | See Note 1 | 29.3765 | 0.26041 | See Note 2
1871 | Industrial, Existing, SIC29 Petroleum, Base Compressed Air, ECM-110, Comp Air - Motor practices-1 (6-100 HP) | See Note 1 | 2.5936 | 0.022985 | See Note 2
1872 | Industrial, Existing, SIC30 Rubber/Plastics, Base Compressed Air, ECM-110, Comp Air - Motor practices-1 (6-100 HP) | See Note 1 | 7.8808 | 0.069876 | See Note 2
1873 | Industrial, Existing, SIC32 Stone/Clay/Glass, Base Compressed Air, ECM-110, Comp Air - Motor practices-1 (6-100 HP) | See Note 1 | 194.4422 | 1.7235 | See Note 2
1874 | Industrial, Existing, SIC33 Primary Metals, Base Compressed Air, ECM-110, Comp Air - Motor practices-1 (6-100 HP) | See Note 1 | 9.5088 | 0.084299 | See Note 2
1875 | Industrial, Existing, SIC34 Fab Metals, Base Compressed Air, ECM-110, Comp Air - Motor practices-1 (6-100 HP) | See Note 1 | 132.9832 | 1.1787 | See Note 2
1876 | Industrial, Existing, SIC35 Ind Machinery, Base Compressed Air, ECM-110, Comp Air - Motor practices-1 (6-100 HP) | See Note 1 | 13.381 | 0.11861 | See Note 2
1877 | Industrial, Existing, SIC36 Electronics, Base Compressed Air, ECM-110, Comp Air - Motor practices-1 (6-100 HP) | See Note 1 | 30.5445 | 0.27075 | See Note 2
1878 | Industrial, Existing, SIC37 Transp Eqp, Base Compressed Air, ECM-110, Comp Air - Motor practices-1 (6-100 HP) | See Note 1 | 55.7927 | 0.49453 | See Note 2
1879 | Industrial, Existing, SIC38 Instruments, Base Compressed Air, ECM-110, Comp Air - Motor practices-1 (6-100 HP) | See Note 1 | 111.9319 | 0.9921 | See Note 2
1880 | Industrial, Existing, SIC39/21/31 Misc, Base Compressed Air, ECM-110, Comp Air - Motor practices-1 (6-100 HP) | See Note 1 | 75.6931 | 0.6709 | See Note 2
1881 | Industrial, Existing, SIC20 Food, Base Compressed Air, ECM-111, Comp Air - Replace 100+ HP motor | See Note 1 | 12.0663 | 0.086143 | See Note 2
1882 | Industrial, Existing, SIC22-23Textiles, Base Compressed Air, ECM-111, Comp Air - Replace 100+ HP motor | See Note 1 | 0.0531 | 0.00039515 | See Note 2
1883 | Industrial, Existing, SIC24-25 Lumber, Base Compressed Air, ECM-111, Comp Air - Replace 100+ HP motor | See Note 1 | 0.228 | 0.0016465 | See Note 2
1884 | Industrial, Existing, SIC26 Paper, Base Compressed Air, ECM-111, Comp Air - Replace 100+ HP motor | See Note 1 | 1.6633 | 0.011855 | See Note 2
1885 | Industrial, Existing, SIC27 Printing, Base Compressed Air, ECM-111, Comp Air - Replace 100+ HP motor | See Note 1 | 0.6109 | 0.0043467 | See Note 2
1886 | Industrial, Existing, SIC28 Chemicals, Base Compressed Air, ECM-111, Comp Air - Replace 100+ HP motor | See Note 1 | 0.9408 | 0.0067176 | See Note 2
1887 | Industrial, Existing, SIC29 Petroleum, Base Compressed Air, ECM-111, Comp Air - Replace 100+ HP motor | See Note 1 | 0.0831 | 0.00059273 | See Note 2
1888 | Industrial, Existing, SIC30 Rubber/Plastics, Base Compressed Air, ECM-111, Comp Air - Replace 100+ HP motor | See Note 1 | 0.2524 | 0.0017782 | See Note 2
1889 | Industrial, Existing, SIC32 Stone/Clay/Glass, Base Compressed Air, ECM-111, Comp Air - Replace 100+ HP motor | See Note 1 | 6.2273 | 0.044455 | See Note 2
1890 | Industrial, Existing, SIC33 Primary Metals, Base Compressed Air, ECM-111, Comp Air - Replace 100+ HP motor | See Note 1 | 0.3045 | 0.0021733 | See Note 2
1891 | Industrial, Existing, SIC34 Fab Metals, Base Compressed Air, ECM-111, Comp Air - Replace 100+ HP motor | See Note 1 | 4.259 | 0.030427 | See Note 2
1892 | Industrial, Existing, SIC35 Ind Machinery, Base Compressed Air, ECM-111, Comp Air - Replace 100+ HP motor | See Note 1 | 0.4285 | 0.0030295 | See Note 2
1893 | Industrial, Existing, SIC36 Electronics, Base Compressed Air, ECM-111, Comp Air - Replace 100+ HP motor | See Note 1 | 0.9782 | 0.006981 | See Note 2
1894 | Industrial, Existing, SIC37 Transp Eqp, Base Compressed Air, ECM-111, Comp Air - Replace 100+ HP motor | See Note 1 | 1.7868 | 0.012777 | See Note 2
1895 | Industrial, Existing, SIC38 Instruments, Base Compressed Air, ECM-111, Comp Air - Replace 100+ HP motor | See Note 1 | 3.5848 | 0.025619 | See Note 2
1896 | Industrial, Existing, SIC39/21/31 Misc, Base Compressed Air, ECM-111, Comp Air - Replace 100+ HP motor | See Note 1 | 2.4242 | 0.017321 | See Note 2
1897 | Industrial, Existing, SIC20 Food, Base Compressed Air, ECM-112, Comp Air - ASD (100+ hp) | See Note 1 | 0 | 0 | See Note 2
1898 | Industrial, Existing, SIC22-23Textiles, Base Compressed Air, ECM-112, Comp Air - ASD (100+ hp) | See Note 1 | 0 | 0 | See Note 2
1899 | Industrial, Existing, SIC24-25 Lumber, Base Compressed Air, ECM-112, Comp Air - ASD (100+ hp) | See Note 1 | 0 | 0 | See Note 2
1900 | Industrial, Existing, SIC26 Paper, Base Compressed Air, ECM-112, Comp Air - ASD (100+ hp) | See Note 1 | 0 | 0 | See Note 2
1901 | Industrial, Existing, SIC27 Printing, Base Compressed Air, ECM-112, Comp Air - ASD (100+ hp) | See Note 1 | 0 | 0 | See Note 2
1902 | Industrial, Existing, SIC28 Chemicals, Base Compressed Air, ECM-112, Comp Air - ASD (100+ hp) | See Note 1 | 0 | 0 | See Note 2
1903 | Industrial, Existing, SIC29 Petroleum, Base Compressed Air, ECM-112, Comp Air - ASD (100+ hp) | See Note 1 | 0 | 0 | See Note 2
1904 | Industrial, Existing, SIC30 Rubber/Plastics, Base Compressed Air, ECM-112, Comp Air - ASD (100+ hp) | See Note 1 | 0 | 0 | See Note 2
1905 | Industrial, Existing, SIC32 Stone/Clay/Glass, Base Compressed Air, ECM-112, Comp Air - ASD (100+ hp) | See Note 1 | 0 | 0 | See Note 2
1906 | Industrial, Existing, SIC33 Primary Metals, Base Compressed Air, ECM-112, Comp Air - ASD (100+ hp) | See Note 1 | 0 | 0 | See Note 2
1907 | Industrial, Existing, SIC34 Fab Metals, Base Compressed Air, ECM-112, Comp Air - ASD (100+ hp) | See Note 1 | 0 | 0 | See Note 2
1908 | Industrial, Existing, SIC35 Ind Machinery, Base Compressed Air, ECM-112, Comp Air - ASD (100+ hp) | See Note 1 | 0 | 0 | See Note 2
1909 | Industrial, Existing, SIC36 Electronics, Base Compressed Air, ECM-112, Comp Air - ASD (100+ hp) | See Note 1 | 0 | 0 | See Note 2
1910 | Industrial, Existing, SIC37 Transp Eqp, Base Compressed Air, ECM-112, Comp Air - ASD (100+ hp) | See Note 1 | 0 | 0 | See Note 2
1911 | Industrial, Existing, SIC38 Instruments, Base Compressed Air, ECM-112, Comp Air - ASD (100+ hp) | See Note 1 | 0 | 0 | See Note 2
1912 | Industrial, Existing, SIC39/21/31 Misc, Base Compressed Air, ECM-112, Comp Air - ASD (100+ hp) | See Note 1 | 0 | 0 | See Note 2
1913 | Industrial, Existing, SIC20 Food, Base Compressed Air, ECM-113, Comp Air - Motor practices-1 (100+ HP) | See Note 1 | 535.7549 | 4.9716 | See Note 2
1914 | Industrial, Existing, SIC22-23Textiles, Base Compressed Air, ECM-113, Comp Air - Motor practices-1 (100+ HP) | See Note 1 | 2.3595 | 0.021865 | See Note 2
1915 | Industrial, Existing, SIC24-25 Lumber, Base Compressed Air, ECM-113, Comp Air - Motor practices-1 (100+ HP) | See Note 1 | 10.1224 | 0.093915 | See Note 2
1916 | Industrial, Existing, SIC26 Paper, Base Compressed Air, ECM-113, Comp Air - Motor practices-1 (100+ HP) | See Note 1 | 73.8541 | 0.68533 | See Note 2
1917 | Industrial, Existing, SIC27 Printing, Base Compressed Air, ECM-113, Comp Air - Motor practices-1 (100+ HP) | See Note 1 | 27.1229 | 0.25171 | See Note 2
1918 | Industrial, Existing, SIC28 Chemicals, Base Compressed Air, ECM-113, Comp Air - Motor practices-1 (100+ HP) | See Note 1 | 41.7734 | 0.38764 | See Note 2
1919 | Industrial, Existing, SIC29 Petroleum, Base Compressed Air, ECM-113, Comp Air - Motor practices-1 (100+ HP) | See Note 1 | 3.6881 | 0.034247 | See Note 2
1920 | Industrial, Existing, SIC30 Rubber/Plastics, Base Compressed Air, ECM-113, Comp Air - Motor practices-1 (100+ HP) | See Note 1 | 11.2065 | 0.10399 | See Note 2
1921 | Industrial, Existing, SIC32 Stone/Clay/Glass, Base Compressed Air, ECM-113, Comp Air - Motor practices-1 (100+ HP) | See Note 1 | 276.4973 | 2.5658 | See Note 2
1922 | Industrial, Existing, SIC33 Primary Metals, Base Compressed Air, ECM-113, Comp Air - Motor practices-1 (100+ HP) | See Note 1 | 13.5215 | 0.12546 | See Note 2
1923 | Industrial, Existing, SIC34 Fab Metals, Base Compressed Air, ECM-113, Comp Air - Motor practices-1 (100+ HP) | See Note 1 | 189.1025 | 1.7548 | See Note 2
1924 | Industrial, Existing, SIC35 Ind Machinery, Base Compressed Air, ECM-113, Comp Air - Motor practices-1 (100+ HP) | See Note 1 | 19.0278 | 0.17657 | See Note 2
1925 | Industrial, Existing, SIC36 Electronics, Base Compressed Air, ECM-113, Comp Air - Motor practices-1 (100+ HP) | See Note 1 | 43.4344 | 0.40306 | See Note 2
1926 | Industrial, Existing, SIC37 Transp Eqp, Base Compressed Air, ECM-113, Comp Air - Motor practices-1 (100+ HP) | See Note 1 | 79.3374 | 0.73624 | See Note 2
1927 | Industrial, Existing, SIC38 Instruments, Base Compressed Air, ECM-113, Comp Air - Motor practices-1 (100+ HP) | See Note 1 | 159.1676 | 1.477 | See Note 2
1928 | Industrial, Existing, SIC39/21/31 Misc, Base Compressed Air, ECM-113, Comp Air - Motor practices-1 (100+ HP) | See Note 1 | 107.6358 | 0.99881 | See Note 2
1929 | Industrial, Existing, SIC20 Food, Base Fans, ECM-201, Fans - O&M | See Note 1 | 0 | 0 | See Note 2
1930 | Industrial, Existing, SIC22-23Textiles, Base Fans, ECM-201, Fans - O&M | See Note 1 | 0 | 0 | See Note 2
1931 | Industrial, Existing, SIC24-25 Lumber, Base Fans, ECM-201, Fans - O&M | See Note 1 | 0 | 0 | See Note 2
1932 | Industrial, Existing, SIC26 Paper, Base Fans, ECM-201, Fans - O&M | See Note 1 | 0 | 0 | See Note 2
1933 | Industrial, Existing, SIC27 Printing, Base Fans, ECM-201, Fans - O&M | See Note 1 | 0 | 0 | See Note 2
1934 | Industrial, Existing, SIC28 Chemicals, Base Fans, ECM-201, Fans - O&M | See Note 1 | 0 | 0 | See Note 2
1935 | Industrial, Existing, SIC29 Petroleum, Base Fans, ECM-201, Fans - O&M | See Note 1 | 0 | 0 | See Note 2
1936 | Industrial, Existing, SIC30 Rubber/Plastics, Base Fans, ECM-201, Fans - O&M | See Note 1 | 0 | 0 | See Note 2
1937 | Industrial, Existing, SIC32 Stone/Clay/Glass, Base Fans, ECM-201, Fans - O&M | See Note 1 | 0 | 0 | See Note 2
1938 | Industrial, Existing, SIC33 Primary Metals, Base Fans, ECM-201, Fans - O&M | See Note 1 | 0 | 0 | See Note 2
1939 | Industrial, Existing, SIC34 Fab Metals, Base Fans, ECM-201, Fans - O&M | See Note 1 | 0 | 0 | See Note 2
1940 | Industrial, Existing, SIC35 Ind Machinery, Base Fans, ECM-201, Fans - O&M | See Note 1 | 0 | 0 | See Note 2
1941 | Industrial, Existing, SIC36 Electronics, Base Fans, ECM-201, Fans - O&M | See Note 1 | 0 | 0 | See Note 2
1942 | Industrial, Existing, SIC37 Transp Eqp, Base Fans, ECM-201, Fans - O&M | See Note 1 | 0 | 0 | See Note 2
1943 | Industrial, Existing, SIC38 Instruments, Base Fans, ECM-201, Fans - O&M | See Note 1 | 0 | 0 | See Note 2
1944 | Industrial, Existing, SIC39/21/31 Misc, Base Fans, ECM-201, Fans - O&M | See Note 1 | 0 | 0 | See Note 2
1945 | Industrial, Existing, SIC20 Food, Base Fans, ECM-202, Fans - Controls | See Note 1 | 9010.3386 | 87.2322 | See Note 2
1946 | Industrial, Existing, SIC22-23Textiles, Base Fans, ECM-202, Fans - Controls | See Note 1 | 68.6283 | 0.66438 | See Note 2
1947 | Industrial, Existing, SIC24-25 Lumber, Base Fans, ECM-202, Fans - Controls | See Note 1 | 294.4159 | 2.8504 | See Note 2
1948 | Industrial, Existing, SIC26 Paper, Base Fans, ECM-202, Fans - Controls | See Note 1 | 4608.124 | 44.6129 | See Note 2
1949 | Industrial, Existing, SIC27 Printing, Base Fans, ECM-202, Fans - Controls | See Note 1 | 788.8848 | 7.6374 | See Note 2
1950 | Industrial, Existing, SIC28 Chemicals, Base Fans, ECM-202, Fans - Controls | See Note 1 | 1628.1998 | 15.7632 | See Note 2
1951 | Industrial, Existing, SIC29 Petroleum, Base Fans, ECM-202, Fans - Controls | See Note 1 | 34.0023 | 0.32916 | See Note 2
1952 | Industrial, Existing, SIC30 Rubber/Plastics, Base Fans, ECM-202, Fans - Controls | See Note 1 | 325.9485 | 3.1556 | See Note 2
1953 | Industrial, Existing, SIC32 Stone/Clay/Glass, Base Fans, ECM-202, Fans - Controls | See Note 1 | 9984.3026 | 96.6616 | See Note 2
1954 | Industrial, Existing, SIC33 Primary Metals, Base Fans, ECM-202, Fans - Controls | See Note 1 | 488.2614 | 4.727 | See Note 2
1955 | Industrial, Existing, SIC34 Fab Metals, Base Fans, ECM-202, Fans - Controls | See Note 1 | 1618.4653 | 15.6689 | See Note 2
1956 | Industrial, Existing, SIC35 Ind Machinery, Base Fans, ECM-202, Fans - Controls | See Note 1 | 105.8646 | 1.0249 | See Note 2
1957 | Industrial, Existing, SIC36 Electronics, Base Fans, ECM-202, Fans - Controls | See Note 1 | 202.2413 | 1.958 | See Note 2
1958 | Industrial, Existing, SIC37 Transp Eqp, Base Fans, ECM-202, Fans - Controls | See Note 1 | 545.7933 | 5.284 | See Note 2
1959 | Industrial, Existing, SIC38 Instruments, Base Fans, ECM-202, Fans - Controls | See Note 1 | 1108.9702 | 10.7363 | See Note 2
1960 | Industrial, Existing, SIC39/21/31 Misc, Base Fans, ECM-202, Fans - Controls | See Note 1 | 614.2549 | 5.9469 | See Note 2
1961 | Industrial, Existing, SIC20 Food, Base Fans, ECM-203, Fans - System Optimization | See Note 1 | 1609.7461 | 15.8923 | See Note 2
1962 | Industrial, Existing, SIC22-23Textiles, Base Fans, ECM-203, Fans - System Optimization | See Note 1 | 12.259 | 0.12105 | See Note 2
1963 | Industrial, Existing, SIC24-25 Lumber, Base Fans, ECM-203, Fans - System Optimization | See Note 1 | 52.5945 | 0.51923 | See Note 2
1964 | Industrial, Existing, SIC26 Paper, Base Fans, ECM-203, Fans - System Optimization | See Note 1 | 823.3175 | 8.1282 | See Note 2
1965 | Industrial, Existing, SIC27 Printing, Base Fans, ECM-203, Fans - System Optimization | See Note 1 | 140.9393 | 1.3914 | See Note 2
1966 | Industrial, Existing, SIC28 Chemicals, Base Fans, ECM-203, Fans - System Optimization | See Note 1 | 290.9231 | 2.8721 | See Note 2
1967 | Industrial, Existing, SIC29 Petroleum, Base Fans, ECM-203, Fans - System Optimization | See Note 1 | 6.0758 | 0.059997 | See Note 2
1968 | Industrial, Existing, SIC30 Rubber/Plastics, Base Fans, ECM-203, Fans - System Optimization | See Note 1 | 58.2344 | 0.57495 | See Note 2
1969 | Industrial, Existing, SIC32 Stone/Clay/Glass, Base Fans, ECM-203, Fans - System Optimization | See Note 1 | 1783.853 | 17.611 | See Note 2
1970 | Industrial, Existing, SIC33 Primary Metals, Base Fans, ECM-203, Fans - System Optimization | See Note 1 | 87.2259 | 0.86117 | See Note 2
1971 | Industrial, Existing, SIC34 Fab Metals, Base Fans, ECM-203, Fans - System Optimization | See Note 1 | 289.1442 | 2.8546 | See Note 2
1972 | Industrial, Existing, SIC35 Ind Machinery, Base Fans, ECM-203, Fans - System Optimization | See Note 1 | 18.909 | 0.18671 | See Note 2
1973 | Industrial, Existing, SIC36 Electronics, Base Fans, ECM-203, Fans - System Optimization | See Note 1 | 36.1326 | 0.35669 | See Note 2
1974 | Industrial, Existing, SIC37 Transp Eqp, Base Fans, ECM-203, Fans - System Optimization | See Note 1 | 97.507 | 0.96266 | See Note 2
1975 | Industrial, Existing, SIC38 Instruments, Base Fans, ECM-203, Fans - System Optimization | See Note 1 | 198.1318 | 1.9561 | See Note 2
1976 | Industrial, Existing, SIC39/21/31 Misc, Base Fans, ECM-203, Fans - System Optimization | See Note 1 | 109.7468 | 1.0834 | See Note 2
1977 | Industrial, Existing, SIC20 Food, Base Fans, ECM-204, Fans- Improve components | See Note 1 | 0 | 0 | See Note 2
1978 | Industrial, Existing, SIC22-23Textiles, Base Fans, ECM-204, Fans- Improve components | See Note 1 | 0 | 0 | See Note 2
1979 | Industrial, Existing, SIC24-25 Lumber, Base Fans, ECM-204, Fans- Improve components | See Note 1 | 0 | 0 | See Note 2
1980 | Industrial, Existing, SIC26 Paper, Base Fans, ECM-204, Fans- Improve components | See Note 1 | 0 | 0 | See Note 2
1981 | Industrial, Existing, SIC27 Printing, Base Fans, ECM-204, Fans- Improve components | See Note 1 | 0 | 0 | See Note 2
1982 | Industrial, Existing, SIC28 Chemicals, Base Fans, ECM-204, Fans- Improve components | See Note 1 | 0 | 0 | See Note 2
1983 | Industrial, Existing, SIC29 Petroleum, Base Fans, ECM-204, Fans- Improve components | See Note 1 | 0 | 0 | See Note 2
1984 | Industrial, Existing, SIC30 Rubber/Plastics, Base Fans, ECM-204, Fans- Improve components | See Note 1 | 0 | 0 | See Note 2
1985 | Industrial, Existing, SIC32 Stone/Clay/Glass, Base Fans, ECM-204, Fans- Improve components | See Note 1 | 0 | 0 | See Note 2
1986 | Industrial, Existing, SIC33 Primary Metals, Base Fans, ECM-204, Fans- Improve components | See Note 1 | 0 | 0 | See Note 2
1987 | Industrial, Existing, SIC34 Fab Metals, Base Fans, ECM-204, Fans- Improve components | See Note 1 | 0 | 0 | See Note 2
1988 | Industrial, Existing, SIC35 Ind Machinery, Base Fans, ECM-204, Fans- Improve components | See Note 1 | 0 | 0 | See Note 2
1989 | Industrial, Existing, SIC36 Electronics, Base Fans, ECM-204, Fans- Improve components | See Note 1 | 0 | 0 | See Note 2
1990 | Industrial, Existing, SIC37 Transp Eqp, Base Fans, ECM-204, Fans- Improve components | See Note 1 | 0 | 0 | See Note 2
1991 | Industrial, Existing, SIC38 Instruments, Base Fans, ECM-204, Fans- Improve components | See Note 1 | 0 | 0 | See Note 2
1992 | Industrial, Existing, SIC39/21/31 Misc, Base Fans, ECM-204, Fans- Improve components | See Note 1 | 0 | 0 | See Note 2
1993 | Industrial, Existing, SIC20 Food, Base Fans, ECM-205, Fans - Replace 1-5 HP motor | See Note 1 | 0.0476 | 0.00026344 | See Note 2
1994 | Industrial, Existing, SIC22-23Textiles, Base Fans, ECM-205, Fans - Replace 1-5 HP motor | See Note 1 | 0.0004 | 0 | See Note 2
1995 | Industrial, Existing, SIC24-25 Lumber, Base Fans, ECM-205, Fans - Replace 1-5 HP motor | See Note 1 | 0.0016 | 0 | See Note 2
1996 | Industrial, Existing, SIC26 Paper, Base Fans, ECM-205, Fans - Replace 1-5 HP motor | See Note 1 | 0.0244 | 0.00013172 | See Note 2
1997 | Industrial, Existing, SIC27 Printing, Base Fans, ECM-205, Fans - Replace 1-5 HP motor | See Note 1 | 0.0042 | 0 | See Note 2
1998 | Industrial, Existing, SIC28 Chemicals, Base Fans, ECM-205, Fans - Replace 1-5 HP motor | See Note 1 | 0.0086 | 6.586e-05 | See Note 2
1999 | Industrial, Existing, SIC29 Petroleum, Base Fans, ECM-205, Fans - Replace 1-5 HP motor | See Note 1 | 0.0002 | 0 | See Note 2
2000 | Industrial, Existing, SIC30 Rubber/Plastics, Base Fans, ECM-205, Fans - Replace 1-5 HP motor | See Note 1 | 0.0017 | 0 | See Note 2
2001 | Industrial, Existing, SIC32 Stone/Clay/Glass, Base Fans, ECM-205, Fans - Replace 1-5 HP motor | See Note 1 | 0.0528 | 0.00032929 | See Note 2
2002 | Industrial, Existing, SIC33 Primary Metals, Base Fans, ECM-205, Fans - Replace 1-5 HP motor | See Note 1 | 0.0026 | 0 | See Note 2
2003 | Industrial, Existing, SIC34 Fab Metals, Base Fans, ECM-205, Fans - Replace 1-5 HP motor | See Note 1 | 0.0086 | 6.586e-05 | See Note 2
2004 | Industrial, Existing, SIC35 Ind Machinery, Base Fans, ECM-205, Fans - Replace 1-5 HP motor | See Note 1 | 0.0006 | 0 | See Note 2
2005 | Industrial, Existing, SIC36 Electronics, Base Fans, ECM-205, Fans - Replace 1-5 HP motor | See Note 1 | 0.0011 | 0 | See Note 2
2006 | Industrial, Existing, SIC37 Transp Eqp, Base Fans, ECM-205, Fans - Replace 1-5 HP motor | See Note 1 | 0.0029 | 0 | See Note 2
2007 | Industrial, Existing, SIC38 Instruments, Base Fans, ECM-205, Fans - Replace 1-5 HP motor | See Note 1 | 0.0059 | 6.586e-05 | See Note 2
2008 | Industrial, Existing, SIC39/21/31 Misc, Base Fans, ECM-205, Fans - Replace 1-5 HP motor | See Note 1 | 0.0032 | 0 | See Note 2
2009 | Industrial, Existing, SIC20 Food, Base Fans, ECM-206, Fans - ASD (1-5 hp) | See Note 1 | 0.2771 | 0.0017123 | See Note 2
2010 | Industrial, Existing, SIC22-23Textiles, Base Fans, ECM-206, Fans - ASD (1-5 hp) | See Note 1 | 0.0021 | 0 | See Note 2
2011 | Industrial, Existing, SIC24-25 Lumber, Base Fans, ECM-206, Fans - ASD (1-5 hp) | See Note 1 | 0.0091 | 6.586e-05 | See Note 2
2012 | Industrial, Existing, SIC26 Paper, Base Fans, ECM-206, Fans - ASD (1-5 hp) | See Note 1 | 0.1417 | 0.00085616 | See Note 2
2013 | Industrial, Existing, SIC27 Printing, Base Fans, ECM-206, Fans - ASD (1-5 hp) | See Note 1 | 0.0243 | 0.00013172 | See Note 2
2014 | Industrial, Existing, SIC28 Chemicals, Base Fans, ECM-206, Fans - ASD (1-5 hp) | See Note 1 | 0.0501 | 0.00032929 | See Note 2
2015 | Industrial, Existing, SIC29 Petroleum, Base Fans, ECM-206, Fans - ASD (1-5 hp) | See Note 1 | 0.001 | 0 | See Note 2
2016 | Industrial, Existing, SIC30 Rubber/Plastics, Base Fans, ECM-206, Fans - ASD (1-5 hp) | See Note 1 | 0.01 | 6.586e-05 | See Note 2
2017 | Industrial, Existing, SIC32 Stone/Clay/Glass, Base Fans, ECM-206, Fans - ASD (1-5 hp) | See Note 1 | 0.3071 | 0.0019099 | See Note 2
2018 | Industrial, Existing, SIC33 Primary Metals, Base Fans, ECM-206, Fans - ASD (1-5 hp) | See Note 1 | 0.015 | 6.586e-05 | See Note 2
2019 | Industrial, Existing, SIC34 Fab Metals, Base Fans, ECM-206, Fans - ASD (1-5 hp) | See Note 1 | 0.0498 | 0.00032929 | See Note 2
2020 | Industrial, Existing, SIC35 Ind Machinery, Base Fans, ECM-206, Fans - ASD (1-5 hp) | See Note 1 | 0.0033 | 0 | See Note 2
2021 | Industrial, Existing, SIC36 Electronics, Base Fans, ECM-206, Fans - ASD (1-5 hp) | See Note 1 | 0.0062 | 6.586e-05 | See Note 2
2022 | Industrial, Existing, SIC37 Transp Eqp, Base Fans, ECM-206, Fans - ASD (1-5 hp) | See Note 1 | 0.0168 | 0.00013172 | See Note 2
2023 | Industrial, Existing, SIC38 Instruments, Base Fans, ECM-206, Fans - ASD (1-5 hp) | See Note 1 | 0.0341 | 0.00019758 | See Note 2
2024 | Industrial, Existing, SIC39/21/31 Misc, Base Fans, ECM-206, Fans - ASD (1-5 hp) | See Note 1 | 0.0189 | 0.00013172 | See Note 2
2025 | Industrial, Existing, SIC20 Food, Base Fans, ECM-207, Fans - Motor practices-1 (1-5 HP) | See Note 1 | 53.3777 | 0.41083 | See Note 2
2026 | Industrial, Existing, SIC22-23Textiles, Base Fans, ECM-207, Fans - Motor practices-1 (1-5 HP) | See Note 1 | 0.4066 | 0.0031612 | See Note 2
2027 | Industrial, Existing, SIC24-25 Lumber, Base Fans, ECM-207, Fans - Motor practices-1 (1-5 HP) | See Note 1 | 1.7441 | 0.013435 | See Note 2
2028 | Industrial, Existing, SIC26 Paper, Base Fans, ECM-207, Fans - Motor practices-1 (1-5 HP) | See Note 1 | 27.2987 | 0.21009 | See Note 2
2029 | Industrial, Existing, SIC27 Printing, Base Fans, ECM-207, Fans - Motor practices-1 (1-5 HP) | See Note 1 | 4.6734 | 0.035959 | See Note 2
2030 | Industrial, Existing, SIC28 Chemicals, Base Fans, ECM-207, Fans - Motor practices-1 (1-5 HP) | See Note 1 | 9.6455 | 0.074223 | See Note 2
2031 | Industrial, Existing, SIC29 Petroleum, Base Fans, ECM-207, Fans - Motor practices-1 (1-5 HP) | See Note 1 | 0.2014 | 0.0015806 | See Note 2
2032 | Industrial, Existing, SIC30 Rubber/Plastics, Base Fans, ECM-207, Fans - Motor practices-1 (1-5 HP) | See Note 1 | 1.9309 | 0.014884 | See Note 2
2033 | Industrial, Existing, SIC32 Stone/Clay/Glass, Base Fans, ECM-207, Fans - Motor practices-1 (1-5 HP) | See Note 1 | 59.1474 | 0.45528 | See Note 2
2034 | Industrial, Existing, SIC33 Primary Metals, Base Fans, ECM-207, Fans - Motor practices-1 (1-5 HP) | See Note 1 | 2.8925 | 0.02226 | See Note 2
2035 | Industrial, Existing, SIC34 Fab Metals, Base Fans, ECM-207, Fans - Motor practices-1 (1-5 HP) | See Note 1 | 9.5879 | 0.073828 | See Note 2
2036 | Industrial, Existing, SIC35 Ind Machinery, Base Fans, ECM-207, Fans - Motor practices-1 (1-5 HP) | See Note 1 | 0.6271 | 0.0048077 | See Note 2
2037 | Industrial, Existing, SIC36 Electronics, Base Fans, ECM-207, Fans - Motor practices-1 (1-5 HP) | See Note 1 | 1.1981 | 0.0092202 | See Note 2
2038 | Industrial, Existing, SIC37 Transp Eqp, Base Fans, ECM-207, Fans - Motor practices-1 (1-5 HP) | See Note 1 | 3.2333 | 0.024895 | See Note 2
2039 | Industrial, Existing, SIC38 Instruments, Base Fans, ECM-207, Fans - Motor practices-1 (1-5 HP) | See Note 1 | 6.5696 | 0.05058 | See Note 2
2040 | Industrial, Existing, SIC39/21/31 Misc, Base Fans, ECM-207, Fans - Motor practices-1 (1-5 HP) | See Note 1 | 3.6389 | 0.02799 | See Note 2
2041 | Industrial, Existing, SIC20 Food, Base Fans, ECM-208, Fans - Replace 6-100 HP motor | See Note 1 | 1.939 | 0.012316 | See Note 2
2042 | Industrial, Existing, SIC22-23Textiles, Base Fans, ECM-208, Fans - Replace 6-100 HP motor | See Note 1 | 0.0148 | 6.586e-05 | See Note 2
2043 | Industrial, Existing, SIC24-25 Lumber, Base Fans, ECM-208, Fans - Replace 6-100 HP motor | See Note 1 | 0.0634 | 0.00039515 | See Note 2
2044 | Industrial, Existing, SIC26 Paper, Base Fans, ECM-208, Fans - Replace 6-100 HP motor | See Note 1 | 0.9917 | 0.0063224 | See Note 2
2045 | Industrial, Existing, SIC27 Printing, Base Fans, ECM-208, Fans - Replace 6-100 HP motor | See Note 1 | 0.1698 | 0.0010537 | See Note 2
2046 | Industrial, Existing, SIC28 Chemicals, Base Fans, ECM-208, Fans - Replace 6-100 HP motor | See Note 1 | 0.3504 | 0.0022392 | See Note 2
2047 | Industrial, Existing, SIC29 Petroleum, Base Fans, ECM-208, Fans - Replace 6-100 HP motor | See Note 1 | 0.0073 | 6.586e-05 | See Note 2
2048 | Industrial, Existing, SIC30 Rubber/Plastics, Base Fans, ECM-208, Fans - Replace 6-100 HP motor | See Note 1 | 0.0701 | 0.00046101 | See Note 2
2049 | Industrial, Existing, SIC32 Stone/Clay/Glass, Base Fans, ECM-208, Fans - Replace 6-100 HP motor | See Note 1 | 2.1486 | 0.013699 | See Note 2
2050 | Industrial, Existing, SIC33 Primary Metals, Base Fans, ECM-208, Fans - Replace 6-100 HP motor | See Note 1 | 0.1051 | 0.00065859 | See Note 2
2051 | Industrial, Existing, SIC34 Fab Metals, Base Fans, ECM-208, Fans - Replace 6-100 HP motor | See Note 1 | 0.3483 | 0.0022392 | See Note 2
2052 | Industrial, Existing, SIC35 Ind Machinery, Base Fans, ECM-208, Fans - Replace 6-100 HP motor | See Note 1 | 0.0228 | 0.00013172 | See Note 2
2053 | Industrial, Existing, SIC36 Electronics, Base Fans, ECM-208, Fans - Replace 6-100 HP motor | See Note 1 | 0.0435 | 0.00026344 | See Note 2
2054 | Industrial, Existing, SIC37 Transp Eqp, Base Fans, ECM-208, Fans - Replace 6-100 HP motor | See Note 1 | 0.1175 | 0.00072445 | See Note 2
2055 | Industrial, Existing, SIC38 Instruments, Base Fans, ECM-208, Fans - Replace 6-100 HP motor | See Note 1 | 0.2386 | 0.0015148 | See Note 2
2056 | Industrial, Existing, SIC39/21/31 Misc, Base Fans, ECM-208, Fans - Replace 6-100 HP motor | See Note 1 | 0.1322 | 0.00085616 | See Note 2
2057 | Industrial, Existing, SIC20 Food, Base Fans, ECM-209, Fans - ASD (6-100 hp) | See Note 1 | 0 | 0 | See Note 2
2058 | Industrial, Existing, SIC22-23Textiles, Base Fans, ECM-209, Fans - ASD (6-100 hp) | See Note 1 | 0 | 0 | See Note 2
2059 | Industrial, Existing, SIC24-25 Lumber, Base Fans, ECM-209, Fans - ASD (6-100 hp) | See Note 1 | 0 | 0 | See Note 2
2060 | Industrial, Existing, SIC26 Paper, Base Fans, ECM-209, Fans - ASD (6-100 hp) | See Note 1 | 0 | 0 | See Note 2
2061 | Industrial, Existing, SIC27 Printing, Base Fans, ECM-209, Fans - ASD (6-100 hp) | See Note 1 | 0 | 0 | See Note 2
2062 | Industrial, Existing, SIC28 Chemicals, Base Fans, ECM-209, Fans - ASD (6-100 hp) | See Note 1 | 0 | 0 | See Note 2
2063 | Industrial, Existing, SIC29 Petroleum, Base Fans, ECM-209, Fans - ASD (6-100 hp) | See Note 1 | 0 | 0 | See Note 2
2064 | Industrial, Existing, SIC30 Rubber/Plastics, Base Fans, ECM-209, Fans - ASD (6-100 hp) | See Note 1 | 0 | 0 | See Note 2
2065 | Industrial, Existing, SIC32 Stone/Clay/Glass, Base Fans, ECM-209, Fans - ASD (6-100 hp) | See Note 1 | 0 | 0 | See Note 2
2066 | Industrial, Existing, SIC33 Primary Metals, Base Fans, ECM-209, Fans - ASD (6-100 hp) | See Note 1 | 0 | 0 | See Note 2
2067 | Industrial, Existing, SIC34 Fab Metals, Base Fans, ECM-209, Fans - ASD (6-100 hp) | See Note 1 | 0 | 0 | See Note 2
2068 | Industrial, Existing, SIC35 Ind Machinery, Base Fans, ECM-209, Fans - ASD (6-100 hp) | See Note 1 | 0 | 0 | See Note 2
2069 | Industrial, Existing, SIC36 Electronics, Base Fans, ECM-209, Fans - ASD (6-100 hp) | See Note 1 | 0 | 0 | See Note 2
2070 | Industrial, Existing, SIC37 Transp Eqp, Base Fans, ECM-209, Fans - ASD (6-100 hp) | See Note 1 | 0 | 0 | See Note 2
2071 | Industrial, Existing, SIC38 Instruments, Base Fans, ECM-209, Fans - ASD (6-100 hp) | See Note 1 | 0 | 0 | See Note 2
2072 | Industrial, Existing, SIC39/21/31 Misc, Base Fans, ECM-209, Fans - ASD (6-100 hp) | See Note 1 | 0 | 0 | See Note 2
2073 | Industrial, Existing, SIC20 Food, Base Fans, ECM-210, Fans - Motor practices-1 (6-100 HP) | See Note 1 | 1156.7454 | 12.175 | See Note 2
2074 | Industrial, Existing, SIC22-23Textiles, Base Fans, ECM-210, Fans - Motor practices-1 (6-100 HP) | See Note 1 | 8.8104 | 0.092729 | See Note 2
2075 | Industrial, Existing, SIC24-25 Lumber, Base Fans, ECM-210, Fans - Motor practices-1 (6-100 HP) | See Note 1 | 37.7969 | 0.39779 | See Note 2
2076 | Industrial, Existing, SIC26 Paper, Base Fans, ECM-210, Fans - Motor practices-1 (6-100 HP) | See Note 1 | 591.5915 | 6.2266 | See Note 2
2077 | Industrial, Existing, SIC27 Printing, Base Fans, ECM-210, Fans - Motor practices-1 (6-100 HP) | See Note 1 | 101.2769 | 1.066 | See Note 2
2078 | Industrial, Existing, SIC28 Chemicals, Base Fans, ECM-210, Fans - Motor practices-1 (6-100 HP) | See Note 1 | 209.029 | 2.2001 | See Note 2
2079 | Industrial, Existing, SIC29 Petroleum, Base Fans, ECM-210, Fans - Motor practices-1 (6-100 HP) | See Note 1 | 4.3652 | 0.045969 | See Note 2
2080 | Industrial, Existing, SIC30 Rubber/Plastics, Base Fans, ECM-210, Fans - Motor practices-1 (6-100 HP) | See Note 1 | 41.8453 | 0.4404 | See Note 2
2081 | Industrial, Existing, SIC32 Stone/Clay/Glass, Base Fans, ECM-210, Fans - Motor practices-1 (6-100 HP) | See Note 1 | 1281.7858 | 13.491 | See Note 2
2082 | Industrial, Existing, SIC33 Primary Metals, Base Fans, ECM-210, Fans - Motor practices-1 (6-100 HP) | See Note 1 | 62.6828 | 0.65977 | See Note 2
2083 | Industrial, Existing, SIC34 Fab Metals, Base Fans, ECM-210, Fans - Motor practices-1 (6-100 HP) | See Note 1 | 207.7781 | 2.1869 | See Note 2
2084 | Industrial, Existing, SIC35 Ind Machinery, Base Fans, ECM-210, Fans - Motor practices-1 (6-100 HP) | See Note 1 | 13.5908 | 0.14305 | See Note 2
2085 | Industrial, Existing, SIC36 Electronics, Base Fans, ECM-210, Fans - Motor practices-1 (6-100 HP) | See Note 1 | 25.9637 | 0.27325 | See Note 2
2086 | Industrial, Existing, SIC37 Transp Eqp, Base Fans, ECM-210, Fans - Motor practices-1 (6-100 HP) | See Note 1 | 70.0688 | 0.73749 | See Note 2
2087 | Industrial, Existing, SIC38 Instruments, Base Fans, ECM-210, Fans - Motor practices-1 (6-100 HP) | See Note 1 | 142.3696 | 1.4985 | See Note 2
2088 | Industrial, Existing, SIC39/21/31 Misc, Base Fans, ECM-210, Fans - Motor practices-1 (6-100 HP) | See Note 1 | 78.8581 | 0.83002 | See Note 2
2089 | Industrial, Existing, SIC20 Food, Base Fans, ECM-211, Fans - Replace 100+ HP motor | See Note 1 | 24.6098 | 0.1844 | See Note 2
2090 | Industrial, Existing, SIC22-23Textiles, Base Fans, ECM-211, Fans - Replace 100+ HP motor | See Note 1 | 0.1874 | 0.001383 | See Note 2
2091 | Industrial, Existing, SIC24-25 Lumber, Base Fans, ECM-211, Fans - Replace 100+ HP motor | See Note 1 | 0.8041 | 0.0059932 | See Note 2
2092 | Industrial, Existing, SIC26 Paper, Base Fans, ECM-211, Fans - Replace 100+ HP motor | See Note 1 | 12.5861 | 0.09431 | See Note 2
2093 | Industrial, Existing, SIC27 Printing, Base Fans, ECM-211, Fans - Replace 100+ HP motor | See Note 1 | 2.1547 | 0.016135 | See Note 2
2094 | Industrial, Existing, SIC28 Chemicals, Base Fans, ECM-211, Fans - Replace 100+ HP motor | See Note 1 | 4.4471 | 0.033325 | See Note 2
2095 | Industrial, Existing, SIC29 Petroleum, Base Fans, ECM-211, Fans - Replace 100+ HP motor | See Note 1 | 0.0929 | 0.00072445 | See Note 2
2096 | Industrial, Existing, SIC30 Rubber/Plastics, Base Fans, ECM-211, Fans - Replace 100+ HP motor | See Note 1 | 0.8903 | 0.0066517 | See Note 2
2097 | Industrial, Existing, SIC32 Stone/Clay/Glass, Base Fans, ECM-211, Fans - Replace 100+ HP motor | See Note 1 | 27.27 | 0.20429 | See Note 2
2098 | Industrial, Existing, SIC33 Primary Metals, Base Fans, ECM-211, Fans - Replace 100+ HP motor | See Note 1 | 1.3336 | 0.010011 | See Note 2
2099 | Industrial, Existing, SIC34 Fab Metals, Base Fans, ECM-211, Fans - Replace 100+ HP motor | See Note 1 | 4.4205 | 0.033127 | See Note 2
2100 | Industrial, Existing, SIC35 Ind Machinery, Base Fans, ECM-211, Fans - Replace 100+ HP motor | See Note 1 | 0.2891 | 0.0021733 | See Note 2
2101 | Industrial, Existing, SIC36 Electronics, Base Fans, ECM-211, Fans - Replace 100+ HP motor | See Note 1 | 0.5524 | 0.0041491 | See Note 2
2102 | Industrial, Existing, SIC37 Transp Eqp, Base Fans, ECM-211, Fans - Replace 100+ HP motor | See Note 1 | 1.4907 | 0.011196 | See Note 2
2103 | Industrial, Existing, SIC38 Instruments, Base Fans, ECM-211, Fans - Replace 100+ HP motor | See Note 1 | 3.0289 | 0.022721 | See Note 2
2104 | Industrial, Existing, SIC39/21/31 Misc, Base Fans, ECM-211, Fans - Replace 100+ HP motor | See Note 1 | 1.6777 | 0.012579 | See Note 2
2105 | Industrial, Existing, SIC20 Food, Base Fans, ECM-212, Fans - ASD (100+ hp) | See Note 1 | 0 | 0 | See Note 2
2106 | Industrial, Existing, SIC22-23Textiles, Base Fans, ECM-212, Fans - ASD (100+ hp) | See Note 1 | 0 | 0 | See Note 2
2107 | Industrial, Existing, SIC24-25 Lumber, Base Fans, ECM-212, Fans - ASD (100+ hp) | See Note 1 | 0 | 0 | See Note 2
2108 | Industrial, Existing, SIC26 Paper, Base Fans, ECM-212, Fans - ASD (100+ hp) | See Note 1 | 0 | 0 | See Note 2
2109 | Industrial, Existing, SIC27 Printing, Base Fans, ECM-212, Fans - ASD (100+ hp) | See Note 1 | 0 | 0 | See Note 2
2110 | Industrial, Existing, SIC28 Chemicals, Base Fans, ECM-212, Fans - ASD (100+ hp) | See Note 1 | 0 | 0 | See Note 2
2111 | Industrial, Existing, SIC29 Petroleum, Base Fans, ECM-212, Fans - ASD (100+ hp) | See Note 1 | 0 | 0 | See Note 2
2112 | Industrial, Existing, SIC30 Rubber/Plastics, Base Fans, ECM-212, Fans - ASD (100+ hp) | See Note 1 | 0 | 0 | See Note 2
2113 | Industrial, Existing, SIC32 Stone/Clay/Glass, Base Fans, ECM-212, Fans - ASD (100+ hp) | See Note 1 | 0 | 0 | See Note 2
2114 | Industrial, Existing, SIC33 Primary Metals, Base Fans, ECM-212, Fans - ASD (100+ hp) | See Note 1 | 0 | 0 | See Note 2
2115 | Industrial, Existing, SIC34 Fab Metals, Base Fans, ECM-212, Fans - ASD (100+ hp) | See Note 1 | 0 | 0 | See Note 2
2116 | Industrial, Existing, SIC35 Ind Machinery, Base Fans, ECM-212, Fans - ASD (100+ hp) | See Note 1 | 0 | 0 | See Note 2
2117 | Industrial, Existing, SIC36 Electronics, Base Fans, ECM-212, Fans - ASD (100+ hp) | See Note 1 | 0 | 0 | See Note 2
2118 | Industrial, Existing, SIC37 Transp Eqp, Base Fans, ECM-212, Fans - ASD (100+ hp) | See Note 1 | 0 | 0 | See Note 2
2119 | Industrial, Existing, SIC38 Instruments, Base Fans, ECM-212, Fans - ASD (100+ hp) | See Note 1 | 0 | 0 | See Note 2
2120 | Industrial, Existing, SIC39/21/31 Misc, Base Fans, ECM-212, Fans - ASD (100+ hp) | See Note 1 | 0 | 0 | See Note 2
2121 | Industrial, Existing, SIC20 Food, Base Fans, ECM-213, Fans - Motor practices-1 (100+ HP) | See Note 1 | 1611.7773 | 17.8476 | See Note 2
2122 | Industrial, Existing, SIC22-23Textiles, Base Fans, ECM-213, Fans - Motor practices-1 (100+ HP) | See Note 1 | 12.2762 | 0.13593 | See Note 2
2123 | Industrial, Existing, SIC24-25 Lumber, Base Fans, ECM-213, Fans - Motor practices-1 (100+ HP) | See Note 1 | 52.6652 | 0.58318 | See Note 2
2124 | Industrial, Existing, SIC26 Paper, Base Fans, ECM-213, Fans - Motor practices-1 (100+ HP) | See Note 1 | 824.3076 | 9.1278 | See Note 2
2125 | Industrial, Existing, SIC27 Printing, Base Fans, ECM-213, Fans - Motor practices-1 (100+ HP) | See Note 1 | 141.1165 | 1.5626 | See Note 2
2126 | Industrial, Existing, SIC28 Chemicals, Base Fans, ECM-213, Fans - Motor practices-1 (100+ HP) | See Note 1 | 291.2555 | 3.2252 | See Note 2
2127 | Industrial, Existing, SIC29 Petroleum, Base Fans, ECM-213, Fans - Motor practices-1 (100+ HP) | See Note 1 | 6.0824 | 0.067374 | See Note 2
2128 | Industrial, Existing, SIC30 Rubber/Plastics, Base Fans, ECM-213, Fans - Motor practices-1 (100+ HP) | See Note 1 | 58.306 | 0.64561 | See Note 2
2129 | Industrial, Existing, SIC32 Stone/Clay/Glass, Base Fans, ECM-213, Fans - Motor practices-1 (100+ HP) | See Note 1 | 1786.0056 | 19.7769 | See Note 2
2130 | Industrial, Existing, SIC33 Primary Metals, Base Fans, ECM-213, Fans - Motor practices-1 (100+ HP) | See Note 1 | 87.3404 | 0.96714 | See Note 2
2131 | Industrial, Existing, SIC34 Fab Metals, Base Fans, ECM-213, Fans - Motor practices-1 (100+ HP) | See Note 1 | 289.5124 | 3.2059 | See Note 2
2132 | Industrial, Existing, SIC35 Ind Machinery, Base Fans, ECM-213, Fans - Motor practices-1 (100+ HP) | See Note 1 | 18.937 | 0.20969 | See Note 2
2133 | Industrial, Existing, SIC36 Electronics, Base Fans, ECM-213, Fans - Motor practices-1 (100+ HP) | See Note 1 | 36.1771 | 0.40062 | See Note 2
2134 | Industrial, Existing, SIC37 Transp Eqp, Base Fans, ECM-213, Fans - Motor practices-1 (100+ HP) | See Note 1 | 97.6319 | 1.0811 | See Note 2
2135 | Industrial, Existing, SIC38 Instruments, Base Fans, ECM-213, Fans - Motor practices-1 (100+ HP) | See Note 1 | 198.3739 | 2.1967 | See Note 2
2136 | Industrial, Existing, SIC39/21/31 Misc, Base Fans, ECM-213, Fans - Motor practices-1 (100+ HP) | See Note 1 | 109.8788 | 1.2167 | See Note 2
2137 | Industrial, Existing, SIC20 Food, Base Pumps, ECM-301, Pumps - O&M | See Note 1 | 0 | 0 | See Note 2
2138 | Industrial, Existing, SIC22-23Textiles, Base Pumps, ECM-301, Pumps - O&M | See Note 1 | 0 | 0 | See Note 2
2139 | Industrial, Existing, SIC24-25 Lumber, Base Pumps, ECM-301, Pumps - O&M | See Note 1 | 0 | 0 | See Note 2
2140 | Industrial, Existing, SIC26 Paper, Base Pumps, ECM-301, Pumps - O&M | See Note 1 | 0 | 0 | See Note 2
2141 | Industrial, Existing, SIC27 Printing, Base Pumps, ECM-301, Pumps - O&M | See Note 1 | 0 | 0 | See Note 2
2142 | Industrial, Existing, SIC28 Chemicals, Base Pumps, ECM-301, Pumps - O&M | See Note 1 | 0 | 0 | See Note 2
2143 | Industrial, Existing, SIC29 Petroleum, Base Pumps, ECM-301, Pumps - O&M | See Note 1 | 0 | 0 | See Note 2
2144 | Industrial, Existing, SIC30 Rubber/Plastics, Base Pumps, ECM-301, Pumps - O&M | See Note 1 | 0 | 0 | See Note 2
2145 | Industrial, Existing, SIC32 Stone/Clay/Glass, Base Pumps, ECM-301, Pumps - O&M | See Note 1 | 0 | 0 | See Note 2
2146 | Industrial, Existing, SIC33 Primary Metals, Base Pumps, ECM-301, Pumps - O&M | See Note 1 | 0 | 0 | See Note 2
2147 | Industrial, Existing, SIC34 Fab Metals, Base Pumps, ECM-301, Pumps - O&M | See Note 1 | 0 | 0 | See Note 2
2148 | Industrial, Existing, SIC35 Ind Machinery, Base Pumps, ECM-301, Pumps - O&M | See Note 1 | 0 | 0 | See Note 2
2149 | Industrial, Existing, SIC36 Electronics, Base Pumps, ECM-301, Pumps - O&M | See Note 1 | 0 | 0 | See Note 2
2150 | Industrial, Existing, SIC37 Transp Eqp, Base Pumps, ECM-301, Pumps - O&M | See Note 1 | 0 | 0 | See Note 2
2151 | Industrial, Existing, SIC38 Instruments, Base Pumps, ECM-301, Pumps - O&M | See Note 1 | 0 | 0 | See Note 2
2152 | Industrial, Existing, SIC39/21/31 Misc, Base Pumps, ECM-301, Pumps - O&M | See Note 1 | 0 | 0 | See Note 2
2153 | Industrial, Existing, SIC20 Food, Base Pumps, ECM-302, Pumps - Controls | See Note 1 | 0 | 0 | See Note 2
2154 | Industrial, Existing, SIC22-23Textiles, Base Pumps, ECM-302, Pumps - Controls | See Note 1 | 0 | 0 | See Note 2
2155 | Industrial, Existing, SIC24-25 Lumber, Base Pumps, ECM-302, Pumps - Controls | See Note 1 | 0 | 0 | See Note 2
2156 | Industrial, Existing, SIC26 Paper, Base Pumps, ECM-302, Pumps - Controls | See Note 1 | 0 | 0 | See Note 2
2157 | Industrial, Existing, SIC27 Printing, Base Pumps, ECM-302, Pumps - Controls | See Note 1 | 0 | 0 | See Note 2
2158 | Industrial, Existing, SIC28 Chemicals, Base Pumps, ECM-302, Pumps - Controls | See Note 1 | 0 | 0 | See Note 2
2159 | Industrial, Existing, SIC29 Petroleum, Base Pumps, ECM-302, Pumps - Controls | See Note 1 | 0 | 0 | See Note 2
2160 | Industrial, Existing, SIC30 Rubber/Plastics, Base Pumps, ECM-302, Pumps - Controls | See Note 1 | 0 | 0 | See Note 2
2161 | Industrial, Existing, SIC32 Stone/Clay/Glass, Base Pumps, ECM-302, Pumps - Controls | See Note 1 | 0 | 0 | See Note 2
2162 | Industrial, Existing, SIC33 Primary Metals, Base Pumps, ECM-302, Pumps - Controls | See Note 1 | 0 | 0 | See Note 2
2163 | Industrial, Existing, SIC34 Fab Metals, Base Pumps, ECM-302, Pumps - Controls | See Note 1 | 0 | 0 | See Note 2
2164 | Industrial, Existing, SIC35 Ind Machinery, Base Pumps, ECM-302, Pumps - Controls | See Note 1 | 0 | 0 | See Note 2
2165 | Industrial, Existing, SIC36 Electronics, Base Pumps, ECM-302, Pumps - Controls | See Note 1 | 0 | 0 | See Note 2
2166 | Industrial, Existing, SIC37 Transp Eqp, Base Pumps, ECM-302, Pumps - Controls | See Note 1 | 0 | 0 | See Note 2
2167 | Industrial, Existing, SIC38 Instruments, Base Pumps, ECM-302, Pumps - Controls | See Note 1 | 0 | 0 | See Note 2
2168 | Industrial, Existing, SIC39/21/31 Misc, Base Pumps, ECM-302, Pumps - Controls | See Note 1 | 0 | 0 | See Note 2
2169 | Industrial, Existing, SIC20 Food, Base Pumps, ECM-303, Pumps - System Optimization | See Note 1 | 13627.6956 | 152.2841 | See Note 2
2170 | Industrial, Existing, SIC22-23Textiles, Base Pumps, ECM-303, Pumps - System Optimization | See Note 1 | 78.9318 | 0.88205 | See Note 2
2171 | Industrial, Existing, SIC24-25 Lumber, Base Pumps, ECM-303, Pumps - System Optimization | See Note 1 | 331.8289 | 3.708 | See Note 2
2172 | Industrial, Existing, SIC26 Paper, Base Pumps, ECM-303, Pumps - System Optimization | See Note 1 | 6591.2869 | 73.655 | See Note 2
2173 | Industrial, Existing, SIC27 Printing, Base Pumps, ECM-303, Pumps - System Optimization | See Note 1 | 889.1351 | 9.9357 | See Note 2
2174 | Industrial, Existing, SIC28 Chemicals, Base Pumps, ECM-303, Pumps - System Optimization | See Note 1 | 5678.4997 | 63.455 | See Note 2
2175 | Industrial, Existing, SIC29 Petroleum, Base Pumps, ECM-303, Pumps - System Optimization | See Note 1 | 194.8342 | 2.1772 | See Note 2
2176 | Industrial, Existing, SIC30 Rubber/Plastics, Base Pumps, ECM-303, Pumps - System Optimization | See Note 1 | 367.3698 | 4.1052 | See Note 2
2177 | Industrial, Existing, SIC32 Stone/Clay/Glass, Base Pumps, ECM-303, Pumps - System Optimization | See Note 1 | 10894.2573 | 121.739 | See Note 2
2178 | Industrial, Existing, SIC33 Primary Metals, Base Pumps, ECM-303, Pumps - System Optimization | See Note 1 | 532.7589 | 5.9534 | See Note 2
2179 | Industrial, Existing, SIC34 Fab Metals, Base Pumps, ECM-303, Pumps - System Optimization | See Note 1 | 1824.1364 | 20.384 | See Note 2
2180 | Industrial, Existing, SIC35 Ind Machinery, Base Pumps, ECM-303, Pumps - System Optimization | See Note 1 | 119.3169 | 1.3333 | See Note 2
2181 | Industrial, Existing, SIC36 Electronics, Base Pumps, ECM-303, Pumps - System Optimization | See Note 1 | 227.9419 | 2.5472 | See Note 2
2182 | Industrial, Existing, SIC37 Transp Eqp, Base Pumps, ECM-303, Pumps - System Optimization | See Note 1 | 615.1515 | 6.8741 | See Note 2
2183 | Industrial, Existing, SIC38 Instruments, Base Pumps, ECM-303, Pumps - System Optimization | See Note 1 | 1249.8978 | 13.9671 | See Note 2
2184 | Industrial, Existing, SIC39/21/31 Misc, Base Pumps, ECM-303, Pumps - System Optimization | See Note 1 | 692.3147 | 7.7364 | See Note 2
2185 | Industrial, Existing, SIC20 Food, Base Pumps, ECM-304, Pumps - Sizing | See Note 1 | 0 | 0 | See Note 2
2186 | Industrial, Existing, SIC22-23Textiles, Base Pumps, ECM-304, Pumps - Sizing | See Note 1 | 0 | 0 | See Note 2
2187 | Industrial, Existing, SIC24-25 Lumber, Base Pumps, ECM-304, Pumps - Sizing | See Note 1 | 0 | 0 | See Note 2
2188 | Industrial, Existing, SIC26 Paper, Base Pumps, ECM-304, Pumps - Sizing | See Note 1 | 0 | 0 | See Note 2
2189 | Industrial, Existing, SIC27 Printing, Base Pumps, ECM-304, Pumps - Sizing | See Note 1 | 0 | 0 | See Note 2
2190 | Industrial, Existing, SIC28 Chemicals, Base Pumps, ECM-304, Pumps - Sizing | See Note 1 | 0 | 0 | See Note 2
2191 | Industrial, Existing, SIC29 Petroleum, Base Pumps, ECM-304, Pumps - Sizing | See Note 1 | 0 | 0 | See Note 2
2192 | Industrial, Existing, SIC30 Rubber/Plastics, Base Pumps, ECM-304, Pumps - Sizing | See Note 1 | 0 | 0 | See Note 2
2193 | Industrial, Existing, SIC32 Stone/Clay/Glass, Base Pumps, ECM-304, Pumps - Sizing | See Note 1 | 0 | 0 | See Note 2
2194 | Industrial, Existing, SIC33 Primary Metals, Base Pumps, ECM-304, Pumps - Sizing | See Note 1 | 0 | 0 | See Note 2
2195 | Industrial, Existing, SIC34 Fab Metals, Base Pumps, ECM-304, Pumps - Sizing | See Note 1 | 0 | 0 | See Note 2
2196 | Industrial, Existing, SIC35 Ind Machinery, Base Pumps, ECM-304, Pumps - Sizing | See Note 1 | 0 | 0 | See Note 2
2197 | Industrial, Existing, SIC36 Electronics, Base Pumps, ECM-304, Pumps - Sizing | See Note 1 | 0 | 0 | See Note 2
2198 | Industrial, Existing, SIC37 Transp Eqp, Base Pumps, ECM-304, Pumps - Sizing | See Note 1 | 0 | 0 | See Note 2
2199 | Industrial, Existing, SIC38 Instruments, Base Pumps, ECM-304, Pumps - Sizing | See Note 1 | 0 | 0 | See Note 2
2200 | Industrial, Existing, SIC39/21/31 Misc, Base Pumps, ECM-304, Pumps - Sizing | See Note 1 | 0 | 0 | See Note 2
2201 | Industrial, Existing, SIC20 Food, Base Pumps, ECM-305, Pumps - Replace 1-5 HP motor | See Note 1 | 0.0387 | 0.00026344 | See Note 2
2202 | Industrial, Existing, SIC22-23Textiles, Base Pumps, ECM-305, Pumps - Replace 1-5 HP motor | See Note 1 | 0.0002 | 0 | See Note 2
2203 | Industrial, Existing, SIC24-25 Lumber, Base Pumps, ECM-305, Pumps - Replace 1-5 HP motor | See Note 1 | 0.0009 | 0 | See Note 2
2204 | Industrial, Existing, SIC26 Paper, Base Pumps, ECM-305, Pumps - Replace 1-5 HP motor | See Note 1 | 0.0187 | 0.00013172 | See Note 2
2205 | Industrial, Existing, SIC27 Printing, Base Pumps, ECM-305, Pumps - Replace 1-5 HP motor | See Note 1 | 0.0025 | 0 | See Note 2
2206 | Industrial, Existing, SIC28 Chemicals, Base Pumps, ECM-305, Pumps - Replace 1-5 HP motor | See Note 1 | 0.0161 | 6.586e-05 | See Note 2
2207 | Industrial, Existing, SIC29 Petroleum, Base Pumps, ECM-305, Pumps - Replace 1-5 HP motor | See Note 1 | 0.0006 | 0 | See Note 2
2208 | Industrial, Existing, SIC30 Rubber/Plastics, Base Pumps, ECM-305, Pumps - Replace 1-5 HP motor | See Note 1 | 0.001 | 0 | See Note 2
2209 | Industrial, Existing, SIC32 Stone/Clay/Glass, Base Pumps, ECM-305, Pumps - Replace 1-5 HP motor | See Note 1 | 0.0309 | 0.00019758 | See Note 2
2210 | Industrial, Existing, SIC33 Primary Metals, Base Pumps, ECM-305, Pumps - Replace 1-5 HP motor | See Note 1 | 0.0015 | 0 | See Note 2
2211 | Industrial, Existing, SIC34 Fab Metals, Base Pumps, ECM-305, Pumps - Replace 1-5 HP motor | See Note 1 | 0.0052 | 0 | See Note 2
2212 | Industrial, Existing, SIC35 Ind Machinery, Base Pumps, ECM-305, Pumps - Replace 1-5 HP motor | See Note 1 | 0.0003 | 0 | See Note 2
2213 | Industrial, Existing, SIC36 Electronics, Base Pumps, ECM-305, Pumps - Replace 1-5 HP motor | See Note 1 | 0.0006 | 0 | See Note 2
2214 | Industrial, Existing, SIC37 Transp Eqp, Base Pumps, ECM-305, Pumps - Replace 1-5 HP motor | See Note 1 | 0.0017 | 0 | See Note 2
2215 | Industrial, Existing, SIC38 Instruments, Base Pumps, ECM-305, Pumps - Replace 1-5 HP motor | See Note 1 | 0.0036 | 0 | See Note 2
2216 | Industrial, Existing, SIC39/21/31 Misc, Base Pumps, ECM-305, Pumps - Replace 1-5 HP motor | See Note 1 | 0.002 | 0 | See Note 2
2217 | Industrial, Existing, SIC20 Food, Base Pumps, ECM-306, Pumps - ASD (1-5 hp) | See Note 1 | 0.229 | 0.001383 | See Note 2
2218 | Industrial, Existing, SIC22-23Textiles, Base Pumps, ECM-306, Pumps - ASD (1-5 hp) | See Note 1 | 0.0013 | 0 | See Note 2
2219 | Industrial, Existing, SIC24-25 Lumber, Base Pumps, ECM-306, Pumps - ASD (1-5 hp) | See Note 1 | 0.0056 | 6.586e-05 | See Note 2
2220 | Industrial, Existing, SIC26 Paper, Base Pumps, ECM-306, Pumps - ASD (1-5 hp) | See Note 1 | 0.1108 | 0.00065859 | See Note 2
2221 | Industrial, Existing, SIC27 Printing, Base Pumps, ECM-306, Pumps - ASD (1-5 hp) | See Note 1 | 0.0149 | 6.586e-05 | See Note 2
2222 | Industrial, Existing, SIC28 Chemicals, Base Pumps, ECM-306, Pumps - ASD (1-5 hp) | See Note 1 | 0.0954 | 0.00059273 | See Note 2
2223 | Industrial, Existing, SIC29 Petroleum, Base Pumps, ECM-306, Pumps - ASD (1-5 hp) | See Note 1 | 0.0033 | 0 | See Note 2
2224 | Industrial, Existing, SIC30 Rubber/Plastics, Base Pumps, ECM-306, Pumps - ASD (1-5 hp) | See Note 1 | 0.0062 | 6.586e-05 | See Note 2
2225 | Industrial, Existing, SIC32 Stone/Clay/Glass, Base Pumps, ECM-306, Pumps - ASD (1-5 hp) | See Note 1 | 0.1831 | 0.0011196 | See Note 2
2226 | Industrial, Existing, SIC33 Primary Metals, Base Pumps, ECM-306, Pumps - ASD (1-5 hp) | See Note 1 | 0.009 | 6.586e-05 | See Note 2
2227 | Industrial, Existing, SIC34 Fab Metals, Base Pumps, ECM-306, Pumps - ASD (1-5 hp) | See Note 1 | 0.0306 | 0.00019758 | See Note 2
2228 | Industrial, Existing, SIC35 Ind Machinery, Base Pumps, ECM-306, Pumps - ASD (1-5 hp) | See Note 1 | 0.002 | 0 | See Note 2
2229 | Industrial, Existing, SIC36 Electronics, Base Pumps, ECM-306, Pumps - ASD (1-5 hp) | See Note 1 | 0.0038 | 0 | See Note 2
2230 | Industrial, Existing, SIC37 Transp Eqp, Base Pumps, ECM-306, Pumps - ASD (1-5 hp) | See Note 1 | 0.0103 | 6.586e-05 | See Note 2
2231 | Industrial, Existing, SIC38 Instruments, Base Pumps, ECM-306, Pumps - ASD (1-5 hp) | See Note 1 | 0.021 | 0.00013172 | See Note 2
2232 | Industrial, Existing, SIC39/21/31 Misc, Base Pumps, ECM-306, Pumps - ASD (1-5 hp) | See Note 1 | 0.0116 | 6.586e-05 | See Note 2
2233 | Industrial, Existing, SIC20 Food, Base Pumps, ECM-307, Pumps - Motor practices-1 (1-5 HP) | See Note 1 | 44.3476 | 0.31955 | See Note 2
2234 | Industrial, Existing, SIC22-23Textiles, Base Pumps, ECM-307, Pumps - Motor practices-1 (1-5 HP) | See Note 1 | 0.2569 | 0.0018441 | See Note 2
2235 | Industrial, Existing, SIC24-25 Lumber, Base Pumps, ECM-307, Pumps - Motor practices-1 (1-5 HP) | See Note 1 | 1.0798 | 0.0077713 | See Note 2
2236 | Industrial, Existing, SIC26 Paper, Base Pumps, ECM-307, Pumps - Motor practices-1 (1-5 HP) | See Note 1 | 21.4495 | 0.15457 | See Note 2
2237 | Industrial, Existing, SIC27 Printing, Base Pumps, ECM-307, Pumps - Motor practices-1 (1-5 HP) | See Note 1 | 2.8934 | 0.020877 | See Note 2
2238 | Industrial, Existing, SIC28 Chemicals, Base Pumps, ECM-307, Pumps - Motor practices-1 (1-5 HP) | See Note 1 | 18.4791 | 0.13317 | See Note 2
2239 | Industrial, Existing, SIC29 Petroleum, Base Pumps, ECM-307, Pumps - Motor practices-1 (1-5 HP) | See Note 1 | 0.634 | 0.0045443 | See Note 2
2240 | Industrial, Existing, SIC30 Rubber/Plastics, Base Pumps, ECM-307, Pumps - Motor practices-1 (1-5 HP) | See Note 1 | 1.1955 | 0.0086275 | See Note 2
2241 | Industrial, Existing, SIC32 Stone/Clay/Glass, Base Pumps, ECM-307, Pumps - Motor practices-1 (1-5 HP) | See Note 1 | 35.4523 | 0.25547 | See Note 2
2242 | Industrial, Existing, SIC33 Primary Metals, Base Pumps, ECM-307, Pumps - Motor practices-1 (1-5 HP) | See Note 1 | 1.7337 | 0.012513 | See Note 2
2243 | Industrial, Existing, SIC34 Fab Metals, Base Pumps, ECM-307, Pumps - Motor practices-1 (1-5 HP) | See Note 1 | 5.9361 | 0.042742 | See Note 2
2244 | Industrial, Existing, SIC35 Ind Machinery, Base Pumps, ECM-307, Pumps - Motor practices-1 (1-5 HP) | See Note 1 | 0.3883 | 0.0027661 | See Note 2
2245 | Industrial, Existing, SIC36 Electronics, Base Pumps, ECM-307, Pumps - Motor practices-1 (1-5 HP) | See Note 1 | 0.7418 | 0.0053346 | See Note 2
2246 | Industrial, Existing, SIC37 Transp Eqp, Base Pumps, ECM-307, Pumps - Motor practices-1 (1-5 HP) | See Note 1 | 2.0018 | 0.014423 | See Note 2
2247 | Industrial, Existing, SIC38 Instruments, Base Pumps, ECM-307, Pumps - Motor practices-1 (1-5 HP) | See Note 1 | 4.0674 | 0.029307 | See Note 2
2248 | Industrial, Existing, SIC39/21/31 Misc, Base Pumps, ECM-307, Pumps - Motor practices-1 (1-5 HP) | See Note 1 | 2.2529 | 0.016201 | See Note 2
2249 | Industrial, Existing, SIC20 Food, Base Pumps, ECM-308, Pumps - Replace 6-100 HP motor | See Note 1 | 1.5795 | 0.009813 | See Note 2
2250 | Industrial, Existing, SIC22-23Textiles, Base Pumps, ECM-308, Pumps - Replace 6-100 HP motor | See Note 1 | 0.0091 | 6.586e-05 | See Note 2
2251 | Industrial, Existing, SIC24-25 Lumber, Base Pumps, ECM-308, Pumps - Replace 6-100 HP motor | See Note 1 | 0.0385 | 0.00026344 | See Note 2
2252 | Industrial, Existing, SIC26 Paper, Base Pumps, ECM-308, Pumps - Replace 6-100 HP motor | See Note 1 | 0.7639 | 0.0047418 | See Note 2
2253 | Industrial, Existing, SIC27 Printing, Base Pumps, ECM-308, Pumps - Replace 6-100 HP motor | See Note 1 | 0.1031 | 0.00065859 | See Note 2
2254 | Industrial, Existing, SIC28 Chemicals, Base Pumps, ECM-308, Pumps - Replace 6-100 HP motor | See Note 1 | 0.6581 | 0.0040832 | See Note 2
2255 | Industrial, Existing, SIC29 Petroleum, Base Pumps, ECM-308, Pumps - Replace 6-100 HP motor | See Note 1 | 0.0226 | 0.00013172 | See Note 2
2256 | Industrial, Existing, SIC30 Rubber/Plastics, Base Pumps, ECM-308, Pumps - Replace 6-100 HP motor | See Note 1 | 0.0426 | 0.00026344 | See Note 2
2257 | Industrial, Existing, SIC32 Stone/Clay/Glass, Base Pumps, ECM-308, Pumps - Replace 6-100 HP motor | See Note 1 | 1.2627 | 0.0078372 | See Note 2
2258 | Industrial, Existing, SIC33 Primary Metals, Base Pumps, ECM-308, Pumps - Replace 6-100 HP motor | See Note 1 | 0.0617 | 0.00039515 | See Note 2
2259 | Industrial, Existing, SIC34 Fab Metals, Base Pumps, ECM-308, Pumps - Replace 6-100 HP motor | See Note 1 | 0.2114 | 0.0013172 | See Note 2
2260 | Industrial, Existing, SIC35 Ind Machinery, Base Pumps, ECM-308, Pumps - Replace 6-100 HP motor | See Note 1 | 0.0138 | 6.586e-05 | See Note 2
2261 | Industrial, Existing, SIC36 Electronics, Base Pumps, ECM-308, Pumps - Replace 6-100 HP motor | See Note 1 | 0.0264 | 0.00013172 | See Note 2
2262 | Industrial, Existing, SIC37 Transp Eqp, Base Pumps, ECM-308, Pumps - Replace 6-100 HP motor | See Note 1 | 0.0713 | 0.00046101 | See Note 2
2263 | Industrial, Existing, SIC38 Instruments, Base Pumps, ECM-308, Pumps - Replace 6-100 HP motor | See Note 1 | 0.1449 | 0.00092202 | See Note 2
2264 | Industrial, Existing, SIC39/21/31 Misc, Base Pumps, ECM-308, Pumps - Replace 6-100 HP motor | See Note 1 | 0.0802 | 0.00052687 | See Note 2
2265 | Industrial, Existing, SIC20 Food, Base Pumps, ECM-309, Pumps - ASD (6-100 hp) | See Note 1 | 0 | 0 | See Note 2
2266 | Industrial, Existing, SIC22-23Textiles, Base Pumps, ECM-309, Pumps - ASD (6-100 hp) | See Note 1 | 0 | 0 | See Note 2
2267 | Industrial, Existing, SIC24-25 Lumber, Base Pumps, ECM-309, Pumps - ASD (6-100 hp) | See Note 1 | 0 | 0 | See Note 2
2268 | Industrial, Existing, SIC26 Paper, Base Pumps, ECM-309, Pumps - ASD (6-100 hp) | See Note 1 | 0 | 0 | See Note 2
2269 | Industrial, Existing, SIC27 Printing, Base Pumps, ECM-309, Pumps - ASD (6-100 hp) | See Note 1 | 0 | 0 | See Note 2
2270 | Industrial, Existing, SIC28 Chemicals, Base Pumps, ECM-309, Pumps - ASD (6-100 hp) | See Note 1 | 0 | 0 | See Note 2
2271 | Industrial, Existing, SIC29 Petroleum, Base Pumps, ECM-309, Pumps - ASD (6-100 hp) | See Note 1 | 0 | 0 | See Note 2
2272 | Industrial, Existing, SIC30 Rubber/Plastics, Base Pumps, ECM-309, Pumps - ASD (6-100 hp) | See Note 1 | 0 | 0 | See Note 2
2273 | Industrial, Existing, SIC32 Stone/Clay/Glass, Base Pumps, ECM-309, Pumps - ASD (6-100 hp) | See Note 1 | 0 | 0 | See Note 2
2274 | Industrial, Existing, SIC33 Primary Metals, Base Pumps, ECM-309, Pumps - ASD (6-100 hp) | See Note 1 | 0 | 0 | See Note 2
2275 | Industrial, Existing, SIC34 Fab Metals, Base Pumps, ECM-309, Pumps - ASD (6-100 hp) | See Note 1 | 0 | 0 | See Note 2
2276 | Industrial, Existing, SIC35 Ind Machinery, Base Pumps, ECM-309, Pumps - ASD (6-100 hp) | See Note 1 | 0 | 0 | See Note 2
2277 | Industrial, Existing, SIC36 Electronics, Base Pumps, ECM-309, Pumps - ASD (6-100 hp) | See Note 1 | 0 | 0 | See Note 2
2278 | Industrial, Existing, SIC37 Transp Eqp, Base Pumps, ECM-309, Pumps - ASD (6-100 hp) | See Note 1 | 0 | 0 | See Note 2
2279 | Industrial, Existing, SIC38 Instruments, Base Pumps, ECM-309, Pumps - ASD (6-100 hp) | See Note 1 | 0 | 0 | See Note 2
2280 | Industrial, Existing, SIC39/21/31 Misc, Base Pumps, ECM-309, Pumps - ASD (6-100 hp) | See Note 1 | 0 | 0 | See Note 2
2281 | Industrial, Existing, SIC20 Food, Base Pumps, ECM-310, Pumps - Motor practices-1 (6-100 HP) | See Note 1 | 635.5402 | 5.5289 | See Note 2
2282 | Industrial, Existing, SIC22-23Textiles, Base Pumps, ECM-310, Pumps - Motor practices-1 (6-100 HP) | See Note 1 | 3.6811 | 0.032007 | See Note 2
2283 | Industrial, Existing, SIC24-25 Lumber, Base Pumps, ECM-310, Pumps - Motor practices-1 (6-100 HP) | See Note 1 | 15.4751 | 0.13462 | See Note 2
2284 | Industrial, Existing, SIC26 Paper, Base Pumps, ECM-310, Pumps - Motor practices-1 (6-100 HP) | See Note 1 | 307.3907 | 2.6742 | See Note 2
2285 | Industrial, Existing, SIC27 Printing, Base Pumps, ECM-310, Pumps - Motor practices-1 (6-100 HP) | See Note 1 | 41.4656 | 0.36071 | See Note 2
2286 | Industrial, Existing, SIC28 Chemicals, Base Pumps, ECM-310, Pumps - Motor practices-1 (6-100 HP) | See Note 1 | 264.8221 | 2.3039 | See Note 2
2287 | Industrial, Existing, SIC29 Petroleum, Base Pumps, ECM-310, Pumps - Motor practices-1 (6-100 HP) | See Note 1 | 9.0863 | 0.079031 | See Note 2
2288 | Industrial, Existing, SIC30 Rubber/Plastics, Base Pumps, ECM-310, Pumps - Motor practices-1 (6-100 HP) | See Note 1 | 17.1326 | 0.14904 | See Note 2
2289 | Industrial, Existing, SIC32 Stone/Clay/Glass, Base Pumps, ECM-310, Pumps - Motor practices-1 (6-100 HP) | See Note 1 | 508.0637 | 4.4199 | See Note 2
2290 | Industrial, Existing, SIC33 Primary Metals, Base Pumps, ECM-310, Pumps - Motor practices-1 (6-100 HP) | See Note 1 | 24.8457 | 0.21615 | See Note 2
2291 | Industrial, Existing, SIC34 Fab Metals, Base Pumps, ECM-310, Pumps - Motor practices-1 (6-100 HP) | See Note 1 | 85.0703 | 0.74006 | See Note 2
2292 | Industrial, Existing, SIC35 Ind Machinery, Base Pumps, ECM-310, Pumps - Motor practices-1 (6-100 HP) | See Note 1 | 5.5645 | 0.048406 | See Note 2
2293 | Industrial, Existing, SIC36 Electronics, Base Pumps, ECM-310, Pumps - Motor practices-1 (6-100 HP) | See Note 1 | 10.6303 | 0.092466 | See Note 2
2294 | Industrial, Existing, SIC37 Transp Eqp, Base Pumps, ECM-310, Pumps - Motor practices-1 (6-100 HP) | See Note 1 | 28.6882 | 0.2496 | See Note 2
2295 | Industrial, Existing, SIC38 Instruments, Base Pumps, ECM-310, Pumps - Motor practices-1 (6-100 HP) | See Note 1 | 58.2901 | 0.50711 | See Note 2
2296 | Industrial, Existing, SIC39/21/31 Misc, Base Pumps, ECM-310, Pumps - Motor practices-1 (6-100 HP) | See Note 1 | 32.2867 | 0.28089 | See Note 2
2297 | Industrial, Existing, SIC20 Food, Base Pumps, ECM-311, Pumps - Replace 100+ HP motor | See Note 1 | 20.1875 | 0.14265 | See Note 2
2298 | Industrial, Existing, SIC22-23Textiles, Base Pumps, ECM-311, Pumps - Replace 100+ HP motor | See Note 1 | 0.1169 | 0.00085616 | See Note 2
2299 | Industrial, Existing, SIC24-25 Lumber, Base Pumps, ECM-311, Pumps - Replace 100+ HP motor | See Note 1 | 0.4916 | 0.0034905 | See Note 2
2300 | Industrial, Existing, SIC26 Paper, Base Pumps, ECM-311, Pumps - Replace 100+ HP motor | See Note 1 | 9.7641 | 0.068954 | See Note 2
2301 | Industrial, Existing, SIC27 Printing, Base Pumps, ECM-311, Pumps - Replace 100+ HP motor | See Note 1 | 1.3171 | 0.0092861 | See Note 2
2302 | Industrial, Existing, SIC28 Chemicals, Base Pumps, ECM-311, Pumps - Replace 100+ HP motor | See Note 1 | 8.4119 | 0.059405 | See Note 2
2303 | Industrial, Existing, SIC29 Petroleum, Base Pumps, ECM-311, Pumps - Replace 100+ HP motor | See Note 1 | 0.2886 | 0.0020416 | See Note 2
2304 | Industrial, Existing, SIC30 Rubber/Plastics, Base Pumps, ECM-311, Pumps - Replace 100+ HP motor | See Note 1 | 0.5442 | 0.0038198 | See Note 2
2305 | Industrial, Existing, SIC32 Stone/Clay/Glass, Base Pumps, ECM-311, Pumps - Replace 100+ HP motor | See Note 1 | 16.1383 | 0.114 | See Note 2
2306 | Industrial, Existing, SIC33 Primary Metals, Base Pumps, ECM-311, Pumps - Replace 100+ HP motor | See Note 1 | 0.7892 | 0.005598 | See Note 2
2307 | Industrial, Existing, SIC34 Fab Metals, Base Pumps, ECM-311, Pumps - Replace 100+ HP motor | See Note 1 | 2.7022 | 0.019099 | See Note 2
2308 | Industrial, Existing, SIC35 Ind Machinery, Base Pumps, ECM-311, Pumps - Replace 100+ HP motor | See Note 1 | 0.1768 | 0.0012513 | See Note 2
2309 | Industrial, Existing, SIC36 Electronics, Base Pumps, ECM-311, Pumps - Replace 100+ HP motor | See Note 1 | 0.3377 | 0.0023709 | See Note 2
2310 | Industrial, Existing, SIC37 Transp Eqp, Base Pumps, ECM-311, Pumps - Replace 100+ HP motor | See Note 1 | 0.9113 | 0.0064542 | See Note 2
2311 | Industrial, Existing, SIC38 Instruments, Base Pumps, ECM-311, Pumps - Replace 100+ HP motor | See Note 1 | 1.8515 | 0.013106 | See Note 2
2312 | Industrial, Existing, SIC39/21/31 Misc, Base Pumps, ECM-311, Pumps - Replace 100+ HP motor | See Note 1 | 1.0256 | 0.0072445 | See Note 2
2313 | Industrial, Existing, SIC20 Food, Base Pumps, ECM-312, Pumps - ASD (100+ hp) | See Note 1 | 0 | 0 | See Note 2
2314 | Industrial, Existing, SIC22-23Textiles, Base Pumps, ECM-312, Pumps - ASD (100+ hp) | See Note 1 | 0 | 0 | See Note 2
2315 | Industrial, Existing, SIC24-25 Lumber, Base Pumps, ECM-312, Pumps - ASD (100+ hp) | See Note 1 | 0 | 0 | See Note 2
2316 | Industrial, Existing, SIC26 Paper, Base Pumps, ECM-312, Pumps - ASD (100+ hp) | See Note 1 | 0 | 0 | See Note 2
2317 | Industrial, Existing, SIC27 Printing, Base Pumps, ECM-312, Pumps - ASD (100+ hp) | See Note 1 | 0 | 0 | See Note 2
2318 | Industrial, Existing, SIC28 Chemicals, Base Pumps, ECM-312, Pumps - ASD (100+ hp) | See Note 1 | 0 | 0 | See Note 2
2319 | Industrial, Existing, SIC29 Petroleum, Base Pumps, ECM-312, Pumps - ASD (100+ hp) | See Note 1 | 0 | 0 | See Note 2
2320 | Industrial, Existing, SIC30 Rubber/Plastics, Base Pumps, ECM-312, Pumps - ASD (100+ hp) | See Note 1 | 0 | 0 | See Note 2
2321 | Industrial, Existing, SIC32 Stone/Clay/Glass, Base Pumps, ECM-312, Pumps - ASD (100+ hp) | See Note 1 | 0 | 0 | See Note 2
2322 | Industrial, Existing, SIC33 Primary Metals, Base Pumps, ECM-312, Pumps - ASD (100+ hp) | See Note 1 | 0 | 0 | See Note 2
2323 | Industrial, Existing, SIC34 Fab Metals, Base Pumps, ECM-312, Pumps - ASD (100+ hp) | See Note 1 | 0 | 0 | See Note 2
2324 | Industrial, Existing, SIC35 Ind Machinery, Base Pumps, ECM-312, Pumps - ASD (100+ hp) | See Note 1 | 0 | 0 | See Note 2
2325 | Industrial, Existing, SIC36 Electronics, Base Pumps, ECM-312, Pumps - ASD (100+ hp) | See Note 1 | 0 | 0 | See Note 2
2326 | Industrial, Existing, SIC37 Transp Eqp, Base Pumps, ECM-312, Pumps - ASD (100+ hp) | See Note 1 | 0 | 0 | See Note 2
2327 | Industrial, Existing, SIC38 Instruments, Base Pumps, ECM-312, Pumps - ASD (100+ hp) | See Note 1 | 0 | 0 | See Note 2
2328 | Industrial, Existing, SIC39/21/31 Misc, Base Pumps, ECM-312, Pumps - ASD (100+ hp) | See Note 1 | 0 | 0 | See Note 2
2329 | Industrial, Existing, SIC20 Food, Base Pumps, ECM-313, Pumps - Motor practices-1 (100+ HP) | See Note 1 | 904.7317 | 8.2341 | See Note 2
2330 | Industrial, Existing, SIC22-23Textiles, Base Pumps, ECM-313, Pumps - Motor practices-1 (100+ HP) | See Note 1 | 5.2402 | 0.047682 | See Note 2
2331 | Industrial, Existing, SIC24-25 Lumber, Base Pumps, ECM-313, Pumps - Motor practices-1 (100+ HP) | See Note 1 | 22.0299 | 0.20047 | See Note 2
2332 | Industrial, Existing, SIC26 Paper, Base Pumps, ECM-313, Pumps - Motor practices-1 (100+ HP) | See Note 1 | 437.5903 | 3.9826 | See Note 2
2333 | Industrial, Existing, SIC27 Printing, Base Pumps, ECM-313, Pumps - Motor practices-1 (100+ HP) | See Note 1 | 59.029 | 0.53721 | See Note 2
2334 | Industrial, Existing, SIC28 Chemicals, Base Pumps, ECM-313, Pumps - Motor practices-1 (100+ HP) | See Note 1 | 376.9911 | 3.431 | See Note 2
2335 | Industrial, Existing, SIC29 Petroleum, Base Pumps, ECM-313, Pumps - Motor practices-1 (100+ HP) | See Note 1 | 12.9349 | 0.11776 | See Note 2
2336 | Industrial, Existing, SIC30 Rubber/Plastics, Base Pumps, ECM-313, Pumps - Motor practices-1 (100+ HP) | See Note 1 | 24.3894 | 0.22194 | See Note 2
2337 | Industrial, Existing, SIC32 Stone/Clay/Glass, Base Pumps, ECM-313, Pumps - Motor practices-1 (100+ HP) | See Note 1 | 723.261 | 6.5825 | See Note 2
2338 | Industrial, Existing, SIC33 Primary Metals, Base Pumps, ECM-313, Pumps - Motor practices-1 (100+ HP) | See Note 1 | 35.3694 | 0.32192 | See Note 2
2339 | Industrial, Existing, SIC34 Fab Metals, Base Pumps, ECM-313, Pumps - Motor practices-1 (100+ HP) | See Note 1 | 121.103 | 1.1021 | See Note 2
2340 | Industrial, Existing, SIC35 Ind Machinery, Base Pumps, ECM-313, Pumps - Motor practices-1 (100+ HP) | See Note 1 | 7.9214 | 0.072115 | See Note 2
2341 | Industrial, Existing, SIC36 Electronics, Base Pumps, ECM-313, Pumps - Motor practices-1 (100+ HP) | See Note 1 | 15.1329 | 0.13771 | See Note 2
2342 | Industrial, Existing, SIC37 Transp Eqp, Base Pumps, ECM-313, Pumps - Motor practices-1 (100+ HP) | See Note 1 | 40.8394 | 0.37171 | See Note 2
2343 | Industrial, Existing, SIC38 Instruments, Base Pumps, ECM-313, Pumps - Motor practices-1 (100+ HP) | See Note 1 | 82.9797 | 0.7552 | See Note 2
2344 | Industrial, Existing, SIC39/21/31 Misc, Base Pumps, ECM-313, Pumps - Motor practices-1 (100+ HP) | See Note 1 | 45.9622 | 0.41834 | See Note 2
2345 | Industrial, Existing, SIC20 Food, Base Drives, ECM-401, Bakery - Process (Mixing) - O&M | See Note 1 | 0 | 0 | See Note 2
2346 | Industrial, Existing, SIC22-23Textiles, Base Drives, ECM-401, Bakery - Process (Mixing) - O&M | See Note 1 | 0 | 0 | See Note 2
2347 | Industrial, Existing, SIC24-25 Lumber, Base Drives, ECM-401, Bakery - Process (Mixing) - O&M | See Note 1 | 0 | 0 | See Note 2
2348 | Industrial, Existing, SIC26 Paper, Base Drives, ECM-401, Bakery - Process (Mixing) - O&M | See Note 1 | 0 | 0 | See Note 2
2349 | Industrial, Existing, SIC27 Printing, Base Drives, ECM-401, Bakery - Process (Mixing) - O&M | See Note 1 | 0 | 0 | See Note 2
2350 | Industrial, Existing, SIC28 Chemicals, Base Drives, ECM-401, Bakery - Process (Mixing) - O&M | See Note 1 | 0 | 0 | See Note 2
2351 | Industrial, Existing, SIC29 Petroleum, Base Drives, ECM-401, Bakery - Process (Mixing) - O&M | See Note 1 | 0 | 0 | See Note 2
2352 | Industrial, Existing, SIC30 Rubber/Plastics, Base Drives, ECM-401, Bakery - Process (Mixing) - O&M | See Note 1 | 0 | 0 | See Note 2
2353 | Industrial, Existing, SIC32 Stone/Clay/Glass, Base Drives, ECM-401, Bakery - Process (Mixing) - O&M | See Note 1 | 0 | 0 | See Note 2
2354 | Industrial, Existing, SIC33 Primary Metals, Base Drives, ECM-401, Bakery - Process (Mixing) - O&M | See Note 1 | 0 | 0 | See Note 2
2355 | Industrial, Existing, SIC34 Fab Metals, Base Drives, ECM-401, Bakery - Process (Mixing) - O&M | See Note 1 | 0 | 0 | See Note 2
2356 | Industrial, Existing, SIC35 Ind Machinery, Base Drives, ECM-401, Bakery - Process (Mixing) - O&M | See Note 1 | 0 | 0 | See Note 2
2357 | Industrial, Existing, SIC36 Electronics, Base Drives, ECM-401, Bakery - Process (Mixing) - O&M | See Note 1 | 0 | 0 | See Note 2
2358 | Industrial, Existing, SIC37 Transp Eqp, Base Drives, ECM-401, Bakery - Process (Mixing) - O&M | See Note 1 | 0 | 0 | See Note 2
2359 | Industrial, Existing, SIC38 Instruments, Base Drives, ECM-401, Bakery - Process (Mixing) - O&M | See Note 1 | 0 | 0 | See Note 2
2360 | Industrial, Existing, SIC39/21/31 Misc, Base Drives, ECM-401, Bakery - Process (Mixing) - O&M | See Note 1 | 0 | 0 | See Note 2
2361 | Industrial, Existing, SIC20 Food, Base Heating , ECM-501, Bakery - Process | See Note 1 | 0 | 0 | See Note 2
2362 | Industrial, Existing, SIC22-23Textiles, Base Heating , ECM-501, Bakery - Process | See Note 1 | 0 | 0 | See Note 2
2363 | Industrial, Existing, SIC24-25 Lumber, Base Heating , ECM-501, Bakery - Process | See Note 1 | 0 | 0 | See Note 2
2364 | Industrial, Existing, SIC26 Paper, Base Heating , ECM-501, Bakery - Process | See Note 1 | 0 | 0 | See Note 2
2365 | Industrial, Existing, SIC27 Printing, Base Heating , ECM-501, Bakery - Process | See Note 1 | 0 | 0 | See Note 2
2366 | Industrial, Existing, SIC28 Chemicals, Base Heating , ECM-501, Bakery - Process | See Note 1 | 0 | 0 | See Note 2
2367 | Industrial, Existing, SIC29 Petroleum, Base Heating , ECM-501, Bakery - Process | See Note 1 | 0 | 0 | See Note 2
2368 | Industrial, Existing, SIC30 Rubber/Plastics, Base Heating , ECM-501, Bakery - Process | See Note 1 | 0 | 0 | See Note 2
2369 | Industrial, Existing, SIC32 Stone/Clay/Glass, Base Heating , ECM-501, Bakery - Process | See Note 1 | 0 | 0 | See Note 2
2370 | Industrial, Existing, SIC33 Primary Metals, Base Heating , ECM-501, Bakery - Process | See Note 1 | 0 | 0 | See Note 2
2371 | Industrial, Existing, SIC34 Fab Metals, Base Heating , ECM-501, Bakery - Process | See Note 1 | 0 | 0 | See Note 2
2372 | Industrial, Existing, SIC35 Ind Machinery, Base Heating , ECM-501, Bakery - Process | See Note 1 | 0 | 0 | See Note 2
2373 | Industrial, Existing, SIC36 Electronics, Base Heating , ECM-501, Bakery - Process | See Note 1 | 0 | 0 | See Note 2
2374 | Industrial, Existing, SIC37 Transp Eqp, Base Heating , ECM-501, Bakery - Process | See Note 1 | 0 | 0 | See Note 2
2375 | Industrial, Existing, SIC38 Instruments, Base Heating , ECM-501, Bakery - Process | See Note 1 | 0 | 0 | See Note 2
2376 | Industrial, Existing, SIC39/21/31 Misc, Base Heating , ECM-501, Bakery - Process | See Note 1 | 0 | 0 | See Note 2
2377 | Industrial, Existing, SIC20 Food, Base Refrigeration, ECM-551, Efficient Refrigeration - Operations | See Note 1 | 0 | 0 | See Note 2
2378 | Industrial, Existing, SIC22-23Textiles, Base Refrigeration, ECM-551, Efficient Refrigeration - Operations | See Note 1 | 0 | 0 | See Note 2
2379 | Industrial, Existing, SIC24-25 Lumber, Base Refrigeration, ECM-551, Efficient Refrigeration - Operations | See Note 1 | 0 | 0 | See Note 2
2380 | Industrial, Existing, SIC26 Paper, Base Refrigeration, ECM-551, Efficient Refrigeration - Operations | See Note 1 | 0 | 0 | See Note 2
2381 | Industrial, Existing, SIC27 Printing, Base Refrigeration, ECM-551, Efficient Refrigeration - Operations | See Note 1 | 0 | 0 | See Note 2
2382 | Industrial, Existing, SIC28 Chemicals, Base Refrigeration, ECM-551, Efficient Refrigeration - Operations | See Note 1 | 0 | 0 | See Note 2
2383 | Industrial, Existing, SIC29 Petroleum, Base Refrigeration, ECM-551, Efficient Refrigeration - Operations | See Note 1 | 0 | 0 | See Note 2
2384 | Industrial, Existing, SIC30 Rubber/Plastics, Base Refrigeration, ECM-551, Efficient Refrigeration - Operations | See Note 1 | 0 | 0 | See Note 2
2385 | Industrial, Existing, SIC32 Stone/Clay/Glass, Base Refrigeration, ECM-551, Efficient Refrigeration - Operations | See Note 1 | 0 | 0 | See Note 2
2386 | Industrial, Existing, SIC33 Primary Metals, Base Refrigeration, ECM-551, Efficient Refrigeration - Operations | See Note 1 | 0 | 0 | See Note 2
2387 | Industrial, Existing, SIC34 Fab Metals, Base Refrigeration, ECM-551, Efficient Refrigeration - Operations | See Note 1 | 0 | 0 | See Note 2
2388 | Industrial, Existing, SIC35 Ind Machinery, Base Refrigeration, ECM-551, Efficient Refrigeration - Operations | See Note 1 | 0 | 0 | See Note 2
2389 | Industrial, Existing, SIC36 Electronics, Base Refrigeration, ECM-551, Efficient Refrigeration - Operations | See Note 1 | 0 | 0 | See Note 2
2390 | Industrial, Existing, SIC37 Transp Eqp, Base Refrigeration, ECM-551, Efficient Refrigeration - Operations | See Note 1 | 0 | 0 | See Note 2
2391 | Industrial, Existing, SIC38 Instruments, Base Refrigeration, ECM-551, Efficient Refrigeration - Operations | See Note 1 | 0 | 0 | See Note 2
2392 | Industrial, Existing, SIC39/21/31 Misc, Base Refrigeration, ECM-551, Efficient Refrigeration - Operations | See Note 1 | 0 | 0 | See Note 2
2393 | Industrial, Existing, SIC20 Food, Base Refrigeration, ECM-552, Optimization Refrigeration | See Note 1 | 14461.4338 | 141.813 | See Note 2
2394 | Industrial, Existing, SIC22-23Textiles, Base Refrigeration, ECM-552, Optimization Refrigeration | See Note 1 | 0 | 0 | See Note 2
2395 | Industrial, Existing, SIC24-25 Lumber, Base Refrigeration, ECM-552, Optimization Refrigeration | See Note 1 | 0 | 0 | See Note 2
2396 | Industrial, Existing, SIC26 Paper, Base Refrigeration, ECM-552, Optimization Refrigeration | See Note 1 | 0 | 0 | See Note 2
2397 | Industrial, Existing, SIC27 Printing, Base Refrigeration, ECM-552, Optimization Refrigeration | See Note 1 | 0 | 0 | See Note 2
2398 | Industrial, Existing, SIC28 Chemicals, Base Refrigeration, ECM-552, Optimization Refrigeration | See Note 1 | 0 | 0 | See Note 2
2399 | Industrial, Existing, SIC29 Petroleum, Base Refrigeration, ECM-552, Optimization Refrigeration | See Note 1 | 0 | 0 | See Note 2
2400 | Industrial, Existing, SIC30 Rubber/Plastics, Base Refrigeration, ECM-552, Optimization Refrigeration | See Note 1 | 0 | 0 | See Note 2
2401 | Industrial, Existing, SIC32 Stone/Clay/Glass, Base Refrigeration, ECM-552, Optimization Refrigeration | See Note 1 | 0 | 0 | See Note 2
2402 | Industrial, Existing, SIC33 Primary Metals, Base Refrigeration, ECM-552, Optimization Refrigeration | See Note 1 | 0 | 0 | See Note 2
2403 | Industrial, Existing, SIC34 Fab Metals, Base Refrigeration, ECM-552, Optimization Refrigeration | See Note 1 | 0 | 0 | See Note 2
2404 | Industrial, Existing, SIC35 Ind Machinery, Base Refrigeration, ECM-552, Optimization Refrigeration | See Note 1 | 0 | 0 | See Note 2
2405 | Industrial, Existing, SIC36 Electronics, Base Refrigeration, ECM-552, Optimization Refrigeration | See Note 1 | 0 | 0 | See Note 2
2406 | Industrial, Existing, SIC37 Transp Eqp, Base Refrigeration, ECM-552, Optimization Refrigeration | See Note 1 | 0 | 0 | See Note 2
2407 | Industrial, Existing, SIC38 Instruments, Base Refrigeration, ECM-552, Optimization Refrigeration | See Note 1 | 0 | 0 | See Note 2
2408 | Industrial, Existing, SIC39/21/31 Misc, Base Refrigeration, ECM-552, Optimization Refrigeration | See Note 1 | 0 | 0 | See Note 2
2409 | Industrial, Existing, SIC20 Food, Base Centrifugal Chiller, 0.58 kW/ton, 500 tons, ECM-701, Centrifugal Chiller, 0.51 kW/ton, 500 tons | See Note 1 | 130.4829 | 0.89522 | See Note 2
2410 | Industrial, Existing, SIC22-23Textiles, Base Centrifugal Chiller, 0.58 kW/ton, 500 tons, ECM-701, Centrifugal Chiller, 0.51 kW/ton, 500 tons | See Note 1 | 3.7962 | 0.02608 | See Note 2
2411 | Industrial, Existing, SIC24-25 Lumber, Base Centrifugal Chiller, 0.58 kW/ton, 500 tons, ECM-701, Centrifugal Chiller, 0.51 kW/ton, 500 tons | See Note 1 | 5.6619 | 0.038857 | See Note 2
2412 | Industrial, Existing, SIC26 Paper, Base Centrifugal Chiller, 0.58 kW/ton, 500 tons, ECM-701, Centrifugal Chiller, 0.51 kW/ton, 500 tons | See Note 1 | 18.3951 | 0.12619 | See Note 2
2413 | Industrial, Existing, SIC27 Printing, Base Centrifugal Chiller, 0.58 kW/ton, 500 tons, ECM-701, Centrifugal Chiller, 0.51 kW/ton, 500 tons | See Note 1 | 39.9789 | 0.2743 | See Note 2
2414 | Industrial, Existing, SIC28 Chemicals, Base Centrifugal Chiller, 0.58 kW/ton, 500 tons, ECM-701, Centrifugal Chiller, 0.51 kW/ton, 500 tons | See Note 1 | 14.0225 | 0.09622 | See Note 2
2415 | Industrial, Existing, SIC29 Petroleum, Base Centrifugal Chiller, 0.58 kW/ton, 500 tons, ECM-701, Centrifugal Chiller, 0.51 kW/ton, 500 tons | See Note 1 | 0.1475 | 0.00098788 | See Note 2
2416 | Industrial, Existing, SIC30 Rubber/Plastics, Base Centrifugal Chiller, 0.58 kW/ton, 500 tons, ECM-701, Centrifugal Chiller, 0.51 kW/ton, 500 tons | See Note 1 | 7.4799 | 0.051304 | See Note 2
2417 | Industrial, Existing, SIC32 Stone/Clay/Glass, Base Centrifugal Chiller, 0.58 kW/ton, 500 tons, ECM-701, Centrifugal Chiller, 0.51 kW/ton, 500 tons | See Note 1 | 65.1876 | 0.44725 | See Note 2
2418 | Industrial, Existing, SIC33 Primary Metals, Base Centrifugal Chiller, 0.58 kW/ton, 500 tons, ECM-701, Centrifugal Chiller, 0.51 kW/ton, 500 tons | See Note 1 | 2.6757 | 0.018375 | See Note 2
2419 | Industrial, Existing, SIC34 Fab Metals, Base Centrifugal Chiller, 0.58 kW/ton, 500 tons, ECM-701, Centrifugal Chiller, 0.51 kW/ton, 500 tons | See Note 1 | 36.2279 | 0.24855 | See Note 2
2420 | Industrial, Existing, SIC35 Ind Machinery, Base Centrifugal Chiller, 0.58 kW/ton, 500 tons, ECM-701, Centrifugal Chiller, 0.51 kW/ton, 500 tons | See Note 1 | 5.3679 | 0.036815 | See Note 2
2421 | Industrial, Existing, SIC36 Electronics, Base Centrifugal Chiller, 0.58 kW/ton, 500 tons, ECM-701, Centrifugal Chiller, 0.51 kW/ton, 500 tons | See Note 1 | 26.0792 | 0.17894 | See Note 2
2422 | Industrial, Existing, SIC37 Transp Eqp, Base Centrifugal Chiller, 0.58 kW/ton, 500 tons, ECM-701, Centrifugal Chiller, 0.51 kW/ton, 500 tons | See Note 1 | 23.0193 | 0.15793 | See Note 2
2423 | Industrial, Existing, SIC38 Instruments, Base Centrifugal Chiller, 0.58 kW/ton, 500 tons, ECM-701, Centrifugal Chiller, 0.51 kW/ton, 500 tons | See Note 1 | 71.1297 | 0.48801 | See Note 2
2424 | Industrial, Existing, SIC39/21/31 Misc, Base Centrifugal Chiller, 0.58 kW/ton, 500 tons, ECM-701, Centrifugal Chiller, 0.51 kW/ton, 500 tons | See Note 1 | 41.7093 | 0.28616 | See Note 2
2425 | Industrial, Existing, SIC20 Food, Base Centrifugal Chiller, 0.58 kW/ton, 500 tons, ECM-702, High Efficiency Chiller Motors | See Note 1 | 212.8866 | 2.1766 | See Note 2
2426 | Industrial, Existing, SIC22-23Textiles, Base Centrifugal Chiller, 0.58 kW/ton, 500 tons, ECM-702, High Efficiency Chiller Motors | See Note 1 | 6.1953 | 0.063356 | See Note 2
2427 | Industrial, Existing, SIC24-25 Lumber, Base Centrifugal Chiller, 0.58 kW/ton, 500 tons, ECM-702, High Efficiency Chiller Motors | See Note 1 | 9.2388 | 0.094441 | See Note 2
2428 | Industrial, Existing, SIC26 Paper, Base Centrifugal Chiller, 0.58 kW/ton, 500 tons, ECM-702, High Efficiency Chiller Motors | See Note 1 | 30.0092 | 0.30684 | See Note 2
2429 | Industrial, Existing, SIC27 Printing, Base Centrifugal Chiller, 0.58 kW/ton, 500 tons, ECM-702, High Efficiency Chiller Motors | See Note 1 | 65.2261 | 0.66689 | See Note 2
2430 | Industrial, Existing, SIC28 Chemicals, Base Centrifugal Chiller, 0.58 kW/ton, 500 tons, ECM-702, High Efficiency Chiller Motors | See Note 1 | 22.8735 | 0.23386 | See Note 2
2431 | Industrial, Existing, SIC29 Petroleum, Base Centrifugal Chiller, 0.58 kW/ton, 500 tons, ECM-702, High Efficiency Chiller Motors | See Note 1 | 0.2406 | 0.0024368 | See Note 2
2432 | Industrial, Existing, SIC30 Rubber/Plastics, Base Centrifugal Chiller, 0.58 kW/ton, 500 tons, ECM-702, High Efficiency Chiller Motors | See Note 1 | 12.203 | 0.12474 | See Note 2
2433 | Industrial, Existing, SIC32 Stone/Clay/Glass, Base Centrifugal Chiller, 0.58 kW/ton, 500 tons, ECM-702, High Efficiency Chiller Motors | See Note 1 | 106.3457 | 1.0873 | See Note 2
2434 | Industrial, Existing, SIC33 Primary Metals, Base Centrifugal Chiller, 0.58 kW/ton, 500 tons, ECM-702, High Efficiency Chiller Motors | See Note 1 | 4.3659 | 0.044652 | See Note 2
2435 | Industrial, Existing, SIC34 Fab Metals, Base Centrifugal Chiller, 0.58 kW/ton, 500 tons, ECM-702, High Efficiency Chiller Motors | See Note 1 | 59.1082 | 0.60432 | See Note 2
2436 | Industrial, Existing, SIC35 Ind Machinery, Base Centrifugal Chiller, 0.58 kW/ton, 500 tons, ECM-702, High Efficiency Chiller Motors | See Note 1 | 8.761 | 0.089568 | See Note 2
2437 | Industrial, Existing, SIC36 Electronics, Base Centrifugal Chiller, 0.58 kW/ton, 500 tons, ECM-702, High Efficiency Chiller Motors | See Note 1 | 42.547 | 0.435 | See Note 2
2438 | Industrial, Existing, SIC37 Transp Eqp, Base Centrifugal Chiller, 0.58 kW/ton, 500 tons, ECM-702, High Efficiency Chiller Motors | See Note 1 | 37.558 | 0.38402 | See Note 2
2439 | Industrial, Existing, SIC38 Instruments, Base Centrifugal Chiller, 0.58 kW/ton, 500 tons, ECM-702, High Efficiency Chiller Motors | See Note 1 | 116.0426 | 1.1864 | See Note 2
2440 | Industrial, Existing, SIC39/21/31 Misc, Base Centrifugal Chiller, 0.58 kW/ton, 500 tons, ECM-702, High Efficiency Chiller Motors | See Note 1 | 68.0432 | 0.69567 | See Note 2
2441 | Industrial, Existing, SIC20 Food, Base Centrifugal Chiller, 0.58 kW/ton, 500 tons, ECM-703, EMS - Chiller | See Note 1 | 342.7827 | 3.3512 | See Note 2
2442 | Industrial, Existing, SIC22-23Textiles, Base Centrifugal Chiller, 0.58 kW/ton, 500 tons, ECM-703, EMS - Chiller | See Note 1 | 9.9744 | 0.097537 | See Note 2
2443 | Industrial, Existing, SIC24-25 Lumber, Base Centrifugal Chiller, 0.58 kW/ton, 500 tons, ECM-703, EMS - Chiller | See Note 1 | 14.8748 | 0.14542 | See Note 2
2444 | Industrial, Existing, SIC26 Paper, Base Centrifugal Chiller, 0.58 kW/ton, 500 tons, ECM-703, EMS - Chiller | See Note 1 | 48.3227 | 0.47241 | See Note 2
2445 | Industrial, Existing, SIC27 Printing, Base Centrifugal Chiller, 0.58 kW/ton, 500 tons, ECM-703, EMS - Chiller | See Note 1 | 105.025 | 1.0267 | See Note 2
2446 | Industrial, Existing, SIC28 Chemicals, Base Centrifugal Chiller, 0.58 kW/ton, 500 tons, ECM-703, EMS - Chiller | See Note 1 | 36.8345 | 0.36012 | See Note 2
2447 | Industrial, Existing, SIC29 Petroleum, Base Centrifugal Chiller, 0.58 kW/ton, 500 tons, ECM-703, EMS - Chiller | See Note 1 | 0.3875 | 0.0038198 | See Note 2
2448 | Industrial, Existing, SIC30 Rubber/Plastics, Base Centrifugal Chiller, 0.58 kW/ton, 500 tons, ECM-703, EMS - Chiller | See Note 1 | 19.6496 | 0.19211 | See Note 2
2449 | Industrial, Existing, SIC32 Stone/Clay/Glass, Base Centrifugal Chiller, 0.58 kW/ton, 500 tons, ECM-703, EMS - Chiller | See Note 1 | 171.2437 | 1.6741 | See Note 2
2450 | Industrial, Existing, SIC33 Primary Metals, Base Centrifugal Chiller, 0.58 kW/ton, 500 tons, ECM-703, EMS - Chiller | See Note 1 | 7.0296 | 0.068757 | See Note 2
2451 | Industrial, Existing, SIC34 Fab Metals, Base Centrifugal Chiller, 0.58 kW/ton, 500 tons, ECM-703, EMS - Chiller | See Note 1 | 95.1737 | 0.93045 | See Note 2
2452 | Industrial, Existing, SIC35 Ind Machinery, Base Centrifugal Chiller, 0.58 kW/ton, 500 tons, ECM-703, EMS - Chiller | See Note 1 | 14.1035 | 0.13791 | See Note 2
2453 | Industrial, Existing, SIC36 Electronics, Base Centrifugal Chiller, 0.58 kW/ton, 500 tons, ECM-703, EMS - Chiller | See Note 1 | 68.5098 | 0.66978 | See Note 2
2454 | Industrial, Existing, SIC37 Transp Eqp, Base Centrifugal Chiller, 0.58 kW/ton, 500 tons, ECM-703, EMS - Chiller | See Note 1 | 60.474 | 0.59121 | See Note 2
2455 | Industrial, Existing, SIC38 Instruments, Base Centrifugal Chiller, 0.58 kW/ton, 500 tons, ECM-703, EMS - Chiller | See Note 1 | 186.8557 | 1.8267 | See Note 2
2456 | Industrial, Existing, SIC39/21/31 Misc, Base Centrifugal Chiller, 0.58 kW/ton, 500 tons, ECM-703, EMS - Chiller | See Note 1 | 109.5676 | 1.0712 | See Note 2
2457 | Industrial, Existing, SIC20 Food, Base Centrifugal Chiller, 0.58 kW/ton, 500 tons, ECM-704, Chiller Tune Up/Diagnostics | See Note 1 | 256.7455 | 2.1758 | See Note 2
2458 | Industrial, Existing, SIC22-23Textiles, Base Centrifugal Chiller, 0.58 kW/ton, 500 tons, ECM-704, Chiller Tune Up/Diagnostics | See Note 1 | 7.4717 | 0.06329 | See Note 2
2459 | Industrial, Existing, SIC24-25 Lumber, Base Centrifugal Chiller, 0.58 kW/ton, 500 tons, ECM-704, Chiller Tune Up/Diagnostics | See Note 1 | 11.1422 | 0.094441 | See Note 2
2460 | Industrial, Existing, SIC26 Paper, Base Centrifugal Chiller, 0.58 kW/ton, 500 tons, ECM-704, Chiller Tune Up/Diagnostics | See Note 1 | 36.1917 | 0.3067 | See Note 2
2461 | Industrial, Existing, SIC27 Printing, Base Centrifugal Chiller, 0.58 kW/ton, 500 tons, ECM-704, Chiller Tune Up/Diagnostics | See Note 1 | 78.664 | 0.66662 | See Note 2
2462 | Industrial, Existing, SIC28 Chemicals, Base Centrifugal Chiller, 0.58 kW/ton, 500 tons, ECM-704, Chiller Tune Up/Diagnostics | See Note 1 | 27.5859 | 0.2338 | See Note 2
2463 | Industrial, Existing, SIC29 Petroleum, Base Centrifugal Chiller, 0.58 kW/ton, 500 tons, ECM-704, Chiller Tune Up/Diagnostics | See Note 1 | 0.2902 | 0.0024368 | See Note 2
2464 | Industrial, Existing, SIC30 Rubber/Plastics, Base Centrifugal Chiller, 0.58 kW/ton, 500 tons, ECM-704, Chiller Tune Up/Diagnostics | See Note 1 | 14.7171 | 0.12474 | See Note 2
2465 | Industrial, Existing, SIC32 Stone/Clay/Glass, Base Centrifugal Chiller, 0.58 kW/ton, 500 tons, ECM-704, Chiller Tune Up/Diagnostics | See Note 1 | 128.255 | 1.0869 | See Note 2
2466 | Industrial, Existing, SIC33 Primary Metals, Base Centrifugal Chiller, 0.58 kW/ton, 500 tons, ECM-704, Chiller Tune Up/Diagnostics | See Note 1 | 5.2654 | 0.044652 | See Note 2
2467 | Industrial, Existing, SIC34 Fab Metals, Base Centrifugal Chiller, 0.58 kW/ton, 500 tons, ECM-704, Chiller Tune Up/Diagnostics | See Note 1 | 71.2857 | 0.60412 | See Note 2
2468 | Industrial, Existing, SIC35 Ind Machinery, Base Centrifugal Chiller, 0.58 kW/ton, 500 tons, ECM-704, Chiller Tune Up/Diagnostics | See Note 1 | 10.566 | 0.089568 | See Note 2
2469 | Industrial, Existing, SIC36 Electronics, Base Centrifugal Chiller, 0.58 kW/ton, 500 tons, ECM-704, Chiller Tune Up/Diagnostics | See Note 1 | 51.3125 | 0.43487 | See Note 2
2470 | Industrial, Existing, SIC37 Transp Eqp, Base Centrifugal Chiller, 0.58 kW/ton, 500 tons, ECM-704, Chiller Tune Up/Diagnostics | See Note 1 | 45.2958 | 0.38389 | See Note 2
2471 | Industrial, Existing, SIC38 Instruments, Base Centrifugal Chiller, 0.58 kW/ton, 500 tons, ECM-704, Chiller Tune Up/Diagnostics | See Note 1 | 139.9496 | 1.1861 | See Note 2
2472 | Industrial, Existing, SIC39/21/31 Misc, Base Centrifugal Chiller, 0.58 kW/ton, 500 tons, ECM-704, Chiller Tune Up/Diagnostics | See Note 1 | 82.0614 | 0.69547 | See Note 2
2473 | Industrial, Existing, SIC20 Food, Base Centrifugal Chiller, 0.58 kW/ton, 500 tons, ECM-705, VSD for Chiller Pumps and Towers | See Note 1 | 3090.617 | 51.0711 | See Note 2
2474 | Industrial, Existing, SIC22-23Textiles, Base Centrifugal Chiller, 0.58 kW/ton, 500 tons, ECM-705, VSD for Chiller Pumps and Towers | See Note 1 | 89.941 | 1.4862 | See Note 2
2475 | Industrial, Existing, SIC24-25 Lumber, Base Centrifugal Chiller, 0.58 kW/ton, 500 tons, ECM-705, VSD for Chiller Pumps and Towers | See Note 1 | 134.1207 | 2.2163 | See Note 2
2476 | Industrial, Existing, SIC26 Paper, Base Centrifugal Chiller, 0.58 kW/ton, 500 tons, ECM-705, VSD for Chiller Pumps and Towers | See Note 1 | 435.6782 | 7.1995 | See Note 2
2477 | Industrial, Existing, SIC27 Printing, Base Centrifugal Chiller, 0.58 kW/ton, 500 tons, ECM-705, VSD for Chiller Pumps and Towers | See Note 1 | 946.928 | 15.6476 | See Note 2
2478 | Industrial, Existing, SIC28 Chemicals, Base Centrifugal Chiller, 0.58 kW/ton, 500 tons, ECM-705, VSD for Chiller Pumps and Towers | See Note 1 | 332.091 | 5.4878 | See Note 2
2479 | Industrial, Existing, SIC29 Petroleum, Base Centrifugal Chiller, 0.58 kW/ton, 500 tons, ECM-705, VSD for Chiller Pumps and Towers | See Note 1 | 3.4932 | 0.057692 | See Note 2
2480 | Industrial, Existing, SIC30 Rubber/Plastics, Base Centrifugal Chiller, 0.58 kW/ton, 500 tons, ECM-705, VSD for Chiller Pumps and Towers | See Note 1 | 177.1642 | 2.9276 | See Note 2
2481 | Industrial, Existing, SIC32 Stone/Clay/Glass, Base Centrifugal Chiller, 0.58 kW/ton, 500 tons, ECM-705, VSD for Chiller Pumps and Towers | See Note 1 | 1543.9408 | 25.5132 | See Note 2
2482 | Industrial, Existing, SIC33 Primary Metals, Base Centrifugal Chiller, 0.58 kW/ton, 500 tons, ECM-705, VSD for Chiller Pumps and Towers | See Note 1 | 63.3826 | 1.0474 | See Note 2
2483 | Industrial, Existing, SIC34 Fab Metals, Base Centrifugal Chiller, 0.58 kW/ton, 500 tons, ECM-705, VSD for Chiller Pumps and Towers | See Note 1 | 858.1192 | 14.18 | See Note 2
2484 | Industrial, Existing, SIC35 Ind Machinery, Base Centrifugal Chiller, 0.58 kW/ton, 500 tons, ECM-705, VSD for Chiller Pumps and Towers | See Note 1 | 127.1726 | 2.1014 | See Note 2
2485 | Industrial, Existing, SIC36 Electronics, Base Centrifugal Chiller, 0.58 kW/ton, 500 tons, ECM-705, VSD for Chiller Pumps and Towers | See Note 1 | 617.6954 | 10.2072 | See Note 2
2486 | Industrial, Existing, SIC37 Transp Eqp, Base Centrifugal Chiller, 0.58 kW/ton, 500 tons, ECM-705, VSD for Chiller Pumps and Towers | See Note 1 | 545.2562 | 9.0101 | See Note 2
2487 | Industrial, Existing, SIC38 Instruments, Base Centrifugal Chiller, 0.58 kW/ton, 500 tons, ECM-705, VSD for Chiller Pumps and Towers | See Note 1 | 1684.7128 | 27.8393 | See Note 2
2488 | Industrial, Existing, SIC39/21/31 Misc, Base Centrifugal Chiller, 0.58 kW/ton, 500 tons, ECM-705, VSD for Chiller Pumps and Towers | See Note 1 | 987.865 | 16.3242 | See Note 2
2489 | Industrial, Existing, SIC20 Food, Base Centrifugal Chiller, 0.58 kW/ton, 500 tons, ECM-706, EMS Optimization - Chiller | See Note 1 | 126.8385 | 1.1944 | See Note 2
2490 | Industrial, Existing, SIC22-23Textiles, Base Centrifugal Chiller, 0.58 kW/ton, 500 tons, ECM-706, EMS Optimization - Chiller | See Note 1 | 3.6912 | 0.034773 | See Note 2
2491 | Industrial, Existing, SIC24-25 Lumber, Base Centrifugal Chiller, 0.58 kW/ton, 500 tons, ECM-706, EMS Optimization - Chiller | See Note 1 | 5.5045 | 0.051831 | See Note 2
2492 | Industrial, Existing, SIC26 Paper, Base Centrifugal Chiller, 0.58 kW/ton, 500 tons, ECM-706, EMS Optimization - Chiller | See Note 1 | 17.8796 | 0.1684 | See Note 2
2493 | Industrial, Existing, SIC27 Printing, Base Centrifugal Chiller, 0.58 kW/ton, 500 tons, ECM-706, EMS Optimization - Chiller | See Note 1 | 38.8619 | 0.36598 | See Note 2
2494 | Industrial, Existing, SIC28 Chemicals, Base Centrifugal Chiller, 0.58 kW/ton, 500 tons, ECM-706, EMS Optimization - Chiller | See Note 1 | 13.6281 | 0.12836 | See Note 2
2495 | Industrial, Existing, SIC29 Petroleum, Base Centrifugal Chiller, 0.58 kW/ton, 500 tons, ECM-706, EMS Optimization - Chiller | See Note 1 | 0.1433 | 0.0013172 | See Note 2
2496 | Industrial, Existing, SIC30 Rubber/Plastics, Base Centrifugal Chiller, 0.58 kW/ton, 500 tons, ECM-706, EMS Optimization - Chiller | See Note 1 | 7.2706 | 0.068493 | See Note 2
2497 | Industrial, Existing, SIC32 Stone/Clay/Glass, Base Centrifugal Chiller, 0.58 kW/ton, 500 tons, ECM-706, EMS Optimization - Chiller | See Note 1 | 63.361 | 0.59668 | See Note 2
2498 | Industrial, Existing, SIC33 Primary Metals, Base Centrifugal Chiller, 0.58 kW/ton, 500 tons, ECM-706, EMS Optimization - Chiller | See Note 1 | 2.6012 | 0.024499 | See Note 2
2499 | Industrial, Existing, SIC34 Fab Metals, Base Centrifugal Chiller, 0.58 kW/ton, 500 tons, ECM-706, EMS Optimization - Chiller | See Note 1 | 35.2168 | 0.3316 | See Note 2
2500 | Industrial, Existing, SIC35 Ind Machinery, Base Centrifugal Chiller, 0.58 kW/ton, 500 tons, ECM-706, EMS Optimization - Chiller | See Note 1 | 5.2199 | 0.049131 | See Note 2
2501 | Industrial, Existing, SIC36 Electronics, Base Centrifugal Chiller, 0.58 kW/ton, 500 tons, ECM-706, EMS Optimization - Chiller | See Note 1 | 25.3496 | 0.23874 | See Note 2
2502 | Industrial, Existing, SIC37 Transp Eqp, Base Centrifugal Chiller, 0.58 kW/ton, 500 tons, ECM-706, EMS Optimization - Chiller | See Note 1 | 22.3772 | 0.21075 | See Note 2
2503 | Industrial, Existing, SIC38 Instruments, Base Centrifugal Chiller, 0.58 kW/ton, 500 tons, ECM-706, EMS Optimization - Chiller | See Note 1 | 69.1384 | 0.65108 | See Note 2
2504 | Industrial, Existing, SIC39/21/31 Misc, Base Centrifugal Chiller, 0.58 kW/ton, 500 tons, ECM-706, EMS Optimization - Chiller | See Note 1 | 40.5403 | 0.38178 | See Note 2
2505 | Industrial, Existing, SIC20 Food, Base Centrifugal Chiller, 0.58 kW/ton, 500 tons, ECM-707, Aerosole Duct Sealing - Chiller | See Note 1 | 0 | 0 | See Note 2
2506 | Industrial, Existing, SIC22-23Textiles, Base Centrifugal Chiller, 0.58 kW/ton, 500 tons, ECM-707, Aerosole Duct Sealing - Chiller | See Note 1 | 0 | 0 | See Note 2
2507 | Industrial, Existing, SIC24-25 Lumber, Base Centrifugal Chiller, 0.58 kW/ton, 500 tons, ECM-707, Aerosole Duct Sealing - Chiller | See Note 1 | 0 | 0 | See Note 2
2508 | Industrial, Existing, SIC26 Paper, Base Centrifugal Chiller, 0.58 kW/ton, 500 tons, ECM-707, Aerosole Duct Sealing - Chiller | See Note 1 | 0 | 0 | See Note 2
2509 | Industrial, Existing, SIC27 Printing, Base Centrifugal Chiller, 0.58 kW/ton, 500 tons, ECM-707, Aerosole Duct Sealing - Chiller | See Note 1 | 0 | 0 | See Note 2
2510 | Industrial, Existing, SIC28 Chemicals, Base Centrifugal Chiller, 0.58 kW/ton, 500 tons, ECM-707, Aerosole Duct Sealing - Chiller | See Note 1 | 0 | 0 | See Note 2
2511 | Industrial, Existing, SIC29 Petroleum, Base Centrifugal Chiller, 0.58 kW/ton, 500 tons, ECM-707, Aerosole Duct Sealing - Chiller | See Note 1 | 0 | 0 | See Note 2
2512 | Industrial, Existing, SIC30 Rubber/Plastics, Base Centrifugal Chiller, 0.58 kW/ton, 500 tons, ECM-707, Aerosole Duct Sealing - Chiller | See Note 1 | 0 | 0 | See Note 2
2513 | Industrial, Existing, SIC32 Stone/Clay/Glass, Base Centrifugal Chiller, 0.58 kW/ton, 500 tons, ECM-707, Aerosole Duct Sealing - Chiller | See Note 1 | 0 | 0 | See Note 2
2514 | Industrial, Existing, SIC33 Primary Metals, Base Centrifugal Chiller, 0.58 kW/ton, 500 tons, ECM-707, Aerosole Duct Sealing - Chiller | See Note 1 | 0 | 0 | See Note 2
2515 | Industrial, Existing, SIC34 Fab Metals, Base Centrifugal Chiller, 0.58 kW/ton, 500 tons, ECM-707, Aerosole Duct Sealing - Chiller | See Note 1 | 0 | 0 | See Note 2
2516 | Industrial, Existing, SIC35 Ind Machinery, Base Centrifugal Chiller, 0.58 kW/ton, 500 tons, ECM-707, Aerosole Duct Sealing - Chiller | See Note 1 | 0 | 0 | See Note 2
2517 | Industrial, Existing, SIC36 Electronics, Base Centrifugal Chiller, 0.58 kW/ton, 500 tons, ECM-707, Aerosole Duct Sealing - Chiller | See Note 1 | 0 | 0 | See Note 2
2518 | Industrial, Existing, SIC37 Transp Eqp, Base Centrifugal Chiller, 0.58 kW/ton, 500 tons, ECM-707, Aerosole Duct Sealing - Chiller | See Note 1 | 0 | 0 | See Note 2
2519 | Industrial, Existing, SIC38 Instruments, Base Centrifugal Chiller, 0.58 kW/ton, 500 tons, ECM-707, Aerosole Duct Sealing - Chiller | See Note 1 | 0 | 0 | See Note 2
2520 | Industrial, Existing, SIC39/21/31 Misc, Base Centrifugal Chiller, 0.58 kW/ton, 500 tons, ECM-707, Aerosole Duct Sealing - Chiller | See Note 1 | 0 | 0 | See Note 2
2521 | Industrial, Existing, SIC20 Food, Base Centrifugal Chiller, 0.58 kW/ton, 500 tons, ECM-708, Duct/Pipe Insulation - Chiller | See Note 1 | 0.0126 | 6.586e-05 | See Note 2
2522 | Industrial, Existing, SIC22-23Textiles, Base Centrifugal Chiller, 0.58 kW/ton, 500 tons, ECM-708, Duct/Pipe Insulation - Chiller | See Note 1 | 0.0004 | 0 | See Note 2
2523 | Industrial, Existing, SIC24-25 Lumber, Base Centrifugal Chiller, 0.58 kW/ton, 500 tons, ECM-708, Duct/Pipe Insulation - Chiller | See Note 1 | 0.0005 | 0 | See Note 2
2524 | Industrial, Existing, SIC26 Paper, Base Centrifugal Chiller, 0.58 kW/ton, 500 tons, ECM-708, Duct/Pipe Insulation - Chiller | See Note 1 | 0.0018 | 0 | See Note 2
2525 | Industrial, Existing, SIC27 Printing, Base Centrifugal Chiller, 0.58 kW/ton, 500 tons, ECM-708, Duct/Pipe Insulation - Chiller | See Note 1 | 0.0038 | 0 | See Note 2
2526 | Industrial, Existing, SIC28 Chemicals, Base Centrifugal Chiller, 0.58 kW/ton, 500 tons, ECM-708, Duct/Pipe Insulation - Chiller | See Note 1 | 0.0013 | 0 | See Note 2
2527 | Industrial, Existing, SIC29 Petroleum, Base Centrifugal Chiller, 0.58 kW/ton, 500 tons, ECM-708, Duct/Pipe Insulation - Chiller | See Note 1 | 0 | 0 | See Note 2
2528 | Industrial, Existing, SIC30 Rubber/Plastics, Base Centrifugal Chiller, 0.58 kW/ton, 500 tons, ECM-708, Duct/Pipe Insulation - Chiller | See Note 1 | 0.0007 | 0 | See Note 2
2529 | Industrial, Existing, SIC32 Stone/Clay/Glass, Base Centrifugal Chiller, 0.58 kW/ton, 500 tons, ECM-708, Duct/Pipe Insulation - Chiller | See Note 1 | 0.0063 | 6.586e-05 | See Note 2
2530 | Industrial, Existing, SIC33 Primary Metals, Base Centrifugal Chiller, 0.58 kW/ton, 500 tons, ECM-708, Duct/Pipe Insulation - Chiller | See Note 1 | 0.0003 | 0 | See Note 2
2531 | Industrial, Existing, SIC34 Fab Metals, Base Centrifugal Chiller, 0.58 kW/ton, 500 tons, ECM-708, Duct/Pipe Insulation - Chiller | See Note 1 | 0.0035 | 0 | See Note 2
2532 | Industrial, Existing, SIC35 Ind Machinery, Base Centrifugal Chiller, 0.58 kW/ton, 500 tons, ECM-708, Duct/Pipe Insulation - Chiller | See Note 1 | 0.0005 | 0 | See Note 2
2533 | Industrial, Existing, SIC36 Electronics, Base Centrifugal Chiller, 0.58 kW/ton, 500 tons, ECM-708, Duct/Pipe Insulation - Chiller | See Note 1 | 0.0025 | 0 | See Note 2
2534 | Industrial, Existing, SIC37 Transp Eqp, Base Centrifugal Chiller, 0.58 kW/ton, 500 tons, ECM-708, Duct/Pipe Insulation - Chiller | See Note 1 | 0.0022 | 0 | See Note 2
2535 | Industrial, Existing, SIC38 Instruments, Base Centrifugal Chiller, 0.58 kW/ton, 500 tons, ECM-708, Duct/Pipe Insulation - Chiller | See Note 1 | 0.0068 | 6.586e-05 | See Note 2
2536 | Industrial, Existing, SIC39/21/31 Misc, Base Centrifugal Chiller, 0.58 kW/ton, 500 tons, ECM-708, Duct/Pipe Insulation - Chiller | See Note 1 | 0.004 | 0 | See Note 2
2537 | Industrial, Existing, SIC20 Food, Base Centrifugal Chiller, 0.58 kW/ton, 500 tons, ECM-709, Window Film (Standard) - Chiller | See Note 1 | 8.8834 | 0.060129 | See Note 2
2538 | Industrial, Existing, SIC22-23Textiles, Base Centrifugal Chiller, 0.58 kW/ton, 500 tons, ECM-709, Window Film (Standard) - Chiller | See Note 1 | 0.2585 | 0.0017782 | See Note 2
2539 | Industrial, Existing, SIC24-25 Lumber, Base Centrifugal Chiller, 0.58 kW/ton, 500 tons, ECM-709, Window Film (Standard) - Chiller | See Note 1 | 0.3855 | 0.0026344 | See Note 2
2540 | Industrial, Existing, SIC26 Paper, Base Centrifugal Chiller, 0.58 kW/ton, 500 tons, ECM-709, Window Film (Standard) - Chiller | See Note 1 | 1.2522 | 0.0084958 | See Note 2
2541 | Industrial, Existing, SIC27 Printing, Base Centrifugal Chiller, 0.58 kW/ton, 500 tons, ECM-709, Window Film (Standard) - Chiller | See Note 1 | 2.7218 | 0.01844 | See Note 2
2542 | Industrial, Existing, SIC28 Chemicals, Base Centrifugal Chiller, 0.58 kW/ton, 500 tons, ECM-709, Window Film (Standard) - Chiller | See Note 1 | 0.9545 | 0.0064542 | See Note 2
2543 | Industrial, Existing, SIC29 Petroleum, Base Centrifugal Chiller, 0.58 kW/ton, 500 tons, ECM-709, Window Film (Standard) - Chiller | See Note 1 | 0.01 | 6.586e-05 | See Note 2
2544 | Industrial, Existing, SIC30 Rubber/Plastics, Base Centrifugal Chiller, 0.58 kW/ton, 500 tons, ECM-709, Window Film (Standard) - Chiller | See Note 1 | 0.5092 | 0.0034247 | See Note 2
2545 | Industrial, Existing, SIC32 Stone/Clay/Glass, Base Centrifugal Chiller, 0.58 kW/ton, 500 tons, ECM-709, Window Film (Standard) - Chiller | See Note 1 | 4.4376 | 0.030032 | See Note 2
2546 | Industrial, Existing, SIC33 Primary Metals, Base Centrifugal Chiller, 0.58 kW/ton, 500 tons, ECM-709, Window Film (Standard) - Chiller | See Note 1 | 0.1822 | 0.0012513 | See Note 2
2547 | Industrial, Existing, SIC34 Fab Metals, Base Centrifugal Chiller, 0.58 kW/ton, 500 tons, ECM-709, Window Film (Standard) - Chiller | See Note 1 | 2.4665 | 0.016662 | See Note 2
2548 | Industrial, Existing, SIC35 Ind Machinery, Base Centrifugal Chiller, 0.58 kW/ton, 500 tons, ECM-709, Window Film (Standard) - Chiller | See Note 1 | 0.3656 | 0.0025026 | See Note 2
2549 | Industrial, Existing, SIC36 Electronics, Base Centrifugal Chiller, 0.58 kW/ton, 500 tons, ECM-709, Window Film (Standard) - Chiller | See Note 1 | 1.7754 | 0.011986 | See Note 2
2550 | Industrial, Existing, SIC37 Transp Eqp, Base Centrifugal Chiller, 0.58 kW/ton, 500 tons, ECM-709, Window Film (Standard) - Chiller | See Note 1 | 1.5672 | 0.010603 | See Note 2
2551 | Industrial, Existing, SIC38 Instruments, Base Centrifugal Chiller, 0.58 kW/ton, 500 tons, ECM-709, Window Film (Standard) - Chiller | See Note 1 | 4.8423 | 0.032798 | See Note 2
2552 | Industrial, Existing, SIC39/21/31 Misc, Base Centrifugal Chiller, 0.58 kW/ton, 500 tons, ECM-709, Window Film (Standard) - Chiller | See Note 1 | 2.8393 | 0.019231 | See Note 2
2553 | Industrial, Existing, SIC20 Food, Base Centrifugal Chiller, 0.58 kW/ton, 500 tons, ECM-710, Roof Insulation - Chiller | See Note 1 | 2.7493 | 0.018638 | See Note 2
2554 | Industrial, Existing, SIC22-23Textiles, Base Centrifugal Chiller, 0.58 kW/ton, 500 tons, ECM-710, Roof Insulation - Chiller | See Note 1 | 0.08 | 0.00052687 | See Note 2
2555 | Industrial, Existing, SIC24-25 Lumber, Base Centrifugal Chiller, 0.58 kW/ton, 500 tons, ECM-710, Roof Insulation - Chiller | See Note 1 | 0.1193 | 0.00079031 | See Note 2
2556 | Industrial, Existing, SIC26 Paper, Base Centrifugal Chiller, 0.58 kW/ton, 500 tons, ECM-710, Roof Insulation - Chiller | See Note 1 | 0.3876 | 0.0026344 | See Note 2
2557 | Industrial, Existing, SIC27 Printing, Base Centrifugal Chiller, 0.58 kW/ton, 500 tons, ECM-710, Roof Insulation - Chiller | See Note 1 | 0.8424 | 0.0057297 | See Note 2
2558 | Industrial, Existing, SIC28 Chemicals, Base Centrifugal Chiller, 0.58 kW/ton, 500 tons, ECM-710, Roof Insulation - Chiller | See Note 1 | 0.2954 | 0.0019758 | See Note 2
2559 | Industrial, Existing, SIC29 Petroleum, Base Centrifugal Chiller, 0.58 kW/ton, 500 tons, ECM-710, Roof Insulation - Chiller | See Note 1 | 0.0031 | 0 | See Note 2
2560 | Industrial, Existing, SIC30 Rubber/Plastics, Base Centrifugal Chiller, 0.58 kW/ton, 500 tons, ECM-710, Roof Insulation - Chiller | See Note 1 | 0.1576 | 0.0010537 | See Note 2
2561 | Industrial, Existing, SIC32 Stone/Clay/Glass, Base Centrifugal Chiller, 0.58 kW/ton, 500 tons, ECM-710, Roof Insulation - Chiller | See Note 1 | 1.3734 | 0.0092861 | See Note 2
2562 | Industrial, Existing, SIC33 Primary Metals, Base Centrifugal Chiller, 0.58 kW/ton, 500 tons, ECM-710, Roof Insulation - Chiller | See Note 1 | 0.0564 | 0.00039515 | See Note 2
2563 | Industrial, Existing, SIC34 Fab Metals, Base Centrifugal Chiller, 0.58 kW/ton, 500 tons, ECM-710, Roof Insulation - Chiller | See Note 1 | 0.7633 | 0.005137 | See Note 2
2564 | Industrial, Existing, SIC35 Ind Machinery, Base Centrifugal Chiller, 0.58 kW/ton, 500 tons, ECM-710, Roof Insulation - Chiller | See Note 1 | 0.1131 | 0.00079031 | See Note 2
2565 | Industrial, Existing, SIC36 Electronics, Base Centrifugal Chiller, 0.58 kW/ton, 500 tons, ECM-710, Roof Insulation - Chiller | See Note 1 | 0.5495 | 0.0037539 | See Note 2
2566 | Industrial, Existing, SIC37 Transp Eqp, Base Centrifugal Chiller, 0.58 kW/ton, 500 tons, ECM-710, Roof Insulation - Chiller | See Note 1 | 0.485 | 0.0032929 | See Note 2
2567 | Industrial, Existing, SIC38 Instruments, Base Centrifugal Chiller, 0.58 kW/ton, 500 tons, ECM-710, Roof Insulation - Chiller | See Note 1 | 1.4986 | 0.010142 | See Note 2
2568 | Industrial, Existing, SIC39/21/31 Misc, Base Centrifugal Chiller, 0.58 kW/ton, 500 tons, ECM-710, Roof Insulation - Chiller | See Note 1 | 0.8787 | 0.0059273 | See Note 2
2569 | Industrial, Existing, SIC20 Food, Base Centrifugal Chiller, 0.58 kW/ton, 500 tons, ECM-711, Cool Roof - Chiller | See Note 1 | 22.1655 | 0.13791 | See Note 2
2570 | Industrial, Existing, SIC22-23Textiles, Base Centrifugal Chiller, 0.58 kW/ton, 500 tons, ECM-711, Cool Roof - Chiller | See Note 1 | 0.645 | 0.0040174 | See Note 2
2571 | Industrial, Existing, SIC24-25 Lumber, Base Centrifugal Chiller, 0.58 kW/ton, 500 tons, ECM-711, Cool Roof - Chiller | See Note 1 | 0.9619 | 0.0059932 | See Note 2
2572 | Industrial, Existing, SIC26 Paper, Base Centrifugal Chiller, 0.58 kW/ton, 500 tons, ECM-711, Cool Roof - Chiller | See Note 1 | 3.1245 | 0.019428 | See Note 2
2573 | Industrial, Existing, SIC27 Printing, Base Centrifugal Chiller, 0.58 kW/ton, 500 tons, ECM-711, Cool Roof - Chiller | See Note 1 | 6.7913 | 0.042215 | See Note 2
2574 | Industrial, Existing, SIC28 Chemicals, Base Centrifugal Chiller, 0.58 kW/ton, 500 tons, ECM-711, Cool Roof - Chiller | See Note 1 | 2.3816 | 0.014818 | See Note 2
2575 | Industrial, Existing, SIC29 Petroleum, Base Centrifugal Chiller, 0.58 kW/ton, 500 tons, ECM-711, Cool Roof - Chiller | See Note 1 | 0.0251 | 0.00013172 | See Note 2
2576 | Industrial, Existing, SIC30 Rubber/Plastics, Base Centrifugal Chiller, 0.58 kW/ton, 500 tons, ECM-711, Cool Roof - Chiller | See Note 1 | 1.2706 | 0.0079031 | See Note 2
2577 | Industrial, Existing, SIC32 Stone/Clay/Glass, Base Centrifugal Chiller, 0.58 kW/ton, 500 tons, ECM-711, Cool Roof - Chiller | See Note 1 | 11.0726 | 0.068888 | See Note 2
2578 | Industrial, Existing, SIC33 Primary Metals, Base Centrifugal Chiller, 0.58 kW/ton, 500 tons, ECM-711, Cool Roof - Chiller | See Note 1 | 0.4546 | 0.0028319 | See Note 2
2579 | Industrial, Existing, SIC34 Fab Metals, Base Centrifugal Chiller, 0.58 kW/ton, 500 tons, ECM-711, Cool Roof - Chiller | See Note 1 | 6.1543 | 0.038264 | See Note 2
2580 | Industrial, Existing, SIC35 Ind Machinery, Base Centrifugal Chiller, 0.58 kW/ton, 500 tons, ECM-711, Cool Roof - Chiller | See Note 1 | 0.9122 | 0.0056639 | See Note 2
2581 | Industrial, Existing, SIC36 Electronics, Base Centrifugal Chiller, 0.58 kW/ton, 500 tons, ECM-711, Cool Roof - Chiller | See Note 1 | 4.4299 | 0.027529 | See Note 2
2582 | Industrial, Existing, SIC37 Transp Eqp, Base Centrifugal Chiller, 0.58 kW/ton, 500 tons, ECM-711, Cool Roof - Chiller | See Note 1 | 3.9105 | 0.024302 | See Note 2
2583 | Industrial, Existing, SIC38 Instruments, Base Centrifugal Chiller, 0.58 kW/ton, 500 tons, ECM-711, Cool Roof - Chiller | See Note 1 | 12.0822 | 0.075145 | See Note 2
2584 | Industrial, Existing, SIC39/21/31 Misc, Base Centrifugal Chiller, 0.58 kW/ton, 500 tons, ECM-711, Cool Roof - Chiller | See Note 1 | 7.0846 | 0.04406 | See Note 2
2585 | Industrial, Existing, SIC20 Food, Base DX Packaged System, EER=11.2, 10 tons, ECM-721, DX Packaged System, EER=11.9, 10 tons | See Note 1 | 646.2888 | 5.7436 | See Note 2
2586 | Industrial, Existing, SIC22-23Textiles, ECM-721, DX Packaged System, EER=11.9, 10 tons | See Note 1 | 12.4743 | 0.11038 | See Note 2
2587 | Industrial, Existing, SIC24-25 Lumber, ECM-721, DX Packaged System, EER=11.9, 10 tons | See Note 1 | 22.6455 | 0.2014 | See Note 2
2588 | Industrial, Existing, SIC26 Paper, ECM-721, DX Packaged System, EER=11.9, 10 tons | See Note 1 | 92.3319 | 0.8237 | See Note 2
2589 | Industrial, Existing, SIC27 Printing, ECM-721, DX Packaged System, EER=11.9, 10 tons | See Note 1 | 199.8681 | 1.7387 | See Note 2
2590 | Industrial, Existing, SIC28 Chemicals, ECM-721, DX Packaged System, EER=11.9, 10 tons | See Note 1 | 140.6952 | 1.2227 | See Note 2
2591 | Industrial, Existing, SIC29 Petroleum, ECM-721, DX Packaged System, EER=11.9, 10 tons | See Note 1 | 1.2815 | 0.011196 | See Note 2
2592 | Industrial, Existing, SIC30 Rubber/Plastics, ECM-721, DX Packaged System, EER=11.9, 10 tons | See Note 1 | 47.5807 | 0.41972 | See Note 2
2593 | Industrial, Existing, SIC32 Stone/Clay/Glass, ECM-721, DX Packaged System, EER=11.9, 10 tons | See Note 1 | 361.8819 | 3.2067 | See Note 2
2594 | Industrial, Existing, SIC33 Primary Metals, Base DX Packaged System, EER=11.2, 10 tons, ECM-721, DX Packaged System, EER=11.9, 10 tons | See Note 1 | 20.8682 | 0.1817 | See Note 2
2595 | Industrial, Existing, SIC34 Fab Metals, Base DX Packaged System, EER=11.2, 10 tons, ECM-721, DX Packaged System, EER=11.9, 10 tons | See Note 1 | 252.092 | 2.2032 | See Note 2
2596 | Industrial, Existing, SIC35 Ind Machinery, Base DX Packaged System, EER=11.2, 10 tons, ECM-721, DX Packaged System, EER=11.9, 10 tons | See Note 1 | 33.8724 | 0.29847 | See Note 2
2597 | Industrial, Existing, SIC36 Electronics, ECM-721, DX Packaged System, EER=11.9, 10 tons | See Note 1 | 141.551 | 1.2426 | See Note 2
2598 | Industrial, Existing, SIC37 Transp Eqp, ECM-721, DX Packaged System, EER=11.9, 10 tons | See Note 1 | 119.5386 | 1.0484 | See Note 2
2599 | Industrial, Existing, SIC38 Instruments, ECM-721, DX Packaged System, EER=11.9, 10 tons | See Note 1 | 667.1565 | 5.8425 | See Note 2
2600 | Industrial, Existing, SIC39/21/31 Misc, ECM-721, DX Packaged System, EER=11.9, 10 tons | See Note 1 | 242.8145 | 2.1325 | See Note 2
2601 | Industrial, Existing, SIC20 Food, ECM-724, DX Tune Up/ Advanced Diagnostics | See Note 1 | 52.961 | 0.4431 | See Note 2
2602 | Industrial, Existing, SIC22-23Textiles, ECM-724, DX Tune Up/ Advanced Diagnostics | See Note 1 | 1.0485 | 0.0086934 | See Note 2
2603 | Industrial, Existing, SIC24-25 Lumber, ECM-724, DX Tune Up/ Advanced Diagnostics | See Note 1 | 1.8485 | 0.015477 | See Note 2
2604 | Industrial, Existing, SIC26 Paper, ECM-724, DX Tune Up/ Advanced Diagnostics | See Note 1 | 7.4063 | 0.062368 | See Note 2
2605 | Industrial, Existing, SIC27 Printing, ECM-724, DX Tune Up/ Advanced Diagnostics | See Note 1 | 18.5206 | 0.14957 | See Note 2
2606 | Industrial, Existing, SIC28 Chemicals, ECM-724, DX Tune Up/ Advanced Diagnostics | See Note 1 | 13.112 | 0.1057 | See Note 2
2607 | Industrial, Existing, SIC29 Petroleum, ECM-724, DX Tune Up/ Advanced Diagnostics | See Note 1 | 0.1155 | 0.00092202 | See Note 2
2608 | Industrial, Existing, SIC30 Rubber/Plastics, ECM-724, DX Tune Up/ Advanced Diagnostics | See Note 1 | 4.0671 | 0.033588 | See Note 2
2609 | Industrial, Existing, SIC32 Stone/Clay/Glass, ECM-724, DX Tune Up/ Advanced Diagnostics | See Note 1 | 30.1425 | 0.25099 | See Note 2
2610 | Industrial, Existing, SIC33 Primary Metals, ECM-724, DX Tune Up/ Advanced Diagnostics | See Note 1 | 1.922 | 0.015543 | See Note 2
2611 | Industrial, Existing, SIC34 Fab Metals, ECM-724, DX Tune Up/ Advanced Diagnostics | See Note 1 | 22.735 | 0.185 | See Note 2
2612 | Industrial, Existing, SIC35 Ind Machinery, ECM-724, DX Tune Up/ Advanced Diagnostics | See Note 1 | 2.9134 | 0.024038 | See Note 2
2613 | Industrial, Existing, SIC36 Electronics, ECM-724, DX Tune Up/ Advanced Diagnostics | See Note 1 | 12.4412 | 0.10202 | See Note 2
2614 | Industrial, Existing, SIC37 Transp Eqp, ECM-724, DX Tune Up/ Advanced Diagnostics | See Note 1 | 10.5616 | 0.086473 | See Note 2
2615 | Industrial, Existing, SIC38 Instruments, ECM-724, DX Tune Up/ Advanced Diagnostics | See Note 1 | 59.4591 | 0.48545 | See Note 2
2616 | Industrial, Existing, SIC39/21/31 Misc, ECM-724, DX Tune Up/ Advanced Diagnostics | See Note 1 | 21.2841 | 0.17459 | See Note 2
2617 | Industrial, Existing, SIC20 Food, ECM-725, DX Coil Cleaning | See Note 1 | 0 | 0 | See Note 2
2618 | Industrial, Existing, SIC22-23Textiles, ECM-725, DX Coil Cleaning | See Note 1 | 0 | 0 | See Note 2
2619 | Industrial, Existing, SIC24-25 Lumber, ECM-725, DX Coil Cleaning | See Note 1 | 0 | 0 | See Note 2
2620 | Industrial, Existing, SIC26 Paper, ECM-725, DX Coil Cleaning | See Note 1 | 0 | 0 | See Note 2
2621 | Industrial, Existing, SIC27 Printing, ECM-725, DX Coil Cleaning | See Note 1 | 0 | 0 | See Note 2
2622 | Industrial, Existing, SIC28 Chemicals, ECM-725, DX Coil Cleaning | See Note 1 | 0 | 0 | See Note 2
2623 | Industrial, Existing, SIC29 Petroleum, ECM-725, DX Coil Cleaning | See Note 1 | 0 | 0 | See Note 2
2624 | Industrial, Existing, SIC30 Rubber/Plastics, ECM-725, DX Coil Cleaning | See Note 1 | 0 | 0 | See Note 2
2625 | Industrial, Existing, SIC32 Stone/Clay/Glass, ECM-725, DX Coil Cleaning | See Note 1 | 0 | 0 | See Note 2
2626 | Industrial, Existing, SIC33 Primary Metals, ECM-725, DX Coil Cleaning | See Note 1 | 0 | 0 | See Note 2
2627 | Industrial, Existing, SIC34 Fab Metals, ECM-725, DX Coil Cleaning | See Note 1 | 0 | 0 | See Note 2
2628 | Industrial, Existing, SIC35 Ind Machinery, ECM-725, DX Coil Cleaning | See Note 1 | 0 | 0 | See Note 2
2629 | Industrial, Existing, SIC36 Electronics, ECM-725, DX Coil Cleaning | See Note 1 | 0 | 0 | See Note 2
2630 | Industrial, Existing, SIC37 Transp Eqp, ECM-725, DX Coil Cleaning | See Note 1 | 0 | 0 | See Note 2
2631 | Industrial, Existing, SIC38 Instruments, ECM-725, DX Coil Cleaning | See Note 1 | 0 | 0 | See Note 2
2632 | Industrial, Existing, SIC39/21/31 Misc, ECM-725, DX Coil Cleaning | See Note 1 | 0 | 0 | See Note 2
2633 | Industrial, Existing, SIC20 Food, ECM-726, Optimize Controls | See Note 1 | 0 | 0 | See Note 2
2634 | Industrial, Existing, SIC22-23Textiles, ECM-726, Optimize Controls | See Note 1 | 0 | 0 | See Note 2
2635 | Industrial, Existing, SIC24-25 Lumber, ECM-726, Optimize Controls | See Note 1 | 0 | 0 | See Note 2
2636 | Industrial, Existing, SIC26 Paper, ECM-726, Optimize Controls | See Note 1 | 0 | 0 | See Note 2
2637 | Industrial, Existing, SIC27 Printing, ECM-726, Optimize Controls | See Note 1 | 0 | 0 | See Note 2
2638 | Industrial, Existing, SIC28 Chemicals, ECM-726, Optimize Controls | See Note 1 | 0 | 0 | See Note 2
2639 | Industrial, Existing, SIC29 Petroleum, ECM-726, Optimize Controls | See Note 1 | 0 | 0 | See Note 2
2640 | Industrial, Existing, SIC30 Rubber/Plastics, ECM-726, Optimize Controls | See Note 1 | 0 | 0 | See Note 2
2641 | Industrial, Existing, SIC32 Stone/Clay/Glass, ECM-726, Optimize Controls | See Note 1 | 0 | 0 | See Note 2
2642 | Industrial, Existing, SIC33 Primary Metals, ECM-726, Optimize Controls | See Note 1 | 0 | 0 | See Note 2
2643 | Industrial, Existing, SIC34 Fab Metals, ECM-726, Optimize Controls | See Note 1 | 0 | 0 | See Note 2
2644 | Industrial, Existing, SIC35 Ind Machinery, ECM-726, Optimize Controls | See Note 1 | 0 | 0 | See Note 2
2645 | Industrial, Existing, SIC36 Electronics, ECM-726, Optimize Controls | See Note 1 | 0 | 0 | See Note 2
2646 | Industrial, Existing, SIC37 Transp Eqp, ECM-726, Optimize Controls | See Note 1 | 0 | 0 | See Note 2
2647 | Industrial, Existing, SIC38 Instruments, ECM-726, Optimize Controls | See Note 1 | 0 | 0 | See Note 2
2648 | Industrial, Existing, SIC39/21/31 Misc, ECM-726, Optimize Controls | See Note 1 | 0 | 0 | See Note 2
2649 | Industrial, Existing, SIC20 Food, ECM-727, Aerosole Duct Sealing | See Note 1 | 0 | 0 | See Note 2
2650 | Industrial, Existing, SIC22-23Textiles, ECM-727, Aerosole Duct Sealing | See Note 1 | 0 | 0 | See Note 2
2651 | Industrial, Existing, SIC24-25 Lumber, ECM-727, Aerosole Duct Sealing | See Note 1 | 0 | 0 | See Note 2
2652 | Industrial, Existing, SIC26 Paper, ECM-727, Aerosole Duct Sealing | See Note 1 | 0 | 0 | See Note 2
2653 | Industrial, Existing, SIC27 Printing, ECM-727, Aerosole Duct Sealing | See Note 1 | 0 | 0 | See Note 2
2654 | Industrial, Existing, SIC28 Chemicals, ECM-727, Aerosole Duct Sealing | See Note 1 | 0 | 0 | See Note 2
2655 | Industrial, Existing, SIC29 Petroleum, ECM-727, Aerosole Duct Sealing | See Note 1 | 0 | 0 | See Note 2
2656 | Industrial, Existing, SIC30 Rubber/Plastics, ECM-727, Aerosole Duct Sealing | See Note 1 | 0 | 0 | See Note 2
2657 | Industrial, Existing, SIC32 Stone/Clay/Glass, ECM-727, Aerosole Duct Sealing | See Note 1 | 0 | 0 | See Note 2
2658 | Industrial, Existing, SIC33 Primary Metals, ECM-727, Aerosole Duct Sealing | See Note 1 | 0 | 0 | See Note 2
2659 | Industrial, Existing, SIC34 Fab Metals, ECM-727, Aerosole Duct Sealing | See Note 1 | 0 | 0 | See Note 2
2660 | Industrial, Existing, SIC35 Ind Machinery, ECM-727, Aerosole Duct Sealing | See Note 1 | 0 | 0 | See Note 2
2661 | Industrial, Existing, SIC36 Electronics, ECM-727, Aerosole Duct Sealing | See Note 1 | 0 | 0 | See Note 2
2662 | Industrial, Existing, SIC37 Transp Eqp, ECM-727, Aerosole Duct Sealing | See Note 1 | 0 | 0 | See Note 2
2663 | Industrial, Existing, SIC38 Instruments, ECM-727, Aerosole Duct Sealing | See Note 1 | 0 | 0 | See Note 2
2664 | Industrial, Existing, SIC39/21/31 Misc, ECM-727, Aerosole Duct Sealing | See Note 1 | 0 | 0 | See Note 2
2665 | Industrial, Existing, SIC20 Food, ECM-728, Duct/Pipe Insulation | See Note 1 | 0.1062 | 0.00065859 | See Note 2
2666 | Industrial, Existing, SIC22-23Textiles, ECM-728, Duct/Pipe Insulation | See Note 1 | 0.002 | 0 | See Note 2
2667 | Industrial, Existing, SIC24-25 Lumber, ECM-728, Duct/Pipe Insulation | See Note 1 | 0.0037 | 0 | See Note 2
2668 | Industrial, Existing, SIC26 Paper, ECM-728, Duct/Pipe Insulation | See Note 1 | 0.0151 | 6.586e-05 | See Note 2
2669 | Industrial, Existing, SIC27 Printing, ECM-728, Duct/Pipe Insulation | See Note 1 | 0.0255 | 0.00013172 | See Note 2
2670 | Industrial, Existing, SIC28 Chemicals, ECM-728, Duct/Pipe Insulation | See Note 1 | 0.0174 | 6.586e-05 | See Note 2
2671 | Industrial, Existing, SIC29 Petroleum, ECM-728, Duct/Pipe Insulation | See Note 1 | 0.0002 | 0 | See Note 2
2672 | Industrial, Existing, SIC30 Rubber/Plastics, ECM-728, Duct/Pipe Insulation | See Note 1 | 0.0076 | 6.586e-05 | See Note 2
2673 | Industrial, Existing, SIC32 Stone/Clay/Glass, ECM-728, Duct/Pipe Insulation | See Note 1 | 0.0592 | 0.00032929 | See Note 2
2674 | Industrial, Existing, SIC33 Primary Metals, ECM-728, Duct/Pipe Insulation | See Note 1 | 0.0027 | 0 | See Note 2
2675 | Industrial, Existing, SIC34 Fab Metals, ECM-728, Duct/Pipe Insulation | See Note 1 | 0.0361 | 0.00019758 | See Note 2
2676 | Industrial, Existing, SIC35 Ind Machinery, ECM-728, Duct/Pipe Insulation | See Note 1 | 0.0054 | 0 | See Note 2
2677 | Industrial, Existing, SIC36 Electronics, ECM-728, Duct/Pipe Insulation | See Note 1 | 0.0217 | 0.00013172 | See Note 2
2678 | Industrial, Existing, SIC37 Transp Eqp, ECM-728, Duct/Pipe Insulation | See Note 1 | 0.0181 | 0.00013172 | See Note 2
2679 | Industrial, Existing, SIC38 Instruments, ECM-728, Duct/Pipe Insulation | See Note 1 | 0.099 | 0.00052687 | See Note 2
2680 | Industrial, Existing, SIC39/21/31 Misc, ECM-728, Duct/Pipe Insulation | See Note 1 | 0.0375 | 0.00019758 | See Note 2
2681 | Industrial, Existing, SIC20 Food, ECM-729, Window Film (Standard) | See Note 1 | 73.8526 | 0.59727 | See Note 2
2682 | Industrial, Existing, SIC22-23Textiles, ECM-729, Window Film (Standard) | See Note 1 | 1.3014 | 0.010472 | See Note 2
2683 | Industrial, Existing, SIC24-25 Lumber, ECM-729, Window Film (Standard) | See Note 1 | 2.6217 | 0.021207 | See Note 2
2684 | Industrial, Existing, SIC26 Paper, ECM-729, Window Film (Standard) | See Note 1 | 11.2806 | 0.091873 | See Note 2
2685 | Industrial, Existing, SIC27 Printing, ECM-729, Window Film (Standard) | See Note 1 | 11.9975 | 0.093519 | See Note 2
2686 | Industrial, Existing, SIC28 Chemicals, ECM-729, Window Film (Standard) | See Note 1 | 8.0299 | 0.062434 | See Note 2
2687 | Industrial, Existing, SIC29 Petroleum, ECM-729, Window Film (Standard) | See Note 1 | 0.0941 | 0.00072445 | See Note 2
2688 | Industrial, Existing, SIC30 Rubber/Plastics, ECM-729, Window Film (Standard) | See Note 1 | 4.6323 | 0.037013 | See Note 2
2689 | Industrial, Existing, SIC32 Stone/Clay/Glass, ECM-729, Window Film (Standard) | See Note 1 | 39.055 | 0.31428 | See Note 2
2690 | Industrial, Existing, SIC33 Primary Metals, ECM-729, Window Film (Standard) | See Note 1 | 1.3169 | 0.010274 | See Note 2
2691 | Industrial, Existing, SIC34 Fab Metals, ECM-729, Window Film (Standard) | See Note 1 | 18.4902 | 0.14522 | See Note 2
2692 | Industrial, Existing, SIC35 Ind Machinery, ECM-729, Window Film (Standard) | See Note 1 | 3.2121 | 0.025619 | See Note 2
2693 | Industrial, Existing, SIC36 Electronics, ECM-729, Window Film (Standard) | See Note 1 | 12.0675 | 0.095561 | See Note 2
2694 | Industrial, Existing, SIC37 Transp Eqp, ECM-729, Window Film (Standard) | See Note 1 | 9.9103 | 0.078306 | See Note 2
2695 | Industrial, Existing, SIC38 Instruments, ECM-729, Window Film (Standard) | See Note 1 | 52.6386 | 0.41498 | See Note 2
2696 | Industrial, Existing, SIC39/21/31 Misc, ECM-729, Window Film (Standard) | See Note 1 | 20.9904 | 0.16629 | See Note 2
2697 | Industrial, Existing, SIC20 Food, ECM-730, Roof Insulation | See Note 1 | 49.8581 | 0.44106 | See Note 2
2698 | Industrial, Existing, SIC22-23Textiles, ECM-730, Roof Insulation | See Note 1 | 0.8609 | 0.0075738 | See Note 2
2699 | Industrial, Existing, SIC24-25 Lumber, ECM-730, Roof Insulation | See Note 1 | 1.7755 | 0.01574 | See Note 2
2700 | Industrial, Existing, SIC26 Paper, ECM-730, Roof Insulation | See Note 1 | 7.7469 | 0.068757 | See Note 2
2701 | Industrial, Existing, SIC27 Printing, ECM-730, Roof Insulation | See Note 1 | 7.3437 | 0.063817 | See Note 2
2702 | Industrial, Existing, SIC28 Chemicals, ECM-730, Roof Insulation | See Note 1 | 4.8927 | 0.042479 | See Note 2
2703 | Industrial, Existing, SIC29 Petroleum, ECM-730, Roof Insulation | See Note 1 | 0.0589 | 0.00052687 | See Note 2
2704 | Industrial, Existing, SIC30 Rubber/Plastics, ECM-730, Roof Insulation | See Note 1 | 3.0235 | 0.026607 | See Note 2
2705 | Industrial, Existing, SIC32 Stone/Clay/Glass, ECM-730, Roof Insulation | See Note 1 | 26.0237 | 0.22965 | See Note 2
2706 | Industrial, Existing, SIC33 Primary Metals, ECM-730, Roof Insulation | See Note 1 | 0.81 | 0.0070469 | See Note 2
2707 | Industrial, Existing, SIC34 Fab Metals, ECM-730, Roof Insulation | See Note 1 | 11.5642 | 0.1009 | See Note 2
2708 | Industrial, Existing, SIC35 Ind Machinery, ECM-730, Roof Insulation | See Note 1 | 2.0865 | 0.018309 | See Note 2
2709 | Industrial, Existing, SIC36 Electronics, ECM-730, Roof Insulation | See Note 1 | 7.7035 | 0.067439 | See Note 2
2710 | Industrial, Existing, SIC37 Transp Eqp, ECM-730, Roof Insulation | See Note 1 | 6.3002 | 0.055124 | See Note 2
2711 | Industrial, Existing, SIC38 Instruments, ECM-730, Roof Insulation | See Note 1 | 33.2326 | 0.29037 | See Note 2
2712 | Industrial, Existing, SIC39/21/31 Misc, ECM-730, Roof Insulation | See Note 1 | 13.4282 | 0.11762 | See Note 2
2713 | Industrial, Existing, SIC20 Food, ECM-731, Cool Roof - DX | See Note 1 | 243.3621 | 1.7149 | See Note 2
2714 | Industrial, Existing, SIC22-23Textiles, ECM-731, Cool Roof - DX | See Note 1 | 4.3268 | 0.030163 | See Note 2
2715 | Industrial, Existing, SIC24-25 Lumber, ECM-731, Cool Roof - DX | See Note 1 | 8.6271 | 0.060919 | See Note 2
2716 | Industrial, Existing, SIC26 Paper, ECM-731, Cool Roof - DX | See Note 1 | 36.8952 | 0.26258 | See Note 2
2717 | Industrial, Existing, SIC27 Printing, ECM-731, Cool Roof - DX | See Note 1 | 41.2698 | 0.27489 | See Note 2
2718 | Industrial, Existing, SIC28 Chemicals, ECM-731, Cool Roof - DX | See Note 1 | 27.6776 | 0.18388 | See Note 2
2719 | Industrial, Existing, SIC29 Petroleum, ECM-731, Cool Roof - DX | See Note 1 | 0.3207 | 0.0021733 | See Note 2
2720 | Industrial, Existing, SIC30 Rubber/Plastics, ECM-731, Cool Roof - DX | See Note 1 | 15.4921 | 0.10702 | See Note 2
2721 | Industrial, Existing, SIC32 Stone/Clay/Glass, ECM-731, Cool Roof - DX | See Note 1 | 129.4354 | 0.90516 | See Note 2
2722 | Industrial, Existing, SIC33 Primary Metals, ECM-731, Cool Roof - DX | See Note 1 | 4.5203 | 0.030163 | See Note 2
2723 | Industrial, Existing, SIC34 Fab Metals, ECM-731, Cool Roof - DX | See Note 1 | 63.0056 | 0.42486 | See Note 2
2724 | Industrial, Existing, SIC35 Ind Machinery, ECM-731, Cool Roof - DX | See Note 1 | 10.7651 | 0.074157 | See Note 2
2725 | Industrial, Existing, SIC36 Electronics, ECM-731, Cool Roof - DX | See Note 1 | 40.7526 | 0.27806 | See Note 2
2726 | Industrial, Existing, SIC37 Transp Eqp, ECM-731, Cool Roof - DX | See Note 1 | 33.5282 | 0.2282 | See Note 2
2727 | Industrial, Existing, SIC38 Instruments, ECM-731, Cool Roof - DX | See Note 1 | 178.629 | 1.2109 | See Note 2
2728 | Industrial, Existing, SIC39/21/31 Misc, ECM-731, Cool Roof - DX | See Note 1 | 70.8194 | 0.48373 | See Note 2
2729 | Industrial, Existing, SIC20 Food, ECM-732, Run-time Optimizer | See Note 1 | 23.3233 | 0.15747 | See Note 2
2730 | Industrial, Existing, SIC22-23Textiles, ECM-732, Run-time Optimizer | See Note 1 | 0.4317 | 0.0028319 | See Note 2
2731 | Industrial, Existing, SIC24-25 Lumber, ECM-732, Run-time Optimizer | See Note 1 | 0.8216 | 0.005598 | See Note 2
2732 | Industrial, Existing, SIC26 Paper, ECM-732, Run-time Optimizer | See Note 1 | 3.4174 | 0.023512 | See Note 2
2733 | Industrial, Existing, SIC27 Printing, ECM-732, Run-time Optimizer | See Note 1 | 4.7933 | 0.02911 | See Note 2
2734 | Industrial, Existing, SIC28 Chemicals, ECM-732, Run-time Optimizer | See Note 1 | 3.2433 | 0.019626 | See Note 2
2735 | Industrial, Existing, SIC29 Petroleum, ECM-732, Run-time Optimizer | See Note 1 | 0.0357 | 0.00019758 | See Note 2
2736 | Industrial, Existing, SIC30 Rubber/Plastics, ECM-732, Run-time Optimizer | See Note 1 | 1.5874 | 0.01034 | See Note 2
2737 | Industrial, Existing, SIC32 Stone/Clay/Glass, ECM-732, Run-time Optimizer | See Note 1 | 12.7314 | 0.08476 | See Note 2
2738 | Industrial, Existing, SIC33 Primary Metals, ECM-732, Run-time Optimizer | See Note 1 | 0.5201 | 0.0031612 | See Note 2
2739 | Industrial, Existing, SIC34 Fab Metals, ECM-732, Run-time Optimizer | See Note 1 | 7.0185 | 0.043664 | See Note 2
2740 | Industrial, Existing, SIC35 Ind Machinery, ECM-732, Run-time Optimizer | See Note 1 | 1.1135 | 0.0071786 | See Note 2
2741 | Industrial, Existing, SIC36 Electronics, ECM-732, Run-time Optimizer | See Note 1 | 4.3617 | 0.027727 | See Note 2
2742 | Industrial, Existing, SIC37 Transp Eqp, ECM-732, Run-time Optimizer | See Note 1 | 3.6177 | 0.022919 | See Note 2
2743 | Industrial, Existing, SIC38 Instruments, ECM-732, Run-time Optimizer | See Note 1 | 19.537 | 0.12269 | See Note 2
2744 | Industrial, Existing, SIC39/21/31 Misc, ECM-732, Run-time Optimizer | See Note 1 | 7.5482 | 0.048077 | See Note 2
2745 | Industrial, Existing, SIC20 Food, ECM-733, Hybrid Dessicant-HP System | See Note 1 | 1.0473 | 0.0079031 | See Note 2
2746 | Industrial, Existing, SIC22-23Textiles, ECM-733, Hybrid Dessicant-HP System | See Note 1 | 0.0182 | 0.00013172 | See Note 2
2747 | Industrial, Existing, SIC24-25 Lumber, ECM-733, Hybrid Dessicant-HP System | See Note 1 | 0.0373 | 0.00026344 | See Note 2
2748 | Industrial, Existing, SIC26 Paper, ECM-733, Hybrid Dessicant-HP System | See Note 1 | 0.1618 | 0.0012513 | See Note 2
2749 | Industrial, Existing, SIC27 Printing, ECM-733, Hybrid Dessicant-HP System | See Note 1 | 0.1592 | 0.0011855 | See Note 2
2750 | Industrial, Existing, SIC28 Chemicals, ECM-733, Hybrid Dessicant-HP System | See Note 1 | 0.1062 | 0.00079031 | See Note 2
2751 | Industrial, Existing, SIC29 Petroleum, ECM-733, Hybrid Dessicant-HP System | See Note 1 | 0.0013 | 0 | See Note 2
2752 | Industrial, Existing, SIC30 Rubber/Plastics, ECM-733, Hybrid Dessicant-HP System | See Note 1 | 0.0642 | 0.00046101 | See Note 2
2753 | Industrial, Existing, SIC32 Stone/Clay/Glass, ECM-733, Hybrid Dessicant-HP System | See Note 1 | 0.5489 | 0.0040832 | See Note 2
2754 | Industrial, Existing, SIC33 Primary Metals, ECM-733, Hybrid Dessicant-HP System | See Note 1 | 0.0175 | 0.00013172 | See Note 2
2755 | Industrial, Existing, SIC34 Fab Metals, ECM-733, Hybrid Dessicant-HP System | See Note 1 | 0.2489 | 0.0018441 | See Note 2
2756 | Industrial, Existing, SIC35 Ind Machinery, ECM-733, Hybrid Dessicant-HP System | See Note 1 | 0.0444 | 0.00032929 | See Note 2
2757 | Industrial, Existing, SIC36 Electronics, ECM-733, Hybrid Dessicant-HP System | See Note 1 | 0.1647 | 0.0012513 | See Note 2
2758 | Industrial, Existing, SIC37 Transp Eqp, ECM-733, Hybrid Dessicant-HP System | See Note 1 | 0.1349 | 0.00098788 | See Note 2
2759 | Industrial, Existing, SIC38 Instruments, ECM-733, Hybrid Dessicant-HP System | See Note 1 | 0.7131 | 0.0052687 | See Note 2
2760 | Industrial, Existing, SIC39/21/31 Misc, ECM-733, Hybrid Dessicant-HP System | See Note 1 | 0.2869 | 0.0021075 | See Note 2
2761 | Industrial, Existing, SIC20 Food, ECM-801, Premium T8, Elecctronic Ballast | See Note 1 | 0 | 0 | See Note 2
2762 | Industrial, Existing, SIC22-23Textiles, ECM-801, Premium T8, Elecctronic Ballast | See Note 1 | 0 | 0 | See Note 2
2763 | Industrial, Existing, SIC24-25 Lumber, ECM-801, Premium T8, Elecctronic Ballast | See Note 1 | 0 | 0 | See Note 2
2764 | Industrial, Existing, SIC26 Paper, ECM-801, Premium T8, Elecctronic Ballast | See Note 1 | 0 | 0 | See Note 2
2765 | Industrial, Existing, SIC27 Printing, ECM-801, Premium T8, Elecctronic Ballast | See Note 1 | 0 | 0 | See Note 2
2766 | Industrial, Existing, SIC28 Chemicals, ECM-801, Premium T8, Elecctronic Ballast | See Note 1 | 0 | 0 | See Note 2
2767 | Industrial, Existing, SIC29 Petroleum, ECM-801, Premium T8, Elecctronic Ballast | See Note 1 | 0 | 0 | See Note 2
2768 | Industrial, Existing, SIC30 Rubber/Plastics, ECM-801, Premium T8, Elecctronic Ballast | See Note 1 | 0 | 0 | See Note 2
2769 | Industrial, Existing, SIC32 Stone/Clay/Glass, ECM-801, Premium T8, Elecctronic Ballast | See Note 1 | 0 | 0 | See Note 2
2770 | Industrial, Existing, SIC33 Primary Metals, ECM-801, Premium T8, Elecctronic Ballast | See Note 1 | 0 | 0 | See Note 2
2771 | Industrial, Existing, SIC34 Fab Metals, ECM-801, Premium T8, Elecctronic Ballast | See Note 1 | 0 | 0 | See Note 2
2772 | Industrial, Existing, SIC35 Ind Machinery, ECM-801, Premium T8, Elecctronic Ballast | See Note 1 | 0 | 0 | See Note 2
2773 | Industrial, Existing, SIC36 Electronics, ECM-801, Premium T8, Elecctronic Ballast | See Note 1 | 0 | 0 | See Note 2
2774 | Industrial, Existing, SIC37 Transp Eqp, ECM-801, Premium T8, Elecctronic Ballast | See Note 1 | 0 | 0 | See Note 2
2775 | Industrial, Existing, SIC38 Instruments, ECM-801, Premium T8, Elecctronic Ballast | See Note 1 | 0 | 0 | See Note 2
2776 | Industrial, Existing, SIC39/21/31 Misc, ECM-801, Premium T8, Elecctronic Ballast | See Note 1 | 0 | 0 | See Note 2
2777 | Industrial, Existing, SIC20 Food, ECM-802, CFL Hardwired, Modular 18W | See Note 1 | 358.7069 | 2.9421 | See Note 2
2778 | Industrial, Existing, SIC22-23Textiles, ECM-802, CFL Hardwired, Modular 18W | See Note 1 | 2.2003 | 0.017979 | See Note 2
2779 | Industrial, Existing, SIC24-25 Lumber, ECM-802, CFL Hardwired, Modular 18W | See Note 1 | 7.9436 | 0.064871 | See Note 2
2780 | Industrial, Existing, SIC26 Paper, ECM-802, CFL Hardwired, Modular 18W | See Note 1 | 56.3588 | 0.46075 | See Note 2
2781 | Industrial, Existing, SIC27 Printing, ECM-802, CFL Hardwired, Modular 18W | See Note 1 | 11.3154 | 0.091873 | See Note 2
2782 | Industrial, Existing, SIC28 Chemicals, ECM-802, CFL Hardwired, Modular 18W | See Note 1 | 32.5163 | 0.26831 | See Note 2
2783 | Industrial, Existing, SIC29 Petroleum, ECM-802, CFL Hardwired, Modular 18W | See Note 1 | 0.3558 | 0.0029636 | See Note 2
2784 | Industrial, Existing, SIC30 Rubber/Plastics, ECM-802, CFL Hardwired, Modular 18W | See Note 1 | 20.8997 | 0.17044 | See Note 2
2785 | Industrial, Existing, SIC32 Stone/Clay/Glass, ECM-802, CFL Hardwired, Modular 18W | See Note 1 | 186.2192 | 1.5562 | See Note 2
2786 | Industrial, Existing, SIC33 Primary Metals, ECM-802, CFL Hardwired, Modular 18W | See Note 1 | 14.6091 | 0.12046 | See Note 2
2787 | Industrial, Existing, SIC34 Fab Metals, ECM-802, CFL Hardwired, Modular 18W | See Note 1 | 89.7054 | 0.73222 | See Note 2
2788 | Industrial, Existing, SIC35 Ind Machinery, ECM-802, CFL Hardwired, Modular 18W | See Note 1 | 7.235 | 0.059009 | See Note 2
2789 | Industrial, Existing, SIC36 Electronics, ECM-802, CFL Hardwired, Modular 18W | See Note 1 | 21.0348 | 0.17104 | See Note 2
2790 | Industrial, Existing, SIC37 Transp Eqp, ECM-802, CFL Hardwired, Modular 18W | See Note 1 | 30.0674 | 0.24493 | See Note 2
2791 | Industrial, Existing, SIC38 Instruments, ECM-802, CFL Hardwired, Modular 18W | See Note 1 | 101.5113 | 0.82607 | See Note 2
2792 | Industrial, Existing, SIC39/21/31 Misc, ECM-802, CFL Hardwired, Modular 18W | See Note 1 | 48.2147 | 0.39114 | See Note 2
2793 | Industrial, Existing, SIC20 Food, ECM-803, CFL Screw-in 18W | See Note 1 | 0 | 0 | See Note 2
2794 | Industrial, Existing, SIC22-23Textiles, ECM-803, CFL Screw-in 18W | See Note 1 | 0 | 0 | See Note 2
2795 | Industrial, Existing, SIC24-25 Lumber, ECM-803, CFL Screw-in 18W | See Note 1 | 0 | 0 | See Note 2
2796 | Industrial, Existing, SIC26 Paper, ECM-803, CFL Screw-in 18W | See Note 1 | 0 | 0 | See Note 2
2797 | Industrial, Existing, SIC27 Printing, ECM-803, CFL Screw-in 18W | See Note 1 | 0 | 0 | See Note 2
2798 | Industrial, Existing, SIC28 Chemicals, ECM-803, CFL Screw-in 18W | See Note 1 | 0 | 0 | See Note 2
2799 | Industrial, Existing, SIC29 Petroleum, ECM-803, CFL Screw-in 18W | See Note 1 | 0 | 0 | See Note 2
2800 | Industrial, Existing, SIC30 Rubber/Plastics, ECM-803, CFL Screw-in 18W | See Note 1 | 0 | 0 | See Note 2
2801 | Industrial, Existing, SIC32 Stone/Clay/Glass, ECM-803, CFL Screw-in 18W | See Note 1 | 0 | 0 | See Note 2
2802 | Industrial, Existing, SIC33 Primary Metals, ECM-803, CFL Screw-in 18W | See Note 1 | 0 | 0 | See Note 2
2803 | Industrial, Existing, SIC34 Fab Metals, ECM-803, CFL Screw-in 18W | See Note 1 | 0 | 0 | See Note 2
2804 | Industrial, Existing, SIC35 Ind Machinery, ECM-803, CFL Screw-in 18W | See Note 1 | 0 | 0 | See Note 2
2805 | Industrial, Existing, SIC36 Electronics, ECM-803, CFL Screw-in 18W | See Note 1 | 0 | 0 | See Note 2
2806 | Industrial, Existing, SIC37 Transp Eqp, ECM-803, CFL Screw-in 18W | See Note 1 | 0 | 0 | See Note 2
2807 | Industrial, Existing, SIC38 Instruments, ECM-803, CFL Screw-in 18W | See Note 1 | 0 | 0 | See Note 2
2808 | Industrial, Existing, SIC39/21/31 Misc, ECM-803, CFL Screw-in 18W | See Note 1 | 0 | 0 | See Note 2
2809 | Industrial, Existing, SIC20 Food, ECM-804, High Bay T5 | See Note 1 | 0 | 0 | See Note 2
2810 | Industrial, Existing, SIC22-23Textiles, ECM-804, High Bay T5 | See Note 1 | 0 | 0 | See Note 2
2811 | Industrial, Existing, SIC24-25 Lumber, ECM-804, High Bay T5 | See Note 1 | 0 | 0 | See Note 2
2812 | Industrial, Existing, SIC26 Paper, ECM-804, High Bay T5 | See Note 1 | 0 | 0 | See Note 2
2813 | Industrial, Existing, SIC27 Printing, ECM-804, High Bay T5 | See Note 1 | 0 | 0 | See Note 2
2814 | Industrial, Existing, SIC28 Chemicals, ECM-804, High Bay T5 | See Note 1 | 0 | 0 | See Note 2
2815 | Industrial, Existing, SIC29 Petroleum, ECM-804, High Bay T5 | See Note 1 | 0 | 0 | See Note 2
2816 | Industrial, Existing, SIC30 Rubber/Plastics, ECM-804, High Bay T5 | See Note 1 | 0 | 0 | See Note 2
2817 | Industrial, Existing, SIC32 Stone/Clay/Glass, ECM-804, High Bay T5 | See Note 1 | 0 | 0 | See Note 2
2818 | Industrial, Existing, SIC33 Primary Metals, ECM-804, High Bay T5 | See Note 1 | 0 | 0 | See Note 2
2819 | Industrial, Existing, SIC34 Fab Metals, ECM-804, High Bay T5 | See Note 1 | 0 | 0 | See Note 2
2820 | Industrial, Existing, SIC35 Ind Machinery, ECM-804, High Bay T5 | See Note 1 | 0 | 0 | See Note 2
2821 | Industrial, Existing, SIC36 Electronics, ECM-804, High Bay T5 | See Note 1 | 0 | 0 | See Note 2
2822 | Industrial, Existing, SIC37 Transp Eqp, ECM-804, High Bay T5 | See Note 1 | 0 | 0 | See Note 2
2823 | Industrial, Existing, SIC38 Instruments, ECM-804, High Bay T5 | See Note 1 | 0 | 0 | See Note 2
2824 | Industrial, Existing, SIC39/21/31 Misc, ECM-804, High Bay T5 | See Note 1 | 0 | 0 | See Note 2
2825 | Industrial, Existing, SIC20 Food, ECM-805, Occupancy Sensor | See Note 1 | 889.8374 | 7.2885 | See Note 2
2826 | Industrial, Existing, SIC22-23Textiles, ECM-805, Occupancy Sensor | See Note 1 | 10.4612 | 0.088251 | See Note 2
2827 | Industrial, Existing, SIC24-25 Lumber, ECM-805, Occupancy Sensor | See Note 1 | 36.5038 | 0.30782 | See Note 2
2828 | Industrial, Existing, SIC26 Paper, ECM-805, Occupancy Sensor | See Note 1 | 133.2424 | 1.1247 | See Note 2
2829 | Industrial, Existing, SIC27 Printing, ECM-805, Occupancy Sensor | See Note 1 | 165.9848 | 1.3914 | See Note 2
2830 | Industrial, Existing, SIC28 Chemicals, ECM-805, Occupancy Sensor | See Note 1 | 116.2578 | 0.98986 | See Note 2
2831 | Industrial, Existing, SIC29 Petroleum, ECM-805, Occupancy Sensor | See Note 1 | 1.2724 | 0.010801 | See Note 2
2832 | Industrial, Existing, SIC30 Rubber/Plastics, ECM-805, Occupancy Sensor | See Note 1 | 43.8805 | 0.36953 | See Note 2
2833 | Industrial, Existing, SIC32 Stone/Clay/Glass, ECM-805, Occupancy Sensor | See Note 1 | 342.9575 | 2.9557 | See Note 2
2834 | Industrial, Existing, SIC33 Primary Metals, ECM-805, Occupancy Sensor | See Note 1 | 20.4756 | 0.1742 | See Note 2
2835 | Industrial, Existing, SIC34 Fab Metals, ECM-805, Occupancy Sensor | See Note 1 | 302.5018 | 2.5493 | See Note 2
2836 | Industrial, Existing, SIC35 Ind Machinery, ECM-805, Occupancy Sensor | See Note 1 | 30.2665 | 0.25501 | See Note 2
2837 | Industrial, Existing, SIC36 Electronics, ECM-805, Occupancy Sensor | See Note 1 | 100.0654 | 0.84023 | See Note 2
2838 | Industrial, Existing, SIC37 Transp Eqp, ECM-805, Occupancy Sensor | See Note 1 | 149.5528 | 1.258 | See Note 2
2839 | Industrial, Existing, SIC38 Instruments, ECM-805, Occupancy Sensor | See Note 1 | 575.3441 | 4.8348 | See Note 2
2840 | Industrial, Existing, SIC39/21/31 Misc, ECM-805, Occupancy Sensor | See Note 1 | 293.0297 | 2.4553 | See Note 2
2841 | Industrial, Existing, SIC27 Printing, ECM-806, LED Linear Tube 22W | See Note 1 | 6.4125 | 0.039581 | See Note 2
2842 | Industrial, Existing, SIC20 Food, ECM-807, Flood LED 14W | See Note 1 | 8.174 | 0.05025 | See Note 2
2843 | Industrial, Existing, SIC22-23Textiles, ECM-807, Flood LED 14W | See Note 1 | 0.1117 | 0.00065859 | See Note 2
2844 | Industrial, Existing, SIC24-25 Lumber, ECM-807, Flood LED 14W | See Note 1 | 0.3899 | 0.0023709 | See Note 2
2845 | Industrial, Existing, SIC26 Paper, ECM-807, Flood LED 14W | See Note 1 | 1.4223 | 0.0086934 | See Note 2
2846 | Industrial, Existing, SIC27 Printing, ECM-807, Flood LED 14W | See Note 1 | 1.7779 | 0.010735 | See Note 2
2847 | Industrial, Existing, SIC28 Chemicals, ECM-807, Flood LED 14W | See Note 1 | 1.2359 | 0.0076396 | See Note 2
2848 | Industrial, Existing, SIC29 Petroleum, ECM-807, Flood LED 14W | See Note 1 | 0.0135 | 6.586e-05 | See Note 2
2849 | Industrial, Existing, SIC30 Rubber/Plastics, ECM-807, Flood LED 14W | See Note 1 | 0.4689 | 0.0028319 | See Note 2
2850 | Industrial, Existing, SIC32 Stone/Clay/Glass, ECM-807, Flood LED 14W | See Note 1 | 3.6268 | 0.022985 | See Note 2
2851 | Industrial, Existing, SIC33 Primary Metals, ECM-807, Flood LED 14W | See Note 1 | 0.2178 | 0.0013172 | See Note 2
2852 | Industrial, Existing, SIC34 Fab Metals, ECM-807, Flood LED 14W | See Note 1 | 3.2319 | 0.019692 | See Note 2
2853 | Industrial, Existing, SIC35 Ind Machinery, ECM-807, Flood LED 14W | See Note 1 | 0.3235 | 0.0019758 | See Note 2
2854 | Industrial, Existing, SIC36 Electronics, ECM-807, Flood LED 14W | See Note 1 | 1.0709 | 0.00652 | See Note 2
2855 | Industrial, Existing, SIC37 Transp Eqp, ECM-807, Flood LED 14W | See Note 1 | 1.5993 | 0.0097471 | See Note 2
2856 | Industrial, Existing, SIC38 Instruments, ECM-807, Flood LED 14W | See Note 1 | 6.155 | 0.037342 | See Note 2
2857 | Industrial, Existing, SIC39/21/31 Misc, ECM-807, Flood LED 14W | See Note 1 | 3.1392 | 0.018967 | See Note 2
2858 | Industrial, Existing, SIC20 Food, ECM-808, LED High Bay 83W (400W equivalent) | See Note 1 | 596.5834 | 4.1695 | See Note 2
2859 | Industrial, Existing, SIC22-23Textiles, ECM-808, LED High Bay 83W (400W equivalent) | See Note 1 | 8.1528 | 0.056704 | See Note 2
2860 | Industrial, Existing, SIC24-25 Lumber, ECM-808, LED High Bay 83W (400W equivalent) | See Note 1 | 28.4525 | 0.19777 | See Note 2
2861 | Industrial, Existing, SIC26 Paper, ECM-808, LED High Bay 83W (400W equivalent) | See Note 1 | 103.7923 | 0.72241 | See Note 2
2862 | Industrial, Existing, SIC27 Printing, ECM-808, LED High Bay 83W (400W equivalent) | See Note 1 | 129.6882 | 0.8941 | See Note 2
2863 | Industrial, Existing, SIC28 Chemicals, ECM-808, LED High Bay 83W (400W equivalent) | See Note 1 | 90.2318 | 0.6356 | See Note 2
2864 | Industrial, Existing, SIC29 Petroleum, ECM-808, LED High Bay 83W (400W equivalent) | See Note 1 | 0.9875 | 0.006981 | See Note 2
2865 | Industrial, Existing, SIC30 Rubber/Plastics, ECM-808, LED High Bay 83W (400W equivalent) | See Note 1 | 34.2158 | 0.23742 | See Note 2
2866 | Industrial, Existing, SIC32 Stone/Clay/Glass, ECM-808, LED High Bay 83W (400W equivalent) | See Note 1 | 264.9642 | 1.8972 | See Note 2
2867 | Industrial, Existing, SIC33 Primary Metals, ECM-808, LED High Bay 83W (400W equivalent) | See Note 1 | 15.9011 | 0.11189 | See Note 2
2868 | Industrial, Existing, SIC34 Fab Metals, ECM-808, LED High Bay 83W (400W equivalent) | See Note 1 | 235.817 | 1.6378 | See Note 2
2869 | Industrial, Existing, SIC35 Ind Machinery, ECM-808, LED High Bay 83W (400W equivalent) | See Note 1 | 23.6038 | 0.16386 | See Note 2
2870 | Industrial, Existing, SIC36 Electronics, ECM-808, LED High Bay 83W (400W equivalent) | See Note 1 | 78.1231 | 0.53984 | See Note 2
2871 | Industrial, Existing, SIC37 Transp Eqp, ECM-808, LED High Bay 83W (400W equivalent) | See Note 1 | 116.679 | 0.80822 | See Note 2
2872 | Industrial, Existing, SIC38 Instruments, ECM-808, LED High Bay 83W (400W equivalent) | See Note 1 | 449.0326 | 3.1062 | See Note 2
2873 | Industrial, Existing, SIC39/21/31 Misc, ECM-808, LED High Bay 83W (400W equivalent) | See Note 1 | 228.979 | 1.5776 | See Note 2
2874 | Industrial, Existing, SIC20 Food, ECM-901, Replace V-belts | See Note 1 | 5.3729 | 0.053214 | See Note 2
2875 | Industrial, Existing, SIC22-23Textiles, ECM-901, Replace V-belts | See Note 1 | 0.0696 | 0.00065859 | See Note 2
2876 | Industrial, Existing, SIC24-25 Lumber, ECM-901, Replace V-belts | See Note 1 | 0.274 | 0.0027002 | See Note 2
2877 | Industrial, Existing, SIC26 Paper, ECM-901, Replace V-belts | See Note 1 | 0.9957 | 0.0098788 | See Note 2
2878 | Industrial, Existing, SIC27 Printing, ECM-901, Replace V-belts | See Note 1 | 0.5795 | 0.0057297 | See Note 2
2879 | Industrial, Existing, SIC28 Chemicals, ECM-901, Replace V-belts | See Note 1 | 0 | 0 | See Note 2
2880 | Industrial, Existing, SIC29 Petroleum, ECM-901, Replace V-belts | See Note 1 | 0.0008 | 0 | See Note 2
2881 | Industrial, Existing, SIC30 Rubber/Plastics, ECM-901, Replace V-belts | See Note 1 | 0.2175 | 0.0021733 | See Note 2
2882 | Industrial, Existing, SIC32 Stone/Clay/Glass, ECM-901, Replace V-belts | See Note 1 | 2.5834 | 0.025553 | See Note 2
2883 | Industrial, Existing, SIC33 Primary Metals, ECM-901, Replace V-belts | See Note 1 | 0.0404 | 0.00039515 | See Note 2
2884 | Industrial, Existing, SIC34 Fab Metals, ECM-901, Replace V-belts | See Note 1 | 1.5022 | 0.014884 | See Note 2
2885 | Industrial, Existing, SIC35 Ind Machinery, ECM-901, Replace V-belts | See Note 1 | 0.1125 | 0.0011196 | See Note 2
2886 | Industrial, Existing, SIC36 Electronics, ECM-901, Replace V-belts | See Note 1 | 0.3026 | 0.0029636 | See Note 2
2887 | Industrial, Existing, SIC37 Transp Eqp, ECM-901, Replace V-belts | See Note 1 | 0.7595 | 0.0075079 | See Note 2
2888 | Industrial, Existing, SIC38 Instruments, ECM-901, Replace V-belts | See Note 1 | 1.7001 | 0.01686 | See Note 2
2889 | Industrial, Existing, SIC39/21/31 Misc, ECM-901, Replace V-belts | See Note 1 | 1.4439 | 0.014291 | See Note 2
Notes
1 | Administrative costs are not used for screening in economic potential they are applied in aggregate to the overall portfolio during achievable analysis, they are not avaiable by unique measure
2 | Equipment & labor costs by the utility are treated similar to administrative costs and are usually included in the administrative costs, they are not avaiable by unique measure

## 19c
TRC – Economic Potential
# | Measure Name | Measure Costs
|  | Administrative | Lost | Incentives | Equipment
|  |  | Revenues |  | & Labor
Residential
1 | Residential, Existing, Single Family, Base 14 SEER A/C Split w/Elec Heat, ECM-102, 15 SEER Split-System Air Conditioner | See Note 1 | 0 | 0 | See Note 2
2 | Residential, New, Single Family, Base 14 SEER A/C Split w/Elec Heat, ECM-102, 15 SEER Split-System Air Conditioner | See Note 1 | 0 | 0 | See Note 2
3 | Residential, Existing, Multi Family, Base 14 SEER A/C Split w/Elec Heat, ECM-102, 15 SEER Split-System Air Conditioner | See Note 1 | 0 | 0 | See Note 2
4 | Residential, New, Multi Family, Base 14 SEER A/C Split w/Elec Heat, ECM-102, 15 SEER Split-System Air Conditioner | See Note 1 | 0 | 0 | See Note 2
5 | Residential, Existing, Mobile Home, Base 14 SEER A/C Split w/Elec Heat, ECM-102, 15 SEER Split-System Air Conditioner | See Note 1 | 0 | 0 | See Note 2
6 | Residential, New, Mobile Home, Base 14 SEER A/C Split w/Elec Heat, ECM-102, 15 SEER Split-System Air Conditioner | See Note 1 | 0 | 0 | See Note 2
7 | Residential, Existing, Single Family, Base 14 SEER A/C Split w/Elec Heat, ECM-103, 17 SEER Split-System Air Conditioner | See Note 1 | 0 | 0 | See Note 2
8 | Residential, New, Single Family, Base 14 SEER A/C Split w/Elec Heat, ECM-103, 17 SEER Split-System Air Conditioner | See Note 1 | 0 | 0 | See Note 2
9 | Residential, Existing, Multi Family, Base 14 SEER A/C Split w/Elec Heat, ECM-103, 17 SEER Split-System Air Conditioner | See Note 1 | 0 | 0 | See Note 2
10 | Residential, New, Multi Family, Base 14 SEER A/C Split w/Elec Heat, ECM-103, 17 SEER Split-System Air Conditioner | See Note 1 | 0 | 0 | See Note 2
11 | Residential, Existing, Mobile Home, Base 14 SEER A/C Split w/Elec Heat, ECM-103, 17 SEER Split-System Air Conditioner | See Note 1 | 0 | 0 | See Note 2
12 | Residential, New, Mobile Home, Base 14 SEER A/C Split w/Elec Heat, ECM-103, 17 SEER Split-System Air Conditioner | See Note 1 | 0 | 0 | See Note 2
13 | Residential, Existing, Single Family, Base 14 SEER A/C Split w/Elec Heat, ECM-104, 19 SEER Split-System Air Conditioner | See Note 1 | 0 | 0 | See Note 2
14 | Residential, New, Single Family, Base 14 SEER A/C Split w/Elec Heat, ECM-104, 19 SEER Split-System Air Conditioner | See Note 1 | 0 | 0 | See Note 2
15 | Residential, Existing, Multi Family, Base 14 SEER A/C Split w/Elec Heat, ECM-104, 19 SEER Split-System Air Conditioner | See Note 1 | 0 | 0 | See Note 2
16 | Residential, New, Multi Family, Base 14 SEER A/C Split w/Elec Heat, ECM-104, 19 SEER Split-System Air Conditioner | See Note 1 | 0 | 0 | See Note 2
17 | Residential, Existing, Mobile Home, Base 14 SEER A/C Split w/Elec Heat, ECM-104, 19 SEER Split-System Air Conditioner | See Note 1 | 0 | 0 | See Note 2
18 | Residential, New, Mobile Home, Base 14 SEER A/C Split w/Elec Heat, ECM-104, 19 SEER Split-System Air Conditioner | See Note 1 | 0 | 0 | See Note 2
19 | Residential, Existing, Single Family, Base 14 SEER A/C Split w/Elec Heat, ECM-105, 14 SEER Split-System Heat Pump | See Note 1 | 0 | 0 | See Note 2
20 | Residential, New, Single Family, Base 14 SEER A/C Split w/Elec Heat, ECM-105, 14 SEER Split-System Heat Pump | See Note 1 | 0 | 0 | See Note 2
21 | Residential, Existing, Multi Family, Base 14 SEER A/C Split w/Elec Heat, ECM-105, 14 SEER Split-System Heat Pump | See Note 1 | 0 | 0 | See Note 2
22 | Residential, New, Multi Family, Base 14 SEER A/C Split w/Elec Heat, ECM-105, 14 SEER Split-System Heat Pump | See Note 1 | 0 | 0 | See Note 2
23 | Residential, Existing, Mobile Home, Base 14 SEER A/C Split w/Elec Heat, ECM-105, 14 SEER Split-System Heat Pump | See Note 1 | 0 | 0 | See Note 2
24 | Residential, New, Mobile Home, Base 14 SEER A/C Split w/Elec Heat, ECM-105, 14 SEER Split-System Heat Pump | See Note 1 | 0 | 0 | See Note 2
25 | Residential, Existing, Single Family, Base 14 SEER A/C Split w/Elec Heat, ECM-106, 15 SEER Split-System Heat Pump | See Note 1 | 0 | 0 | See Note 2
26 | Residential, New, Single Family, Base 14 SEER A/C Split w/Elec Heat, ECM-106, 15 SEER Split-System Heat Pump | See Note 1 | 0 | 0 | See Note 2
27 | Residential, Existing, Multi Family, Base 14 SEER A/C Split w/Elec Heat, ECM-106, 15 SEER Split-System Heat Pump | See Note 1 | 0 | 0 | See Note 2
28 | Residential, New, Multi Family, Base 14 SEER A/C Split w/Elec Heat, ECM-106, 15 SEER Split-System Heat Pump | See Note 1 | 0 | 0 | See Note 2
29 | Residential, Existing, Mobile Home, Base 14 SEER A/C Split w/Elec Heat, ECM-106, 15 SEER Split-System Heat Pump | See Note 1 | 0 | 0 | See Note 2
30 | Residential, New, Mobile Home, Base 14 SEER A/C Split w/Elec Heat, ECM-106, 15 SEER Split-System Heat Pump | See Note 1 | 0 | 0 | See Note 2
31 | Residential, Existing, Single Family, Base 14 SEER A/C Split w/Elec Heat, ECM-107, 17 SEER Split-System Heat Pump | See Note 1 | 0 | 0 | See Note 2
32 | Residential, New, Single Family, Base 14 SEER A/C Split w/Elec Heat, ECM-107, 17 SEER Split-System Heat Pump | See Note 1 | 0 | 0 | See Note 2
33 | Residential, Existing, Multi Family, Base 14 SEER A/C Split w/Elec Heat, ECM-107, 17 SEER Split-System Heat Pump | See Note 1 | 0 | 0 | See Note 2
34 | Residential, New, Multi Family, Base 14 SEER A/C Split w/Elec Heat, ECM-107, 17 SEER Split-System Heat Pump | See Note 1 | 0 | 0 | See Note 2
35 | Residential, Existing, Mobile Home, Base 14 SEER A/C Split w/Elec Heat, ECM-107, 17 SEER Split-System Heat Pump | See Note 1 | 0 | 0 | See Note 2
36 | Residential, New, Mobile Home, Base 14 SEER A/C Split w/Elec Heat, ECM-107, 17 SEER Split-System Heat Pump | See Note 1 | 0 | 0 | See Note 2
37 | Residential, Existing, Single Family, Base 14 SEER A/C Split w/Elec Heat, ECM-108, 13 EER Geothermal Heat Pump | See Note 1 | 0 | 0 | See Note 2
38 | Residential, New, Single Family, Base 14 SEER A/C Split w/Elec Heat, ECM-108, 13 EER Geothermal Heat Pump | See Note 1 | 0 | 0 | See Note 2
39 | Residential, Existing, Multi Family, Base 14 SEER A/C Split w/Elec Heat, ECM-108, 13 EER Geothermal Heat Pump | See Note 1 | 0 | 0 | See Note 2
40 | Residential, New, Multi Family, Base 14 SEER A/C Split w/Elec Heat, ECM-108, 13 EER Geothermal Heat Pump | See Note 1 | 0 | 0 | See Note 2
41 | Residential, Existing, Mobile Home, Base 14 SEER A/C Split w/Elec Heat, ECM-108, 13 EER Geothermal Heat Pump | See Note 1 | 0 | 0 | See Note 2
42 | Residential, New, Mobile Home, Base 14 SEER A/C Split w/Elec Heat, ECM-108, 13 EER Geothermal Heat Pump | See Note 1 | 0 | 0 | See Note 2
43 | Residential, Existing, Single Family, Base 14 SEER A/C Split w/Elec Heat, ECM-110, Attic Venting | See Note 1 | 0 | 0 | See Note 2
44 | Residential, New, Single Family, Base 14 SEER A/C Split w/Elec Heat, ECM-110, Attic Venting | See Note 1 | 0 | 0 | See Note 2
45 | Residential, Existing, Multi Family, Base 14 SEER A/C Split w/Elec Heat, ECM-110, Attic Venting | See Note 1 | 0 | 0 | See Note 2
46 | Residential, New, Multi Family, Base 14 SEER A/C Split w/Elec Heat, ECM-110, Attic Venting | See Note 1 | 0 | 0 | See Note 2
47 | Residential, Existing, Mobile Home, Base 14 SEER A/C Split w/Elec Heat, ECM-110, Attic Venting | See Note 1 | 0 | 0 | See Note 2
48 | Residential, New, Mobile Home, Base 14 SEER A/C Split w/Elec Heat, ECM-110, Attic Venting | See Note 1 | 0 | 0 | See Note 2
49 | Residential, Existing, Single Family, Base 14 SEER A/C Split w/Elec Heat, ECM-111, Sealed Attic w/Sprayed Foam Insulated Roof Deck | See Note 1 | 0 | 0 | See Note 2
50 | Residential, New, Single Family, Base 14 SEER A/C Split w/Elec Heat, ECM-111, Sealed Attic w/Sprayed Foam Insulated Roof Deck | See Note 1 | 0 | 0 | See Note 2
51 | Residential, Existing, Multi Family, Base 14 SEER A/C Split w/Elec Heat, ECM-111, Sealed Attic w/Sprayed Foam Insulated Roof Deck | See Note 1 | 0 | 0 | See Note 2
52 | Residential, New, Multi Family, Base 14 SEER A/C Split w/Elec Heat, ECM-111, Sealed Attic w/Sprayed Foam Insulated Roof Deck | See Note 1 | 0 | 0 | See Note 2
53 | Residential, Existing, Mobile Home, Base 14 SEER A/C Split w/Elec Heat, ECM-111, Sealed Attic w/Sprayed Foam Insulated Roof Deck | See Note 1 | 0 | 0 | See Note 2
54 | Residential, New, Mobile Home, Base 14 SEER A/C Split w/Elec Heat, ECM-111, Sealed Attic w/Sprayed Foam Insulated Roof Deck | See Note 1 | 0 | 0 | See Note 2
55 | Residential, Existing, Single Family, Base 14 SEER A/C Split w/Elec Heat, ECM-112, AC Maintenance (Outdoor Coil Cleaning) | See Note 1 | 0 | 0 | See Note 2
56 | Residential, New, Single Family, Base 14 SEER A/C Split w/Elec Heat, ECM-112, AC Maintenance (Outdoor Coil Cleaning) | See Note 1 | 0 | 0 | See Note 2
57 | Residential, Existing, Multi Family, Base 14 SEER A/C Split w/Elec Heat, ECM-112, AC Maintenance (Outdoor Coil Cleaning) | See Note 1 | 0 | 0 | See Note 2
58 | Residential, New, Multi Family, Base 14 SEER A/C Split w/Elec Heat, ECM-112, AC Maintenance (Outdoor Coil Cleaning) | See Note 1 | 0 | 0 | See Note 2
59 | Residential, Existing, Mobile Home, Base 14 SEER A/C Split w/Elec Heat, ECM-112, AC Maintenance (Outdoor Coil Cleaning) | See Note 1 | 0 | 0 | See Note 2
60 | Residential, New, Mobile Home, Base 14 SEER A/C Split w/Elec Heat, ECM-112, AC Maintenance (Outdoor Coil Cleaning) | See Note 1 | 0 | 0 | See Note 2
61 | Residential, Existing, Single Family, Base 14 SEER A/C Split w/Elec Heat, ECM-113, AC Maintenance (Indoor Coil Cleaning) | See Note 1 | 0 | 0 | See Note 2
62 | Residential, New, Single Family, Base 14 SEER A/C Split w/Elec Heat, ECM-113, AC Maintenance (Indoor Coil Cleaning) | See Note 1 | 0 | 0 | See Note 2
63 | Residential, Existing, Multi Family, Base 14 SEER A/C Split w/Elec Heat, ECM-113, AC Maintenance (Indoor Coil Cleaning) | See Note 1 | 0 | 0 | See Note 2
64 | Residential, New, Multi Family, Base 14 SEER A/C Split w/Elec Heat, ECM-113, AC Maintenance (Indoor Coil Cleaning) | See Note 1 | 0 | 0 | See Note 2
65 | Residential, Existing, Mobile Home, Base 14 SEER A/C Split w/Elec Heat, ECM-113, AC Maintenance (Indoor Coil Cleaning) | See Note 1 | 0 | 0 | See Note 2
66 | Residential, New, Mobile Home, Base 14 SEER A/C Split w/Elec Heat, ECM-113, AC Maintenance (Indoor Coil Cleaning) | See Note 1 | 0 | 0 | See Note 2
67 | Residential, Existing, Single Family, Base 14 SEER A/C Split w/Elec Heat, ECM-114, Proper Refrigerant Charging and Air Flow | See Note 1 | 19685676.9441 | 10405226.0407 | See Note 2
68 | Residential, New, Single Family, Base 14 SEER A/C Split w/Elec Heat, ECM-114, Proper Refrigerant Charging and Air Flow | See Note 1 | 88847.0722 | 53974.1592 | See Note 2
69 | Residential, Existing, Multi Family, Base 14 SEER A/C Split w/Elec Heat, ECM-114, Proper Refrigerant Charging and Air Flow | See Note 1 | 4919941.8271 | 2549252.8811 | See Note 2
70 | Residential, New, Multi Family, Base 14 SEER A/C Split w/Elec Heat, ECM-114, Proper Refrigerant Charging and Air Flow | See Note 1 | 131693.7374 | 90099.9378 | See Note 2
71 | Residential, Existing, Mobile Home, Base 14 SEER A/C Split w/Elec Heat, ECM-114, Proper Refrigerant Charging and Air Flow | See Note 1 | 0 | 0 | See Note 2
72 | Residential, New, Mobile Home, Base 14 SEER A/C Split w/Elec Heat, ECM-114, Proper Refrigerant Charging and Air Flow | See Note 1 | 0 | 0 | See Note 2
73 | Residential, Existing, Single Family, Base 14 SEER A/C Split w/Elec Heat, ECM-115, Electronically Commutated Motors (ECM) on an Air Handler Unit | See Note 1 | 18006620.5075 | 7438390.5738 | See Note 2
74 | Residential, New, Single Family, Base 14 SEER A/C Split w/Elec Heat, ECM-115, Electronically Commutated Motors (ECM) on an Air Handler Unit | See Note 1 | 81269.0118 | 38584.5416 | See Note 2
75 | Residential, Existing, Multi Family, Base 14 SEER A/C Split w/Elec Heat, ECM-115, Electronically Commutated Motors (ECM) on an Air Handler Unit | See Note 1 | 4387874.9067 | 1822386.0324 | See Note 2
76 | Residential, New, Multi Family, Base 14 SEER A/C Split w/Elec Heat, ECM-115, Electronically Commutated Motors (ECM) on an Air Handler Unit | See Note 1 | 123260.3647 | 64409.8 | See Note 2
77 | Residential, Existing, Mobile Home, Base 14 SEER A/C Split w/Elec Heat, ECM-115, Electronically Commutated Motors (ECM) on an Air Handler Unit | See Note 1 | 975558.9426 | 671663.0096 | See Note 2
78 | Residential, New, Mobile Home, Base 14 SEER A/C Split w/Elec Heat, ECM-115, Electronically Commutated Motors (ECM) on an Air Handler Unit | See Note 1 | 0 | 0 | See Note 2
79 | Residential, Existing, Single Family, Base 14 SEER A/C Split w/Elec Heat, ECM-116, Duct Repair | See Note 1 | 0 | 0 | See Note 2
80 | Residential, New, Single Family, Base 14 SEER A/C Split w/Elec Heat, ECM-116, Duct Repair | See Note 1 | 0 | 0 | See Note 2
81 | Residential, Existing, Multi Family, Base 14 SEER A/C Split w/Elec Heat, ECM-116, Duct Repair | See Note 1 | 0 | 0 | See Note 2
82 | Residential, New, Multi Family, Base 14 SEER A/C Split w/Elec Heat, ECM-116, Duct Repair | See Note 1 | 0 | 0 | See Note 2
83 | Residential, Existing, Mobile Home, Base 14 SEER A/C Split w/Elec Heat, ECM-116, Duct Repair | See Note 1 | 0 | 0 | See Note 2
84 | Residential, New, Mobile Home, Base 14 SEER A/C Split w/Elec Heat, ECM-116, Duct Repair | See Note 1 | 0 | 0 | See Note 2
85 | Residential, Existing, Single Family, Base 14 SEER A/C Split w/Elec Heat, ECM-117, Reflective Roof | See Note 1 | 0 | 0 | See Note 2
86 | Residential, New, Single Family, Base 14 SEER A/C Split w/Elec Heat, ECM-117, Reflective Roof | See Note 1 | 0 | 0 | See Note 2
87 | Residential, Existing, Multi Family, Base 14 SEER A/C Split w/Elec Heat, ECM-117, Reflective Roof | See Note 1 | 0 | 0 | See Note 2
88 | Residential, New, Multi Family, Base 14 SEER A/C Split w/Elec Heat, ECM-117, Reflective Roof | See Note 1 | 0 | 0 | See Note 2
89 | Residential, Existing, Mobile Home, Base 14 SEER A/C Split w/Elec Heat, ECM-117, Reflective Roof | See Note 1 | 0 | 0 | See Note 2
90 | Residential, New, Mobile Home, Base 14 SEER A/C Split w/Elec Heat, ECM-117, Reflective Roof | See Note 1 | 0 | 0 | See Note 2
91 | Residential, Existing, Single Family, Base 14 SEER A/C Split w/Elec Heat, ECM-118, Radient Barrier | See Note 1 | 0 | 0 | See Note 2
92 | Residential, New, Single Family, Base 14 SEER A/C Split w/Elec Heat, ECM-118, Radient Barrier | See Note 1 | 0 | 0 | See Note 2
93 | Residential, Existing, Multi Family, Base 14 SEER A/C Split w/Elec Heat, ECM-118, Radient Barrier | See Note 1 | 0 | 0 | See Note 2
94 | Residential, New, Multi Family, Base 14 SEER A/C Split w/Elec Heat, ECM-118, Radient Barrier | See Note 1 | 0 | 0 | See Note 2
95 | Residential, Existing, Mobile Home, Base 14 SEER A/C Split w/Elec Heat, ECM-118, Radient Barrier | See Note 1 | 0 | 0 | See Note 2
96 | Residential, New, Mobile Home, Base 14 SEER A/C Split w/Elec Heat, ECM-118, Radient Barrier | See Note 1 | 0 | 0 | See Note 2
97 | Residential, Existing, Single Family, Base 14 SEER A/C Split w/Elec Heat, ECM-119, Window Film | See Note 1 | 0 | 0 | See Note 2
98 | Residential, New, Single Family, Base 14 SEER A/C Split w/Elec Heat, ECM-119, Window Film | See Note 1 | 0 | 0 | See Note 2
99 | Residential, Existing, Multi Family, Base 14 SEER A/C Split w/Elec Heat, ECM-119, Window Film | See Note 1 | 0 | 0 | See Note 2
100 | Residential, New, Multi Family, Base 14 SEER A/C Split w/Elec Heat, ECM-119, Window Film | See Note 1 | 65545.2387 | 48009.9696 | See Note 2
101 | Residential, Existing, Mobile Home, Base 14 SEER A/C Split w/Elec Heat, ECM-119, Window Film | See Note 1 | 0 | 0 | See Note 2
102 | Residential, New, Mobile Home, Base 14 SEER A/C Split w/Elec Heat, ECM-119, Window Film | See Note 1 | 0 | 0 | See Note 2
103 | Residential, Existing, Single Family, Base 14 SEER A/C Split w/Elec Heat, ECM-120, Window Tinting | See Note 1 | 0 | 0 | See Note 2
104 | Residential, New, Single Family, Base 14 SEER A/C Split w/Elec Heat, ECM-120, Window Tinting | See Note 1 | 0 | 0 | See Note 2
105 | Residential, Existing, Multi Family, Base 14 SEER A/C Split w/Elec Heat, ECM-120, Window Tinting | See Note 1 | 0 | 0 | See Note 2
106 | Residential, New, Multi Family, Base 14 SEER A/C Split w/Elec Heat, ECM-120, Window Tinting | See Note 1 | 49901.6241 | 18061.8366 | See Note 2
107 | Residential, Existing, Mobile Home, Base 14 SEER A/C Split w/Elec Heat, ECM-120, Window Tinting | See Note 1 | 0 | 0 | See Note 2
108 | Residential, Existing, Mobile Home, Base 14 SEER A/C Split w/Elec Heat, ECM-120, Window Tinting | See Note 1 | 49901.6241 | 18061.8366 | See Note 2
109 | Residential, Existing, Single Family, Base 14 SEER A/C Split w/Elec Heat, ECM-121, Default Window With Sunscreen | See Note 1 | 0 | 0 | See Note 2
110 | Residential, New, Single Family, Base 14 SEER A/C Split w/Elec Heat, ECM-121, Default Window With Sunscreen | See Note 1 | 0 | 0 | See Note 2
111 | Residential, Existing, Multi Family, Base 14 SEER A/C Split w/Elec Heat, ECM-121, Default Window With Sunscreen | See Note 1 | 0 | 0 | See Note 2
112 | Residential, New, Multi Family, Base 14 SEER A/C Split w/Elec Heat, ECM-121, Default Window With Sunscreen | See Note 1 | 145165.4547 | 48963.4692 | See Note 2
113 | Residential, Existing, Mobile Home, Base 14 SEER A/C Split w/Elec Heat, ECM-121, Default Window With Sunscreen | See Note 1 | 0 | 0 | See Note 2
114 | Residential, New, Mobile Home, Base 14 SEER A/C Split w/Elec Heat, ECM-121, Default Window With Sunscreen | See Note 1 | 0 | 0 | See Note 2
115 | Residential, Existing, Single Family, Base 14 SEER A/C Split w/Elec Heat, ECM-122, Single Pane Clear Windows to Double Pane Low-E Windows | See Note 1 | 0 | 0 | See Note 2
116 | Residential, New, Single Family, Base 14 SEER A/C Split w/Elec Heat, ECM-122, Single Pane Clear Windows to Double Pane Low-E Windows | See Note 1 | 0 | 0 | See Note 2
117 | Residential, Existing, Multi Family, Base 14 SEER A/C Split w/Elec Heat, ECM-122, Single Pane Clear Windows to Double Pane Low-E Windows | See Note 1 | 0 | 0 | See Note 2
118 | Residential, New, Multi Family, Base 14 SEER A/C Split w/Elec Heat, ECM-122, Single Pane Clear Windows to Double Pane Low-E Windows | See Note 1 | 365388.6236 | 250643.6293 | See Note 2
119 | Residential, Existing, Mobile Home, Base 14 SEER A/C Split w/Elec Heat, ECM-122, Single Pane Clear Windows to Double Pane Low-E Windows | See Note 1 | 0 | 0 | See Note 2
120 | Residential, New, Mobile Home, Base 14 SEER A/C Split w/Elec Heat, ECM-122, Single Pane Clear Windows to Double Pane Low-E Windows | See Note 1 | 0 | 0 | See Note 2
121 | Residential, Existing, Single Family, Base 14 SEER A/C Split w/Elec Heat, ECM-124, Ceiling R-0 to R-19 Insulation | See Note 1 | 0 | 0 | See Note 2
122 | Residential, New, Single Family, Base 14 SEER A/C Split w/Elec Heat, ECM-124, Ceiling R-0 to R-19 Insulation | See Note 1 | 0 | 0 | See Note 2
123 | Residential, Existing, Multi Family, Base 14 SEER A/C Split w/Elec Heat, ECM-124, Ceiling R-0 to R-19 Insulation | See Note 1 | 0 | 0 | See Note 2
124 | Residential, New, Multi Family, Base 14 SEER A/C Split w/Elec Heat, ECM-124, Ceiling R-0 to R-19 Insulation | See Note 1 | 0 | 0 | See Note 2
125 | Residential, Existing, Mobile Home, Base 14 SEER A/C Split w/Elec Heat, ECM-124, Ceiling R-0 to R-19 Insulation | See Note 1 | 0 | 0 | See Note 2
126 | Residential, New, Mobile Home, Base 14 SEER A/C Split w/Elec Heat, ECM-124, Ceiling R-0 to R-19 Insulation | See Note 1 | 0 | 0 | See Note 2
127 | Residential, Existing, Single Family, Base 14 SEER A/C Split w/Elec Heat, ECM-125, Ceiling R-19 to R-38 Insulation | See Note 1 | 0 | 0 | See Note 2
128 | Residential, New, Single Family, Base 14 SEER A/C Split w/Elec Heat, ECM-125, Ceiling R-19 to R-38 Insulation | See Note 1 | 0 | 0 | See Note 2
129 | Residential, Existing, Multi Family, Base 14 SEER A/C Split w/Elec Heat, ECM-125, Ceiling R-19 to R-38 Insulation | See Note 1 | 0 | 0 | See Note 2
130 | Residential, New, Multi Family, Base 14 SEER A/C Split w/Elec Heat, ECM-125, Ceiling R-19 to R-38 Insulation | See Note 1 | 0 | 0 | See Note 2
131 | Residential, Existing, Mobile Home, Base 14 SEER A/C Split w/Elec Heat, ECM-125, Ceiling R-19 to R-38 Insulation | See Note 1 | 0 | 0 | See Note 2
132 | Residential, New, Mobile Home, Base 14 SEER A/C Split w/Elec Heat, ECM-125, Ceiling R-19 to R-38 Insulation | See Note 1 | 0 | 0 | See Note 2
133 | Residential, Existing, Single Family, Base 14 SEER A/C Split w/Elec Heat, ECM-126, Wall 2x4 R-0 to Blow-In R-13 Insulation | See Note 1 | 0 | 0 | See Note 2
134 | Residential, New, Single Family, Base 14 SEER A/C Split w/Elec Heat, ECM-126, Wall 2x4 R-0 to Blow-In R-13 Insulation | See Note 1 | 0 | 0 | See Note 2
135 | Residential, Existing, Multi Family, Base 14 SEER A/C Split w/Elec Heat, ECM-126, Wall 2x4 R-0 to Blow-In R-13 Insulation | See Note 1 | 0 | 0 | See Note 2
136 | Residential, New, Multi Family, Base 14 SEER A/C Split w/Elec Heat, ECM-126, Wall 2x4 R-0 to Blow-In R-13 Insulation | See Note 1 | 0 | 0 | See Note 2
137 | Residential, Existing, Mobile Home, Base 14 SEER A/C Split w/Elec Heat, ECM-126, Wall 2x4 R-0 to Blow-In R-13 Insulation | See Note 1 | 0 | 0 | See Note 2
138 | Residential, New, Mobile Home, Base 14 SEER A/C Split w/Elec Heat, ECM-126, Wall 2x4 R-0 to Blow-In R-13 Insulation | See Note 1 | 0 | 0 | See Note 2
139 | Residential, Existing, Single Family, Base 14 SEER A/C Split w/Elec Heat, ECM-127, Weather Strip/Caulk w/Blower Door | See Note 1 | 0 | 0 | See Note 2
140 | Residential, New, Single Family, Base 14 SEER A/C Split w/Elec Heat, ECM-127, Weather Strip/Caulk w/Blower Door | See Note 1 | 0 | 0 | See Note 2
141 | Residential, Existing, Multi Family, Base 14 SEER A/C Split w/Elec Heat, ECM-127, Weather Strip/Caulk w/Blower Door | See Note 1 | 0 | 0 | See Note 2
142 | Residential, New, Multi Family, Base 14 SEER A/C Split w/Elec Heat, ECM-127, Weather Strip/Caulk w/Blower Door | See Note 1 | 0 | 0 | See Note 2
143 | Residential, Existing, Mobile Home, Base 14 SEER A/C Split w/Elec Heat, ECM-127, Weather Strip/Caulk w/Blower Door | See Note 1 | 0 | 0 | See Note 2
144 | Residential, New, Mobile Home, Base 14 SEER A/C Split w/Elec Heat, ECM-127, Weather Strip/Caulk w/Blower Door | See Note 1 | 0 | 0 | See Note 2
145 | Residential, Existing, Single Family, Base 14 SEER Heat Pump, ECM-132, 15 SEER Split-System Heat Pump | See Note 1 | 0 | 0 | See Note 2
146 | Residential, New, Single Family, Base 14 SEER Heat Pump, ECM-132, 15 SEER Split-System Heat Pump | See Note 1 | 0 | 0 | See Note 2
147 | Residential, Existing, Multi Family, Base 14 SEER Heat Pump, ECM-132, 15 SEER Split-System Heat Pump | See Note 1 | 0 | 0 | See Note 2
148 | Residential, New, Multi Family, Base 14 SEER Heat Pump, ECM-132, 15 SEER Split-System Heat Pump | See Note 1 | 0 | 0 | See Note 2
149 | Residential, Existing, Mobile Home, Base 14 SEER Heat Pump, ECM-132, 15 SEER Split-System Heat Pump | See Note 1 | 0 | 0 | See Note 2
150 | Residential, New, Mobile Home, Base 14 SEER Heat Pump, ECM-132, 15 SEER Split-System Heat Pump | See Note 1 | 0 | 0 | See Note 2
151 | Residential, Existing, Single Family, Base 14 SEER Heat Pump, ECM-133, 17 SEER Split-System Heat Pump | See Note 1 | 0 | 0 | See Note 2
152 | Residential, New, Single Family, Base 14 SEER Heat Pump, ECM-133, 17 SEER Split-System Heat Pump | See Note 1 | 0 | 0 | See Note 2
153 | Residential, Existing, Multi Family, Base 14 SEER Heat Pump, ECM-133, 17 SEER Split-System Heat Pump | See Note 1 | 0 | 0 | See Note 2
154 | Residential, New, Multi Family, Base 14 SEER Heat Pump, ECM-133, 17 SEER Split-System Heat Pump | See Note 1 | 0 | 0 | See Note 2
155 | Residential, Existing, Mobile Home, Base 14 SEER Heat Pump, ECM-133, 17 SEER Split-System Heat Pump | See Note 1 | 0 | 0 | See Note 2
156 | Residential, New, Mobile Home, Base 14 SEER Heat Pump, ECM-133, 17 SEER Split-System Heat Pump | See Note 1 | 0 | 0 | See Note 2
157 | Residential, Existing, Single Family, Base 14 SEER Heat Pump, ECM-134, 13 EER Geothermal Heat Pump | See Note 1 | 0 | 0 | See Note 2
158 | Residential, New, Single Family, Base 14 SEER Heat Pump, ECM-134, 13 EER Geothermal Heat Pump | See Note 1 | 0 | 0 | See Note 2
159 | Residential, Existing, Multi Family, Base 14 SEER Heat Pump, ECM-134, 13 EER Geothermal Heat Pump | See Note 1 | 0 | 0 | See Note 2
160 | Residential, New, Multi Family, Base 14 SEER Heat Pump, ECM-134, 13 EER Geothermal Heat Pump | See Note 1 | 0 | 0 | See Note 2
161 | Residential, Existing, Mobile Home, Base 14 SEER Heat Pump, ECM-134, 13 EER Geothermal Heat Pump | See Note 1 | 0 | 0 | See Note 2
162 | Residential, New, Mobile Home, Base 14 SEER Heat Pump, ECM-134, 13 EER Geothermal Heat Pump | See Note 1 | 0 | 0 | See Note 2
163 | Residential, Existing, Single Family, Base 14 SEER Heat Pump, ECM-136, Attic Venting | See Note 1 | 0 | 0 | See Note 2
164 | Residential, New, Single Family, Base 14 SEER Heat Pump, ECM-136, Attic Venting | See Note 1 | 0 | 0 | See Note 2
165 | Residential, Existing, Multi Family, Base 14 SEER Heat Pump, ECM-136, Attic Venting | See Note 1 | 0 | 0 | See Note 2
166 | Residential, New, Multi Family, Base 14 SEER Heat Pump, ECM-136, Attic Venting | See Note 1 | 0 | 0 | See Note 2
167 | Residential, Existing, Mobile Home, Base 14 SEER Heat Pump, ECM-136, Attic Venting | See Note 1 | 0 | 0 | See Note 2
168 | Residential, New, Mobile Home, Base 14 SEER Heat Pump, ECM-136, Attic Venting | See Note 1 | 0 | 0 | See Note 2
169 | Residential, Existing, Single Family, Base 14 SEER Heat Pump, ECM-137, Sealed Attics | See Note 1 | 0 | 0 | See Note 2
170 | Residential, New, Single Family, Base 14 SEER Heat Pump, ECM-137, Sealed Attics | See Note 1 | 0 | 0 | See Note 2
171 | Residential, Existing, Multi Family, Base 14 SEER Heat Pump, ECM-137, Sealed Attics | See Note 1 | 0 | 0 | See Note 2
172 | Residential, New, Multi Family, Base 14 SEER Heat Pump, ECM-137, Sealed Attics | See Note 1 | 0 | 0 | See Note 2
173 | Residential, Existing, Mobile Home, Base 14 SEER Heat Pump, ECM-137, Sealed Attics | See Note 1 | 0 | 0 | See Note 2
174 | Residential, New, Mobile Home, Base 14 SEER Heat Pump, ECM-137, Sealed Attics | See Note 1 | 0 | 0 | See Note 2
175 | Residential, Existing, Single Family, Base 14 SEER Heat Pump, ECM-138, AC Maintenance (Outdoor Coil Cleaning) | See Note 1 | 0 | 0 | See Note 2
176 | Residential, New, Single Family, Base 14 SEER Heat Pump, ECM-138, AC Maintenance (Outdoor Coil Cleaning) | See Note 1 | 0 | 0 | See Note 2
177 | Residential, Existing, Multi Family, Base 14 SEER Heat Pump, ECM-138, AC Maintenance (Outdoor Coil Cleaning) | See Note 1 | 0 | 0 | See Note 2
178 | Residential, New, Multi Family, Base 14 SEER Heat Pump, ECM-138, AC Maintenance (Outdoor Coil Cleaning) | See Note 1 | 0 | 0 | See Note 2
179 | Residential, Existing, Mobile Home, Base 14 SEER Heat Pump, ECM-138, AC Maintenance (Outdoor Coil Cleaning) | See Note 1 | 0 | 0 | See Note 2
180 | Residential, New, Mobile Home, Base 14 SEER Heat Pump, ECM-138, AC Maintenance (Outdoor Coil Cleaning) | See Note 1 | 0 | 0 | See Note 2
181 | Residential, Existing, Single Family, Base 14 SEER Heat Pump, ECM-139, AC Maintenance (Indoor Coil Cleaning) | See Note 1 | 0 | 0 | See Note 2
182 | Residential, New, Single Family, Base 14 SEER Heat Pump, ECM-139, AC Maintenance (Indoor Coil Cleaning) | See Note 1 | 0 | 0 | See Note 2
183 | Residential, Existing, Multi Family, Base 14 SEER Heat Pump, ECM-139, AC Maintenance (Indoor Coil Cleaning) | See Note 1 | 0 | 0 | See Note 2
184 | Residential, New, Multi Family, Base 14 SEER Heat Pump, ECM-139, AC Maintenance (Indoor Coil Cleaning) | See Note 1 | 0 | 0 | See Note 2
185 | Residential, Existing, Mobile Home, Base 14 SEER Heat Pump, ECM-139, AC Maintenance (Indoor Coil Cleaning) | See Note 1 | 0 | 0 | See Note 2
186 | Residential, New, Mobile Home, Base 14 SEER Heat Pump, ECM-139, AC Maintenance (Indoor Coil Cleaning) | See Note 1 | 0 | 0 | See Note 2
187 | Residential, Existing, Single Family, Base 14 SEER Heat Pump, ECM-140, Proper Refrigerant Charging and Air Flow | See Note 1 | 18614225.883 | 11598181.8925 | See Note 2
188 | Residential, New, Single Family, Base 14 SEER Heat Pump, ECM-140, Proper Refrigerant Charging and Air Flow | See Note 1 | 0 | 0 | See Note 2
189 | Residential, Existing, Multi Family, Base 14 SEER Heat Pump, ECM-140, Proper Refrigerant Charging and Air Flow | See Note 1 | 0 | 0 | See Note 2
190 | Residential, New, Multi Family, Base 14 SEER Heat Pump, ECM-140, Proper Refrigerant Charging and Air Flow | See Note 1 | 0 | 0 | See Note 2
191 | Residential, Existing, Mobile Home, Base 14 SEER Heat Pump, ECM-140, Proper Refrigerant Charging and Air Flow | See Note 1 | 0 | 0 | See Note 2
192 | Residential, New, Mobile Home, Base 14 SEER Heat Pump, ECM-140, Proper Refrigerant Charging and Air Flow | See Note 1 | 0 | 0 | See Note 2
193 | Residential, Existing, Single Family, Base 14 SEER Heat Pump, ECM-141, Electronically Commutated Motors (ECM) on an Air Handler Unit | See Note 1 | 35553646.2473 | 8291199.6842 | See Note 2
194 | Residential, New, Single Family, Base 14 SEER Heat Pump, ECM-141, Electronically Commutated Motors (ECM) on an Air Handler Unit | See Note 1 | 153972.2055 | 43008.247 | See Note 2
195 | Residential, Existing, Multi Family, Base 14 SEER Heat Pump, ECM-141, Electronically Commutated Motors (ECM) on an Air Handler Unit | See Note 1 | 591621.4881 | 233639.2349 | See Note 2
196 | Residential, New, Multi Family, Base 14 SEER Heat Pump, ECM-141, Electronically Commutated Motors (ECM) on an Air Handler Unit | See Note 1 | 17408.6976 | 8257.6667 | See Note 2
197 | Residential, Existing, Mobile Home, Base 14 SEER Heat Pump, ECM-141, Electronically Commutated Motors (ECM) on an Air Handler Unit | See Note 1 | 1060596.0089 | 355082.9923 | See Note 2
198 | Residential, New, Mobile Home, Base 14 SEER Heat Pump, ECM-141, Electronically Commutated Motors (ECM) on an Air Handler Unit | See Note 1 | 779.3789 | 310.6233 | See Note 2
199 | Residential, Existing, Single Family, Base 14 SEER Heat Pump, ECM-142, Duct Repair | See Note 1 | 0 | 0 | See Note 2
200 | Residential, New, Single Family, Base 14 SEER Heat Pump, ECM-142, Duct Repair | See Note 1 | 0 | 0 | See Note 2
201 | Residential, Existing, Multi Family, Base 14 SEER Heat Pump, ECM-142, Duct Repair | See Note 1 | 0 | 0 | See Note 2
202 | Residential, New, Multi Family, Base 14 SEER Heat Pump, ECM-142, Duct Repair | See Note 1 | 0 | 0 | See Note 2
203 | Residential, Existing, Mobile Home, Base 14 SEER Heat Pump, ECM-142, Duct Repair | See Note 1 | 0 | 0 | See Note 2
204 | Residential, New, Mobile Home, Base 14 SEER Heat Pump, ECM-142, Duct Repair | See Note 1 | 0 | 0 | See Note 2
205 | Residential, Existing, Single Family, Base 14 SEER Heat Pump, ECM-143, Reflective Roof | See Note 1 | 0 | 0 | See Note 2
206 | Residential, New, Single Family, Base 14 SEER Heat Pump, ECM-143, Reflective Roof | See Note 1 | 0 | 0 | See Note 2
207 | Residential, Existing, Multi Family, Base 14 SEER Heat Pump, ECM-143, Reflective Roof | See Note 1 | 0 | 0 | See Note 2
208 | Residential, New, Multi Family, Base 14 SEER Heat Pump, ECM-143, Reflective Roof | See Note 1 | 0 | 0 | See Note 2
209 | Residential, Existing, Mobile Home, Base 14 SEER Heat Pump, ECM-143, Reflective Roof | See Note 1 | 0 | 0 | See Note 2
210 | Residential, New, Mobile Home, Base 14 SEER Heat Pump, ECM-143, Reflective Roof | See Note 1 | 0 | 0 | See Note 2
211 | Residential, Existing, Single Family, Base 14 SEER Heat Pump, ECM-144, Radient Barrier | See Note 1 | 0 | 0 | See Note 2
212 | Residential, New, Single Family, Base 14 SEER Heat Pump, ECM-144, Radient Barrier | See Note 1 | 0 | 0 | See Note 2
213 | Residential, Existing, Multi Family, Base 14 SEER Heat Pump, ECM-144, Radient Barrier | See Note 1 | 0 | 0 | See Note 2
214 | Residential, New, Multi Family, Base 14 SEER Heat Pump, ECM-144, Radient Barrier | See Note 1 | 0 | 0 | See Note 2
215 | Residential, Existing, Mobile Home, Base 14 SEER Heat Pump, ECM-144, Radient Barrier | See Note 1 | 0 | 0 | See Note 2
216 | Residential, New, Mobile Home, Base 14 SEER Heat Pump, ECM-144, Radient Barrier | See Note 1 | 0 | 0 | See Note 2
217 | Residential, Existing, Single Family, Base 14 SEER Heat Pump, ECM-145, Window Film | See Note 1 | 0 | 0 | See Note 2
218 | Residential, New, Single Family, Base 14 SEER Heat Pump, ECM-145, Window Film | See Note 1 | 0 | 0 | See Note 2
219 | Residential, Existing, Multi Family, Base 14 SEER Heat Pump, ECM-145, Window Film | See Note 1 | 0 | 0 | See Note 2
220 | Residential, New, Multi Family, Base 14 SEER Heat Pump, ECM-145, Window Film | See Note 1 | 0 | 0 | See Note 2
221 | Residential, Existing, Mobile Home, Base 14 SEER Heat Pump, ECM-145, Window Film | See Note 1 | 0 | 0 | See Note 2
222 | Residential, New, Mobile Home, Base 14 SEER Heat Pump, ECM-145, Window Film | See Note 1 | 0 | 0 | See Note 2
223 | Residential, Existing, Single Family, Base 14 SEER Heat Pump, ECM-146, Window Tinting | See Note 1 | 0 | 0 | See Note 2
224 | Residential, New, Single Family, Base 14 SEER Heat Pump, ECM-146, Window Tinting | See Note 1 | 0 | 0 | See Note 2
225 | Residential, Existing, Multi Family, Base 14 SEER Heat Pump, ECM-146, Window Tinting | See Note 1 | 0 | 0 | See Note 2
226 | Residential, New, Multi Family, Base 14 SEER Heat Pump, ECM-146, Window Tinting | See Note 1 | 5653.9989 | 2315.6201 | See Note 2
227 | Residential, Existing, Mobile Home, Base 14 SEER Heat Pump, ECM-146, Window Tinting | See Note 1 | 0 | 0 | See Note 2
228 | Residential, New, Mobile Home, Base 14 SEER Heat Pump, ECM-146, Window Tinting | See Note 1 | 0 | 0 | See Note 2
229 | Residential, Existing, Single Family, Base 14 SEER Heat Pump, ECM-147, Default Window With Sunscreen | See Note 1 | 0 | 0 | See Note 2
230 | Residential, New, Single Family, Base 14 SEER Heat Pump, ECM-147, Default Window With Sunscreen | See Note 1 | 0 | 0 | See Note 2
231 | Residential, Existing, Multi Family, Base 14 SEER Heat Pump, ECM-147, Default Window With Sunscreen | See Note 1 | 0 | 0 | See Note 2
232 | Residential, New, Multi Family, Base 14 SEER Heat Pump, ECM-147, Default Window With Sunscreen | See Note 1 | 8594.0588 | 6277.3678 | See Note 2
233 | Residential, Existing, Mobile Home, Base 14 SEER Heat Pump, ECM-147, Default Window With Sunscreen | See Note 1 | 0 | 0 | See Note 2
234 | Residential, New, Mobile Home, Base 14 SEER Heat Pump, ECM-147, Default Window With Sunscreen | See Note 1 | 0 | 0 | See Note 2
235 | Residential, Existing, Single Family, Base 14 SEER Heat Pump, ECM-148, Single Pane Clear Windows to Double Pane Low-E Windows | See Note 1 | 0 | 0 | See Note 2
236 | Residential, New, Single Family, Base 14 SEER Heat Pump, ECM-148, Single Pane Clear Windows to Double Pane Low-E Windows | See Note 1 | 0 | 0 | See Note 2
237 | Residential, Existing, Multi Family, Base 14 SEER Heat Pump, ECM-148, Single Pane Clear Windows to Double Pane Low-E Windows | See Note 1 | 0 | 0 | See Note 2
238 | Residential, New, Multi Family, Base 14 SEER Heat Pump, ECM-148, Single Pane Clear Windows to Double Pane Low-E Windows | See Note 1 | 0 | 0 | See Note 2
239 | Residential, Existing, Mobile Home, Base 14 SEER Heat Pump, ECM-148, Single Pane Clear Windows to Double Pane Low-E Windows | See Note 1 | 0 | 0 | See Note 2
240 | Residential, New, Mobile Home, Base 14 SEER Heat Pump, ECM-148, Single Pane Clear Windows to Double Pane Low-E Windows | See Note 1 | 0 | 0 | See Note 2
241 | Residential, Existing, Single Family, Base 14 SEER Heat Pump, ECM-150, Ceiling R-0 to R-19 Insulation | See Note 1 | 0 | 0 | See Note 2
242 | Residential, New, Single Family, Base 14 SEER Heat Pump, ECM-150, Ceiling R-0 to R-19 Insulation | See Note 1 | 0 | 0 | See Note 2
243 | Residential, Existing, Multi Family, Base 14 SEER Heat Pump, ECM-150, Ceiling R-0 to R-19 Insulation | See Note 1 | 0 | 0 | See Note 2
244 | Residential, New, Multi Family, Base 14 SEER Heat Pump, ECM-150, Ceiling R-0 to R-19 Insulation | See Note 1 | 0 | 0 | See Note 2
245 | Residential, Existing, Mobile Home, Base 14 SEER Heat Pump, ECM-150, Ceiling R-0 to R-19 Insulation | See Note 1 | 0 | 0 | See Note 2
246 | Residential, New, Mobile Home, Base 14 SEER Heat Pump, ECM-150, Ceiling R-0 to R-19 Insulation | See Note 1 | 0 | 0 | See Note 2
247 | Residential, Existing, Single Family, Base 14 SEER Heat Pump, ECM-151, Ceiling R-19 to R-38 Insulation | See Note 1 | 0 | 0 | See Note 2
248 | Residential, New, Single Family, Base 14 SEER Heat Pump, ECM-151, Ceiling R-19 to R-38 Insulation | See Note 1 | 0 | 0 | See Note 2
249 | Residential, Existing, Multi Family, Base 14 SEER Heat Pump, ECM-151, Ceiling R-19 to R-38 Insulation | See Note 1 | 0 | 0 | See Note 2
250 | Residential, New, Multi Family, Base 14 SEER Heat Pump, ECM-151, Ceiling R-19 to R-38 Insulation | See Note 1 | 0 | 0 | See Note 2
251 | Residential, Existing, Mobile Home, Base 14 SEER Heat Pump, ECM-151, Ceiling R-19 to R-38 Insulation | See Note 1 | 0 | 0 | See Note 2
252 | Residential, New, Mobile Home, Base 14 SEER Heat Pump, ECM-151, Ceiling R-19 to R-38 Insulation | See Note 1 | 0 | 0 | See Note 2
253 | Residential, Existing, Single Family, Base 14 SEER Heat Pump, ECM-152, Wall 2x4 R-0 to Blow-In R-13 Insulation | See Note 1 | 0 | 0 | See Note 2
254 | Residential, New, Single Family, Base 14 SEER Heat Pump, ECM-152, Wall 2x4 R-0 to Blow-In R-13 Insulation | See Note 1 | 0 | 0 | See Note 2
255 | Residential, Existing, Multi Family, Base 14 SEER Heat Pump, ECM-152, Wall 2x4 R-0 to Blow-In R-13 Insulation | See Note 1 | 0 | 0 | See Note 2
256 | Residential, New, Multi Family, Base 14 SEER Heat Pump, ECM-152, Wall 2x4 R-0 to Blow-In R-13 Insulation | See Note 1 | 0 | 0 | See Note 2
257 | Residential, Existing, Mobile Home, Base 14 SEER Heat Pump, ECM-152, Wall 2x4 R-0 to Blow-In R-13 Insulation | See Note 1 | 0 | 0 | See Note 2
258 | Residential, New, Mobile Home, Base 14 SEER Heat Pump, ECM-152, Wall 2x4 R-0 to Blow-In R-13 Insulation | See Note 1 | 0 | 0 | See Note 2
259 | Residential, Existing, Single Family, Base 14 SEER Heat Pump, ECM-153, Weather Strip/Caulk w/Blower Door | See Note 1 | 0 | 0 | See Note 2
260 | Residential, New, Single Family, Base 14 SEER Heat Pump, ECM-153, Weather Strip/Caulk w/Blower Door | See Note 1 | 0 | 0 | See Note 2
261 | Residential, Existing, Multi Family, Base 14 SEER Heat Pump, ECM-153, Weather Strip/Caulk w/Blower Door | See Note 1 | 0 | 0 | See Note 2
262 | Residential, New, Multi Family, Base 14 SEER Heat Pump, ECM-153, Weather Strip/Caulk w/Blower Door | See Note 1 | 0 | 0 | See Note 2
263 | Residential, Existing, Mobile Home, Base 14 SEER Heat Pump, ECM-153, Weather Strip/Caulk w/Blower Door | See Note 1 | 0 | 0 | See Note 2
264 | Residential, New, Mobile Home, Base 14 SEER Heat Pump, ECM-153, Weather Strip/Caulk w/Blower Door | See Note 1 | 0 | 0 | See Note 2
265 | Residential, Existing, Single Family, Base 14 SEER A/C Split w/Gas Heat, ECM-162, 15 SEER Split-System Air Conditioner | See Note 1 | 0 | 0 | See Note 2
266 | Residential, New, Single Family, Base 14 SEER A/C Split w/Gas Heat, ECM-162, 15 SEER Split-System Air Conditioner | See Note 1 | 0 | 0 | See Note 2
267 | Residential, Existing, Multi Family, Base 14 SEER A/C Split w/Gas Heat, ECM-162, 15 SEER Split-System Air Conditioner | See Note 1 | 0 | 0 | See Note 2
268 | Residential, New, Multi Family, Base 14 SEER A/C Split w/Gas Heat, ECM-162, 15 SEER Split-System Air Conditioner | See Note 1 | 0 | 0 | See Note 2
269 | Residential, Existing, Mobile Home, Base 14 SEER A/C Split w/Gas Heat, ECM-162, 15 SEER Split-System Air Conditioner | See Note 1 | 0 | 0 | See Note 2
270 | Residential, New, Mobile Home, Base 14 SEER A/C Split w/Gas Heat, ECM-162, 15 SEER Split-System Air Conditioner | See Note 1 | 0 | 0 | See Note 2
271 | Residential, Existing, Single Family, Base 14 SEER A/C Split w/Gas Heat, ECM-163, 17 SEER Split-System Air Conditioner | See Note 1 | 0 | 0 | See Note 2
272 | Residential, New, Single Family, Base 14 SEER A/C Split w/Gas Heat, ECM-163, 17 SEER Split-System Air Conditioner | See Note 1 | 0 | 0 | See Note 2
273 | Residential, Existing, Multi Family, Base 14 SEER A/C Split w/Gas Heat, ECM-163, 17 SEER Split-System Air Conditioner | See Note 1 | 0 | 0 | See Note 2
274 | Residential, New, Multi Family, Base 14 SEER A/C Split w/Gas Heat, ECM-163, 17 SEER Split-System Air Conditioner | See Note 1 | 0 | 0 | See Note 2
275 | Residential, Existing, Mobile Home, Base 14 SEER A/C Split w/Gas Heat, ECM-163, 17 SEER Split-System Air Conditioner | See Note 1 | 0 | 0 | See Note 2
276 | Residential, New, Mobile Home, Base 14 SEER A/C Split w/Gas Heat, ECM-163, 17 SEER Split-System Air Conditioner | See Note 1 | 0 | 0 | See Note 2
277 | Residential, Existing, Single Family, Base 14 SEER A/C Split w/Gas Heat, ECM-164, 19 SEER Split-System Air Conditioner | See Note 1 | 0 | 0 | See Note 2
278 | Residential, New, Single Family, Base 14 SEER A/C Split w/Gas Heat, ECM-164, 19 SEER Split-System Air Conditioner | See Note 1 | 0 | 0 | See Note 2
279 | Residential, Existing, Multi Family, Base 14 SEER A/C Split w/Gas Heat, ECM-164, 19 SEER Split-System Air Conditioner | See Note 1 | 0 | 0 | See Note 2
280 | Residential, New, Multi Family, Base 14 SEER A/C Split w/Gas Heat, ECM-164, 19 SEER Split-System Air Conditioner | See Note 1 | 0 | 0 | See Note 2
281 | Residential, Existing, Mobile Home, Base 14 SEER A/C Split w/Gas Heat, ECM-164, 19 SEER Split-System Air Conditioner | See Note 1 | 0 | 0 | See Note 2
282 | Residential, New, Mobile Home, Base 14 SEER A/C Split w/Gas Heat, ECM-164, 19 SEER Split-System Air Conditioner | See Note 1 | 0 | 0 | See Note 2
283 | Residential, Existing, Single Family, Base 14 SEER A/C Split w/Gas Heat, ECM-166, Attic Venting | See Note 1 | 0 | 0 | See Note 2
284 | Residential, New, Single Family, Base 14 SEER A/C Split w/Gas Heat, ECM-166, Attic Venting | See Note 1 | 0 | 0 | See Note 2
285 | Residential, Existing, Multi Family, Base 14 SEER A/C Split w/Gas Heat, ECM-166, Attic Venting | See Note 1 | 0 | 0 | See Note 2
286 | Residential, New, Multi Family, Base 14 SEER A/C Split w/Gas Heat, ECM-166, Attic Venting | See Note 1 | 0 | 0 | See Note 2
287 | Residential, Existing, Mobile Home, Base 14 SEER A/C Split w/Gas Heat, ECM-166, Attic Venting | See Note 1 | 0 | 0 | See Note 2
288 | Residential, New, Mobile Home, Base 14 SEER A/C Split w/Gas Heat, ECM-166, Attic Venting | See Note 1 | 0 | 0 | See Note 2
289 | Residential, Existing, Single Family, Base 14 SEER A/C Split w/Gas Heat, ECM-167, Sealed Attic w/Sprayed Foam Insulated Roof Deck | See Note 1 | 0 | 0 | See Note 2
290 | Residential, New, Single Family, Base 14 SEER A/C Split w/Gas Heat, ECM-167, Sealed Attic w/Sprayed Foam Insulated Roof Deck | See Note 1 | 0 | 0 | See Note 2
291 | Residential, Existing, Multi Family, Base 14 SEER A/C Split w/Gas Heat, ECM-167, Sealed Attic w/Sprayed Foam Insulated Roof Deck | See Note 1 | 0 | 0 | See Note 2
292 | Residential, New, Multi Family, Base 14 SEER A/C Split w/Gas Heat, ECM-167, Sealed Attic w/Sprayed Foam Insulated Roof Deck | See Note 1 | 0 | 0 | See Note 2
293 | Residential, Existing, Mobile Home, Base 14 SEER A/C Split w/Gas Heat, ECM-167, Sealed Attic w/Sprayed Foam Insulated Roof Deck | See Note 1 | 0 | 0 | See Note 2
294 | Residential, New, Mobile Home, Base 14 SEER A/C Split w/Gas Heat, ECM-167, Sealed Attic w/Sprayed Foam Insulated Roof Deck | See Note 1 | 0 | 0 | See Note 2
295 | Residential, Existing, Single Family, Base 14 SEER A/C Split w/Gas Heat, ECM-168, AC Maintenance (Outdoor Coil Cleaning) | See Note 1 | 0 | 0 | See Note 2
296 | Residential, New, Single Family, Base 14 SEER A/C Split w/Gas Heat, ECM-168, AC Maintenance (Outdoor Coil Cleaning) | See Note 1 | 0 | 0 | See Note 2
297 | Residential, Existing, Multi Family, Base 14 SEER A/C Split w/Gas Heat, ECM-168, AC Maintenance (Outdoor Coil Cleaning) | See Note 1 | 0 | 0 | See Note 2
298 | Residential, New, Multi Family, Base 14 SEER A/C Split w/Gas Heat, ECM-168, AC Maintenance (Outdoor Coil Cleaning) | See Note 1 | 0 | 0 | See Note 2
299 | Residential, Existing, Mobile Home, Base 14 SEER A/C Split w/Gas Heat, ECM-168, AC Maintenance (Outdoor Coil Cleaning) | See Note 1 | 0 | 0 | See Note 2
300 | Residential, New, Mobile Home, Base 14 SEER A/C Split w/Gas Heat, ECM-168, AC Maintenance (Outdoor Coil Cleaning) | See Note 1 | 0 | 0 | See Note 2
301 | Residential, Existing, Single Family, Base 14 SEER A/C Split w/Gas Heat, ECM-169, AC Maintenance (Indoor Coil Cleaning) | See Note 1 | 0 | 0 | See Note 2
302 | Residential, New, Single Family, Base 14 SEER A/C Split w/Gas Heat, ECM-169, AC Maintenance (Indoor Coil Cleaning) | See Note 1 | 0 | 0 | See Note 2
303 | Residential, Existing, Multi Family, Base 14 SEER A/C Split w/Gas Heat, ECM-169, AC Maintenance (Indoor Coil Cleaning) | See Note 1 | 0 | 0 | See Note 2
304 | Residential, New, Multi Family, Base 14 SEER A/C Split w/Gas Heat, ECM-169, AC Maintenance (Indoor Coil Cleaning) | See Note 1 | 0 | 0 | See Note 2
305 | Residential, Existing, Mobile Home, Base 14 SEER A/C Split w/Gas Heat, ECM-169, AC Maintenance (Indoor Coil Cleaning) | See Note 1 | 0 | 0 | See Note 2
306 | Residential, New, Mobile Home, Base 14 SEER A/C Split w/Gas Heat, ECM-169, AC Maintenance (Indoor Coil Cleaning) | See Note 1 | 0 | 0 | See Note 2
307 | Residential, Existing, Single Family, Base 14 SEER A/C Split w/Gas Heat, ECM-170, Proper Refrigerant Charging and Air Flow | See Note 1 | 0 | 0 | See Note 2
308 | Residential, New, Single Family, Base 14 SEER A/C Split w/Gas Heat, ECM-170, Proper Refrigerant Charging and Air Flow | See Note 1 | 0 | 0 | See Note 2
309 | Residential, Existing, Multi Family, Base 14 SEER A/C Split w/Gas Heat, ECM-170, Proper Refrigerant Charging and Air Flow | See Note 1 | 0 | 0 | See Note 2
310 | Residential, New, Multi Family, Base 14 SEER A/C Split w/Gas Heat, ECM-170, Proper Refrigerant Charging and Air Flow | See Note 1 | 0 | 0 | See Note 2
311 | Residential, Existing, Mobile Home, Base 14 SEER A/C Split w/Gas Heat, ECM-170, Proper Refrigerant Charging and Air Flow | See Note 1 | 0 | 0 | See Note 2
312 | Residential, New, Mobile Home, Base 14 SEER A/C Split w/Gas Heat, ECM-170, Proper Refrigerant Charging and Air Flow | See Note 1 | 0 | 0 | See Note 2
313 | Residential, Existing, Single Family, Base 14 SEER A/C Split w/Gas Heat, ECM-171, Electronically Commutated Motors (ECM) on an Air Handler Unit | See Note 1 | 0 | 0 | See Note 2
314 | Residential, New, Single Family, Base 14 SEER A/C Split w/Gas Heat, ECM-171, Electronically Commutated Motors (ECM) on an Air Handler Unit | See Note 1 | 0 | 0 | See Note 2
315 | Residential, Existing, Multi Family, Base 14 SEER A/C Split w/Gas Heat, ECM-171, Electronically Commutated Motors (ECM) on an Air Handler Unit | See Note 1 | 0 | 0 | See Note 2
316 | Residential, New, Multi Family, Base 14 SEER A/C Split w/Gas Heat, ECM-171, Electronically Commutated Motors (ECM) on an Air Handler Unit | See Note 1 | 0 | 0 | See Note 2
317 | Residential, Existing, Mobile Home, Base 14 SEER A/C Split w/Gas Heat, ECM-171, Electronically Commutated Motors (ECM) on an Air Handler Unit | See Note 1 | 0 | 0 | See Note 2
318 | Residential, New, Mobile Home, Base 14 SEER A/C Split w/Gas Heat, ECM-171, Electronically Commutated Motors (ECM) on an Air Handler Unit | See Note 1 | 0 | 0 | See Note 2
319 | Residential, Existing, Single Family, Base 14 SEER A/C Split w/Gas Heat, ECM-172, Duct Repair | See Note 1 | 0 | 0 | See Note 2
320 | Residential, New, Single Family, Base 14 SEER A/C Split w/Gas Heat, ECM-172, Duct Repair | See Note 1 | 0 | 0 | See Note 2
321 | Residential, Existing, Multi Family, Base 14 SEER A/C Split w/Gas Heat, ECM-172, Duct Repair | See Note 1 | 0 | 0 | See Note 2
322 | Residential, New, Multi Family, Base 14 SEER A/C Split w/Gas Heat, ECM-172, Duct Repair | See Note 1 | 0 | 0 | See Note 2
323 | Residential, Existing, Mobile Home, Base 14 SEER A/C Split w/Gas Heat, ECM-172, Duct Repair | See Note 1 | 0 | 0 | See Note 2
324 | Residential, New, Mobile Home, Base 14 SEER A/C Split w/Gas Heat, ECM-172, Duct Repair | See Note 1 | 0 | 0 | See Note 2
325 | Residential, Existing, Single Family, Base 14 SEER A/C Split w/Gas Heat, ECM-173, Reflective Roof | See Note 1 | 0 | 0 | See Note 2
326 | Residential, New, Single Family, Base 14 SEER A/C Split w/Gas Heat, ECM-173, Reflective Roof | See Note 1 | 0 | 0 | See Note 2
327 | Residential, Existing, Multi Family, Base 14 SEER A/C Split w/Gas Heat, ECM-173, Reflective Roof | See Note 1 | 0 | 0 | See Note 2
328 | Residential, New, Multi Family, Base 14 SEER A/C Split w/Gas Heat, ECM-173, Reflective Roof | See Note 1 | 0 | 0 | See Note 2
329 | Residential, Existing, Mobile Home, Base 14 SEER A/C Split w/Gas Heat, ECM-173, Reflective Roof | See Note 1 | 0 | 0 | See Note 2
330 | Residential, New, Mobile Home, Base 14 SEER A/C Split w/Gas Heat, ECM-173, Reflective Roof | See Note 1 | 0 | 0 | See Note 2
331 | Residential, Existing, Single Family, Base 14 SEER A/C Split w/Gas Heat, ECM-174, Radient Barrier | See Note 1 | 0 | 0 | See Note 2
332 | Residential, New, Single Family, Base 14 SEER A/C Split w/Gas Heat, ECM-174, Radient Barrier | See Note 1 | 0 | 0 | See Note 2
333 | Residential, Existing, Multi Family, Base 14 SEER A/C Split w/Gas Heat, ECM-174, Radient Barrier | See Note 1 | 0 | 0 | See Note 2
334 | Residential, New, Multi Family, Base 14 SEER A/C Split w/Gas Heat, ECM-174, Radient Barrier | See Note 1 | 0 | 0 | See Note 2
335 | Residential, Existing, Mobile Home, Base 14 SEER A/C Split w/Gas Heat, ECM-174, Radient Barrier | See Note 1 | 0 | 0 | See Note 2
336 | Residential, New, Mobile Home, Base 14 SEER A/C Split w/Gas Heat, ECM-174, Radient Barrier | See Note 1 | 0 | 0 | See Note 2
337 | Residential, Existing, Single Family, Base 14 SEER A/C Split w/Gas Heat, ECM-175, Window Film | See Note 1 | 0 | 0 | See Note 2
338 | Residential, New, Single Family, Base 14 SEER A/C Split w/Gas Heat, ECM-175, Window Film | See Note 1 | 0 | 0 | See Note 2
339 | Residential, Existing, Multi Family, Base 14 SEER A/C Split w/Gas Heat, ECM-175, Window Film | See Note 1 | 0 | 0 | See Note 2
340 | Residential, New, Multi Family, Base 14 SEER A/C Split w/Gas Heat, ECM-175, Window Film | See Note 1 | 0 | 0 | See Note 2
341 | Residential, Existing, Mobile Home, Base 14 SEER A/C Split w/Gas Heat, ECM-175, Window Film | See Note 1 | 0 | 0 | See Note 2
342 | Residential, New, Mobile Home, Base 14 SEER A/C Split w/Gas Heat, ECM-175, Window Film | See Note 1 | 0 | 0 | See Note 2
343 | Residential, Existing, Single Family, Base 14 SEER A/C Split w/Gas Heat, ECM-176, Window Tinting | See Note 1 | 0 | 0 | See Note 2
344 | Residential, New, Single Family, Base 14 SEER A/C Split w/Gas Heat, ECM-176, Window Tinting | See Note 1 | 0 | 0 | See Note 2
345 | Residential, Existing, Multi Family, Base 14 SEER A/C Split w/Gas Heat, ECM-176, Window Tinting | See Note 1 | 0 | 0 | See Note 2
346 | Residential, New, Multi Family, Base 14 SEER A/C Split w/Gas Heat, ECM-176, Window Tinting | See Note 1 | 0 | 0 | See Note 2
347 | Residential, Existing, Mobile Home, Base 14 SEER A/C Split w/Gas Heat, ECM-176, Window Tinting | See Note 1 | 0 | 0 | See Note 2
348 | Residential, New, Mobile Home, Base 14 SEER A/C Split w/Gas Heat, ECM-176, Window Tinting | See Note 1 | 0 | 0 | See Note 2
349 | Residential, Existing, Single Family, Base 14 SEER A/C Split w/Gas Heat, ECM-177, Default Window With Sunscreen | See Note 1 | 0 | 0 | See Note 2
350 | Residential, New, Single Family, Base 14 SEER A/C Split w/Gas Heat, ECM-177, Default Window With Sunscreen | See Note 1 | 0 | 0 | See Note 2
351 | Residential, Existing, Multi Family, Base 14 SEER A/C Split w/Gas Heat, ECM-177, Default Window With Sunscreen | See Note 1 | 0 | 0 | See Note 2
352 | Residential, New, Multi Family, Base 14 SEER A/C Split w/Gas Heat, ECM-177, Default Window With Sunscreen | See Note 1 | 0 | 0 | See Note 2
353 | Residential, Existing, Mobile Home, Base 14 SEER A/C Split w/Gas Heat, ECM-177, Default Window With Sunscreen | See Note 1 | 0 | 0 | See Note 2
354 | Residential, New, Mobile Home, Base 14 SEER A/C Split w/Gas Heat, ECM-177, Default Window With Sunscreen | See Note 1 | 0 | 0 | See Note 2
355 | Residential, Existing, Single Family, Base 14 SEER A/C Split w/Gas Heat, ECM-178, Single Pane Clear Windows to Double Pane Low-E Windows | See Note 1 | 0 | 0 | See Note 2
356 | Residential, New, Single Family, Base 14 SEER A/C Split w/Gas Heat, ECM-178, Single Pane Clear Windows to Double Pane Low-E Windows | See Note 1 | 0 | 0 | See Note 2
357 | Residential, Existing, Multi Family, Base 14 SEER A/C Split w/Gas Heat, ECM-178, Single Pane Clear Windows to Double Pane Low-E Windows | See Note 1 | 0 | 0 | See Note 2
358 | Residential, New, Multi Family, Base 14 SEER A/C Split w/Gas Heat, ECM-178, Single Pane Clear Windows to Double Pane Low-E Windows | See Note 1 | 0 | 0 | See Note 2
359 | Residential, Existing, Mobile Home, Base 14 SEER A/C Split w/Gas Heat, ECM-178, Single Pane Clear Windows to Double Pane Low-E Windows | See Note 1 | 0 | 0 | See Note 2
360 | Residential, New, Mobile Home, Base 14 SEER A/C Split w/Gas Heat, ECM-178, Single Pane Clear Windows to Double Pane Low-E Windows | See Note 1 | 0 | 0 | See Note 2
361 | Residential, Existing, Single Family, Base 14 SEER A/C Split w/Gas Heat, ECM-180, Ceiling R-0 to R-19 Insulation | See Note 1 | 0 | 0 | See Note 2
362 | Residential, New, Single Family, Base 14 SEER A/C Split w/Gas Heat, ECM-180, Ceiling R-0 to R-19 Insulation | See Note 1 | 0 | 0 | See Note 2
363 | Residential, Existing, Multi Family, Base 14 SEER A/C Split w/Gas Heat, ECM-180, Ceiling R-0 to R-19 Insulation | See Note 1 | 0 | 0 | See Note 2
364 | Residential, New, Multi Family, Base 14 SEER A/C Split w/Gas Heat, ECM-180, Ceiling R-0 to R-19 Insulation | See Note 1 | 0 | 0 | See Note 2
365 | Residential, Existing, Mobile Home, Base 14 SEER A/C Split w/Gas Heat, ECM-180, Ceiling R-0 to R-19 Insulation | See Note 1 | 0 | 0 | See Note 2
366 | Residential, New, Mobile Home, Base 14 SEER A/C Split w/Gas Heat, ECM-180, Ceiling R-0 to R-19 Insulation | See Note 1 | 0 | 0 | See Note 2
367 | Residential, Existing, Single Family, Base 14 SEER A/C Split w/Gas Heat, ECM-181, Ceiling R-19 to R-38 Insulation | See Note 1 | 0 | 0 | See Note 2
368 | Residential, New, Single Family, Base 14 SEER A/C Split w/Gas Heat, ECM-181, Ceiling R-19 to R-38 Insulation | See Note 1 | 0 | 0 | See Note 2
369 | Residential, Existing, Multi Family, Base 14 SEER A/C Split w/Gas Heat, ECM-181, Ceiling R-19 to R-38 Insulation | See Note 1 | 0 | 0 | See Note 2
370 | Residential, New, Multi Family, Base 14 SEER A/C Split w/Gas Heat, ECM-181, Ceiling R-19 to R-38 Insulation | See Note 1 | 0 | 0 | See Note 2
371 | Residential, Existing, Mobile Home, Base 14 SEER A/C Split w/Gas Heat, ECM-181, Ceiling R-19 to R-38 Insulation | See Note 1 | 0 | 0 | See Note 2
372 | Residential, New, Mobile Home, Base 14 SEER A/C Split w/Gas Heat, ECM-181, Ceiling R-19 to R-38 Insulation | See Note 1 | 0 | 0 | See Note 2
373 | Residential, Existing, Single Family, Base 14 SEER A/C Split w/Gas Heat, ECM-182, Wall 2x4 R-0 to Blow-In R-13 Insulation | See Note 1 | 0 | 0 | See Note 2
374 | Residential, New, Single Family, Base 14 SEER A/C Split w/Gas Heat, ECM-182, Wall 2x4 R-0 to Blow-In R-13 Insulation | See Note 1 | 0 | 0 | See Note 2
375 | Residential, Existing, Multi Family, Base 14 SEER A/C Split w/Gas Heat, ECM-182, Wall 2x4 R-0 to Blow-In R-13 Insulation | See Note 1 | 0 | 0 | See Note 2
376 | Residential, New, Multi Family, Base 14 SEER A/C Split w/Gas Heat, ECM-182, Wall 2x4 R-0 to Blow-In R-13 Insulation | See Note 1 | 0 | 0 | See Note 2
377 | Residential, Existing, Mobile Home, Base 14 SEER A/C Split w/Gas Heat, ECM-182, Wall 2x4 R-0 to Blow-In R-13 Insulation | See Note 1 | 0 | 0 | See Note 2
378 | Residential, New, Mobile Home, Base 14 SEER A/C Split w/Gas Heat, ECM-182, Wall 2x4 R-0 to Blow-In R-13 Insulation | See Note 1 | 0 | 0 | See Note 2
379 | Residential, Existing, Single Family, Base 14 SEER A/C Split w/Gas Heat, ECM-183, Weather Strip/Caulk w/Blower Door | See Note 1 | 0 | 0 | See Note 2
380 | Residential, New, Single Family, Base 14 SEER A/C Split w/Gas Heat, ECM-183, Weather Strip/Caulk w/Blower Door | See Note 1 | 0 | 0 | See Note 2
381 | Residential, Existing, Multi Family, Base 14 SEER A/C Split w/Gas Heat, ECM-183, Weather Strip/Caulk w/Blower Door | See Note 1 | 0 | 0 | See Note 2
382 | Residential, New, Multi Family, Base 14 SEER A/C Split w/Gas Heat, ECM-183, Weather Strip/Caulk w/Blower Door | See Note 1 | 0 | 0 | See Note 2
383 | Residential, Existing, Mobile Home, Base 14 SEER A/C Split w/Gas Heat, ECM-183, Weather Strip/Caulk w/Blower Door | See Note 1 | 0 | 0 | See Note 2
384 | Residential, New, Mobile Home, Base 14 SEER A/C Split w/Gas Heat, ECM-183, Weather Strip/Caulk w/Blower Door | See Note 1 | 0 | 0 | See Note 2
385 | Residential, Existing, Single Family, Base 10 EER Room A/C & Elec Heat, ECM-191, HE Room Air Conditioner - EER 11 | See Note 1 | 0 | 0 | See Note 2
386 | Residential, New, Single Family, Base 10 EER Room A/C & Elec Heat, ECM-191, HE Room Air Conditioner - EER 11 | See Note 1 | 0 | 0 | See Note 2
387 | Residential, Existing, Multi Family, Base 10 EER Room A/C & Elec Heat, ECM-191, HE Room Air Conditioner - EER 11 | See Note 1 | 0 | 0 | See Note 2
388 | Residential, New, Multi Family, Base 10 EER Room A/C & Elec Heat, ECM-191, HE Room Air Conditioner - EER 11 | See Note 1 | 0 | 0 | See Note 2
389 | Residential, Existing, Mobile Home, Base 10 EER Room A/C & Elec Heat, ECM-191, HE Room Air Conditioner - EER 11 | See Note 1 | 0 | 0 | See Note 2
390 | Residential, New, Mobile Home, Base 10 EER Room A/C & Elec Heat, ECM-191, HE Room Air Conditioner - EER 11 | See Note 1 | 0 | 0 | See Note 2
391 | Residential, Existing, Single Family, Base 10 EER Room A/C & Elec Heat, ECM-192, HE Room Air Conditioner - EER 12 | See Note 1 | 0 | 0 | See Note 2
392 | Residential, New, Single Family, Base 10 EER Room A/C & Elec Heat, ECM-192, HE Room Air Conditioner - EER 12 | See Note 1 | 0 | 0 | See Note 2
393 | Residential, Existing, Multi Family, Base 10 EER Room A/C & Elec Heat, ECM-192, HE Room Air Conditioner - EER 12 | See Note 1 | 0 | 0 | See Note 2
394 | Residential, New, Multi Family, Base 10 EER Room A/C & Elec Heat, ECM-192, HE Room Air Conditioner - EER 12 | See Note 1 | 0 | 0 | See Note 2
395 | Residential, Existing, Mobile Home, Base 10 EER Room A/C & Elec Heat, ECM-192, HE Room Air Conditioner - EER 12 | See Note 1 | 0 | 0 | See Note 2
396 | Residential, New, Mobile Home, Base 10 EER Room A/C & Elec Heat, ECM-192, HE Room Air Conditioner - EER 12 | See Note 1 | 0 | 0 | See Note 2
397 | Residential, Existing, Single Family, Base 10 EER Room A/C & Elec Heat, ECM-196, Reflective Roof | See Note 1 | 0 | 0 | See Note 2
398 | Residential, New, Single Family, Base 10 EER Room A/C & Elec Heat, ECM-196, Reflective Roof | See Note 1 | 0 | 0 | See Note 2
399 | Residential, Existing, Multi Family, Base 10 EER Room A/C & Elec Heat, ECM-196, Reflective Roof | See Note 1 | 0 | 0 | See Note 2
400 | Residential, New, Multi Family, Base 10 EER Room A/C & Elec Heat, ECM-196, Reflective Roof | See Note 1 | 0 | 0 | See Note 2
401 | Residential, Existing, Mobile Home, Base 10 EER Room A/C & Elec Heat, ECM-196, Reflective Roof | See Note 1 | 0 | 0 | See Note 2
402 | Residential, New, Mobile Home, Base 10 EER Room A/C & Elec Heat, ECM-196, Reflective Roof | See Note 1 | 0 | 0 | See Note 2
403 | Residential, Existing, Single Family, Base 10 EER Room A/C & Elec Heat, ECM-197, Window Film | See Note 1 | 0 | 0 | See Note 2
404 | Residential, New, Single Family, Base 10 EER Room A/C & Elec Heat, ECM-197, Window Film | See Note 1 | 0 | 0 | See Note 2
405 | Residential, Existing, Multi Family, Base 10 EER Room A/C & Elec Heat, ECM-197, Window Film | See Note 1 | 0 | 0 | See Note 2
406 | Residential, New, Multi Family, Base 10 EER Room A/C & Elec Heat, ECM-197, Window Film | See Note 1 | 0 | 0 | See Note 2
407 | Residential, Existing, Mobile Home, Base 10 EER Room A/C & Elec Heat, ECM-197, Window Film | See Note 1 | 0 | 0 | See Note 2
408 | Residential, New, Mobile Home, Base 10 EER Room A/C & Elec Heat, ECM-197, Window Film | See Note 1 | 0 | 0 | See Note 2
409 | Residential, Existing, Single Family, Base 10 EER Room A/C & Elec Heat, ECM-198, Window Tinting | See Note 1 | 0 | 0 | See Note 2
410 | Residential, New, Single Family, Base 10 EER Room A/C & Elec Heat, ECM-198, Window Tinting | See Note 1 | 0 | 0 | See Note 2
411 | Residential, Existing, Multi Family, Base 10 EER Room A/C & Elec Heat, ECM-198, Window Tinting | See Note 1 | 0 | 0 | See Note 2
412 | Residential, New, Multi Family, Base 10 EER Room A/C & Elec Heat, ECM-198, Window Tinting | See Note 1 | 3278.9209 | 1638.3995 | See Note 2
413 | Residential, Existing, Mobile Home, Base 10 EER Room A/C & Elec Heat, ECM-198, Window Tinting | See Note 1 | 0 | 0 | See Note 2
414 | Residential, New, Mobile Home, Base 10 EER Room A/C & Elec Heat, ECM-198, Window Tinting | See Note 1 | 0 | 0 | See Note 2
415 | Residential, Existing, Single Family, Base 10 EER Room A/C & Elec Heat, ECM-199, Default Window With Sunscreen | See Note 1 | 0 | 0 | See Note 2
416 | Residential, New, Single Family, Base 10 EER Room A/C & Elec Heat, ECM-199, Default Window With Sunscreen | See Note 1 | 0 | 0 | See Note 2
417 | Residential, Existing, Multi Family, Base 10 EER Room A/C & Elec Heat, ECM-199, Default Window With Sunscreen | See Note 1 | 0 | 0 | See Note 2
418 | Residential, New, Multi Family, Base 10 EER Room A/C & Elec Heat, ECM-199, Default Window With Sunscreen | See Note 1 | 0 | 0 | See Note 2
419 | Residential, Existing, Mobile Home, Base 10 EER Room A/C & Elec Heat, ECM-199, Default Window With Sunscreen | See Note 1 | 0 | 0 | See Note 2
420 | Residential, New, Mobile Home, Base 10 EER Room A/C & Elec Heat, ECM-199, Default Window With Sunscreen | See Note 1 | 0 | 0 | See Note 2
421 | Residential, Existing, Single Family, Base 10 EER Room A/C & Elec Heat, ECM-200, Single Pane Clear Windows to Double Pane Low-E Windows | See Note 1 | 0 | 0 | See Note 2
422 | Residential, New, Single Family, Base 10 EER Room A/C & Elec Heat, ECM-200, Single Pane Clear Windows to Double Pane Low-E Windows | See Note 1 | 0 | 0 | See Note 2
423 | Residential, Existing, Multi Family, Base 10 EER Room A/C & Elec Heat, ECM-200, Single Pane Clear Windows to Double Pane Low-E Windows | See Note 1 | 0 | 0 | See Note 2
424 | Residential, New, Multi Family, Base 10 EER Room A/C & Elec Heat, ECM-200, Single Pane Clear Windows to Double Pane Low-E Windows | See Note 1 | 0 | 0 | See Note 2
425 | Residential, Existing, Mobile Home, Base 10 EER Room A/C & Elec Heat, ECM-200, Single Pane Clear Windows to Double Pane Low-E Windows | See Note 1 | 0 | 0 | See Note 2
426 | Residential, New, Mobile Home, Base 10 EER Room A/C & Elec Heat, ECM-200, Single Pane Clear Windows to Double Pane Low-E Windows | See Note 1 | 0 | 0 | See Note 2
427 | Residential, Existing, Single Family, Base 10 EER Room A/C & Elec Heat, ECM-202, Ceiling R-0 to R-19 Insulation | See Note 1 | 0 | 0 | See Note 2
428 | Residential, New, Single Family, Base 10 EER Room A/C & Elec Heat, ECM-202, Ceiling R-0 to R-19 Insulation | See Note 1 | 0 | 0 | See Note 2
429 | Residential, Existing, Multi Family, Base 10 EER Room A/C & Elec Heat, ECM-202, Ceiling R-0 to R-19 Insulation | See Note 1 | 0 | 0 | See Note 2
430 | Residential, New, Multi Family, Base 10 EER Room A/C & Elec Heat, ECM-202, Ceiling R-0 to R-19 Insulation | See Note 1 | 0 | 0 | See Note 2
431 | Residential, Existing, Mobile Home, Base 10 EER Room A/C & Elec Heat, ECM-202, Ceiling R-0 to R-19 Insulation | See Note 1 | 0 | 0 | See Note 2
432 | Residential, New, Mobile Home, Base 10 EER Room A/C & Elec Heat, ECM-202, Ceiling R-0 to R-19 Insulation | See Note 1 | 0 | 0 | See Note 2
433 | Residential, Existing, Single Family, Base 10 EER Room A/C & Elec Heat, ECM-203, Ceiling R-19 to R-38 Insulation | See Note 1 | 0 | 0 | See Note 2
434 | Residential, New, Single Family, Base 10 EER Room A/C & Elec Heat, ECM-203, Ceiling R-19 to R-38 Insulation | See Note 1 | 0 | 0 | See Note 2
435 | Residential, Existing, Multi Family, Base 10 EER Room A/C & Elec Heat, ECM-203, Ceiling R-19 to R-38 Insulation | See Note 1 | 0 | 0 | See Note 2
436 | Residential, New, Multi Family, Base 10 EER Room A/C & Elec Heat, ECM-203, Ceiling R-19 to R-38 Insulation | See Note 1 | 0 | 0 | See Note 2
437 | Residential, Existing, Mobile Home, Base 10 EER Room A/C & Elec Heat, ECM-203, Ceiling R-19 to R-38 Insulation | See Note 1 | 0 | 0 | See Note 2
438 | Residential, New, Mobile Home, Base 10 EER Room A/C & Elec Heat, ECM-203, Ceiling R-19 to R-38 Insulation | See Note 1 | 0 | 0 | See Note 2
439 | Residential, Existing, Single Family, Base 10 EER Room A/C & Elec Heat, ECM-204, Wall 2x4 R-0 to Blow-In R-13 Insulation | See Note 1 | 0 | 0 | See Note 2
440 | Residential, New, Single Family, Base 10 EER Room A/C & Elec Heat, ECM-204, Wall 2x4 R-0 to Blow-In R-13 Insulation | See Note 1 | 0 | 0 | See Note 2
441 | Residential, Existing, Multi Family, Base 10 EER Room A/C & Elec Heat, ECM-204, Wall 2x4 R-0 to Blow-In R-13 Insulation | See Note 1 | 0 | 0 | See Note 2
442 | Residential, New, Multi Family, Base 10 EER Room A/C & Elec Heat, ECM-204, Wall 2x4 R-0 to Blow-In R-13 Insulation | See Note 1 | 0 | 0 | See Note 2
443 | Residential, Existing, Mobile Home, Base 10 EER Room A/C & Elec Heat, ECM-204, Wall 2x4 R-0 to Blow-In R-13 Insulation | See Note 1 | 0 | 0 | See Note 2
444 | Residential, New, Mobile Home, Base 10 EER Room A/C & Elec Heat, ECM-204, Wall 2x4 R-0 to Blow-In R-13 Insulation | See Note 1 | 0 | 0 | See Note 2
445 | Residential, Existing, Single Family, Base 10 EER Room A/C & Elec Heat, ECM-205, Weather Strip/Caulk w/Blower Door | See Note 1 | 0 | 0 | See Note 2
446 | Residential, New, Single Family, Base 10 EER Room A/C & Elec Heat, ECM-205, Weather Strip/Caulk w/Blower Door | See Note 1 | 0 | 0 | See Note 2
447 | Residential, Existing, Multi Family, Base 10 EER Room A/C & Elec Heat, ECM-205, Weather Strip/Caulk w/Blower Door | See Note 1 | 0 | 0 | See Note 2
448 | Residential, New, Multi Family, Base 10 EER Room A/C & Elec Heat, ECM-205, Weather Strip/Caulk w/Blower Door | See Note 1 | 0 | 0 | See Note 2
449 | Residential, Existing, Mobile Home, Base 10 EER Room A/C & Elec Heat, ECM-205, Weather Strip/Caulk w/Blower Door | See Note 1 | 0 | 0 | See Note 2
450 | Residential, New, Mobile Home, Base 10 EER Room A/C & Elec Heat, ECM-205, Weather Strip/Caulk w/Blower Door | See Note 1 | 0 | 0 | See Note 2
451 | Residential, Existing, Single Family, Base Lighting (43-Watt Incandescent), 0.5 hr/hday, ECM-221, CFL (18-Watt integral ballast), 0.5 hr/day | See Note 1 | 8003182.8292 | 2784375.4499 | See Note 2
452 | Residential, New, Single Family, Base Lighting (43-Watt Incandescent), 0.5 hr/hday, ECM-221, CFL (18-Watt integral ballast), 0.5 hr/day | See Note 1 | 41514.2412 | 14443.158 | See Note 2
453 | Residential, Existing, Multi Family, Base Lighting (43-Watt Incandescent), 0.5 hr/hday, ECM-221, CFL (18-Watt integral ballast), 0.5 hr/day | See Note 1 | 1122843.9644 | 390646.9758 | See Note 2
454 | Residential, New, Multi Family, Base Lighting (43-Watt Incandescent), 0.5 hr/hday, ECM-221, CFL (18-Watt integral ballast), 0.5 hr/day | See Note 1 | 39685.42 | 13806.8955 | See Note 2
455 | Residential, Existing, Mobile Home, Base Lighting (43-Watt Incandescent), 0.5 hr/hday, ECM-221, CFL (18-Watt integral ballast), 0.5 hr/day | See Note 1 | 686905.2425 | 238980.1826 | See Note 2
456 | Residential, New, Mobile Home, Base Lighting (43-Watt Incandescent), 0.5 hr/hday, ECM-221, CFL (18-Watt integral ballast), 0.5 hr/day | See Note 1 | 600.8984 | 209.0577 | See Note 2
457 | Residential, Existing, Single Family, Base Lighting (43-Watt Incandescent), 0.5 hr/hday, ECM-222, LED (10-Watt integral ballast), 0.5 hr/day | See Note 1 | 0 | 0 | See Note 2
458 | Residential, New, Single Family, Base Lighting (43-Watt Incandescent), 0.5 hr/hday, ECM-222, LED (10-Watt integral ballast), 0.5 hr/day | See Note 1 | 0 | 0 | See Note 2
459 | Residential, Existing, Multi Family, Base Lighting (43-Watt Incandescent), 0.5 hr/hday, ECM-222, LED (10-Watt integral ballast), 0.5 hr/day | See Note 1 | 0 | 0 | See Note 2
460 | Residential, New, Multi Family, Base Lighting (43-Watt Incandescent), 0.5 hr/hday, ECM-222, LED (10-Watt integral ballast), 0.5 hr/day | See Note 1 | 0 | 0 | See Note 2
461 | Residential, Existing, Mobile Home, Base Lighting (43-Watt Incandescent), 0.5 hr/hday, ECM-222, LED (10-Watt integral ballast), 0.5 hr/day | See Note 1 | 0 | 0 | See Note 2
462 | Residential, New, Mobile Home, Base Lighting (43-Watt Incandescent), 0.5 hr/hday, ECM-222, LED (10-Watt integral ballast), 0.5 hr/day | See Note 1 | 0 | 0 | See Note 2
463 | Residential, Existing, Single Family, Base Lighting (43-Watt Incandescent), 2.5 hr/hday, ECM-231, CFL (18-Watt integral ballast), 2.5 hr/day | See Note 1 | 70027849.7554 | 15447917.8507 | See Note 2
464 | Residential, New, Single Family, Base Lighting (43-Watt Incandescent), 2.5 hr/hday, ECM-231, CFL (18-Watt integral ballast), 2.5 hr/day | See Note 1 | 363249.6108 | 80131.6928 | See Note 2
465 | Residential, Existing, Multi Family, Base Lighting (43-Watt Incandescent), 2.5 hr/hday, ECM-231, CFL (18-Watt integral ballast), 2.5 hr/day | See Note 1 | 9824884.6889 | 2167337.882 | See Note 2
466 | Residential, New, Multi Family, Base Lighting (43-Watt Incandescent), 2.5 hr/hday, ECM-231, CFL (18-Watt integral ballast), 2.5 hr/day | See Note 1 | 347247.4253 | 76601.6623 | See Note 2
467 | Residential, Existing, Mobile Home, Base Lighting (43-Watt Incandescent), 2.5 hr/hday, ECM-231, CFL (18-Watt integral ballast), 2.5 hr/day | See Note 1 | 6010420.8722 | 1325879.4638 | See Note 2
468 | Residential, New, Mobile Home, Base Lighting (43-Watt Incandescent), 2.5 hr/hday, ECM-231, CFL (18-Watt integral ballast), 2.5 hr/day | See Note 1 | 5257.8609 | 1159.8672 | See Note 2
469 | Residential, Existing, Single Family, Base Lighting (43-Watt Incandescent), 2.5 hr/hday, ECM-232, LED (10-Watt integral ballast), 2.5 hr/day | See Note 1 | 0 | 0 | See Note 2
470 | Residential, New, Single Family, Base Lighting (43-Watt Incandescent), 2.5 hr/hday, ECM-232, LED (10-Watt integral ballast), 2.5 hr/day | See Note 1 | 0 | 0 | See Note 2
471 | Residential, Existing, Multi Family, Base Lighting (43-Watt Incandescent), 2.5 hr/hday, ECM-232, LED (10-Watt integral ballast), 2.5 hr/day | See Note 1 | 0 | 0 | See Note 2
472 | Residential, New, Multi Family, Base Lighting (43-Watt Incandescent), 2.5 hr/hday, ECM-232, LED (10-Watt integral ballast), 2.5 hr/day | See Note 1 | 0 | 0 | See Note 2
473 | Residential, Existing, Mobile Home, Base Lighting (43-Watt Incandescent), 2.5 hr/hday, ECM-232, LED (10-Watt integral ballast), 2.5 hr/day | See Note 1 | 0 | 0 | See Note 2
474 | Residential, New, Mobile Home, Base Lighting (43-Watt Incandescent), 2.5 hr/hday, ECM-232, LED (10-Watt integral ballast), 2.5 hr/day | See Note 1 | 0 | 0 | See Note 2
475 | Residential, Existing, Single Family, Base Lighting (43-Watt Incandescent), 6.0 hr/hday, ECM-241, CFL (18-Watt integral ballast), 6.0 hr/day | See Note 1 | 36014322.7314 | 7693222.7614 | See Note 2
476 | Residential, New, Single Family, Base Lighting (43-Watt Incandescent), 6.0 hr/hday, ECM-241, CFL (18-Watt integral ballast), 6.0 hr/day | See Note 1 | 186814.0855 | 39906.4113 | See Note 2
477 | Residential, Existing, Multi Family, Base Lighting (43-Watt Incandescent), 6.0 hr/hday, ECM-241, CFL (18-Watt integral ballast), 6.0 hr/day | See Note 1 | 5052797.84 | 1079356.6671 | See Note 2
478 | Residential, New, Multi Family, Base Lighting (43-Watt Incandescent), 6.0 hr/hday, ECM-241, CFL (18-Watt integral ballast), 6.0 hr/day | See Note 1 | 178584.3901 | 38148.4196 | See Note 2
479 | Residential, Existing, Mobile Home, Base Lighting (43-Watt Incandescent), 6.0 hr/hday, ECM-241, CFL (18-Watt integral ballast), 6.0 hr/day | See Note 1 | 3091073.5914 | 660301.6774 | See Note 2
480 | Residential, New, Mobile Home, Base Lighting (43-Watt Incandescent), 6.0 hr/hday, ECM-241, CFL (18-Watt integral ballast), 6.0 hr/day | See Note 1 | 2704.0428 | 577.6258 | See Note 2
481 | Residential, Existing, Single Family, Base Lighting (43-Watt Incandescent), 6.0 hr/hday, ECM-242, LED (10-Watt integral ballast), 6.0 hr/day | See Note 1 | 38406120.4123 | 20077456.6387 | See Note 2
482 | Residential, New, Single Family, Base Lighting (43-Watt Incandescent), 6.0 hr/hday, ECM-242, LED (10-Watt integral ballast), 6.0 hr/day | See Note 1 | 199220.8577 | 104146.1124 | See Note 2
483 | Residential, Existing, Multi Family, Base Lighting (43-Watt Incandescent), 6.0 hr/hday, ECM-242, LED (10-Watt integral ballast), 6.0 hr/day | See Note 1 | 5388366.2817 | 2816860.6778 | See Note 2
484 | Residential, New, Multi Family, Base Lighting (43-Watt Incandescent), 6.0 hr/hday, ECM-242, LED (10-Watt integral ballast), 6.0 hr/day | See Note 1 | 190444.6084 | 99558.1779 | See Note 2
485 | Residential, Existing, Mobile Home, Base Lighting (43-Watt Incandescent), 6.0 hr/hday, ECM-242, LED (10-Watt integral ballast), 6.0 hr/day | See Note 1 | 3296359.2135 | 1723228.1851 | See Note 2
486 | Residential, New, Mobile Home, Base Lighting (43-Watt Incandescent), 6.0 hr/hday, ECM-242, LED (10-Watt integral ballast), 6.0 hr/day | See Note 1 | 2883.6247 | 1507.4642 | See Note 2
487 | Residential, Existing, Single Family, Base Fluorescent Fixture w/2L4'T12, 34W, 1EE, ECM-251, ROB 2L4'T8, 1EB | See Note 1 | 0 | 0 | See Note 2
488 | Residential, New, Single Family, Base Fluorescent Fixture w/2L4'T12, 34W, 1EE, ECM-251, ROB 2L4'T8, 1EB | See Note 1 | 0 | 0 | See Note 2
489 | Residential, Existing, Multi Family, Base Fluorescent Fixture w/2L4'T12, 34W, 1EE, ECM-251, ROB 2L4'T8, 1EB | See Note 1 | 0 | 0 | See Note 2
490 | Residential, New, Multi Family, Base Fluorescent Fixture w/2L4'T12, 34W, 1EE, ECM-251, ROB 2L4'T8, 1EB | See Note 1 | 0 | 0 | See Note 2
491 | Residential, Existing, Mobile Home, Base Fluorescent Fixture w/2L4'T12, 34W, 1EE, ECM-251, ROB 2L4'T8, 1EB | See Note 1 | 0 | 0 | See Note 2
492 | Residential, New, Mobile Home, Base Fluorescent Fixture w/2L4'T12, 34W, 1EE, ECM-251, ROB 2L4'T8, 1EB | See Note 1 | 0 | 0 | See Note 2
493 | Residential, Existing, Single Family, Base Fluorescent Fixture w/2L4'T12, 34W, 1EE, ECM-252, RET 2L4'T8, 1EB | See Note 1 | 0 | 0 | See Note 2
494 | Residential, New, Single Family, Base Fluorescent Fixture w/2L4'T12, 34W, 1EE, ECM-252, RET 2L4'T8, 1EB | See Note 1 | 0 | 0 | See Note 2
495 | Residential, Existing, Multi Family, Base Fluorescent Fixture w/2L4'T12, 34W, 1EE, ECM-252, RET 2L4'T8, 1EB | See Note 1 | 0 | 0 | See Note 2
496 | Residential, New, Multi Family, Base Fluorescent Fixture w/2L4'T12, 34W, 1EE, ECM-252, RET 2L4'T8, 1EB | See Note 1 | 0 | 0 | See Note 2
497 | Residential, Existing, Mobile Home, Base Fluorescent Fixture w/2L4'T12, 34W, 1EE, ECM-252, RET 2L4'T8, 1EB | See Note 1 | 0 | 0 | See Note 2
498 | Residential, New, Mobile Home, Base Fluorescent Fixture w/2L4'T12, 34W, 1EE, ECM-252, RET 2L4'T8, 1EB | See Note 1 | 0 | 0 | See Note 2
499 | Residential, Existing, Single Family, Base Outdoor Lighting, ECM-261, CFL - medium screw based <30 Watts | See Note 1 | 0 | 0 | See Note 2
500 | Residential, New, Single Family, Base Outdoor Lighting, ECM-261, CFL - medium screw based <30 Watts | See Note 1 | 0 | 0 | See Note 2
501 | Residential, Existing, Multi Family, Base Outdoor Lighting, ECM-261, CFL - medium screw based <30 Watts | See Note 1 | 0 | 0 | See Note 2
502 | Residential, New, Multi Family, Base Outdoor Lighting, ECM-261, CFL - medium screw based <30 Watts | See Note 1 | 0 | 0 | See Note 2
503 | Residential, Existing, Mobile Home, Base Outdoor Lighting, ECM-261, CFL - medium screw based <30 Watts | See Note 1 | 0 | 0 | See Note 2
504 | Residential, New, Mobile Home, Base Outdoor Lighting, ECM-261, CFL - medium screw based <30 Watts | See Note 1 | 0 | 0 | See Note 2
505 | Residential, Existing, Single Family, Base Outdoor Lighting, ECM-262, Photocell/timeclock | See Note 1 | 0 | 0 | See Note 2
506 | Residential, New, Single Family, Base Outdoor Lighting, ECM-262, Photocell/timeclock | See Note 1 | 0 | 0 | See Note 2
507 | Residential, Existing, Multi Family, Base Outdoor Lighting, ECM-262, Photocell/timeclock | See Note 1 | 0 | 0 | See Note 2
508 | Residential, New, Multi Family, Base Outdoor Lighting, ECM-262, Photocell/timeclock | See Note 1 | 0 | 0 | See Note 2
509 | Residential, Existing, Mobile Home, Base Outdoor Lighting, ECM-262, Photocell/timeclock | See Note 1 | 0 | 0 | See Note 2
510 | Residential, New, Mobile Home, Base Outdoor Lighting, ECM-262, Photocell/timeclock | See Note 1 | 0 | 0 | See Note 2
511 | Residential, Existing, Single Family, Base Outdoor Lighting, ECM-263, LED 13W Outdoor | See Note 1 | 27938439.2661 | 9719781.0206 | See Note 2
512 | Residential, New, Single Family, Base Outdoor Lighting, ECM-263, LED 13W Outdoor | See Note 1 | 144922.7304 | 50418.6075 | See Note 2
513 | Residential, Existing, Multi Family, Base Outdoor Lighting, ECM-263, LED 13W Outdoor | See Note 1 | 3919753.9998 | 1363682.1359 | See Note 2
514 | Residential, New, Multi Family, Base Outdoor Lighting, ECM-263, LED 13W Outdoor | See Note 1 | 138538.4691 | 48197.5235 | See Note 2
515 | Residential, Existing, Mobile Home, Base Outdoor Lighting, ECM-263, LED 13W Outdoor | See Note 1 | 2397928.5254 | 834239.1623 | See Note 2
516 | Residential, New, Mobile Home, Base Outdoor Lighting, ECM-263, LED 13W Outdoor | See Note 1 | 2097.6858 | 729.7848 | See Note 2
517 | Residential, Existing, Single Family, Base Refrigerator (18 cf w/top-mount freezer, no through-door ice), ECM-301, HE Refrigerator - Energy Star version | See Note 1 | 50614053.0835 | 31775646.711 | See Note 2
518 | Residential, New, Single Family, Base Refrigerator (18 cf w/top-mount freezer, no through-door ice), ECM-301, HE Refrigerator - Energy Star version | See Note 1 | 262546.0463 | 164827.1558 | See Note 2
519 | Residential, Existing, Multi Family, Base Refrigerator (18 cf w/top-mount freezer, no through-door ice), ECM-301, HE Refrigerator - Energy Star version | See Note 1 | 6896806.0741 | 3414715.6183 | See Note 2
520 | Residential, New, Multi Family, Base Refrigerator (18 cf w/top-mount freezer, no through-door ice), ECM-301, HE Refrigerator - Energy Star version | See Note 1 | 243758.3979 | 120688.5622 | See Note 2
521 | Residential, Existing, Mobile Home, Base Refrigerator (18 cf w/top-mount freezer, no through-door ice), ECM-301, HE Refrigerator - Energy Star version | See Note 1 | 4425042.4556 | 2738725.283 | See Note 2
522 | Residential, New, Mobile Home, Base Refrigerator (18 cf w/top-mount freezer, no through-door ice), ECM-301, HE Refrigerator - Energy Star version | See Note 1 | 3870.9865 | 2395.8117 | See Note 2
523 | Residential, Existing, Single Family, Base Refrigerator (18 cf w/top-mount freezer, no through-door ice), ECM-302, Refrigerator Recycling | See Note 1 | 4946367.9679 | 1316847.0819 | See Note 2
524 | Residential, New, Single Family, Base Refrigerator (18 cf w/top-mount freezer, no through-door ice), ECM-302, Refrigerator Recycling | See Note 1 | 25657.881 | 6830.7708 | See Note 2
525 | Residential, Existing, Multi Family, Base Refrigerator (18 cf w/top-mount freezer, no through-door ice), ECM-302, Refrigerator Recycling | See Note 1 | 89185.4948 | 18994.7306 | See Note 2
526 | Residential, New, Multi Family, Base Refrigerator (18 cf w/top-mount freezer, no through-door ice), ECM-302, Refrigerator Recycling | See Note 1 | 3152.1422 | 671.3434 | See Note 2
527 | Residential, Existing, Mobile Home, Base Refrigerator (18 cf w/top-mount freezer, no through-door ice), ECM-302, Refrigerator Recycling | See Note 1 | 58091.8262 | 15465.4996 | See Note 2
528 | Residential, New, Mobile Home, Base Refrigerator (18 cf w/top-mount freezer, no through-door ice), ECM-302, Refrigerator Recycling | See Note 1 | 50.8182 | 13.5291 | See Note 2
529 | Residential, Existing, Single Family, Base Freezer, ECM-351, HE Freezer | See Note 1 | 0 | 0 | See Note 2
530 | Residential, New, Single Family, Base Freezer, ECM-351, HE Freezer | See Note 1 | 0 | 0 | See Note 2
531 | Residential, Existing, Multi Family, Base Freezer, ECM-351, HE Freezer | See Note 1 | 0 | 0 | See Note 2
532 | Residential, New, Multi Family, Base Freezer, ECM-351, HE Freezer | See Note 1 | 0 | 0 | See Note 2
533 | Residential, Existing, Mobile Home, Base Freezer, ECM-351, HE Freezer | See Note 1 | 0 | 0 | See Note 2
534 | Residential, New, Mobile Home, Base Freezer, ECM-351, HE Freezer | See Note 1 | 0 | 0 | See Note 2
535 | Residential, Existing, Single Family, Base Freezer, ECM-352, Freezer Recycling | See Note 1 | 1139163.7922 | 504819.0579 | See Note 2
536 | Residential, New, Single Family, Base Freezer, ECM-352, Freezer Recycling | See Note 1 | 5909.0891 | 2618.6057 | See Note 2
537 | Residential, Existing, Multi Family, Base Freezer, ECM-352, Freezer Recycling | See Note 1 | 23202.2474 | 8225.6383 | See Note 2
538 | Residential, New, Multi Family, Base Freezer, ECM-352, Freezer Recycling | See Note 1 | 820.0524 | 290.7242 | See Note 2
539 | Residential, Existing, Mobile Home, Base Freezer, ECM-352, Freezer Recycling | See Note 1 | 11334.7545 | 5022.9828 | See Note 2
540 | Residential, New, Mobile Home, Base Freezer, ECM-352, Freezer Recycling | See Note 1 | 9.9155 | 4.3941 | See Note 2
541 | Residential, Existing, Single Family, Base 40 gal. Water Heating (EF=0.948), ECM-401, Heat Pump Water Heater (EF=2.3) | See Note 1 | 0 | 0 | See Note 2
542 | Residential, New, Single Family, Base 40 gal. Water Heating (EF=0.948), ECM-401, Heat Pump Water Heater (EF=2.3) | See Note 1 | 0 | 0 | See Note 2
543 | Residential, Existing, Multi Family, Base 40 gal. Water Heating (EF=0.948), ECM-401, Heat Pump Water Heater (EF=2.3) | See Note 1 | 0 | 0 | See Note 2
544 | Residential, New, Multi Family, Base 40 gal. Water Heating (EF=0.948), ECM-401, Heat Pump Water Heater (EF=2.3) | See Note 1 | 0 | 0 | See Note 2
545 | Residential, Existing, Mobile Home, Base 40 gal. Water Heating (EF=0.948), ECM-401, Heat Pump Water Heater (EF=2.3) | See Note 1 | 0 | 0 | See Note 2
546 | Residential, New, Mobile Home, Base 40 gal. Water Heating (EF=0.948), ECM-401, Heat Pump Water Heater (EF=2.3) | See Note 1 | 0 | 0 | See Note 2
547 | Residential, Existing, Single Family, Base 40 gal. Water Heating (EF=0.948), ECM-403, Solar Water Heat | See Note 1 | 0 | 0 | See Note 2
548 | Residential, New, Single Family, Base 40 gal. Water Heating (EF=0.948), ECM-403, Solar Water Heat | See Note 1 | 0 | 0 | See Note 2
549 | Residential, Existing, Multi Family, Base 40 gal. Water Heating (EF=0.948), ECM-403, Solar Water Heat | See Note 1 | 0 | 0 | See Note 2
550 | Residential, New, Multi Family, Base 40 gal. Water Heating (EF=0.948), ECM-403, Solar Water Heat | See Note 1 | 0 | 0 | See Note 2
551 | Residential, Existing, Mobile Home, Base 40 gal. Water Heating (EF=0.948), ECM-403, Solar Water Heat | See Note 1 | 0 | 0 | See Note 2
552 | Residential, New, Mobile Home, Base 40 gal. Water Heating (EF=0.948), ECM-403, Solar Water Heat | See Note 1 | 0 | 0 | See Note 2
553 | Residential, Existing, Single Family, Base 40 gal. Water Heating (EF=0.948), ECM-404, AC Heat Recovery Units | See Note 1 | 0 | 0 | See Note 2
554 | Residential, New, Single Family, Base 40 gal. Water Heating (EF=0.948), ECM-404, AC Heat Recovery Units | See Note 1 | 0 | 0 | See Note 2
555 | Residential, Existing, Multi Family, Base 40 gal. Water Heating (EF=0.948), ECM-404, AC Heat Recovery Units | See Note 1 | 0 | 0 | See Note 2
556 | Residential, New, Multi Family, Base 40 gal. Water Heating (EF=0.948), ECM-404, AC Heat Recovery Units | See Note 1 | 0 | 0 | See Note 2
557 | Residential, Existing, Mobile Home, Base 40 gal. Water Heating (EF=0.948), ECM-404, AC Heat Recovery Units | See Note 1 | 0 | 0 | See Note 2
558 | Residential, New, Mobile Home, Base 40 gal. Water Heating (EF=0.948), ECM-404, AC Heat Recovery Units | See Note 1 | 0 | 0 | See Note 2
559 | Residential, Existing, Single Family, Base 40 gal. Water Heating (EF=0.948), ECM-405, Low Flow Showerhead | See Note 1 | 17504855.4108 | 6042809.4166 | See Note 2
560 | Residential, New, Single Family, Base 40 gal. Water Heating (EF=0.948), ECM-405, Low Flow Showerhead | See Note 1 | 90801.4731 | 31345.3601 | See Note 2
561 | Residential, Existing, Multi Family, Base 40 gal. Water Heating (EF=0.948), ECM-405, Low Flow Showerhead | See Note 1 | 1640409.4022 | 866901.9029 | See Note 2
562 | Residential, New, Multi Family, Base 40 gal. Water Heating (EF=0.948), ECM-405, Low Flow Showerhead | See Note 1 | 57978.0791 | 30639.4897 | See Note 2
563 | Residential, Existing, Mobile Home, Base 40 gal. Water Heating (EF=0.948), ECM-405, Low Flow Showerhead | See Note 1 | 1203160.581 | 547411.2081 | See Note 2
564 | Residential, New, Mobile Home, Base 40 gal. Water Heating (EF=0.948), ECM-405, Low Flow Showerhead | See Note 1 | 1052.5138 | 478.8703 | See Note 2
565 | Residential, Existing, Single Family, Base 40 gal. Water Heating (EF=0.948), ECM-406, Pipe Wrap | See Note 1 | 0 | 0 | See Note 2
566 | Residential, New, Single Family, Base 40 gal. Water Heating (EF=0.948), ECM-406, Pipe Wrap | See Note 1 | 0 | 0 | See Note 2
567 | Residential, Existing, Multi Family, Base 40 gal. Water Heating (EF=0.948), ECM-406, Pipe Wrap | See Note 1 | 0 | 0 | See Note 2
568 | Residential, New, Multi Family, Base 40 gal. Water Heating (EF=0.948), ECM-406, Pipe Wrap | See Note 1 | 0 | 0 | See Note 2
569 | Residential, Existing, Mobile Home, Base 40 gal. Water Heating (EF=0.948), ECM-406, Pipe Wrap | See Note 1 | 0 | 0 | See Note 2
570 | Residential, New, Mobile Home, Base 40 gal. Water Heating (EF=0.948), ECM-406, Pipe Wrap | See Note 1 | 0 | 0 | See Note 2
571 | Residential, Existing, Single Family, Base 40 gal. Water Heating (EF=0.948), ECM-407, Faucet Aerators | See Note 1 | 7365655.7653 | 2036273.4223 | See Note 2
572 | Residential, New, Single Family, Base 40 gal. Water Heating (EF=0.948), ECM-407, Faucet Aerators | See Note 1 | 38207.2504 | 10562.5909 | See Note 2
573 | Residential, Existing, Multi Family, Base 40 gal. Water Heating (EF=0.948), ECM-407, Faucet Aerators | See Note 1 | 690247.9734 | 292123.9415 | See Note 2
574 | Residential, New, Multi Family, Base 40 gal. Water Heating (EF=0.948), ECM-407, Faucet Aerators | See Note 1 | 24395.8926 | 10324.7305 | See Note 2
575 | Residential, Existing, Mobile Home, Base 40 gal. Water Heating (EF=0.948), ECM-407, Faucet Aerators | See Note 1 | 506263.346 | 184463.6852 | See Note 2
576 | Residential, New, Mobile Home, Base 40 gal. Water Heating (EF=0.948), ECM-407, Faucet Aerators | See Note 1 | 442.8745 | 161.3671 | See Note 2
577 | Residential, Existing, Single Family, Base 40 gal. Water Heating (EF=0.948), ECM-408, Water Heater Blanket | See Note 1 | 36092181.4411 | 5629957.4698 | See Note 2
578 | Residential, New, Single Family, Base 40 gal. Water Heating (EF=0.948), ECM-408, Water Heater Blanket | See Note 1 | 187217.9555 | 29203.8077 | See Note 2
579 | Residential, Existing, Multi Family, Base 40 gal. Water Heating (EF=0.948), ECM-408, Water Heater Blanket | See Note 1 | 3382258.9416 | 807674.1309 | See Note 2
580 | Residential, New, Multi Family, Base 40 gal. Water Heating (EF=0.948), ECM-408, Water Heater Blanket | See Note 1 | 119541.4243 | 28546.1633 | See Note 2
581 | Residential, Existing, Mobile Home, Base 40 gal. Water Heating (EF=0.948), ECM-408, Water Heater Blanket | See Note 1 | 2480722.5717 | 510011.4215 | See Note 2
582 | Residential, New, Mobile Home, Base 40 gal. Water Heating (EF=0.948), ECM-408, Water Heater Blanket | See Note 1 | 2170.1133 | 446.1533 | See Note 2
583 | Residential, Existing, Single Family, Base 40 gal. Water Heating (EF=0.948), ECM-409, Water Heater Temperature Check and Adjustment | See Note 1 | 0 | 0 | See Note 2
584 | Residential, New, Single Family, Base 40 gal. Water Heating (EF=0.948), ECM-409, Water Heater Temperature Check and Adjustment | See Note 1 | 0 | 0 | See Note 2
585 | Residential, Existing, Multi Family, Base 40 gal. Water Heating (EF=0.948), ECM-409, Water Heater Temperature Check and Adjustment | See Note 1 | 0 | 0 | See Note 2
586 | Residential, New, Multi Family, Base 40 gal. Water Heating (EF=0.948), ECM-409, Water Heater Temperature Check and Adjustment | See Note 1 | 0 | 0 | See Note 2
587 | Residential, Existing, Mobile Home, Base 40 gal. Water Heating (EF=0.948), ECM-409, Water Heater Temperature Check and Adjustment | See Note 1 | 0 | 0 | See Note 2
588 | Residential, New, Mobile Home, Base 40 gal. Water Heating (EF=0.948), ECM-409, Water Heater Temperature Check and Adjustment | See Note 1 | 0 | 0 | See Note 2
589 | Residential, Existing, Single Family, Base 40 gal. Water Heating (EF=0.948), ECM-410, Water Heater Timeclock | See Note 1 | 0 | 0 | See Note 2
590 | Residential, New, Single Family, Base 40 gal. Water Heating (EF=0.948), ECM-410, Water Heater Timeclock | See Note 1 | 0 | 0 | See Note 2
591 | Residential, Existing, Multi Family, Base 40 gal. Water Heating (EF=0.948), ECM-410, Water Heater Timeclock | See Note 1 | 0 | 0 | See Note 2
592 | Residential, New, Multi Family, Base 40 gal. Water Heating (EF=0.948), ECM-410, Water Heater Timeclock | See Note 1 | 0 | 0 | See Note 2
593 | Residential, Existing, Mobile Home, Base 40 gal. Water Heating (EF=0.948), ECM-410, Water Heater Timeclock | See Note 1 | 0 | 0 | See Note 2
594 | Residential, New, Mobile Home, Base 40 gal. Water Heating (EF=0.948), ECM-410, Water Heater Timeclock | See Note 1 | 0 | 0 | See Note 2
595 | Residential, Existing, Single Family, Base 40 gal. Water Heating (EF=0.948), ECM-411, Heat Trap | See Note 1 | 28271998.1743 | 5885698.9696 | See Note 2
596 | Residential, New, Single Family, Base 40 gal. Water Heating (EF=0.948), ECM-411, Heat Trap | See Note 1 | 146652.9726 | 30530.3942 | See Note 2
597 | Residential, Existing, Multi Family, Base 40 gal. Water Heating (EF=0.948), ECM-411, Heat Trap | See Note 1 | 2649416.4345 | 844362.8261 | See Note 2
598 | Residential, New, Multi Family, Base 40 gal. Water Heating (EF=0.948), ECM-411, Heat Trap | See Note 1 | 93640.0848 | 29842.8762 | See Note 2
599 | Residential, Existing, Mobile Home, Base 40 gal. Water Heating (EF=0.948), ECM-411, Heat Trap | See Note 1 | 1943218.2062 | 533178.752 | See Note 2
600 | Residential, New, Mobile Home, Base 40 gal. Water Heating (EF=0.948), ECM-411, Heat Trap | See Note 1 | 1699.9094 | 466.4199 | See Note 2
601 | Residential, Existing, Single Family, Base Clotheswasher, ECM-502, Energy Star CW CEE Tier 2 | See Note 1 | 0 | 0 | See Note 2
602 | Residential, New, Single Family, Base Clotheswasher, ECM-502, Energy Star CW CEE Tier 2 | See Note 1 | 0 | 0 | See Note 2
603 | Residential, Existing, Multi Family, Base Clotheswasher, ECM-502, Energy Star CW CEE Tier 2 | See Note 1 | 0 | 0 | See Note 2
604 | Residential, New, Multi Family, Base Clotheswasher, ECM-502, Energy Star CW CEE Tier 2 | See Note 1 | 0 | 0 | See Note 2
605 | Residential, Existing, Mobile Home, Base Clotheswasher, ECM-502, Energy Star CW CEE Tier 2 | See Note 1 | 0 | 0 | See Note 2
606 | Residential, New, Mobile Home, Base Clotheswasher, ECM-502, Energy Star CW CEE Tier 2 | See Note 1 | 0 | 0 | See Note 2
607 | Residential, Existing, Single Family, Base Clotheswasher, ECM-503, Energy Star CW CEE Tier 2 | See Note 1 | 0 | 0 | See Note 2
608 | Residential, New, Single Family, Base Clotheswasher, ECM-503, Energy Star CW CEE Tier 2 | See Note 1 | 0 | 0 | See Note 2
609 | Residential, Existing, Multi Family, Base Clotheswasher, ECM-503, Energy Star CW CEE Tier 2 | See Note 1 | 0 | 0 | See Note 2
610 | Residential, New, Multi Family, Base Clotheswasher, ECM-503, Energy Star CW CEE Tier 2 | See Note 1 | 0 | 0 | See Note 2
611 | Residential, Existing, Mobile Home, Base Clotheswasher, ECM-503, Energy Star CW CEE Tier 2 | See Note 1 | 0 | 0 | See Note 2
612 | Residential, New, Mobile Home, Base Clotheswasher, ECM-503, Energy Star CW CEE Tier 2 | See Note 1 | 0 | 0 | See Note 2
613 | Residential, Existing, Single Family, Base Dishwasher, ECM-701, Energy Star DW | See Note 1 | 0 | 0 | See Note 2
614 | Residential, New, Single Family, Base Dishwasher, ECM-701, Energy Star DW | See Note 1 | 0 | 0 | See Note 2
615 | Residential, Existing, Multi Family, Base Dishwasher, ECM-701, Energy Star DW | See Note 1 | 0 | 0 | See Note 2
616 | Residential, New, Multi Family, Base Dishwasher, ECM-701, Energy Star DW | See Note 1 | 0 | 0 | See Note 2
617 | Residential, Existing, Mobile Home, Base Dishwasher, ECM-701, Energy Star DW | See Note 1 | 0 | 0 | See Note 2
618 | Residential, New, Mobile Home, Base Dishwasher, ECM-701, Energy Star DW | See Note 1 | 0 | 0 | See Note 2
619 | Residential, Existing, Single Family, Base Pool Pump and Motor (1.5 hp), ECM-801, Two Speed Pool Pump (1.5 hp) | See Note 1 | 56601337.2742 | 38730278.4727 | See Note 2
620 | Residential, New, Single Family, Base Pool Pump and Motor (1.5 hp), ECM-801, Two Speed Pool Pump (1.5 hp) | See Note 1 | 293603.385 | 200902.3357 | See Note 2
621 | Residential, Existing, Multi Family, Base Pool Pump and Motor (1.5 hp), ECM-801, Two Speed Pool Pump (1.5 hp) | See Note 1 | 3004311.6634 | 2055743.432 | See Note 2
622 | Residential, New, Multi Family, Base Pool Pump and Motor (1.5 hp), ECM-801, Two Speed Pool Pump (1.5 hp) | See Note 1 | 106183.3826 | 72657.5055 | See Note 2
623 | Residential, Existing, Mobile Home, Base Pool Pump and Motor (1.5 hp), ECM-801, Two Speed Pool Pump (1.5 hp) | See Note 1 | 880705.9371 | 602635.6945 | See Note 2
624 | Residential, New, Mobile Home, Base Pool Pump and Motor (1.5 hp), ECM-801, Two Speed Pool Pump (1.5 hp) | See Note 1 | 770.4335 | 527.1802 | See Note 2
625 | Residential, Existing, Single Family, Base Pool Pump and Motor (1.5 hp), ECM-802, High Efficiency One Speed Pool Pump (1.5 hp) | See Note 1 | 58016371.2045 | 15020632.3376 | See Note 2
626 | Residential, New, Single Family, Base Pool Pump and Motor (1.5 hp), ECM-802, High Efficiency One Speed Pool Pump (1.5 hp) | See Note 1 | 300943.4722 | 77915.2704 | See Note 2
627 | Residential, Existing, Multi Family, Base Pool Pump and Motor (1.5 hp), ECM-802, High Efficiency One Speed Pool Pump (1.5 hp) | See Note 1 | 3079419.4815 | 797271.9921 | See Note 2
628 | Residential, New, Multi Family, Base Pool Pump and Motor (1.5 hp), ECM-802, High Efficiency One Speed Pool Pump (1.5 hp) | See Note 1 | 108837.9681 | 28178.5136 | See Note 2
629 | Residential, Existing, Mobile Home, Base Pool Pump and Motor (1.5 hp), ECM-802, High Efficiency One Speed Pool Pump (1.5 hp) | See Note 1 | 902723.5933 | 233718.1543 | See Note 2
630 | Residential, New, Mobile Home, Base Pool Pump and Motor (1.5 hp), ECM-802, High Efficiency One Speed Pool Pump (1.5 hp) | See Note 1 | 789.6943 | 204.4545 | See Note 2
631 | Residential, Existing, Single Family, Base Pool Pump and Motor (1.5 hp), ECM-803, Variable-Speed Pool Pump (<1 hp) | See Note 1 | 0 | 0 | See Note 2
632 | Residential, New, Single Family, Base Pool Pump and Motor (1.5 hp), ECM-803, Variable-Speed Pool Pump (<1 hp) | See Note 1 | 0 | 0 | See Note 2
633 | Residential, Existing, Multi Family, Base Pool Pump and Motor (1.5 hp), ECM-803, Variable-Speed Pool Pump (<1 hp) | See Note 1 | 0 | 0 | See Note 2
634 | Residential, New, Multi Family, Base Pool Pump and Motor (1.5 hp), ECM-803, Variable-Speed Pool Pump (<1 hp) | See Note 1 | 0 | 0 | See Note 2
635 | Residential, Existing, Mobile Home, Base Pool Pump and Motor (1.5 hp), ECM-803, Variable-Speed Pool Pump (<1 hp) | See Note 1 | 0 | 0 | See Note 2
636 | Residential, New, Mobile Home, Base Pool Pump and Motor (1.5 hp), ECM-803, Variable-Speed Pool Pump (<1 hp) | See Note 1 | 0 | 0 | See Note 2
637 | Residential, Existing, Single Family, Base Pool Pump and Motor (1.5 hp), ECM-804, PV-Powered Pool Pumps | See Note 1 | 0 | 0 | See Note 2
638 | Residential, New, Single Family, Base Pool Pump and Motor (1.5 hp), ECM-804, PV-Powered Pool Pumps | See Note 1 | 0 | 0 | See Note 2
639 | Residential, Existing, Multi Family, Base Pool Pump and Motor (1.5 hp), ECM-804, PV-Powered Pool Pumps | See Note 1 | 0 | 0 | See Note 2
640 | Residential, New, Multi Family, Base Pool Pump and Motor (1.5 hp), ECM-804, PV-Powered Pool Pumps | See Note 1 | 0 | 0 | See Note 2
641 | Residential, Existing, Mobile Home, Base Pool Pump and Motor (1.5 hp), ECM-804, PV-Powered Pool Pumps | See Note 1 | 0 | 0 | See Note 2
642 | Residential, New, Mobile Home, Base Pool Pump and Motor (1.5 hp), ECM-804, PV-Powered Pool Pumps | See Note 1 | 0 | 0 | See Note 2
643 | Residential, Existing, Single Family, Base CRT TV, ECM-901, Energy Star TV | See Note 1 | 940049.4264 | 0 | See Note 2
644 | Residential, New, Single Family, Base CRT TV, ECM-901, Energy Star TV | See Note 1 | 4876.2398 | 0 | See Note 2
645 | Residential, Existing, Multi Family, Base CRT TV, ECM-901, Energy Star TV | See Note 1 | 131888.6302 | 0 | See Note 2
646 | Residential, New, Multi Family, Base CRT TV, ECM-901, Energy Star TV | See Note 1 | 4661.4275 | 0 | See Note 2
647 | Residential, Existing, Mobile Home, Base CRT TV, ECM-901, Energy Star TV | See Note 1 | 80683.5097 | 0 | See Note 2
648 | Residential, New, Mobile Home, Base CRT TV, ECM-901, Energy Star TV | See Note 1 | 70.5812 | 0 | See Note 2
649 | Residential, Existing, Single Family, Base Large-screen TV, ECM-911, Energy Star TV | See Note 1 | 4162312.5116 | 0 | See Note 2
650 | Residential, New, Single Family, Base Large-screen TV, ECM-911, Energy Star TV | See Note 1 | 21590.8157 | 0 | See Note 2
651 | Residential, Existing, Multi Family, Base Large-screen TV, ECM-911, Energy Star TV | See Note 1 | 583971.0977 | 0 | See Note 2
652 | Residential, New, Multi Family, Base Large-screen TV, ECM-911, Energy Star TV | See Note 1 | 20639.6784 | 0 | See Note 2
653 | Residential, Existing, Mobile Home, Base Large-screen TV, ECM-911, Energy Star TV | See Note 1 | 357247.1536 | 0 | See Note 2
654 | Residential, New, Mobile Home, Base Large-screen TV, ECM-911, Energy Star TV | See Note 1 | 312.5165 | 0 | See Note 2
655 | Residential, Existing, Single Family, Base Set-Top Box, ECM-921, Energy Star Set-Top Box | See Note 1 | 13421013.46 | 0 | See Note 2
656 | Residential, New, Single Family, Base Set-Top Box, ECM-921, Energy Star Set-Top Box | See Note 1 | 69617.7011 | 0 | See Note 2
657 | Residential, Existing, Multi Family, Base Set-Top Box, ECM-921, Energy Star Set-Top Box | See Note 1 | 1882963.8437 | 0 | See Note 2
658 | Residential, New, Multi Family, Base Set-Top Box, ECM-921, Energy Star Set-Top Box | See Note 1 | 66550.8418 | 0 | See Note 2
659 | Residential, Existing, Mobile Home, Base Set-Top Box, ECM-921, Energy Star Set-Top Box | See Note 1 | 1151912.2707 | 0 | See Note 2
660 | Residential, New, Mobile Home, Base Set-Top Box, ECM-921, Energy Star Set-Top Box | See Note 1 | 1007.6823 | 0 | See Note 2
661 | Residential, Existing, Single Family, Base DVD Player, ECM-931, Energy Star DVD Player | See Note 1 | 2520636.2556 | 0 | See Note 2
662 | Residential, New, Single Family, Base DVD Player, ECM-931, Energy Star DVD Player | See Note 1 | 13075.0857 | 0 | See Note 2
663 | Residential, Existing, Multi Family, Base DVD Player, ECM-931, Energy Star DVD Player | See Note 1 | 353644.4501 | 0 | See Note 2
664 | Residential, New, Multi Family, Base DVD Player, ECM-931, Energy Star DVD Player | See Note 1 | 12499.0907 | 0 | See Note 2
665 | Residential, Existing, Mobile Home, Base DVD Player, ECM-931, Energy Star DVD Player | See Note 1 | 216343.7092 | 0 | See Note 2
666 | Residential, New, Mobile Home, Base DVD Player, ECM-931, Energy Star DVD Player | See Note 1 | 189.2555 | 0 | See Note 2
667 | Residential, Existing, Single Family, Base VCR, ECM-941, Energy Star VCR | See Note 1 | 964249.353 | 0 | See Note 2
668 | Residential, New, Single Family, Base VCR, ECM-941, Energy Star VCR | See Note 1 | 5001.7701 | 0 | See Note 2
669 | Residential, Existing, Multi Family, Base VCR, ECM-941, Energy Star VCR | See Note 1 | 135283.8715 | 0 | See Note 2
670 | Residential, New, Multi Family, Base VCR, ECM-941, Energy Star VCR | See Note 1 | 4781.4277 | 0 | See Note 2
671 | Residential, Existing, Mobile Home, Base VCR, ECM-941, Energy Star VCR | See Note 1 | 82760.5654 | 0 | See Note 2
672 | Residential, New, Mobile Home, Base VCR, ECM-941, Energy Star VCR | See Note 1 | 72.3982 | 0 | See Note 2
673 | Residential, Existing, Single Family, Base Desktop PC, ECM-951, Energy Star Desktop PC | See Note 1 | 3757971.3379 | 0 | See Note 2
674 | Residential, New, Single Family, Base Desktop PC, ECM-951, Energy Star Desktop PC | See Note 1 | 19493.4106 | 0 | See Note 2
675 | Residential, Existing, Multi Family, Base Desktop PC, ECM-951, Energy Star Desktop PC | See Note 1 | 527242.1621 | 0 | See Note 2
676 | Residential, New, Multi Family, Base Desktop PC, ECM-951, Energy Star Desktop PC | See Note 1 | 18634.6699 | 0 | See Note 2
677 | Residential, Existing, Mobile Home, Base Desktop PC, ECM-951, Energy Star Desktop PC | See Note 1 | 322542.9518 | 0 | See Note 2
678 | Residential, New, Mobile Home, Base Desktop PC, ECM-951, Energy Star Desktop PC | See Note 1 | 282.1576 | 0 | See Note 2
679 | Residential, Existing, Single Family, Base Desktop PC, ECM-952, Smart Plug | See Note 1 | 0 | 0 | See Note 2
680 | Residential, New, Single Family, Base Desktop PC, ECM-952, Smart Plug | See Note 1 | 0 | 0 | See Note 2
681 | Residential, Existing, Multi Family, Base Desktop PC, ECM-952, Smart Plug | See Note 1 | 0 | 0 | See Note 2
682 | Residential, New, Multi Family, Base Desktop PC, ECM-952, Smart Plug | See Note 1 | 0 | 0 | See Note 2
683 | Residential, Existing, Mobile Home, Base Desktop PC, ECM-952, Smart Plug | See Note 1 | 0 | 0 | See Note 2
684 | Residential, New, Mobile Home, Base Desktop PC, ECM-952, Smart Plug | See Note 1 | 0 | 0 | See Note 2
685 | Residential, Existing, Single Family, Base Laptop PC, ECM-961, Energy Star Laptop PC | See Note 1 | 1953973.9704 | 0 | See Note 2
686 | Residential, New, Single Family, Base Laptop PC, ECM-961, Energy Star Laptop PC | See Note 1 | 10135.6858 | 0 | See Note 2
687 | Residential, Existing, Multi Family, Base Laptop PC, ECM-961, Energy Star Laptop PC | See Note 1 | 274141.9155 | 0 | See Note 2
688 | Residential, New, Multi Family, Base Laptop PC, ECM-961, Energy Star Laptop PC | See Note 1 | 9689.1798 | 0 | See Note 2
689 | Residential, Existing, Mobile Home, Base Laptop PC, ECM-961, Energy Star Laptop PC | See Note 1 | 167707.6474 | 0 | See Note 2
690 | Residential, New, Mobile Home, Base Laptop PC, ECM-961, Energy Star Laptop PC | See Note 1 | 146.7091 | 0 | See Note 2
Commercial
691 | Commercial, New, Office, Base New Lighting, ECM-101, Lighting 15% More Efficient Design | See Note 1 | 301803.8898 | 70999.6618 | See Note 2
692 | Commercial, New, Restaurant, Base New Lighting, ECM-101, Lighting 15% More Efficient Design | See Note 1 | 336395.0815 | 36315.537 | See Note 2
693 | Commercial, New, Retail, Base New Lighting, ECM-101, Lighting 15% More Efficient Design | See Note 1 | 497251.6096 | 71889.1634 | See Note 2
694 | Commercial, New, FoodStore, Base New Lighting, ECM-101, Lighting 15% More Efficient Design | See Note 1 | 8132.0954 | 797.3108 | See Note 2
695 | Commercial, New, School, Base New Lighting, ECM-101, Lighting 15% More Efficient Design | See Note 1 | 20383.9815 | 6669.9514 | See Note 2
696 | Commercial, New, College, Base New Lighting, ECM-101, Lighting 15% More Efficient Design | See Note 1 | 18230.9527 | 6068.0926 | See Note 2
697 | Commercial, New, Hospital, Base New Lighting, ECM-101, Lighting 15% More Efficient Design | See Note 1 | 23489.2095 | 4572.7485 | See Note 2
698 | Commercial, New, Other Health, Base New Lighting, ECM-101, Lighting 15% More Efficient Design | See Note 1 | 173895.0679 | 11513.3699 | See Note 2
699 | Commercial, New, Warehouse, Base New Lighting, ECM-101, Lighting 15% More Efficient Design | See Note 1 | 228291.2686 | 138025.4627 | See Note 2
700 | Commercial, New, Hotel, Base New Lighting, ECM-101, Lighting 15% More Efficient Design | See Note 1 | 82873.5775 | 20504.9216 | See Note 2
701 | Commercial, New, Other, Base New Lighting, ECM-101, Lighting 15% More Efficient Design | See Note 1 | 131270.2484 | 40166.68 | See Note 2
702 | Commercial, New, Office, Base New Lighting, ECM-102, Lighting 25% More Efficient Design | See Note 1 | 363231.2415 | 149472.9699 | See Note 2
703 | Commercial, New, Restaurant, Base New Lighting, ECM-102, Lighting 25% More Efficient Design | See Note 1 | 404860.2915 | 76453.7611 | See Note 2
704 | Commercial, New, Retail, Base New Lighting, ECM-102, Lighting 25% More Efficient Design | See Note 1 | 598454.6261 | 151345.605 | See Note 2
705 | Commercial, New, FoodStore, Base New Lighting, ECM-102, Lighting 25% More Efficient Design | See Note 1 | 9787.197 | 1678.549 | See Note 2
706 | Commercial, New, School, Base New Lighting, ECM-102, Lighting 25% More Efficient Design | See Note 1 | 24533.1016 | 14042.0027 | See Note 2
707 | Commercial, New, College, Base New Lighting, ECM-102, Lighting 25% More Efficient Design | See Note 1 | 21941.4853 | 12774.9316 | See Note 2
708 | Commercial, New, Hospital, Base New Lighting, ECM-102, Lighting 25% More Efficient Design | See Note 1 | 28269.9371 | 9626.8389 | See Note 2
709 | Commercial, New, Other Health, Base New Lighting, ECM-102, Lighting 25% More Efficient Design | See Note 1 | 209288.683 | 24238.673 | See Note 2
710 | Commercial, New, Warehouse, Base New Lighting, ECM-102, Lighting 25% More Efficient Design | See Note 1 | 0 | 0 | See Note 2
711 | Commercial, New, Hotel, Base New Lighting, ECM-102, Lighting 25% More Efficient Design | See Note 1 | 99740.9929 | 43168.2554 | See Note 2
712 | Commercial, New, Other, Base New Lighting, ECM-102, Lighting 25% More Efficient Design | See Note 1 | 157986.9016 | 84561.4303 | See Note 2
713 | Commercial, Existing, Office, Base Fluorescent Fixture, 32W, EB, ECM-111, Premium T8, Elecctronic Ballast | See Note 1 | 11147617.8454 | 1476906.2243 | See Note 2
714 | Commercial, Existing, Restaurant, Base Fluorescent Fixture, 32W, EB, ECM-111, Premium T8, Elecctronic Ballast | See Note 1 | 3136796.2504 | 389657.1471 | See Note 2
715 | Commercial, Existing, Retail, Base Fluorescent Fixture, 32W, EB, ECM-111, Premium T8, Elecctronic Ballast | See Note 1 | 10374023.1506 | 1329921.1163 | See Note 2
716 | Commercial, Existing, FoodStore, Base Fluorescent Fixture, 32W, EB, ECM-111, Premium T8, Elecctronic Ballast | See Note 1 | 533182.3398 | 63620.3239 | See Note 2
717 | Commercial, Existing, School, Base Fluorescent Fixture, 32W, EB, ECM-111, Premium T8, Elecctronic Ballast | See Note 1 | 1424666.4632 | 235483.0341 | See Note 2
718 | Commercial, Existing, College, Base Fluorescent Fixture, 32W, EB, ECM-111, Premium T8, Elecctronic Ballast | See Note 1 | 1213545.9917 | 249202.5836 | See Note 2
719 | Commercial, Existing, Hospital, Base Fluorescent Fixture, 32W, EB, ECM-111, Premium T8, Elecctronic Ballast | See Note 1 | 1819800.0524 | 218976.5782 | See Note 2
720 | Commercial, Existing, Other Health, Base Fluorescent Fixture, 32W, EB, ECM-111, Premium T8, Elecctronic Ballast | See Note 1 | 3711686.0543 | 483433.4638 | See Note 2
721 | Commercial, Existing, Warehouse, Base Fluorescent Fixture, 32W, EB, ECM-111, Premium T8, Elecctronic Ballast | See Note 1 | 7726047.7288 | 1018268.3933 | See Note 2
722 | Commercial, Existing, Hotel, Base Fluorescent Fixture, 32W, EB, ECM-111, Premium T8, Elecctronic Ballast | See Note 1 | 368303.1774 | 47721.4767 | See Note 2
723 | Commercial, Existing, Other, Base Fluorescent Fixture, 32W, EB, ECM-111, Premium T8, Elecctronic Ballast | See Note 1 | 2292987.8328 | 290498.9127 | See Note 2
724 | Commercial, Existing, Office, Base Fluorescent Fixture, 32W, EB, ECM-112, Premium T8, EB, Reflector | See Note 1 | 6208692.1156 | 1417352.9443 | See Note 2
725 | Commercial, Existing, Restaurant, Base Fluorescent Fixture, 32W, EB, ECM-112, Premium T8, EB, Reflector | See Note 1 | 1164692.9766 | 249296.6697 | See Note 2
726 | Commercial, Existing, Retail, Base Fluorescent Fixture, 32W, EB, ECM-112, Premium T8, EB, Reflector | See Note 1 | 3851866.3949 | 850863.144 | See Note 2
727 | Commercial, Existing, FoodStore, Base Fluorescent Fixture, 32W, EB, ECM-112, Premium T8, EB, Reflector | See Note 1 | 197971.1836 | 40703.308 | See Note 2
728 | Commercial, Existing, School, Base Fluorescent Fixture, 32W, EB, ECM-112, Premium T8, EB, Reflector | See Note 1 | 445055.9915 | 131826.1311 | See Note 2
729 | Commercial, Existing, College, Base Fluorescent Fixture, 32W, EB, ECM-112, Premium T8, EB, Reflector | See Note 1 | 379096.2642 | 139506.4938 | See Note 2
730 | Commercial, Existing, Hospital, Base Fluorescent Fixture, 32W, EB, ECM-112, Premium T8, EB, Reflector | See Note 1 | 568484.8191 | 122585.6258 | See Note 2
731 | Commercial, Existing, Other Health, Base Fluorescent Fixture, 32W, EB, ECM-112, Premium T8, EB, Reflector | See Note 1 | 1159487.1162 | 270631.6547 | See Note 2
732 | Commercial, Existing, Warehouse, Base Fluorescent Fixture, 32W, EB, ECM-112, Premium T8, EB, Reflector | See Note 1 | 2413522.8835 | 570038.4454 | See Note 2
733 | Commercial, Existing, Hotel, Base Fluorescent Fixture, 32W, EB, ECM-112, Premium T8, EB, Reflector | See Note 1 | 115054.0243 | 26715.0356 | See Note 2
734 | Commercial, Existing, Other, Base Fluorescent Fixture, 32W, EB, ECM-112, Premium T8, EB, Reflector | See Note 1 | 716300.6451 | 162624.6574 | See Note 2
735 | Commercial, Existing, Office, Base Fluorescent Fixture, 32W, EB, ECM-113, Occupancy Sensor | See Note 1 | 0 | 0 | See Note 2
736 | Commercial, Existing, Restaurant, Base Fluorescent Fixture, 32W, EB, ECM-113, Occupancy Sensor | See Note 1 | 0 | 0 | See Note 2
737 | Commercial, Existing, Retail, Base Fluorescent Fixture, 32W, EB, ECM-113, Occupancy Sensor | See Note 1 | 0 | 0 | See Note 2
738 | Commercial, Existing, FoodStore, Base Fluorescent Fixture, 32W, EB, ECM-113, Occupancy Sensor | See Note 1 | 0 | 0 | See Note 2
739 | Commercial, Existing, School, Base Fluorescent Fixture, 32W, EB, ECM-113, Occupancy Sensor | See Note 1 | 0 | 0 | See Note 2
740 | Commercial, Existing, College, Base Fluorescent Fixture, 32W, EB, ECM-113, Occupancy Sensor | See Note 1 | 0 | 0 | See Note 2
741 | Commercial, Existing, Hospital, Base Fluorescent Fixture, 32W, EB, ECM-113, Occupancy Sensor | See Note 1 | 0 | 0 | See Note 2
742 | Commercial, Existing, Other Health, Base Fluorescent Fixture, 32W, EB, ECM-113, Occupancy Sensor | See Note 1 | 0 | 0 | See Note 2
743 | Commercial, Existing, Warehouse, Base Fluorescent Fixture, 32W, EB, ECM-113, Occupancy Sensor | See Note 1 | 0 | 0 | See Note 2
744 | Commercial, Existing, Hotel, Base Fluorescent Fixture, 32W, EB, ECM-113, Occupancy Sensor | See Note 1 | 0 | 0 | See Note 2
745 | Commercial, Existing, Other, Base Fluorescent Fixture, 32W, EB, ECM-113, Occupancy Sensor | See Note 1 | 0 | 0 | See Note 2
746 | Commercial, Existing, Office, Base Fluorescent Fixture, 32W, EB, ECM-114, Continuous Dimming | See Note 1 | 0 | 0 | See Note 2
747 | Commercial, Existing, Restaurant, Base Fluorescent Fixture, 32W, EB, ECM-114, Continuous Dimming | See Note 1 | 0 | 0 | See Note 2
748 | Commercial, Existing, Retail, Base Fluorescent Fixture, 32W, EB, ECM-114, Continuous Dimming | See Note 1 | 0 | 0 | See Note 2
749 | Commercial, Existing, FoodStore, Base Fluorescent Fixture, 32W, EB, ECM-114, Continuous Dimming | See Note 1 | 0 | 0 | See Note 2
750 | Commercial, Existing, School, Base Fluorescent Fixture, 32W, EB, ECM-114, Continuous Dimming | See Note 1 | 0 | 0 | See Note 2
751 | Commercial, Existing, College, Base Fluorescent Fixture, 32W, EB, ECM-114, Continuous Dimming | See Note 1 | 0 | 0 | See Note 2
752 | Commercial, Existing, Hospital, Base Fluorescent Fixture, 32W, EB, ECM-114, Continuous Dimming | See Note 1 | 0 | 0 | See Note 2
753 | Commercial, Existing, Other Health, Base Fluorescent Fixture, 32W, EB, ECM-114, Continuous Dimming | See Note 1 | 0 | 0 | See Note 2
754 | Commercial, Existing, Warehouse, Base Fluorescent Fixture, 32W, EB, ECM-114, Continuous Dimming | See Note 1 | 0 | 0 | See Note 2
755 | Commercial, Existing, Hotel, Base Fluorescent Fixture, 32W, EB, ECM-114, Continuous Dimming | See Note 1 | 0 | 0 | See Note 2
756 | Commercial, Existing, Other, Base Fluorescent Fixture, 32W, EB, ECM-114, Continuous Dimming | See Note 1 | 0 | 0 | See Note 2
757 | Commercial, Existing, Office, Base Fluorescent Fixture, 32W, EB, ECM-115, Lighting Control Tuneup | See Note 1 | 274355.3289 | 65534.3279 | See Note 2
758 | Commercial, Existing, Restaurant, Base Fluorescent Fixture, 32W, EB, ECM-115, Lighting Control Tuneup | See Note 1 | 19224.7275 | 4096.8535 | See Note 2
759 | Commercial, Existing, Retail, Base Fluorescent Fixture, 32W, EB, ECM-115, Lighting Control Tuneup | See Note 1 | 255316.4581 | 51559.7337 | See Note 2
760 | Commercial, Existing, FoodStore, Base Fluorescent Fixture, 32W, EB, ECM-115, Lighting Control Tuneup | See Note 1 | 8168.9312 | 699.2764 | See Note 2
761 | Commercial, Existing, School, Base Fluorescent Fixture, 32W, EB, ECM-115, Lighting Control Tuneup | See Note 1 | 19098.9822 | 5971.6766 | See Note 2
762 | Commercial, Existing, College, Base Fluorescent Fixture, 32W, EB, ECM-115, Lighting Control Tuneup | See Note 1 | 26133.3927 | 8066.2238 | See Note 2
763 | Commercial, Existing, Hospital, Base Fluorescent Fixture, 32W, EB, ECM-115, Lighting Control Tuneup | See Note 1 | 39188.8996 | 6798.9066 | See Note 2
764 | Commercial, Existing, Other Health, Base Fluorescent Fixture, 32W, EB, ECM-115, Lighting Control Tuneup | See Note 1 | 79930.1581 | 7318.1298 | See Note 2
765 | Commercial, Existing, Warehouse, Base Fluorescent Fixture, 32W, EB, ECM-115, Lighting Control Tuneup | See Note 1 | 0 | 0 | See Note 2
766 | Commercial, Existing, Hotel, Base Fluorescent Fixture, 32W, EB, ECM-115, Lighting Control Tuneup | See Note 1 | 0 | 0 | See Note 2
767 | Commercial, Existing, Other, Base Fluorescent Fixture, 32W, EB, ECM-115, Lighting Control Tuneup | See Note 1 | 30739.6821 | 11264.9313 | See Note 2
768 | Commercial, Existing, Office, Base T8, EB, ECM-121, ROB Premium T8, 1EB | See Note 1 | 3794728.1054 | 1273846.1435 | See Note 2
769 | Commercial, Existing, Restaurant, Base T8, EB, ECM-121, ROB Premium T8, 1EB | See Note 1 | 1928644.2197 | 504124.6823 | See Note 2
770 | Commercial, Existing, Retail, Base T8, EB, ECM-121, ROB Premium T8, 1EB | See Note 1 | 4268933.2619 | 1147070.0423 | See Note 2
771 | Commercial, Existing, FoodStore, Base T8, EB, ECM-121, ROB Premium T8, 1EB | See Note 1 | 72755.3079 | 18291.0517 | See Note 2
772 | Commercial, Existing, School, Base T8, EB, ECM-121, ROB Premium T8, 1EB | See Note 1 | 170655.3116 | 59239.3763 | See Note 2
773 | Commercial, Existing, College, Base T8, EB, ECM-121, ROB Premium T8, 1EB | See Note 1 | 145651.5801 | 62690.7398 | See Note 2
774 | Commercial, Existing, Hospital, Base T8, EB, ECM-121, ROB Premium T8, 1EB | See Note 1 | 218415.0946 | 55086.9236 | See Note 2
775 | Commercial, Existing, Other Health, Base T8, EB, ECM-121, ROB Premium T8, 1EB | See Note 1 | 1994255.1793 | 547268.0285 | See Note 2
776 | Commercial, Existing, Warehouse, Base T8, EB, ECM-121, ROB Premium T8, 1EB | See Note 1 | 922474.4595 | 256161.0636 | See Note 2
777 | Commercial, Existing, Hotel, Base T8, EB, ECM-121, ROB Premium T8, 1EB | See Note 1 | 197885.9675 | 54022.8189 | See Note 2
778 | Commercial, Existing, Other, Base T8, EB, ECM-121, ROB Premium T8, 1EB | See Note 1 | 1236006.5231 | 328857.5971 | See Note 2
779 | Commercial, Existing, Office, Base T8, EB, ECM-122, ROB Premium T8, EB, Reflector | See Note 1 | 5246620.9967 | 977984.6831 | See Note 2
780 | Commercial, Existing, Restaurant, Base T8, EB, ECM-122, ROB Premium T8, EB, Reflector | See Note 1 | 1248428.0681 | 258024.9952 | See Note 2
781 | Commercial, Existing, Retail, Base T8, EB, ECM-122, ROB Premium T8, EB, Reflector | See Note 1 | 2763312.6789 | 587102.2638 | See Note 2
782 | Commercial, Existing, FoodStore, Base T8, EB, ECM-122, ROB Premium T8, EB, Reflector | See Note 1 | 47095.215 | 9361.8676 | See Note 2
783 | Commercial, Existing, School, Base T8, EB, ECM-122, ROB Premium T8, EB, Reflector | See Note 1 | 110467.7767 | 30320.3559 | See Note 2
784 | Commercial, Existing, College, Base T8, EB, ECM-122, ROB Premium T8, EB, Reflector | See Note 1 | 94281.5059 | 32086.8595 | See Note 2
785 | Commercial, Existing, Hospital, Base T8, EB, ECM-122, ROB Premium T8, EB, Reflector | See Note 1 | 141382.2929 | 28195.0154 | See Note 2
786 | Commercial, Existing, Other Health, Base T8, EB, ECM-122, ROB Premium T8, EB, Reflector | See Note 1 | 1290900.6582 | 280106.9565 | See Note 2
787 | Commercial, Existing, Warehouse, Base T8, EB, ECM-122, ROB Premium T8, EB, Reflector | See Note 1 | 597126.1397 | 131110.3374 | See Note 2
788 | Commercial, Existing, Hotel, Base T8, EB, ECM-122, ROB Premium T8, EB, Reflector | See Note 1 | 128093.768 | 27650.3771 | See Note 2
789 | Commercial, Existing, Other, Base T8, EB, ECM-122, ROB Premium T8, EB, Reflector | See Note 1 | 800077.86 | 168318.4397 | See Note 2
790 | Commercial, Existing, Office, Base T8, EB, ECM-123, Occupancy Sensor | See Note 1 | 0 | 0 | See Note 2
791 | Commercial, Existing, Restaurant, Base T8, EB, ECM-123, Occupancy Sensor | See Note 1 | 0 | 0 | See Note 2
792 | Commercial, Existing, Retail, Base T8, EB, ECM-123, Occupancy Sensor | See Note 1 | 0 | 0 | See Note 2
793 | Commercial, Existing, FoodStore, Base T8, EB, ECM-123, Occupancy Sensor | See Note 1 | 0 | 0 | See Note 2
794 | Commercial, Existing, School, Base T8, EB, ECM-123, Occupancy Sensor | See Note 1 | 0 | 0 | See Note 2
795 | Commercial, Existing, College, Base T8, EB, ECM-123, Occupancy Sensor | See Note 1 | 0 | 0 | See Note 2
796 | Commercial, Existing, Hospital, Base T8, EB, ECM-123, Occupancy Sensor | See Note 1 | 0 | 0 | See Note 2
797 | Commercial, Existing, Other Health, Base T8, EB, ECM-123, Occupancy Sensor | See Note 1 | 0 | 0 | See Note 2
798 | Commercial, Existing, Warehouse, Base T8, EB, ECM-123, Occupancy Sensor | See Note 1 | 0 | 0 | See Note 2
799 | Commercial, Existing, Hotel, Base T8, EB, ECM-123, Occupancy Sensor | See Note 1 | 0 | 0 | See Note 2
800 | Commercial, Existing, Other, Base T8, EB, ECM-123, Occupancy Sensor | See Note 1 | 0 | 0 | See Note 2
801 | Commercial, Existing, Office, Base T8, EB, ECM-124, Lighting Control Tuneup | See Note 1 | 110787.534 | 65534.3279 | See Note 2
802 | Commercial, Existing, Restaurant, Base T8, EB, ECM-124, Lighting Control Tuneup | See Note 1 | 12455.3459 | 6145.2803 | See Note 2
803 | Commercial, Existing, Retail, Base T8, EB, ECM-124, Lighting Control Tuneup | See Note 1 | 110276.2351 | 51559.7337 | See Note 2
804 | Commercial, Existing, FoodStore, Base T8, EB, ECM-124, Lighting Control Tuneup | See Note 1 | 1565.7297 | 233.0921 | See Note 2
805 | Commercial, Existing, School, Base T8, EB, ECM-124, Lighting Control Tuneup | See Note 1 | 2749.7966 | 1990.5589 | See Note 2
806 | Commercial, Existing, College, Base T8, EB, ECM-124, Lighting Control Tuneup | See Note 1 | 3762.5192 | 2688.7413 | See Note 2
807 | Commercial, Existing, Hospital, Base T8, EB, ECM-124, Lighting Control Tuneup | See Note 1 | 5642.1906 | 2266.3022 | See Note 2
808 | Commercial, Existing, Other Health, Base T8, EB, ECM-124, Lighting Control Tuneup | See Note 1 | 68940.5475 | 10977.1947 | See Note 2
809 | Commercial, Existing, Warehouse, Base T8, EB, ECM-124, Lighting Control Tuneup | See Note 1 | 0 | 0 | See Note 2
810 | Commercial, Existing, Hotel, Base T8, EB, ECM-124, Lighting Control Tuneup | See Note 1 | 0 | 0 | See Note 2
811 | Commercial, Existing, Other, Base T8, EB, ECM-124, Lighting Control Tuneup | See Note 1 | 0 | 0 | See Note 2
812 | Commercial, Existing, Office, Base Incandescent Flood, 53W to Screw-in CFL, ECM-131, CFL Screw-in 18W | See Note 1 | 12015019.8157 | 2887834.1429 | See Note 2
813 | Commercial, Existing, Restaurant, Base Incandescent Flood, 53W to Screw-in CFL, ECM-131, CFL Screw-in 18W | See Note 1 | 21128805.8576 | 5078269.9644 | See Note 2
814 | Commercial, Existing, Retail, Base Incandescent Flood, 53W to Screw-in CFL, ECM-131, CFL Screw-in 18W | See Note 1 | 23194529.0087 | 5574700.9887 | See Note 2
815 | Commercial, Existing, FoodStore, Base Incandescent Flood, 53W to Screw-in CFL, ECM-131, CFL Screw-in 18W | See Note 1 | 178230.4025 | 42377.7294 | See Note 2
816 | Commercial, Existing, School, Base Incandescent Flood, 53W to Screw-in CFL, ECM-131, CFL Screw-in 18W | See Note 1 | 637659.4432 | 154792.9741 | See Note 2
817 | Commercial, Existing, College, Base Incandescent Flood, 53W to Screw-in CFL, ECM-131, CFL Screw-in 18W | See Note 1 | 416292.9808 | 102227.3492 | See Note 2
818 | Commercial, Existing, Hospital, Base Incandescent Flood, 53W to Screw-in CFL, ECM-131, CFL Screw-in 18W | See Note 1 | 719218.967 | 171008.9303 | See Note 2
819 | Commercial, Existing, Other Health, Base Incandescent Flood, 53W to Screw-in CFL, ECM-131, CFL Screw-in 18W | See Note 1 | 12218979.2736 | 2936839.7098 | See Note 2
820 | Commercial, Existing, Warehouse, Base Incandescent Flood, 53W to Screw-in CFL, ECM-131, CFL Screw-in 18W | See Note 1 | 13546084.2669 | 3255792.66 | See Note 2
821 | Commercial, Existing, Hotel, Base Incandescent Flood, 53W to Screw-in CFL, ECM-131, CFL Screw-in 18W | See Note 1 | 8419702.5994 | 2023708.6066 | See Note 2
822 | Commercial, Existing, Other, Base Incandescent Flood, 53W to Screw-in CFL, ECM-131, CFL Screw-in 18W | See Note 1 | 4560211.5185 | 815841.2942 | See Note 2
823 | Commercial, Existing, Office, Base Incandescent Flood, 53W to Screw-in CFL, ECM-132, LED Flood, 14W | See Note 1 | 0 | 0 | See Note 2
824 | Commercial, Existing, Restaurant, Base Incandescent Flood, 53W to Screw-in CFL, ECM-132, LED Flood, 14W | See Note 1 | 0 | 0 | See Note 2
825 | Commercial, Existing, Retail, Base Incandescent Flood, 53W to Screw-in CFL, ECM-132, LED Flood, 14W | See Note 1 | 0 | 0 | See Note 2
826 | Commercial, Existing, FoodStore, Base Incandescent Flood, 53W to Screw-in CFL, ECM-132, LED Flood, 14W | See Note 1 | 0 | 0 | See Note 2
827 | Commercial, Existing, School, Base Incandescent Flood, 53W to Screw-in CFL, ECM-132, LED Flood, 14W | See Note 1 | 0 | 0 | See Note 2
828 | Commercial, Existing, College, Base Incandescent Flood, 53W to Screw-in CFL, ECM-132, LED Flood, 14W | See Note 1 | 0 | 0 | See Note 2
829 | Commercial, Existing, Hospital, Base Incandescent Flood, 53W to Screw-in CFL, ECM-132, LED Flood, 14W | See Note 1 | 0 | 0 | See Note 2
830 | Commercial, Existing, Other Health, Base Incandescent Flood, 53W to Screw-in CFL, ECM-132, LED Flood, 14W | See Note 1 | 0 | 0 | See Note 2
831 | Commercial, Existing, Warehouse, Base Incandescent Flood, 53W to Screw-in CFL, ECM-132, LED Flood, 14W | See Note 1 | 0 | 0 | See Note 2
832 | Commercial, Existing, Hotel, Base Incandescent Flood, 53W to Screw-in CFL, ECM-132, LED Flood, 14W | See Note 1 | 0 | 0 | See Note 2
833 | Commercial, Existing, Other, Base Incandescent Flood, 53W to Screw-in CFL, ECM-132, LED Flood, 14W | See Note 1 | 0 | 0 | See Note 2
834 | Commercial, Existing, Office, Base Incandescent Flood, 53W to Hardwired CFL , ECM-141, CFL Hardwired, Modular 18W | See Note 1 | 4005006.6052 | 1278704.0694 | See Note 2
835 | Commercial, Existing, Restaurant, Base Incandescent Flood, 53W to Hardwired CFL , ECM-141, CFL Hardwired, Modular 18W | See Note 1 | 7042935.2859 | 2232440.2264 | See Note 2
836 | Commercial, Existing, Retail, Base Incandescent Flood, 53W to Hardwired CFL , ECM-141, CFL Hardwired, Modular 18W | See Note 1 | 7731509.6696 | 2450674.5062 | See Note 2
837 | Commercial, Existing, FoodStore, Base Incandescent Flood, 53W to Hardwired CFL , ECM-141, CFL Hardwired, Modular 18W | See Note 1 | 59410.1342 | 18416.9668 | See Note 2
838 | Commercial, Existing, School, Base Incandescent Flood, 53W to Hardwired CFL , ECM-141, CFL Hardwired, Modular 18W | See Note 1 | 212553.1477 | 68639.5334 | See Note 2
839 | Commercial, Existing, College, Base Incandescent Flood, 53W to Hardwired CFL , ECM-141, CFL Hardwired, Modular 18W | See Note 1 | 138764.3269 | 45617.8178 | See Note 2
840 | Commercial, Existing, Hospital, Base Incandescent Flood, 53W to Hardwired CFL , ECM-141, CFL Hardwired, Modular 18W | See Note 1 | 239739.6557 | 75185.4836 | See Note 2
841 | Commercial, Existing, Other Health, Base Incandescent Flood, 53W to Hardwired CFL , ECM-141, CFL Hardwired, Modular 18W | See Note 1 | 4072993.0912 | 1291053.6763 | See Note 2
842 | Commercial, Existing, Warehouse, Base Incandescent Flood, 53W to Hardwired CFL , ECM-141, CFL Hardwired, Modular 18W | See Note 1 | 4515361.4223 | 1441632.4198 | See Note 2
843 | Commercial, Existing, Hotel, Base Incandescent Flood, 53W to Hardwired CFL , ECM-141, CFL Hardwired, Modular 18W | See Note 1 | 2806567.5331 | 889635.3545 | See Note 2
844 | Commercial, Existing, Other, Base Incandescent Flood, 53W to Hardwired CFL , ECM-141, CFL Hardwired, Modular 18W | See Note 1 | 1520070.5062 | 361766.8446 | See Note 2
845 | Commercial, Existing, Office, Base CFL, ECM-146, LED A-lamp, 12W | See Note 1 | 0 | 0 | See Note 2
846 | Commercial, Existing, Restaurant, Base CFL, ECM-146, LED A-lamp, 12W | See Note 1 | 0 | 0 | See Note 2
847 | Commercial, Existing, Retail, Base CFL, ECM-146, LED A-lamp, 12W | See Note 1 | 0 | 0 | See Note 2
848 | Commercial, Existing, FoodStore, Base CFL, ECM-146, LED A-lamp, 12W | See Note 1 | 0 | 0 | See Note 2
849 | Commercial, Existing, School, Base CFL, ECM-146, LED A-lamp, 12W | See Note 1 | 0 | 0 | See Note 2
850 | Commercial, Existing, College, Base CFL, ECM-146, LED A-lamp, 12W | See Note 1 | 0 | 0 | See Note 2
851 | Commercial, Existing, Hospital, Base CFL, ECM-146, LED A-lamp, 12W | See Note 1 | 0 | 0 | See Note 2
852 | Commercial, Existing, Other Health, Base CFL, ECM-146, LED A-lamp, 12W | See Note 1 | 0 | 0 | See Note 2
853 | Commercial, Existing, Warehouse, Base CFL, ECM-146, LED A-lamp, 12W | See Note 1 | 0 | 0 | See Note 2
854 | Commercial, Existing, Hotel, Base CFL, ECM-146, LED A-lamp, 12W | See Note 1 | 0 | 0 | See Note 2
855 | Commercial, Existing, Other, Base CFL, ECM-146, LED A-lamp, 12W | See Note 1 | 0 | 0 | See Note 2
856 | Commercial, Existing, Office, Base High Bay Mercury Vapor, 400W, ECM-151, PSMH, 250W, magnetic ballast | See Note 1 | 1834866.4352 | 136367.727 | See Note 2
857 | Commercial, Existing, Restaurant, Base High Bay Mercury Vapor, 400W, ECM-151, PSMH, 250W, magnetic ballast | See Note 1 | 10594.1272 | 777.4295 | See Note 2
858 | Commercial, Existing, Retail, Base High Bay Mercury Vapor, 400W, ECM-151, PSMH, 250W, magnetic ballast | See Note 1 | 4816014.4779 | 355696.4898 | See Note 2
859 | Commercial, Existing, FoodStore, Base High Bay Mercury Vapor, 400W, ECM-151, PSMH, 250W, magnetic ballast | See Note 1 | 122947.253 | 8620.1809 | See Note 2
860 | Commercial, Existing, School, Base High Bay Mercury Vapor, 400W, ECM-151, PSMH, 250W, magnetic ballast | See Note 1 | 125493.2101 | 9606.4984 | See Note 2
861 | Commercial, Existing, College, Base High Bay Mercury Vapor, 400W, ECM-151, PSMH, 250W, magnetic ballast | See Note 1 | 384021.005 | 31228.1759 | See Note 2
862 | Commercial, Existing, Hospital, Base High Bay Mercury Vapor, 400W, ECM-151, PSMH, 250W, magnetic ballast | See Note 1 | 57058.4378 | 4071.6765 | See Note 2
863 | Commercial, Existing, Other Health, Base High Bay Mercury Vapor, 400W, ECM-151, PSMH, 250W, magnetic ballast | See Note 1 | 16003.3868 | 783.1054 | See Note 2
864 | Commercial, Existing, Warehouse, Base High Bay Mercury Vapor, 400W, ECM-151, PSMH, 250W, magnetic ballast | See Note 1 | 4326992.2339 | 442691.0421 | See Note 2
865 | Commercial, Existing, Hotel, Base High Bay Mercury Vapor, 400W, ECM-151, PSMH, 250W, magnetic ballast | See Note 1 | 12115.8984 | 894.8704 | See Note 2
866 | Commercial, Existing, Other, Base High Bay Mercury Vapor, 400W, ECM-151, PSMH, 250W, magnetic ballast | See Note 1 | 6185909.7332 | 353585.3329 | See Note 2
867 | Commercial, Existing, Office, Base High Bay Mercury Vapor, 400W, ECM-152, PSMH, 250 W, electronic ballast | See Note 1 | 0 | 0 | See Note 2
868 | Commercial, Existing, Restaurant, Base High Bay Mercury Vapor, 400W, ECM-152, PSMH, 250 W, electronic ballast | See Note 1 | 0 | 0 | See Note 2
869 | Commercial, Existing, Retail, Base High Bay Mercury Vapor, 400W, ECM-152, PSMH, 250 W, electronic ballast | See Note 1 | 0 | 0 | See Note 2
870 | Commercial, Existing, FoodStore, Base High Bay Mercury Vapor, 400W, ECM-152, PSMH, 250 W, electronic ballast | See Note 1 | 0 | 0 | See Note 2
871 | Commercial, Existing, School, Base High Bay Mercury Vapor, 400W, ECM-152, PSMH, 250 W, electronic ballast | See Note 1 | 0 | 0 | See Note 2
872 | Commercial, Existing, College, Base High Bay Mercury Vapor, 400W, ECM-152, PSMH, 250 W, electronic ballast | See Note 1 | 0 | 0 | See Note 2
873 | Commercial, Existing, Hospital, Base High Bay Mercury Vapor, 400W, ECM-152, PSMH, 250 W, electronic ballast | See Note 1 | 0 | 0 | See Note 2
874 | Commercial, Existing, Other Health, Base High Bay Mercury Vapor, 400W, ECM-152, PSMH, 250 W, electronic ballast | See Note 1 | 0 | 0 | See Note 2
875 | Commercial, Existing, Warehouse, Base High Bay Mercury Vapor, 400W, ECM-152, PSMH, 250 W, electronic ballast | See Note 1 | 0 | 0 | See Note 2
876 | Commercial, Existing, Hotel, Base High Bay Mercury Vapor, 400W, ECM-152, PSMH, 250 W, electronic ballast | See Note 1 | 0 | 0 | See Note 2
877 | Commercial, Existing, Other, Base High Bay Mercury Vapor, 400W, ECM-152, PSMH, 250 W, electronic ballast | See Note 1 | 0 | 0 | See Note 2
878 | Commercial, Existing, Office, Base High Bay Mercury Vapor, 400W, ECM-153, High Bay T5 | See Note 1 | 0 | 0 | See Note 2
879 | Commercial, Existing, Restaurant, Base High Bay Mercury Vapor, 400W, ECM-153, High Bay T5 | See Note 1 | 0 | 0 | See Note 2
880 | Commercial, Existing, Retail, Base High Bay Mercury Vapor, 400W, ECM-153, High Bay T5 | See Note 1 | 0 | 0 | See Note 2
881 | Commercial, Existing, FoodStore, Base High Bay Mercury Vapor, 400W, ECM-153, High Bay T5 | See Note 1 | 0 | 0 | See Note 2
882 | Commercial, Existing, School, Base High Bay Mercury Vapor, 400W, ECM-153, High Bay T5 | See Note 1 | 0 | 0 | See Note 2
883 | Commercial, Existing, College, Base High Bay Mercury Vapor, 400W, ECM-153, High Bay T5 | See Note 1 | 0 | 0 | See Note 2
884 | Commercial, Existing, Hospital, Base High Bay Mercury Vapor, 400W, ECM-153, High Bay T5 | See Note 1 | 0 | 0 | See Note 2
885 | Commercial, Existing, Other Health, Base High Bay Mercury Vapor, 400W, ECM-153, High Bay T5 | See Note 1 | 2429.082 | 1785.8482 | See Note 2
886 | Commercial, Existing, Warehouse, Base High Bay Mercury Vapor, 400W, ECM-153, High Bay T5 | See Note 1 | 0 | 0 | See Note 2
887 | Commercial, Existing, Hotel, Base High Bay Mercury Vapor, 400W, ECM-153, High Bay T5 | See Note 1 | 0 | 0 | See Note 2
888 | Commercial, Existing, Other, Base High Bay Mercury Vapor, 400W, ECM-153, High Bay T5 | See Note 1 | 0 | 0 | See Note 2
889 | Commercial, Existing, Office, Base High Bay Mercury Vapor, 400W, ECM-154, LED High Bay, 83W | See Note 1 | 1590128.6574 | 841862.3329 | See Note 2
890 | Commercial, Existing, Restaurant, Base High Bay Mercury Vapor, 400W, ECM-154, LED High Bay, 83W | See Note 1 | 9180.972 | 4414.8756 | See Note 2
891 | Commercial, Existing, Retail, Base High Bay Mercury Vapor, 400W, ECM-154, LED High Bay, 83W | See Note 1 | 4173575.3505 | 2068816.408 | See Note 2
892 | Commercial, Existing, FoodStore, Base High Bay Mercury Vapor, 400W, ECM-154, LED High Bay, 83W | See Note 1 | 106547.9607 | 48586.9466 | See Note 2
893 | Commercial, Existing, School, Base High Bay Mercury Vapor, 400W, ECM-154, LED High Bay, 83W | See Note 1 | 108758.0942 | 74031.9923 | See Note 2
894 | Commercial, Existing, College, Base High Bay Mercury Vapor, 400W, ECM-154, LED High Bay, 83W | See Note 1 | 332795.9858 | 276872.583 | See Note 2
895 | Commercial, Existing, Hospital, Base High Bay Mercury Vapor, 400W, ECM-154, LED High Bay, 83W | See Note 1 | 49447.836 | 22786.4089 | See Note 2
896 | Commercial, Existing, Other Health, Base High Bay Mercury Vapor, 400W, ECM-154, LED High Bay, 83W | See Note 1 | 13868.7777 | 4633.0387 | See Note 2
897 | Commercial, Existing, Warehouse, Base High Bay Mercury Vapor, 400W, ECM-154, LED High Bay, 83W | See Note 1 | 3749824.4086 | 2863080.7503 | See Note 2
898 | Commercial, Existing, Hotel, Base High Bay Mercury Vapor, 400W, ECM-154, LED High Bay, 83W | See Note 1 | 10499.9106 | 5558.9804 | See Note 2
899 | Commercial, Existing, Other, Base High Bay Mercury Vapor, 400W, ECM-154, LED High Bay, 83W | See Note 1 | 5360772.8841 | 2789073.251 | See Note 2
900 | Commercial, Existing, Office, Base Exit Sign, ECM-161, LED Exit Sign | See Note 1 | 1578355.8582 | 454145 | See Note 2
901 | Commercial, Existing, Restaurant, Base Exit Sign, ECM-161, LED Exit Sign | See Note 1 | 2783603.9204 | 770470.3074 | See Note 2
902 | Commercial, Existing, Retail, Base Exit Sign, ECM-161, LED Exit Sign | See Note 1 | 1668868.3487 | 415527.4689 | See Note 2
903 | Commercial, Existing, FoodStore, Base Exit Sign, ECM-161, LED Exit Sign | See Note 1 | 10581.0688 | 3798.4246 | See Note 2
904 | Commercial, Existing, School, Base Exit Sign, ECM-161, LED Exit Sign | See Note 1 | 204506.9149 | 65351.8237 | See Note 2
905 | Commercial, Existing, College, Base Exit Sign, ECM-161, LED Exit Sign | See Note 1 | 108793.5177 | 25140.2502 | See Note 2
906 | Commercial, Existing, Hospital, Base Exit Sign, ECM-161, LED Exit Sign | See Note 1 | 26351.5908 | 8862.7514 | See Note 2
907 | Commercial, Existing, Other Health, Base Exit Sign, ECM-161, LED Exit Sign | See Note 1 | 305677.6227 | 92567.5462 | See Note 2
908 | Commercial, Existing, Warehouse, Base Exit Sign, ECM-161, LED Exit Sign | See Note 1 | 657351.3513 | 224476.9732 | See Note 2
909 | Commercial, Existing, Hotel, Base Exit Sign, ECM-161, LED Exit Sign | See Note 1 | 268234.8464 | 77401.5356 | See Note 2
910 | Commercial, Existing, Other, Base Exit Sign, ECM-161, LED Exit Sign | See Note 1 | 500676.0948 | 132967.6845 | See Note 2
911 | Commercial, Existing, Office, Base Outdoor Mercury Vapor 400W Lamp, ECM-201, High Pressure Sodium 250W Lamp | See Note 1 | 0 | 0 | See Note 2
912 | Commercial, Existing, Restaurant, Base Outdoor Mercury Vapor 400W Lamp, ECM-201, High Pressure Sodium 250W Lamp | See Note 1 | 0 | 0 | See Note 2
913 | Commercial, Existing, Retail, Base Outdoor Mercury Vapor 400W Lamp, ECM-201, High Pressure Sodium 250W Lamp | See Note 1 | 0 | 0 | See Note 2
914 | Commercial, Existing, FoodStore, Base Outdoor Mercury Vapor 400W Lamp, ECM-201, High Pressure Sodium 250W Lamp | See Note 1 | 0 | 0 | See Note 2
915 | Commercial, Existing, School, Base Outdoor Mercury Vapor 400W Lamp, ECM-201, High Pressure Sodium 250W Lamp | See Note 1 | 0 | 0 | See Note 2
916 | Commercial, Existing, College, Base Outdoor Mercury Vapor 400W Lamp, ECM-201, High Pressure Sodium 250W Lamp | See Note 1 | 0 | 0 | See Note 2
917 | Commercial, Existing, Hospital, Base Outdoor Mercury Vapor 400W Lamp, ECM-201, High Pressure Sodium 250W Lamp | See Note 1 | 0 | 0 | See Note 2
918 | Commercial, Existing, Other Health, Base Outdoor Mercury Vapor 400W Lamp, ECM-201, High Pressure Sodium 250W Lamp | See Note 1 | 0 | 0 | See Note 2
919 | Commercial, Existing, Warehouse, Base Outdoor Mercury Vapor 400W Lamp, ECM-201, High Pressure Sodium 250W Lamp | See Note 1 | 0 | 0 | See Note 2
920 | Commercial, Existing, Hotel, Base Outdoor Mercury Vapor 400W Lamp, ECM-201, High Pressure Sodium 250W Lamp | See Note 1 | 0 | 0 | See Note 2
921 | Commercial, Existing, Other, Base Outdoor Mercury Vapor 400W Lamp, ECM-201, High Pressure Sodium 250W Lamp | See Note 1 | 0 | 0 | See Note 2
922 | Commercial, Existing, Office, Base Outdoor Mercury Vapor 400W Lamp, ECM-202, Outdoor Lighting Controls (Photocell/Timeclock) | See Note 1 | 0 | 0 | See Note 2
923 | Commercial, Existing, Restaurant, Base Outdoor Mercury Vapor 400W Lamp, ECM-202, Outdoor Lighting Controls (Photocell/Timeclock) | See Note 1 | 0 | 0 | See Note 2
924 | Commercial, Existing, Retail, Base Outdoor Mercury Vapor 400W Lamp, ECM-202, Outdoor Lighting Controls (Photocell/Timeclock) | See Note 1 | 206579.7246 | 131084.6047 | See Note 2
925 | Commercial, Existing, FoodStore, Base Outdoor Mercury Vapor 400W Lamp, ECM-202, Outdoor Lighting Controls (Photocell/Timeclock) | See Note 1 | 5274.252 | 2529.6421 | See Note 2
926 | Commercial, Existing, School, Base Outdoor Mercury Vapor 400W Lamp, ECM-202, Outdoor Lighting Controls (Photocell/Timeclock) | See Note 1 | 15605.1378 | 10004.5556 | See Note 2
927 | Commercial, Existing, College, Base Outdoor Mercury Vapor 400W Lamp, ECM-202, Outdoor Lighting Controls (Photocell/Timeclock) | See Note 1 | 29361.7867 | 11249.1969 | See Note 2
928 | Commercial, Existing, Hospital, Base Outdoor Mercury Vapor 400W Lamp, ECM-202, Outdoor Lighting Controls (Photocell/Timeclock) | See Note 1 | 2413.6891 | 1068.4117 | See Note 2
929 | Commercial, Existing, Other Health, Base Outdoor Mercury Vapor 400W Lamp, ECM-202, Outdoor Lighting Controls (Photocell/Timeclock) | See Note 1 | 29175.2014 | 18975.0205 | See Note 2
930 | Commercial, Existing, Warehouse, Base Outdoor Mercury Vapor 400W Lamp, ECM-202, Outdoor Lighting Controls (Photocell/Timeclock) | See Note 1 | 193013.7219 | 99542.2367 | See Note 2
931 | Commercial, Existing, Hotel, Base Outdoor Mercury Vapor 400W Lamp, ECM-202, Outdoor Lighting Controls (Photocell/Timeclock) | See Note 1 | 0 | 0 | See Note 2
932 | Commercial, Existing, Other, Base Outdoor Mercury Vapor 400W Lamp, ECM-202, Outdoor Lighting Controls (Photocell/Timeclock) | See Note 1 | 0 | 0 | See Note 2
933 | Commercial, Existing, Office, Base Outdoor Mercury Vapor 400W Lamp, ECM-203, LED Outdoor, 105W | See Note 1 | 0 | 0 | See Note 2
934 | Commercial, Existing, Restaurant, Base Outdoor Mercury Vapor 400W Lamp, ECM-203, LED Outdoor, 105W | See Note 1 | 0 | 0 | See Note 2
935 | Commercial, Existing, Retail, Base Outdoor Mercury Vapor 400W Lamp, ECM-203, LED Outdoor, 105W | See Note 1 | 0 | 0 | See Note 2
936 | Commercial, Existing, FoodStore, Base Outdoor Mercury Vapor 400W Lamp, ECM-203, LED Outdoor, 105W | See Note 1 | 111607.7525 | 72066.6944 | See Note 2
937 | Commercial, Existing, School, Base Outdoor Mercury Vapor 400W Lamp, ECM-203, LED Outdoor, 105W | See Note 1 | 0 | 0 | See Note 2
938 | Commercial, Existing, College, Base Outdoor Mercury Vapor 400W Lamp, ECM-203, LED Outdoor, 105W | See Note 1 | 621371.7576 | 320477.1314 | See Note 2
939 | Commercial, Existing, Hospital, Base Outdoor Mercury Vapor 400W Lamp, ECM-203, LED Outdoor, 105W | See Note 1 | 0 | 0 | See Note 2
940 | Commercial, Existing, Other Health, Base Outdoor Mercury Vapor 400W Lamp, ECM-203, LED Outdoor, 105W | See Note 1 | 0 | 0 | See Note 2
941 | Commercial, Existing, Warehouse, Base Outdoor Mercury Vapor 400W Lamp, ECM-203, LED Outdoor, 105W | See Note 1 | 0 | 0 | See Note 2
942 | Commercial, Existing, Hotel, Base Outdoor Mercury Vapor 400W Lamp, ECM-203, LED Outdoor, 105W | See Note 1 | 0 | 0 | See Note 2
943 | Commercial, Existing, Other, Base Outdoor Mercury Vapor 400W Lamp, ECM-203, LED Outdoor, 105W | See Note 1 | 0 | 0 | See Note 2
944 | Commercial, Existing, Office, Base Outdoor HID Lamp, ECM-211, Outdoor Lighting Controls (Photocell/Timeclock) | See Note 1 | 0 | 0 | See Note 2
945 | Commercial, Existing, Restaurant, Base Outdoor HID Lamp, ECM-211, Outdoor Lighting Controls (Photocell/Timeclock) | See Note 1 | 0 | 0 | See Note 2
946 | Commercial, Existing, Retail, Base Outdoor HID Lamp, ECM-211, Outdoor Lighting Controls (Photocell/Timeclock) | See Note 1 | 0 | 0 | See Note 2
947 | Commercial, Existing, FoodStore, Base Outdoor HID Lamp, ECM-211, Outdoor Lighting Controls (Photocell/Timeclock) | See Note 1 | 0 | 0 | See Note 2
948 | Commercial, Existing, School, Base Outdoor HID Lamp, ECM-211, Outdoor Lighting Controls (Photocell/Timeclock) | See Note 1 | 0 | 0 | See Note 2
949 | Commercial, Existing, College, Base Outdoor HID Lamp, ECM-211, Outdoor Lighting Controls (Photocell/Timeclock) | See Note 1 | 49686.3456 | 34286.6252 | See Note 2
950 | Commercial, Existing, Hospital, Base Outdoor HID Lamp, ECM-211, Outdoor Lighting Controls (Photocell/Timeclock) | See Note 1 | 0 | 0 | See Note 2
951 | Commercial, Existing, Other Health, Base Outdoor HID Lamp, ECM-211, Outdoor Lighting Controls (Photocell/Timeclock) | See Note 1 | 0 | 0 | See Note 2
952 | Commercial, Existing, Warehouse, Base Outdoor HID Lamp, ECM-211, Outdoor Lighting Controls (Photocell/Timeclock) | See Note 1 | 0 | 0 | See Note 2
953 | Commercial, Existing, Hotel, Base Outdoor HID Lamp, ECM-211, Outdoor Lighting Controls (Photocell/Timeclock) | See Note 1 | 0 | 0 | See Note 2
954 | Commercial, Existing, Other, Base Outdoor HID Lamp, ECM-211, Outdoor Lighting Controls (Photocell/Timeclock) | See Note 1 | 0 | 0 | See Note 2
955 | Commercial, Existing, Office, Base Centrifugal Chiller, 0.58 kW/ton, 500 tons, ECM-301, Centrifugal Chiller, 0.51 kW/ton, 500 tons | See Note 1 | 2403957.7857 | 1099579.6988 | See Note 2
956 | Commercial, New, Office, Base Centrifugal Chiller, 0.58 kW/ton, 500 tons, ECM-301, Cooling & Ventilation 10% More Efficient Design | See Note 1 | 317145.4127 | 70999.6618 | See Note 2
957 | Commercial, Existing, Restaurant, Base Centrifugal Chiller, 0.58 kW/ton, 500 tons, ECM-301, Centrifugal Chiller, 0.51 kW/ton, 500 tons | See Note 1 | 189834.3396 | 54726.2109 | See Note 2
958 | Commercial, New, Restaurant, Base Centrifugal Chiller, 0.58 kW/ton, 500 tons, ECM-301, Cooling & Ventilation 10% More Efficient Design | See Note 1 | 385372.8713 | 36315.537 | See Note 2
959 | Commercial, Existing, Retail, Base Centrifugal Chiller, 0.58 kW/ton, 500 tons, ECM-301, Centrifugal Chiller, 0.51 kW/ton, 500 tons | See Note 1 | 1373136.3458 | 398087.9617 | See Note 2
960 | Commercial, New, Retail, Base Centrifugal Chiller, 0.58 kW/ton, 500 tons, ECM-301, Cooling & Ventilation 10% More Efficient Design | See Note 1 | 335290.5527 | 71889.1634 | See Note 2
961 | Commercial, Existing, FoodStore, Base Centrifugal Chiller, 0.58 kW/ton, 500 tons, ECM-301, Centrifugal Chiller, 0.51 kW/ton, 500 tons | See Note 1 | 14453.3101 | 4574.2087 | See Note 2
962 | Commercial, New, FoodStore, Base Centrifugal Chiller, 0.58 kW/ton, 500 tons, ECM-301, Cooling & Ventilation 10% More Efficient Design | See Note 1 | 9253.5369 | 797.3108 | See Note 2
963 | Commercial, Existing, School, Base Centrifugal Chiller, 0.58 kW/ton, 500 tons, ECM-301, Centrifugal Chiller, 0.51 kW/ton, 500 tons | See Note 1 | 478617.2871 | 222980.9333 | See Note 2
964 | Commercial, New, School, Base Centrifugal Chiller, 0.58 kW/ton, 500 tons, ECM-301, Cooling & Ventilation 10% More Efficient Design | See Note 1 | 32367.9581 | 6669.9514 | See Note 2
965 | Commercial, Existing, College, Base Centrifugal Chiller, 0.58 kW/ton, 500 tons, ECM-301, Centrifugal Chiller, 0.51 kW/ton, 500 tons | See Note 1 | 255836.4263 | 121987.1851 | See Note 2
966 | Commercial, New, College, Base Centrifugal Chiller, 0.58 kW/ton, 500 tons, ECM-301, Cooling & Ventilation 10% More Efficient Design | See Note 1 | 21793.6494 | 6068.0926 | See Note 2
967 | Commercial, Existing, Hospital, Base Centrifugal Chiller, 0.58 kW/ton, 500 tons, ECM-301, Centrifugal Chiller, 0.51 kW/ton, 500 tons | See Note 1 | 1486703.5872 | 358035.4818 | See Note 2
968 | Commercial, New, Hospital, Base Centrifugal Chiller, 0.58 kW/ton, 500 tons, ECM-301, Cooling & Ventilation 10% More Efficient Design | See Note 1 | 65180.8191 | 4572.7485 | See Note 2
969 | Commercial, Existing, Other Health, Base Centrifugal Chiller, 0.58 kW/ton, 500 tons, ECM-301, Centrifugal Chiller, 0.51 kW/ton, 500 tons | See Note 1 | 227410.677 | 117553.0667 | See Note 2
970 | Commercial, New, Other Health, Base Centrifugal Chiller, 0.58 kW/ton, 500 tons, ECM-301, Cooling & Ventilation 10% More Efficient Design | See Note 1 | 90320.6102 | 11513.3699 | See Note 2
971 | Commercial, Existing, Warehouse, Base Centrifugal Chiller, 0.58 kW/ton, 500 tons, ECM-301, Centrifugal Chiller, 0.51 kW/ton, 500 tons | See Note 1 | 18176.3712 | 7302.4095 | See Note 2
972 | Commercial, New, Warehouse, Base Centrifugal Chiller, 0.58 kW/ton, 500 tons, ECM-301, Cooling & Ventilation 10% More Efficient Design | See Note 1 | 0 | 0 | See Note 2
973 | Commercial, Existing, Hotel, Base Centrifugal Chiller, 0.58 kW/ton, 500 tons, ECM-301, Centrifugal Chiller, 0.51 kW/ton, 500 tons | See Note 1 | 968842.5111 | 210415.2977 | See Note 2
974 | Commercial, New, Hotel, Base Centrifugal Chiller, 0.58 kW/ton, 500 tons, ECM-301, Cooling & Ventilation 10% More Efficient Design | See Note 1 | 108641.0881 | 20504.9216 | See Note 2
975 | Commercial, Existing, Other, Base Centrifugal Chiller, 0.58 kW/ton, 500 tons, ECM-301, Centrifugal Chiller, 0.51 kW/ton, 500 tons | See Note 1 | 458207.4963 | 193492.5289 | See Note 2
976 | Commercial, New, Other, Base Centrifugal Chiller, 0.58 kW/ton, 500 tons, ECM-301, Cooling & Ventilation 10% More Efficient Design | See Note 1 | 57066.7097 | 40166.68 | See Note 2
977 | Commercial, Existing, Office, Base Centrifugal Chiller, 0.58 kW/ton, 500 tons, ECM-302, High Efficiency Chiller Motors | See Note 1 | 760047.3225 | 412601.3419 | See Note 2
978 | Commercial, New, Office, Base Centrifugal Chiller, 0.58 kW/ton, 500 tons, ECM-302, Cooling & Ventilation 30% More Efficient Design | See Note 1 | 770664.3293 | 319498.4731 | See Note 2
979 | Commercial, Existing, Restaurant, Base Centrifugal Chiller, 0.58 kW/ton, 500 tons, ECM-302, High Efficiency Chiller Motors | See Note 1 | 63408.8777 | 20535.2173 | See Note 2
980 | Commercial, New, Restaurant, Base Centrifugal Chiller, 0.58 kW/ton, 500 tons, ECM-302, Cooling & Ventilation 30% More Efficient Design | See Note 1 | 936456.8087 | 163419.9143 | See Note 2
981 | Commercial, Existing, Retail, Base Centrifugal Chiller, 0.58 kW/ton, 500 tons, ECM-302, High Efficiency Chiller Motors | See Note 1 | 431620.8389 | 149376.7368 | See Note 2
982 | Commercial, New, Retail, Base Centrifugal Chiller, 0.58 kW/ton, 500 tons, ECM-302, Cooling & Ventilation 30% More Efficient Design | See Note 1 | 814756.8595 | 323501.2307 | See Note 2
983 | Commercial, Existing, FoodStore, Base Centrifugal Chiller, 0.58 kW/ton, 500 tons, ECM-302, High Efficiency Chiller Motors | See Note 1 | 4864.1237 | 1716.4055 | See Note 2
984 | Commercial, New, FoodStore, Base Centrifugal Chiller, 0.58 kW/ton, 500 tons, ECM-302, Cooling & Ventilation 30% More Efficient Design | See Note 1 | 22486.1239 | 3587.8986 | See Note 2
985 | Commercial, Existing, School, Base Centrifugal Chiller, 0.58 kW/ton, 500 tons, ECM-302, High Efficiency Chiller Motors | See Note 1 | 155765.2225 | 83670.3628 | See Note 2
986 | Commercial, New, School, Base Centrifugal Chiller, 0.58 kW/ton, 500 tons, ECM-302, Cooling & Ventilation 30% More Efficient Design | See Note 1 | 78654.203 | 30014.7807 | See Note 2
987 | Commercial, Existing, College, Base Centrifugal Chiller, 0.58 kW/ton, 500 tons, ECM-302, High Efficiency Chiller Motors | See Note 1 | 83554.7925 | 45773.9228 | See Note 2
988 | Commercial, New, College, Base Centrifugal Chiller, 0.58 kW/ton, 500 tons, ECM-302, Cooling & Ventilation 30% More Efficient Design | See Note 1 | 52958.6684 | 27306.4164 | See Note 2
989 | Commercial, Existing, Hospital, Base Centrifugal Chiller, 0.58 kW/ton, 500 tons, ECM-302, High Efficiency Chiller Motors | See Note 1 | 492356.3617 | 134347.6243 | See Note 2
990 | Commercial, New, Hospital, Base Centrifugal Chiller, 0.58 kW/ton, 500 tons, ECM-302, Cooling & Ventilation 30% More Efficient Design | See Note 1 | 158389.6408 | 20577.3681 | See Note 2
991 | Commercial, Existing, Other Health, Base Centrifugal Chiller, 0.58 kW/ton, 500 tons, ECM-302, High Efficiency Chiller Motors | See Note 1 | 75311.0469 | 44110.0842 | See Note 2
992 | Commercial, New, Other Health, Base Centrifugal Chiller, 0.58 kW/ton, 500 tons, ECM-302, Cooling & Ventilation 30% More Efficient Design | See Note 1 | 219479.5835 | 51810.1636 | See Note 2
993 | Commercial, Existing, Warehouse, Base Centrifugal Chiller, 0.58 kW/ton, 500 tons, ECM-302, High Efficiency Chiller Motors | See Note 1 | 5148.0247 | 2740.1233 | See Note 2
994 | Commercial, New, Warehouse, Base Centrifugal Chiller, 0.58 kW/ton, 500 tons, ECM-302, Cooling & Ventilation 30% More Efficient Design | See Note 1 | 0 | 0 | See Note 2
995 | Commercial, Existing, Hotel, Base Centrifugal Chiller, 0.58 kW/ton, 500 tons, ECM-302, High Efficiency Chiller Motors | See Note 1 | 304546.3435 | 78955.2902 | See Note 2
996 | Commercial, New, Hotel, Base Centrifugal Chiller, 0.58 kW/ton, 500 tons, ECM-302, Cooling & Ventilation 30% More Efficient Design | See Note 1 | 263998.185 | 92272.146 | See Note 2
997 | Commercial, Existing, Other, Base Centrifugal Chiller, 0.58 kW/ton, 500 tons, ECM-302, High Efficiency Chiller Motors | See Note 1 | 142013.2128 | 72605.2665 | See Note 2
998 | Commercial, New, Other, Base Centrifugal Chiller, 0.58 kW/ton, 500 tons, ECM-302, Cooling & Ventilation 30% More Efficient Design | See Note 1 | 0 | 0 | See Note 2
999 | Commercial, Existing, Office, Base Centrifugal Chiller, 0.58 kW/ton, 500 tons, ECM-304, EMS - Chiller | See Note 1 | 0 | 0 | See Note 2
1000 | Commercial, Existing, Restaurant, Base Centrifugal Chiller, 0.58 kW/ton, 500 tons, ECM-304, EMS - Chiller | See Note 1 | 17030.0289 | 9561.8699 | See Note 2
1001 | Commercial, Existing, Retail, Base Centrifugal Chiller, 0.58 kW/ton, 500 tons, ECM-304, EMS - Chiller | See Note 1 | 122237.1796 | 69554.7023 | See Note 2
1002 | Commercial, Existing, FoodStore, Base Centrifugal Chiller, 0.58 kW/ton, 500 tons, ECM-304, EMS - Chiller | See Note 1 | 1265.5652 | 799.2146 | See Note 2
1003 | Commercial, Existing, School, Base Centrifugal Chiller, 0.58 kW/ton, 500 tons, ECM-304, EMS - Chiller | See Note 1 | 0 | 0 | See Note 2
1004 | Commercial, Existing, College, Base Centrifugal Chiller, 0.58 kW/ton, 500 tons, ECM-304, EMS - Chiller | See Note 1 | 0 | 0 | See Note 2
1005 | Commercial, Existing, Hospital, Base Centrifugal Chiller, 0.58 kW/ton, 500 tons, ECM-304, EMS - Chiller | See Note 1 | 132236.4024 | 62556.6552 | See Note 2
1006 | Commercial, Existing, Other Health, Base Centrifugal Chiller, 0.58 kW/ton, 500 tons, ECM-304, EMS - Chiller | See Note 1 | 0 | 0 | See Note 2
1007 | Commercial, Existing, Warehouse, Base Centrifugal Chiller, 0.58 kW/ton, 500 tons, ECM-304, EMS - Chiller | See Note 1 | 0 | 0 | See Note 2
1008 | Commercial, Existing, Hotel, Base Centrifugal Chiller, 0.58 kW/ton, 500 tons, ECM-304, EMS - Chiller | See Note 1 | 86249.7027 | 36764.1697 | See Note 2
1009 | Commercial, Existing, Other, Base Centrifugal Chiller, 0.58 kW/ton, 500 tons, ECM-304, EMS - Chiller | See Note 1 | 0 | 0 | See Note 2
1010 | Commercial, Existing, Office, Base Centrifugal Chiller, 0.58 kW/ton, 500 tons, ECM-305, Chiller Tune Up/Diagnostics | See Note 1 | 0 | 0 | See Note 2
1011 | Commercial, Existing, Restaurant, Base Centrifugal Chiller, 0.58 kW/ton, 500 tons, ECM-305, Chiller Tune Up/Diagnostics | See Note 1 | 71749.1126 | 21395.4397 | See Note 2
1012 | Commercial, Existing, Retail, Base Centrifugal Chiller, 0.58 kW/ton, 500 tons, ECM-305, Chiller Tune Up/Diagnostics | See Note 1 | 447063.8366 | 365536.1921 | See Note 2
1013 | Commercial, Existing, FoodStore, Base Centrifugal Chiller, 0.58 kW/ton, 500 tons, ECM-305, Chiller Tune Up/Diagnostics | See Note 1 | 5179.8416 | 1889.0226 | See Note 2
1014 | Commercial, Existing, School, Base Centrifugal Chiller, 0.58 kW/ton, 500 tons, ECM-305, Chiller Tune Up/Diagnostics | See Note 1 | 162687.5567 | 122806.9492 | See Note 2
1015 | Commercial, Existing, College, Base Centrifugal Chiller, 0.58 kW/ton, 500 tons, ECM-305, Chiller Tune Up/Diagnostics | See Note 1 | 0 | 0 | See Note 2
1016 | Commercial, Existing, Hospital, Base Centrifugal Chiller, 0.58 kW/ton, 500 tons, ECM-305, Chiller Tune Up/Diagnostics | See Note 1 | 557110.456 | 124786.1889 | See Note 2
1017 | Commercial, Existing, Other Health, Base Centrifugal Chiller, 0.58 kW/ton, 500 tons, ECM-305, Chiller Tune Up/Diagnostics | See Note 1 | 85219.0747 | 43603.1268 | See Note 2
1018 | Commercial, Existing, Warehouse, Base Centrifugal Chiller, 0.58 kW/ton, 500 tons, ECM-305, Chiller Tune Up/Diagnostics | See Note 1 | 0 | 0 | See Note 2
1019 | Commercial, Existing, Hotel, Base Centrifugal Chiller, 0.58 kW/ton, 500 tons, ECM-305, Chiller Tune Up/Diagnostics | See Note 1 | 315432.0374 | 177876.7857 | See Note 2
1020 | Commercial, Existing, Other, Base Centrifugal Chiller, 0.58 kW/ton, 500 tons, ECM-305, Chiller Tune Up/Diagnostics | See Note 1 | 0 | 0 | See Note 2
1021 | Commercial, Existing, Office, Base Centrifugal Chiller, 0.58 kW/ton, 500 tons, ECM-306, VSD for Chiller Pumps and Towers | See Note 1 | 1348221.3883 | 567434.9516 | See Note 2
1022 | Commercial, Existing, Restaurant, Base Centrifugal Chiller, 0.58 kW/ton, 500 tons, ECM-306, VSD for Chiller Pumps and Towers | See Note 1 | 118383.7765 | 28241.3042 | See Note 2
1023 | Commercial, Existing, Retail, Base Centrifugal Chiller, 0.58 kW/ton, 500 tons, ECM-306, VSD for Chiller Pumps and Towers | See Note 1 | 765636.1272 | 205432.1515 | See Note 2
1024 | Commercial, Existing, FoodStore, Base Centrifugal Chiller, 0.58 kW/ton, 500 tons, ECM-306, VSD for Chiller Pumps and Towers | See Note 1 | 8797.4785 | 2360.5073 | See Note 2
1025 | Commercial, Existing, School, Base Centrifugal Chiller, 0.58 kW/ton, 500 tons, ECM-306, VSD for Chiller Pumps and Towers | See Note 1 | 276306.537 | 115068.6714 | See Note 2
1026 | Commercial, Existing, College, Base Centrifugal Chiller, 0.58 kW/ton, 500 tons, ECM-306, VSD for Chiller Pumps and Towers | See Note 1 | 148215.3461 | 62951.1372 | See Note 2
1027 | Commercial, Existing, Hospital, Base Centrifugal Chiller, 0.58 kW/ton, 500 tons, ECM-306, VSD for Chiller Pumps and Towers | See Note 1 | 901552.5927 | 184763.1841 | See Note 2
1028 | Commercial, Existing, Other Health, Base Centrifugal Chiller, 0.58 kW/ton, 500 tons, ECM-306, VSD for Chiller Pumps and Towers | See Note 1 | 140605.118 | 60662.9231 | See Note 2
1029 | Commercial, Existing, Warehouse, Base Centrifugal Chiller, 0.58 kW/ton, 500 tons, ECM-306, VSD for Chiller Pumps and Towers | See Note 1 | 9132.0421 | 3768.3875 | See Note 2
1030 | Commercial, Existing, Hotel, Base Centrifugal Chiller, 0.58 kW/ton, 500 tons, ECM-306, VSD for Chiller Pumps and Towers | See Note 1 | 540225.8769 | 108584.2112 | See Note 2
1031 | Commercial, Existing, Other, Base Centrifugal Chiller, 0.58 kW/ton, 500 tons, ECM-306, VSD for Chiller Pumps and Towers | See Note 1 | 251915.9364 | 99851.2649 | See Note 2
1032 | Commercial, Existing, Office, Base Centrifugal Chiller, 0.58 kW/ton, 500 tons, ECM-307, EMS Optimization | See Note 1 | 497946.2562 | 377104.7856 | See Note 2
1033 | Commercial, Existing, Restaurant, Base Centrifugal Chiller, 0.58 kW/ton, 500 tons, ECM-307, EMS Optimization | See Note 1 | 45007.4589 | 12176.8963 | See Note 2
1034 | Commercial, Existing, Retail, Base Centrifugal Chiller, 0.58 kW/ton, 500 tons, ECM-307, EMS Optimization | See Note 1 | 280423.2596 | 208039.4875 | See Note 2
1035 | Commercial, Existing, FoodStore, Base Centrifugal Chiller, 0.58 kW/ton, 500 tons, ECM-307, EMS Optimization | See Note 1 | 3344.7058 | 1075.1091 | See Note 2
1036 | Commercial, Existing, School, Base Centrifugal Chiller, 0.58 kW/ton, 500 tons, ECM-307, EMS Optimization | See Note 1 | 102051.6269 | 69893.7488 | See Note 2
1037 | Commercial, Existing, College, Base Centrifugal Chiller, 0.58 kW/ton, 500 tons, ECM-307, EMS Optimization | See Note 1 | 0 | 0 | See Note 2
1038 | Commercial, Existing, Hospital, Base Centrifugal Chiller, 0.58 kW/ton, 500 tons, ECM-307, EMS Optimization | See Note 1 | 367158.3551 | 71020.2036 | See Note 2
1039 | Commercial, Existing, Other Health, Base Centrifugal Chiller, 0.58 kW/ton, 500 tons, ECM-307, EMS Optimization | See Note 1 | 53454.0351 | 24816.0712 | See Note 2
1040 | Commercial, Existing, Warehouse, Base Centrifugal Chiller, 0.58 kW/ton, 500 tons, ECM-307, EMS Optimization | See Note 1 | 0 | 0 | See Note 2
1041 | Commercial, Existing, Hotel, Base Centrifugal Chiller, 0.58 kW/ton, 500 tons, ECM-307, EMS Optimization | See Note 1 | 197875.9632 | 101235.9272 | See Note 2
1042 | Commercial, Existing, Other, Base Centrifugal Chiller, 0.58 kW/ton, 500 tons, ECM-307, EMS Optimization | See Note 1 | 0 | 0 | See Note 2
1043 | Commercial, Existing, Office, Base Centrifugal Chiller, 0.58 kW/ton, 500 tons, ECM-308, Aerosole Duct Sealing | See Note 1 | 1490083.579 | 279110.2968 | See Note 2
1044 | Commercial, Existing, Restaurant, Base Centrifugal Chiller, 0.58 kW/ton, 500 tons, ECM-308, Aerosole Duct Sealing | See Note 1 | 130840.3521 | 13891.3523 | See Note 2
1045 | Commercial, Existing, Retail, Base Centrifugal Chiller, 0.58 kW/ton, 500 tons, ECM-308, Aerosole Duct Sealing | See Note 1 | 846197.7914 | 101048.1089 | See Note 2
1046 | Commercial, Existing, FoodStore, Base Centrifugal Chiller, 0.58 kW/ton, 500 tons, ECM-308, Aerosole Duct Sealing | See Note 1 | 9723.1643 | 1161.088 | See Note 2
1047 | Commercial, Existing, School, Base Centrifugal Chiller, 0.58 kW/ton, 500 tons, ECM-308, Aerosole Duct Sealing | See Note 1 | 305380.0525 | 56600.0578 | See Note 2
1048 | Commercial, Existing, College, Base Centrifugal Chiller, 0.58 kW/ton, 500 tons, ECM-308, Aerosole Duct Sealing | See Note 1 | 163810.7737 | 30964.4489 | See Note 2
1049 | Commercial, Existing, Hospital, Base Centrifugal Chiller, 0.58 kW/ton, 500 tons, ECM-308, Aerosole Duct Sealing | See Note 1 | 1015950.0982 | 90881.4429 | See Note 2
1050 | Commercial, Existing, Other Health, Base Centrifugal Chiller, 0.58 kW/ton, 500 tons, ECM-308, Aerosole Duct Sealing | See Note 1 | 155399.7589 | 29838.9206 | See Note 2
1051 | Commercial, Existing, Warehouse, Base Centrifugal Chiller, 0.58 kW/ton, 500 tons, ECM-308, Aerosole Duct Sealing | See Note 1 | 10092.9004 | 1853.597 | See Note 2
1052 | Commercial, Existing, Hotel, Base Centrifugal Chiller, 0.58 kW/ton, 500 tons, ECM-308, Aerosole Duct Sealing | See Note 1 | 597069.3731 | 53410.477 | See Note 2
1053 | Commercial, Existing, Other, Base Centrifugal Chiller, 0.58 kW/ton, 500 tons, ECM-308, Aerosole Duct Sealing | See Note 1 | 278422.2352 | 49114.9093 | See Note 2
1054 | Commercial, Existing, Office, Base Centrifugal Chiller, 0.58 kW/ton, 500 tons, ECM-309, Duct/Pipe Insulation | See Note 1 | 0 | 0 | See Note 2
1055 | Commercial, Existing, Restaurant, Base Centrifugal Chiller, 0.58 kW/ton, 500 tons, ECM-309, Duct/Pipe Insulation | See Note 1 | 0 | 0 | See Note 2
1056 | Commercial, Existing, Retail, Base Centrifugal Chiller, 0.58 kW/ton, 500 tons, ECM-309, Duct/Pipe Insulation | See Note 1 | 0 | 0 | See Note 2
1057 | Commercial, Existing, FoodStore, Base Centrifugal Chiller, 0.58 kW/ton, 500 tons, ECM-309, Duct/Pipe Insulation | See Note 1 | 0 | 0 | See Note 2
1058 | Commercial, Existing, School, Base Centrifugal Chiller, 0.58 kW/ton, 500 tons, ECM-309, Duct/Pipe Insulation | See Note 1 | 0 | 0 | See Note 2
1059 | Commercial, Existing, College, Base Centrifugal Chiller, 0.58 kW/ton, 500 tons, ECM-309, Duct/Pipe Insulation | See Note 1 | 0 | 0 | See Note 2
1060 | Commercial, Existing, Hospital, Base Centrifugal Chiller, 0.58 kW/ton, 500 tons, ECM-309, Duct/Pipe Insulation | See Note 1 | 0 | 0 | See Note 2
1061 | Commercial, Existing, Other Health, Base Centrifugal Chiller, 0.58 kW/ton, 500 tons, ECM-309, Duct/Pipe Insulation | See Note 1 | 0 | 0 | See Note 2
1062 | Commercial, Existing, Warehouse, Base Centrifugal Chiller, 0.58 kW/ton, 500 tons, ECM-309, Duct/Pipe Insulation | See Note 1 | 0 | 0 | See Note 2
1063 | Commercial, Existing, Hotel, Base Centrifugal Chiller, 0.58 kW/ton, 500 tons, ECM-309, Duct/Pipe Insulation | See Note 1 | 0 | 0 | See Note 2
1064 | Commercial, Existing, Other, Base Centrifugal Chiller, 0.58 kW/ton, 500 tons, ECM-309, Duct/Pipe Insulation | See Note 1 | 0 | 0 | See Note 2
1065 | Commercial, Existing, Office, Base Centrifugal Chiller, 0.58 kW/ton, 500 tons, ECM-311, Window Film (Standard) | See Note 1 | 0 | 0 | See Note 2
1066 | Commercial, Existing, Restaurant, Base Centrifugal Chiller, 0.58 kW/ton, 500 tons, ECM-311, Window Film (Standard) | See Note 1 | 80375.9893 | 54097.3305 | See Note 2
1067 | Commercial, Existing, Retail, Base Centrifugal Chiller, 0.58 kW/ton, 500 tons, ECM-311, Window Film (Standard) | See Note 1 | 0 | 0 | See Note 2
1068 | Commercial, Existing, FoodStore, Base Centrifugal Chiller, 0.58 kW/ton, 500 tons, ECM-311, Window Film (Standard) | See Note 1 | 3234.5544 | 2522.1544 | See Note 2
1069 | Commercial, Existing, School, Base Centrifugal Chiller, 0.58 kW/ton, 500 tons, ECM-311, Window Film (Standard) | See Note 1 | 0 | 0 | See Note 2
1070 | Commercial, Existing, College, Base Centrifugal Chiller, 0.58 kW/ton, 500 tons, ECM-311, Window Film (Standard) | See Note 1 | 0 | 0 | See Note 2
1071 | Commercial, Existing, Hospital, Base Centrifugal Chiller, 0.58 kW/ton, 500 tons, ECM-311, Window Film (Standard) | See Note 1 | 231945.5649 | 113298.2424 | See Note 2
1072 | Commercial, Existing, Other Health, Base Centrifugal Chiller, 0.58 kW/ton, 500 tons, ECM-311, Window Film (Standard) | See Note 1 | 0 | 0 | See Note 2
1073 | Commercial, Existing, Warehouse, Base Centrifugal Chiller, 0.58 kW/ton, 500 tons, ECM-311, Window Film (Standard) | See Note 1 | 0 | 0 | See Note 2
1074 | Commercial, Existing, Hotel, Base Centrifugal Chiller, 0.58 kW/ton, 500 tons, ECM-311, Window Film (Standard) | See Note 1 | 0 | 0 | See Note 2
1075 | Commercial, Existing, Other, Base Centrifugal Chiller, 0.58 kW/ton, 500 tons, ECM-311, Window Film (Standard) | See Note 1 | 0 | 0 | See Note 2
1076 | Commercial, Existing, Office, Base Centrifugal Chiller, 0.58 kW/ton, 500 tons, ECM-313, Ceiling Insulation | See Note 1 | 0 | 0 | See Note 2
1077 | Commercial, Existing, Restaurant, Base Centrifugal Chiller, 0.58 kW/ton, 500 tons, ECM-313, Ceiling Insulation | See Note 1 | 82483.753 | 36445.8339 | See Note 2
1078 | Commercial, Existing, Retail, Base Centrifugal Chiller, 0.58 kW/ton, 500 tons, ECM-313, Ceiling Insulation | See Note 1 | 0 | 0 | See Note 2
1079 | Commercial, Existing, FoodStore, Base Centrifugal Chiller, 0.58 kW/ton, 500 tons, ECM-313, Ceiling Insulation | See Note 1 | 6129.4857 | 3217.8355 | See Note 2
1080 | Commercial, Existing, School, Base Centrifugal Chiller, 0.58 kW/ton, 500 tons, ECM-313, Ceiling Insulation | See Note 1 | 0 | 0 | See Note 2
1081 | Commercial, Existing, College, Base Centrifugal Chiller, 0.58 kW/ton, 500 tons, ECM-313, Ceiling Insulation | See Note 1 | 0 | 0 | See Note 2
1082 | Commercial, Existing, Hospital, Base Centrifugal Chiller, 0.58 kW/ton, 500 tons, ECM-313, Ceiling Insulation | See Note 1 | 640447.7922 | 212565.7048 | See Note 2
1083 | Commercial, Existing, Other Health, Base Centrifugal Chiller, 0.58 kW/ton, 500 tons, ECM-313, Ceiling Insulation | See Note 1 | 97981.7358 | 74275.2821 | See Note 2
1084 | Commercial, Existing, Warehouse, Base Centrifugal Chiller, 0.58 kW/ton, 500 tons, ECM-313, Ceiling Insulation | See Note 1 | 0 | 0 | See Note 2
1085 | Commercial, Existing, Hotel, Base Centrifugal Chiller, 0.58 kW/ton, 500 tons, ECM-313, Ceiling Insulation | See Note 1 | 373252.6573 | 303002.3165 | See Note 2
1086 | Commercial, Existing, Other, Base Centrifugal Chiller, 0.58 kW/ton, 500 tons, ECM-313, Ceiling Insulation | See Note 1 | 0 | 0 | See Note 2
1087 | Commercial, Existing, Office, Base Centrifugal Chiller, 0.58 kW/ton, 500 tons, ECM-314, Roof Insulation | See Note 1 | 0 | 0 | See Note 2
1088 | Commercial, Existing, Restaurant, Base Centrifugal Chiller, 0.58 kW/ton, 500 tons, ECM-314, Roof Insulation | See Note 1 | 29129.9271 | 14277.8891 | See Note 2
1089 | Commercial, Existing, Retail, Base Centrifugal Chiller, 0.58 kW/ton, 500 tons, ECM-314, Roof Insulation | See Note 1 | 0 | 0 | See Note 2
1090 | Commercial, Existing, FoodStore, Base Centrifugal Chiller, 0.58 kW/ton, 500 tons, ECM-314, Roof Insulation | See Note 1 | 2164.675 | 1260.6077 | See Note 2
1091 | Commercial, Existing, School, Base Centrifugal Chiller, 0.58 kW/ton, 500 tons, ECM-314, Roof Insulation | See Note 1 | 0 | 0 | See Note 2
1092 | Commercial, Existing, College, Base Centrifugal Chiller, 0.58 kW/ton, 500 tons, ECM-314, Roof Insulation | See Note 1 | 0 | 0 | See Note 2
1093 | Commercial, Existing, Hospital, Base Centrifugal Chiller, 0.58 kW/ton, 500 tons, ECM-314, Roof Insulation | See Note 1 | 226178.3269 | 83273.9773 | See Note 2
1094 | Commercial, Existing, Other Health, Base Centrifugal Chiller, 0.58 kW/ton, 500 tons, ECM-314, Roof Insulation | See Note 1 | 0 | 0 | See Note 2
1095 | Commercial, Existing, Warehouse, Base Centrifugal Chiller, 0.58 kW/ton, 500 tons, ECM-314, Roof Insulation | See Note 1 | 0 | 0 | See Note 2
1096 | Commercial, Existing, Hotel, Base Centrifugal Chiller, 0.58 kW/ton, 500 tons, ECM-314, Roof Insulation | See Note 1 | 0 | 0 | See Note 2
1097 | Commercial, Existing, Other, Base Centrifugal Chiller, 0.58 kW/ton, 500 tons, ECM-314, Roof Insulation | See Note 1 | 0 | 0 | See Note 2
1098 | Commercial, Existing, Office, Base Centrifugal Chiller, 0.58 kW/ton, 500 tons, ECM-315, Cool Roof - Chiller | See Note 1 | 0 | 0 | See Note 2
1099 | Commercial, Existing, Restaurant, Base Centrifugal Chiller, 0.58 kW/ton, 500 tons, ECM-315, Cool Roof - Chiller | See Note 1 | 0 | 0 | See Note 2
1100 | Commercial, Existing, Retail, Base Centrifugal Chiller, 0.58 kW/ton, 500 tons, ECM-315, Cool Roof - Chiller | See Note 1 | 0 | 0 | See Note 2
1101 | Commercial, Existing, FoodStore, Base Centrifugal Chiller, 0.58 kW/ton, 500 tons, ECM-315, Cool Roof - Chiller | See Note 1 | 0 | 0 | See Note 2
1102 | Commercial, Existing, School, Base Centrifugal Chiller, 0.58 kW/ton, 500 tons, ECM-315, Cool Roof - Chiller | See Note 1 | 0 | 0 | See Note 2
1103 | Commercial, Existing, College, Base Centrifugal Chiller, 0.58 kW/ton, 500 tons, ECM-315, Cool Roof - Chiller | See Note 1 | 0 | 0 | See Note 2
1104 | Commercial, Existing, Hospital, Base Centrifugal Chiller, 0.58 kW/ton, 500 tons, ECM-315, Cool Roof - Chiller | See Note 1 | 1317014.2434 | 999625.8019 | See Note 2
1105 | Commercial, Existing, Other Health, Base Centrifugal Chiller, 0.58 kW/ton, 500 tons, ECM-315, Cool Roof - Chiller | See Note 1 | 0 | 0 | See Note 2
1106 | Commercial, Existing, Warehouse, Base Centrifugal Chiller, 0.58 kW/ton, 500 tons, ECM-315, Cool Roof - Chiller | See Note 1 | 0 | 0 | See Note 2
1107 | Commercial, Existing, Hotel, Base Centrifugal Chiller, 0.58 kW/ton, 500 tons, ECM-315, Cool Roof - Chiller | See Note 1 | 0 | 0 | See Note 2
1108 | Commercial, Existing, Other, Base Centrifugal Chiller, 0.58 kW/ton, 500 tons, ECM-315, Cool Roof - Chiller | See Note 1 | 0 | 0 | See Note 2
1109 | Commercial, Existing, Office, Base Centrifugal Chiller, 0.58 kW/ton, 500 tons, ECM-317, Thermal Energy Storage (TES) | See Note 1 | 0 | 0 | See Note 2
1110 | Commercial, Existing, Restaurant, Base Centrifugal Chiller, 0.58 kW/ton, 500 tons, ECM-317, Thermal Energy Storage (TES) | See Note 1 | 0 | 0 | See Note 2
1111 | Commercial, Existing, Retail, Base Centrifugal Chiller, 0.58 kW/ton, 500 tons, ECM-317, Thermal Energy Storage (TES) | See Note 1 | 0 | 0 | See Note 2
1112 | Commercial, Existing, FoodStore, Base Centrifugal Chiller, 0.58 kW/ton, 500 tons, ECM-317, Thermal Energy Storage (TES) | See Note 1 | 0 | 0 | See Note 2
1113 | Commercial, Existing, School, Base Centrifugal Chiller, 0.58 kW/ton, 500 tons, ECM-317, Thermal Energy Storage (TES) | See Note 1 | 0 | 0 | See Note 2
1114 | Commercial, Existing, College, Base Centrifugal Chiller, 0.58 kW/ton, 500 tons, ECM-317, Thermal Energy Storage (TES) | See Note 1 | 0 | 0 | See Note 2
1115 | Commercial, Existing, Hospital, Base Centrifugal Chiller, 0.58 kW/ton, 500 tons, ECM-317, Thermal Energy Storage (TES) | See Note 1 | 0 | 0 | See Note 2
1116 | Commercial, Existing, Other Health, Base Centrifugal Chiller, 0.58 kW/ton, 500 tons, ECM-317, Thermal Energy Storage (TES) | See Note 1 | 0 | 0 | See Note 2
1117 | Commercial, Existing, Warehouse, Base Centrifugal Chiller, 0.58 kW/ton, 500 tons, ECM-317, Thermal Energy Storage (TES) | See Note 1 | 0 | 0 | See Note 2
1118 | Commercial, Existing, Hotel, Base Centrifugal Chiller, 0.58 kW/ton, 500 tons, ECM-317, Thermal Energy Storage (TES) | See Note 1 | 0 | 0 | See Note 2
1119 | Commercial, Existing, Other, Base Centrifugal Chiller, 0.58 kW/ton, 500 tons, ECM-317, Thermal Energy Storage (TES) | See Note 1 | 0 | 0 | See Note 2
1120 | Commercial, Existing, Office, Base DX Packaged System, EER=11.2, 10 tons, ECM-321, DX Packaged System, EER=11.7, 10 tons | See Note 1 | 0 | 0 | See Note 2
1121 | Commercial, Existing, Restaurant, Base DX Packaged System, EER=11.2, 10 tons, ECM-321, DX Packaged System, EER=11.7, 10 tons | See Note 1 | 3396930.5971 | 2731849.0005 | See Note 2
1122 | Commercial, Existing, Retail, Base DX Packaged System, EER=11.2, 10 tons, ECM-321, DX Packaged System, EER=11.7, 10 tons | See Note 1 | 3120159.1133 | 2460518.3832 | See Note 2
1123 | Commercial, Existing, FoodStore, Base DX Packaged System, EER=11.2, 10 tons, ECM-321, DX Packaged System, EER=11.7, 10 tons | See Note 1 | 0 | 0 | See Note 2
1124 | Commercial, Existing, School, Base DX Packaged System, EER=11.2, 10 tons, ECM-321, DX Packaged System, EER=11.7, 10 tons | See Note 1 | 0 | 0 | See Note 2
1125 | Commercial, Existing, College, Base DX Packaged System, EER=11.2, 10 tons, ECM-321, DX Packaged System, EER=11.7, 10 tons | See Note 1 | 0 | 0 | See Note 2
1126 | Commercial, Existing, Hospital, Base DX Packaged System, EER=11.2, 10 tons, ECM-321, DX Packaged System, EER=11.7, 10 tons | See Note 1 | 59306.338 | 39885.1146 | See Note 2
1127 | Commercial, Existing, Other Health, Base DX Packaged System, EER=11.2, 10 tons, ECM-321, DX Packaged System, EER=11.7, 10 tons | See Note 1 | 0 | 0 | See Note 2
1128 | Commercial, Existing, Warehouse, Base DX Packaged System, EER=11.2, 10 tons, ECM-321, DX Packaged System, EER=11.7, 10 tons | See Note 1 | 0 | 0 | See Note 2
1129 | Commercial, Existing, Hotel, Base DX Packaged System, EER=11.2, 10 tons, ECM-321, DX Packaged System, EER=11.7, 10 tons | See Note 1 | 944114.8397 | 565641.1855 | See Note 2
1130 | Commercial, Existing, Other, Base DX Packaged System, EER=11.2, 10 tons, ECM-321, DX Packaged System, EER=11.7, 10 tons | See Note 1 | 0 | 0 | See Note 2
1131 | Commercial, Existing, Office, Base DX Packaged System, EER=11.2, 10 tons, ECM-326, DX Tune Up/ Advanced Diagnostics | See Note 1 | 0 | 0 | See Note 2
1132 | Commercial, Existing, Restaurant, Base DX Packaged System, EER=11.2, 10 tons, ECM-326, DX Tune Up/ Advanced Diagnostics | See Note 1 | 1587994.2901 | 558952.0078 | See Note 2
1133 | Commercial, Existing, Retail, Base DX Packaged System, EER=11.2, 10 tons, ECM-326, DX Tune Up/ Advanced Diagnostics | See Note 1 | 0 | 0 | See Note 2
1134 | Commercial, Existing, FoodStore, Base DX Packaged System, EER=11.2, 10 tons, ECM-326, DX Tune Up/ Advanced Diagnostics | See Note 1 | 45567.4738 | 19056.2168 | See Note 2
1135 | Commercial, Existing, School, Base DX Packaged System, EER=11.2, 10 tons, ECM-326, DX Tune Up/ Advanced Diagnostics | See Note 1 | 0 | 0 | See Note 2
1136 | Commercial, Existing, College, Base DX Packaged System, EER=11.2, 10 tons, ECM-326, DX Tune Up/ Advanced Diagnostics | See Note 1 | 0 | 0 | See Note 2
1137 | Commercial, Existing, Hospital, Base DX Packaged System, EER=11.2, 10 tons, ECM-326, DX Tune Up/ Advanced Diagnostics | See Note 1 | 27516.5334 | 7275.1724 | See Note 2
1138 | Commercial, Existing, Other Health, Base DX Packaged System, EER=11.2, 10 tons, ECM-326, DX Tune Up/ Advanced Diagnostics | See Note 1 | 319019.7397 | 192677.5507 | See Note 2
1139 | Commercial, Existing, Warehouse, Base DX Packaged System, EER=11.2, 10 tons, ECM-326, DX Tune Up/ Advanced Diagnostics | See Note 1 | 0 | 0 | See Note 2
1140 | Commercial, Existing, Hotel, Base DX Packaged System, EER=11.2, 10 tons, ECM-326, DX Tune Up/ Advanced Diagnostics | See Note 1 | 368305.1329 | 250250.5145 | See Note 2
1141 | Commercial, Existing, Other, Base DX Packaged System, EER=11.2, 10 tons, ECM-326, DX Tune Up/ Advanced Diagnostics | See Note 1 | 0 | 0 | See Note 2
1142 | Commercial, Existing, Office, Base DX Packaged System, EER=11.2, 10 tons, ECM-327, DX Coil Cleaning | See Note 1 | 1384425.3274 | 457606.6116 | See Note 2
1143 | Commercial, Existing, Restaurant, Base DX Packaged System, EER=11.2, 10 tons, ECM-327, DX Coil Cleaning | See Note 1 | 2514260.0711 | 471059.5798 | See Note 2
1144 | Commercial, Existing, Retail, Base DX Packaged System, EER=11.2, 10 tons, ECM-327, DX Coil Cleaning | See Note 1 | 2013424.1342 | 424273.3605 | See Note 2
1145 | Commercial, Existing, FoodStore, Base DX Packaged System, EER=11.2, 10 tons, ECM-327, DX Coil Cleaning | See Note 1 | 72146.8184 | 15203.4678 | See Note 2
1146 | Commercial, Existing, School, Base DX Packaged System, EER=11.2, 10 tons, ECM-327, DX Coil Cleaning | See Note 1 | 84828.8201 | 27744.8008 | See Note 2
1147 | Commercial, Existing, College, Base DX Packaged System, EER=11.2, 10 tons, ECM-327, DX Coil Cleaning | See Note 1 | 59091.6165 | 19711.1045 | See Note 2
1148 | Commercial, Existing, Hospital, Base DX Packaged System, EER=11.2, 10 tons, ECM-327, DX Coil Cleaning | See Note 1 | 43009.1367 | 6877.4904 | See Note 2
1149 | Commercial, Existing, Other Health, Base DX Packaged System, EER=11.2, 10 tons, ECM-327, DX Coil Cleaning | See Note 1 | 498643.9918 | 171149.0934 | See Note 2
1150 | Commercial, Existing, Warehouse, Base DX Packaged System, EER=11.2, 10 tons, ECM-327, DX Coil Cleaning | See Note 1 | 152832.1944 | 49531.5447 | See Note 2
1151 | Commercial, Existing, Hotel, Base DX Packaged System, EER=11.2, 10 tons, ECM-327, DX Coil Cleaning | See Note 1 | 617856.3885 | 97534.9293 | See Note 2
1152 | Commercial, Existing, Other, Base DX Packaged System, EER=11.2, 10 tons, ECM-327, DX Coil Cleaning | See Note 1 | 175976.5837 | 54781.7647 | See Note 2
1153 | Commercial, Existing, Office, Base DX Packaged System, EER=11.2, 10 tons, ECM-328, Optimize Controls | See Note 1 | 933723.1916 | 508076.6016 | See Note 2
1154 | Commercial, Existing, Restaurant, Base DX Packaged System, EER=11.2, 10 tons, ECM-328, Optimize Controls | See Note 1 | 1695794.2979 | 339327.1759 | See Note 2
1155 | Commercial, Existing, Retail, Base DX Packaged System, EER=11.2, 10 tons, ECM-328, Optimize Controls | See Note 1 | 1357924.1705 | 717817.543 | See Note 2
1156 | Commercial, Existing, FoodStore, Base DX Packaged System, EER=11.2, 10 tons, ECM-328, Optimize Controls | See Note 1 | 48662.3341 | 11568.6001 | See Note 2
1157 | Commercial, Existing, School, Base DX Packaged System, EER=11.2, 10 tons, ECM-328, Optimize Controls | See Note 1 | 57214.2429 | 28154.8871 | See Note 2
1158 | Commercial, Existing, College, Base DX Packaged System, EER=11.2, 10 tons, ECM-328, Optimize Controls | See Note 1 | 39855.7578 | 26861.0057 | See Note 2
1159 | Commercial, Existing, Hospital, Base DX Packaged System, EER=11.2, 10 tons, ECM-328, Optimize Controls | See Note 1 | 29943.6402 | 4416.5933 | See Note 2
1160 | Commercial, Existing, Other Health, Base DX Packaged System, EER=11.2, 10 tons, ECM-328, Optimize Controls | See Note 1 | 347132.1994 | 116970.2018 | See Note 2
1161 | Commercial, Existing, Warehouse, Base DX Packaged System, EER=11.2, 10 tons, ECM-328, Optimize Controls | See Note 1 | 0 | 0 | See Note 2
1162 | Commercial, Existing, Hotel, Base DX Packaged System, EER=11.2, 10 tons, ECM-328, Optimize Controls | See Note 1 | 416745.671 | 151921.4515 | See Note 2
1163 | Commercial, Existing, Other, Base DX Packaged System, EER=11.2, 10 tons, ECM-328, Optimize Controls | See Note 1 | 0 | 0 | See Note 2
1164 | Commercial, Existing, Office, Base DX Packaged System, EER=11.2, 10 tons, ECM-329, Aerosole Duct Sealing | See Note 1 | 3954353.4799 | 427327.0035 | See Note 2
1165 | Commercial, Existing, Restaurant, Base DX Packaged System, EER=11.2, 10 tons, ECM-329, Aerosole Duct Sealing | See Note 1 | 7181614.6662 | 439889.7954 | See Note 2
1166 | Commercial, Existing, Retail, Base DX Packaged System, EER=11.2, 10 tons, ECM-329, Aerosole Duct Sealing | See Note 1 | 5750932.1045 | 396199.3975 | See Note 2
1167 | Commercial, Existing, FoodStore, Base DX Packaged System, EER=11.2, 10 tons, ECM-329, Aerosole Duct Sealing | See Note 1 | 206078.9055 | 14197.4617 | See Note 2
1168 | Commercial, Existing, School, Base DX Packaged System, EER=11.2, 10 tons, ECM-329, Aerosole Duct Sealing | See Note 1 | 242300.5663 | 25908.9408 | See Note 2
1169 | Commercial, Existing, College, Base DX Packaged System, EER=11.2, 10 tons, ECM-329, Aerosole Duct Sealing | See Note 1 | 168786.4749 | 18406.8302 | See Note 2
1170 | Commercial, Existing, Hospital, Base DX Packaged System, EER=11.2, 10 tons, ECM-329, Aerosole Duct Sealing | See Note 1 | 124444.3425 | 6422.4102 | See Note 2
1171 | Commercial, Existing, Other Health, Base DX Packaged System, EER=11.2, 10 tons, ECM-329, Aerosole Duct Sealing | See Note 1 | 1442742.7316 | 159824.2407 | See Note 2
1172 | Commercial, Existing, Warehouse, Base DX Packaged System, EER=11.2, 10 tons, ECM-329, Aerosole Duct Sealing | See Note 1 | 436537.974 | 46254.0663 | See Note 2
1173 | Commercial, Existing, Hotel, Base DX Packaged System, EER=11.2, 10 tons, ECM-329, Aerosole Duct Sealing | See Note 1 | 1764846.3579 | 91081.0902 | See Note 2
1174 | Commercial, Existing, Other, Base DX Packaged System, EER=11.2, 10 tons, ECM-329, Aerosole Duct Sealing | See Note 1 | 502651.941 | 51156.8818 | See Note 2
1175 | Commercial, Existing, Office, Base DX Packaged System, EER=11.2, 10 tons, ECM-330, Duct/Pipe Insulation | See Note 1 | 0 | 0 | See Note 2
1176 | Commercial, Existing, Restaurant, Base DX Packaged System, EER=11.2, 10 tons, ECM-330, Duct/Pipe Insulation | See Note 1 | 0 | 0 | See Note 2
1177 | Commercial, Existing, Retail, Base DX Packaged System, EER=11.2, 10 tons, ECM-330, Duct/Pipe Insulation | See Note 1 | 0 | 0 | See Note 2
1178 | Commercial, Existing, FoodStore, Base DX Packaged System, EER=11.2, 10 tons, ECM-330, Duct/Pipe Insulation | See Note 1 | 0 | 0 | See Note 2
1179 | Commercial, Existing, School, Base DX Packaged System, EER=11.2, 10 tons, ECM-330, Duct/Pipe Insulation | See Note 1 | 0 | 0 | See Note 2
1180 | Commercial, Existing, College, Base DX Packaged System, EER=11.2, 10 tons, ECM-330, Duct/Pipe Insulation | See Note 1 | 0 | 0 | See Note 2
1181 | Commercial, Existing, Hospital, Base DX Packaged System, EER=11.2, 10 tons, ECM-330, Duct/Pipe Insulation | See Note 1 | 0 | 0 | See Note 2
1182 | Commercial, Existing, Other Health, Base DX Packaged System, EER=11.2, 10 tons, ECM-330, Duct/Pipe Insulation | See Note 1 | 0 | 0 | See Note 2
1183 | Commercial, Existing, Warehouse, Base DX Packaged System, EER=11.2, 10 tons, ECM-330, Duct/Pipe Insulation | See Note 1 | 0 | 0 | See Note 2
1184 | Commercial, Existing, Hotel, Base DX Packaged System, EER=11.2, 10 tons, ECM-330, Duct/Pipe Insulation | See Note 1 | 0 | 0 | See Note 2
1185 | Commercial, Existing, Other, Base DX Packaged System, EER=11.2, 10 tons, ECM-330, Duct/Pipe Insulation | See Note 1 | 0 | 0 | See Note 2
1186 | Commercial, Existing, Office, Base DX Packaged System, EER=11.2, 10 tons, ECM-332, Window Film (Standard) | See Note 1 | 0 | 0 | See Note 2
1187 | Commercial, Existing, Restaurant, Base DX Packaged System, EER=11.2, 10 tons, ECM-332, Window Film (Standard) | See Note 1 | 4640246.8491 | 1798444.9265 | See Note 2
1188 | Commercial, Existing, Retail, Base DX Packaged System, EER=11.2, 10 tons, ECM-332, Window Film (Standard) | See Note 1 | 0 | 0 | See Note 2
1189 | Commercial, Existing, FoodStore, Base DX Packaged System, EER=11.2, 10 tons, ECM-332, Window Film (Standard) | See Note 1 | 72027.4032 | 32377.1932 | See Note 2
1190 | Commercial, Existing, School, Base DX Packaged System, EER=11.2, 10 tons, ECM-332, Window Film (Standard) | See Note 1 | 0 | 0 | See Note 2
1191 | Commercial, Existing, College, Base DX Packaged System, EER=11.2, 10 tons, ECM-332, Window Film (Standard) | See Note 1 | 0 | 0 | See Note 2
1192 | Commercial, Existing, Hospital, Base DX Packaged System, EER=11.2, 10 tons, ECM-332, Window Film (Standard) | See Note 1 | 29837.8161 | 8405.585 | See Note 2
1193 | Commercial, Existing, Other Health, Base DX Packaged System, EER=11.2, 10 tons, ECM-332, Window Film (Standard) | See Note 1 | 345901.8367 | 222615.6913 | See Note 2
1194 | Commercial, Existing, Warehouse, Base DX Packaged System, EER=11.2, 10 tons, ECM-332, Window Film (Standard) | See Note 1 | 0 | 0 | See Note 2
1195 | Commercial, Existing, Hotel, Base DX Packaged System, EER=11.2, 10 tons, ECM-332, Window Film (Standard) | See Note 1 | 752365.9104 | 554033.3843 | See Note 2
1196 | Commercial, Existing, Other, Base DX Packaged System, EER=11.2, 10 tons, ECM-332, Window Film (Standard) | See Note 1 | 0 | 0 | See Note 2
1197 | Commercial, Existing, Office, Base DX Packaged System, EER=11.2, 10 tons, ECM-334, Ceiling Insulation | See Note 1 | 2749409.4118 | 1728055.9774 | See Note 2
1198 | Commercial, Existing, Restaurant, Base DX Packaged System, EER=11.2, 10 tons, ECM-334, Ceiling Insulation | See Note 1 | 4992586.5322 | 1154110.1335 | See Note 2
1199 | Commercial, Existing, Retail, Base DX Packaged System, EER=11.2, 10 tons, ECM-334, Ceiling Insulation | See Note 1 | 3998479.8319 | 2441421.0219 | See Note 2
1200 | Commercial, Existing, FoodStore, Base DX Packaged System, EER=11.2, 10 tons, ECM-334, Ceiling Insulation | See Note 1 | 143270.7527 | 39346.8001 | See Note 2
1201 | Commercial, Existing, School, Base DX Packaged System, EER=11.2, 10 tons, ECM-334, Ceiling Insulation | See Note 1 | 168447.4799 | 95759.6174 | See Note 2
1202 | Commercial, Existing, College, Base DX Packaged System, EER=11.2, 10 tons, ECM-334, Ceiling Insulation | See Note 1 | 117361.2772 | 91358.904 | See Note 2
1203 | Commercial, Existing, Hospital, Base DX Packaged System, EER=11.2, 10 tons, ECM-334, Ceiling Insulation | See Note 1 | 86518.8607 | 15021.5942 | See Note 2
1204 | Commercial, Existing, Other Health, Base DX Packaged System, EER=11.2, 10 tons, ECM-334, Ceiling Insulation | See Note 1 | 1003323.6486 | 397835.7903 | See Note 2
1205 | Commercial, Existing, Warehouse, Base DX Packaged System, EER=11.2, 10 tons, ECM-334, Ceiling Insulation | See Note 1 | 0 | 0 | See Note 2
1206 | Commercial, Existing, Hotel, Base DX Packaged System, EER=11.2, 10 tons, ECM-334, Ceiling Insulation | See Note 1 | 1226924.8694 | 516711.0068 | See Note 2
1207 | Commercial, Existing, Other, Base DX Packaged System, EER=11.2, 10 tons, ECM-334, Ceiling Insulation | See Note 1 | 0 | 0 | See Note 2
1208 | Commercial, Existing, Office, Base DX Packaged System, EER=11.2, 10 tons, ECM-335, Roof Insulation | See Note 1 | 971039.9269 | 676977.0054 | See Note 2
1209 | Commercial, Existing, Restaurant, Base DX Packaged System, EER=11.2, 10 tons, ECM-335, Roof Insulation | See Note 1 | 1763314.0527 | 452130.0423 | See Note 2
1210 | Commercial, Existing, Retail, Base DX Packaged System, EER=11.2, 10 tons, ECM-335, Roof Insulation | See Note 1 | 1332825.9638 | 956442.334 | See Note 2
1211 | Commercial, Existing, FoodStore, Base DX Packaged System, EER=11.2, 10 tons, ECM-335, Roof Insulation | See Note 1 | 50601.4424 | 15414.3611 | See Note 2
1212 | Commercial, Existing, School, Base DX Packaged System, EER=11.2, 10 tons, ECM-335, Roof Insulation | See Note 1 | 59493.2586 | 37514.4439 | See Note 2
1213 | Commercial, Existing, College, Base DX Packaged System, EER=11.2, 10 tons, ECM-335, Roof Insulation | See Note 1 | 0 | 0 | See Note 2
1214 | Commercial, Existing, Hospital, Base DX Packaged System, EER=11.2, 10 tons, ECM-335, Roof Insulation | See Note 1 | 30557.4251 | 5884.8058 | See Note 2
1215 | Commercial, Existing, Other Health, Base DX Packaged System, EER=11.2, 10 tons, ECM-335, Roof Insulation | See Note 1 | 354349.9549 | 155854.7209 | See Note 2
1216 | Commercial, Existing, Warehouse, Base DX Packaged System, EER=11.2, 10 tons, ECM-335, Roof Insulation | See Note 1 | 0 | 0 | See Note 2
1217 | Commercial, Existing, Hotel, Base DX Packaged System, EER=11.2, 10 tons, ECM-335, Roof Insulation | See Note 1 | 433336.8475 | 202424.8489 | See Note 2
1218 | Commercial, Existing, Other, Base DX Packaged System, EER=11.2, 10 tons, ECM-335, Roof Insulation | See Note 1 | 0 | 0 | See Note 2
1219 | Commercial, Existing, Office, Base DX Packaged System, EER=11.2, 10 tons, ECM-336, Cool Roof - DX | See Note 1 | 0 | 0 | See Note 2
1220 | Commercial, Existing, Restaurant, Base DX Packaged System, EER=11.2, 10 tons, ECM-336, Cool Roof - DX | See Note 1 | 8132363.1062 | 4262603.3604 | See Note 2
1221 | Commercial, Existing, Retail, Base DX Packaged System, EER=11.2, 10 tons, ECM-336, Cool Roof - DX | See Note 1 | 0 | 0 | See Note 2
1222 | Commercial, Existing, FoodStore, Base DX Packaged System, EER=11.2, 10 tons, ECM-336, Cool Roof - DX | See Note 1 | 219784.5216 | 132846.9447 | See Note 2
1223 | Commercial, Existing, School, Base DX Packaged System, EER=11.2, 10 tons, ECM-336, Cool Roof - DX | See Note 1 | 0 | 0 | See Note 2
1224 | Commercial, Existing, College, Base DX Packaged System, EER=11.2, 10 tons, ECM-336, Cool Roof - DX | See Note 1 | 0 | 0 | See Note 2
1225 | Commercial, Existing, Hospital, Base DX Packaged System, EER=11.2, 10 tons, ECM-336, Cool Roof - DX | See Note 1 | 177180.5957 | 70641.5606 | See Note 2
1226 | Commercial, Existing, Other Health, Base DX Packaged System, EER=11.2, 10 tons, ECM-336, Cool Roof - DX | See Note 1 | 0 | 0 | See Note 2
1227 | Commercial, Existing, Warehouse, Base DX Packaged System, EER=11.2, 10 tons, ECM-336, Cool Roof - DX | See Note 1 | 0 | 0 | See Note 2
1228 | Commercial, Existing, Hotel, Base DX Packaged System, EER=11.2, 10 tons, ECM-336, Cool Roof - DX | See Note 1 | 0 | 0 | See Note 2
1229 | Commercial, Existing, Other, Base DX Packaged System, EER=11.2, 10 tons, ECM-336, Cool Roof - DX | See Note 1 | 0 | 0 | See Note 2
1230 | Commercial, Existing, Office, Base DX Packaged System, EER=11.2, 10 tons, ECM-337, Run Time Optimizer | See Note 1 | 0 | 0 | See Note 2
1231 | Commercial, Existing, Restaurant, Base DX Packaged System, EER=11.2, 10 tons, ECM-337, Run Time Optimizer | See Note 1 | 0 | 0 | See Note 2
1232 | Commercial, Existing, Retail, Base DX Packaged System, EER=11.2, 10 tons, ECM-337, Run Time Optimizer | See Note 1 | 0 | 0 | See Note 2
1233 | Commercial, Existing, FoodStore, Base DX Packaged System, EER=11.2, 10 tons, ECM-337, Run Time Optimizer | See Note 1 | 0 | 0 | See Note 2
1234 | Commercial, Existing, School, Base DX Packaged System, EER=11.2, 10 tons, ECM-337, Run Time Optimizer | See Note 1 | 0 | 0 | See Note 2
1235 | Commercial, Existing, College, Base DX Packaged System, EER=11.2, 10 tons, ECM-337, Run Time Optimizer | See Note 1 | 0 | 0 | See Note 2
1236 | Commercial, Existing, Hospital, Base DX Packaged System, EER=11.2, 10 tons, ECM-337, Run Time Optimizer | See Note 1 | 0 | 0 | See Note 2
1237 | Commercial, Existing, Other Health, Base DX Packaged System, EER=11.2, 10 tons, ECM-337, Run Time Optimizer | See Note 1 | 0 | 0 | See Note 2
1238 | Commercial, Existing, Warehouse, Base DX Packaged System, EER=11.2, 10 tons, ECM-337, Run Time Optimizer | See Note 1 | 0 | 0 | See Note 2
1239 | Commercial, Existing, Hotel, Base DX Packaged System, EER=11.2, 10 tons, ECM-337, Run Time Optimizer | See Note 1 | 0 | 0 | See Note 2
1240 | Commercial, Existing, Other, Base DX Packaged System, EER=11.2, 10 tons, ECM-337, Run Time Optimizer | See Note 1 | 0 | 0 | See Note 2
1241 | Commercial, Existing, Office, Base DX Packaged System, EER=11.2, 10 tons, ECM-338, Hybrid Dessicant-HP System | See Note 1 | 0 | 0 | See Note 2
1242 | Commercial, Existing, Restaurant, Base DX Packaged System, EER=11.2, 10 tons, ECM-338, Hybrid Dessicant-HP System | See Note 1 | 0 | 0 | See Note 2
1243 | Commercial, Existing, Retail, Base DX Packaged System, EER=11.2, 10 tons, ECM-338, Hybrid Dessicant-HP System | See Note 1 | 0 | 0 | See Note 2
1244 | Commercial, Existing, FoodStore, Base DX Packaged System, EER=11.2, 10 tons, ECM-338, Hybrid Dessicant-HP System | See Note 1 | 0 | 0 | See Note 2
1245 | Commercial, Existing, School, Base DX Packaged System, EER=11.2, 10 tons, ECM-338, Hybrid Dessicant-HP System | See Note 1 | 0 | 0 | See Note 2
1246 | Commercial, Existing, College, Base DX Packaged System, EER=11.2, 10 tons, ECM-338, Hybrid Dessicant-HP System | See Note 1 | 0 | 0 | See Note 2
1247 | Commercial, Existing, Hospital, Base DX Packaged System, EER=11.2, 10 tons, ECM-338, Hybrid Dessicant-HP System | See Note 1 | 0 | 0 | See Note 2
1248 | Commercial, Existing, Other Health, Base DX Packaged System, EER=11.2, 10 tons, ECM-338, Hybrid Dessicant-HP System | See Note 1 | 0 | 0 | See Note 2
1249 | Commercial, Existing, Warehouse, Base DX Packaged System, EER=11.2, 10 tons, ECM-338, Hybrid Dessicant-HP System | See Note 1 | 0 | 0 | See Note 2
1250 | Commercial, Existing, Hotel, Base DX Packaged System, EER=11.2, 10 tons, ECM-338, Hybrid Dessicant-HP System | See Note 1 | 0 | 0 | See Note 2
1251 | Commercial, Existing, Other, Base DX Packaged System, EER=11.2, 10 tons, ECM-338, Hybrid Dessicant-HP System | See Note 1 | 0 | 0 | See Note 2
1252 | Commercial, Existing, Office, Packaged HP System, EER=11.2, 10 tons, ECM-341, Packaged HP System, EER=11.7, 10 tons | See Note 1 | 0 | 0 | See Note 2
1253 | Commercial, Existing, Restaurant, Packaged HP System, EER=11.2, 10 tons, ECM-341, Packaged HP System, EER=11.7, 10 tons | See Note 1 | 0 | 0 | See Note 2
1254 | Commercial, Existing, Retail, Packaged HP System, EER=11.2, 10 tons, ECM-341, Packaged HP System, EER=11.7, 10 tons | See Note 1 | 0 | 0 | See Note 2
1255 | Commercial, Existing, FoodStore, Packaged HP System, EER=11.2, 10 tons, ECM-341, Packaged HP System, EER=11.7, 10 tons | See Note 1 | 0 | 0 | See Note 2
1256 | Commercial, Existing, School, Packaged HP System, EER=11.2, 10 tons, ECM-341, Packaged HP System, EER=11.7, 10 tons | See Note 1 | 0 | 0 | See Note 2
1257 | Commercial, Existing, College, Packaged HP System, EER=11.2, 10 tons, ECM-341, Packaged HP System, EER=11.7, 10 tons | See Note 1 | 0 | 0 | See Note 2
1258 | Commercial, Existing, Hospital, Packaged HP System, EER=11.2, 10 tons, ECM-341, Packaged HP System, EER=11.7, 10 tons | See Note 1 | 0 | 0 | See Note 2
1259 | Commercial, Existing, Other Health, Packaged HP System, EER=11.2, 10 tons, ECM-341, Packaged HP System, EER=11.7, 10 tons | See Note 1 | 0 | 0 | See Note 2
1260 | Commercial, Existing, Warehouse, Packaged HP System, EER=11.2, 10 tons, ECM-341, Packaged HP System, EER=11.7, 10 tons | See Note 1 | 0 | 0 | See Note 2
1261 | Commercial, Existing, Hotel, Packaged HP System, EER=11.2, 10 tons, ECM-341, Packaged HP System, EER=11.7, 10 tons | See Note 1 | 0 | 0 | See Note 2
1262 | Commercial, Existing, Other, Packaged HP System, EER=11.2, 10 tons, ECM-341, Packaged HP System, EER=11.7, 10 tons | See Note 1 | 0 | 0 | See Note 2
1263 | Commercial, Existing, Office, Packaged HP System, EER=11.2, 10 tons, ECM-342, Geothermal Heat Pump, EER=13, 10 tons | See Note 1 | 0 | 0 | See Note 2
1264 | Commercial, Existing, Restaurant, Packaged HP System, EER=11.2, 10 tons, ECM-342, Geothermal Heat Pump, EER=13, 10 tons | See Note 1 | 0 | 0 | See Note 2
1265 | Commercial, Existing, Retail, Packaged HP System, EER=11.2, 10 tons, ECM-342, Geothermal Heat Pump, EER=13, 10 tons | See Note 1 | 0 | 0 | See Note 2
1266 | Commercial, Existing, FoodStore, Packaged HP System, EER=11.2, 10 tons, ECM-342, Geothermal Heat Pump, EER=13, 10 tons | See Note 1 | 0 | 0 | See Note 2
1267 | Commercial, Existing, School, Packaged HP System, EER=11.2, 10 tons, ECM-342, Geothermal Heat Pump, EER=13, 10 tons | See Note 1 | 0 | 0 | See Note 2
1268 | Commercial, Existing, College, Packaged HP System, EER=11.2, 10 tons, ECM-342, Geothermal Heat Pump, EER=13, 10 tons | See Note 1 | 0 | 0 | See Note 2
1269 | Commercial, Existing, Hospital, Packaged HP System, EER=11.2, 10 tons, ECM-342, Geothermal Heat Pump, EER=13, 10 tons | See Note 1 | 0 | 0 | See Note 2
1270 | Commercial, Existing, Other Health, Packaged HP System, EER=11.2, 10 tons, ECM-342, Geothermal Heat Pump, EER=13, 10 tons | See Note 1 | 0 | 0 | See Note 2
1271 | Commercial, Existing, Warehouse, Packaged HP System, EER=11.2, 10 tons, ECM-342, Geothermal Heat Pump, EER=13, 10 tons | See Note 1 | 0 | 0 | See Note 2
1272 | Commercial, Existing, Hotel, Packaged HP System, EER=11.2, 10 tons, ECM-342, Geothermal Heat Pump, EER=13, 10 tons | See Note 1 | 0 | 0 | See Note 2
1273 | Commercial, Existing, Other, Packaged HP System, EER=11.2, 10 tons, ECM-342, Geothermal Heat Pump, EER=13, 10 tons | See Note 1 | 0 | 0 | See Note 2
1274 | Commercial, Existing, Office, Packaged HP System, EER=11.2, 10 tons, ECM-344, Aerosole Duct Sealing | See Note 1 | 860078.4311 | 92943.9654 | See Note 2
1275 | Commercial, Existing, Restaurant, Packaged HP System, EER=11.2, 10 tons, ECM-344, Aerosole Duct Sealing | See Note 1 | 495690.8735 | 30362.0894 | See Note 2
1276 | Commercial, Existing, Retail, Packaged HP System, EER=11.2, 10 tons, ECM-344, Aerosole Duct Sealing | See Note 1 | 108982.6153 | 7508.1241 | See Note 2
1277 | Commercial, Existing, FoodStore, Packaged HP System, EER=11.2, 10 tons, ECM-344, Aerosole Duct Sealing | See Note 1 | 7455.1505 | 513.6081 | See Note 2
1278 | Commercial, Existing, School, Packaged HP System, EER=11.2, 10 tons, ECM-344, Aerosole Duct Sealing | See Note 1 | 58997.4904 | 6308.5225 | See Note 2
1279 | Commercial, Existing, College, Packaged HP System, EER=11.2, 10 tons, ECM-344, Aerosole Duct Sealing | See Note 1 | 10325.8922 | 1126.0726 | See Note 2
1280 | Commercial, Existing, Hospital, Packaged HP System, EER=11.2, 10 tons, ECM-344, Aerosole Duct Sealing | See Note 1 | 8996.1467 | 464.2771 | See Note 2
1281 | Commercial, Existing, Other Health, Packaged HP System, EER=11.2, 10 tons, ECM-344, Aerosole Duct Sealing | See Note 1 | 54073.7571 | 5990.1435 | See Note 2
1282 | Commercial, Existing, Warehouse, Packaged HP System, EER=11.2, 10 tons, ECM-344, Aerosole Duct Sealing | See Note 1 | 13166.7478 | 1395.0693 | See Note 2
1283 | Commercial, Existing, Hotel, Packaged HP System, EER=11.2, 10 tons, ECM-344, Aerosole Duct Sealing | See Note 1 | 10463.2265 | 539.9894 | See Note 2
1284 | Commercial, Existing, Other, Packaged HP System, EER=11.2, 10 tons, ECM-344, Aerosole Duct Sealing | See Note 1 | 13343.0307 | 1357.9439 | See Note 2
1285 | Commercial, Existing, Office, Packaged HP System, EER=11.2, 10 tons, ECM-345, Duct/Pipe Insulation | See Note 1 | 0 | 0 | See Note 2
1286 | Commercial, Existing, Restaurant, Packaged HP System, EER=11.2, 10 tons, ECM-345, Duct/Pipe Insulation | See Note 1 | 0 | 0 | See Note 2
1287 | Commercial, Existing, Retail, Packaged HP System, EER=11.2, 10 tons, ECM-345, Duct/Pipe Insulation | See Note 1 | 0 | 0 | See Note 2
1288 | Commercial, Existing, FoodStore, Packaged HP System, EER=11.2, 10 tons, ECM-345, Duct/Pipe Insulation | See Note 1 | 0 | 0 | See Note 2
1289 | Commercial, Existing, School, Packaged HP System, EER=11.2, 10 tons, ECM-345, Duct/Pipe Insulation | See Note 1 | 0 | 0 | See Note 2
1290 | Commercial, Existing, College, Packaged HP System, EER=11.2, 10 tons, ECM-345, Duct/Pipe Insulation | See Note 1 | 0 | 0 | See Note 2
1291 | Commercial, Existing, Hospital, Packaged HP System, EER=11.2, 10 tons, ECM-345, Duct/Pipe Insulation | See Note 1 | 0 | 0 | See Note 2
1292 | Commercial, Existing, Other Health, Packaged HP System, EER=11.2, 10 tons, ECM-345, Duct/Pipe Insulation | See Note 1 | 0 | 0 | See Note 2
1293 | Commercial, Existing, Warehouse, Packaged HP System, EER=11.2, 10 tons, ECM-345, Duct/Pipe Insulation | See Note 1 | 0 | 0 | See Note 2
1294 | Commercial, Existing, Hotel, Packaged HP System, EER=11.2, 10 tons, ECM-345, Duct/Pipe Insulation | See Note 1 | 0 | 0 | See Note 2
1295 | Commercial, Existing, Other, Packaged HP System, EER=11.2, 10 tons, ECM-345, Duct/Pipe Insulation | See Note 1 | 0 | 0 | See Note 2
1296 | Commercial, Existing, Office, Packaged HP System, EER=11.2, 10 tons, ECM-347, Window Film (Standard) | See Note 1 | 0 | 0 | See Note 2
1297 | Commercial, Existing, Restaurant, Packaged HP System, EER=11.2, 10 tons, ECM-347, Window Film (Standard) | See Note 1 | 334899.3254 | 118239.6034 | See Note 2
1298 | Commercial, Existing, Retail, Packaged HP System, EER=11.2, 10 tons, ECM-347, Window Film (Standard) | See Note 1 | 0 | 0 | See Note 2
1299 | Commercial, Existing, FoodStore, Packaged HP System, EER=11.2, 10 tons, ECM-347, Window Film (Standard) | See Note 1 | 2724.7259 | 1115.6767 | See Note 2
1300 | Commercial, Existing, School, Packaged HP System, EER=11.2, 10 tons, ECM-347, Window Film (Standard) | See Note 1 | 0 | 0 | See Note 2
1301 | Commercial, Existing, College, Packaged HP System, EER=11.2, 10 tons, ECM-347, Window Film (Standard) | See Note 1 | 0 | 0 | See Note 2
1302 | Commercial, Existing, Hospital, Packaged HP System, EER=11.2, 10 tons, ECM-347, Window Film (Standard) | See Note 1 | 2255.5912 | 578.7956 | See Note 2
1303 | Commercial, Existing, Other Health, Packaged HP System, EER=11.2, 10 tons, ECM-347, Window Film (Standard) | See Note 1 | 13557.7019 | 7947.4609 | See Note 2
1304 | Commercial, Existing, Warehouse, Packaged HP System, EER=11.2, 10 tons, ECM-347, Window Film (Standard) | See Note 1 | 0 | 0 | See Note 2
1305 | Commercial, Existing, Hotel, Packaged HP System, EER=11.2, 10 tons, ECM-347, Window Film (Standard) | See Note 1 | 4942.0545 | 3128.7508 | See Note 2
1306 | Commercial, Existing, Other, Packaged HP System, EER=11.2, 10 tons, ECM-347, Window Film (Standard) | See Note 1 | 0 | 0 | See Note 2
1307 | Commercial, Existing, Office, Packaged HP System, EER=11.2, 10 tons, ECM-349, Ceiling Insulation | See Note 1 | 617123.7883 | 375853.5587 | See Note 2
1308 | Commercial, Existing, Restaurant, Packaged HP System, EER=11.2, 10 tons, ECM-349, Ceiling Insulation | See Note 1 | 355647.3823 | 79659.0315 | See Note 2
1309 | Commercial, Existing, Retail, Packaged HP System, EER=11.2, 10 tons, ECM-349, Ceiling Insulation | See Note 1 | 119379.3047 | 69398.7371 | See Note 2
1310 | Commercial, Existing, FoodStore, Packaged HP System, EER=11.2, 10 tons, ECM-349, Ceiling Insulation | See Note 1 | 5348.6993 | 1423.4117 | See Note 2
1311 | Commercial, Existing, School, Packaged HP System, EER=11.2, 10 tons, ECM-349, Ceiling Insulation | See Note 1 | 42329.7787 | 23316.3412 | See Note 2
1312 | Commercial, Existing, College, Packaged HP System, EER=11.2, 10 tons, ECM-349, Ceiling Insulation | See Note 1 | 7408.6587 | 5589.0535 | See Note 2
1313 | Commercial, Existing, Hospital, Packaged HP System, EER=11.2, 10 tons, ECM-349, Ceiling Insulation | See Note 1 | 6454.1579 | 1085.9136 | See Note 2
1314 | Commercial, Existing, Other Health, Packaged HP System, EER=11.2, 10 tons, ECM-349, Ceiling Insulation | See Note 1 | 38800.3691 | 14910.7135 | See Note 2
1315 | Commercial, Existing, Warehouse, Packaged HP System, EER=11.2, 10 tons, ECM-349, Ceiling Insulation | See Note 1 | 0 | 0 | See Note 2
1316 | Commercial, Existing, Hotel, Packaged HP System, EER=11.2, 10 tons, ECM-349, Ceiling Insulation | See Note 1 | 7506.6311 | 3063.4069 | See Note 2
1317 | Commercial, Existing, Other, Packaged HP System, EER=11.2, 10 tons, ECM-349, Ceiling Insulation | See Note 1 | 0 | 0 | See Note 2
1318 | Commercial, Existing, Office, Packaged HP System, EER=11.2, 10 tons, ECM-350, Roof Insulation | See Note 1 | 217959.3488 | 147243.0407 | See Note 2
1319 | Commercial, Existing, Restaurant, Packaged HP System, EER=11.2, 10 tons, ECM-350, Roof Insulation | See Note 1 | 125610.8375 | 31206.9362 | See Note 2
1320 | Commercial, Existing, Retail, Packaged HP System, EER=11.2, 10 tons, ECM-350, Roof Insulation | See Note 1 | 42162.8453 | 27187.4001 | See Note 2
1321 | Commercial, Existing, FoodStore, Packaged HP System, EER=11.2, 10 tons, ECM-350, Roof Insulation | See Note 1 | 1889.1187 | 557.6307 | See Note 2
1322 | Commercial, Existing, School, Packaged HP System, EER=11.2, 10 tons, ECM-350, Roof Insulation | See Note 1 | 14950.4008 | 9134.3261 | See Note 2
1323 | Commercial, Existing, College, Packaged HP System, EER=11.2, 10 tons, ECM-350, Roof Insulation | See Note 1 | 0 | 0 | See Note 2
1324 | Commercial, Existing, Hospital, Packaged HP System, EER=11.2, 10 tons, ECM-350, Roof Insulation | See Note 1 | 2279.5676 | 425.4136 | See Note 2
1325 | Commercial, Existing, Other Health, Packaged HP System, EER=11.2, 10 tons, ECM-350, Roof Insulation | See Note 1 | 13703.6787 | 5841.3676 | See Note 2
1326 | Commercial, Existing, Warehouse, Packaged HP System, EER=11.2, 10 tons, ECM-350, Roof Insulation | See Note 1 | 0 | 0 | See Note 2
1327 | Commercial, Existing, Hotel, Packaged HP System, EER=11.2, 10 tons, ECM-350, Roof Insulation | See Note 1 | 2651.297 | 1200.1093 | See Note 2
1328 | Commercial, Existing, Other, Packaged HP System, EER=11.2, 10 tons, ECM-350, Roof Insulation | See Note 1 | 0 | 0 | See Note 2
1329 | Commercial, Existing, Office, Packaged HP System, EER=11.2, 10 tons, ECM-351, Cool Roof - DX | See Note 1 | 0 | 0 | See Note 2
1330 | Commercial, Existing, Restaurant, Packaged HP System, EER=11.2, 10 tons, ECM-351, Cool Roof - DX | See Note 1 | 586901.4331 | 294213.5637 | See Note 2
1331 | Commercial, Existing, Retail, Packaged HP System, EER=11.2, 10 tons, ECM-351, Cool Roof - DX | See Note 1 | 0 | 0 | See Note 2
1332 | Commercial, Existing, FoodStore, Packaged HP System, EER=11.2, 10 tons, ECM-351, Cool Roof - DX | See Note 1 | 8313.439 | 4805.8775 | See Note 2
1333 | Commercial, Existing, School, Packaged HP System, EER=11.2, 10 tons, ECM-351, Cool Roof - DX | See Note 1 | 0 | 0 | See Note 2
1334 | Commercial, Existing, College, Packaged HP System, EER=11.2, 10 tons, ECM-351, Cool Roof - DX | See Note 1 | 0 | 0 | See Note 2
1335 | Commercial, Existing, Hospital, Packaged HP System, EER=11.2, 10 tons, ECM-351, Cool Roof - DX | See Note 1 | 13392.4174 | 5106.6903 | See Note 2
1336 | Commercial, Existing, Other Health, Packaged HP System, EER=11.2, 10 tons, ECM-351, Cool Roof - DX | See Note 1 | 0 | 0 | See Note 2
1337 | Commercial, Existing, Warehouse, Packaged HP System, EER=11.2, 10 tons, ECM-351, Cool Roof - DX | See Note 1 | 0 | 0 | See Note 2
1338 | Commercial, Existing, Hotel, Packaged HP System, EER=11.2, 10 tons, ECM-351, Cool Roof - DX | See Note 1 | 0 | 0 | See Note 2
1339 | Commercial, Existing, Other, Packaged HP System, EER=11.2, 10 tons, ECM-351, Cool Roof - DX | See Note 1 | 0 | 0 | See Note 2
1340 | Commercial, Existing, Office, Base PTAC, 1 ton, ECM-361, HE PTAC, EER=9.6, 1 ton | See Note 1 | 2030437.8821 | 1128060.3707 | See Note 2
1341 | Commercial, Existing, Restaurant, Base PTAC, 1 ton, ECM-361, HE PTAC, EER=9.6, 1 ton | See Note 1 | 3865341.1525 | 1217206.618 | See Note 2
1342 | Commercial, Existing, Retail, Base PTAC, 1 ton, ECM-361, HE PTAC, EER=9.6, 1 ton | See Note 1 | 2977730.0625 | 1054679.3159 | See Note 2
1343 | Commercial, Existing, FoodStore, Base PTAC, 1 ton, ECM-361, HE PTAC, EER=9.6, 1 ton | See Note 1 | 7.837e-05 | 2.776e-05 | See Note 2
1344 | Commercial, Existing, School, Base PTAC, 1 ton, ECM-361, HE PTAC, EER=9.6, 1 ton | See Note 1 | 358403.1145 | 197025.3783 | See Note 2
1345 | Commercial, Existing, College, Base PTAC, 1 ton, ECM-361, HE PTAC, EER=9.6, 1 ton | See Note 1 | 213059.999 | 119453.1529 | See Note 2
1346 | Commercial, Existing, Hospital, Base PTAC, 1 ton, ECM-361, HE PTAC, EER=9.6, 1 ton | See Note 1 | 130328.2773 | 34578.981 | See Note 2
1347 | Commercial, Existing, Other Health, Base PTAC, 1 ton, ECM-361, HE PTAC, EER=9.6, 1 ton | See Note 1 | 1461878.1623 | 832576.2679 | See Note 2
1348 | Commercial, Existing, Warehouse, Base PTAC, 1 ton, ECM-361, HE PTAC, EER=9.6, 1 ton | See Note 1 | 0.00091424 | 0.00049801 | See Note 2
1349 | Commercial, Existing, Hotel, Base PTAC, 1 ton, ECM-361, HE PTAC, EER=9.6, 1 ton | See Note 1 | 748732.1194 | 198654.3843 | See Note 2
1350 | Commercial, Existing, Other, Base PTAC, 1 ton, ECM-361, HE PTAC, EER=9.6, 1 ton | See Note 1 | 0.0010635 | 0.00055645 | See Note 2
1351 | Commercial, Existing, Office, Base PTAC, 1 ton, ECM-362, Occupancy Sensor | See Note 1 | 0 | 0 | See Note 2
1352 | Commercial, Existing, Restaurant, Base PTAC, 1 ton, ECM-362, Occupancy Sensor | See Note 1 | 3382073.227 | 2016912.3648 | See Note 2
1353 | Commercial, Existing, Retail, Base PTAC, 1 ton, ECM-362, Occupancy Sensor | See Note 1 | 2605390.7262 | 1747604.4918 | See Note 2
1354 | Commercial, Existing, FoodStore, Base PTAC, 1 ton, ECM-362, Occupancy Sensor | See Note 1 | 6.857e-05 | 4.599e-05 | See Note 2
1355 | Commercial, Existing, School, Base PTAC, 1 ton, ECM-362, Occupancy Sensor | See Note 1 | 0 | 0 | See Note 2
1356 | Commercial, Existing, College, Base PTAC, 1 ton, ECM-362, Occupancy Sensor | See Note 1 | 0 | 0 | See Note 2
1357 | Commercial, Existing, Hospital, Base PTAC, 1 ton, ECM-362, Occupancy Sensor | See Note 1 | 114035.9827 | 57297.3998 | See Note 2
1358 | Commercial, Existing, Other Health, Base PTAC, 1 ton, ECM-362, Occupancy Sensor | See Note 1 | 0 | 0 | See Note 2
1359 | Commercial, Existing, Warehouse, Base PTAC, 1 ton, ECM-362, Occupancy Sensor | See Note 1 | 0 | 0 | See Note 2
1360 | Commercial, Existing, Hotel, Base PTAC, 1 ton, ECM-362, Occupancy Sensor | See Note 1 | 655133.2983 | 329170.4779 | See Note 2
1361 | Commercial, Existing, Other, Base PTAC, 1 ton, ECM-362, Occupancy Sensor | See Note 1 | 0 | 0 | See Note 2
1362 | Commercial, Existing, Office, Base Fan Motor, 15hp, 1800rpm, 91.0%, ECM-401, High Efficiency Fan Motor, 15hp, 1800rpm, 92.4% | See Note 1 | 0 | 0 | See Note 2
1363 | Commercial, Existing, Restaurant, Base Fan Motor, 15hp, 1800rpm, 91.0%, ECM-401, High Efficiency Fan Motor, 15hp, 1800rpm, 92.4% | See Note 1 | 0 | 0 | See Note 2
1364 | Commercial, Existing, Retail, Base Fan Motor, 15hp, 1800rpm, 91.0%, ECM-401, High Efficiency Fan Motor, 15hp, 1800rpm, 92.4% | See Note 1 | 0 | 0 | See Note 2
1365 | Commercial, Existing, FoodStore, Base Fan Motor, 15hp, 1800rpm, 91.0%, ECM-401, High Efficiency Fan Motor, 15hp, 1800rpm, 92.4% | See Note 1 | 0 | 0 | See Note 2
1366 | Commercial, Existing, School, Base Fan Motor, 15hp, 1800rpm, 91.0%, ECM-401, High Efficiency Fan Motor, 15hp, 1800rpm, 92.4% | See Note 1 | 0 | 0 | See Note 2
1367 | Commercial, Existing, College, Base Fan Motor, 15hp, 1800rpm, 91.0%, ECM-401, High Efficiency Fan Motor, 15hp, 1800rpm, 92.4% | See Note 1 | 0 | 0 | See Note 2
1368 | Commercial, Existing, Hospital, Base Fan Motor, 15hp, 1800rpm, 91.0%, ECM-401, High Efficiency Fan Motor, 15hp, 1800rpm, 92.4% | See Note 1 | 0 | 0 | See Note 2
1369 | Commercial, Existing, Other Health, Base Fan Motor, 15hp, 1800rpm, 91.0%, ECM-401, High Efficiency Fan Motor, 15hp, 1800rpm, 92.4% | See Note 1 | 0 | 0 | See Note 2
1370 | Commercial, Existing, Warehouse, Base Fan Motor, 15hp, 1800rpm, 91.0%, ECM-401, High Efficiency Fan Motor, 15hp, 1800rpm, 92.4% | See Note 1 | 0 | 0 | See Note 2
1371 | Commercial, Existing, Hotel, Base Fan Motor, 15hp, 1800rpm, 91.0%, ECM-401, High Efficiency Fan Motor, 15hp, 1800rpm, 92.4% | See Note 1 | 0 | 0 | See Note 2
1372 | Commercial, Existing, Other, Base Fan Motor, 15hp, 1800rpm, 91.0%, ECM-401, High Efficiency Fan Motor, 15hp, 1800rpm, 92.4% | See Note 1 | 0 | 0 | See Note 2
1373 | Commercial, Existing, Office, Base Fan Motor, 15hp, 1800rpm, 91.0%, ECM-402, Variable Speed Drive Control | See Note 1 | 3977587.8061 | 2300521.0195 | See Note 2
1374 | Commercial, Existing, Restaurant, Base Fan Motor, 15hp, 1800rpm, 91.0%, ECM-402, Variable Speed Drive Control | See Note 1 | 0 | 0 | See Note 2
1375 | Commercial, Existing, Retail, Base Fan Motor, 15hp, 1800rpm, 91.0%, ECM-402, Variable Speed Drive Control | See Note 1 | 1467608.6099 | 1152921.5051 | See Note 2
1376 | Commercial, Existing, FoodStore, Base Fan Motor, 15hp, 1800rpm, 91.0%, ECM-402, Variable Speed Drive Control | See Note 1 | 0.22167 | 0.081497 | See Note 2
1377 | Commercial, Existing, School, Base Fan Motor, 15hp, 1800rpm, 91.0%, ECM-402, Variable Speed Drive Control | See Note 1 | 406069.215 | 275280.215 | See Note 2
1378 | Commercial, Existing, College, Base Fan Motor, 15hp, 1800rpm, 91.0%, ECM-402, Variable Speed Drive Control | See Note 1 | 548967.5107 | 412972.6324 | See Note 2
1379 | Commercial, Existing, Hospital, Base Fan Motor, 15hp, 1800rpm, 91.0%, ECM-402, Variable Speed Drive Control | See Note 1 | 2418404.5335 | 600393.158 | See Note 2
1380 | Commercial, Existing, Other Health, Base Fan Motor, 15hp, 1800rpm, 91.0%, ECM-402, Variable Speed Drive Control | See Note 1 | 0 | 0 | See Note 2
1381 | Commercial, Existing, Warehouse, Base Fan Motor, 15hp, 1800rpm, 91.0%, ECM-402, Variable Speed Drive Control | See Note 1 | 0 | 0 | See Note 2
1382 | Commercial, Existing, Hotel, Base Fan Motor, 15hp, 1800rpm, 91.0%, ECM-402, Variable Speed Drive Control | See Note 1 | 0 | 0 | See Note 2
1383 | Commercial, Existing, Other, Base Fan Motor, 15hp, 1800rpm, 91.0%, ECM-402, Variable Speed Drive Control | See Note 1 | 1275625.9786 | 697246.3229 | See Note 2
1384 | Commercial, Existing, Office, Base Fan Motor, 15hp, 1800rpm, 91.0%, ECM-403, Air Handler Optimization | See Note 1 | 2023807.5385 | 1383382.9936 | See Note 2
1385 | Commercial, Existing, Restaurant, Base Fan Motor, 15hp, 1800rpm, 91.0%, ECM-403, Air Handler Optimization | See Note 1 | 1828180.2856 | 707585.0096 | See Note 2
1386 | Commercial, Existing, Retail, Base Fan Motor, 15hp, 1800rpm, 91.0%, ECM-403, Air Handler Optimization | See Note 1 | 1986206.3606 | 1400714.365 | See Note 2
1387 | Commercial, Existing, FoodStore, Base Fan Motor, 15hp, 1800rpm, 91.0%, ECM-403, Air Handler Optimization | See Note 1 | 55794.6735 | 15535.0911 | See Note 2
1388 | Commercial, Existing, School, Base Fan Motor, 15hp, 1800rpm, 91.0%, ECM-403, Air Handler Optimization | See Note 1 | 246451.7287 | 129959.736 | See Note 2
1389 | Commercial, Existing, College, Base Fan Motor, 15hp, 1800rpm, 91.0%, ECM-403, Air Handler Optimization | See Note 1 | 216251.4215 | 118232.9031 | See Note 2
1390 | Commercial, Existing, Hospital, Base Fan Motor, 15hp, 1800rpm, 91.0%, ECM-403, Air Handler Optimization | See Note 1 | 830800.3314 | 89097.0803 | See Note 2
1391 | Commercial, Existing, Other Health, Base Fan Motor, 15hp, 1800rpm, 91.0%, ECM-403, Air Handler Optimization | See Note 1 | 537171.8388 | 224330.6469 | See Note 2
1392 | Commercial, Existing, Warehouse, Base Fan Motor, 15hp, 1800rpm, 91.0%, ECM-403, Air Handler Optimization | See Note 1 | 0 | 0 | See Note 2
1393 | Commercial, Existing, Hotel, Base Fan Motor, 15hp, 1800rpm, 91.0%, ECM-403, Air Handler Optimization | See Note 1 | 544774.1329 | 399525.282 | See Note 2
1394 | Commercial, Existing, Other, Base Fan Motor, 15hp, 1800rpm, 91.0%, ECM-403, Air Handler Optimization | See Note 1 | 0 | 0 | See Note 2
1395 | Commercial, Existing, Office, Base Fan Motor, 15hp, 1800rpm, 91.0%, ECM-404, Electronically Commutated Motors (ECM) on an Air Handler Unit | See Note 1 | 6609162.3774 | 3206436.6166 | See Note 2
1396 | Commercial, Existing, Restaurant, Base Fan Motor, 15hp, 1800rpm, 91.0%, ECM-404, Electronically Commutated Motors (ECM) on an Air Handler Unit | See Note 1 | 4321896.0637 | 2527859.6212 | See Note 2
1397 | Commercial, Existing, Retail, Base Fan Motor, 15hp, 1800rpm, 91.0%, ECM-404, Electronically Commutated Motors (ECM) on an Air Handler Unit | See Note 1 | 5825948.4314 | 2130582.7657 | See Note 2
1398 | Commercial, Existing, FoodStore, Base Fan Motor, 15hp, 1800rpm, 91.0%, ECM-404, Electronically Commutated Motors (ECM) on an Air Handler Unit | See Note 1 | 131897.9269 | 52540.329 | See Note 2
1399 | Commercial, Existing, School, Base Fan Motor, 15hp, 1800rpm, 91.0%, ECM-404, Electronically Commutated Motors (ECM) on an Air Handler Unit | See Note 1 | 582606.4356 | 329574.6295 | See Note 2
1400 | Commercial, Existing, College, Base Fan Motor, 15hp, 1800rpm, 91.0%, ECM-404, Electronically Commutated Motors (ECM) on an Air Handler Unit | See Note 1 | 634302.3126 | 223277.0961 | See Note 2
1401 | Commercial, Existing, Hospital, Base Fan Motor, 15hp, 1800rpm, 91.0%, ECM-404, Electronically Commutated Motors (ECM) on an Air Handler Unit | See Note 1 | 1964007.6432 | 357045.1884 | See Note 2
1402 | Commercial, Existing, Other Health, Base Fan Motor, 15hp, 1800rpm, 91.0%, ECM-404, Electronically Commutated Motors (ECM) on an Air Handler Unit | See Note 1 | 1270127.1085 | 844705.076 | See Note 2
1403 | Commercial, Existing, Warehouse, Base Fan Motor, 15hp, 1800rpm, 91.0%, ECM-404, Electronically Commutated Motors (ECM) on an Air Handler Unit | See Note 1 | 1883297.0087 | 942676.6573 | See Note 2
1404 | Commercial, Existing, Hotel, Base Fan Motor, 15hp, 1800rpm, 91.0%, ECM-404, Electronically Commutated Motors (ECM) on an Air Handler Unit | See Note 1 | 1597859.3438 | 660088.9619 | See Note 2
1405 | Commercial, Existing, Other, Base Fan Motor, 15hp, 1800rpm, 91.0%, ECM-404, Electronically Commutated Motors (ECM) on an Air Handler Unit | See Note 1 | 2552902.2467 | 1053294.8932 | See Note 2
1406 | Commercial, Existing, Office, Base Fan Motor, 15hp, 1800rpm, 91.0%, ECM-405, Demand Control Ventilation (DCV) | See Note 1 | 0 | 0 | See Note 2
1407 | Commercial, Existing, Restaurant, Base Fan Motor, 15hp, 1800rpm, 91.0%, ECM-405, Demand Control Ventilation (DCV) | See Note 1 | 0 | 0 | See Note 2
1408 | Commercial, Existing, Retail, Base Fan Motor, 15hp, 1800rpm, 91.0%, ECM-405, Demand Control Ventilation (DCV) | See Note 1 | 0 | 0 | See Note 2
1409 | Commercial, Existing, FoodStore, Base Fan Motor, 15hp, 1800rpm, 91.0%, ECM-405, Demand Control Ventilation (DCV) | See Note 1 | 0 | 0 | See Note 2
1410 | Commercial, Existing, School, Base Fan Motor, 15hp, 1800rpm, 91.0%, ECM-405, Demand Control Ventilation (DCV) | See Note 1 | 0 | 0 | See Note 2
1411 | Commercial, Existing, College, Base Fan Motor, 15hp, 1800rpm, 91.0%, ECM-405, Demand Control Ventilation (DCV) | See Note 1 | 0 | 0 | See Note 2
1412 | Commercial, Existing, Hospital, Base Fan Motor, 15hp, 1800rpm, 91.0%, ECM-405, Demand Control Ventilation (DCV) | See Note 1 | 0 | 0 | See Note 2
1413 | Commercial, Existing, Other Health, Base Fan Motor, 15hp, 1800rpm, 91.0%, ECM-405, Demand Control Ventilation (DCV) | See Note 1 | 0 | 0 | See Note 2
1414 | Commercial, Existing, Warehouse, Base Fan Motor, 15hp, 1800rpm, 91.0%, ECM-405, Demand Control Ventilation (DCV) | See Note 1 | 0 | 0 | See Note 2
1415 | Commercial, Existing, Hotel, Base Fan Motor, 15hp, 1800rpm, 91.0%, ECM-405, Demand Control Ventilation (DCV) | See Note 1 | 0 | 0 | See Note 2
1416 | Commercial, Existing, Other, Base Fan Motor, 15hp, 1800rpm, 91.0%, ECM-405, Demand Control Ventilation (DCV) | See Note 1 | 0 | 0 | See Note 2
1417 | Commercial, Existing, Office, Base Fan Motor, 15hp, 1800rpm, 91.0%, ECM-406, Energy Recovery Ventilation (ERV) | See Note 1 | 0 | 0 | See Note 2
1418 | Commercial, Existing, Restaurant, Base Fan Motor, 15hp, 1800rpm, 91.0%, ECM-406, Energy Recovery Ventilation (ERV) | See Note 1 | 0 | 0 | See Note 2
1419 | Commercial, Existing, Retail, Base Fan Motor, 15hp, 1800rpm, 91.0%, ECM-406, Energy Recovery Ventilation (ERV) | See Note 1 | 0 | 0 | See Note 2
1420 | Commercial, Existing, FoodStore, Base Fan Motor, 15hp, 1800rpm, 91.0%, ECM-406, Energy Recovery Ventilation (ERV) | See Note 1 | 0 | 0 | See Note 2
1421 | Commercial, Existing, School, Base Fan Motor, 15hp, 1800rpm, 91.0%, ECM-406, Energy Recovery Ventilation (ERV) | See Note 1 | 0 | 0 | See Note 2
1422 | Commercial, Existing, College, Base Fan Motor, 15hp, 1800rpm, 91.0%, ECM-406, Energy Recovery Ventilation (ERV) | See Note 1 | 0 | 0 | See Note 2
1423 | Commercial, Existing, Hospital, Base Fan Motor, 15hp, 1800rpm, 91.0%, ECM-406, Energy Recovery Ventilation (ERV) | See Note 1 | 0 | 0 | See Note 2
1424 | Commercial, Existing, Other Health, Base Fan Motor, 15hp, 1800rpm, 91.0%, ECM-406, Energy Recovery Ventilation (ERV) | See Note 1 | 0 | 0 | See Note 2
1425 | Commercial, Existing, Warehouse, Base Fan Motor, 15hp, 1800rpm, 91.0%, ECM-406, Energy Recovery Ventilation (ERV) | See Note 1 | 0 | 0 | See Note 2
1426 | Commercial, Existing, Hotel, Base Fan Motor, 15hp, 1800rpm, 91.0%, ECM-406, Energy Recovery Ventilation (ERV) | See Note 1 | 0 | 0 | See Note 2
1427 | Commercial, Existing, Other, Base Fan Motor, 15hp, 1800rpm, 91.0%, ECM-406, Energy Recovery Ventilation (ERV) | See Note 1 | 0 | 0 | See Note 2
1428 | Commercial, Existing, Office, Base Fan Motor, 15hp, 1800rpm, 91.0%, ECM-407, Separate Makeup Air / Exhaust Hoods AC | See Note 1 | 0 | 0 | See Note 2
1429 | Commercial, Existing, Restaurant, Base Fan Motor, 15hp, 1800rpm, 91.0%, ECM-407, Separate Makeup Air / Exhaust Hoods AC | See Note 1 | 10563705.9097 | 118227.2825 | See Note 2
1430 | Commercial, Existing, Retail, Base Fan Motor, 15hp, 1800rpm, 91.0%, ECM-407, Separate Makeup Air / Exhaust Hoods AC | See Note 1 | 0 | 0 | See Note 2
1431 | Commercial, Existing, FoodStore, Base Fan Motor, 15hp, 1800rpm, 91.0%, ECM-407, Separate Makeup Air / Exhaust Hoods AC | See Note 1 | 24799.7381 | 141.1205 | See Note 2
1432 | Commercial, Existing, School, Base Fan Motor, 15hp, 1800rpm, 91.0%, ECM-407, Separate Makeup Air / Exhaust Hoods AC | See Note 1 | 0 | 0 | See Note 2
1433 | Commercial, Existing, College, Base Fan Motor, 15hp, 1800rpm, 91.0%, ECM-407, Separate Makeup Air / Exhaust Hoods AC | See Note 1 | 0 | 0 | See Note 2
1434 | Commercial, Existing, Hospital, Base Fan Motor, 15hp, 1800rpm, 91.0%, ECM-407, Separate Makeup Air / Exhaust Hoods AC | See Note 1 | 0 | 0 | See Note 2
1435 | Commercial, Existing, Other Health, Base Fan Motor, 15hp, 1800rpm, 91.0%, ECM-407, Separate Makeup Air / Exhaust Hoods AC | See Note 1 | 0 | 0 | See Note 2
1436 | Commercial, Existing, Warehouse, Base Fan Motor, 15hp, 1800rpm, 91.0%, ECM-407, Separate Makeup Air / Exhaust Hoods AC | See Note 1 | 0 | 0 | See Note 2
1437 | Commercial, Existing, Hotel, Base Fan Motor, 15hp, 1800rpm, 91.0%, ECM-407, Separate Makeup Air / Exhaust Hoods AC | See Note 1 | 0 | 0 | See Note 2
1438 | Commercial, Existing, Other, Base Fan Motor, 15hp, 1800rpm, 91.0%, ECM-407, Separate Makeup Air / Exhaust Hoods AC | See Note 1 | 0 | 0 | See Note 2
1439 | Commercial, Existing, FoodStore, Base Refrigeration System, ECM-501, High-efficiency fan motors | See Note 1 | 781498.2525 | 544462.1621 | See Note 2
1440 | Commercial, New, FoodStore, Base Refrigeration System, ECM-501, Refrigeration 10% More Efficient Design | See Note 1 | 15351.3629 | 7195.0093 | See Note 2
1441 | Commercial, Existing, FoodStore, Base Refrigeration System, ECM-502, Strip curtains for walk-ins | See Note 1 | 215047.9362 | 62037.5382 | See Note 2
1442 | Commercial, New, FoodStore, Base Refrigeration System, ECM-502, Refrigeration 20% More Efficient Design | See Note 1 | 21660.4559 | 15904.7573 | See Note 2
1443 | Commercial, Existing, FoodStore, Base Refrigeration System, ECM-503, Night covers for display cases | See Note 1 | 202402.0047 | 77650.1609 | See Note 2
1444 | Commercial, Existing, FoodStore, Base Refrigeration System, ECM-504, Evaporator fan controller for MT walk-ins | See Note 1 | 0 | 0 | See Note 2
1445 | Commercial, Existing, FoodStore, Base Refrigeration System, ECM-505, Efficient compressor motor | See Note 1 | 405364.9034 | 46521.4152 | See Note 2
1446 | Commercial, Existing, FoodStore, Base Refrigeration System, ECM-506, Compressor VSD retrofit | See Note 1 | 151821.9603 | 122693.8424 | See Note 2
1447 | Commercial, Existing, FoodStore, Base Refrigeration System, ECM-507, Floating head pressure controls | See Note 1 | 157579.8301 | 15414.4632 | See Note 2
1448 | Commercial, Existing, FoodStore, Base Refrigeration System, ECM-508, Refrigeration Commissioning | See Note 1 | 0 | 0 | See Note 2
1449 | Commercial, Existing, FoodStore, Base Refrigeration System, ECM-509, Demand Hot Gas Defrost | See Note 1 | 60473.105 | 7362.7098 | See Note 2
1450 | Commercial, Existing, FoodStore, Base Refrigeration System, ECM-510, Demand Defrost Electric | See Note 1 | 700236.7784 | 23315.2477 | See Note 2
1451 | Commercial, Existing, FoodStore, Base Refrigeration System, ECM-511, Anti-sweat (humidistat) controls | See Note 1 | 297294.5014 | 76827.0881 | See Note 2
1452 | Commercial, Existing, FoodStore, Base Refrigeration System, ECM-513, High R-Value Glass Doors | See Note 1 | 0 | 0 | See Note 2
1453 | Commercial, Existing, FoodStore, Base Refrigeration System, ECM-514, Multiplex Compressor System | See Note 1 | 0 | 0 | See Note 2
1454 | Commercial, Existing, FoodStore, Base Refrigeration System, ECM-515, Oversized Air Cooled Condenser | See Note 1 | 300211.5042 | 133931.4723 | See Note 2
1455 | Commercial, Existing, FoodStore, Base Refrigeration System, ECM-516, Freezer-Cooler Replacement Gaskets | See Note 1 | 293635.2485 | 30732.5107 | See Note 2
1456 | Commercial, Existing, FoodStore, Base Refrigeration System, ECM-517, LED Display Lighting | See Note 1 | 0 | 0 | See Note 2
1457 | Commercial, Existing, Office, Base Ice Maker, ECM-551, Efficient Ice Maker | See Note 1 | 0 | 0 | See Note 2
1458 | Commercial, Existing, Restaurant, Base Ice Maker, ECM-551, Efficient Ice Maker | See Note 1 | 0 | 0 | See Note 2
1459 | Commercial, Existing, Retail, Base Ice Maker, ECM-551, Efficient Ice Maker | See Note 1 | 0 | 0 | See Note 2
1460 | Commercial, Existing, FoodStore, Base Ice Maker, ECM-551, Efficient Ice Maker | See Note 1 | 0 | 0 | See Note 2
1461 | Commercial, Existing, School, Base Ice Maker, ECM-551, Efficient Ice Maker | See Note 1 | 0 | 0 | See Note 2
1462 | Commercial, Existing, College, Base Ice Maker, ECM-551, Efficient Ice Maker | See Note 1 | 0 | 0 | See Note 2
1463 | Commercial, Existing, Hospital, Base Ice Maker, ECM-551, Efficient Ice Maker | See Note 1 | 0 | 0 | See Note 2
1464 | Commercial, Existing, Other Health, Base Ice Maker, ECM-551, Efficient Ice Maker | See Note 1 | 0 | 0 | See Note 2
1465 | Commercial, Existing, Warehouse, Base Ice Maker, ECM-551, Efficient Ice Maker | See Note 1 | 0 | 0 | See Note 2
1466 | Commercial, Existing, Hotel, Base Ice Maker, ECM-551, Efficient Ice Maker | See Note 1 | 0 | 0 | See Note 2
1467 | Commercial, Existing, Other, Base Ice Maker, ECM-551, Efficient Ice Maker | See Note 1 | 0 | 0 | See Note 2
1468 | Commercial, Existing, Office, Base Water Heater, ECM-601, High Efficiency Water Heater (electric) | See Note 1 | 0 | 0 | See Note 2
1469 | Commercial, Existing, Restaurant, Base Water Heater, ECM-601, High Efficiency Water Heater (electric) | See Note 1 | 0 | 0 | See Note 2
1470 | Commercial, Existing, Retail, Base Water Heater, ECM-601, High Efficiency Water Heater (electric) | See Note 1 | 0 | 0 | See Note 2
1471 | Commercial, Existing, FoodStore, Base Water Heater, ECM-601, High Efficiency Water Heater (electric) | See Note 1 | 0 | 0 | See Note 2
1472 | Commercial, Existing, School, Base Water Heater, ECM-601, High Efficiency Water Heater (electric) | See Note 1 | 0 | 0 | See Note 2
1473 | Commercial, Existing, College, Base Water Heater, ECM-601, High Efficiency Water Heater (electric) | See Note 1 | 12955.9326 | 5338.2856 | See Note 2
1474 | Commercial, Existing, Hospital, Base Water Heater, ECM-601, High Efficiency Water Heater (electric) | See Note 1 | 5647.3624 | 505.7294 | See Note 2
1475 | Commercial, Existing, Other Health, Base Water Heater, ECM-601, High Efficiency Water Heater (electric) | See Note 1 | 56714.0604 | 42944.9622 | See Note 2
1476 | Commercial, Existing, Warehouse, Base Water Heater, ECM-601, High Efficiency Water Heater (electric) | See Note 1 | 0 | 0 | See Note 2
1477 | Commercial, Existing, Hotel, Base Water Heater, ECM-601, High Efficiency Water Heater (electric) | See Note 1 | 0 | 0 | See Note 2
1478 | Commercial, Existing, Other, Base Water Heater, ECM-601, High Efficiency Water Heater (electric) | See Note 1 | 0 | 0 | See Note 2
1479 | Commercial, Existing, Office, Base Water Heater, ECM-603, Heat Pump Water Heater (air source) | See Note 1 | 2033331.1314 | 1682011.7697 | See Note 2
1480 | Commercial, Existing, Restaurant, Base Water Heater, ECM-603, Heat Pump Water Heater (air source) | See Note 1 | 4354926.2193 | 3086032.4621 | See Note 2
1481 | Commercial, Existing, Retail, Base Water Heater, ECM-603, Heat Pump Water Heater (air source) | See Note 1 | 0 | 0 | See Note 2
1482 | Commercial, Existing, FoodStore, Base Water Heater, ECM-603, Heat Pump Water Heater (air source) | See Note 1 | 0 | 0 | See Note 2
1483 | Commercial, Existing, School, Base Water Heater, ECM-603, Heat Pump Water Heater (air source) | See Note 1 | 607572.3014 | 121646.8074 | See Note 2
1484 | Commercial, Existing, College, Base Water Heater, ECM-603, Heat Pump Water Heater (air source) | See Note 1 | 444358.4325 | 117798.8501 | See Note 2
1485 | Commercial, Existing, Hospital, Base Water Heater, ECM-603, Heat Pump Water Heater (air source) | See Note 1 | 193691.4295 | 11159.8272 | See Note 2
1486 | Commercial, Existing, Other Health, Base Water Heater, ECM-603, Heat Pump Water Heater (air source) | See Note 1 | 1945160.7035 | 947657.6482 | See Note 2
1487 | Commercial, Existing, Warehouse, Base Water Heater, ECM-603, Heat Pump Water Heater (air source) | See Note 1 | 0 | 0 | See Note 2
1488 | Commercial, Existing, Hotel, Base Water Heater, ECM-603, Heat Pump Water Heater (air source) | See Note 1 | 1580675.7949 | 854043.0484 | See Note 2
1489 | Commercial, Existing, Other, Base Water Heater, ECM-603, Heat Pump Water Heater (air source) | See Note 1 | 1263337.1626 | 794118.1976 | See Note 2
1490 | Commercial, Existing, Office, Base Water Heater, ECM-604, Solar Water Heater | See Note 1 | 0 | 0 | See Note 2
1491 | Commercial, Existing, Restaurant, Base Water Heater, ECM-604, Solar Water Heater | See Note 1 | 0 | 0 | See Note 2
1492 | Commercial, Existing, Retail, Base Water Heater, ECM-604, Solar Water Heater | See Note 1 | 0 | 0 | See Note 2
1493 | Commercial, Existing, FoodStore, Base Water Heater, ECM-604, Solar Water Heater | See Note 1 | 0 | 0 | See Note 2
1494 | Commercial, Existing, School, Base Water Heater, ECM-604, Solar Water Heater | See Note 1 | 0 | 0 | See Note 2
1495 | Commercial, Existing, College, Base Water Heater, ECM-604, Solar Water Heater | See Note 1 | 0 | 0 | See Note 2
1496 | Commercial, Existing, Hospital, Base Water Heater, ECM-604, Solar Water Heater | See Note 1 | 0 | 0 | See Note 2
1497 | Commercial, Existing, Other Health, Base Water Heater, ECM-604, Solar Water Heater | See Note 1 | 0 | 0 | See Note 2
1498 | Commercial, Existing, Warehouse, Base Water Heater, ECM-604, Solar Water Heater | See Note 1 | 0 | 0 | See Note 2
1499 | Commercial, Existing, Hotel, Base Water Heater, ECM-604, Solar Water Heater | See Note 1 | 0 | 0 | See Note 2
1500 | Commercial, Existing, Other, Base Water Heater, ECM-604, Solar Water Heater | See Note 1 | 0 | 0 | See Note 2
1501 | Commercial, Existing, Office, Base Water Heater, ECM-606, Demand controlled circulating systems | See Note 1 | 0 | 0 | See Note 2
1502 | Commercial, Existing, Restaurant, Base Water Heater, ECM-606, Demand controlled circulating systems | See Note 1 | 0 | 0 | See Note 2
1503 | Commercial, Existing, Retail, Base Water Heater, ECM-606, Demand controlled circulating systems | See Note 1 | 0 | 0 | See Note 2
1504 | Commercial, Existing, FoodStore, Base Water Heater, ECM-606, Demand controlled circulating systems | See Note 1 | 0 | 0 | See Note 2
1505 | Commercial, Existing, School, Base Water Heater, ECM-606, Demand controlled circulating systems | See Note 1 | 0 | 0 | See Note 2
1506 | Commercial, Existing, College, Base Water Heater, ECM-606, Demand controlled circulating systems | See Note 1 | 17594.5005 | 3742.6535 | See Note 2
1507 | Commercial, Existing, Hospital, Base Water Heater, ECM-606, Demand controlled circulating systems | See Note 1 | 7669.2681 | 340.3169 | See Note 2
1508 | Commercial, Existing, Other Health, Base Water Heater, ECM-606, Demand controlled circulating systems | See Note 1 | 77019.2 | 28898.6488 | See Note 2
1509 | Commercial, Existing, Warehouse, Base Water Heater, ECM-606, Demand controlled circulating systems | See Note 1 | 0 | 0 | See Note 2
1510 | Commercial, Existing, Hotel, Base Water Heater, ECM-606, Demand controlled circulating systems | See Note 1 | 0 | 0 | See Note 2
1511 | Commercial, Existing, Other, Base Water Heater, ECM-606, Demand controlled circulating systems | See Note 1 | 0 | 0 | See Note 2
1512 | Commercial, Existing, Office, Base Water Heater, ECM-608, Heat Recovery Unit | See Note 1 | 0 | 0 | See Note 2
1513 | Commercial, Existing, Restaurant, Base Water Heater, ECM-608, Heat Recovery Unit | See Note 1 | 6051257.3769 | 659994.3525 | See Note 2
1514 | Commercial, Existing, Retail, Base Water Heater, ECM-608, Heat Recovery Unit | See Note 1 | 0 | 0 | See Note 2
1515 | Commercial, Existing, FoodStore, Base Water Heater, ECM-608, Heat Recovery Unit | See Note 1 | 23790.861 | 19772.6671 | See Note 2
1516 | Commercial, Existing, School, Base Water Heater, ECM-608, Heat Recovery Unit | See Note 1 | 0 | 0 | See Note 2
1517 | Commercial, Existing, College, Base Water Heater, ECM-608, Heat Recovery Unit | See Note 1 | 0 | 0 | See Note 2
1518 | Commercial, Existing, Hospital, Base Water Heater, ECM-608, Heat Recovery Unit | See Note 1 | 41059.9418 | 16278.873 | See Note 2
1519 | Commercial, Existing, Other Health, Base Water Heater, ECM-608, Heat Recovery Unit | See Note 1 | 2370206.7383 | 168961.3373 | See Note 2
1520 | Commercial, Existing, Warehouse, Base Water Heater, ECM-608, Heat Recovery Unit | See Note 1 | 0 | 0 | See Note 2
1521 | Commercial, Existing, Hotel, Base Water Heater, ECM-608, Heat Recovery Unit | See Note 1 | 1877581.8184 | 332299.9929 | See Note 2
1522 | Commercial, Existing, Other, Base Water Heater, ECM-608, Heat Recovery Unit | See Note 1 | 0 | 0 | See Note 2
1523 | Commercial, Existing, Office, Base Water Heater, ECM-609, Heat Trap | See Note 1 | 257799.4644 | 4099.655 | See Note 2
1524 | Commercial, Existing, Restaurant, Base Water Heater, ECM-609, Heat Trap | See Note 1 | 757074.1654 | 7521.7479 | See Note 2
1525 | Commercial, Existing, Retail, Base Water Heater, ECM-609, Heat Trap | See Note 1 | 102717.2561 | 1690.7821 | See Note 2
1526 | Commercial, Existing, FoodStore, Base Water Heater, ECM-609, Heat Trap | See Note 1 | 4506.9823 | 75.0393 | See Note 2
1527 | Commercial, Existing, School, Base Water Heater, ECM-609, Heat Trap | See Note 1 | 49905.6324 | 296.4961 | See Note 2
1528 | Commercial, Existing, College, Base Water Heater, ECM-609, Heat Trap | See Note 1 | 38167.9754 | 287.1173 | See Note 2
1529 | Commercial, Existing, Hospital, Base Water Heater, ECM-609, Heat Trap | See Note 1 | 16637.0417 | 27.2004 | See Note 2
1530 | Commercial, Existing, Other Health, Base Water Heater, ECM-609, Heat Trap | See Note 1 | 296537.0952 | 2309.7754 | See Note 2
1531 | Commercial, Existing, Warehouse, Base Water Heater, ECM-609, Heat Trap | See Note 1 | 19422.1592 | 1201.9713 | See Note 2
1532 | Commercial, Existing, Hotel, Base Water Heater, ECM-609, Heat Trap | See Note 1 | 234904.6803 | 2081.6037 | See Note 2
1533 | Commercial, Existing, Other, Base Water Heater, ECM-609, Heat Trap | See Note 1 | 160174.4261 | 1935.5457 | See Note 2
1534 | Commercial, Existing, Office, Base Water Heater, ECM-610, Hot Water Pipe Insulation | See Note 1 | 0 | 0 | See Note 2
1535 | Commercial, Existing, Restaurant, Base Water Heater, ECM-610, Hot Water Pipe Insulation | See Note 1 | 0 | 0 | See Note 2
1536 | Commercial, Existing, Retail, Base Water Heater, ECM-610, Hot Water Pipe Insulation | See Note 1 | 0 | 0 | See Note 2
1537 | Commercial, Existing, FoodStore, Base Water Heater, ECM-610, Hot Water Pipe Insulation | See Note 1 | 0 | 0 | See Note 2
1538 | Commercial, Existing, School, Base Water Heater, ECM-610, Hot Water Pipe Insulation | See Note 1 | 0 | 0 | See Note 2
1539 | Commercial, Existing, College, Base Water Heater, ECM-610, Hot Water Pipe Insulation | See Note 1 | 0 | 0 | See Note 2
1540 | Commercial, Existing, Hospital, Base Water Heater, ECM-610, Hot Water Pipe Insulation | See Note 1 | 599.1545 | 498.4412 | See Note 2
1541 | Commercial, Existing, Other Health, Base Water Heater, ECM-610, Hot Water Pipe Insulation | See Note 1 | 0 | 0 | See Note 2
1542 | Commercial, Existing, Warehouse, Base Water Heater, ECM-610, Hot Water Pipe Insulation | See Note 1 | 0 | 0 | See Note 2
1543 | Commercial, Existing, Hotel, Base Water Heater, ECM-610, Hot Water Pipe Insulation | See Note 1 | 0 | 0 | See Note 2
1544 | Commercial, Existing, Other, Base Water Heater, ECM-610, Hot Water Pipe Insulation | See Note 1 | 0 | 0 | See Note 2
1545 | Commercial, Existing, Office, Base Water Heater, ECM-611, Faucet Aerator (0.5 gpm) | See Note 1 | 1602825.6886 | 466894.9078 | See Note 2
1546 | Commercial, Existing, Restaurant, Base Water Heater, ECM-611, Faucet Aerator (0.5 gpm) | See Note 1 | 1133564.1305 | 391155.5825 | See Note 2
1547 | Commercial, Existing, Retail, Base Water Heater, ECM-611, Faucet Aerator (0.5 gpm) | See Note 1 | 638627.6092 | 160454.9108 | See Note 2
1548 | Commercial, Existing, FoodStore, Base Water Heater, ECM-611, Faucet Aerator (0.5 gpm) | See Note 1 | 28021.4198 | 1721.0439 | See Note 2
1549 | Commercial, Existing, School, Base Water Heater, ECM-611, Faucet Aerator (0.5 gpm) | See Note 1 | 0 | 0 | See Note 2
1550 | Commercial, Existing, College, Base Water Heater, ECM-611, Faucet Aerator (0.5 gpm) | See Note 1 | 0 | 0 | See Note 2
1551 | Commercial, Existing, Hospital, Base Water Heater, ECM-611, Faucet Aerator (0.5 gpm) | See Note 1 | 0 | 0 | See Note 2
1552 | Commercial, Existing, Other Health, Base Water Heater, ECM-611, Faucet Aerator (0.5 gpm) | See Note 1 | 0 | 0 | See Note 2
1553 | Commercial, Existing, Warehouse, Base Water Heater, ECM-611, Faucet Aerator (0.5 gpm) | See Note 1 | 0 | 0 | See Note 2
1554 | Commercial, Existing, Hotel, Base Water Heater, ECM-611, Faucet Aerator (0.5 gpm) | See Note 1 | 0 | 0 | See Note 2
1555 | Commercial, Existing, Other, Base Water Heater, ECM-611, Faucet Aerator (0.5 gpm) | See Note 1 | 995858.1031 | 228002.8496 | See Note 2
1556 | Commercial, Existing, Office, Base Desktop PC, ECM-701, PC Manual Power Management Enabling | See Note 1 | 3489743.5945 | 1194959.8992 | See Note 2
1557 | Commercial, Existing, Restaurant, Base Desktop PC, ECM-701, PC Manual Power Management Enabling | See Note 1 | 201064.4008 | 68848.6245 | See Note 2
1558 | Commercial, Existing, Retail, Base Desktop PC, ECM-701, PC Manual Power Management Enabling | See Note 1 | 436876.2426 | 149595.5667 | See Note 2
1559 | Commercial, Existing, FoodStore, Base Desktop PC, ECM-701, PC Manual Power Management Enabling | See Note 1 | 2824.7394 | 967.2488 | See Note 2
1560 | Commercial, Existing, School, Base Desktop PC, ECM-701, PC Manual Power Management Enabling | See Note 1 | 205203.8102 | 70265.8313 | See Note 2
1561 | Commercial, Existing, College, Base Desktop PC, ECM-701, PC Manual Power Management Enabling | See Note 1 | 442104.1165 | 151385.6175 | See Note 2
1562 | Commercial, Existing, Hospital, Base Desktop PC, ECM-701, PC Manual Power Management Enabling | See Note 1 | 113020.7184 | 38700.5768 | See Note 2
1563 | Commercial, Existing, Other Health, Base Desktop PC, ECM-701, PC Manual Power Management Enabling | See Note 1 | 60844.9405 | 20835.0431 | See Note 2
1564 | Commercial, Existing, Warehouse, Base Desktop PC, ECM-701, PC Manual Power Management Enabling | See Note 1 | 938403.1059 | 321328.6059 | See Note 2
1565 | Commercial, Existing, Hotel, Base Desktop PC, ECM-701, PC Manual Power Management Enabling | See Note 1 | 68021.3558 | 23291.908 | See Note 2
1566 | Commercial, Existing, Other, Base Desktop PC, ECM-701, PC Manual Power Management Enabling | See Note 1 | 370645.0572 | 126916.3235 | See Note 2
1567 | Commercial, Existing, Office, Base Desktop PC, ECM-702, PC Network Power Management Enabling | See Note 1 | 6472305.7379 | 597479.9496 | See Note 2
1568 | Commercial, Existing, Restaurant, Base Desktop PC, ECM-702, PC Network Power Management Enabling | See Note 1 | 372905.7615 | 34424.3122 | See Note 2
1569 | Commercial, Existing, Retail, Base Desktop PC, ECM-702, PC Network Power Management Enabling | See Note 1 | 810253.8382 | 74797.7834 | See Note 2
1570 | Commercial, Existing, FoodStore, Base Desktop PC, ECM-702, PC Network Power Management Enabling | See Note 1 | 5238.9469 | 483.6244 | See Note 2
1571 | Commercial, Existing, School, Base Desktop PC, ECM-702, PC Network Power Management Enabling | See Note 1 | 380589.7337 | 35132.9156 | See Note 2
1572 | Commercial, Existing, College, Base Desktop PC, ECM-702, PC Network Power Management Enabling | See Note 1 | 819952.3629 | 75692.8087 | See Note 2
1573 | Commercial, Existing, Hospital, Base Desktop PC, ECM-702, PC Network Power Management Enabling | See Note 1 | 209616.8278 | 19350.2884 | See Note 2
1574 | Commercial, Existing, Other Health, Base Desktop PC, ECM-702, PC Network Power Management Enabling | See Note 1 | 112831.5423 | 10417.5216 | See Note 2
1575 | Commercial, Existing, Warehouse, Base Desktop PC, ECM-702, PC Network Power Management Enabling | See Note 1 | 1740420.1982 | 160664.3029 | See Note 2
1576 | Commercial, Existing, Hotel, Base Desktop PC, ECM-702, PC Network Power Management Enabling | See Note 1 | 126156.8878 | 11645.954 | See Note 2
1577 | Commercial, Existing, Other, Base Desktop PC, ECM-702, PC Network Power Management Enabling | See Note 1 | 687427.5111 | 63458.1617 | See Note 2
1578 | Commercial, Existing, Office, Base Monitor CRT, ECM-711, Energy Star or Better Monitor | See Note 1 | 827027.6046 | 0 | See Note 2
1579 | Commercial, Existing, Restaurant, Base Monitor CRT, ECM-711, Energy Star or Better Monitor | See Note 1 | 47649.8917 | 0 | See Note 2
1580 | Commercial, Existing, Retail, Base Monitor CRT, ECM-711, Energy Star or Better Monitor | See Note 1 | 103534.5682 | 0 | See Note 2
1581 | Commercial, Existing, FoodStore, Base Monitor CRT, ECM-711, Energy Star or Better Monitor | See Note 1 | 669.4295 | 0 | See Note 2
1582 | Commercial, Existing, School, Base Monitor CRT, ECM-711, Energy Star or Better Monitor | See Note 1 | 48630.7341 | 0 | See Note 2
1583 | Commercial, Existing, College, Base Monitor CRT, ECM-711, Energy Star or Better Monitor | See Note 1 | 104773.4506 | 0 | See Note 2
1584 | Commercial, Existing, Hospital, Base Monitor CRT, ECM-711, Energy Star or Better Monitor | See Note 1 | 26784.5351 | 0 | See Note 2
1585 | Commercial, Existing, Other Health, Base Monitor CRT, ECM-711, Energy Star or Better Monitor | See Note 1 | 14419.8601 | 0 | See Note 2
1586 | Commercial, Existing, Warehouse, Base Monitor CRT, ECM-711, Energy Star or Better Monitor | See Note 1 | 222390.4085 | 0 | See Note 2
1587 | Commercial, Existing, Hotel, Base Monitor CRT, ECM-711, Energy Star or Better Monitor | See Note 1 | 16120.2474 | 0 | See Note 2
1588 | Commercial, Existing, Other, Base Monitor CRT, ECM-711, Energy Star or Better Monitor | See Note 1 | 87838.3406 | 0 | See Note 2
1589 | Commercial, Existing, Office, Base Monitor CRT, ECM-712, Monitor Power Management Enabling | See Note 1 | 3044264.8323 | 605446.3489 | See Note 2
1590 | Commercial, Existing, Restaurant, Base Monitor CRT, ECM-712, Monitor Power Management Enabling | See Note 1 | 175396.9708 | 34883.3031 | See Note 2
1591 | Commercial, Existing, Retail, Base Monitor CRT, ECM-712, Monitor Power Management Enabling | See Note 1 | 381104.2317 | 75795.0871 | See Note 2
1592 | Commercial, Existing, FoodStore, Base Monitor CRT, ECM-712, Monitor Power Management Enabling | See Note 1 | 2464.1516 | 490.0727 | See Note 2
1593 | Commercial, Existing, School, Base Monitor CRT, ECM-712, Monitor Power Management Enabling | See Note 1 | 179011.9678 | 35601.3545 | See Note 2
1594 | Commercial, Existing, College, Base Monitor CRT, ECM-712, Monitor Power Management Enabling | See Note 1 | 385666.2704 | 76702.0462 | See Note 2
1595 | Commercial, Existing, Hospital, Base Monitor CRT, ECM-712, Monitor Power Management Enabling | See Note 1 | 98593.9388 | 19608.2923 | See Note 2
1596 | Commercial, Existing, Other Health, Base Monitor CRT, ECM-712, Monitor Power Management Enabling | See Note 1 | 53068.7132 | 10556.4218 | See Note 2
1597 | Commercial, Existing, Warehouse, Base Monitor CRT, ECM-712, Monitor Power Management Enabling | See Note 1 | 818610.4947 | 162806.4936 | See Note 2
1598 | Commercial, Existing, Hotel, Base Monitor CRT, ECM-712, Monitor Power Management Enabling | See Note 1 | 59338.2073 | 11801.2334 | See Note 2
1599 | Commercial, Existing, Other, Base Monitor CRT, ECM-712, Monitor Power Management Enabling | See Note 1 | 323333.8269 | 64304.2706 | See Note 2
1600 | Commercial, Existing, Office, Base Monitor LCD, ECM-721, Energy Star or Better Monitor | See Note 1 | 63.0361 | 0 | See Note 2
1601 | Commercial, Existing, Restaurant, Base Monitor LCD, ECM-721, Energy Star or Better Monitor | See Note 1 | 3.6319 | 0 | See Note 2
1602 | Commercial, Existing, Retail, Base Monitor LCD, ECM-721, Energy Star or Better Monitor | See Note 1 | 7.8914 | 0 | See Note 2
1603 | Commercial, Existing, FoodStore, Base Monitor LCD, ECM-721, Energy Star or Better Monitor | See Note 1 | 0.051024 | 0 | See Note 2
1604 | Commercial, Existing, School, Base Monitor LCD, ECM-721, Energy Star or Better Monitor | See Note 1 | 3.7066 | 0 | See Note 2
1605 | Commercial, Existing, College, Base Monitor LCD, ECM-721, Energy Star or Better Monitor | See Note 1 | 7.9858 | 0 | See Note 2
1606 | Commercial, Existing, Hospital, Base Monitor LCD, ECM-721, Energy Star or Better Monitor | See Note 1 | 2.0415 | 0 | See Note 2
1607 | Commercial, Existing, Other Health, Base Monitor LCD, ECM-721, Energy Star or Better Monitor | See Note 1 | 1.0991 | 0 | See Note 2
1608 | Commercial, Existing, Warehouse, Base Monitor LCD, ECM-721, Energy Star or Better Monitor | See Note 1 | 16.9506 | 0 | See Note 2
1609 | Commercial, Existing, Hotel, Base Monitor LCD, ECM-721, Energy Star or Better Monitor | See Note 1 | 1.2287 | 0 | See Note 2
1610 | Commercial, Existing, Other, Base Monitor LCD, ECM-721, Energy Star or Better Monitor | See Note 1 | 6.695 | 0 | See Note 2
1611 | Commercial, Existing, Office, Base Monitor LCD, ECM-722, Monitor Power Management Enabling | See Note 1 | 0 | 0 | See Note 2
1612 | Commercial, Existing, Restaurant, Base Monitor LCD, ECM-722, Monitor Power Management Enabling | See Note 1 | 0 | 0 | See Note 2
1613 | Commercial, Existing, Retail, Base Monitor LCD, ECM-722, Monitor Power Management Enabling | See Note 1 | 0 | 0 | See Note 2
1614 | Commercial, Existing, FoodStore, Base Monitor LCD, ECM-722, Monitor Power Management Enabling | See Note 1 | 0 | 0 | See Note 2
1615 | Commercial, Existing, School, Base Monitor LCD, ECM-722, Monitor Power Management Enabling | See Note 1 | 0 | 0 | See Note 2
1616 | Commercial, Existing, College, Base Monitor LCD, ECM-722, Monitor Power Management Enabling | See Note 1 | 0 | 0 | See Note 2
1617 | Commercial, Existing, Hospital, Base Monitor LCD, ECM-722, Monitor Power Management Enabling | See Note 1 | 0 | 0 | See Note 2
1618 | Commercial, Existing, Other Health, Base Monitor LCD, ECM-722, Monitor Power Management Enabling | See Note 1 | 0 | 0 | See Note 2
1619 | Commercial, Existing, Warehouse, Base Monitor LCD, ECM-722, Monitor Power Management Enabling | See Note 1 | 0 | 0 | See Note 2
1620 | Commercial, Existing, Hotel, Base Monitor LCD, ECM-722, Monitor Power Management Enabling | See Note 1 | 0 | 0 | See Note 2
1621 | Commercial, Existing, Other, Base Monitor LCD, ECM-722, Monitor Power Management Enabling | See Note 1 | 0 | 0 | See Note 2
1622 | Commercial, Existing, Office, Base Copier, ECM-731, Energy Star or Better Copier | See Note 1 | 188420.3478 | 0 | See Note 2
1623 | Commercial, Existing, Restaurant, Base Copier, ECM-731, Energy Star or Better Copier | See Note 1 | 22487.8737 | 0 | See Note 2
1624 | Commercial, Existing, Retail, Base Copier, ECM-731, Energy Star or Better Copier | See Note 1 | 40500.842 | 0 | See Note 2
1625 | Commercial, Existing, FoodStore, Base Copier, ECM-731, Energy Star or Better Copier | See Note 1 | 370.98 | 0 | See Note 2
1626 | Commercial, Existing, School, Base Copier, ECM-731, Energy Star or Better Copier | See Note 1 | 5076.5865 | 0 | See Note 2
1627 | Commercial, Existing, College, Base Copier, ECM-731, Energy Star or Better Copier | See Note 1 | 7369.885 | 0 | See Note 2
1628 | Commercial, Existing, Hospital, Base Copier, ECM-731, Energy Star or Better Copier | See Note 1 | 3379.4376 | 0 | See Note 2
1629 | Commercial, Existing, Other Health, Base Copier, ECM-731, Energy Star or Better Copier | See Note 1 | 5577.5022 | 0 | See Note 2
1630 | Commercial, Existing, Warehouse, Base Copier, ECM-731, Energy Star or Better Copier | See Note 1 | 67398.5371 | 0 | See Note 2
1631 | Commercial, Existing, Hotel, Base Copier, ECM-731, Energy Star or Better Copier | See Note 1 | 5572.7069 | 0 | See Note 2
1632 | Commercial, Existing, Other, Base Copier, ECM-731, Energy Star or Better Copier | See Note 1 | 26245.5288 | 0 | See Note 2
1633 | Commercial, Existing, Office, Base Copier, ECM-732, Copier Power Management Enabling | See Note 1 | 751274.9146 | 603246.9894 | See Note 2
1634 | Commercial, Existing, Restaurant, Base Copier, ECM-732, Copier Power Management Enabling | See Note 1 | 89663.9433 | 71997.2269 | See Note 2
1635 | Commercial, Existing, Retail, Base Copier, ECM-732, Copier Power Management Enabling | See Note 1 | 161485.005 | 129667.5861 | See Note 2
1636 | Commercial, Existing, FoodStore, Base Copier, ECM-732, Copier Power Management Enabling | See Note 1 | 1479.1825 | 1187.7305 | See Note 2
1637 | Commercial, Existing, School, Base Copier, ECM-732, Copier Power Management Enabling | See Note 1 | 20241.8072 | 16253.2109 | See Note 2
1638 | Commercial, Existing, College, Base Copier, ECM-732, Copier Power Management Enabling | See Note 1 | 29385.3133 | 23595.4411 | See Note 2
1639 | Commercial, Existing, Hospital, Base Copier, ECM-732, Copier Power Management Enabling | See Note 1 | 13474.6719 | 10819.6148 | See Note 2
1640 | Commercial, Existing, Other Health, Base Copier, ECM-732, Copier Power Management Enabling | See Note 1 | 22235.6089 | 17856.9437 | See Note 2
1641 | Commercial, Existing, Warehouse, Base Copier, ECM-732, Copier Power Management Enabling | See Note 1 | 268732.8161 | 215783.304 | See Note 2
1642 | Commercial, Existing, Hotel, Base Copier, ECM-732, Copier Power Management Enabling | See Note 1 | 22219.6644 | 17841.5912 | See Note 2
1643 | Commercial, Existing, Other, Base Copier, ECM-732, Copier Power Management Enabling | See Note 1 | 104647.7153 | 84027.745 | See Note 2
1644 | Commercial, Existing, Office, Base Printer, ECM-741, Printer Power Management Enabling | See Note 1 | 3141896.9983 | 1423297.7105 | See Note 2
1645 | Commercial, Existing, Restaurant, Base Printer, ECM-741, Printer Power Management Enabling | See Note 1 | 263333.2927 | 119292.1009 | See Note 2
1646 | Commercial, Existing, Retail, Base Printer, ECM-741, Printer Power Management Enabling | See Note 1 | 751255.6811 | 340326.1554 | See Note 2
1647 | Commercial, Existing, FoodStore, Base Printer, ECM-741, Printer Power Management Enabling | See Note 1 | 4249.3388 | 1924.9747 | See Note 2
1648 | Commercial, Existing, School, Base Printer, ECM-741, Printer Power Management Enabling | See Note 1 | 141803.4216 | 64236.5776 | See Note 2
1649 | Commercial, Existing, College, Base Printer, ECM-741, Printer Power Management Enabling | See Note 1 | 312039.3339 | 141356.2635 | See Note 2
1650 | Commercial, Existing, Hospital, Base Printer, ECM-741, Printer Power Management Enabling | See Note 1 | 123702.0422 | 56037.309 | See Note 2
1651 | Commercial, Existing, Other Health, Base Printer, ECM-741, Printer Power Management Enabling | See Note 1 | 95928.8143 | 43464.1816 | See Note 2
1652 | Commercial, Existing, Warehouse, Base Printer, ECM-741, Printer Power Management Enabling | See Note 1 | 1223553.5933 | 554278.3277 | See Note 2
1653 | Commercial, Existing, Hotel, Base Printer, ECM-741, Printer Power Management Enabling | See Note 1 | 110484.1556 | 50049.9414 | See Note 2
1654 | Commercial, Existing, Other, Base Printer, ECM-741, Printer Power Management Enabling | See Note 1 | 426381.6386 | 193151.4991 | See Note 2
1655 | Commercial, Existing, Office, Base Commercial Oven, ECM-801, Convection Oven | See Note 1 | 0 | 0 | See Note 2
1656 | Commercial, Existing, Restaurant, Base Commercial Oven, ECM-801, Convection Oven | See Note 1 | 0 | 0 | See Note 2
1657 | Commercial, Existing, Retail, Base Commercial Oven, ECM-801, Convection Oven | See Note 1 | 0 | 0 | See Note 2
1658 | Commercial, Existing, FoodStore, Base Commercial Oven, ECM-801, Convection Oven | See Note 1 | 0 | 0 | See Note 2
1659 | Commercial, Existing, School, Base Commercial Oven, ECM-801, Convection Oven | See Note 1 | 0 | 0 | See Note 2
1660 | Commercial, Existing, College, Base Commercial Oven, ECM-801, Convection Oven | See Note 1 | 0 | 0 | See Note 2
1661 | Commercial, Existing, Hospital, Base Commercial Oven, ECM-801, Convection Oven | See Note 1 | 0 | 0 | See Note 2
1662 | Commercial, Existing, Other Health, Base Commercial Oven, ECM-801, Convection Oven | See Note 1 | 0 | 0 | See Note 2
1663 | Commercial, Existing, Warehouse, Base Commercial Oven, ECM-801, Convection Oven | See Note 1 | 0 | 0 | See Note 2
1664 | Commercial, Existing, Hotel, Base Commercial Oven, ECM-801, Convection Oven | See Note 1 | 0 | 0 | See Note 2
1665 | Commercial, Existing, Other, Base Commercial Oven, ECM-801, Convection Oven | See Note 1 | 0 | 0 | See Note 2
1666 | Commercial, Existing, Office, Base Commercial Fryer, ECM-811, Efficient Fryer | See Note 1 | 0 | 0 | See Note 2
1667 | Commercial, Existing, Restaurant, Base Commercial Fryer, ECM-811, Efficient Fryer | See Note 1 | 0 | 0 | See Note 2
1668 | Commercial, Existing, Retail, Base Commercial Fryer, ECM-811, Efficient Fryer | See Note 1 | 0 | 0 | See Note 2
1669 | Commercial, Existing, FoodStore, Base Commercial Fryer, ECM-811, Efficient Fryer | See Note 1 | 0 | 0 | See Note 2
1670 | Commercial, Existing, School, Base Commercial Fryer, ECM-811, Efficient Fryer | See Note 1 | 0 | 0 | See Note 2
1671 | Commercial, Existing, College, Base Commercial Fryer, ECM-811, Efficient Fryer | See Note 1 | 0 | 0 | See Note 2
1672 | Commercial, Existing, Hospital, Base Commercial Fryer, ECM-811, Efficient Fryer | See Note 1 | 0 | 0 | See Note 2
1673 | Commercial, Existing, Other Health, Base Commercial Fryer, ECM-811, Efficient Fryer | See Note 1 | 0 | 0 | See Note 2
1674 | Commercial, Existing, Warehouse, Base Commercial Fryer, ECM-811, Efficient Fryer | See Note 1 | 0 | 0 | See Note 2
1675 | Commercial, Existing, Hotel, Base Commercial Fryer, ECM-811, Efficient Fryer | See Note 1 | 0 | 0 | See Note 2
1676 | Commercial, Existing, Other, Base Commercial Fryer, ECM-811, Efficient Fryer | See Note 1 | 0 | 0 | See Note 2
1677 | Commercial, Existing, Office, Base Holding Cabinet, ECM-821, Efficient Holding Cabinet | See Note 1 | 0 | 0 | See Note 2
1678 | Commercial, Existing, Restaurant, Base Holding Cabinet, ECM-821, Efficient Holding Cabinet | See Note 1 | 0 | 0 | See Note 2
1679 | Commercial, Existing, Retail, Base Holding Cabinet, ECM-821, Efficient Holding Cabinet | See Note 1 | 0 | 0 | See Note 2
1680 | Commercial, Existing, FoodStore, Base Holding Cabinet, ECM-821, Efficient Holding Cabinet | See Note 1 | 0 | 0 | See Note 2
1681 | Commercial, Existing, School, Base Holding Cabinet, ECM-821, Efficient Holding Cabinet | See Note 1 | 0 | 0 | See Note 2
1682 | Commercial, Existing, College, Base Holding Cabinet, ECM-821, Efficient Holding Cabinet | See Note 1 | 0 | 0 | See Note 2
1683 | Commercial, Existing, Hospital, Base Holding Cabinet, ECM-821, Efficient Holding Cabinet | See Note 1 | 0 | 0 | See Note 2
1684 | Commercial, Existing, Other Health, Base Holding Cabinet, ECM-821, Efficient Holding Cabinet | See Note 1 | 0 | 0 | See Note 2
1685 | Commercial, Existing, Warehouse, Base Holding Cabinet, ECM-821, Efficient Holding Cabinet | See Note 1 | 0 | 0 | See Note 2
1686 | Commercial, Existing, Hotel, Base Holding Cabinet, ECM-821, Efficient Holding Cabinet | See Note 1 | 0 | 0 | See Note 2
1687 | Commercial, Existing, Other, Base Holding Cabinet, ECM-821, Efficient Holding Cabinet | See Note 1 | 0 | 0 | See Note 2
1688 | Commercial, Existing, Office, Base Griddle, ECM-831, Efficient Griddle | See Note 1 | 16732.8488 | 0 | See Note 2
1689 | Commercial, Existing, Restaurant, Base Griddle, ECM-831, Efficient Griddle | See Note 1 | 3335870.939 | 0 | See Note 2
1690 | Commercial, Existing, Retail, Base Griddle, ECM-831, Efficient Griddle | See Note 1 | 16698.6088 | 0 | See Note 2
1691 | Commercial, Existing, FoodStore, Base Griddle, ECM-831, Efficient Griddle | See Note 1 | 8187.1517 | 0 | See Note 2
1692 | Commercial, Existing, School, Base Griddle, ECM-831, Efficient Griddle | See Note 1 | 1830.2898 | 0 | See Note 2
1693 | Commercial, Existing, College, Base Griddle, ECM-831, Efficient Griddle | See Note 1 | 2405.0108 | 0 | See Note 2
1694 | Commercial, Existing, Hospital, Base Griddle, ECM-831, Efficient Griddle | See Note 1 | 8232.8385 | 0 | See Note 2
1695 | Commercial, Existing, Other Health, Base Griddle, ECM-831, Efficient Griddle | See Note 1 | 31902.2788 | 0 | See Note 2
1696 | Commercial, Existing, Warehouse, Base Griddle, ECM-831, Efficient Griddle | See Note 1 | 4623.2071 | 0 | See Note 2
1697 | Commercial, Existing, Hotel, Base Griddle, ECM-831, Efficient Griddle | See Note 1 | 14975.7707 | 0 | See Note 2
1698 | Commercial, Existing, Other, Base Griddle, ECM-831, Efficient Griddle | See Note 1 | 1787.4853 | 0 | See Note 2
1699 | Commercial, Existing, Office, Base Steamer, ECM-841, Efficient Steamer | See Note 1 | 0 | 0 | See Note 2
1700 | Commercial, Existing, Restaurant, Base Steamer, ECM-841, Efficient Steamer | See Note 1 | 0 | 0 | See Note 2
1701 | Commercial, Existing, Retail, Base Steamer, ECM-841, Efficient Steamer | See Note 1 | 0 | 0 | See Note 2
1702 | Commercial, Existing, FoodStore, Base Steamer, ECM-841, Efficient Steamer | See Note 1 | 0 | 0 | See Note 2
1703 | Commercial, Existing, School, Base Steamer, ECM-841, Efficient Steamer | See Note 1 | 0 | 0 | See Note 2
1704 | Commercial, Existing, College, Base Steamer, ECM-841, Efficient Steamer | See Note 1 | 0 | 0 | See Note 2
1705 | Commercial, Existing, Hospital, Base Steamer, ECM-841, Efficient Steamer | See Note 1 | 0 | 0 | See Note 2
1706 | Commercial, Existing, Other Health, Base Steamer, ECM-841, Efficient Steamer | See Note 1 | 0 | 0 | See Note 2
1707 | Commercial, Existing, Warehouse, Base Steamer, ECM-841, Efficient Steamer | See Note 1 | 0 | 0 | See Note 2
1708 | Commercial, Existing, Hotel, Base Steamer, ECM-841, Efficient Steamer | See Note 1 | 0 | 0 | See Note 2
1709 | Commercial, Existing, Other, Base Steamer, ECM-841, Efficient Steamer | See Note 1 | 0 | 0 | See Note 2
1710 | Commercial, Existing, Office, Base Vending Machine, ECM-901, Vending Misers (cooled machines only) | See Note 1 | 2514513.5899 | 784185.6559 | See Note 2
1711 | Commercial, Existing, Restaurant, Base Vending Machine, ECM-901, Vending Misers (cooled machines only) | See Note 1 | 1780981.8991 | 566757.9329 | See Note 2
1712 | Commercial, Existing, Retail, Base Vending Machine, ECM-901, Vending Misers (cooled machines only) | See Note 1 | 359819.4557 | 108666.4588 | See Note 2
1713 | Commercial, Existing, FoodStore, Base Vending Machine, ECM-901, Vending Misers (cooled machines only) | See Note 1 | 7273.3079 | 2314.574 | See Note 2
1714 | Commercial, Existing, School, Base Vending Machine, ECM-901, Vending Misers (cooled machines only) | See Note 1 | 136449.2702 | 39079.5237 | See Note 2
1715 | Commercial, Existing, College, Base Vending Machine, ECM-901, Vending Misers (cooled machines only) | See Note 1 | 65603.9345 | 18789.3729 | See Note 2
1716 | Commercial, Existing, Hospital, Base Vending Machine, ECM-901, Vending Misers (cooled machines only) | See Note 1 | 50042.9543 | 15925.0385 | See Note 2
1717 | Commercial, Existing, Other Health, Base Vending Machine, ECM-901, Vending Misers (cooled machines only) | See Note 1 | 126000.4366 | 40096.4228 | See Note 2
1718 | Commercial, Existing, Warehouse, Base Vending Machine, ECM-901, Vending Misers (cooled machines only) | See Note 1 | 2678562.1588 | 858330.1006 | See Note 2
1719 | Commercial, Existing, Hotel, Base Vending Machine, ECM-901, Vending Misers (cooled machines only) | See Note 1 | 261381.4474 | 67060.9593 | See Note 2
1720 | Commercial, Existing, Other, Base Vending Machine, ECM-901, Vending Misers (cooled machines only) | See Note 1 | 306672.0855 | 97592.1218 | See Note 2
Industrial
1721 | Industrial, Existing, SIC20 Food, Base Compressed Air, ECM-101, Compressed Air-O&M | See Note 1 | 1939527.1506 | 380848.1628 | See Note 2
1722 | Industrial, Existing, SIC22-23Textiles, Base Compressed Air, ECM-101, Compressed Air-O&M | See Note 1 | 8541.7849 | 1677.2742 | See Note 2
1723 | Industrial, Existing, SIC24-25 Lumber, Base Compressed Air, ECM-101, Compressed Air-O&M | See Note 1 | 36644.5784 | 7195.5736 | See Note 2
1724 | Industrial, Existing, SIC26 Paper, Base Compressed Air, ECM-101, Compressed Air-O&M | See Note 1 | 267365.8504 | 52500.3458 | See Note 2
1725 | Industrial, Existing, SIC27 Printing, Base Compressed Air, ECM-101, Compressed Air-O&M | See Note 1 | 98189.7109 | 19280.665 | See Note 2
1726 | Industrial, Existing, SIC28 Chemicals, Base Compressed Air, ECM-101, Compressed Air-O&M | See Note 1 | 151228.466 | 29695.4563 | See Note 2
1727 | Industrial, Existing, SIC29 Petroleum, Base Compressed Air, ECM-101, Compressed Air-O&M | See Note 1 | 13351.6563 | 2621.7532 | See Note 2
1728 | Industrial, Existing, SIC30 Rubber/Plastics, Base Compressed Air, ECM-101, Compressed Air-O&M | See Note 1 | 40569.767 | 7966.3364 | See Note 2
1729 | Industrial, Existing, SIC32 Stone/Clay/Glass, Base Compressed Air, ECM-101, Compressed Air-O&M | See Note 1 | 1000972.9187 | 196552.4826 | See Note 2
1730 | Industrial, Existing, SIC33 Primary Metals, Base Compressed Air, ECM-101, Compressed Air-O&M | See Note 1 | 48949.9454 | 9611.8729 | See Note 2
1731 | Industrial, Existing, SIC34 Fab Metals, Base Compressed Air, ECM-101, Compressed Air-O&M | See Note 1 | 684583.7923 | 134425.7822 | See Note 2
1732 | Industrial, Existing, SIC35 Ind Machinery, Base Compressed Air, ECM-101, Compressed Air-O&M | See Note 1 | 68882.899 | 13525.9131 | See Note 2
1733 | Industrial, Existing, SIC36 Electronics, Base Compressed Air, ECM-101, Compressed Air-O&M | See Note 1 | 157240.4447 | 30875.9535 | See Note 2
1734 | Industrial, Existing, SIC37 Transp Eqp, Base Compressed Air, ECM-101, Compressed Air-O&M | See Note 1 | 287215.0714 | 56397.9299 | See Note 2
1735 | Industrial, Existing, SIC38 Instruments, Base Compressed Air, ECM-101, Compressed Air-O&M | See Note 1 | 576216.2118 | 113146.6297 | See Note 2
1736 | Industrial, Existing, SIC39/21/31 Misc, Base Compressed Air, ECM-101, Compressed Air-O&M | See Note 1 | 389662.0809 | 76514.6128 | See Note 2
1737 | Industrial, Existing, SIC20 Food, Base Compressed Air, ECM-102, Compressed Air - Controls | See Note 1 | 375297.7708 | 216629.2288 | See Note 2
1738 | Industrial, Existing, SIC22-23Textiles, Base Compressed Air, ECM-102, Compressed Air - Controls | See Note 1 | 1652.8321 | 954.0459 | See Note 2
1739 | Industrial, Existing, SIC24-25 Lumber, Base Compressed Air, ECM-102, Compressed Air - Controls | See Note 1 | 7090.7121 | 4092.8951 | See Note 2
1740 | Industrial, Existing, SIC26 Paper, Base Compressed Air, ECM-102, Compressed Air - Controls | See Note 1 | 51735.1909 | 29862.5818 | See Note 2
1741 | Industrial, Existing, SIC27 Printing, Base Compressed Air, ECM-102, Compressed Air - Controls | See Note 1 | 18999.672 | 10966.9837 | See Note 2
1742 | Industrial, Existing, SIC28 Chemicals, Base Compressed Air, ECM-102, Compressed Air - Controls | See Note 1 | 29262.6509 | 16890.9934 | See Note 2
1743 | Industrial, Existing, SIC29 Petroleum, Base Compressed Air, ECM-102, Compressed Air - Controls | See Note 1 | 2583.5405 | 1491.2724 | See Note 2
1744 | Industrial, Existing, SIC30 Rubber/Plastics, Base Compressed Air, ECM-102, Compressed Air - Controls | See Note 1 | 7850.2346 | 4531.3106 | See Note 2
1745 | Industrial, Existing, SIC32 Stone/Clay/Glass, Base Compressed Air, ECM-102, Compressed Air - Controls | See Note 1 | 193687.8805 | 111800.494 | See Note 2
1746 | Industrial, Existing, SIC33 Primary Metals, Base Compressed Air, ECM-102, Compressed Air - Controls | See Note 1 | 9471.796 | 5467.3038 | See Note 2
1747 | Industrial, Existing, SIC34 Fab Metals, Base Compressed Air, ECM-102, Compressed Air - Controls | See Note 1 | 132466.7052 | 76462.3711 | See Note 2
1748 | Industrial, Existing, SIC35 Ind Machinery, Base Compressed Air, ECM-102, Compressed Air - Controls | See Note 1 | 13328.815 | 7693.6386 | See Note 2
1749 | Industrial, Existing, SIC36 Electronics, Base Compressed Air, ECM-102, Compressed Air - Controls | See Note 1 | 30425.9667 | 17562.4689 | See Note 2
1750 | Industrial, Existing, SIC37 Transp Eqp, Base Compressed Air, ECM-102, Compressed Air - Controls | See Note 1 | 55576.0081 | 32079.5562 | See Note 2
1751 | Industrial, Existing, SIC38 Instruments, Base Compressed Air, ECM-102, Compressed Air - Controls | See Note 1 | 111497.6188 | 64358.633 | See Note 2
1752 | Industrial, Existing, SIC39/21/31 Misc, Base Compressed Air, ECM-102, Compressed Air - Controls | See Note 1 | 75399.4657 | 43522.0731 | See Note 2
1753 | Industrial, Existing, SIC20 Food, Base Compressed Air, ECM-103, Compressed Air - System Optimization | See Note 1 | 1423004.0472 | 402976.9607 | See Note 2
1754 | Industrial, Existing, SIC22-23Textiles, Base Compressed Air, ECM-103, Compressed Air - System Optimization | See Note 1 | 6266.9886 | 1774.7305 | See Note 2
1755 | Industrial, Existing, SIC24-25 Lumber, Base Compressed Air, ECM-103, Compressed Air - System Optimization | See Note 1 | 26885.6167 | 7613.6652 | See Note 2
1756 | Industrial, Existing, SIC26 Paper, Base Compressed Air, ECM-103, Compressed Air - System Optimization | See Note 1 | 196162.5991 | 55550.8253 | See Note 2
1757 | Industrial, Existing, SIC27 Printing, Base Compressed Air, ECM-103, Compressed Air - System Optimization | See Note 1 | 72040.4229 | 20400.9486 | See Note 2
1758 | Industrial, Existing, SIC28 Chemicals, Base Compressed Air, ECM-103, Compressed Air - System Optimization | See Note 1 | 110954.2183 | 31420.8808 | See Note 2
1759 | Industrial, Existing, SIC29 Petroleum, Base Compressed Air, ECM-103, Compressed Air - System Optimization | See Note 1 | 9795.9242 | 2774.0875 | See Note 2
1760 | Industrial, Existing, SIC30 Rubber/Plastics, Base Compressed Air, ECM-103, Compressed Air - System Optimization | See Note 1 | 29765.4728 | 8429.2124 | See Note 2
1761 | Industrial, Existing, SIC32 Stone/Clay/Glass, Base Compressed Air, ECM-103, Compressed Air - System Optimization | See Note 1 | 734399.8826 | 207972.9661 | See Note 2
1762 | Industrial, Existing, SIC33 Primary Metals, Base Compressed Air, ECM-103, Compressed Air - System Optimization | See Note 1 | 35913.8929 | 10170.3611 | See Note 2
1763 | Industrial, Existing, SIC34 Fab Metals, Base Compressed Air, ECM-103, Compressed Air - System Optimization | See Note 1 | 502269.5903 | 142236.4566 | See Note 2
1764 | Industrial, Existing, SIC35 Ind Machinery, Base Compressed Air, ECM-103, Compressed Air - System Optimization | See Note 1 | 50538.4234 | 14311.8226 | See Note 2
1765 | Industrial, Existing, SIC36 Electronics, Base Compressed Air, ECM-103, Compressed Air - System Optimization | See Note 1 | 115365.1235 | 32669.9696 | See Note 2
1766 | Industrial, Existing, SIC37 Transp Eqp, Base Compressed Air, ECM-103, Compressed Air - System Optimization | See Note 1 | 210725.6966 | 59674.8746 | See Note 2
1767 | Industrial, Existing, SIC38 Instruments, Base Compressed Air, ECM-103, Compressed Air - System Optimization | See Note 1 | 422761.8056 | 119720.9004 | See Note 2
1768 | Industrial, Existing, SIC39/21/31 Misc, Base Compressed Air, ECM-103, Compressed Air - System Optimization | See Note 1 | 285889.6401 | 80960.4171 | See Note 2
1769 | Industrial, Existing, SIC20 Food, Base Compressed Air, ECM-104, Compressed Air- Sizing | See Note 1 | 583380.5369 | 91310.3854 | See Note 2
1770 | Industrial, Existing, SIC22-23Textiles, Base Compressed Air, ECM-104, Compressed Air- Sizing | See Note 1 | 2569.2402 | 402.1355 | See Note 2
1771 | Industrial, Existing, SIC24-25 Lumber, Base Compressed Air, ECM-104, Compressed Air- Sizing | See Note 1 | 11022.1369 | 1725.1773 | See Note 2
1772 | Industrial, Existing, SIC26 Paper, Base Compressed Air, ECM-104, Compressed Air- Sizing | See Note 1 | 80419.6184 | 12587.2389 | See Note 2
1773 | Industrial, Existing, SIC27 Printing, Base Compressed Air, ECM-104, Compressed Air- Sizing | See Note 1 | 29533.9852 | 4622.6426 | See Note 2
1774 | Industrial, Existing, SIC28 Chemicals, Base Compressed Air, ECM-104, Compressed Air- Sizing | See Note 1 | 45487.2435 | 7119.6446 | See Note 2
1775 | Industrial, Existing, SIC29 Petroleum, Base Compressed Air, ECM-104, Compressed Air- Sizing | See Note 1 | 4015.977 | 628.5794 | See Note 2
1776 | Industrial, Existing, SIC30 Rubber/Plastics, Base Compressed Air, ECM-104, Compressed Air- Sizing | See Note 1 | 12202.7745 | 1909.9718 | See Note 2
1777 | Industrial, Existing, SIC32 Stone/Clay/Glass, Base Compressed Air, ECM-104, Compressed Air- Sizing | See Note 1 | 301077.569 | 47124.5097 | See Note 2
1778 | Industrial, Existing, SIC33 Primary Metals, Base Compressed Air, ECM-104, Compressed Air- Sizing | See Note 1 | 14723.4059 | 2304.498 | See Note 2
1779 | Industrial, Existing, SIC34 Fab Metals, Base Compressed Air, ECM-104, Compressed Air- Sizing | See Note 1 | 205912.4875 | 32229.3008 | See Note 2
1780 | Industrial, Existing, SIC35 Ind Machinery, Base Compressed Air, ECM-104, Compressed Air- Sizing | See Note 1 | 20718.9379 | 3242.9101 | See Note 2
1781 | Industrial, Existing, SIC36 Electronics, Base Compressed Air, ECM-104, Compressed Air- Sizing | See Note 1 | 47295.556 | 7402.6751 | See Note 2
1782 | Industrial, Existing, SIC37 Transp Eqp, Base Compressed Air, ECM-104, Compressed Air- Sizing | See Note 1 | 86389.9648 | 13521.7055 | See Note 2
1783 | Industrial, Existing, SIC38 Instruments, Base Compressed Air, ECM-104, Compressed Air- Sizing | See Note 1 | 173317.1527 | 27127.5101 | See Note 2
1784 | Industrial, Existing, SIC39/21/31 Misc, Base Compressed Air, ECM-104, Compressed Air- Sizing | See Note 1 | 117204.4814 | 18344.7879 | See Note 2
1785 | Industrial, Existing, SIC20 Food, Base Compressed Air, ECM-105, Comp Air - Replace 1-5 HP motor | See Note 1 | 0 | 0 | See Note 2
1786 | Industrial, Existing, SIC22-23Textiles, Base Compressed Air, ECM-105, Comp Air - Replace 1-5 HP motor | See Note 1 | 0 | 0 | See Note 2
1787 | Industrial, Existing, SIC24-25 Lumber, Base Compressed Air, ECM-105, Comp Air - Replace 1-5 HP motor | See Note 1 | 0 | 0 | See Note 2
1788 | Industrial, Existing, SIC26 Paper, Base Compressed Air, ECM-105, Comp Air - Replace 1-5 HP motor | See Note 1 | 0 | 0 | See Note 2
1789 | Industrial, Existing, SIC27 Printing, Base Compressed Air, ECM-105, Comp Air - Replace 1-5 HP motor | See Note 1 | 0 | 0 | See Note 2
1790 | Industrial, Existing, SIC28 Chemicals, Base Compressed Air, ECM-105, Comp Air - Replace 1-5 HP motor | See Note 1 | 0 | 0 | See Note 2
1791 | Industrial, Existing, SIC29 Petroleum, Base Compressed Air, ECM-105, Comp Air - Replace 1-5 HP motor | See Note 1 | 0 | 0 | See Note 2
1792 | Industrial, Existing, SIC30 Rubber/Plastics, Base Compressed Air, ECM-105, Comp Air - Replace 1-5 HP motor | See Note 1 | 0 | 0 | See Note 2
1793 | Industrial, Existing, SIC32 Stone/Clay/Glass, Base Compressed Air, ECM-105, Comp Air - Replace 1-5 HP motor | See Note 1 | 0 | 0 | See Note 2
1794 | Industrial, Existing, SIC33 Primary Metals, Base Compressed Air, ECM-105, Comp Air - Replace 1-5 HP motor | See Note 1 | 0 | 0 | See Note 2
1795 | Industrial, Existing, SIC34 Fab Metals, Base Compressed Air, ECM-105, Comp Air - Replace 1-5 HP motor | See Note 1 | 0 | 0 | See Note 2
1796 | Industrial, Existing, SIC35 Ind Machinery, Base Compressed Air, ECM-105, Comp Air - Replace 1-5 HP motor | See Note 1 | 0 | 0 | See Note 2
1797 | Industrial, Existing, SIC36 Electronics, Base Compressed Air, ECM-105, Comp Air - Replace 1-5 HP motor | See Note 1 | 0 | 0 | See Note 2
1798 | Industrial, Existing, SIC37 Transp Eqp, Base Compressed Air, ECM-105, Comp Air - Replace 1-5 HP motor | See Note 1 | 0 | 0 | See Note 2
1799 | Industrial, Existing, SIC38 Instruments, Base Compressed Air, ECM-105, Comp Air - Replace 1-5 HP motor | See Note 1 | 0 | 0 | See Note 2
1800 | Industrial, Existing, SIC39/21/31 Misc, Base Compressed Air, ECM-105, Comp Air - Replace 1-5 HP motor | See Note 1 | 0 | 0 | See Note 2
1801 | Industrial, Existing, SIC20 Food, Base Compressed Air, ECM-106, Comp Air - ASD (1-5 hp) | See Note 1 | 0 | 0 | See Note 2
1802 | Industrial, Existing, SIC22-23Textiles, Base Compressed Air, ECM-106, Comp Air - ASD (1-5 hp) | See Note 1 | 0 | 0 | See Note 2
1803 | Industrial, Existing, SIC24-25 Lumber, Base Compressed Air, ECM-106, Comp Air - ASD (1-5 hp) | See Note 1 | 0 | 0 | See Note 2
1804 | Industrial, Existing, SIC26 Paper, Base Compressed Air, ECM-106, Comp Air - ASD (1-5 hp) | See Note 1 | 0 | 0 | See Note 2
1805 | Industrial, Existing, SIC27 Printing, Base Compressed Air, ECM-106, Comp Air - ASD (1-5 hp) | See Note 1 | 0 | 0 | See Note 2
1806 | Industrial, Existing, SIC28 Chemicals, Base Compressed Air, ECM-106, Comp Air - ASD (1-5 hp) | See Note 1 | 0 | 0 | See Note 2
1807 | Industrial, Existing, SIC29 Petroleum, Base Compressed Air, ECM-106, Comp Air - ASD (1-5 hp) | See Note 1 | 0 | 0 | See Note 2
1808 | Industrial, Existing, SIC30 Rubber/Plastics, Base Compressed Air, ECM-106, Comp Air - ASD (1-5 hp) | See Note 1 | 0 | 0 | See Note 2
1809 | Industrial, Existing, SIC32 Stone/Clay/Glass, Base Compressed Air, ECM-106, Comp Air - ASD (1-5 hp) | See Note 1 | 0 | 0 | See Note 2
1810 | Industrial, Existing, SIC33 Primary Metals, Base Compressed Air, ECM-106, Comp Air - ASD (1-5 hp) | See Note 1 | 0 | 0 | See Note 2
1811 | Industrial, Existing, SIC34 Fab Metals, Base Compressed Air, ECM-106, Comp Air - ASD (1-5 hp) | See Note 1 | 0 | 0 | See Note 2
1812 | Industrial, Existing, SIC35 Ind Machinery, Base Compressed Air, ECM-106, Comp Air - ASD (1-5 hp) | See Note 1 | 0 | 0 | See Note 2
1813 | Industrial, Existing, SIC36 Electronics, Base Compressed Air, ECM-106, Comp Air - ASD (1-5 hp) | See Note 1 | 0 | 0 | See Note 2
1814 | Industrial, Existing, SIC37 Transp Eqp, Base Compressed Air, ECM-106, Comp Air - ASD (1-5 hp) | See Note 1 | 0 | 0 | See Note 2
1815 | Industrial, Existing, SIC38 Instruments, Base Compressed Air, ECM-106, Comp Air - ASD (1-5 hp) | See Note 1 | 0 | 0 | See Note 2
1816 | Industrial, Existing, SIC39/21/31 Misc, Base Compressed Air, ECM-106, Comp Air - ASD (1-5 hp) | See Note 1 | 0 | 0 | See Note 2
1817 | Industrial, Existing, SIC20 Food, Base Compressed Air, ECM-107, Comp Air - Motor practices-1 (1-5 HP) | See Note 1 | 0 | 0 | See Note 2
1818 | Industrial, Existing, SIC22-23Textiles, Base Compressed Air, ECM-107, Comp Air - Motor practices-1 (1-5 HP) | See Note 1 | 0 | 0 | See Note 2
1819 | Industrial, Existing, SIC24-25 Lumber, Base Compressed Air, ECM-107, Comp Air - Motor practices-1 (1-5 HP) | See Note 1 | 0 | 0 | See Note 2
1820 | Industrial, Existing, SIC26 Paper, Base Compressed Air, ECM-107, Comp Air - Motor practices-1 (1-5 HP) | See Note 1 | 0 | 0 | See Note 2
1821 | Industrial, Existing, SIC27 Printing, Base Compressed Air, ECM-107, Comp Air - Motor practices-1 (1-5 HP) | See Note 1 | 0 | 0 | See Note 2
1822 | Industrial, Existing, SIC28 Chemicals, Base Compressed Air, ECM-107, Comp Air - Motor practices-1 (1-5 HP) | See Note 1 | 0 | 0 | See Note 2
1823 | Industrial, Existing, SIC29 Petroleum, Base Compressed Air, ECM-107, Comp Air - Motor practices-1 (1-5 HP) | See Note 1 | 0 | 0 | See Note 2
1824 | Industrial, Existing, SIC30 Rubber/Plastics, Base Compressed Air, ECM-107, Comp Air - Motor practices-1 (1-5 HP) | See Note 1 | 0 | 0 | See Note 2
1825 | Industrial, Existing, SIC32 Stone/Clay/Glass, Base Compressed Air, ECM-107, Comp Air - Motor practices-1 (1-5 HP) | See Note 1 | 0 | 0 | See Note 2
1826 | Industrial, Existing, SIC33 Primary Metals, Base Compressed Air, ECM-107, Comp Air - Motor practices-1 (1-5 HP) | See Note 1 | 0 | 0 | See Note 2
1827 | Industrial, Existing, SIC34 Fab Metals, Base Compressed Air, ECM-107, Comp Air - Motor practices-1 (1-5 HP) | See Note 1 | 0 | 0 | See Note 2
1828 | Industrial, Existing, SIC35 Ind Machinery, Base Compressed Air, ECM-107, Comp Air - Motor practices-1 (1-5 HP) | See Note 1 | 0 | 0 | See Note 2
1829 | Industrial, Existing, SIC36 Electronics, Base Compressed Air, ECM-107, Comp Air - Motor practices-1 (1-5 HP) | See Note 1 | 0 | 0 | See Note 2
1830 | Industrial, Existing, SIC37 Transp Eqp, Base Compressed Air, ECM-107, Comp Air - Motor practices-1 (1-5 HP) | See Note 1 | 0 | 0 | See Note 2
1831 | Industrial, Existing, SIC38 Instruments, Base Compressed Air, ECM-107, Comp Air - Motor practices-1 (1-5 HP) | See Note 1 | 0 | 0 | See Note 2
1832 | Industrial, Existing, SIC39/21/31 Misc, Base Compressed Air, ECM-107, Comp Air - Motor practices-1 (1-5 HP) | See Note 1 | 0 | 0 | See Note 2
1833 | Industrial, Existing, SIC20 Food, Base Compressed Air, ECM-108, Comp Air - Replace 6-100 HP motor | See Note 1 | 0 | 0 | See Note 2
1834 | Industrial, Existing, SIC22-23Textiles, Base Compressed Air, ECM-108, Comp Air - Replace 6-100 HP motor | See Note 1 | 0 | 0 | See Note 2
1835 | Industrial, Existing, SIC24-25 Lumber, Base Compressed Air, ECM-108, Comp Air - Replace 6-100 HP motor | See Note 1 | 0 | 0 | See Note 2
1836 | Industrial, Existing, SIC26 Paper, Base Compressed Air, ECM-108, Comp Air - Replace 6-100 HP motor | See Note 1 | 0 | 0 | See Note 2
1837 | Industrial, Existing, SIC27 Printing, Base Compressed Air, ECM-108, Comp Air - Replace 6-100 HP motor | See Note 1 | 0 | 0 | See Note 2
1838 | Industrial, Existing, SIC28 Chemicals, Base Compressed Air, ECM-108, Comp Air - Replace 6-100 HP motor | See Note 1 | 0 | 0 | See Note 2
1839 | Industrial, Existing, SIC29 Petroleum, Base Compressed Air, ECM-108, Comp Air - Replace 6-100 HP motor | See Note 1 | 0 | 0 | See Note 2
1840 | Industrial, Existing, SIC30 Rubber/Plastics, Base Compressed Air, ECM-108, Comp Air - Replace 6-100 HP motor | See Note 1 | 0 | 0 | See Note 2
1841 | Industrial, Existing, SIC32 Stone/Clay/Glass, Base Compressed Air, ECM-108, Comp Air - Replace 6-100 HP motor | See Note 1 | 0 | 0 | See Note 2
1842 | Industrial, Existing, SIC33 Primary Metals, Base Compressed Air, ECM-108, Comp Air - Replace 6-100 HP motor | See Note 1 | 0 | 0 | See Note 2
1843 | Industrial, Existing, SIC34 Fab Metals, Base Compressed Air, ECM-108, Comp Air - Replace 6-100 HP motor | See Note 1 | 0 | 0 | See Note 2
1844 | Industrial, Existing, SIC35 Ind Machinery, Base Compressed Air, ECM-108, Comp Air - Replace 6-100 HP motor | See Note 1 | 0 | 0 | See Note 2
1845 | Industrial, Existing, SIC36 Electronics, Base Compressed Air, ECM-108, Comp Air - Replace 6-100 HP motor | See Note 1 | 0 | 0 | See Note 2
1846 | Industrial, Existing, SIC37 Transp Eqp, Base Compressed Air, ECM-108, Comp Air - Replace 6-100 HP motor | See Note 1 | 0 | 0 | See Note 2
1847 | Industrial, Existing, SIC38 Instruments, Base Compressed Air, ECM-108, Comp Air - Replace 6-100 HP motor | See Note 1 | 0 | 0 | See Note 2
1848 | Industrial, Existing, SIC39/21/31 Misc, Base Compressed Air, ECM-108, Comp Air - Replace 6-100 HP motor | See Note 1 | 0 | 0 | See Note 2
1849 | Industrial, Existing, SIC20 Food, Base Compressed Air, ECM-109, Comp Air - ASD (6-100 hp) | See Note 1 | 332502.1703 | 42966.5974 | See Note 2
1850 | Industrial, Existing, SIC22-23Textiles, Base Compressed Air, ECM-109, Comp Air - ASD (6-100 hp) | See Note 1 | 1464.2686 | 189.227 | See Note 2
1851 | Industrial, Existing, SIC24-25 Lumber, Base Compressed Air, ECM-109, Comp Air - ASD (6-100 hp) | See Note 1 | 6281.9351 | 811.7915 | See Note 2
1852 | Industrial, Existing, SIC26 Paper, Base Compressed Air, ECM-109, Comp Air - ASD (6-100 hp) | See Note 1 | 45836.916 | 5922.9936 | See Note 2
1853 | Industrial, Existing, SIC27 Printing, Base Compressed Air, ECM-109, Comp Air - ASD (6-100 hp) | See Note 1 | 16833.1539 | 2175.2096 | See Note 2
1854 | Industrial, Existing, SIC28 Chemicals, Base Compressed Air, ECM-109, Comp Air - ASD (6-100 hp) | See Note 1 | 25927.1048 | 3350.1874 | See Note 2
1855 | Industrial, Existing, SIC29 Petroleum, Base Compressed Air, ECM-109, Comp Air - ASD (6-100 hp) | See Note 1 | 2289.0975 | 295.7814 | See Note 2
1856 | Industrial, Existing, SIC30 Rubber/Plastics, Base Compressed Air, ECM-109, Comp Air - ASD (6-100 hp) | See Note 1 | 6955.1558 | 898.7476 | See Note 2
1857 | Industrial, Existing, SIC32 Stone/Clay/Glass, Base Compressed Air, ECM-109, Comp Air - ASD (6-100 hp) | See Note 1 | 171605.4237 | 22174.6938 | See Note 2
1858 | Industrial, Existing, SIC33 Primary Metals, Base Compressed Air, ECM-109, Comp Air - ASD (6-100 hp) | See Note 1 | 8391.5361 | 1084.394 | See Note 2
1859 | Industrial, Existing, SIC34 Fab Metals, Base Compressed Air, ECM-109, Comp Air - ASD (6-100 hp) | See Note 1 | 117360.8324 | 15165.6724 | See Note 2
1860 | Industrial, Existing, SIC35 Ind Machinery, Base Compressed Air, ECM-109, Comp Air - ASD (6-100 hp) | See Note 1 | 11807.845 | 1525.9689 | See Note 2
1861 | Industrial, Existing, SIC36 Electronics, Base Compressed Air, ECM-109, Comp Air - ASD (6-100 hp) | See Note 1 | 26956.7877 | 3483.3689 | See Note 2
1862 | Industrial, Existing, SIC37 Transp Eqp, Base Compressed Air, ECM-109, Comp Air - ASD (6-100 hp) | See Note 1 | 49238.22 | 6362.7119 | See Note 2
1863 | Industrial, Existing, SIC38 Instruments, Base Compressed Air, ECM-109, Comp Air - ASD (6-100 hp) | See Note 1 | 98785.0879 | 12764.9971 | See Note 2
1864 | Industrial, Existing, SIC39/21/31 Misc, Base Compressed Air, ECM-109, Comp Air - ASD (6-100 hp) | See Note 1 | 66803.256 | 8632.2395 | See Note 2
1865 | Industrial, Existing, SIC20 Food, Base Compressed Air, ECM-110, Comp Air - Motor practices-1 (6-100 HP) | See Note 1 | 0 | 0 | See Note 2
1866 | Industrial, Existing, SIC22-23Textiles, Base Compressed Air, ECM-110, Comp Air - Motor practices-1 (6-100 HP) | See Note 1 | 0 | 0 | See Note 2
1867 | Industrial, Existing, SIC24-25 Lumber, Base Compressed Air, ECM-110, Comp Air - Motor practices-1 (6-100 HP) | See Note 1 | 0 | 0 | See Note 2
1868 | Industrial, Existing, SIC26 Paper, Base Compressed Air, ECM-110, Comp Air - Motor practices-1 (6-100 HP) | See Note 1 | 0 | 0 | See Note 2
1869 | Industrial, Existing, SIC27 Printing, Base Compressed Air, ECM-110, Comp Air - Motor practices-1 (6-100 HP) | See Note 1 | 0 | 0 | See Note 2
1870 | Industrial, Existing, SIC28 Chemicals, Base Compressed Air, ECM-110, Comp Air - Motor practices-1 (6-100 HP) | See Note 1 | 0 | 0 | See Note 2
1871 | Industrial, Existing, SIC29 Petroleum, Base Compressed Air, ECM-110, Comp Air - Motor practices-1 (6-100 HP) | See Note 1 | 0 | 0 | See Note 2
1872 | Industrial, Existing, SIC30 Rubber/Plastics, Base Compressed Air, ECM-110, Comp Air - Motor practices-1 (6-100 HP) | See Note 1 | 0 | 0 | See Note 2
1873 | Industrial, Existing, SIC32 Stone/Clay/Glass, Base Compressed Air, ECM-110, Comp Air - Motor practices-1 (6-100 HP) | See Note 1 | 0 | 0 | See Note 2
1874 | Industrial, Existing, SIC33 Primary Metals, Base Compressed Air, ECM-110, Comp Air - Motor practices-1 (6-100 HP) | See Note 1 | 0 | 0 | See Note 2
1875 | Industrial, Existing, SIC34 Fab Metals, Base Compressed Air, ECM-110, Comp Air - Motor practices-1 (6-100 HP) | See Note 1 | 0 | 0 | See Note 2
1876 | Industrial, Existing, SIC35 Ind Machinery, Base Compressed Air, ECM-110, Comp Air - Motor practices-1 (6-100 HP) | See Note 1 | 0 | 0 | See Note 2
1877 | Industrial, Existing, SIC36 Electronics, Base Compressed Air, ECM-110, Comp Air - Motor practices-1 (6-100 HP) | See Note 1 | 0 | 0 | See Note 2
1878 | Industrial, Existing, SIC37 Transp Eqp, Base Compressed Air, ECM-110, Comp Air - Motor practices-1 (6-100 HP) | See Note 1 | 0 | 0 | See Note 2
1879 | Industrial, Existing, SIC38 Instruments, Base Compressed Air, ECM-110, Comp Air - Motor practices-1 (6-100 HP) | See Note 1 | 0 | 0 | See Note 2
1880 | Industrial, Existing, SIC39/21/31 Misc, Base Compressed Air, ECM-110, Comp Air - Motor practices-1 (6-100 HP) | See Note 1 | 0 | 0 | See Note 2
1881 | Industrial, Existing, SIC20 Food, Base Compressed Air, ECM-111, Comp Air - Replace 100+ HP motor | See Note 1 | 0 | 0 | See Note 2
1882 | Industrial, Existing, SIC22-23Textiles, Base Compressed Air, ECM-111, Comp Air - Replace 100+ HP motor | See Note 1 | 0 | 0 | See Note 2
1883 | Industrial, Existing, SIC24-25 Lumber, Base Compressed Air, ECM-111, Comp Air - Replace 100+ HP motor | See Note 1 | 0 | 0 | See Note 2
1884 | Industrial, Existing, SIC26 Paper, Base Compressed Air, ECM-111, Comp Air - Replace 100+ HP motor | See Note 1 | 0 | 0 | See Note 2
1885 | Industrial, Existing, SIC27 Printing, Base Compressed Air, ECM-111, Comp Air - Replace 100+ HP motor | See Note 1 | 0 | 0 | See Note 2
1886 | Industrial, Existing, SIC28 Chemicals, Base Compressed Air, ECM-111, Comp Air - Replace 100+ HP motor | See Note 1 | 0 | 0 | See Note 2
1887 | Industrial, Existing, SIC29 Petroleum, Base Compressed Air, ECM-111, Comp Air - Replace 100+ HP motor | See Note 1 | 0 | 0 | See Note 2
1888 | Industrial, Existing, SIC30 Rubber/Plastics, Base Compressed Air, ECM-111, Comp Air - Replace 100+ HP motor | See Note 1 | 0 | 0 | See Note 2
1889 | Industrial, Existing, SIC32 Stone/Clay/Glass, Base Compressed Air, ECM-111, Comp Air - Replace 100+ HP motor | See Note 1 | 0 | 0 | See Note 2
1890 | Industrial, Existing, SIC33 Primary Metals, Base Compressed Air, ECM-111, Comp Air - Replace 100+ HP motor | See Note 1 | 0 | 0 | See Note 2
1891 | Industrial, Existing, SIC34 Fab Metals, Base Compressed Air, ECM-111, Comp Air - Replace 100+ HP motor | See Note 1 | 0 | 0 | See Note 2
1892 | Industrial, Existing, SIC35 Ind Machinery, Base Compressed Air, ECM-111, Comp Air - Replace 100+ HP motor | See Note 1 | 0 | 0 | See Note 2
1893 | Industrial, Existing, SIC36 Electronics, Base Compressed Air, ECM-111, Comp Air - Replace 100+ HP motor | See Note 1 | 0 | 0 | See Note 2
1894 | Industrial, Existing, SIC37 Transp Eqp, Base Compressed Air, ECM-111, Comp Air - Replace 100+ HP motor | See Note 1 | 0 | 0 | See Note 2
1895 | Industrial, Existing, SIC38 Instruments, Base Compressed Air, ECM-111, Comp Air - Replace 100+ HP motor | See Note 1 | 0 | 0 | See Note 2
1896 | Industrial, Existing, SIC39/21/31 Misc, Base Compressed Air, ECM-111, Comp Air - Replace 100+ HP motor | See Note 1 | 0 | 0 | See Note 2
1897 | Industrial, Existing, SIC20 Food, Base Compressed Air, ECM-112, Comp Air - ASD (100+ hp) | See Note 1 | 390594.6611 | 253299.6092 | See Note 2
1898 | Industrial, Existing, SIC22-23Textiles, Base Compressed Air, ECM-112, Comp Air - ASD (100+ hp) | See Note 1 | 1720.0977 | 1115.544 | See Note 2
1899 | Industrial, Existing, SIC24-25 Lumber, Base Compressed Air, ECM-112, Comp Air - ASD (100+ hp) | See Note 1 | 7379.4771 | 4785.7287 | See Note 2
1900 | Industrial, Existing, SIC26 Paper, Base Compressed Air, ECM-112, Comp Air - ASD (100+ hp) | See Note 1 | 53845.1973 | 34917.6348 | See Note 2
1901 | Industrial, Existing, SIC27 Printing, Base Compressed Air, ECM-112, Comp Air - ASD (100+ hp) | See Note 1 | 19774.1259 | 12823.4436 | See Note 2
1902 | Industrial, Existing, SIC28 Chemicals, Base Compressed Air, ECM-112, Comp Air - ASD (100+ hp) | See Note 1 | 30456.8768 | 19750.2528 | See Note 2
1903 | Industrial, Existing, SIC29 Petroleum, Base Compressed Air, ECM-112, Comp Air - ASD (100+ hp) | See Note 1 | 2689.0288 | 1743.7108 | See Note 2
1904 | Industrial, Existing, SIC30 Rubber/Plastics, Base Compressed Air, ECM-112, Comp Air - ASD (100+ hp) | See Note 1 | 8170.3105 | 5298.358 | See Note 2
1905 | Industrial, Existing, SIC32 Stone/Clay/Glass, Base Compressed Air, ECM-112, Comp Air - ASD (100+ hp) | See Note 1 | 201587.0396 | 130725.764 | See Note 2
1906 | Industrial, Existing, SIC33 Primary Metals, Base Compressed Air, ECM-112, Comp Air - ASD (100+ hp) | See Note 1 | 9857.6522 | 6392.7935 | See Note 2
1907 | Industrial, Existing, SIC34 Fab Metals, Base Compressed Air, ECM-112, Comp Air - ASD (100+ hp) | See Note 1 | 137865.3236 | 89405.704 | See Note 2
1908 | Industrial, Existing, SIC35 Ind Machinery, Base Compressed Air, ECM-112, Comp Air - ASD (100+ hp) | See Note 1 | 13870.8578 | 8995.9959 | See Note 2
1909 | Industrial, Existing, SIC36 Electronics, Base Compressed Air, ECM-112, Comp Air - ASD (100+ hp) | See Note 1 | 31666.4839 | 20535.3937 | See Note 2
1910 | Industrial, Existing, SIC37 Transp Eqp, Base Compressed Air, ECM-112, Comp Air - ASD (100+ hp) | See Note 1 | 57840.7935 | 37509.8924 | See Note 2
1911 | Industrial, Existing, SIC38 Instruments, Base Compressed Air, ECM-112, Comp Air - ASD (100+ hp) | See Note 1 | 116044.0957 | 75253.0796 | See Note 2
1912 | Industrial, Existing, SIC39/21/31 Misc, Base Compressed Air, ECM-112, Comp Air - ASD (100+ hp) | See Note 1 | 78474.6193 | 50889.3659 | See Note 2
1913 | Industrial, Existing, SIC20 Food, Base Compressed Air, ECM-113, Comp Air - Motor practices-1 (100+ HP) | See Note 1 | 0 | 0 | See Note 2
1914 | Industrial, Existing, SIC22-23Textiles, Base Compressed Air, ECM-113, Comp Air - Motor practices-1 (100+ HP) | See Note 1 | 0 | 0 | See Note 2
1915 | Industrial, Existing, SIC24-25 Lumber, Base Compressed Air, ECM-113, Comp Air - Motor practices-1 (100+ HP) | See Note 1 | 0 | 0 | See Note 2
1916 | Industrial, Existing, SIC26 Paper, Base Compressed Air, ECM-113, Comp Air - Motor practices-1 (100+ HP) | See Note 1 | 0 | 0 | See Note 2
1917 | Industrial, Existing, SIC27 Printing, Base Compressed Air, ECM-113, Comp Air - Motor practices-1 (100+ HP) | See Note 1 | 0 | 0 | See Note 2
1918 | Industrial, Existing, SIC28 Chemicals, Base Compressed Air, ECM-113, Comp Air - Motor practices-1 (100+ HP) | See Note 1 | 0 | 0 | See Note 2
1919 | Industrial, Existing, SIC29 Petroleum, Base Compressed Air, ECM-113, Comp Air - Motor practices-1 (100+ HP) | See Note 1 | 0 | 0 | See Note 2
1920 | Industrial, Existing, SIC30 Rubber/Plastics, Base Compressed Air, ECM-113, Comp Air - Motor practices-1 (100+ HP) | See Note 1 | 0 | 0 | See Note 2
1921 | Industrial, Existing, SIC32 Stone/Clay/Glass, Base Compressed Air, ECM-113, Comp Air - Motor practices-1 (100+ HP) | See Note 1 | 0 | 0 | See Note 2
1922 | Industrial, Existing, SIC33 Primary Metals, Base Compressed Air, ECM-113, Comp Air - Motor practices-1 (100+ HP) | See Note 1 | 0 | 0 | See Note 2
1923 | Industrial, Existing, SIC34 Fab Metals, Base Compressed Air, ECM-113, Comp Air - Motor practices-1 (100+ HP) | See Note 1 | 0 | 0 | See Note 2
1924 | Industrial, Existing, SIC35 Ind Machinery, Base Compressed Air, ECM-113, Comp Air - Motor practices-1 (100+ HP) | See Note 1 | 0 | 0 | See Note 2
1925 | Industrial, Existing, SIC36 Electronics, Base Compressed Air, ECM-113, Comp Air - Motor practices-1 (100+ HP) | See Note 1 | 0 | 0 | See Note 2
1926 | Industrial, Existing, SIC37 Transp Eqp, Base Compressed Air, ECM-113, Comp Air - Motor practices-1 (100+ HP) | See Note 1 | 0 | 0 | See Note 2
1927 | Industrial, Existing, SIC38 Instruments, Base Compressed Air, ECM-113, Comp Air - Motor practices-1 (100+ HP) | See Note 1 | 0 | 0 | See Note 2
1928 | Industrial, Existing, SIC39/21/31 Misc, Base Compressed Air, ECM-113, Comp Air - Motor practices-1 (100+ HP) | See Note 1 | 0 | 0 | See Note 2
1929 | Industrial, Existing, SIC20 Food, Base Fans, ECM-201, Fans - O&M | See Note 1 | 169611.1008 | 28044.1313 | See Note 2
1930 | Industrial, Existing, SIC22-23Textiles, Base Fans, ECM-201, Fans - O&M | See Note 1 | 1291.8428 | 213.5978 | See Note 2
1931 | Industrial, Existing, SIC24-25 Lumber, Base Fans, ECM-201, Fans - O&M | See Note 1 | 5542.0541 | 916.3432 | See Note 2
1932 | Industrial, Existing, SIC26 Paper, Base Fans, ECM-201, Fans - O&M | See Note 1 | 86744.112 | 14342.6019 | See Note 2
1933 | Industrial, Existing, SIC27 Printing, Base Fans, ECM-201, Fans - O&M | See Note 1 | 14850.0195 | 2455.3577 | See Note 2
1934 | Industrial, Existing, SIC28 Chemicals, Base Fans, ECM-201, Fans - O&M | See Note 1 | 30649.7015 | 5067.741 | See Note 2
1935 | Industrial, Existing, SIC29 Petroleum, Base Fans, ECM-201, Fans - O&M | See Note 1 | 640.0732 | 105.8322 | See Note 2
1936 | Industrial, Existing, SIC30 Rubber/Plastics, Base Fans, ECM-201, Fans - O&M | See Note 1 | 6135.6921 | 1014.4985 | See Note 2
1937 | Industrial, Existing, SIC32 Stone/Clay/Glass, Base Fans, ECM-201, Fans - O&M | See Note 1 | 187946.1358 | 31075.7284 | See Note 2
1938 | Industrial, Existing, SIC33 Primary Metals, Base Fans, ECM-201, Fans - O&M | See Note 1 | 9191.0107 | 1519.6753 | See Note 2
1939 | Industrial, Existing, SIC34 Fab Metals, Base Fans, ECM-201, Fans - O&M | See Note 1 | 30466.0442 | 5037.3688 | See Note 2
1940 | Industrial, Existing, SIC35 Ind Machinery, Base Fans, ECM-201, Fans - O&M | See Note 1 | 1992.7568 | 329.4892 | See Note 2
1941 | Industrial, Existing, SIC36 Electronics, Base Fans, ECM-201, Fans - O&M | See Note 1 | 3807.012 | 629.4657 | See Note 2
1942 | Industrial, Existing, SIC37 Transp Eqp, Base Fans, ECM-201, Fans - O&M | See Note 1 | 10274.025 | 1698.7453 | See Note 2
1943 | Industrial, Existing, SIC38 Instruments, Base Fans, ECM-201, Fans - O&M | See Note 1 | 20875.4014 | 3451.6178 | See Note 2
1944 | Industrial, Existing, SIC39/21/31 Misc, Base Fans, ECM-201, Fans - O&M | See Note 1 | 11562.8393 | 1911.8439 | See Note 2
1945 | Industrial, Existing, SIC20 Food, Base Fans, ECM-202, Fans - Controls | See Note 1 | 1450953.8892 | 1274733.2677 | See Note 2
1946 | Industrial, Existing, SIC22-23Textiles, Base Fans, ECM-202, Fans - Controls | See Note 1 | 11051.2314 | 9708.9921 | See Note 2
1947 | Industrial, Existing, SIC24-25 Lumber, Base Fans, ECM-202, Fans - Controls | See Note 1 | 47410.1185 | 41651.9664 | See Note 2
1948 | Industrial, Existing, SIC26 Paper, Base Fans, ECM-202, Fans - Controls | See Note 1 | 742059.3795 | 651936.4625 | See Note 2
1949 | Industrial, Existing, SIC27 Printing, Base Fans, ECM-202, Fans - Controls | See Note 1 | 127035.8518 | 111607.1704 | See Note 2
1950 | Industrial, Existing, SIC28 Chemicals, Base Fans, ECM-202, Fans - Controls | See Note 1 | 262194.8794 | 230351.8665 | See Note 2
1951 | Industrial, Existing, SIC29 Petroleum, Base Fans, ECM-202, Fans - Controls | See Note 1 | 5475.5409 | 4810.5563 | See Note 2
1952 | Industrial, Existing, SIC30 Rubber/Plastics, Base Fans, ECM-202, Fans - Controls | See Note 1 | 52488.3032 | 46113.5685 | See Note 2
1953 | Industrial, Existing, SIC32 Stone/Clay/Glass, Base Fans, ECM-202, Fans - Controls | See Note 1 | 1607800.2952 | 1412533.1386 | See Note 2
1954 | Industrial, Existing, SIC33 Primary Metals, Base Fans, ECM-202, Fans - Controls | See Note 1 | 78625.4602 | 69076.1511 | See Note 2
1955 | Industrial, Existing, SIC34 Fab Metals, Base Fans, ECM-202, Fans - Controls | See Note 1 | 260624.6781 | 228971.3133 | See Note 2
1956 | Industrial, Existing, SIC35 Ind Machinery, Base Fans, ECM-202, Fans - Controls | See Note 1 | 17047.3208 | 14976.7836 | See Note 2
1957 | Industrial, Existing, SIC36 Electronics, Base Fans, ECM-202, Fans - Controls | See Note 1 | 32567.4121 | 28612.0781 | See Note 2
1958 | Industrial, Existing, SIC37 Transp Eqp, Base Fans, ECM-202, Fans - Controls | See Note 1 | 87890.1445 | 77215.6988 | See Note 2
1959 | Industrial, Existing, SIC38 Instruments, Base Fans, ECM-202, Fans - Controls | See Note 1 | 178580.3672 | 156891.7199 | See Note 2
1960 | Industrial, Existing, SIC39/21/31 Misc, Base Fans, ECM-202, Fans - Controls | See Note 1 | 98915.2239 | 86901.9989 | See Note 2
1961 | Industrial, Existing, SIC20 Food, Base Fans, ECM-203, Fans - System Optimization | See Note 1 | 604131.149 | 497145.9488 | See Note 2
1962 | Industrial, Existing, SIC22-23Textiles, Base Fans, ECM-203, Fans - System Optimization | See Note 1 | 4601.1806 | 3786.5067 | See Note 2
1963 | Industrial, Existing, SIC24-25 Lumber, Base Fans, ECM-203, Fans - System Optimization | See Note 1 | 19739.583 | 16244.2661 | See Note 2
1964 | Industrial, Existing, SIC26 Paper, Base Fans, ECM-203, Fans - System Optimization | See Note 1 | 308975.4991 | 254255.2073 | See Note 2
1965 | Industrial, Existing, SIC27 Printing, Base Fans, ECM-203, Fans - System Optimization | See Note 1 | 52893.7747 | 43526.7942 | See Note 2
1966 | Industrial, Existing, SIC28 Chemicals, Base Fans, ECM-203, Fans - System Optimization | See Note 1 | 109173.5646 | 89837.2233 | See Note 2
1967 | Industrial, Existing, SIC29 Petroleum, Base Fans, ECM-203, Fans - System Optimization | See Note 1 | 2279.9563 | 1876.1169 | See Note 2
1968 | Industrial, Existing, SIC30 Rubber/Plastics, Base Fans, ECM-203, Fans - System Optimization | See Note 1 | 21854.6702 | 17984.2908 | See Note 2
1969 | Industrial, Existing, SIC32 Stone/Clay/Glass, Base Fans, ECM-203, Fans - System Optimization | See Note 1 | 669448.1318 | 550887.8956 | See Note 2
1970 | Industrial, Existing, SIC33 Primary Metals, Base Fans, ECM-203, Fans - System Optimization | See Note 1 | 32736.6402 | 26939.6975 | See Note 2
1971 | Industrial, Existing, SIC34 Fab Metals, Base Fans, ECM-203, Fans - System Optimization | See Note 1 | 108515.4766 | 89298.8076 | See Note 2
1972 | Industrial, Existing, SIC35 Ind Machinery, Base Fans, ECM-203, Fans - System Optimization | See Note 1 | 7097.5018 | 5840.9453 | See Note 2
1973 | Industrial, Existing, SIC36 Electronics, Base Fans, ECM-203, Fans - System Optimization | See Note 1 | 13560.1544 | 11158.7099 | See Note 2
1974 | Industrial, Existing, SIC37 Transp Eqp, Base Fans, ECM-203, Fans - System Optimization | See Note 1 | 36594.4552 | 30114.121 | See Note 2
1975 | Industrial, Existing, SIC38 Instruments, Base Fans, ECM-203, Fans - System Optimization | See Note 1 | 74356.0926 | 61187.7676 | See Note 2
1976 | Industrial, Existing, SIC39/21/31 Misc, Base Fans, ECM-203, Fans - System Optimization | See Note 1 | 41185.8985 | 33891.7778 | See Note 2
1977 | Industrial, Existing, SIC20 Food, Base Fans, ECM-204, Fans- Improve components | See Note 1 | 173144.6654 | 55068.4778 | See Note 2
1978 | Industrial, Existing, SIC22-23Textiles, Base Fans, ECM-204, Fans- Improve components | See Note 1 | 1318.7562 | 419.4285 | See Note 2
1979 | Industrial, Existing, SIC24-25 Lumber, Base Fans, ECM-204, Fans- Improve components | See Note 1 | 5657.5136 | 1799.365 | See Note 2
1980 | Industrial, Existing, SIC26 Paper, Base Fans, ECM-204, Fans- Improve components | See Note 1 | 88551.281 | 28163.6555 | See Note 2
1981 | Industrial, Existing, SIC27 Printing, Base Fans, ECM-204, Fans- Improve components | See Note 1 | 15159.3949 | 4821.4298 | See Note 2
1982 | Industrial, Existing, SIC28 Chemicals, Base Fans, ECM-204, Fans- Improve components | See Note 1 | 31288.2369 | 9951.2007 | See Note 2
1983 | Industrial, Existing, SIC29 Petroleum, Base Fans, ECM-204, Fans- Improve components | See Note 1 | 653.408 | 207.816 | See Note 2
1984 | Industrial, Existing, SIC30 Rubber/Plastics, Base Fans, ECM-204, Fans- Improve components | See Note 1 | 6263.519 | 1992.1062 | See Note 2
1985 | Industrial, Existing, SIC32 Stone/Clay/Glass, Base Fans, ECM-204, Fans- Improve components | See Note 1 | 191861.6803 | 61021.4323 | See Note 2
1986 | Industrial, Existing, SIC33 Primary Metals, Base Fans, ECM-204, Fans- Improve components | See Note 1 | 9382.4901 | 2984.0898 | See Note 2
1987 | Industrial, Existing, SIC34 Fab Metals, Base Fans, ECM-204, Fans- Improve components | See Note 1 | 31100.7535 | 9891.5608 | See Note 2
1988 | Industrial, Existing, SIC35 Ind Machinery, Base Fans, ECM-204, Fans- Improve components | See Note 1 | 2034.2726 | 646.9971 | See Note 2
1989 | Industrial, Existing, SIC36 Electronics, Base Fans, ECM-204, Fans- Improve components | See Note 1 | 3886.3247 | 1236.0418 | See Note 2
1990 | Industrial, Existing, SIC37 Transp Eqp, Base Fans, ECM-204, Fans- Improve components | See Note 1 | 10488.0672 | 3335.7182 | See Note 2
1991 | Industrial, Existing, SIC38 Instruments, Base Fans, ECM-204, Fans- Improve components | See Note 1 | 21310.3056 | 6777.7224 | See Note 2
1992 | Industrial, Existing, SIC39/21/31 Misc, Base Fans, ECM-204, Fans- Improve components | See Note 1 | 11803.7318 | 3754.1664 | See Note 2
1993 | Industrial, Existing, SIC20 Food, Base Fans, ECM-205, Fans - Replace 1-5 HP motor | See Note 1 | 0 | 0 | See Note 2
1994 | Industrial, Existing, SIC22-23Textiles, Base Fans, ECM-205, Fans - Replace 1-5 HP motor | See Note 1 | 0 | 0 | See Note 2
1995 | Industrial, Existing, SIC24-25 Lumber, Base Fans, ECM-205, Fans - Replace 1-5 HP motor | See Note 1 | 0 | 0 | See Note 2
1996 | Industrial, Existing, SIC26 Paper, Base Fans, ECM-205, Fans - Replace 1-5 HP motor | See Note 1 | 0 | 0 | See Note 2
1997 | Industrial, Existing, SIC27 Printing, Base Fans, ECM-205, Fans - Replace 1-5 HP motor | See Note 1 | 0 | 0 | See Note 2
1998 | Industrial, Existing, SIC28 Chemicals, Base Fans, ECM-205, Fans - Replace 1-5 HP motor | See Note 1 | 0 | 0 | See Note 2
1999 | Industrial, Existing, SIC29 Petroleum, Base Fans, ECM-205, Fans - Replace 1-5 HP motor | See Note 1 | 0 | 0 | See Note 2
2000 | Industrial, Existing, SIC30 Rubber/Plastics, Base Fans, ECM-205, Fans - Replace 1-5 HP motor | See Note 1 | 0 | 0 | See Note 2
2001 | Industrial, Existing, SIC32 Stone/Clay/Glass, Base Fans, ECM-205, Fans - Replace 1-5 HP motor | See Note 1 | 0 | 0 | See Note 2
2002 | Industrial, Existing, SIC33 Primary Metals, Base Fans, ECM-205, Fans - Replace 1-5 HP motor | See Note 1 | 0 | 0 | See Note 2
2003 | Industrial, Existing, SIC34 Fab Metals, Base Fans, ECM-205, Fans - Replace 1-5 HP motor | See Note 1 | 0 | 0 | See Note 2
2004 | Industrial, Existing, SIC35 Ind Machinery, Base Fans, ECM-205, Fans - Replace 1-5 HP motor | See Note 1 | 0 | 0 | See Note 2
2005 | Industrial, Existing, SIC36 Electronics, Base Fans, ECM-205, Fans - Replace 1-5 HP motor | See Note 1 | 0 | 0 | See Note 2
2006 | Industrial, Existing, SIC37 Transp Eqp, Base Fans, ECM-205, Fans - Replace 1-5 HP motor | See Note 1 | 0 | 0 | See Note 2
2007 | Industrial, Existing, SIC38 Instruments, Base Fans, ECM-205, Fans - Replace 1-5 HP motor | See Note 1 | 0 | 0 | See Note 2
2008 | Industrial, Existing, SIC39/21/31 Misc, Base Fans, ECM-205, Fans - Replace 1-5 HP motor | See Note 1 | 0 | 0 | See Note 2
2009 | Industrial, Existing, SIC20 Food, Base Fans, ECM-206, Fans - ASD (1-5 hp) | See Note 1 | 0 | 0 | See Note 2
2010 | Industrial, Existing, SIC22-23Textiles, Base Fans, ECM-206, Fans - ASD (1-5 hp) | See Note 1 | 0 | 0 | See Note 2
2011 | Industrial, Existing, SIC24-25 Lumber, Base Fans, ECM-206, Fans - ASD (1-5 hp) | See Note 1 | 0 | 0 | See Note 2
2012 | Industrial, Existing, SIC26 Paper, Base Fans, ECM-206, Fans - ASD (1-5 hp) | See Note 1 | 0 | 0 | See Note 2
2013 | Industrial, Existing, SIC27 Printing, Base Fans, ECM-206, Fans - ASD (1-5 hp) | See Note 1 | 0 | 0 | See Note 2
2014 | Industrial, Existing, SIC28 Chemicals, Base Fans, ECM-206, Fans - ASD (1-5 hp) | See Note 1 | 0 | 0 | See Note 2
2015 | Industrial, Existing, SIC29 Petroleum, Base Fans, ECM-206, Fans - ASD (1-5 hp) | See Note 1 | 0 | 0 | See Note 2
2016 | Industrial, Existing, SIC30 Rubber/Plastics, Base Fans, ECM-206, Fans - ASD (1-5 hp) | See Note 1 | 0 | 0 | See Note 2
2017 | Industrial, Existing, SIC32 Stone/Clay/Glass, Base Fans, ECM-206, Fans - ASD (1-5 hp) | See Note 1 | 0 | 0 | See Note 2
2018 | Industrial, Existing, SIC33 Primary Metals, Base Fans, ECM-206, Fans - ASD (1-5 hp) | See Note 1 | 0 | 0 | See Note 2
2019 | Industrial, Existing, SIC34 Fab Metals, Base Fans, ECM-206, Fans - ASD (1-5 hp) | See Note 1 | 0 | 0 | See Note 2
2020 | Industrial, Existing, SIC35 Ind Machinery, Base Fans, ECM-206, Fans - ASD (1-5 hp) | See Note 1 | 0 | 0 | See Note 2
2021 | Industrial, Existing, SIC36 Electronics, Base Fans, ECM-206, Fans - ASD (1-5 hp) | See Note 1 | 0 | 0 | See Note 2
2022 | Industrial, Existing, SIC37 Transp Eqp, Base Fans, ECM-206, Fans - ASD (1-5 hp) | See Note 1 | 0 | 0 | See Note 2
2023 | Industrial, Existing, SIC38 Instruments, Base Fans, ECM-206, Fans - ASD (1-5 hp) | See Note 1 | 0 | 0 | See Note 2
2024 | Industrial, Existing, SIC39/21/31 Misc, Base Fans, ECM-206, Fans - ASD (1-5 hp) | See Note 1 | 0 | 0 | See Note 2
2025 | Industrial, Existing, SIC20 Food, Base Fans, ECM-207, Fans - Motor practices-1 (1-5 HP) | See Note 1 | 0 | 0 | See Note 2
2026 | Industrial, Existing, SIC22-23Textiles, Base Fans, ECM-207, Fans - Motor practices-1 (1-5 HP) | See Note 1 | 0 | 0 | See Note 2
2027 | Industrial, Existing, SIC24-25 Lumber, Base Fans, ECM-207, Fans - Motor practices-1 (1-5 HP) | See Note 1 | 0 | 0 | See Note 2
2028 | Industrial, Existing, SIC26 Paper, Base Fans, ECM-207, Fans - Motor practices-1 (1-5 HP) | See Note 1 | 0 | 0 | See Note 2
2029 | Industrial, Existing, SIC27 Printing, Base Fans, ECM-207, Fans - Motor practices-1 (1-5 HP) | See Note 1 | 0 | 0 | See Note 2
2030 | Industrial, Existing, SIC28 Chemicals, Base Fans, ECM-207, Fans - Motor practices-1 (1-5 HP) | See Note 1 | 0 | 0 | See Note 2
2031 | Industrial, Existing, SIC29 Petroleum, Base Fans, ECM-207, Fans - Motor practices-1 (1-5 HP) | See Note 1 | 0 | 0 | See Note 2
2032 | Industrial, Existing, SIC30 Rubber/Plastics, Base Fans, ECM-207, Fans - Motor practices-1 (1-5 HP) | See Note 1 | 0 | 0 | See Note 2
2033 | Industrial, Existing, SIC32 Stone/Clay/Glass, Base Fans, ECM-207, Fans - Motor practices-1 (1-5 HP) | See Note 1 | 0 | 0 | See Note 2
2034 | Industrial, Existing, SIC33 Primary Metals, Base Fans, ECM-207, Fans - Motor practices-1 (1-5 HP) | See Note 1 | 0 | 0 | See Note 2
2035 | Industrial, Existing, SIC34 Fab Metals, Base Fans, ECM-207, Fans - Motor practices-1 (1-5 HP) | See Note 1 | 0 | 0 | See Note 2
2036 | Industrial, Existing, SIC35 Ind Machinery, Base Fans, ECM-207, Fans - Motor practices-1 (1-5 HP) | See Note 1 | 0 | 0 | See Note 2
2037 | Industrial, Existing, SIC36 Electronics, Base Fans, ECM-207, Fans - Motor practices-1 (1-5 HP) | See Note 1 | 0 | 0 | See Note 2
2038 | Industrial, Existing, SIC37 Transp Eqp, Base Fans, ECM-207, Fans - Motor practices-1 (1-5 HP) | See Note 1 | 0 | 0 | See Note 2
2039 | Industrial, Existing, SIC38 Instruments, Base Fans, ECM-207, Fans - Motor practices-1 (1-5 HP) | See Note 1 | 0 | 0 | See Note 2
2040 | Industrial, Existing, SIC39/21/31 Misc, Base Fans, ECM-207, Fans - Motor practices-1 (1-5 HP) | See Note 1 | 0 | 0 | See Note 2
2041 | Industrial, Existing, SIC20 Food, Base Fans, ECM-208, Fans - Replace 6-100 HP motor | See Note 1 | 0 | 0 | See Note 2
2042 | Industrial, Existing, SIC22-23Textiles, Base Fans, ECM-208, Fans - Replace 6-100 HP motor | See Note 1 | 0 | 0 | See Note 2
2043 | Industrial, Existing, SIC24-25 Lumber, Base Fans, ECM-208, Fans - Replace 6-100 HP motor | See Note 1 | 0 | 0 | See Note 2
2044 | Industrial, Existing, SIC26 Paper, Base Fans, ECM-208, Fans - Replace 6-100 HP motor | See Note 1 | 0 | 0 | See Note 2
2045 | Industrial, Existing, SIC27 Printing, Base Fans, ECM-208, Fans - Replace 6-100 HP motor | See Note 1 | 0 | 0 | See Note 2
2046 | Industrial, Existing, SIC28 Chemicals, Base Fans, ECM-208, Fans - Replace 6-100 HP motor | See Note 1 | 0 | 0 | See Note 2
2047 | Industrial, Existing, SIC29 Petroleum, Base Fans, ECM-208, Fans - Replace 6-100 HP motor | See Note 1 | 0 | 0 | See Note 2
2048 | Industrial, Existing, SIC30 Rubber/Plastics, Base Fans, ECM-208, Fans - Replace 6-100 HP motor | See Note 1 | 0 | 0 | See Note 2
2049 | Industrial, Existing, SIC32 Stone/Clay/Glass, Base Fans, ECM-208, Fans - Replace 6-100 HP motor | See Note 1 | 0 | 0 | See Note 2
2050 | Industrial, Existing, SIC33 Primary Metals, Base Fans, ECM-208, Fans - Replace 6-100 HP motor | See Note 1 | 0 | 0 | See Note 2
2051 | Industrial, Existing, SIC34 Fab Metals, Base Fans, ECM-208, Fans - Replace 6-100 HP motor | See Note 1 | 0 | 0 | See Note 2
2052 | Industrial, Existing, SIC35 Ind Machinery, Base Fans, ECM-208, Fans - Replace 6-100 HP motor | See Note 1 | 0 | 0 | See Note 2
2053 | Industrial, Existing, SIC36 Electronics, Base Fans, ECM-208, Fans - Replace 6-100 HP motor | See Note 1 | 0 | 0 | See Note 2
2054 | Industrial, Existing, SIC37 Transp Eqp, Base Fans, ECM-208, Fans - Replace 6-100 HP motor | See Note 1 | 0 | 0 | See Note 2
2055 | Industrial, Existing, SIC38 Instruments, Base Fans, ECM-208, Fans - Replace 6-100 HP motor | See Note 1 | 0 | 0 | See Note 2
2056 | Industrial, Existing, SIC39/21/31 Misc, Base Fans, ECM-208, Fans - Replace 6-100 HP motor | See Note 1 | 0 | 0 | See Note 2
2057 | Industrial, Existing, SIC20 Food, Base Fans, ECM-209, Fans - ASD (6-100 hp) | See Note 1 | 351026.3679 | 45258.9243 | See Note 2
2058 | Industrial, Existing, SIC22-23Textiles, Base Fans, ECM-209, Fans - ASD (6-100 hp) | See Note 1 | 2673.4285 | 344.7141 | See Note 2
2059 | Industrial, Existing, SIC24-25 Lumber, Base Fans, ECM-209, Fans - ASD (6-100 hp) | See Note 1 | 11469.4159 | 1478.8374 | See Note 2
2060 | Industrial, Existing, SIC26 Paper, Base Fans, ECM-209, Fans - ASD (6-100 hp) | See Note 1 | 179529.7071 | 23146.7584 | See Note 2
2061 | Industrial, Existing, SIC27 Printing, Base Fans, ECM-209, Fans - ASD (6-100 hp) | See Note 1 | 30733.5964 | 3962.5705 | See Note 2
2062 | Industrial, Existing, SIC28 Chemicals, Base Fans, ECM-209, Fans - ASD (6-100 hp) | See Note 1 | 63435.6807 | 8178.5562 | See Note 2
2063 | Industrial, Existing, SIC29 Petroleum, Base Fans, ECM-209, Fans - ASD (6-100 hp) | See Note 1 | 1324.7858 | 170.797 | See Note 2
2064 | Industrial, Existing, SIC30 Rubber/Plastics, Base Fans, ECM-209, Fans - ASD (6-100 hp) | See Note 1 | 12698.5684 | 1637.2449 | See Note 2
2065 | Industrial, Existing, SIC32 Stone/Clay/Glass, Base Fans, ECM-209, Fans - ASD (6-100 hp) | See Note 1 | 388981.498 | 50151.4568 | See Note 2
2066 | Industrial, Existing, SIC33 Primary Metals, Base Fans, ECM-209, Fans - ASD (6-100 hp) | See Note 1 | 19021.2635 | 2452.5227 | See Note 2
2067 | Industrial, Existing, SIC34 Fab Metals, Base Fans, ECM-209, Fans - ASD (6-100 hp) | See Note 1 | 63052.089 | 8129.5402 | See Note 2
2068 | Industrial, Existing, SIC35 Ind Machinery, Base Fans, ECM-209, Fans - ASD (6-100 hp) | See Note 1 | 4123.8259 | 531.7451 | See Note 2
2069 | Industrial, Existing, SIC36 Electronics, Base Fans, ECM-209, Fans - ASD (6-100 hp) | See Note 1 | 7879.0703 | 1015.861 | See Note 2
2070 | Industrial, Existing, SIC37 Transp Eqp, Base Fans, ECM-209, Fans - ASD (6-100 hp) | See Note 1 | 21262.9041 | 2741.5143 | See Note 2
2071 | Industrial, Existing, SIC38 Instruments, Base Fans, ECM-209, Fans - ASD (6-100 hp) | See Note 1 | 43204.3633 | 5570.3814 | See Note 2
2072 | Industrial, Existing, SIC39/21/31 Misc, Base Fans, ECM-209, Fans - ASD (6-100 hp) | See Note 1 | 23930.9995 | 3085.4227 | See Note 2
2073 | Industrial, Existing, SIC20 Food, Base Fans, ECM-210, Fans - Motor practices-1 (6-100 HP) | See Note 1 | 136002.4958 | 103758.1893 | See Note 2
2074 | Industrial, Existing, SIC22-23Textiles, Base Fans, ECM-210, Fans - Motor practices-1 (6-100 HP) | See Note 1 | 1035.8651 | 790.2731 | See Note 2
2075 | Industrial, Existing, SIC24-25 Lumber, Base Fans, ECM-210, Fans - Motor practices-1 (6-100 HP) | See Note 1 | 4443.8961 | 3390.3035 | See Note 2
2076 | Industrial, Existing, SIC26 Paper, Base Fans, ECM-210, Fans - Motor practices-1 (6-100 HP) | See Note 1 | 69555.62 | 53065.0204 | See Note 2
2077 | Industrial, Existing, SIC27 Printing, Base Fans, ECM-210, Fans - Motor practices-1 (6-100 HP) | See Note 1 | 11907.4728 | 9084.3773 | See Note 2
2078 | Industrial, Existing, SIC28 Chemicals, Base Fans, ECM-210, Fans - Motor practices-1 (6-100 HP) | See Note 1 | 24576.3893 | 18749.7206 | See Note 2
2079 | Industrial, Existing, SIC29 Petroleum, Base Fans, ECM-210, Fans - Motor practices-1 (6-100 HP) | See Note 1 | 513.2408 | 391.56 | See Note 2
2080 | Industrial, Existing, SIC30 Rubber/Plastics, Base Fans, ECM-210, Fans - Motor practices-1 (6-100 HP) | See Note 1 | 4919.8964 | 3753.46 | See Note 2
2081 | Industrial, Existing, SIC32 Stone/Clay/Glass, Base Fans, ECM-210, Fans - Motor practices-1 (6-100 HP) | See Note 1 | 150704.3015 | 114974.5476 | See Note 2
2082 | Industrial, Existing, SIC33 Primary Metals, Base Fans, ECM-210, Fans - Motor practices-1 (6-100 HP) | See Note 1 | 7369.8086 | 5622.5224 | See Note 2
2083 | Industrial, Existing, SIC34 Fab Metals, Base Fans, ECM-210, Fans - Motor practices-1 (6-100 HP) | See Note 1 | 24429.172 | 18637.3491 | See Note 2
2084 | Industrial, Existing, SIC35 Ind Machinery, Base Fans, ECM-210, Fans - Motor practices-1 (6-100 HP) | See Note 1 | 1597.8953 | 1219.0503 | See Note 2
2085 | Industrial, Existing, SIC36 Electronics, Base Fans, ECM-210, Fans - Motor practices-1 (6-100 HP) | See Note 1 | 3052.6475 | 2328.9087 | See Note 2
2086 | Industrial, Existing, SIC37 Transp Eqp, Base Fans, ECM-210, Fans - Motor practices-1 (6-100 HP) | See Note 1 | 8238.2193 | 6285.049 | See Note 2
2087 | Industrial, Existing, SIC38 Instruments, Base Fans, ECM-210, Fans - Motor practices-1 (6-100 HP) | See Note 1 | 16738.9102 | 12770.3585 | See Note 2
2088 | Industrial, Existing, SIC39/21/31 Misc, Base Fans, ECM-210, Fans - Motor practices-1 (6-100 HP) | See Note 1 | 9271.6432 | 7073.4751 | See Note 2
2089 | Industrial, Existing, SIC20 Food, Base Fans, ECM-211, Fans - Replace 100+ HP motor | See Note 1 | 0 | 0 | See Note 2
2090 | Industrial, Existing, SIC22-23Textiles, Base Fans, ECM-211, Fans - Replace 100+ HP motor | See Note 1 | 0 | 0 | See Note 2
2091 | Industrial, Existing, SIC24-25 Lumber, Base Fans, ECM-211, Fans - Replace 100+ HP motor | See Note 1 | 0 | 0 | See Note 2
2092 | Industrial, Existing, SIC26 Paper, Base Fans, ECM-211, Fans - Replace 100+ HP motor | See Note 1 | 0 | 0 | See Note 2
2093 | Industrial, Existing, SIC27 Printing, Base Fans, ECM-211, Fans - Replace 100+ HP motor | See Note 1 | 0 | 0 | See Note 2
2094 | Industrial, Existing, SIC28 Chemicals, Base Fans, ECM-211, Fans - Replace 100+ HP motor | See Note 1 | 0 | 0 | See Note 2
2095 | Industrial, Existing, SIC29 Petroleum, Base Fans, ECM-211, Fans - Replace 100+ HP motor | See Note 1 | 0 | 0 | See Note 2
2096 | Industrial, Existing, SIC30 Rubber/Plastics, Base Fans, ECM-211, Fans - Replace 100+ HP motor | See Note 1 | 0 | 0 | See Note 2
2097 | Industrial, Existing, SIC32 Stone/Clay/Glass, Base Fans, ECM-211, Fans - Replace 100+ HP motor | See Note 1 | 0 | 0 | See Note 2
2098 | Industrial, Existing, SIC33 Primary Metals, Base Fans, ECM-211, Fans - Replace 100+ HP motor | See Note 1 | 0 | 0 | See Note 2
2099 | Industrial, Existing, SIC34 Fab Metals, Base Fans, ECM-211, Fans - Replace 100+ HP motor | See Note 1 | 0 | 0 | See Note 2
2100 | Industrial, Existing, SIC35 Ind Machinery, Base Fans, ECM-211, Fans - Replace 100+ HP motor | See Note 1 | 0 | 0 | See Note 2
2101 | Industrial, Existing, SIC36 Electronics, Base Fans, ECM-211, Fans - Replace 100+ HP motor | See Note 1 | 0 | 0 | See Note 2
2102 | Industrial, Existing, SIC37 Transp Eqp, Base Fans, ECM-211, Fans - Replace 100+ HP motor | See Note 1 | 0 | 0 | See Note 2
2103 | Industrial, Existing, SIC38 Instruments, Base Fans, ECM-211, Fans - Replace 100+ HP motor | See Note 1 | 0 | 0 | See Note 2
2104 | Industrial, Existing, SIC39/21/31 Misc, Base Fans, ECM-211, Fans - Replace 100+ HP motor | See Note 1 | 0 | 0 | See Note 2
2105 | Industrial, Existing, SIC20 Food, Base Fans, ECM-212, Fans - ASD (100+ hp) | See Note 1 | 575436.0487 | 273110.4462 | See Note 2
2106 | Industrial, Existing, SIC22-23Textiles, Base Fans, ECM-212, Fans - ASD (100+ hp) | See Note 1 | 4382.546 | 2080.1427 | See Note 2
2107 | Industrial, Existing, SIC24-25 Lumber, Base Fans, ECM-212, Fans - ASD (100+ hp) | See Note 1 | 18801.7796 | 8923.896 | See Note 2
2108 | Industrial, Existing, SIC26 Paper, Base Fans, ECM-212, Fans - ASD (100+ hp) | See Note 1 | 294302.1308 | 139676.7957 | See Note 2
2109 | Industrial, Existing, SIC27 Printing, Base Fans, ECM-212, Fans - ASD (100+ hp) | See Note 1 | 50381.4531 | 23911.735 | See Note 2
2110 | Industrial, Existing, SIC28 Chemicals, Base Fans, ECM-212, Fans - ASD (100+ hp) | See Note 1 | 103989.7282 | 49352.6784 | See Note 2
2111 | Industrial, Existing, SIC29 Petroleum, Base Fans, ECM-212, Fans - ASD (100+ hp) | See Note 1 | 2171.7124 | 1030.6573 | See Note 2
2112 | Industrial, Existing, SIC30 Rubber/Plastics, Base Fans, ECM-212, Fans - ASD (100+ hp) | See Note 1 | 20816.7037 | 9879.7902 | See Note 2
2113 | Industrial, Existing, SIC32 Stone/Clay/Glass, Base Fans, ECM-212, Fans - ASD (100+ hp) | See Note 1 | 637655.4053 | 302633.9436 | See Note 2
2114 | Industrial, Existing, SIC33 Primary Metals, Base Fans, ECM-212, Fans - ASD (100+ hp) | See Note 1 | 31181.4921 | 14799.5027 | See Note 2
2115 | Industrial, Existing, SIC34 Fab Metals, Base Fans, ECM-212, Fans - ASD (100+ hp) | See Note 1 | 103361.0353 | 49056.8962 | See Note 2
2116 | Industrial, Existing, SIC35 Ind Machinery, Base Fans, ECM-212, Fans - ASD (100+ hp) | See Note 1 | 6760.1841 | 3208.7623 | See Note 2
2117 | Industrial, Existing, SIC36 Electronics, Base Fans, ECM-212, Fans - ASD (100+ hp) | See Note 1 | 12916.1233 | 6130.1118 | See Note 2
2118 | Industrial, Existing, SIC37 Transp Eqp, Base Fans, ECM-212, Fans - ASD (100+ hp) | See Note 1 | 34856.1956 | 16543.3934 | See Note 2
2119 | Industrial, Existing, SIC38 Instruments, Base Fans, ECM-212, Fans - ASD (100+ hp) | See Note 1 | 70824.7046 | 33613.9087 | See Note 2
2120 | Industrial, Existing, SIC39/21/31 Misc, Base Fans, ECM-212, Fans - ASD (100+ hp) | See Note 1 | 39229.965 | 18618.6744 | See Note 2
2121 | Industrial, Existing, SIC20 Food, Base Fans, ECM-213, Fans - Motor practices-1 (100+ HP) | See Note 1 | 139983.325 | 110741.0143 | See Note 2
2122 | Industrial, Existing, SIC22-23Textiles, Base Fans, ECM-213, Fans - Motor practices-1 (100+ HP) | See Note 1 | 1066.1851 | 843.4577 | See Note 2
2123 | Industrial, Existing, SIC24-25 Lumber, Base Fans, ECM-213, Fans - Motor practices-1 (100+ HP) | See Note 1 | 4573.9701 | 3618.4676 | See Note 2
2124 | Industrial, Existing, SIC26 Paper, Base Fans, ECM-213, Fans - Motor practices-1 (100+ HP) | See Note 1 | 71591.5315 | 56636.2446 | See Note 2
2125 | Industrial, Existing, SIC27 Printing, Base Fans, ECM-213, Fans - Motor practices-1 (100+ HP) | See Note 1 | 12256.0077 | 9695.747 | See Note 2
2126 | Industrial, Existing, SIC28 Chemicals, Base Fans, ECM-213, Fans - Motor practices-1 (100+ HP) | See Note 1 | 25295.7468 | 20011.5585 | See Note 2
2127 | Industrial, Existing, SIC29 Petroleum, Base Fans, ECM-213, Fans - Motor practices-1 (100+ HP) | See Note 1 | 528.2635 | 417.9117 | See Note 2
2128 | Industrial, Existing, SIC30 Rubber/Plastics, Base Fans, ECM-213, Fans - Motor practices-1 (100+ HP) | See Note 1 | 5063.9031 | 4006.0642 | See Note 2
2129 | Industrial, Existing, SIC32 Stone/Clay/Glass, Base Fans, ECM-213, Fans - Motor practices-1 (100+ HP) | See Note 1 | 155115.4565 | 122712.2226 | See Note 2
2130 | Industrial, Existing, SIC33 Primary Metals, Base Fans, ECM-213, Fans - Motor practices-1 (100+ HP) | See Note 1 | 7585.5249 | 6000.9127 | See Note 2
2131 | Industrial, Existing, SIC34 Fab Metals, Base Fans, ECM-213, Fans - Motor practices-1 (100+ HP) | See Note 1 | 25144.2203 | 19891.6245 | See Note 2
2132 | Industrial, Existing, SIC35 Ind Machinery, Base Fans, ECM-213, Fans - Motor practices-1 (100+ HP) | See Note 1 | 1644.6661 | 1301.0912 | See Note 2
2133 | Industrial, Existing, SIC36 Electronics, Base Fans, ECM-213, Fans - Motor practices-1 (100+ HP) | See Note 1 | 3141.9993 | 2485.642 | See Note 2
2134 | Industrial, Existing, SIC37 Transp Eqp, Base Fans, ECM-213, Fans - Motor practices-1 (100+ HP) | See Note 1 | 8479.3542 | 6708.0267 | See Note 2
2135 | Industrial, Existing, SIC38 Instruments, Base Fans, ECM-213, Fans - Motor practices-1 (100+ HP) | See Note 1 | 17228.8626 | 13629.7911 | See Note 2
2136 | Industrial, Existing, SIC39/21/31 Misc, Base Fans, ECM-213, Fans - Motor practices-1 (100+ HP) | See Note 1 | 9543.0266 | 7549.5131 | See Note 2
2137 | Industrial, Existing, SIC20 Food, Base Pumps, ECM-301, Pumps - O&M | See Note 1 | 1256984.0823 | 193806.8908 | See Note 2
2138 | Industrial, Existing, SIC22-23Textiles, Base Pumps, ECM-301, Pumps - O&M | See Note 1 | 7280.3958 | 1122.5194 | See Note 2
2139 | Industrial, Existing, SIC24-25 Lumber, Base Pumps, ECM-301, Pumps - O&M | See Note 1 | 30606.8798 | 4719.0893 | See Note 2
2140 | Industrial, Existing, SIC26 Paper, Base Pumps, ECM-301, Pumps - O&M | See Note 1 | 607966.1868 | 93738.7339 | See Note 2
2141 | Industrial, Existing, SIC27 Printing, Base Pumps, ECM-301, Pumps - O&M | See Note 1 | 82011.6059 | 12644.882 | See Note 2
2142 | Industrial, Existing, SIC28 Chemicals, Base Pumps, ECM-301, Pumps - O&M | See Note 1 | 523774.9371 | 80757.8214 | See Note 2
2143 | Industrial, Existing, SIC29 Petroleum, Base Pumps, ECM-301, Pumps - O&M | See Note 1 | 17971.2262 | 2770.8805 | See Note 2
2144 | Industrial, Existing, SIC30 Rubber/Plastics, Base Pumps, ECM-301, Pumps - O&M | See Note 1 | 33885.3402 | 5224.5804 | See Note 2
2145 | Industrial, Existing, SIC32 Stone/Clay/Glass, Base Pumps, ECM-301, Pumps - O&M | See Note 1 | 1004862.5836 | 154933.8493 | See Note 2
2146 | Industrial, Existing, SIC33 Primary Metals, Base Pumps, ECM-301, Pumps - O&M | See Note 1 | 49140.1581 | 7576.6251 | See Note 2
2147 | Industrial, Existing, SIC34 Fab Metals, Base Pumps, ECM-301, Pumps - O&M | See Note 1 | 168253.5988 | 25942.0181 | See Note 2
2148 | Industrial, Existing, SIC35 Ind Machinery, Base Pumps, ECM-301, Pumps - O&M | See Note 1 | 11005.3183 | 1696.8413 | See Note 2
2149 | Industrial, Existing, SIC36 Electronics, Base Pumps, ECM-301, Pumps - O&M | See Note 1 | 21024.8321 | 3241.6945 | See Note 2
2150 | Industrial, Existing, SIC37 Transp Eqp, Base Pumps, ECM-301, Pumps - O&M | See Note 1 | 56739.9455 | 8748.3931 | See Note 2
2151 | Industrial, Existing, SIC38 Instruments, Base Pumps, ECM-301, Pumps - O&M | See Note 1 | 115287.74 | 17775.536 | See Note 2
2152 | Industrial, Existing, SIC39/21/31 Misc, Base Pumps, ECM-301, Pumps - O&M | See Note 1 | 63857.6274 | 9845.8326 | See Note 2
2153 | Industrial, Existing, SIC20 Food, Base Pumps, ECM-302, Pumps - Controls | See Note 1 | 3688975.0235 | 916993.7125 | See Note 2
2154 | Industrial, Existing, SIC22-23Textiles, Base Pumps, ECM-302, Pumps - Controls | See Note 1 | 21366.379 | 5311.1798 | See Note 2
2155 | Industrial, Existing, SIC24-25 Lumber, Base Pumps, ECM-302, Pumps - Controls | See Note 1 | 89824.5383 | 22328.2834 | See Note 2
2156 | Industrial, Existing, SIC26 Paper, Base Pumps, ECM-302, Pumps - Controls | See Note 1 | 1784248.5932 | 443523.0827 | See Note 2
2157 | Industrial, Existing, SIC27 Printing, Base Pumps, ECM-302, Pumps - Controls | See Note 1 | 240686.2341 | 59829.0247 | See Note 2
2158 | Industrial, Existing, SIC28 Chemicals, Base Pumps, ECM-302, Pumps - Controls | See Note 1 | 1537165.5803 | 382104.1355 | See Note 2
2159 | Industrial, Existing, SIC29 Petroleum, Base Pumps, ECM-302, Pumps - Controls | See Note 1 | 52741.6419 | 13110.3697 | See Note 2
2160 | Industrial, Existing, SIC30 Rubber/Plastics, Base Pumps, ECM-302, Pumps - Controls | See Note 1 | 99446.1069 | 24720.0052 | See Note 2
2161 | Industrial, Existing, SIC32 Stone/Clay/Glass, Base Pumps, ECM-302, Pumps - Controls | See Note 1 | 2949053.2422 | 733066.637 | See Note 2
2162 | Industrial, Existing, SIC33 Primary Metals, Base Pumps, ECM-302, Pumps - Controls | See Note 1 | 144215.6812 | 35848.6611 | See Note 2
2163 | Industrial, Existing, SIC34 Fab Metals, Base Pumps, ECM-302, Pumps - Controls | See Note 1 | 493787.7351 | 122744.1778 | See Note 2
2164 | Industrial, Existing, SIC35 Ind Machinery, Base Pumps, ECM-302, Pumps - Controls | See Note 1 | 32298.2167 | 8028.5734 | See Note 2
2165 | Industrial, Existing, SIC36 Electronics, Base Pumps, ECM-302, Pumps - Controls | See Note 1 | 61703.3116 | 15338.0174 | See Note 2
2166 | Industrial, Existing, SIC37 Transp Eqp, Base Pumps, ECM-302, Pumps - Controls | See Note 1 | 166519.4046 | 41392.8598 | See Note 2
2167 | Industrial, Existing, SIC38 Instruments, Base Pumps, ECM-302, Pumps - Controls | See Note 1 | 338344.4551 | 84104.6194 | See Note 2
2168 | Industrial, Existing, SIC39/21/31 Misc, Base Pumps, ECM-302, Pumps - Controls | See Note 1 | 187408.254 | 46585.3746 | See Note 2
2169 | Industrial, Existing, SIC20 Food, Base Pumps, ECM-303, Pumps - System Optimization | See Note 1 | 2907777.0643 | 1924610.1357 | See Note 2
2170 | Industrial, Existing, SIC22-23Textiles, Base Pumps, ECM-303, Pumps - System Optimization | See Note 1 | 16841.7523 | 11147.2416 | See Note 2
2171 | Industrial, Existing, SIC24-25 Lumber, Base Pumps, ECM-303, Pumps - System Optimization | See Note 1 | 70802.8805 | 46863.179 | See Note 2
2172 | Industrial, Existing, SIC26 Paper, Base Pumps, ECM-303, Pumps - System Optimization | See Note 1 | 1406404.8719 | 930877.7245 | See Note 2
2173 | Industrial, Existing, SIC27 Printing, Base Pumps, ECM-303, Pumps - System Optimization | See Note 1 | 189717.1593 | 125570.7055 | See Note 2
2174 | Industrial, Existing, SIC28 Chemicals, Base Pumps, ECM-303, Pumps - System Optimization | See Note 1 | 1211644.5983 | 801970.0486 | See Note 2
2175 | Industrial, Existing, SIC29 Petroleum, Base Pumps, ECM-303, Pumps - System Optimization | See Note 1 | 41572.6717 | 27516.3832 | See Note 2
2176 | Industrial, Existing, SIC30 Rubber/Plastics, Base Pumps, ECM-303, Pumps - System Optimization | See Note 1 | 78386.8067 | 51882.9866 | See Note 2
2177 | Industrial, Existing, SIC32 Stone/Clay/Glass, Base Pumps, ECM-303, Pumps - System Optimization | See Note 1 | 2324543.2936 | 1538579.2297 | See Note 2
2178 | Industrial, Existing, SIC33 Primary Metals, Base Pumps, ECM-303, Pumps - System Optimization | See Note 1 | 113675.8518 | 75240.0977 | See Note 2
2179 | Industrial, Existing, SIC34 Fab Metals, Base Pumps, ECM-303, Pumps - System Optimization | See Note 1 | 389220.5527 | 257618.6569 | See Note 2
2180 | Industrial, Existing, SIC35 Ind Machinery, Base Pumps, ECM-303, Pumps - System Optimization | See Note 1 | 25458.6496 | 16850.5776 | See Note 2
2181 | Industrial, Existing, SIC36 Electronics, Base Pumps, ECM-303, Pumps - System Optimization | See Note 1 | 48636.6524 | 32191.828 | See Note 2
2182 | Industrial, Existing, SIC37 Transp Eqp, Base Pumps, ECM-303, Pumps - System Optimization | See Note 1 | 131256.3642 | 86876.4053 | See Note 2
2183 | Industrial, Existing, SIC38 Instruments, Base Pumps, ECM-303, Pumps - System Optimization | See Note 1 | 266694.5801 | 176520.9518 | See Note 2
2184 | Industrial, Existing, SIC39/21/31 Misc, Base Pumps, ECM-303, Pumps - System Optimization | See Note 1 | 147721.5021 | 97774.5899 | See Note 2
2185 | Industrial, Existing, SIC20 Food, Base Pumps, ECM-304, Pumps - Sizing | See Note 1 | 1171103.1824 | 389408.2867 | See Note 2
2186 | Industrial, Existing, SIC22-23Textiles, Base Pumps, ECM-304, Pumps - Sizing | See Note 1 | 6782.9774 | 2255.4325 | See Note 2
2187 | Industrial, Existing, SIC24-25 Lumber, Base Pumps, ECM-304, Pumps - Sizing | See Note 1 | 28515.7266 | 9481.8737 | See Note 2
2188 | Industrial, Existing, SIC26 Paper, Base Pumps, ECM-304, Pumps - Sizing | See Note 1 | 566428.1239 | 188345.4176 | See Note 2
2189 | Industrial, Existing, SIC27 Printing, Base Pumps, ECM-304, Pumps - Sizing | See Note 1 | 76408.3287 | 25406.846 | See Note 2
2190 | Industrial, Existing, SIC28 Chemicals, Base Pumps, ECM-304, Pumps - Sizing | See Note 1 | 487989.0709 | 162263.3991 | See Note 2
2191 | Industrial, Existing, SIC29 Petroleum, Base Pumps, ECM-304, Pumps - Sizing | See Note 1 | 16743.3785 | 5567.4172 | See Note 2
2192 | Industrial, Existing, SIC30 Rubber/Plastics, Base Pumps, ECM-304, Pumps - Sizing | See Note 1 | 31570.1928 | 10497.5364 | See Note 2
2193 | Industrial, Existing, SIC32 Stone/Clay/Glass, Base Pumps, ECM-304, Pumps - Sizing | See Note 1 | 936207.3739 | 311302.2688 | See Note 2
2194 | Industrial, Existing, SIC33 Primary Metals, Base Pumps, ECM-304, Pumps - Sizing | See Note 1 | 45782.7561 | 15223.4039 | See Note 2
2195 | Industrial, Existing, SIC34 Fab Metals, Base Pumps, ECM-304, Pumps - Sizing | See Note 1 | 156758.0113 | 52124.2396 | See Note 2
2196 | Industrial, Existing, SIC35 Ind Machinery, Base Pumps, ECM-304, Pumps - Sizing | See Note 1 | 10253.4022 | 3409.3942 | See Note 2
2197 | Industrial, Existing, SIC36 Electronics, Base Pumps, ECM-304, Pumps - Sizing | See Note 1 | 19588.3529 | 6513.4046 | See Note 2
2198 | Industrial, Existing, SIC37 Transp Eqp, Base Pumps, ECM-304, Pumps - Sizing | See Note 1 | 52863.3034 | 17577.7897 | See Note 2
2199 | Industrial, Existing, SIC38 Instruments, Base Pumps, ECM-304, Pumps - Sizing | See Note 1 | 107410.9377 | 35715.6601 | See Note 2
2200 | Industrial, Existing, SIC39/21/31 Misc, Base Pumps, ECM-304, Pumps - Sizing | See Note 1 | 59494.6841 | 19782.8302 | See Note 2
2201 | Industrial, Existing, SIC20 Food, Base Pumps, ECM-305, Pumps - Replace 1-5 HP motor | See Note 1 | 0 | 0 | See Note 2
2202 | Industrial, Existing, SIC22-23Textiles, Base Pumps, ECM-305, Pumps - Replace 1-5 HP motor | See Note 1 | 0 | 0 | See Note 2
2203 | Industrial, Existing, SIC24-25 Lumber, Base Pumps, ECM-305, Pumps - Replace 1-5 HP motor | See Note 1 | 0 | 0 | See Note 2
2204 | Industrial, Existing, SIC26 Paper, Base Pumps, ECM-305, Pumps - Replace 1-5 HP motor | See Note 1 | 0 | 0 | See Note 2
2205 | Industrial, Existing, SIC27 Printing, Base Pumps, ECM-305, Pumps - Replace 1-5 HP motor | See Note 1 | 0 | 0 | See Note 2
2206 | Industrial, Existing, SIC28 Chemicals, Base Pumps, ECM-305, Pumps - Replace 1-5 HP motor | See Note 1 | 0 | 0 | See Note 2
2207 | Industrial, Existing, SIC29 Petroleum, Base Pumps, ECM-305, Pumps - Replace 1-5 HP motor | See Note 1 | 0 | 0 | See Note 2
2208 | Industrial, Existing, SIC30 Rubber/Plastics, Base Pumps, ECM-305, Pumps - Replace 1-5 HP motor | See Note 1 | 0 | 0 | See Note 2
2209 | Industrial, Existing, SIC32 Stone/Clay/Glass, Base Pumps, ECM-305, Pumps - Replace 1-5 HP motor | See Note 1 | 0 | 0 | See Note 2
2210 | Industrial, Existing, SIC33 Primary Metals, Base Pumps, ECM-305, Pumps - Replace 1-5 HP motor | See Note 1 | 0 | 0 | See Note 2
2211 | Industrial, Existing, SIC34 Fab Metals, Base Pumps, ECM-305, Pumps - Replace 1-5 HP motor | See Note 1 | 0 | 0 | See Note 2
2212 | Industrial, Existing, SIC35 Ind Machinery, Base Pumps, ECM-305, Pumps - Replace 1-5 HP motor | See Note 1 | 0 | 0 | See Note 2
2213 | Industrial, Existing, SIC36 Electronics, Base Pumps, ECM-305, Pumps - Replace 1-5 HP motor | See Note 1 | 0 | 0 | See Note 2
2214 | Industrial, Existing, SIC37 Transp Eqp, Base Pumps, ECM-305, Pumps - Replace 1-5 HP motor | See Note 1 | 0 | 0 | See Note 2
2215 | Industrial, Existing, SIC38 Instruments, Base Pumps, ECM-305, Pumps - Replace 1-5 HP motor | See Note 1 | 0 | 0 | See Note 2
2216 | Industrial, Existing, SIC39/21/31 Misc, Base Pumps, ECM-305, Pumps - Replace 1-5 HP motor | See Note 1 | 0 | 0 | See Note 2
2217 | Industrial, Existing, SIC20 Food, Base Pumps, ECM-306, Pumps - ASD (1-5 hp) | See Note 1 | 0 | 0 | See Note 2
2218 | Industrial, Existing, SIC22-23Textiles, Base Pumps, ECM-306, Pumps - ASD (1-5 hp) | See Note 1 | 0 | 0 | See Note 2
2219 | Industrial, Existing, SIC24-25 Lumber, Base Pumps, ECM-306, Pumps - ASD (1-5 hp) | See Note 1 | 0 | 0 | See Note 2
2220 | Industrial, Existing, SIC26 Paper, Base Pumps, ECM-306, Pumps - ASD (1-5 hp) | See Note 1 | 0 | 0 | See Note 2
2221 | Industrial, Existing, SIC27 Printing, Base Pumps, ECM-306, Pumps - ASD (1-5 hp) | See Note 1 | 0 | 0 | See Note 2
2222 | Industrial, Existing, SIC28 Chemicals, Base Pumps, ECM-306, Pumps - ASD (1-5 hp) | See Note 1 | 0 | 0 | See Note 2
2223 | Industrial, Existing, SIC29 Petroleum, Base Pumps, ECM-306, Pumps - ASD (1-5 hp) | See Note 1 | 0 | 0 | See Note 2
2224 | Industrial, Existing, SIC30 Rubber/Plastics, Base Pumps, ECM-306, Pumps - ASD (1-5 hp) | See Note 1 | 0 | 0 | See Note 2
2225 | Industrial, Existing, SIC32 Stone/Clay/Glass, Base Pumps, ECM-306, Pumps - ASD (1-5 hp) | See Note 1 | 0 | 0 | See Note 2
2226 | Industrial, Existing, SIC33 Primary Metals, Base Pumps, ECM-306, Pumps - ASD (1-5 hp) | See Note 1 | 0 | 0 | See Note 2
2227 | Industrial, Existing, SIC34 Fab Metals, Base Pumps, ECM-306, Pumps - ASD (1-5 hp) | See Note 1 | 0 | 0 | See Note 2
2228 | Industrial, Existing, SIC35 Ind Machinery, Base Pumps, ECM-306, Pumps - ASD (1-5 hp) | See Note 1 | 0 | 0 | See Note 2
2229 | Industrial, Existing, SIC36 Electronics, Base Pumps, ECM-306, Pumps - ASD (1-5 hp) | See Note 1 | 0 | 0 | See Note 2
2230 | Industrial, Existing, SIC37 Transp Eqp, Base Pumps, ECM-306, Pumps - ASD (1-5 hp) | See Note 1 | 0 | 0 | See Note 2
2231 | Industrial, Existing, SIC38 Instruments, Base Pumps, ECM-306, Pumps - ASD (1-5 hp) | See Note 1 | 0 | 0 | See Note 2
2232 | Industrial, Existing, SIC39/21/31 Misc, Base Pumps, ECM-306, Pumps - ASD (1-5 hp) | See Note 1 | 0 | 0 | See Note 2
2233 | Industrial, Existing, SIC20 Food, Base Pumps, ECM-307, Pumps - Motor practices-1 (1-5 HP) | See Note 1 | 0 | 0 | See Note 2
2234 | Industrial, Existing, SIC22-23Textiles, Base Pumps, ECM-307, Pumps - Motor practices-1 (1-5 HP) | See Note 1 | 0 | 0 | See Note 2
2235 | Industrial, Existing, SIC24-25 Lumber, Base Pumps, ECM-307, Pumps - Motor practices-1 (1-5 HP) | See Note 1 | 0 | 0 | See Note 2
2236 | Industrial, Existing, SIC26 Paper, Base Pumps, ECM-307, Pumps - Motor practices-1 (1-5 HP) | See Note 1 | 0 | 0 | See Note 2
2237 | Industrial, Existing, SIC27 Printing, Base Pumps, ECM-307, Pumps - Motor practices-1 (1-5 HP) | See Note 1 | 0 | 0 | See Note 2
2238 | Industrial, Existing, SIC28 Chemicals, Base Pumps, ECM-307, Pumps - Motor practices-1 (1-5 HP) | See Note 1 | 0 | 0 | See Note 2
2239 | Industrial, Existing, SIC29 Petroleum, Base Pumps, ECM-307, Pumps - Motor practices-1 (1-5 HP) | See Note 1 | 0 | 0 | See Note 2
2240 | Industrial, Existing, SIC30 Rubber/Plastics, Base Pumps, ECM-307, Pumps - Motor practices-1 (1-5 HP) | See Note 1 | 0 | 0 | See Note 2
2241 | Industrial, Existing, SIC32 Stone/Clay/Glass, Base Pumps, ECM-307, Pumps - Motor practices-1 (1-5 HP) | See Note 1 | 0 | 0 | See Note 2
2242 | Industrial, Existing, SIC33 Primary Metals, Base Pumps, ECM-307, Pumps - Motor practices-1 (1-5 HP) | See Note 1 | 0 | 0 | See Note 2
2243 | Industrial, Existing, SIC34 Fab Metals, Base Pumps, ECM-307, Pumps - Motor practices-1 (1-5 HP) | See Note 1 | 0 | 0 | See Note 2
2244 | Industrial, Existing, SIC35 Ind Machinery, Base Pumps, ECM-307, Pumps - Motor practices-1 (1-5 HP) | See Note 1 | 0 | 0 | See Note 2
2245 | Industrial, Existing, SIC36 Electronics, Base Pumps, ECM-307, Pumps - Motor practices-1 (1-5 HP) | See Note 1 | 0 | 0 | See Note 2
2246 | Industrial, Existing, SIC37 Transp Eqp, Base Pumps, ECM-307, Pumps - Motor practices-1 (1-5 HP) | See Note 1 | 0 | 0 | See Note 2
2247 | Industrial, Existing, SIC38 Instruments, Base Pumps, ECM-307, Pumps - Motor practices-1 (1-5 HP) | See Note 1 | 0 | 0 | See Note 2
2248 | Industrial, Existing, SIC39/21/31 Misc, Base Pumps, ECM-307, Pumps - Motor practices-1 (1-5 HP) | See Note 1 | 0 | 0 | See Note 2
2249 | Industrial, Existing, SIC20 Food, Base Pumps, ECM-308, Pumps - Replace 6-100 HP motor | See Note 1 | 0 | 0 | See Note 2
2250 | Industrial, Existing, SIC22-23Textiles, Base Pumps, ECM-308, Pumps - Replace 6-100 HP motor | See Note 1 | 0 | 0 | See Note 2
2251 | Industrial, Existing, SIC24-25 Lumber, Base Pumps, ECM-308, Pumps - Replace 6-100 HP motor | See Note 1 | 0 | 0 | See Note 2
2252 | Industrial, Existing, SIC26 Paper, Base Pumps, ECM-308, Pumps - Replace 6-100 HP motor | See Note 1 | 0 | 0 | See Note 2
2253 | Industrial, Existing, SIC27 Printing, Base Pumps, ECM-308, Pumps - Replace 6-100 HP motor | See Note 1 | 0 | 0 | See Note 2
2254 | Industrial, Existing, SIC28 Chemicals, Base Pumps, ECM-308, Pumps - Replace 6-100 HP motor | See Note 1 | 0 | 0 | See Note 2
2255 | Industrial, Existing, SIC29 Petroleum, Base Pumps, ECM-308, Pumps - Replace 6-100 HP motor | See Note 1 | 0 | 0 | See Note 2
2256 | Industrial, Existing, SIC30 Rubber/Plastics, Base Pumps, ECM-308, Pumps - Replace 6-100 HP motor | See Note 1 | 0 | 0 | See Note 2
2257 | Industrial, Existing, SIC32 Stone/Clay/Glass, Base Pumps, ECM-308, Pumps - Replace 6-100 HP motor | See Note 1 | 0 | 0 | See Note 2
2258 | Industrial, Existing, SIC33 Primary Metals, Base Pumps, ECM-308, Pumps - Replace 6-100 HP motor | See Note 1 | 0 | 0 | See Note 2
2259 | Industrial, Existing, SIC34 Fab Metals, Base Pumps, ECM-308, Pumps - Replace 6-100 HP motor | See Note 1 | 0 | 0 | See Note 2
2260 | Industrial, Existing, SIC35 Ind Machinery, Base Pumps, ECM-308, Pumps - Replace 6-100 HP motor | See Note 1 | 0 | 0 | See Note 2
2261 | Industrial, Existing, SIC36 Electronics, Base Pumps, ECM-308, Pumps - Replace 6-100 HP motor | See Note 1 | 0 | 0 | See Note 2
2262 | Industrial, Existing, SIC37 Transp Eqp, Base Pumps, ECM-308, Pumps - Replace 6-100 HP motor | See Note 1 | 0 | 0 | See Note 2
2263 | Industrial, Existing, SIC38 Instruments, Base Pumps, ECM-308, Pumps - Replace 6-100 HP motor | See Note 1 | 0 | 0 | See Note 2
2264 | Industrial, Existing, SIC39/21/31 Misc, Base Pumps, ECM-308, Pumps - Replace 6-100 HP motor | See Note 1 | 0 | 0 | See Note 2
2265 | Industrial, Existing, SIC20 Food, Base Pumps, ECM-309, Pumps - ASD (6-100 hp) | See Note 1 | 626403.1583 | 80833.4334 | See Note 2
2266 | Industrial, Existing, SIC22-23Textiles, Base Pumps, ECM-309, Pumps - ASD (6-100 hp) | See Note 1 | 3627.8774 | 468.183 | See Note 2
2267 | Industrial, Existing, SIC24-25 Lumber, Base Pumps, ECM-309, Pumps - ASD (6-100 hp) | See Note 1 | 15252.0528 | 1968.2488 | See Note 2
2268 | Industrial, Existing, SIC26 Paper, Base Pumps, ECM-309, Pumps - ASD (6-100 hp) | See Note 1 | 302980.3267 | 39096.7714 | See Note 2
2269 | Industrial, Existing, SIC27 Printing, Base Pumps, ECM-309, Pumps - ASD (6-100 hp) | See Note 1 | 40869.5983 | 5273.9571 | See Note 2
2270 | Industrial, Existing, SIC28 Chemicals, Base Pumps, ECM-309, Pumps - ASD (6-100 hp) | See Note 1 | 261030.1957 | 33682.6619 | See Note 2
2271 | Industrial, Existing, SIC29 Petroleum, Base Pumps, ECM-309, Pumps - ASD (6-100 hp) | See Note 1 | 8956.3781 | 1155.6853 | See Note 2
2272 | Industrial, Existing, SIC30 Rubber/Plastics, Base Pumps, ECM-309, Pumps - ASD (6-100 hp) | See Note 1 | 16886.5816 | 2179.0803 | See Note 2
2273 | Industrial, Existing, SIC32 Stone/Clay/Glass, Base Pumps, ECM-309, Pumps - ASD (6-100 hp) | See Note 1 | 500773.0009 | 64620.174 | See Note 2
2274 | Industrial, Existing, SIC33 Primary Metals, Base Pumps, ECM-309, Pumps - ASD (6-100 hp) | See Note 1 | 24487.8885 | 3160.0766 | See Note 2
2275 | Industrial, Existing, SIC34 Fab Metals, Base Pumps, ECM-309, Pumps - ASD (6-100 hp) | See Note 1 | 83846.7953 | 10819.9579 | See Note 2
2276 | Industrial, Existing, SIC35 Ind Machinery, Base Pumps, ECM-309, Pumps - ASD (6-100 hp) | See Note 1 | 5483.8724 | 707.7226 | See Note 2
2277 | Industrial, Existing, SIC36 Electronics, Base Pumps, ECM-309, Pumps - ASD (6-100 hp) | See Note 1 | 10477.6034 | 1352.0536 | See Note 2
2278 | Industrial, Existing, SIC37 Transp Eqp, Base Pumps, ECM-309, Pumps - ASD (6-100 hp) | See Note 1 | 28275.4529 | 3648.8003 | See Note 2
2279 | Industrial, Existing, SIC38 Instruments, Base Pumps, ECM-309, Pumps - ASD (6-100 hp) | See Note 1 | 57453.2485 | 7413.8623 | See Note 2
2280 | Industrial, Existing, SIC39/21/31 Misc, Base Pumps, ECM-309, Pumps - ASD (6-100 hp) | See Note 1 | 31823.4906 | 4106.523 | See Note 2
2281 | Industrial, Existing, SIC20 Food, Base Pumps, ECM-310, Pumps - Motor practices-1 (6-100 HP) | See Note 1 | 0 | 0 | See Note 2
2282 | Industrial, Existing, SIC22-23Textiles, Base Pumps, ECM-310, Pumps - Motor practices-1 (6-100 HP) | See Note 1 | 0 | 0 | See Note 2
2283 | Industrial, Existing, SIC24-25 Lumber, Base Pumps, ECM-310, Pumps - Motor practices-1 (6-100 HP) | See Note 1 | 0 | 0 | See Note 2
2284 | Industrial, Existing, SIC26 Paper, Base Pumps, ECM-310, Pumps - Motor practices-1 (6-100 HP) | See Note 1 | 0 | 0 | See Note 2
2285 | Industrial, Existing, SIC27 Printing, Base Pumps, ECM-310, Pumps - Motor practices-1 (6-100 HP) | See Note 1 | 0 | 0 | See Note 2
2286 | Industrial, Existing, SIC28 Chemicals, Base Pumps, ECM-310, Pumps - Motor practices-1 (6-100 HP) | See Note 1 | 0 | 0 | See Note 2
2287 | Industrial, Existing, SIC29 Petroleum, Base Pumps, ECM-310, Pumps - Motor practices-1 (6-100 HP) | See Note 1 | 0 | 0 | See Note 2
2288 | Industrial, Existing, SIC30 Rubber/Plastics, Base Pumps, ECM-310, Pumps - Motor practices-1 (6-100 HP) | See Note 1 | 0 | 0 | See Note 2
2289 | Industrial, Existing, SIC32 Stone/Clay/Glass, Base Pumps, ECM-310, Pumps - Motor practices-1 (6-100 HP) | See Note 1 | 0 | 0 | See Note 2
2290 | Industrial, Existing, SIC33 Primary Metals, Base Pumps, ECM-310, Pumps - Motor practices-1 (6-100 HP) | See Note 1 | 0 | 0 | See Note 2
2291 | Industrial, Existing, SIC34 Fab Metals, Base Pumps, ECM-310, Pumps - Motor practices-1 (6-100 HP) | See Note 1 | 0 | 0 | See Note 2
2292 | Industrial, Existing, SIC35 Ind Machinery, Base Pumps, ECM-310, Pumps - Motor practices-1 (6-100 HP) | See Note 1 | 0 | 0 | See Note 2
2293 | Industrial, Existing, SIC36 Electronics, Base Pumps, ECM-310, Pumps - Motor practices-1 (6-100 HP) | See Note 1 | 0 | 0 | See Note 2
2294 | Industrial, Existing, SIC37 Transp Eqp, Base Pumps, ECM-310, Pumps - Motor practices-1 (6-100 HP) | See Note 1 | 0 | 0 | See Note 2
2295 | Industrial, Existing, SIC38 Instruments, Base Pumps, ECM-310, Pumps - Motor practices-1 (6-100 HP) | See Note 1 | 0 | 0 | See Note 2
2296 | Industrial, Existing, SIC39/21/31 Misc, Base Pumps, ECM-310, Pumps - Motor practices-1 (6-100 HP) | See Note 1 | 0 | 0 | See Note 2
2297 | Industrial, Existing, SIC20 Food, Base Pumps, ECM-311, Pumps - Replace 100+ HP motor | See Note 1 | 0 | 0 | See Note 2
2298 | Industrial, Existing, SIC22-23Textiles, Base Pumps, ECM-311, Pumps - Replace 100+ HP motor | See Note 1 | 0 | 0 | See Note 2
2299 | Industrial, Existing, SIC24-25 Lumber, Base Pumps, ECM-311, Pumps - Replace 100+ HP motor | See Note 1 | 0 | 0 | See Note 2
2300 | Industrial, Existing, SIC26 Paper, Base Pumps, ECM-311, Pumps - Replace 100+ HP motor | See Note 1 | 0 | 0 | See Note 2
2301 | Industrial, Existing, SIC27 Printing, Base Pumps, ECM-311, Pumps - Replace 100+ HP motor | See Note 1 | 0 | 0 | See Note 2
2302 | Industrial, Existing, SIC28 Chemicals, Base Pumps, ECM-311, Pumps - Replace 100+ HP motor | See Note 1 | 0 | 0 | See Note 2
2303 | Industrial, Existing, SIC29 Petroleum, Base Pumps, ECM-311, Pumps - Replace 100+ HP motor | See Note 1 | 0 | 0 | See Note 2
2304 | Industrial, Existing, SIC30 Rubber/Plastics, Base Pumps, ECM-311, Pumps - Replace 100+ HP motor | See Note 1 | 0 | 0 | See Note 2
2305 | Industrial, Existing, SIC32 Stone/Clay/Glass, Base Pumps, ECM-311, Pumps - Replace 100+ HP motor | See Note 1 | 0 | 0 | See Note 2
2306 | Industrial, Existing, SIC33 Primary Metals, Base Pumps, ECM-311, Pumps - Replace 100+ HP motor | See Note 1 | 0 | 0 | See Note 2
2307 | Industrial, Existing, SIC34 Fab Metals, Base Pumps, ECM-311, Pumps - Replace 100+ HP motor | See Note 1 | 0 | 0 | See Note 2
2308 | Industrial, Existing, SIC35 Ind Machinery, Base Pumps, ECM-311, Pumps - Replace 100+ HP motor | See Note 1 | 0 | 0 | See Note 2
2309 | Industrial, Existing, SIC36 Electronics, Base Pumps, ECM-311, Pumps - Replace 100+ HP motor | See Note 1 | 0 | 0 | See Note 2
2310 | Industrial, Existing, SIC37 Transp Eqp, Base Pumps, ECM-311, Pumps - Replace 100+ HP motor | See Note 1 | 0 | 0 | See Note 2
2311 | Industrial, Existing, SIC38 Instruments, Base Pumps, ECM-311, Pumps - Replace 100+ HP motor | See Note 1 | 0 | 0 | See Note 2
2312 | Industrial, Existing, SIC39/21/31 Misc, Base Pumps, ECM-311, Pumps - Replace 100+ HP motor | See Note 1 | 0 | 0 | See Note 2
2313 | Industrial, Existing, SIC20 Food, Base Pumps, ECM-312, Pumps - ASD (100+ hp) | See Note 1 | 835391.3003 | 490576.7988 | See Note 2
2314 | Industrial, Existing, SIC22-23Textiles, Base Pumps, ECM-312, Pumps - ASD (100+ hp) | See Note 1 | 4838.2602 | 2841.3953 | See Note 2
2315 | Industrial, Existing, SIC24-25 Lumber, Base Pumps, ECM-312, Pumps - ASD (100+ hp) | See Note 1 | 20340.6418 | 11945.2703 | See Note 2
2316 | Industrial, Existing, SIC26 Paper, Base Pumps, ECM-312, Pumps - ASD (100+ hp) | See Note 1 | 404064.0294 | 237277.6729 | See Note 2
2317 | Industrial, Existing, SIC27 Printing, Base Pumps, ECM-312, Pumps - ASD (100+ hp) | See Note 1 | 54505.0022 | 32007.5602 | See Note 2
2318 | Industrial, Existing, SIC28 Chemicals, Base Pumps, ECM-312, Pumps - ASD (100+ hp) | See Note 1 | 348117.8209 | 204419.5299 | See Note 2
2319 | Industrial, Existing, SIC29 Petroleum, Base Pumps, ECM-312, Pumps - ASD (100+ hp) | See Note 1 | 11944.4935 | 7013.8356 | See Note 2
2320 | Industrial, Existing, SIC30 Rubber/Plastics, Base Pumps, ECM-312, Pumps - ASD (100+ hp) | See Note 1 | 22520.4791 | 13224.8028 | See Note 2
2321 | Industrial, Existing, SIC32 Stone/Clay/Glass, Base Pumps, ECM-312, Pumps - ASD (100+ hp) | See Note 1 | 667846.5435 | 392178.7895 | See Note 2
2322 | Industrial, Existing, SIC33 Primary Metals, Base Pumps, ECM-312, Pumps - ASD (100+ hp) | See Note 1 | 32657.848 | 19178.4536 | See Note 2
2323 | Industrial, Existing, SIC34 Fab Metals, Base Pumps, ECM-312, Pumps - ASD (100+ hp) | See Note 1 | 111820.7821 | 65666.149 | See Note 2
2324 | Industrial, Existing, SIC35 Ind Machinery, Base Pumps, ECM-312, Pumps - ASD (100+ hp) | See Note 1 | 7313.483 | 4295.1569 | See Note 2
2325 | Industrial, Existing, SIC36 Electronics, Base Pumps, ECM-312, Pumps - ASD (100+ hp) | See Note 1 | 13973.2634 | 8205.5912 | See Note 2
2326 | Industrial, Existing, SIC37 Transp Eqp, Base Pumps, ECM-312, Pumps - ASD (100+ hp) | See Note 1 | 37709.0562 | 22144.5102 | See Note 2
2327 | Industrial, Existing, SIC38 Instruments, Base Pumps, ECM-312, Pumps - ASD (100+ hp) | See Note 1 | 76621.4612 | 44994.6105 | See Note 2
2328 | Industrial, Existing, SIC39/21/31 Misc, Base Pumps, ECM-312, Pumps - ASD (100+ hp) | See Note 1 | 42440.8016 | 24922.4216 | See Note 2
2329 | Industrial, Existing, SIC20 Food, Base Pumps, ECM-313, Pumps - Motor practices-1 (100+ HP) | See Note 1 | 0 | 0 | See Note 2
2330 | Industrial, Existing, SIC22-23Textiles, Base Pumps, ECM-313, Pumps - Motor practices-1 (100+ HP) | See Note 1 | 0 | 0 | See Note 2
2331 | Industrial, Existing, SIC24-25 Lumber, Base Pumps, ECM-313, Pumps - Motor practices-1 (100+ HP) | See Note 1 | 0 | 0 | See Note 2
2332 | Industrial, Existing, SIC26 Paper, Base Pumps, ECM-313, Pumps - Motor practices-1 (100+ HP) | See Note 1 | 0 | 0 | See Note 2
2333 | Industrial, Existing, SIC27 Printing, Base Pumps, ECM-313, Pumps - Motor practices-1 (100+ HP) | See Note 1 | 0 | 0 | See Note 2
2334 | Industrial, Existing, SIC28 Chemicals, Base Pumps, ECM-313, Pumps - Motor practices-1 (100+ HP) | See Note 1 | 0 | 0 | See Note 2
2335 | Industrial, Existing, SIC29 Petroleum, Base Pumps, ECM-313, Pumps - Motor practices-1 (100+ HP) | See Note 1 | 0 | 0 | See Note 2
2336 | Industrial, Existing, SIC30 Rubber/Plastics, Base Pumps, ECM-313, Pumps - Motor practices-1 (100+ HP) | See Note 1 | 0 | 0 | See Note 2
2337 | Industrial, Existing, SIC32 Stone/Clay/Glass, Base Pumps, ECM-313, Pumps - Motor practices-1 (100+ HP) | See Note 1 | 0 | 0 | See Note 2
2338 | Industrial, Existing, SIC33 Primary Metals, Base Pumps, ECM-313, Pumps - Motor practices-1 (100+ HP) | See Note 1 | 0 | 0 | See Note 2
2339 | Industrial, Existing, SIC34 Fab Metals, Base Pumps, ECM-313, Pumps - Motor practices-1 (100+ HP) | See Note 1 | 0 | 0 | See Note 2
2340 | Industrial, Existing, SIC35 Ind Machinery, Base Pumps, ECM-313, Pumps - Motor practices-1 (100+ HP) | See Note 1 | 0 | 0 | See Note 2
2341 | Industrial, Existing, SIC36 Electronics, Base Pumps, ECM-313, Pumps - Motor practices-1 (100+ HP) | See Note 1 | 0 | 0 | See Note 2
2342 | Industrial, Existing, SIC37 Transp Eqp, Base Pumps, ECM-313, Pumps - Motor practices-1 (100+ HP) | See Note 1 | 0 | 0 | See Note 2
2343 | Industrial, Existing, SIC38 Instruments, Base Pumps, ECM-313, Pumps - Motor practices-1 (100+ HP) | See Note 1 | 0 | 0 | See Note 2
2344 | Industrial, Existing, SIC39/21/31 Misc, Base Pumps, ECM-313, Pumps - Motor practices-1 (100+ HP) | See Note 1 | 0 | 0 | See Note 2
2345 | Industrial, Existing, SIC20 Food, Base Drives, ECM-401, Bakery - Process (Mixing) - O&M | See Note 1 | 2091666.8987 | 325883.6213 | See Note 2
2346 | Industrial, Existing, SIC22-23Textiles, Base Drives, ECM-401, Bakery - Process (Mixing) - O&M | See Note 1 | 0 | 0 | See Note 2
2347 | Industrial, Existing, SIC24-25 Lumber, Base Drives, ECM-401, Bakery - Process (Mixing) - O&M | See Note 1 | 0 | 0 | See Note 2
2348 | Industrial, Existing, SIC26 Paper, Base Drives, ECM-401, Bakery - Process (Mixing) - O&M | See Note 1 | 0 | 0 | See Note 2
2349 | Industrial, Existing, SIC27 Printing, Base Drives, ECM-401, Bakery - Process (Mixing) - O&M | See Note 1 | 0 | 0 | See Note 2
2350 | Industrial, Existing, SIC28 Chemicals, Base Drives, ECM-401, Bakery - Process (Mixing) - O&M | See Note 1 | 0 | 0 | See Note 2
2351 | Industrial, Existing, SIC29 Petroleum, Base Drives, ECM-401, Bakery - Process (Mixing) - O&M | See Note 1 | 0 | 0 | See Note 2
2352 | Industrial, Existing, SIC30 Rubber/Plastics, Base Drives, ECM-401, Bakery - Process (Mixing) - O&M | See Note 1 | 0 | 0 | See Note 2
2353 | Industrial, Existing, SIC32 Stone/Clay/Glass, Base Drives, ECM-401, Bakery - Process (Mixing) - O&M | See Note 1 | 0 | 0 | See Note 2
2354 | Industrial, Existing, SIC33 Primary Metals, Base Drives, ECM-401, Bakery - Process (Mixing) - O&M | See Note 1 | 0 | 0 | See Note 2
2355 | Industrial, Existing, SIC34 Fab Metals, Base Drives, ECM-401, Bakery - Process (Mixing) - O&M | See Note 1 | 0 | 0 | See Note 2
2356 | Industrial, Existing, SIC35 Ind Machinery, Base Drives, ECM-401, Bakery - Process (Mixing) - O&M | See Note 1 | 0 | 0 | See Note 2
2357 | Industrial, Existing, SIC36 Electronics, Base Drives, ECM-401, Bakery - Process (Mixing) - O&M | See Note 1 | 0 | 0 | See Note 2
2358 | Industrial, Existing, SIC37 Transp Eqp, Base Drives, ECM-401, Bakery - Process (Mixing) - O&M | See Note 1 | 0 | 0 | See Note 2
2359 | Industrial, Existing, SIC38 Instruments, Base Drives, ECM-401, Bakery - Process (Mixing) - O&M | See Note 1 | 0 | 0 | See Note 2
2360 | Industrial, Existing, SIC39/21/31 Misc, Base Drives, ECM-401, Bakery - Process (Mixing) - O&M | See Note 1 | 0 | 0 | See Note 2
2361 | Industrial, Existing, SIC20 Food, Base Heating , ECM-501, Bakery - Process | See Note 1 | 826816.144 | 183168.4233 | See Note 2
2362 | Industrial, Existing, SIC22-23Textiles, Base Heating , ECM-501, Bakery - Process | See Note 1 | 0 | 0 | See Note 2
2363 | Industrial, Existing, SIC24-25 Lumber, Base Heating , ECM-501, Bakery - Process | See Note 1 | 0 | 0 | See Note 2
2364 | Industrial, Existing, SIC26 Paper, Base Heating , ECM-501, Bakery - Process | See Note 1 | 0 | 0 | See Note 2
2365 | Industrial, Existing, SIC27 Printing, Base Heating , ECM-501, Bakery - Process | See Note 1 | 0 | 0 | See Note 2
2366 | Industrial, Existing, SIC28 Chemicals, Base Heating , ECM-501, Bakery - Process | See Note 1 | 0 | 0 | See Note 2
2367 | Industrial, Existing, SIC29 Petroleum, Base Heating , ECM-501, Bakery - Process | See Note 1 | 0 | 0 | See Note 2
2368 | Industrial, Existing, SIC30 Rubber/Plastics, Base Heating , ECM-501, Bakery - Process | See Note 1 | 0 | 0 | See Note 2
2369 | Industrial, Existing, SIC32 Stone/Clay/Glass, Base Heating , ECM-501, Bakery - Process | See Note 1 | 0 | 0 | See Note 2
2370 | Industrial, Existing, SIC33 Primary Metals, Base Heating , ECM-501, Bakery - Process | See Note 1 | 0 | 0 | See Note 2
2371 | Industrial, Existing, SIC34 Fab Metals, Base Heating , ECM-501, Bakery - Process | See Note 1 | 0 | 0 | See Note 2
2372 | Industrial, Existing, SIC35 Ind Machinery, Base Heating , ECM-501, Bakery - Process | See Note 1 | 0 | 0 | See Note 2
2373 | Industrial, Existing, SIC36 Electronics, Base Heating , ECM-501, Bakery - Process | See Note 1 | 0 | 0 | See Note 2
2374 | Industrial, Existing, SIC37 Transp Eqp, Base Heating , ECM-501, Bakery - Process | See Note 1 | 0 | 0 | See Note 2
2375 | Industrial, Existing, SIC38 Instruments, Base Heating , ECM-501, Bakery - Process | See Note 1 | 0 | 0 | See Note 2
2376 | Industrial, Existing, SIC39/21/31 Misc, Base Heating , ECM-501, Bakery - Process | See Note 1 | 0 | 0 | See Note 2
2377 | Industrial, Existing, SIC20 Food, Base Refrigeration, ECM-551, Efficient Refrigeration - Operations | See Note 1 | 1362496.4679 | 238668.3598 | See Note 2
2378 | Industrial, Existing, SIC22-23Textiles, Base Refrigeration, ECM-551, Efficient Refrigeration - Operations | See Note 1 | 0 | 0 | See Note 2
2379 | Industrial, Existing, SIC24-25 Lumber, Base Refrigeration, ECM-551, Efficient Refrigeration - Operations | See Note 1 | 0 | 0 | See Note 2
2380 | Industrial, Existing, SIC26 Paper, Base Refrigeration, ECM-551, Efficient Refrigeration - Operations | See Note 1 | 0 | 0 | See Note 2
2381 | Industrial, Existing, SIC27 Printing, Base Refrigeration, ECM-551, Efficient Refrigeration - Operations | See Note 1 | 0 | 0 | See Note 2
2382 | Industrial, Existing, SIC28 Chemicals, Base Refrigeration, ECM-551, Efficient Refrigeration - Operations | See Note 1 | 0 | 0 | See Note 2
2383 | Industrial, Existing, SIC29 Petroleum, Base Refrigeration, ECM-551, Efficient Refrigeration - Operations | See Note 1 | 0 | 0 | See Note 2
2384 | Industrial, Existing, SIC30 Rubber/Plastics, Base Refrigeration, ECM-551, Efficient Refrigeration - Operations | See Note 1 | 0 | 0 | See Note 2
2385 | Industrial, Existing, SIC32 Stone/Clay/Glass, Base Refrigeration, ECM-551, Efficient Refrigeration - Operations | See Note 1 | 0 | 0 | See Note 2
2386 | Industrial, Existing, SIC33 Primary Metals, Base Refrigeration, ECM-551, Efficient Refrigeration - Operations | See Note 1 | 0 | 0 | See Note 2
2387 | Industrial, Existing, SIC34 Fab Metals, Base Refrigeration, ECM-551, Efficient Refrigeration - Operations | See Note 1 | 0 | 0 | See Note 2
2388 | Industrial, Existing, SIC35 Ind Machinery, Base Refrigeration, ECM-551, Efficient Refrigeration - Operations | See Note 1 | 0 | 0 | See Note 2
2389 | Industrial, Existing, SIC36 Electronics, Base Refrigeration, ECM-551, Efficient Refrigeration - Operations | See Note 1 | 0 | 0 | See Note 2
2390 | Industrial, Existing, SIC37 Transp Eqp, Base Refrigeration, ECM-551, Efficient Refrigeration - Operations | See Note 1 | 0 | 0 | See Note 2
2391 | Industrial, Existing, SIC38 Instruments, Base Refrigeration, ECM-551, Efficient Refrigeration - Operations | See Note 1 | 0 | 0 | See Note 2
2392 | Industrial, Existing, SIC39/21/31 Misc, Base Refrigeration, ECM-551, Efficient Refrigeration - Operations | See Note 1 | 0 | 0 | See Note 2
2393 | Industrial, Existing, SIC20 Food, Base Refrigeration, ECM-552, Optimization Refrigeration | See Note 1 | 2355840.8977 | 1759844.1718 | See Note 2
2394 | Industrial, Existing, SIC22-23Textiles, Base Refrigeration, ECM-552, Optimization Refrigeration | See Note 1 | 0 | 0 | See Note 2
2395 | Industrial, Existing, SIC24-25 Lumber, Base Refrigeration, ECM-552, Optimization Refrigeration | See Note 1 | 0 | 0 | See Note 2
2396 | Industrial, Existing, SIC26 Paper, Base Refrigeration, ECM-552, Optimization Refrigeration | See Note 1 | 0 | 0 | See Note 2
2397 | Industrial, Existing, SIC27 Printing, Base Refrigeration, ECM-552, Optimization Refrigeration | See Note 1 | 0 | 0 | See Note 2
2398 | Industrial, Existing, SIC28 Chemicals, Base Refrigeration, ECM-552, Optimization Refrigeration | See Note 1 | 0 | 0 | See Note 2
2399 | Industrial, Existing, SIC29 Petroleum, Base Refrigeration, ECM-552, Optimization Refrigeration | See Note 1 | 0 | 0 | See Note 2
2400 | Industrial, Existing, SIC30 Rubber/Plastics, Base Refrigeration, ECM-552, Optimization Refrigeration | See Note 1 | 0 | 0 | See Note 2
2401 | Industrial, Existing, SIC32 Stone/Clay/Glass, Base Refrigeration, ECM-552, Optimization Refrigeration | See Note 1 | 0 | 0 | See Note 2
2402 | Industrial, Existing, SIC33 Primary Metals, Base Refrigeration, ECM-552, Optimization Refrigeration | See Note 1 | 0 | 0 | See Note 2
2403 | Industrial, Existing, SIC34 Fab Metals, Base Refrigeration, ECM-552, Optimization Refrigeration | See Note 1 | 0 | 0 | See Note 2
2404 | Industrial, Existing, SIC35 Ind Machinery, Base Refrigeration, ECM-552, Optimization Refrigeration | See Note 1 | 0 | 0 | See Note 2
2405 | Industrial, Existing, SIC36 Electronics, Base Refrigeration, ECM-552, Optimization Refrigeration | See Note 1 | 0 | 0 | See Note 2
2406 | Industrial, Existing, SIC37 Transp Eqp, Base Refrigeration, ECM-552, Optimization Refrigeration | See Note 1 | 0 | 0 | See Note 2
2407 | Industrial, Existing, SIC38 Instruments, Base Refrigeration, ECM-552, Optimization Refrigeration | See Note 1 | 0 | 0 | See Note 2
2408 | Industrial, Existing, SIC39/21/31 Misc, Base Refrigeration, ECM-552, Optimization Refrigeration | See Note 1 | 0 | 0 | See Note 2
2409 | Industrial, Existing, SIC20 Food, Base Centrifugal Chiller, 0.58 kW/ton, 500 tons, ECM-701, Centrifugal Chiller, 0.51 kW/ton, 500 tons | See Note 1 | 0 | 0 | See Note 2
2410 | Industrial, Existing, SIC22-23Textiles, Base Centrifugal Chiller, 0.58 kW/ton, 500 tons, ECM-701, Centrifugal Chiller, 0.51 kW/ton, 500 tons | See Note 1 | 0 | 0 | See Note 2
2411 | Industrial, Existing, SIC24-25 Lumber, Base Centrifugal Chiller, 0.58 kW/ton, 500 tons, ECM-701, Centrifugal Chiller, 0.51 kW/ton, 500 tons | See Note 1 | 0 | 0 | See Note 2
2412 | Industrial, Existing, SIC26 Paper, Base Centrifugal Chiller, 0.58 kW/ton, 500 tons, ECM-701, Centrifugal Chiller, 0.51 kW/ton, 500 tons | See Note 1 | 0 | 0 | See Note 2
2413 | Industrial, Existing, SIC27 Printing, Base Centrifugal Chiller, 0.58 kW/ton, 500 tons, ECM-701, Centrifugal Chiller, 0.51 kW/ton, 500 tons | See Note 1 | 0 | 0 | See Note 2
2414 | Industrial, Existing, SIC28 Chemicals, Base Centrifugal Chiller, 0.58 kW/ton, 500 tons, ECM-701, Centrifugal Chiller, 0.51 kW/ton, 500 tons | See Note 1 | 0 | 0 | See Note 2
2415 | Industrial, Existing, SIC29 Petroleum, Base Centrifugal Chiller, 0.58 kW/ton, 500 tons, ECM-701, Centrifugal Chiller, 0.51 kW/ton, 500 tons | See Note 1 | 0 | 0 | See Note 2
2416 | Industrial, Existing, SIC30 Rubber/Plastics, Base Centrifugal Chiller, 0.58 kW/ton, 500 tons, ECM-701, Centrifugal Chiller, 0.51 kW/ton, 500 tons | See Note 1 | 0 | 0 | See Note 2
2417 | Industrial, Existing, SIC32 Stone/Clay/Glass, Base Centrifugal Chiller, 0.58 kW/ton, 500 tons, ECM-701, Centrifugal Chiller, 0.51 kW/ton, 500 tons | See Note 1 | 0 | 0 | See Note 2
2418 | Industrial, Existing, SIC33 Primary Metals, Base Centrifugal Chiller, 0.58 kW/ton, 500 tons, ECM-701, Centrifugal Chiller, 0.51 kW/ton, 500 tons | See Note 1 | 0 | 0 | See Note 2
2419 | Industrial, Existing, SIC34 Fab Metals, Base Centrifugal Chiller, 0.58 kW/ton, 500 tons, ECM-701, Centrifugal Chiller, 0.51 kW/ton, 500 tons | See Note 1 | 0 | 0 | See Note 2
2420 | Industrial, Existing, SIC35 Ind Machinery, Base Centrifugal Chiller, 0.58 kW/ton, 500 tons, ECM-701, Centrifugal Chiller, 0.51 kW/ton, 500 tons | See Note 1 | 0 | 0 | See Note 2
2421 | Industrial, Existing, SIC36 Electronics, Base Centrifugal Chiller, 0.58 kW/ton, 500 tons, ECM-701, Centrifugal Chiller, 0.51 kW/ton, 500 tons | See Note 1 | 0 | 0 | See Note 2
2422 | Industrial, Existing, SIC37 Transp Eqp, Base Centrifugal Chiller, 0.58 kW/ton, 500 tons, ECM-701, Centrifugal Chiller, 0.51 kW/ton, 500 tons | See Note 1 | 0 | 0 | See Note 2
2423 | Industrial, Existing, SIC38 Instruments, Base Centrifugal Chiller, 0.58 kW/ton, 500 tons, ECM-701, Centrifugal Chiller, 0.51 kW/ton, 500 tons | See Note 1 | 0 | 0 | See Note 2
2424 | Industrial, Existing, SIC39/21/31 Misc, Base Centrifugal Chiller, 0.58 kW/ton, 500 tons, ECM-701, Centrifugal Chiller, 0.51 kW/ton, 500 tons | See Note 1 | 0 | 0 | See Note 2
2425 | Industrial, Existing, SIC20 Food, Base Centrifugal Chiller, 0.58 kW/ton, 500 tons, ECM-702, High Efficiency Chiller Motors | See Note 1 | 75567.6164 | 43824.828 | See Note 2
2426 | Industrial, Existing, SIC22-23Textiles, Base Centrifugal Chiller, 0.58 kW/ton, 500 tons, ECM-702, High Efficiency Chiller Motors | See Note 1 | 2199.2407 | 1275.4623 | See Note 2
2427 | Industrial, Existing, SIC24-25 Lumber, Base Centrifugal Chiller, 0.58 kW/ton, 500 tons, ECM-702, High Efficiency Chiller Motors | See Note 1 | 3279.4478 | 1901.8866 | See Note 2
2428 | Industrial, Existing, SIC26 Paper, Base Centrifugal Chiller, 0.58 kW/ton, 500 tons, ECM-702, High Efficiency Chiller Motors | See Note 1 | 10652.3583 | 6177.772 | See Note 2
2429 | Industrial, Existing, SIC27 Printing, Base Centrifugal Chiller, 0.58 kW/ton, 500 tons, ECM-702, High Efficiency Chiller Motors | See Note 1 | 23152.9713 | 13427.3522 | See Note 2
2430 | Industrial, Existing, SIC28 Chemicals, Base Centrifugal Chiller, 0.58 kW/ton, 500 tons, ECM-702, High Efficiency Chiller Motors | See Note 1 | 8119.4445 | 4708.8305 | See Note 2
2431 | Industrial, Existing, SIC29 Petroleum, Base Centrifugal Chiller, 0.58 kW/ton, 500 tons, ECM-702, High Efficiency Chiller Motors | See Note 1 | 85.4049 | 49.5305 | See Note 2
2432 | Industrial, Existing, SIC30 Rubber/Plastics, Base Centrifugal Chiller, 0.58 kW/ton, 500 tons, ECM-702, High Efficiency Chiller Motors | See Note 1 | 4331.7227 | 2512.1613 | See Note 2
2433 | Industrial, Existing, SIC32 Stone/Clay/Glass, Base Centrifugal Chiller, 0.58 kW/ton, 500 tons, ECM-702, High Efficiency Chiller Motors | See Note 1 | 37749.5075 | 21892.6046 | See Note 2
2434 | Industrial, Existing, SIC33 Primary Metals, Base Centrifugal Chiller, 0.58 kW/ton, 500 tons, ECM-702, High Efficiency Chiller Motors | See Note 1 | 1549.7784 | 898.7847 | See Note 2
2435 | Industrial, Existing, SIC34 Fab Metals, Base Centrifugal Chiller, 0.58 kW/ton, 500 tons, ECM-702, High Efficiency Chiller Motors | See Note 1 | 20981.665 | 12168.2032 | See Note 2
2436 | Industrial, Existing, SIC35 Ind Machinery, Base Centrifugal Chiller, 0.58 kW/ton, 500 tons, ECM-702, High Efficiency Chiller Motors | See Note 1 | 3109.7301 | 1803.4316 | See Note 2
2437 | Industrial, Existing, SIC36 Electronics, Base Centrifugal Chiller, 0.58 kW/ton, 500 tons, ECM-702, High Efficiency Chiller Motors | See Note 1 | 15102.8761 | 8758.8188 | See Note 2
2438 | Industrial, Existing, SIC37 Transp Eqp, Base Centrifugal Chiller, 0.58 kW/ton, 500 tons, ECM-702, High Efficiency Chiller Motors | See Note 1 | 13331.9715 | 7731.7993 | See Note 2
2439 | Industrial, Existing, SIC38 Instruments, Base Centrifugal Chiller, 0.58 kW/ton, 500 tons, ECM-702, High Efficiency Chiller Motors | See Note 1 | 41191.6479 | 23888.8657 | See Note 2
2440 | Industrial, Existing, SIC39/21/31 Misc, Base Centrifugal Chiller, 0.58 kW/ton, 500 tons, ECM-702, High Efficiency Chiller Motors | See Note 1 | 24153.3535 | 14007.6144 | See Note 2
2441 | Industrial, Existing, SIC20 Food, Base Centrifugal Chiller, 0.58 kW/ton, 500 tons, ECM-703, EMS - Chiller | See Note 1 | 16048.1328 | 15304.7067 | See Note 2
2442 | Industrial, Existing, SIC22-23Textiles, Base Centrifugal Chiller, 0.58 kW/ton, 500 tons, ECM-703, EMS - Chiller | See Note 1 | 467.0128 | 445.4228 | See Note 2
2443 | Industrial, Existing, SIC24-25 Lumber, Base Centrifugal Chiller, 0.58 kW/ton, 500 tons, ECM-703, EMS - Chiller | See Note 1 | 696.4207 | 664.1855 | See Note 2
2444 | Industrial, Existing, SIC26 Paper, Base Centrifugal Chiller, 0.58 kW/ton, 500 tons, ECM-703, EMS - Chiller | See Note 1 | 2262.2854 | 2157.4298 | See Note 2
2445 | Industrial, Existing, SIC27 Printing, Base Centrifugal Chiller, 0.58 kW/ton, 500 tons, ECM-703, EMS - Chiller | See Note 1 | 4916.9599 | 4689.1613 | See Note 2
2446 | Industrial, Existing, SIC28 Chemicals, Base Centrifugal Chiller, 0.58 kW/ton, 500 tons, ECM-703, EMS - Chiller | See Note 1 | 1724.4122 | 1644.4393 | See Note 2
2447 | Industrial, Existing, SIC29 Petroleum, Base Centrifugal Chiller, 0.58 kW/ton, 500 tons, ECM-703, EMS - Chiller | See Note 1 | 18.1388 | 17.2973 | See Note 2
2448 | Industrial, Existing, SIC30 Rubber/Plastics, Base Centrifugal Chiller, 0.58 kW/ton, 500 tons, ECM-703, EMS - Chiller | See Note 1 | 919.9328 | 877.3084 | See Note 2
2449 | Industrial, Existing, SIC32 Stone/Clay/Glass, Base Centrifugal Chiller, 0.58 kW/ton, 500 tons, ECM-703, EMS - Chiller | See Note 1 | 8017.0018 | 7645.4354 | See Note 2
2450 | Industrial, Existing, SIC33 Primary Metals, Base Centrifugal Chiller, 0.58 kW/ton, 500 tons, ECM-703, EMS - Chiller | See Note 1 | 329.1145 | 313.8777 | See Note 2
2451 | Industrial, Existing, SIC34 Fab Metals, Base Centrifugal Chiller, 0.58 kW/ton, 500 tons, ECM-703, EMS - Chiller | See Note 1 | 4455.8041 | 4249.4355 | See Note 2
2452 | Industrial, Existing, SIC35 Ind Machinery, Base Centrifugal Chiller, 0.58 kW/ton, 500 tons, ECM-703, EMS - Chiller | See Note 1 | 660.336 | 629.8026 | See Note 2
2453 | Industrial, Existing, SIC36 Electronics, Base Centrifugal Chiller, 0.58 kW/ton, 500 tons, ECM-703, EMS - Chiller | See Note 1 | 3207.411 | 3058.7947 | See Note 2
2454 | Industrial, Existing, SIC37 Transp Eqp, Base Centrifugal Chiller, 0.58 kW/ton, 500 tons, ECM-703, EMS - Chiller | See Note 1 | 2831.2538 | 2700.1343 | See Note 2
2455 | Industrial, Existing, SIC38 Instruments, Base Centrifugal Chiller, 0.58 kW/ton, 500 tons, ECM-703, EMS - Chiller | See Note 1 | 8747.9547 | 8342.5789 | See Note 2
2456 | Industrial, Existing, SIC39/21/31 Misc, Base Centrifugal Chiller, 0.58 kW/ton, 500 tons, ECM-703, EMS - Chiller | See Note 1 | 5129.5473 | 4891.8031 | See Note 2
2457 | Industrial, Existing, SIC20 Food, Base Centrifugal Chiller, 0.58 kW/ton, 500 tons, ECM-704, Chiller Tune Up/Diagnostics | See Note 1 | 0 | 0 | See Note 2
2458 | Industrial, Existing, SIC22-23Textiles, Base Centrifugal Chiller, 0.58 kW/ton, 500 tons, ECM-704, Chiller Tune Up/Diagnostics | See Note 1 | 0 | 0 | See Note 2
2459 | Industrial, Existing, SIC24-25 Lumber, Base Centrifugal Chiller, 0.58 kW/ton, 500 tons, ECM-704, Chiller Tune Up/Diagnostics | See Note 1 | 0 | 0 | See Note 2
2460 | Industrial, Existing, SIC26 Paper, Base Centrifugal Chiller, 0.58 kW/ton, 500 tons, ECM-704, Chiller Tune Up/Diagnostics | See Note 1 | 0 | 0 | See Note 2
2461 | Industrial, Existing, SIC27 Printing, Base Centrifugal Chiller, 0.58 kW/ton, 500 tons, ECM-704, Chiller Tune Up/Diagnostics | See Note 1 | 0 | 0 | See Note 2
2462 | Industrial, Existing, SIC28 Chemicals, Base Centrifugal Chiller, 0.58 kW/ton, 500 tons, ECM-704, Chiller Tune Up/Diagnostics | See Note 1 | 0 | 0 | See Note 2
2463 | Industrial, Existing, SIC29 Petroleum, Base Centrifugal Chiller, 0.58 kW/ton, 500 tons, ECM-704, Chiller Tune Up/Diagnostics | See Note 1 | 0 | 0 | See Note 2
2464 | Industrial, Existing, SIC30 Rubber/Plastics, Base Centrifugal Chiller, 0.58 kW/ton, 500 tons, ECM-704, Chiller Tune Up/Diagnostics | See Note 1 | 0 | 0 | See Note 2
2465 | Industrial, Existing, SIC32 Stone/Clay/Glass, Base Centrifugal Chiller, 0.58 kW/ton, 500 tons, ECM-704, Chiller Tune Up/Diagnostics | See Note 1 | 0 | 0 | See Note 2
2466 | Industrial, Existing, SIC33 Primary Metals, Base Centrifugal Chiller, 0.58 kW/ton, 500 tons, ECM-704, Chiller Tune Up/Diagnostics | See Note 1 | 0 | 0 | See Note 2
2467 | Industrial, Existing, SIC34 Fab Metals, Base Centrifugal Chiller, 0.58 kW/ton, 500 tons, ECM-704, Chiller Tune Up/Diagnostics | See Note 1 | 0 | 0 | See Note 2
2468 | Industrial, Existing, SIC35 Ind Machinery, Base Centrifugal Chiller, 0.58 kW/ton, 500 tons, ECM-704, Chiller Tune Up/Diagnostics | See Note 1 | 0 | 0 | See Note 2
2469 | Industrial, Existing, SIC36 Electronics, Base Centrifugal Chiller, 0.58 kW/ton, 500 tons, ECM-704, Chiller Tune Up/Diagnostics | See Note 1 | 0 | 0 | See Note 2
2470 | Industrial, Existing, SIC37 Transp Eqp, Base Centrifugal Chiller, 0.58 kW/ton, 500 tons, ECM-704, Chiller Tune Up/Diagnostics | See Note 1 | 0 | 0 | See Note 2
2471 | Industrial, Existing, SIC38 Instruments, Base Centrifugal Chiller, 0.58 kW/ton, 500 tons, ECM-704, Chiller Tune Up/Diagnostics | See Note 1 | 0 | 0 | See Note 2
2472 | Industrial, Existing, SIC39/21/31 Misc, Base Centrifugal Chiller, 0.58 kW/ton, 500 tons, ECM-704, Chiller Tune Up/Diagnostics | See Note 1 | 0 | 0 | See Note 2
2473 | Industrial, Existing, SIC20 Food, Base Centrifugal Chiller, 0.58 kW/ton, 500 tons, ECM-705, VSD for Chiller Pumps and Towers | See Note 1 | 134025.3917 | 60270.6211 | See Note 2
2474 | Industrial, Existing, SIC22-23Textiles, Base Centrifugal Chiller, 0.58 kW/ton, 500 tons, ECM-705, VSD for Chiller Pumps and Towers | See Note 1 | 3900.2393 | 1754.0948 | See Note 2
2475 | Industrial, Existing, SIC24-25 Lumber, Base Centrifugal Chiller, 0.58 kW/ton, 500 tons, ECM-705, VSD for Chiller Pumps and Towers | See Note 1 | 5816.1334 | 2615.5924 | See Note 2
2476 | Industrial, Existing, SIC26 Paper, Base Centrifugal Chiller, 0.58 kW/ton, 500 tons, ECM-705, VSD for Chiller Pumps and Towers | See Note 1 | 18893.389 | 8496.0551 | See Note 2
2477 | Industrial, Existing, SIC27 Printing, Base Centrifugal Chiller, 0.58 kW/ton, 500 tons, ECM-705, VSD for Chiller Pumps and Towers | See Note 1 | 41063.8117 | 18466.1274 | See Note 2
2478 | Industrial, Existing, SIC28 Chemicals, Base Centrifugal Chiller, 0.58 kW/ton, 500 tons, ECM-705, VSD for Chiller Pumps and Towers | See Note 1 | 14401.3599 | 6475.8758 | See Note 2
2479 | Industrial, Existing, SIC29 Petroleum, Base Centrifugal Chiller, 0.58 kW/ton, 500 tons, ECM-705, VSD for Chiller Pumps and Towers | See Note 1 | 151.4852 | 68.1174 | See Note 2
2480 | Industrial, Existing, SIC30 Rubber/Plastics, Base Centrifugal Chiller, 0.58 kW/ton, 500 tons, ECM-705, VSD for Chiller Pumps and Towers | See Note 1 | 7682.783 | 3454.88 | See Note 2
2481 | Industrial, Existing, SIC32 Stone/Clay/Glass, Base Centrifugal Chiller, 0.58 kW/ton, 500 tons, ECM-705, VSD for Chiller Pumps and Towers | See Note 1 | 66953.6821 | 30108.0675 | See Note 2
2482 | Industrial, Existing, SIC33 Primary Metals, Base Centrifugal Chiller, 0.58 kW/ton, 500 tons, ECM-705, VSD for Chiller Pumps and Towers | See Note 1 | 2748.5876 | 1236.0645 | See Note 2
2483 | Industrial, Existing, SIC34 Fab Metals, Base Centrifugal Chiller, 0.58 kW/ton, 500 tons, ECM-705, VSD for Chiller Pumps and Towers | See Note 1 | 37212.4808 | 16734.4677 | See Note 2
2484 | Industrial, Existing, SIC35 Ind Machinery, Base Centrifugal Chiller, 0.58 kW/ton, 500 tons, ECM-705, VSD for Chiller Pumps and Towers | See Note 1 | 5514.7766 | 2480.191 | See Note 2
2485 | Industrial, Existing, SIC36 Electronics, Base Centrifugal Chiller, 0.58 kW/ton, 500 tons, ECM-705, VSD for Chiller Pumps and Towers | See Note 1 | 26786.5714 | 12045.6707 | See Note 2
2486 | Industrial, Existing, SIC37 Transp Eqp, Base Centrifugal Chiller, 0.58 kW/ton, 500 tons, ECM-705, VSD for Chiller Pumps and Towers | See Note 1 | 23645.1111 | 10633.2499 | See Note 2
2487 | Industrial, Existing, SIC38 Instruments, Base Centrifugal Chiller, 0.58 kW/ton, 500 tons, ECM-705, VSD for Chiller Pumps and Towers | See Note 1 | 73058.2084 | 32853.4495 | See Note 2
2488 | Industrial, Existing, SIC39/21/31 Misc, Base Centrifugal Chiller, 0.58 kW/ton, 500 tons, ECM-705, VSD for Chiller Pumps and Towers | See Note 1 | 42839.2148 | 19264.14 | See Note 2
2489 | Industrial, Existing, SIC20 Food, Base Centrifugal Chiller, 0.58 kW/ton, 500 tons, ECM-706, EMS Optimization - Chiller | See Note 1 | 0 | 0 | See Note 2
2490 | Industrial, Existing, SIC22-23Textiles, Base Centrifugal Chiller, 0.58 kW/ton, 500 tons, ECM-706, EMS Optimization - Chiller | See Note 1 | 0 | 0 | See Note 2
2491 | Industrial, Existing, SIC24-25 Lumber, Base Centrifugal Chiller, 0.58 kW/ton, 500 tons, ECM-706, EMS Optimization - Chiller | See Note 1 | 0 | 0 | See Note 2
2492 | Industrial, Existing, SIC26 Paper, Base Centrifugal Chiller, 0.58 kW/ton, 500 tons, ECM-706, EMS Optimization - Chiller | See Note 1 | 0 | 0 | See Note 2
2493 | Industrial, Existing, SIC27 Printing, Base Centrifugal Chiller, 0.58 kW/ton, 500 tons, ECM-706, EMS Optimization - Chiller | See Note 1 | 0 | 0 | See Note 2
2494 | Industrial, Existing, SIC28 Chemicals, Base Centrifugal Chiller, 0.58 kW/ton, 500 tons, ECM-706, EMS Optimization - Chiller | See Note 1 | 0 | 0 | See Note 2
2495 | Industrial, Existing, SIC29 Petroleum, Base Centrifugal Chiller, 0.58 kW/ton, 500 tons, ECM-706, EMS Optimization - Chiller | See Note 1 | 0 | 0 | See Note 2
2496 | Industrial, Existing, SIC30 Rubber/Plastics, Base Centrifugal Chiller, 0.58 kW/ton, 500 tons, ECM-706, EMS Optimization - Chiller | See Note 1 | 0 | 0 | See Note 2
2497 | Industrial, Existing, SIC32 Stone/Clay/Glass, Base Centrifugal Chiller, 0.58 kW/ton, 500 tons, ECM-706, EMS Optimization - Chiller | See Note 1 | 0 | 0 | See Note 2
2498 | Industrial, Existing, SIC33 Primary Metals, Base Centrifugal Chiller, 0.58 kW/ton, 500 tons, ECM-706, EMS Optimization - Chiller | See Note 1 | 0 | 0 | See Note 2
2499 | Industrial, Existing, SIC34 Fab Metals, Base Centrifugal Chiller, 0.58 kW/ton, 500 tons, ECM-706, EMS Optimization - Chiller | See Note 1 | 0 | 0 | See Note 2
2500 | Industrial, Existing, SIC35 Ind Machinery, Base Centrifugal Chiller, 0.58 kW/ton, 500 tons, ECM-706, EMS Optimization - Chiller | See Note 1 | 0 | 0 | See Note 2
2501 | Industrial, Existing, SIC36 Electronics, Base Centrifugal Chiller, 0.58 kW/ton, 500 tons, ECM-706, EMS Optimization - Chiller | See Note 1 | 0 | 0 | See Note 2
2502 | Industrial, Existing, SIC37 Transp Eqp, Base Centrifugal Chiller, 0.58 kW/ton, 500 tons, ECM-706, EMS Optimization - Chiller | See Note 1 | 0 | 0 | See Note 2
2503 | Industrial, Existing, SIC38 Instruments, Base Centrifugal Chiller, 0.58 kW/ton, 500 tons, ECM-706, EMS Optimization - Chiller | See Note 1 | 0 | 0 | See Note 2
2504 | Industrial, Existing, SIC39/21/31 Misc, Base Centrifugal Chiller, 0.58 kW/ton, 500 tons, ECM-706, EMS Optimization - Chiller | See Note 1 | 0 | 0 | See Note 2
2505 | Industrial, Existing, SIC20 Food, Base Centrifugal Chiller, 0.58 kW/ton, 500 tons, ECM-707, Aerosole Duct Sealing - Chiller | See Note 1 | 148151.155 | 43126.2833 | See Note 2
2506 | Industrial, Existing, SIC22-23Textiles, Base Centrifugal Chiller, 0.58 kW/ton, 500 tons, ECM-707, Aerosole Duct Sealing - Chiller | See Note 1 | 4311.5921 | 1255.1321 | See Note 2
2507 | Industrial, Existing, SIC24-25 Lumber, Base Centrifugal Chiller, 0.58 kW/ton, 500 tons, ECM-707, Aerosole Duct Sealing - Chiller | See Note 1 | 6429.3748 | 1871.5716 | See Note 2
2508 | Industrial, Existing, SIC26 Paper, Base Centrifugal Chiller, 0.58 kW/ton, 500 tons, ECM-707, Aerosole Duct Sealing - Chiller | See Note 1 | 20884.1018 | 6079.3016 | See Note 2
2509 | Industrial, Existing, SIC27 Printing, Base Centrifugal Chiller, 0.58 kW/ton, 500 tons, ECM-707, Aerosole Duct Sealing - Chiller | See Note 1 | 45391.6839 | 13213.3273 | See Note 2
2510 | Industrial, Existing, SIC28 Chemicals, Base Centrifugal Chiller, 0.58 kW/ton, 500 tons, ECM-707, Aerosole Duct Sealing - Chiller | See Note 1 | 15918.3216 | 4633.7743 | See Note 2
2511 | Industrial, Existing, SIC29 Petroleum, Base Centrifugal Chiller, 0.58 kW/ton, 500 tons, ECM-707, Aerosole Duct Sealing - Chiller | See Note 1 | 167.4381 | 48.741 | See Note 2
2512 | Industrial, Existing, SIC30 Rubber/Plastics, Base Centrifugal Chiller, 0.58 kW/ton, 500 tons, ECM-707, Aerosole Duct Sealing - Chiller | See Note 1 | 8492.3926 | 2472.1188 | See Note 2
2513 | Industrial, Existing, SIC32 Stone/Clay/Glass, Base Centrifugal Chiller, 0.58 kW/ton, 500 tons, ECM-707, Aerosole Duct Sealing - Chiller | See Note 1 | 74008.4396 | 21543.6481 | See Note 2
2514 | Industrial, Existing, SIC33 Primary Metals, Base Centrifugal Chiller, 0.58 kW/ton, 500 tons, ECM-707, Aerosole Duct Sealing - Chiller | See Note 1 | 3038.3495 | 884.4586 | See Note 2
2515 | Industrial, Existing, SIC34 Fab Metals, Base Centrifugal Chiller, 0.58 kW/ton, 500 tons, ECM-707, Aerosole Duct Sealing - Chiller | See Note 1 | 41134.7347 | 11974.2485 | See Note 2
2516 | Industrial, Existing, SIC35 Ind Machinery, Base Centrifugal Chiller, 0.58 kW/ton, 500 tons, ECM-707, Aerosole Duct Sealing - Chiller | See Note 1 | 6096.6282 | 1774.6859 | See Note 2
2517 | Industrial, Existing, SIC36 Electronics, Base Centrifugal Chiller, 0.58 kW/ton, 500 tons, ECM-707, Aerosole Duct Sealing - Chiller | See Note 1 | 29609.3732 | 8619.2078 | See Note 2
2518 | Industrial, Existing, SIC37 Transp Eqp, Base Centrifugal Chiller, 0.58 kW/ton, 500 tons, ECM-707, Aerosole Duct Sealing - Chiller | See Note 1 | 26137.4401 | 7608.5585 | See Note 2
2519 | Industrial, Existing, SIC38 Instruments, Base Centrifugal Chiller, 0.58 kW/ton, 500 tons, ECM-707, Aerosole Duct Sealing - Chiller | See Note 1 | 80756.7485 | 23508.0898 | See Note 2
2520 | Industrial, Existing, SIC39/21/31 Misc, Base Centrifugal Chiller, 0.58 kW/ton, 500 tons, ECM-707, Aerosole Duct Sealing - Chiller | See Note 1 | 47352.9849 | 13784.3404 | See Note 2
2521 | Industrial, Existing, SIC20 Food, Base Centrifugal Chiller, 0.58 kW/ton, 500 tons, ECM-708, Duct/Pipe Insulation - Chiller | See Note 1 | 0 | 0 | See Note 2
2522 | Industrial, Existing, SIC22-23Textiles, Base Centrifugal Chiller, 0.58 kW/ton, 500 tons, ECM-708, Duct/Pipe Insulation - Chiller | See Note 1 | 0 | 0 | See Note 2
2523 | Industrial, Existing, SIC24-25 Lumber, Base Centrifugal Chiller, 0.58 kW/ton, 500 tons, ECM-708, Duct/Pipe Insulation - Chiller | See Note 1 | 0 | 0 | See Note 2
2524 | Industrial, Existing, SIC26 Paper, Base Centrifugal Chiller, 0.58 kW/ton, 500 tons, ECM-708, Duct/Pipe Insulation - Chiller | See Note 1 | 0 | 0 | See Note 2
2525 | Industrial, Existing, SIC27 Printing, Base Centrifugal Chiller, 0.58 kW/ton, 500 tons, ECM-708, Duct/Pipe Insulation - Chiller | See Note 1 | 0 | 0 | See Note 2
2526 | Industrial, Existing, SIC28 Chemicals, Base Centrifugal Chiller, 0.58 kW/ton, 500 tons, ECM-708, Duct/Pipe Insulation - Chiller | See Note 1 | 0 | 0 | See Note 2
2527 | Industrial, Existing, SIC29 Petroleum, Base Centrifugal Chiller, 0.58 kW/ton, 500 tons, ECM-708, Duct/Pipe Insulation - Chiller | See Note 1 | 0 | 0 | See Note 2
2528 | Industrial, Existing, SIC30 Rubber/Plastics, Base Centrifugal Chiller, 0.58 kW/ton, 500 tons, ECM-708, Duct/Pipe Insulation - Chiller | See Note 1 | 0 | 0 | See Note 2
2529 | Industrial, Existing, SIC32 Stone/Clay/Glass, Base Centrifugal Chiller, 0.58 kW/ton, 500 tons, ECM-708, Duct/Pipe Insulation - Chiller | See Note 1 | 0 | 0 | See Note 2
2530 | Industrial, Existing, SIC33 Primary Metals, Base Centrifugal Chiller, 0.58 kW/ton, 500 tons, ECM-708, Duct/Pipe Insulation - Chiller | See Note 1 | 0 | 0 | See Note 2
2531 | Industrial, Existing, SIC34 Fab Metals, Base Centrifugal Chiller, 0.58 kW/ton, 500 tons, ECM-708, Duct/Pipe Insulation - Chiller | See Note 1 | 0 | 0 | See Note 2
2532 | Industrial, Existing, SIC35 Ind Machinery, Base Centrifugal Chiller, 0.58 kW/ton, 500 tons, ECM-708, Duct/Pipe Insulation - Chiller | See Note 1 | 0 | 0 | See Note 2
2533 | Industrial, Existing, SIC36 Electronics, Base Centrifugal Chiller, 0.58 kW/ton, 500 tons, ECM-708, Duct/Pipe Insulation - Chiller | See Note 1 | 0 | 0 | See Note 2
2534 | Industrial, Existing, SIC37 Transp Eqp, Base Centrifugal Chiller, 0.58 kW/ton, 500 tons, ECM-708, Duct/Pipe Insulation - Chiller | See Note 1 | 0 | 0 | See Note 2
2535 | Industrial, Existing, SIC38 Instruments, Base Centrifugal Chiller, 0.58 kW/ton, 500 tons, ECM-708, Duct/Pipe Insulation - Chiller | See Note 1 | 0 | 0 | See Note 2
2536 | Industrial, Existing, SIC39/21/31 Misc, Base Centrifugal Chiller, 0.58 kW/ton, 500 tons, ECM-708, Duct/Pipe Insulation - Chiller | See Note 1 | 0 | 0 | See Note 2
2537 | Industrial, Existing, SIC20 Food, Base Centrifugal Chiller, 0.58 kW/ton, 500 tons, ECM-709, Window Film (Standard) - Chiller | See Note 1 | 0 | 0 | See Note 2
2538 | Industrial, Existing, SIC22-23Textiles, Base Centrifugal Chiller, 0.58 kW/ton, 500 tons, ECM-709, Window Film (Standard) - Chiller | See Note 1 | 0 | 0 | See Note 2
2539 | Industrial, Existing, SIC24-25 Lumber, Base Centrifugal Chiller, 0.58 kW/ton, 500 tons, ECM-709, Window Film (Standard) - Chiller | See Note 1 | 0 | 0 | See Note 2
2540 | Industrial, Existing, SIC26 Paper, Base Centrifugal Chiller, 0.58 kW/ton, 500 tons, ECM-709, Window Film (Standard) - Chiller | See Note 1 | 0 | 0 | See Note 2
2541 | Industrial, Existing, SIC27 Printing, Base Centrifugal Chiller, 0.58 kW/ton, 500 tons, ECM-709, Window Film (Standard) - Chiller | See Note 1 | 0 | 0 | See Note 2
2542 | Industrial, Existing, SIC28 Chemicals, Base Centrifugal Chiller, 0.58 kW/ton, 500 tons, ECM-709, Window Film (Standard) - Chiller | See Note 1 | 0 | 0 | See Note 2
2543 | Industrial, Existing, SIC29 Petroleum, Base Centrifugal Chiller, 0.58 kW/ton, 500 tons, ECM-709, Window Film (Standard) - Chiller | See Note 1 | 0 | 0 | See Note 2
2544 | Industrial, Existing, SIC30 Rubber/Plastics, Base Centrifugal Chiller, 0.58 kW/ton, 500 tons, ECM-709, Window Film (Standard) - Chiller | See Note 1 | 0 | 0 | See Note 2
2545 | Industrial, Existing, SIC32 Stone/Clay/Glass, Base Centrifugal Chiller, 0.58 kW/ton, 500 tons, ECM-709, Window Film (Standard) - Chiller | See Note 1 | 0 | 0 | See Note 2
2546 | Industrial, Existing, SIC33 Primary Metals, Base Centrifugal Chiller, 0.58 kW/ton, 500 tons, ECM-709, Window Film (Standard) - Chiller | See Note 1 | 0 | 0 | See Note 2
2547 | Industrial, Existing, SIC34 Fab Metals, Base Centrifugal Chiller, 0.58 kW/ton, 500 tons, ECM-709, Window Film (Standard) - Chiller | See Note 1 | 0 | 0 | See Note 2
2548 | Industrial, Existing, SIC35 Ind Machinery, Base Centrifugal Chiller, 0.58 kW/ton, 500 tons, ECM-709, Window Film (Standard) - Chiller | See Note 1 | 0 | 0 | See Note 2
2549 | Industrial, Existing, SIC36 Electronics, Base Centrifugal Chiller, 0.58 kW/ton, 500 tons, ECM-709, Window Film (Standard) - Chiller | See Note 1 | 0 | 0 | See Note 2
2550 | Industrial, Existing, SIC37 Transp Eqp, Base Centrifugal Chiller, 0.58 kW/ton, 500 tons, ECM-709, Window Film (Standard) - Chiller | See Note 1 | 0 | 0 | See Note 2
2551 | Industrial, Existing, SIC38 Instruments, Base Centrifugal Chiller, 0.58 kW/ton, 500 tons, ECM-709, Window Film (Standard) - Chiller | See Note 1 | 0 | 0 | See Note 2
2552 | Industrial, Existing, SIC39/21/31 Misc, Base Centrifugal Chiller, 0.58 kW/ton, 500 tons, ECM-709, Window Film (Standard) - Chiller | See Note 1 | 0 | 0 | See Note 2
2553 | Industrial, Existing, SIC20 Food, Base Centrifugal Chiller, 0.58 kW/ton, 500 tons, ECM-710, Roof Insulation - Chiller | See Note 1 | 0 | 0 | See Note 2
2554 | Industrial, Existing, SIC22-23Textiles, Base Centrifugal Chiller, 0.58 kW/ton, 500 tons, ECM-710, Roof Insulation - Chiller | See Note 1 | 0 | 0 | See Note 2
2555 | Industrial, Existing, SIC24-25 Lumber, Base Centrifugal Chiller, 0.58 kW/ton, 500 tons, ECM-710, Roof Insulation - Chiller | See Note 1 | 0 | 0 | See Note 2
2556 | Industrial, Existing, SIC26 Paper, Base Centrifugal Chiller, 0.58 kW/ton, 500 tons, ECM-710, Roof Insulation - Chiller | See Note 1 | 0 | 0 | See Note 2
2557 | Industrial, Existing, SIC27 Printing, Base Centrifugal Chiller, 0.58 kW/ton, 500 tons, ECM-710, Roof Insulation - Chiller | See Note 1 | 0 | 0 | See Note 2
2558 | Industrial, Existing, SIC28 Chemicals, Base Centrifugal Chiller, 0.58 kW/ton, 500 tons, ECM-710, Roof Insulation - Chiller | See Note 1 | 0 | 0 | See Note 2
2559 | Industrial, Existing, SIC29 Petroleum, Base Centrifugal Chiller, 0.58 kW/ton, 500 tons, ECM-710, Roof Insulation - Chiller | See Note 1 | 0 | 0 | See Note 2
2560 | Industrial, Existing, SIC30 Rubber/Plastics, Base Centrifugal Chiller, 0.58 kW/ton, 500 tons, ECM-710, Roof Insulation - Chiller | See Note 1 | 0 | 0 | See Note 2
2561 | Industrial, Existing, SIC32 Stone/Clay/Glass, Base Centrifugal Chiller, 0.58 kW/ton, 500 tons, ECM-710, Roof Insulation - Chiller | See Note 1 | 0 | 0 | See Note 2
2562 | Industrial, Existing, SIC33 Primary Metals, Base Centrifugal Chiller, 0.58 kW/ton, 500 tons, ECM-710, Roof Insulation - Chiller | See Note 1 | 0 | 0 | See Note 2
2563 | Industrial, Existing, SIC34 Fab Metals, Base Centrifugal Chiller, 0.58 kW/ton, 500 tons, ECM-710, Roof Insulation - Chiller | See Note 1 | 0 | 0 | See Note 2
2564 | Industrial, Existing, SIC35 Ind Machinery, Base Centrifugal Chiller, 0.58 kW/ton, 500 tons, ECM-710, Roof Insulation - Chiller | See Note 1 | 0 | 0 | See Note 2
2565 | Industrial, Existing, SIC36 Electronics, Base Centrifugal Chiller, 0.58 kW/ton, 500 tons, ECM-710, Roof Insulation - Chiller | See Note 1 | 0 | 0 | See Note 2
2566 | Industrial, Existing, SIC37 Transp Eqp, Base Centrifugal Chiller, 0.58 kW/ton, 500 tons, ECM-710, Roof Insulation - Chiller | See Note 1 | 0 | 0 | See Note 2
2567 | Industrial, Existing, SIC38 Instruments, Base Centrifugal Chiller, 0.58 kW/ton, 500 tons, ECM-710, Roof Insulation - Chiller | See Note 1 | 0 | 0 | See Note 2
2568 | Industrial, Existing, SIC39/21/31 Misc, Base Centrifugal Chiller, 0.58 kW/ton, 500 tons, ECM-710, Roof Insulation - Chiller | See Note 1 | 0 | 0 | See Note 2
2569 | Industrial, Existing, SIC20 Food, Base Centrifugal Chiller, 0.58 kW/ton, 500 tons, ECM-711, Cool Roof - Chiller | See Note 1 | 0 | 0 | See Note 2
2570 | Industrial, Existing, SIC22-23Textiles, Base Centrifugal Chiller, 0.58 kW/ton, 500 tons, ECM-711, Cool Roof - Chiller | See Note 1 | 0 | 0 | See Note 2
2571 | Industrial, Existing, SIC24-25 Lumber, Base Centrifugal Chiller, 0.58 kW/ton, 500 tons, ECM-711, Cool Roof - Chiller | See Note 1 | 0 | 0 | See Note 2
2572 | Industrial, Existing, SIC26 Paper, Base Centrifugal Chiller, 0.58 kW/ton, 500 tons, ECM-711, Cool Roof - Chiller | See Note 1 | 0 | 0 | See Note 2
2573 | Industrial, Existing, SIC27 Printing, Base Centrifugal Chiller, 0.58 kW/ton, 500 tons, ECM-711, Cool Roof - Chiller | See Note 1 | 0 | 0 | See Note 2
2574 | Industrial, Existing, SIC28 Chemicals, Base Centrifugal Chiller, 0.58 kW/ton, 500 tons, ECM-711, Cool Roof - Chiller | See Note 1 | 0 | 0 | See Note 2
2575 | Industrial, Existing, SIC29 Petroleum, Base Centrifugal Chiller, 0.58 kW/ton, 500 tons, ECM-711, Cool Roof - Chiller | See Note 1 | 0 | 0 | See Note 2
2576 | Industrial, Existing, SIC30 Rubber/Plastics, Base Centrifugal Chiller, 0.58 kW/ton, 500 tons, ECM-711, Cool Roof - Chiller | See Note 1 | 0 | 0 | See Note 2
2577 | Industrial, Existing, SIC32 Stone/Clay/Glass, Base Centrifugal Chiller, 0.58 kW/ton, 500 tons, ECM-711, Cool Roof - Chiller | See Note 1 | 0 | 0 | See Note 2
2578 | Industrial, Existing, SIC33 Primary Metals, Base Centrifugal Chiller, 0.58 kW/ton, 500 tons, ECM-711, Cool Roof - Chiller | See Note 1 | 0 | 0 | See Note 2
2579 | Industrial, Existing, SIC34 Fab Metals, Base Centrifugal Chiller, 0.58 kW/ton, 500 tons, ECM-711, Cool Roof - Chiller | See Note 1 | 0 | 0 | See Note 2
2580 | Industrial, Existing, SIC35 Ind Machinery, Base Centrifugal Chiller, 0.58 kW/ton, 500 tons, ECM-711, Cool Roof - Chiller | See Note 1 | 0 | 0 | See Note 2
2581 | Industrial, Existing, SIC36 Electronics, Base Centrifugal Chiller, 0.58 kW/ton, 500 tons, ECM-711, Cool Roof - Chiller | See Note 1 | 0 | 0 | See Note 2
2582 | Industrial, Existing, SIC37 Transp Eqp, Base Centrifugal Chiller, 0.58 kW/ton, 500 tons, ECM-711, Cool Roof - Chiller | See Note 1 | 0 | 0 | See Note 2
2583 | Industrial, Existing, SIC38 Instruments, Base Centrifugal Chiller, 0.58 kW/ton, 500 tons, ECM-711, Cool Roof - Chiller | See Note 1 | 0 | 0 | See Note 2
2584 | Industrial, Existing, SIC39/21/31 Misc, Base Centrifugal Chiller, 0.58 kW/ton, 500 tons, ECM-711, Cool Roof - Chiller | See Note 1 | 0 | 0 | See Note 2
2585 | Industrial, Existing, SIC20 Food, Base DX Packaged System, EER=11.2, 10 tons, ECM-721, DX Packaged System, EER=11.9, 10 tons | See Note 1 | 448054.5994 | 416295.559 | See Note 2
2586 | Industrial, Existing, SIC22-23Textiles, ECM-721, DX Packaged System, EER=11.9, 10 tons | See Note 1 | 8545.7304 | 7870.5891 | See Note 2
2587 | Industrial, Existing, SIC24-25 Lumber, ECM-721, DX Packaged System, EER=11.9, 10 tons | See Note 1 | 15729.7219 | 14635.433 | See Note 2
2588 | Industrial, Existing, SIC26 Paper, ECM-721, DX Packaged System, EER=11.9, 10 tons | See Note 1 | 64666.6365 | 60533.1057 | See Note 2
2589 | Industrial, Existing, SIC27 Printing, ECM-721, DX Packaged System, EER=11.9, 10 tons | See Note 1 | 130833.215 | 116458.0461 | See Note 2
2590 | Industrial, Existing, SIC28 Chemicals, ECM-721, DX Packaged System, EER=11.9, 10 tons | See Note 1 | 91851.325 | 81592.2772 | See Note 2
2591 | Industrial, Existing, SIC29 Petroleum, ECM-721, DX Packaged System, EER=11.9, 10 tons | See Note 1 | 849.395 | 763.2504 | See Note 2
2592 | Industrial, Existing, SIC30 Rubber/Plastics, ECM-721, DX Packaged System, EER=11.9, 10 tons | See Note 1 | 32333.106 | 29600.4909 | See Note 2
2593 | Industrial, Existing, SIC32 Stone/Clay/Glass, ECM-721, DX Packaged System, EER=11.9, 10 tons | See Note 1 | 248933.6326 | 229963.9868 | See Note 2
2594 | Industrial, Existing, SIC33 Primary Metals, Base DX Packaged System, EER=11.2, 10 tons, ECM-721, DX Packaged System, EER=11.9, 10 tons | See Note 1 | 13699.1766 | 12220.3166 | See Note 2
2595 | Industrial, Existing, SIC34 Fab Metals, Base DX Packaged System, EER=11.2, 10 tons, ECM-721, DX Packaged System, EER=11.9, 10 tons | See Note 1 | 167090.0183 | 150141.3219 | See Note 2
2596 | Industrial, Existing, SIC35 Ind Machinery, Base DX Packaged System, EER=11.2, 10 tons, ECM-721, DX Packaged System, EER=11.9, 10 tons | See Note 1 | 22955.0036 | 20972.356 | See Note 2
2597 | Industrial, Existing, SIC36 Electronics, ECM-721, DX Packaged System, EER=11.9, 10 tons | See Note 1 | 94945.2027 | 86080.6367 | See Note 2
2598 | Industrial, Existing, SIC37 Transp Eqp, ECM-721, DX Packaged System, EER=11.9, 10 tons | See Note 1 | 79988.962 | 72391.0163 | See Note 2
2599 | Industrial, Existing, SIC38 Instruments, ECM-721, DX Packaged System, EER=11.9, 10 tons | See Note 1 | 444610.1863 | 401148.7744 | See Note 2
2600 | Industrial, Existing, SIC39/21/31 Misc, ECM-721, DX Packaged System, EER=11.9, 10 tons | See Note 1 | 163068.2149 | 147979.6125 | See Note 2
2601 | Industrial, Existing, SIC20 Food, ECM-724, DX Tune Up/ Advanced Diagnostics | See Note 1 | 0 | 0 | See Note 2
2602 | Industrial, Existing, SIC22-23Textiles, ECM-724, DX Tune Up/ Advanced Diagnostics | See Note 1 | 0 | 0 | See Note 2
2603 | Industrial, Existing, SIC24-25 Lumber, ECM-724, DX Tune Up/ Advanced Diagnostics | See Note 1 | 0 | 0 | See Note 2
2604 | Industrial, Existing, SIC26 Paper, ECM-724, DX Tune Up/ Advanced Diagnostics | See Note 1 | 0 | 0 | See Note 2
2605 | Industrial, Existing, SIC27 Printing, ECM-724, DX Tune Up/ Advanced Diagnostics | See Note 1 | 0 | 0 | See Note 2
2606 | Industrial, Existing, SIC28 Chemicals, ECM-724, DX Tune Up/ Advanced Diagnostics | See Note 1 | 0 | 0 | See Note 2
2607 | Industrial, Existing, SIC29 Petroleum, ECM-724, DX Tune Up/ Advanced Diagnostics | See Note 1 | 0 | 0 | See Note 2
2608 | Industrial, Existing, SIC30 Rubber/Plastics, ECM-724, DX Tune Up/ Advanced Diagnostics | See Note 1 | 0 | 0 | See Note 2
2609 | Industrial, Existing, SIC32 Stone/Clay/Glass, ECM-724, DX Tune Up/ Advanced Diagnostics | See Note 1 | 0 | 0 | See Note 2
2610 | Industrial, Existing, SIC33 Primary Metals, ECM-724, DX Tune Up/ Advanced Diagnostics | See Note 1 | 0 | 0 | See Note 2
2611 | Industrial, Existing, SIC34 Fab Metals, ECM-724, DX Tune Up/ Advanced Diagnostics | See Note 1 | 0 | 0 | See Note 2
2612 | Industrial, Existing, SIC35 Ind Machinery, ECM-724, DX Tune Up/ Advanced Diagnostics | See Note 1 | 0 | 0 | See Note 2
2613 | Industrial, Existing, SIC36 Electronics, ECM-724, DX Tune Up/ Advanced Diagnostics | See Note 1 | 0 | 0 | See Note 2
2614 | Industrial, Existing, SIC37 Transp Eqp, ECM-724, DX Tune Up/ Advanced Diagnostics | See Note 1 | 0 | 0 | See Note 2
2615 | Industrial, Existing, SIC38 Instruments, ECM-724, DX Tune Up/ Advanced Diagnostics | See Note 1 | 0 | 0 | See Note 2
2616 | Industrial, Existing, SIC39/21/31 Misc, ECM-724, DX Tune Up/ Advanced Diagnostics | See Note 1 | 0 | 0 | See Note 2
2617 | Industrial, Existing, SIC20 Food, ECM-725, DX Coil Cleaning | See Note 1 | 103997.0446 | 32302.2996 | See Note 2
2618 | Industrial, Existing, SIC22-23Textiles, ECM-725, DX Coil Cleaning | See Note 1 | 1977.6311 | 610.7154 | See Note 2
2619 | Industrial, Existing, SIC24-25 Lumber, ECM-725, DX Coil Cleaning | See Note 1 | 3652.7858 | 1135.631 | See Note 2
2620 | Industrial, Existing, SIC26 Paper, ECM-725, DX Coil Cleaning | See Note 1 | 15047.4976 | 4697.0439 | See Note 2
2621 | Industrial, Existing, SIC27 Printing, ECM-725, DX Coil Cleaning | See Note 1 | 29925.9927 | 9036.5189 | See Note 2
2622 | Industrial, Existing, SIC28 Chemicals, ECM-725, DX Coil Cleaning | See Note 1 | 20994.3345 | 6331.1225 | See Note 2
2623 | Industrial, Existing, SIC29 Petroleum, ECM-725, DX Coil Cleaning | See Note 1 | 194.9113 | 59.2241 | See Note 2
2624 | Industrial, Existing, SIC30 Rubber/Plastics, ECM-725, DX Coil Cleaning | See Note 1 | 7467.0899 | 2296.8391 | See Note 2
2625 | Industrial, Existing, SIC32 Stone/Clay/Glass, ECM-725, DX Coil Cleaning | See Note 1 | 57666.3491 | 17843.9703 | See Note 2
2626 | Industrial, Existing, SIC33 Primary Metals, ECM-725, DX Coil Cleaning | See Note 1 | 3135.8007 | 948.2309 | See Note 2
2627 | Industrial, Existing, SIC34 Fab Metals, ECM-725, DX Coil Cleaning | See Note 1 | 38343.1136 | 11650.1602 | See Note 2
2628 | Industrial, Existing, SIC35 Ind Machinery, ECM-725, DX Coil Cleaning | See Note 1 | 5297.8676 | 1627.3422 | See Note 2
2629 | Industrial, Existing, SIC36 Electronics, ECM-725, DX Coil Cleaning | See Note 1 | 21854.3309 | 6679.3951 | See Note 2
2630 | Industrial, Existing, SIC37 Transp Eqp, ECM-725, DX Coil Cleaning | See Note 1 | 18400.5576 | 5617.1541 | See Note 2
2631 | Industrial, Existing, SIC38 Instruments, ECM-725, DX Coil Cleaning | See Note 1 | 102169.7216 | 31126.9905 | See Note 2
2632 | Industrial, Existing, SIC39/21/31 Misc, ECM-725, DX Coil Cleaning | See Note 1 | 37546.4002 | 11482.4232 | See Note 2
2633 | Industrial, Existing, SIC20 Food, ECM-726, Optimize Controls | See Note 1 | 70442.8962 | 46001.259 | See Note 2
2634 | Industrial, Existing, SIC22-23Textiles, ECM-726, Optimize Controls | See Note 1 | 1192.1578 | 774.0111 | See Note 2
2635 | Industrial, Existing, SIC24-25 Lumber, ECM-726, Optimize Controls | See Note 1 | 2516.4842 | 1644.8537 | See Note 2
2636 | Industrial, Existing, SIC26 Paper, ECM-726, Optimize Controls | See Note 1 | 11134.0616 | 7306.9147 | See Note 2
2637 | Industrial, Existing, SIC27 Printing, ECM-726, Optimize Controls | See Note 1 | 9409.7649 | 5973.8107 | See Note 2
2638 | Industrial, Existing, SIC28 Chemicals, ECM-726, Optimize Controls | See Note 1 | 6240.5639 | 3956.6036 | See Note 2
2639 | Industrial, Existing, SIC29 Petroleum, ECM-726, Optimize Controls | See Note 1 | 77.091 | 49.2476 | See Note 2
2640 | Industrial, Existing, SIC30 Rubber/Plastics, ECM-726, Optimize Controls | See Note 1 | 4130.1747 | 2670.9617 | See Note 2
2641 | Industrial, Existing, SIC32 Stone/Clay/Glass, ECM-726, Optimize Controls | See Note 1 | 36290.0824 | 23608.9715 | See Note 2
2642 | Industrial, Existing, SIC33 Primary Metals, ECM-726, Optimize Controls | See Note 1 | 1042.9404 | 663.0483 | See Note 2
2643 | Industrial, Existing, SIC34 Fab Metals, ECM-726, Optimize Controls | See Note 1 | 15139.1343 | 9670.8711 | See Note 2
2644 | Industrial, Existing, SIC35 Ind Machinery, ECM-726, Optimize Controls | See Note 1 | 2836.5491 | 1831.8426 | See Note 2
2645 | Industrial, Existing, SIC36 Electronics, ECM-726, Optimize Controls | See Note 1 | 10292.654 | 6613.7391 | See Note 2
2646 | Industrial, Existing, SIC37 Transp Eqp, ECM-726, Optimize Controls | See Note 1 | 8383.1627 | 5380.3841 | See Note 2
2647 | Industrial, Existing, SIC38 Instruments, ECM-726, Optimize Controls | See Note 1 | 43914.4565 | 28128.2362 | See Note 2
2648 | Industrial, Existing, SIC39/21/31 Misc, ECM-726, Optimize Controls | See Note 1 | 17979.4058 | 11560.0749 | See Note 2
2649 | Industrial, Existing, SIC20 Food, ECM-727, Aerosole Duct Sealing | See Note 1 | 298340.2086 | 44057.7319 | See Note 2
2650 | Industrial, Existing, SIC22-23Textiles, ECM-727, Aerosole Duct Sealing | See Note 1 | 5019.501 | 741.3096 | See Note 2
2651 | Industrial, Existing, SIC24-25 Lumber, ECM-727, Aerosole Duct Sealing | See Note 1 | 10667.5552 | 1575.3595 | See Note 2
2652 | Industrial, Existing, SIC26 Paper, ECM-727, Aerosole Duct Sealing | See Note 1 | 47388.9601 | 6998.2017 | See Note 2
2653 | Industrial, Existing, SIC27 Printing, ECM-727, Aerosole Duct Sealing | See Note 1 | 38743.1925 | 5721.4206 | See Note 2
2654 | Industrial, Existing, SIC28 Chemicals, ECM-727, Aerosole Duct Sealing | See Note 1 | 25660.7069 | 3789.4394 | See Note 2
2655 | Industrial, Existing, SIC29 Petroleum, ECM-727, Aerosole Duct Sealing | See Note 1 | 319.3957 | 47.1669 | See Note 2
2656 | Industrial, Existing, SIC30 Rubber/Plastics, ECM-727, Aerosole Duct Sealing | See Note 1 | 17322.3789 | 2558.1151 | See Note 2
2657 | Industrial, Existing, SIC32 Stone/Clay/Glass, ECM-727, Aerosole Duct Sealing | See Note 1 | 153115.7476 | 22611.5058 | See Note 2
2658 | Industrial, Existing, SIC33 Primary Metals, ECM-727, Aerosole Duct Sealing | See Note 1 | 4300.1229 | 635.0349 | See Note 2
2659 | Industrial, Existing, SIC34 Fab Metals, ECM-727, Aerosole Duct Sealing | See Note 1 | 62719.5946 | 9262.2823 | See Note 2
2660 | Industrial, Existing, SIC35 Ind Machinery, ECM-727, Aerosole Duct Sealing | See Note 1 | 11880.3524 | 1754.4483 | See Note 2
2661 | Industrial, Existing, SIC36 Electronics, ECM-727, Aerosole Duct Sealing | See Note 1 | 42893.2102 | 6334.3124 | See Note 2
2662 | Industrial, Existing, SIC37 Transp Eqp, ECM-727, Aerosole Duct Sealing | See Note 1 | 34894.0156 | 5153.0659 | See Note 2
2663 | Industrial, Existing, SIC38 Instruments, ECM-727, Aerosole Duct Sealing | See Note 1 | 182424.7952 | 26939.8341 | See Note 2
2664 | Industrial, Existing, SIC39/21/31 Misc, ECM-727, Aerosole Duct Sealing | See Note 1 | 74972.613 | 11071.6683 | See Note 2
2665 | Industrial, Existing, SIC20 Food, ECM-728, Duct/Pipe Insulation | See Note 1 | 0 | 0 | See Note 2
2666 | Industrial, Existing, SIC22-23Textiles, ECM-728, Duct/Pipe Insulation | See Note 1 | 0 | 0 | See Note 2
2667 | Industrial, Existing, SIC24-25 Lumber, ECM-728, Duct/Pipe Insulation | See Note 1 | 0 | 0 | See Note 2
2668 | Industrial, Existing, SIC26 Paper, ECM-728, Duct/Pipe Insulation | See Note 1 | 0 | 0 | See Note 2
2669 | Industrial, Existing, SIC27 Printing, ECM-728, Duct/Pipe Insulation | See Note 1 | 0 | 0 | See Note 2
2670 | Industrial, Existing, SIC28 Chemicals, ECM-728, Duct/Pipe Insulation | See Note 1 | 0 | 0 | See Note 2
2671 | Industrial, Existing, SIC29 Petroleum, ECM-728, Duct/Pipe Insulation | See Note 1 | 0 | 0 | See Note 2
2672 | Industrial, Existing, SIC30 Rubber/Plastics, ECM-728, Duct/Pipe Insulation | See Note 1 | 0 | 0 | See Note 2
2673 | Industrial, Existing, SIC32 Stone/Clay/Glass, ECM-728, Duct/Pipe Insulation | See Note 1 | 0 | 0 | See Note 2
2674 | Industrial, Existing, SIC33 Primary Metals, ECM-728, Duct/Pipe Insulation | See Note 1 | 0 | 0 | See Note 2
2675 | Industrial, Existing, SIC34 Fab Metals, ECM-728, Duct/Pipe Insulation | See Note 1 | 0 | 0 | See Note 2
2676 | Industrial, Existing, SIC35 Ind Machinery, ECM-728, Duct/Pipe Insulation | See Note 1 | 0 | 0 | See Note 2
2677 | Industrial, Existing, SIC36 Electronics, ECM-728, Duct/Pipe Insulation | See Note 1 | 0 | 0 | See Note 2
2678 | Industrial, Existing, SIC37 Transp Eqp, ECM-728, Duct/Pipe Insulation | See Note 1 | 0 | 0 | See Note 2
2679 | Industrial, Existing, SIC38 Instruments, ECM-728, Duct/Pipe Insulation | See Note 1 | 0 | 0 | See Note 2
2680 | Industrial, Existing, SIC39/21/31 Misc, ECM-728, Duct/Pipe Insulation | See Note 1 | 0 | 0 | See Note 2
2681 | Industrial, Existing, SIC20 Food, ECM-729, Window Film (Standard) | See Note 1 | 0 | 0 | See Note 2
2682 | Industrial, Existing, SIC22-23Textiles, ECM-729, Window Film (Standard) | See Note 1 | 0 | 0 | See Note 2
2683 | Industrial, Existing, SIC24-25 Lumber, ECM-729, Window Film (Standard) | See Note 1 | 0 | 0 | See Note 2
2684 | Industrial, Existing, SIC26 Paper, ECM-729, Window Film (Standard) | See Note 1 | 0 | 0 | See Note 2
2685 | Industrial, Existing, SIC27 Printing, ECM-729, Window Film (Standard) | See Note 1 | 0 | 0 | See Note 2
2686 | Industrial, Existing, SIC28 Chemicals, ECM-729, Window Film (Standard) | See Note 1 | 0 | 0 | See Note 2
2687 | Industrial, Existing, SIC29 Petroleum, ECM-729, Window Film (Standard) | See Note 1 | 0 | 0 | See Note 2
2688 | Industrial, Existing, SIC30 Rubber/Plastics, ECM-729, Window Film (Standard) | See Note 1 | 0 | 0 | See Note 2
2689 | Industrial, Existing, SIC32 Stone/Clay/Glass, ECM-729, Window Film (Standard) | See Note 1 | 0 | 0 | See Note 2
2690 | Industrial, Existing, SIC33 Primary Metals, ECM-729, Window Film (Standard) | See Note 1 | 0 | 0 | See Note 2
2691 | Industrial, Existing, SIC34 Fab Metals, ECM-729, Window Film (Standard) | See Note 1 | 0 | 0 | See Note 2
2692 | Industrial, Existing, SIC35 Ind Machinery, ECM-729, Window Film (Standard) | See Note 1 | 0 | 0 | See Note 2
2693 | Industrial, Existing, SIC36 Electronics, ECM-729, Window Film (Standard) | See Note 1 | 0 | 0 | See Note 2
2694 | Industrial, Existing, SIC37 Transp Eqp, ECM-729, Window Film (Standard) | See Note 1 | 0 | 0 | See Note 2
2695 | Industrial, Existing, SIC38 Instruments, ECM-729, Window Film (Standard) | See Note 1 | 0 | 0 | See Note 2
2696 | Industrial, Existing, SIC39/21/31 Misc, ECM-729, Window Film (Standard) | See Note 1 | 0 | 0 | See Note 2
2697 | Industrial, Existing, SIC20 Food, ECM-730, Roof Insulation | See Note 1 | 76820.9864 | 60091.6693 | See Note 2
2698 | Industrial, Existing, SIC22-23Textiles, ECM-730, Roof Insulation | See Note 1 | 1301.9635 | 1011.0945 | See Note 2
2699 | Industrial, Existing, SIC24-25 Lumber, ECM-730, Roof Insulation | See Note 1 | 2743.7237 | 2148.6804 | See Note 2
2700 | Industrial, Existing, SIC26 Paper, ECM-730, Roof Insulation | See Note 1 | 12127.562 | 9545.0583 | See Note 2
2701 | Industrial, Existing, SIC27 Printing, ECM-730, Roof Insulation | See Note 1 | 10333.3496 | 7803.6181 | See Note 2
2702 | Industrial, Existing, SIC28 Chemicals, ECM-730, Roof Insulation | See Note 1 | 6855.3341 | 5168.5307 | See Note 2
2703 | Industrial, Existing, SIC29 Petroleum, ECM-730, Roof Insulation | See Note 1 | 84.5265 | 64.3324 | See Note 2
2704 | Industrial, Existing, SIC30 Rubber/Plastics, ECM-730, Roof Insulation | See Note 1 | 4514.8905 | 3489.0904 | See Note 2
2705 | Industrial, Existing, SIC32 Stone/Clay/Glass, ECM-730, Roof Insulation | See Note 1 | 39612.4381 | 30840.5148 | See Note 2
2706 | Industrial, Existing, SIC33 Primary Metals, ECM-730, Roof Insulation | See Note 1 | 1144.9101 | 866.1433 | See Note 2
2707 | Industrial, Existing, SIC34 Fab Metals, ECM-730, Roof Insulation | See Note 1 | 16599.5502 | 12633.1061 | See Note 2
2708 | Industrial, Existing, SIC35 Ind Machinery, ECM-730, Roof Insulation | See Note 1 | 3101.8195 | 2392.9449 | See Note 2
2709 | Industrial, Existing, SIC36 Electronics, ECM-730, Roof Insulation | See Note 1 | 11269.1173 | 8639.5597 | See Note 2
2710 | Industrial, Existing, SIC37 Transp Eqp, ECM-730, Roof Insulation | See Note 1 | 9181.176 | 7028.422 | See Note 2
2711 | Industrial, Existing, SIC38 Instruments, ECM-730, Roof Insulation | See Note 1 | 48118.5031 | 36744.0523 | See Note 2
2712 | Industrial, Existing, SIC39/21/31 Misc, ECM-730, Roof Insulation | See Note 1 | 19682.1352 | 15100.9823 | See Note 2
2713 | Industrial, Existing, SIC20 Food, ECM-731, Cool Roof - DX | See Note 1 | 0 | 0 | See Note 2
2714 | Industrial, Existing, SIC22-23Textiles, ECM-731, Cool Roof - DX | See Note 1 | 0 | 0 | See Note 2
2715 | Industrial, Existing, SIC24-25 Lumber, ECM-731, Cool Roof - DX | See Note 1 | 0 | 0 | See Note 2
2716 | Industrial, Existing, SIC26 Paper, ECM-731, Cool Roof - DX | See Note 1 | 0 | 0 | See Note 2
2717 | Industrial, Existing, SIC27 Printing, ECM-731, Cool Roof - DX | See Note 1 | 0 | 0 | See Note 2
2718 | Industrial, Existing, SIC28 Chemicals, ECM-731, Cool Roof - DX | See Note 1 | 0 | 0 | See Note 2
2719 | Industrial, Existing, SIC29 Petroleum, ECM-731, Cool Roof - DX | See Note 1 | 0 | 0 | See Note 2
2720 | Industrial, Existing, SIC30 Rubber/Plastics, ECM-731, Cool Roof - DX | See Note 1 | 0 | 0 | See Note 2
2721 | Industrial, Existing, SIC32 Stone/Clay/Glass, ECM-731, Cool Roof - DX | See Note 1 | 0 | 0 | See Note 2
2722 | Industrial, Existing, SIC33 Primary Metals, ECM-731, Cool Roof - DX | See Note 1 | 0 | 0 | See Note 2
2723 | Industrial, Existing, SIC34 Fab Metals, ECM-731, Cool Roof - DX | See Note 1 | 0 | 0 | See Note 2
2724 | Industrial, Existing, SIC35 Ind Machinery, ECM-731, Cool Roof - DX | See Note 1 | 0 | 0 | See Note 2
2725 | Industrial, Existing, SIC36 Electronics, ECM-731, Cool Roof - DX | See Note 1 | 0 | 0 | See Note 2
2726 | Industrial, Existing, SIC37 Transp Eqp, ECM-731, Cool Roof - DX | See Note 1 | 0 | 0 | See Note 2
2727 | Industrial, Existing, SIC38 Instruments, ECM-731, Cool Roof - DX | See Note 1 | 0 | 0 | See Note 2
2728 | Industrial, Existing, SIC39/21/31 Misc, ECM-731, Cool Roof - DX | See Note 1 | 0 | 0 | See Note 2
2729 | Industrial, Existing, SIC20 Food, ECM-732, Run-time Optimizer | See Note 1 | 0 | 0 | See Note 2
2730 | Industrial, Existing, SIC22-23Textiles, ECM-732, Run-time Optimizer | See Note 1 | 0 | 0 | See Note 2
2731 | Industrial, Existing, SIC24-25 Lumber, ECM-732, Run-time Optimizer | See Note 1 | 0 | 0 | See Note 2
2732 | Industrial, Existing, SIC26 Paper, ECM-732, Run-time Optimizer | See Note 1 | 0 | 0 | See Note 2
2733 | Industrial, Existing, SIC27 Printing, ECM-732, Run-time Optimizer | See Note 1 | 0 | 0 | See Note 2
2734 | Industrial, Existing, SIC28 Chemicals, ECM-732, Run-time Optimizer | See Note 1 | 0 | 0 | See Note 2
2735 | Industrial, Existing, SIC29 Petroleum, ECM-732, Run-time Optimizer | See Note 1 | 0 | 0 | See Note 2
2736 | Industrial, Existing, SIC30 Rubber/Plastics, ECM-732, Run-time Optimizer | See Note 1 | 0 | 0 | See Note 2
2737 | Industrial, Existing, SIC32 Stone/Clay/Glass, ECM-732, Run-time Optimizer | See Note 1 | 0 | 0 | See Note 2
2738 | Industrial, Existing, SIC33 Primary Metals, ECM-732, Run-time Optimizer | See Note 1 | 0 | 0 | See Note 2
2739 | Industrial, Existing, SIC34 Fab Metals, ECM-732, Run-time Optimizer | See Note 1 | 0 | 0 | See Note 2
2740 | Industrial, Existing, SIC35 Ind Machinery, ECM-732, Run-time Optimizer | See Note 1 | 0 | 0 | See Note 2
2741 | Industrial, Existing, SIC36 Electronics, ECM-732, Run-time Optimizer | See Note 1 | 0 | 0 | See Note 2
2742 | Industrial, Existing, SIC37 Transp Eqp, ECM-732, Run-time Optimizer | See Note 1 | 0 | 0 | See Note 2
2743 | Industrial, Existing, SIC38 Instruments, ECM-732, Run-time Optimizer | See Note 1 | 0 | 0 | See Note 2
2744 | Industrial, Existing, SIC39/21/31 Misc, ECM-732, Run-time Optimizer | See Note 1 | 0 | 0 | See Note 2
2745 | Industrial, Existing, SIC20 Food, ECM-733, Hybrid Dessicant-HP System | See Note 1 | 0 | 0 | See Note 2
2746 | Industrial, Existing, SIC22-23Textiles, ECM-733, Hybrid Dessicant-HP System | See Note 1 | 0 | 0 | See Note 2
2747 | Industrial, Existing, SIC24-25 Lumber, ECM-733, Hybrid Dessicant-HP System | See Note 1 | 0 | 0 | See Note 2
2748 | Industrial, Existing, SIC26 Paper, ECM-733, Hybrid Dessicant-HP System | See Note 1 | 0 | 0 | See Note 2
2749 | Industrial, Existing, SIC27 Printing, ECM-733, Hybrid Dessicant-HP System | See Note 1 | 0 | 0 | See Note 2
2750 | Industrial, Existing, SIC28 Chemicals, ECM-733, Hybrid Dessicant-HP System | See Note 1 | 0 | 0 | See Note 2
2751 | Industrial, Existing, SIC29 Petroleum, ECM-733, Hybrid Dessicant-HP System | See Note 1 | 0 | 0 | See Note 2
2752 | Industrial, Existing, SIC30 Rubber/Plastics, ECM-733, Hybrid Dessicant-HP System | See Note 1 | 0 | 0 | See Note 2
2753 | Industrial, Existing, SIC32 Stone/Clay/Glass, ECM-733, Hybrid Dessicant-HP System | See Note 1 | 0 | 0 | See Note 2
2754 | Industrial, Existing, SIC33 Primary Metals, ECM-733, Hybrid Dessicant-HP System | See Note 1 | 0 | 0 | See Note 2
2755 | Industrial, Existing, SIC34 Fab Metals, ECM-733, Hybrid Dessicant-HP System | See Note 1 | 0 | 0 | See Note 2
2756 | Industrial, Existing, SIC35 Ind Machinery, ECM-733, Hybrid Dessicant-HP System | See Note 1 | 0 | 0 | See Note 2
2757 | Industrial, Existing, SIC36 Electronics, ECM-733, Hybrid Dessicant-HP System | See Note 1 | 0 | 0 | See Note 2
2758 | Industrial, Existing, SIC37 Transp Eqp, ECM-733, Hybrid Dessicant-HP System | See Note 1 | 0 | 0 | See Note 2
2759 | Industrial, Existing, SIC38 Instruments, ECM-733, Hybrid Dessicant-HP System | See Note 1 | 0 | 0 | See Note 2
2760 | Industrial, Existing, SIC39/21/31 Misc, ECM-733, Hybrid Dessicant-HP System | See Note 1 | 0 | 0 | See Note 2
2761 | Industrial, Existing, SIC20 Food, ECM-801, Premium T8, Elecctronic Ballast | See Note 1 | 2036467.064 | 315975.998 | See Note 2
2762 | Industrial, Existing, SIC22-23Textiles, ECM-801, Premium T8, Elecctronic Ballast | See Note 1 | 30781.9155 | 4776.0881 | See Note 2
2763 | Industrial, Existing, SIC24-25 Lumber, ECM-801, Premium T8, Elecctronic Ballast | See Note 1 | 107291.4088 | 16647.2177 | See Note 2
2764 | Industrial, Existing, SIC26 Paper, ECM-801, Premium T8, Elecctronic Ballast | See Note 1 | 363567.9829 | 56410.8093 | See Note 2
2765 | Industrial, Existing, SIC27 Printing, ECM-801, Premium T8, Elecctronic Ballast | See Note 1 | 521021.0037 | 80841.0498 | See Note 2
2766 | Industrial, Existing, SIC28 Chemicals, ECM-801, Premium T8, Elecctronic Ballast | See Note 1 | 324543.8572 | 50355.868 | See Note 2
2767 | Industrial, Existing, SIC29 Petroleum, ECM-801, Premium T8, Elecctronic Ballast | See Note 1 | 3551.6886 | 551.0761 | See Note 2
2768 | Industrial, Existing, SIC30 Rubber/Plastics, ECM-801, Premium T8, Elecctronic Ballast | See Note 1 | 118567.1029 | 18396.7421 | See Note 2
2769 | Industrial, Existing, SIC32 Stone/Clay/Glass, ECM-801, Premium T8, Elecctronic Ballast | See Note 1 | 822996.0899 | 127695.1683 | See Note 2
2770 | Industrial, Existing, SIC33 Primary Metals, ECM-801, Premium T8, Elecctronic Ballast | See Note 1 | 48607.1492 | 7541.8321 | See Note 2
2771 | Industrial, Existing, SIC34 Fab Metals, ECM-801, Premium T8, Elecctronic Ballast | See Note 1 | 866874.6598 | 134503.3229 | See Note 2
2772 | Industrial, Existing, SIC35 Ind Machinery, ECM-801, Premium T8, Elecctronic Ballast | See Note 1 | 88562.2054 | 13741.2151 | See Note 2
2773 | Industrial, Existing, SIC36 Electronics, ECM-801, Premium T8, Elecctronic Ballast | See Note 1 | 298459.43 | 46308.6383 | See Note 2
2774 | Industrial, Existing, SIC37 Transp Eqp, ECM-801, Premium T8, Elecctronic Ballast | See Note 1 | 445159.9399 | 69070.5304 | See Note 2
2775 | Industrial, Existing, SIC38 Instruments, ECM-801, Premium T8, Elecctronic Ballast | See Note 1 | 1731455.9322 | 268650.7999 | See Note 2
2776 | Industrial, Existing, SIC39/21/31 Misc, ECM-801, Premium T8, Elecctronic Ballast | See Note 1 | 892686.6282 | 138508.2817 | See Note 2
2777 | Industrial, Existing, SIC20 Food, ECM-802, CFL Hardwired, Modular 18W | See Note 1 | 0 | 0 | See Note 2
2778 | Industrial, Existing, SIC22-23Textiles, ECM-802, CFL Hardwired, Modular 18W | See Note 1 | 0 | 0 | See Note 2
2779 | Industrial, Existing, SIC24-25 Lumber, ECM-802, CFL Hardwired, Modular 18W | See Note 1 | 0 | 0 | See Note 2
2780 | Industrial, Existing, SIC26 Paper, ECM-802, CFL Hardwired, Modular 18W | See Note 1 | 0 | 0 | See Note 2
2781 | Industrial, Existing, SIC27 Printing, ECM-802, CFL Hardwired, Modular 18W | See Note 1 | 0 | 0 | See Note 2
2782 | Industrial, Existing, SIC28 Chemicals, ECM-802, CFL Hardwired, Modular 18W | See Note 1 | 0 | 0 | See Note 2
2783 | Industrial, Existing, SIC29 Petroleum, ECM-802, CFL Hardwired, Modular 18W | See Note 1 | 0 | 0 | See Note 2
2784 | Industrial, Existing, SIC30 Rubber/Plastics, ECM-802, CFL Hardwired, Modular 18W | See Note 1 | 0 | 0 | See Note 2
2785 | Industrial, Existing, SIC32 Stone/Clay/Glass, ECM-802, CFL Hardwired, Modular 18W | See Note 1 | 0 | 0 | See Note 2
2786 | Industrial, Existing, SIC33 Primary Metals, ECM-802, CFL Hardwired, Modular 18W | See Note 1 | 0 | 0 | See Note 2
2787 | Industrial, Existing, SIC34 Fab Metals, ECM-802, CFL Hardwired, Modular 18W | See Note 1 | 0 | 0 | See Note 2
2788 | Industrial, Existing, SIC35 Ind Machinery, ECM-802, CFL Hardwired, Modular 18W | See Note 1 | 0 | 0 | See Note 2
2789 | Industrial, Existing, SIC36 Electronics, ECM-802, CFL Hardwired, Modular 18W | See Note 1 | 0 | 0 | See Note 2
2790 | Industrial, Existing, SIC37 Transp Eqp, ECM-802, CFL Hardwired, Modular 18W | See Note 1 | 0 | 0 | See Note 2
2791 | Industrial, Existing, SIC38 Instruments, ECM-802, CFL Hardwired, Modular 18W | See Note 1 | 0 | 0 | See Note 2
2792 | Industrial, Existing, SIC39/21/31 Misc, ECM-802, CFL Hardwired, Modular 18W | See Note 1 | 0 | 0 | See Note 2
2793 | Industrial, Existing, SIC20 Food, ECM-803, CFL Screw-in 18W | See Note 1 | 538907.7467 | 163253.4079 | See Note 2
2794 | Industrial, Existing, SIC22-23Textiles, ECM-803, CFL Screw-in 18W | See Note 1 | 3155.6948 | 978.4024 | See Note 2
2795 | Industrial, Existing, SIC24-25 Lumber, ECM-803, CFL Screw-in 18W | See Note 1 | 11374.9126 | 3520.599 | See Note 2
2796 | Industrial, Existing, SIC26 Paper, ECM-803, CFL Screw-in 18W | See Note 1 | 83021.4593 | 25144.0366 | See Note 2
2797 | Industrial, Existing, SIC27 Printing, ECM-803, CFL Screw-in 18W | See Note 1 | 15488.7732 | 4822.5232 | See Note 2
2798 | Industrial, Existing, SIC28 Chemicals, ECM-803, CFL Screw-in 18W | See Note 1 | 49118.7266 | 15362.7138 | See Note 2
2799 | Industrial, Existing, SIC29 Petroleum, ECM-803, CFL Screw-in 18W | See Note 1 | 537.5373 | 168.1239 | See Note 2
2800 | Industrial, Existing, SIC30 Rubber/Plastics, ECM-803, CFL Screw-in 18W | See Note 1 | 30640.8395 | 9184.7715 | See Note 2
2801 | Industrial, Existing, SIC32 Stone/Clay/Glass, ECM-803, CFL Screw-in 18W | See Note 1 | 306979.1222 | 95126.1896 | See Note 2
2802 | Industrial, Existing, SIC33 Primary Metals, ECM-803, CFL Screw-in 18W | See Note 1 | 23117.5634 | 6860.797 | See Note 2
2803 | Industrial, Existing, SIC34 Fab Metals, ECM-803, CFL Screw-in 18W | See Note 1 | 129262.0544 | 39609.5211 | See Note 2
2804 | Industrial, Existing, SIC35 Ind Machinery, ECM-803, CFL Screw-in 18W | See Note 1 | 10340.9732 | 3187.6826 | See Note 2
2805 | Industrial, Existing, SIC36 Electronics, ECM-803, CFL Screw-in 18W | See Note 1 | 29497.764 | 9068.0261 | See Note 2
2806 | Industrial, Existing, SIC37 Transp Eqp, ECM-803, CFL Screw-in 18W | See Note 1 | 42473.9516 | 13112.0719 | See Note 2
2807 | Industrial, Existing, SIC38 Instruments, ECM-803, CFL Screw-in 18W | See Note 1 | 142321.1545 | 43977.9878 | See Note 2
2808 | Industrial, Existing, SIC39/21/31 Misc, ECM-803, CFL Screw-in 18W | See Note 1 | 66572.1019 | 20489.7182 | See Note 2
2809 | Industrial, Existing, SIC20 Food, ECM-804, High Bay T5 | See Note 1 | 315748.1545 | 90716.0305 | See Note 2
2810 | Industrial, Existing, SIC22-23Textiles, ECM-804, High Bay T5 | See Note 1 | 3808.4909 | 1122.3614 | See Note 2
2811 | Industrial, Existing, SIC24-25 Lumber, ECM-804, High Bay T5 | See Note 1 | 12200.3902 | 3597.1162 | See Note 2
2812 | Industrial, Existing, SIC26 Paper, ECM-804, High Bay T5 | See Note 1 | 37093.3503 | 10752.9765 | See Note 2
2813 | Industrial, Existing, SIC27 Printing, ECM-804, High Bay T5 | See Note 1 | 14845.1187 | 4484.196 | See Note 2
2814 | Industrial, Existing, SIC28 Chemicals, ECM-804, High Bay T5 | See Note 1 | 96375.7064 | 27766.289 | See Note 2
2815 | Industrial, Existing, SIC29 Petroleum, ECM-804, High Bay T5 | See Note 1 | 1054.7003 | 303.8641 | See Note 2
2816 | Industrial, Existing, SIC30 Rubber/Plastics, ECM-804, High Bay T5 | See Note 1 | 5538.3916 | 1606.9545 | See Note 2
2817 | Industrial, Existing, SIC32 Stone/Clay/Glass, ECM-804, High Bay T5 | See Note 1 | 467400.5172 | 129611.4067 | See Note 2
2818 | Industrial, Existing, SIC33 Primary Metals, ECM-804, High Bay T5 | See Note 1 | 10159.7137 | 2847.4191 | See Note 2
2819 | Industrial, Existing, SIC34 Fab Metals, ECM-804, High Bay T5 | See Note 1 | 80483.1895 | 23617.366 | See Note 2
2820 | Industrial, Existing, SIC35 Ind Machinery, ECM-804, High Bay T5 | See Note 1 | 8396.7296 | 2476.173 | See Note 2
2821 | Industrial, Existing, SIC36 Electronics, ECM-804, High Bay T5 | See Note 1 | 11977.8865 | 3564.4708 | See Note 2
2822 | Industrial, Existing, SIC37 Transp Eqp, ECM-804, High Bay T5 | See Note 1 | 31980.8724 | 9488.6968 | See Note 2
2823 | Industrial, Existing, SIC38 Instruments, ECM-804, High Bay T5 | See Note 1 | 99665.9942 | 29688.95 | See Note 2
2824 | Industrial, Existing, SIC39/21/31 Misc, ECM-804, High Bay T5 | See Note 1 | 8537.7837 | 2561.7611 | See Note 2
2825 | Industrial, Existing, SIC20 Food, ECM-805, Occupancy Sensor | See Note 1 | 0 | 0 | See Note 2
2826 | Industrial, Existing, SIC22-23Textiles, ECM-805, Occupancy Sensor | See Note 1 | 0 | 0 | See Note 2
2827 | Industrial, Existing, SIC24-25 Lumber, ECM-805, Occupancy Sensor | See Note 1 | 0 | 0 | See Note 2
2828 | Industrial, Existing, SIC26 Paper, ECM-805, Occupancy Sensor | See Note 1 | 0 | 0 | See Note 2
2829 | Industrial, Existing, SIC27 Printing, ECM-805, Occupancy Sensor | See Note 1 | 0 | 0 | See Note 2
2830 | Industrial, Existing, SIC28 Chemicals, ECM-805, Occupancy Sensor | See Note 1 | 0 | 0 | See Note 2
2831 | Industrial, Existing, SIC29 Petroleum, ECM-805, Occupancy Sensor | See Note 1 | 0 | 0 | See Note 2
2832 | Industrial, Existing, SIC30 Rubber/Plastics, ECM-805, Occupancy Sensor | See Note 1 | 0 | 0 | See Note 2
2833 | Industrial, Existing, SIC32 Stone/Clay/Glass, ECM-805, Occupancy Sensor | See Note 1 | 0 | 0 | See Note 2
2834 | Industrial, Existing, SIC33 Primary Metals, ECM-805, Occupancy Sensor | See Note 1 | 0 | 0 | See Note 2
2835 | Industrial, Existing, SIC34 Fab Metals, ECM-805, Occupancy Sensor | See Note 1 | 0 | 0 | See Note 2
2836 | Industrial, Existing, SIC35 Ind Machinery, ECM-805, Occupancy Sensor | See Note 1 | 0 | 0 | See Note 2
2837 | Industrial, Existing, SIC36 Electronics, ECM-805, Occupancy Sensor | See Note 1 | 0 | 0 | See Note 2
2838 | Industrial, Existing, SIC37 Transp Eqp, ECM-805, Occupancy Sensor | See Note 1 | 0 | 0 | See Note 2
2839 | Industrial, Existing, SIC38 Instruments, ECM-805, Occupancy Sensor | See Note 1 | 0 | 0 | See Note 2
2840 | Industrial, Existing, SIC39/21/31 Misc, ECM-805, Occupancy Sensor | See Note 1 | 0 | 0 | See Note 2
2841 | Industrial, Existing, SIC27 Printing, ECM-806, LED Linear Tube 22W | See Note 1 | 0 | 0 | See Note 2
2842 | Industrial, Existing, SIC20 Food, ECM-807, Flood LED 14W | See Note 1 | 0 | 0 | See Note 2
2843 | Industrial, Existing, SIC22-23Textiles, ECM-807, Flood LED 14W | See Note 1 | 0 | 0 | See Note 2
2844 | Industrial, Existing, SIC24-25 Lumber, ECM-807, Flood LED 14W | See Note 1 | 0 | 0 | See Note 2
2845 | Industrial, Existing, SIC26 Paper, ECM-807, Flood LED 14W | See Note 1 | 0 | 0 | See Note 2
2846 | Industrial, Existing, SIC27 Printing, ECM-807, Flood LED 14W | See Note 1 | 0 | 0 | See Note 2
2847 | Industrial, Existing, SIC28 Chemicals, ECM-807, Flood LED 14W | See Note 1 | 0 | 0 | See Note 2
2848 | Industrial, Existing, SIC29 Petroleum, ECM-807, Flood LED 14W | See Note 1 | 0 | 0 | See Note 2
2849 | Industrial, Existing, SIC30 Rubber/Plastics, ECM-807, Flood LED 14W | See Note 1 | 0 | 0 | See Note 2
2850 | Industrial, Existing, SIC32 Stone/Clay/Glass, ECM-807, Flood LED 14W | See Note 1 | 0 | 0 | See Note 2
2851 | Industrial, Existing, SIC33 Primary Metals, ECM-807, Flood LED 14W | See Note 1 | 0 | 0 | See Note 2
2852 | Industrial, Existing, SIC34 Fab Metals, ECM-807, Flood LED 14W | See Note 1 | 0 | 0 | See Note 2
2853 | Industrial, Existing, SIC35 Ind Machinery, ECM-807, Flood LED 14W | See Note 1 | 0 | 0 | See Note 2
2854 | Industrial, Existing, SIC36 Electronics, ECM-807, Flood LED 14W | See Note 1 | 0 | 0 | See Note 2
2855 | Industrial, Existing, SIC37 Transp Eqp, ECM-807, Flood LED 14W | See Note 1 | 0 | 0 | See Note 2
2856 | Industrial, Existing, SIC38 Instruments, ECM-807, Flood LED 14W | See Note 1 | 0 | 0 | See Note 2
2857 | Industrial, Existing, SIC39/21/31 Misc, ECM-807, Flood LED 14W | See Note 1 | 0 | 0 | See Note 2
2858 | Industrial, Existing, SIC20 Food, ECM-808, LED High Bay 83W (400W equivalent) | See Note 1 | 0 | 0 | See Note 2
2859 | Industrial, Existing, SIC22-23Textiles, ECM-808, LED High Bay 83W (400W equivalent) | See Note 1 | 0 | 0 | See Note 2
2860 | Industrial, Existing, SIC24-25 Lumber, ECM-808, LED High Bay 83W (400W equivalent) | See Note 1 | 0 | 0 | See Note 2
2861 | Industrial, Existing, SIC26 Paper, ECM-808, LED High Bay 83W (400W equivalent) | See Note 1 | 0 | 0 | See Note 2
2862 | Industrial, Existing, SIC27 Printing, ECM-808, LED High Bay 83W (400W equivalent) | See Note 1 | 0 | 0 | See Note 2
2863 | Industrial, Existing, SIC28 Chemicals, ECM-808, LED High Bay 83W (400W equivalent) | See Note 1 | 0 | 0 | See Note 2
2864 | Industrial, Existing, SIC29 Petroleum, ECM-808, LED High Bay 83W (400W equivalent) | See Note 1 | 0 | 0 | See Note 2
2865 | Industrial, Existing, SIC30 Rubber/Plastics, ECM-808, LED High Bay 83W (400W equivalent) | See Note 1 | 0 | 0 | See Note 2
2866 | Industrial, Existing, SIC32 Stone/Clay/Glass, ECM-808, LED High Bay 83W (400W equivalent) | See Note 1 | 0 | 0 | See Note 2
2867 | Industrial, Existing, SIC33 Primary Metals, ECM-808, LED High Bay 83W (400W equivalent) | See Note 1 | 0 | 0 | See Note 2
2868 | Industrial, Existing, SIC34 Fab Metals, ECM-808, LED High Bay 83W (400W equivalent) | See Note 1 | 0 | 0 | See Note 2
2869 | Industrial, Existing, SIC35 Ind Machinery, ECM-808, LED High Bay 83W (400W equivalent) | See Note 1 | 0 | 0 | See Note 2
2870 | Industrial, Existing, SIC36 Electronics, ECM-808, LED High Bay 83W (400W equivalent) | See Note 1 | 0 | 0 | See Note 2
2871 | Industrial, Existing, SIC37 Transp Eqp, ECM-808, LED High Bay 83W (400W equivalent) | See Note 1 | 0 | 0 | See Note 2
2872 | Industrial, Existing, SIC38 Instruments, ECM-808, LED High Bay 83W (400W equivalent) | See Note 1 | 0 | 0 | See Note 2
2873 | Industrial, Existing, SIC39/21/31 Misc, ECM-808, LED High Bay 83W (400W equivalent) | See Note 1 | 0 | 0 | See Note 2
2874 | Industrial, Existing, SIC20 Food, ECM-901, Replace V-belts | See Note 1 | 2803.472 | 2635.8052 | See Note 2
2875 | Industrial, Existing, SIC22-23Textiles, ECM-901, Replace V-belts | See Note 1 | 36.3394 | 34.1661 | See Note 2
2876 | Industrial, Existing, SIC24-25 Lumber, ECM-901, Replace V-belts | See Note 1 | 142.9494 | 134.4001 | See Note 2
2877 | Industrial, Existing, SIC26 Paper, ECM-901, Replace V-belts | See Note 1 | 519.553 | 488.4802 | See Note 2
2878 | Industrial, Existing, SIC27 Printing, ECM-901, Replace V-belts | See Note 1 | 302.38 | 284.2956 | See Note 2
2879 | Industrial, Existing, SIC28 Chemicals, ECM-901, Replace V-belts | See Note 1 | 0 | 0 | See Note 2
2880 | Industrial, Existing, SIC29 Petroleum, ECM-901, Replace V-belts | See Note 1 | 0.44011 | 0.41379 | See Note 2
2881 | Industrial, Existing, SIC30 Rubber/Plastics, ECM-901, Replace V-belts | See Note 1 | 113.5123 | 106.7235 | See Note 2
2882 | Industrial, Existing, SIC32 Stone/Clay/Glass, ECM-901, Replace V-belts | See Note 1 | 1347.9418 | 1267.3256 | See Note 2
2883 | Industrial, Existing, SIC33 Primary Metals, ECM-901, Replace V-belts | See Note 1 | 21.0923 | 19.8308 | See Note 2
2884 | Industrial, Existing, SIC34 Fab Metals, ECM-901, Replace V-belts | See Note 1 | 783.8006 | 736.924 | See Note 2
2885 | Industrial, Existing, SIC35 Ind Machinery, ECM-901, Replace V-belts | See Note 1 | 58.7118 | 55.2004 | See Note 2
2886 | Industrial, Existing, SIC36 Electronics, ECM-901, Replace V-belts | See Note 1 | 157.8653 | 148.4238 | See Note 2
2887 | Industrial, Existing, SIC37 Transp Eqp, ECM-901, Replace V-belts | See Note 1 | 396.305 | 372.6033 | See Note 2
2888 | Industrial, Existing, SIC38 Instruments, ECM-901, Replace V-belts | See Note 1 | 887.0755 | 834.0223 | See Note 2
2889 | Industrial, Existing, SIC39/21/31 Misc, ECM-901, Replace V-belts | See Note 1 | 753.406 | 708.3471 | See Note 2
Notes
1 | Administrative costs are not used for screening in economic potential they are applied in aggregate to the overall portfolio during achievable analysis, they are not avaiable by unique measure
2 | Equipment & labor costs by the utility are treated similar to administrative costs and are usually included in the administrative costs, they are not avaiable by unique measure

## 19d
TRC – Achievable Potential
# | Measure Name | Measure Costs
|  | Administrative | Lost | Incentives | Equipment
|  |  | Revenues |  | & Labor
Residential
1 | Residential, Existing, Single Family, Base 14 SEER A/C Split w/Elec Heat, ECM-102, 15 SEER Split-System Air Conditioner | See Note 1 | 0 | 0 | See Note 2
2 | Residential, New, Single Family, Base 14 SEER A/C Split w/Elec Heat, ECM-102, 15 SEER Split-System Air Conditioner | See Note 1 | 0 | 0 | See Note 2
3 | Residential, Existing, Multi Family, Base 14 SEER A/C Split w/Elec Heat, ECM-102, 15 SEER Split-System Air Conditioner | See Note 1 | 0 | 0 | See Note 2
4 | Residential, New, Multi Family, Base 14 SEER A/C Split w/Elec Heat, ECM-102, 15 SEER Split-System Air Conditioner | See Note 1 | 0 | 0 | See Note 2
5 | Residential, Existing, Mobile Home, Base 14 SEER A/C Split w/Elec Heat, ECM-102, 15 SEER Split-System Air Conditioner | See Note 1 | 0 | 0 | See Note 2
6 | Residential, New, Mobile Home, Base 14 SEER A/C Split w/Elec Heat, ECM-102, 15 SEER Split-System Air Conditioner | See Note 1 | 0 | 0 | See Note 2
7 | Residential, Existing, Single Family, Base 14 SEER A/C Split w/Elec Heat, ECM-103, 17 SEER Split-System Air Conditioner | See Note 1 | 0 | 0 | See Note 2
8 | Residential, New, Single Family, Base 14 SEER A/C Split w/Elec Heat, ECM-103, 17 SEER Split-System Air Conditioner | See Note 1 | 0 | 0 | See Note 2
9 | Residential, Existing, Multi Family, Base 14 SEER A/C Split w/Elec Heat, ECM-103, 17 SEER Split-System Air Conditioner | See Note 1 | 0 | 0 | See Note 2
10 | Residential, New, Multi Family, Base 14 SEER A/C Split w/Elec Heat, ECM-103, 17 SEER Split-System Air Conditioner | See Note 1 | 0 | 0 | See Note 2
11 | Residential, Existing, Mobile Home, Base 14 SEER A/C Split w/Elec Heat, ECM-103, 17 SEER Split-System Air Conditioner | See Note 1 | 0 | 0 | See Note 2
12 | Residential, New, Mobile Home, Base 14 SEER A/C Split w/Elec Heat, ECM-103, 17 SEER Split-System Air Conditioner | See Note 1 | 0 | 0 | See Note 2
13 | Residential, Existing, Single Family, Base 14 SEER A/C Split w/Elec Heat, ECM-104, 19 SEER Split-System Air Conditioner | See Note 1 | 0 | 0 | See Note 2
14 | Residential, New, Single Family, Base 14 SEER A/C Split w/Elec Heat, ECM-104, 19 SEER Split-System Air Conditioner | See Note 1 | 0 | 0 | See Note 2
15 | Residential, Existing, Multi Family, Base 14 SEER A/C Split w/Elec Heat, ECM-104, 19 SEER Split-System Air Conditioner | See Note 1 | 0 | 0 | See Note 2
16 | Residential, New, Multi Family, Base 14 SEER A/C Split w/Elec Heat, ECM-104, 19 SEER Split-System Air Conditioner | See Note 1 | 0 | 0 | See Note 2
17 | Residential, Existing, Mobile Home, Base 14 SEER A/C Split w/Elec Heat, ECM-104, 19 SEER Split-System Air Conditioner | See Note 1 | 0 | 0 | See Note 2
18 | Residential, New, Mobile Home, Base 14 SEER A/C Split w/Elec Heat, ECM-104, 19 SEER Split-System Air Conditioner | See Note 1 | 0 | 0 | See Note 2
19 | Residential, Existing, Single Family, Base 14 SEER A/C Split w/Elec Heat, ECM-105, 14 SEER Split-System Heat Pump | See Note 1 | 0 | 0 | See Note 2
20 | Residential, New, Single Family, Base 14 SEER A/C Split w/Elec Heat, ECM-105, 14 SEER Split-System Heat Pump | See Note 1 | 0 | 0 | See Note 2
21 | Residential, Existing, Multi Family, Base 14 SEER A/C Split w/Elec Heat, ECM-105, 14 SEER Split-System Heat Pump | See Note 1 | 0 | 0 | See Note 2
22 | Residential, New, Multi Family, Base 14 SEER A/C Split w/Elec Heat, ECM-105, 14 SEER Split-System Heat Pump | See Note 1 | 0 | 0 | See Note 2
23 | Residential, Existing, Mobile Home, Base 14 SEER A/C Split w/Elec Heat, ECM-105, 14 SEER Split-System Heat Pump | See Note 1 | 0 | 0 | See Note 2
24 | Residential, New, Mobile Home, Base 14 SEER A/C Split w/Elec Heat, ECM-105, 14 SEER Split-System Heat Pump | See Note 1 | 0 | 0 | See Note 2
25 | Residential, Existing, Single Family, Base 14 SEER A/C Split w/Elec Heat, ECM-106, 15 SEER Split-System Heat Pump | See Note 1 | 0 | 0 | See Note 2
26 | Residential, New, Single Family, Base 14 SEER A/C Split w/Elec Heat, ECM-106, 15 SEER Split-System Heat Pump | See Note 1 | 0 | 0 | See Note 2
27 | Residential, Existing, Multi Family, Base 14 SEER A/C Split w/Elec Heat, ECM-106, 15 SEER Split-System Heat Pump | See Note 1 | 0 | 0 | See Note 2
28 | Residential, New, Multi Family, Base 14 SEER A/C Split w/Elec Heat, ECM-106, 15 SEER Split-System Heat Pump | See Note 1 | 0 | 0 | See Note 2
29 | Residential, Existing, Mobile Home, Base 14 SEER A/C Split w/Elec Heat, ECM-106, 15 SEER Split-System Heat Pump | See Note 1 | 0 | 0 | See Note 2
30 | Residential, New, Mobile Home, Base 14 SEER A/C Split w/Elec Heat, ECM-106, 15 SEER Split-System Heat Pump | See Note 1 | 0 | 0 | See Note 2
31 | Residential, Existing, Single Family, Base 14 SEER A/C Split w/Elec Heat, ECM-107, 17 SEER Split-System Heat Pump | See Note 1 | 0 | 0 | See Note 2
32 | Residential, New, Single Family, Base 14 SEER A/C Split w/Elec Heat, ECM-107, 17 SEER Split-System Heat Pump | See Note 1 | 0 | 0 | See Note 2
33 | Residential, Existing, Multi Family, Base 14 SEER A/C Split w/Elec Heat, ECM-107, 17 SEER Split-System Heat Pump | See Note 1 | 0 | 0 | See Note 2
34 | Residential, New, Multi Family, Base 14 SEER A/C Split w/Elec Heat, ECM-107, 17 SEER Split-System Heat Pump | See Note 1 | 0 | 0 | See Note 2
35 | Residential, Existing, Mobile Home, Base 14 SEER A/C Split w/Elec Heat, ECM-107, 17 SEER Split-System Heat Pump | See Note 1 | 0 | 0 | See Note 2
36 | Residential, New, Mobile Home, Base 14 SEER A/C Split w/Elec Heat, ECM-107, 17 SEER Split-System Heat Pump | See Note 1 | 0 | 0 | See Note 2
37 | Residential, Existing, Single Family, Base 14 SEER A/C Split w/Elec Heat, ECM-108, 13 EER Geothermal Heat Pump | See Note 1 | 0 | 0 | See Note 2
38 | Residential, New, Single Family, Base 14 SEER A/C Split w/Elec Heat, ECM-108, 13 EER Geothermal Heat Pump | See Note 1 | 0 | 0 | See Note 2
39 | Residential, Existing, Multi Family, Base 14 SEER A/C Split w/Elec Heat, ECM-108, 13 EER Geothermal Heat Pump | See Note 1 | 0 | 0 | See Note 2
40 | Residential, New, Multi Family, Base 14 SEER A/C Split w/Elec Heat, ECM-108, 13 EER Geothermal Heat Pump | See Note 1 | 0 | 0 | See Note 2
41 | Residential, Existing, Mobile Home, Base 14 SEER A/C Split w/Elec Heat, ECM-108, 13 EER Geothermal Heat Pump | See Note 1 | 0 | 0 | See Note 2
42 | Residential, New, Mobile Home, Base 14 SEER A/C Split w/Elec Heat, ECM-108, 13 EER Geothermal Heat Pump | See Note 1 | 0 | 0 | See Note 2
43 | Residential, Existing, Single Family, Base 14 SEER A/C Split w/Elec Heat, ECM-110, Attic Venting | See Note 1 | 0 | 0 | See Note 2
44 | Residential, New, Single Family, Base 14 SEER A/C Split w/Elec Heat, ECM-110, Attic Venting | See Note 1 | 0 | 0 | See Note 2
45 | Residential, Existing, Multi Family, Base 14 SEER A/C Split w/Elec Heat, ECM-110, Attic Venting | See Note 1 | 0 | 0 | See Note 2
46 | Residential, New, Multi Family, Base 14 SEER A/C Split w/Elec Heat, ECM-110, Attic Venting | See Note 1 | 0 | 0 | See Note 2
47 | Residential, Existing, Mobile Home, Base 14 SEER A/C Split w/Elec Heat, ECM-110, Attic Venting | See Note 1 | 0 | 0 | See Note 2
48 | Residential, New, Mobile Home, Base 14 SEER A/C Split w/Elec Heat, ECM-110, Attic Venting | See Note 1 | 0 | 0 | See Note 2
49 | Residential, Existing, Single Family, Base 14 SEER A/C Split w/Elec Heat, ECM-111, Sealed Attic w/Sprayed Foam Insulated Roof Deck | See Note 1 | 0 | 0 | See Note 2
50 | Residential, New, Single Family, Base 14 SEER A/C Split w/Elec Heat, ECM-111, Sealed Attic w/Sprayed Foam Insulated Roof Deck | See Note 1 | 0 | 0 | See Note 2
51 | Residential, Existing, Multi Family, Base 14 SEER A/C Split w/Elec Heat, ECM-111, Sealed Attic w/Sprayed Foam Insulated Roof Deck | See Note 1 | 0 | 0 | See Note 2
52 | Residential, New, Multi Family, Base 14 SEER A/C Split w/Elec Heat, ECM-111, Sealed Attic w/Sprayed Foam Insulated Roof Deck | See Note 1 | 0 | 0 | See Note 2
53 | Residential, Existing, Mobile Home, Base 14 SEER A/C Split w/Elec Heat, ECM-111, Sealed Attic w/Sprayed Foam Insulated Roof Deck | See Note 1 | 0 | 0 | See Note 2
54 | Residential, New, Mobile Home, Base 14 SEER A/C Split w/Elec Heat, ECM-111, Sealed Attic w/Sprayed Foam Insulated Roof Deck | See Note 1 | 0 | 0 | See Note 2
55 | Residential, Existing, Single Family, Base 14 SEER A/C Split w/Elec Heat, ECM-112, AC Maintenance (Outdoor Coil Cleaning) | See Note 1 | 0 | 0 | See Note 2
56 | Residential, New, Single Family, Base 14 SEER A/C Split w/Elec Heat, ECM-112, AC Maintenance (Outdoor Coil Cleaning) | See Note 1 | 0 | 0 | See Note 2
57 | Residential, Existing, Multi Family, Base 14 SEER A/C Split w/Elec Heat, ECM-112, AC Maintenance (Outdoor Coil Cleaning) | See Note 1 | 0 | 0 | See Note 2
58 | Residential, New, Multi Family, Base 14 SEER A/C Split w/Elec Heat, ECM-112, AC Maintenance (Outdoor Coil Cleaning) | See Note 1 | 0 | 0 | See Note 2
59 | Residential, Existing, Mobile Home, Base 14 SEER A/C Split w/Elec Heat, ECM-112, AC Maintenance (Outdoor Coil Cleaning) | See Note 1 | 0 | 0 | See Note 2
60 | Residential, New, Mobile Home, Base 14 SEER A/C Split w/Elec Heat, ECM-112, AC Maintenance (Outdoor Coil Cleaning) | See Note 1 | 0 | 0 | See Note 2
61 | Residential, Existing, Single Family, Base 14 SEER A/C Split w/Elec Heat, ECM-113, AC Maintenance (Indoor Coil Cleaning) | See Note 1 | 0 | 0 | See Note 2
62 | Residential, New, Single Family, Base 14 SEER A/C Split w/Elec Heat, ECM-113, AC Maintenance (Indoor Coil Cleaning) | See Note 1 | 0 | 0 | See Note 2
63 | Residential, Existing, Multi Family, Base 14 SEER A/C Split w/Elec Heat, ECM-113, AC Maintenance (Indoor Coil Cleaning) | See Note 1 | 0 | 0 | See Note 2
64 | Residential, New, Multi Family, Base 14 SEER A/C Split w/Elec Heat, ECM-113, AC Maintenance (Indoor Coil Cleaning) | See Note 1 | 0 | 0 | See Note 2
65 | Residential, Existing, Mobile Home, Base 14 SEER A/C Split w/Elec Heat, ECM-113, AC Maintenance (Indoor Coil Cleaning) | See Note 1 | 0 | 0 | See Note 2
66 | Residential, New, Mobile Home, Base 14 SEER A/C Split w/Elec Heat, ECM-113, AC Maintenance (Indoor Coil Cleaning) | See Note 1 | 0 | 0 | See Note 2
67 | Residential, Existing, Single Family, Base 14 SEER A/C Split w/Elec Heat, ECM-114, Proper Refrigerant Charging and Air Flow | See Note 1 | 721475.1127 | 28166.9345 | See Note 2
68 | Residential, New, Single Family, Base 14 SEER A/C Split w/Elec Heat, ECM-114, Proper Refrigerant Charging and Air Flow | See Note 1 | 13688.0431 | 1043.572 | See Note 2
69 | Residential, Existing, Multi Family, Base 14 SEER A/C Split w/Elec Heat, ECM-114, Proper Refrigerant Charging and Air Flow | See Note 1 | -861114.8352 | 585.7751 | See Note 2
70 | Residential, New, Multi Family, Base 14 SEER A/C Split w/Elec Heat, ECM-114, Proper Refrigerant Charging and Air Flow | See Note 1 | 1844.9866 | 232.6097 | See Note 2
71 | Residential, Existing, Mobile Home, Base 14 SEER A/C Split w/Elec Heat, ECM-114, Proper Refrigerant Charging and Air Flow | See Note 1 | 0 | 0 | See Note 2
72 | Residential, New, Mobile Home, Base 14 SEER A/C Split w/Elec Heat, ECM-114, Proper Refrigerant Charging and Air Flow | See Note 1 | 0 | 0 | See Note 2
73 | Residential, Existing, Single Family, Base 14 SEER A/C Split w/Elec Heat, ECM-115, Electronically Commutated Motors (ECM) on an Air Handler Unit | See Note 1 | 244656.3507 | 15939.9821 | See Note 2
74 | Residential, New, Single Family, Base 14 SEER A/C Split w/Elec Heat, ECM-115, Electronically Commutated Motors (ECM) on an Air Handler Unit | See Note 1 | 5590.7361 | 583.1151 | See Note 2
75 | Residential, Existing, Multi Family, Base 14 SEER A/C Split w/Elec Heat, ECM-115, Electronically Commutated Motors (ECM) on an Air Handler Unit | See Note 1 | 123454.2837 | 10973.7207 | See Note 2
76 | Residential, New, Multi Family, Base 14 SEER A/C Split w/Elec Heat, ECM-115, Electronically Commutated Motors (ECM) on an Air Handler Unit | See Note 1 | 1093.4854 | 183.4697 | See Note 2
77 | Residential, Existing, Mobile Home, Base 14 SEER A/C Split w/Elec Heat, ECM-115, Electronically Commutated Motors (ECM) on an Air Handler Unit | See Note 1 | 50070.5828 | 2537.5165 | See Note 2
78 | Residential, New, Mobile Home, Base 14 SEER A/C Split w/Elec Heat, ECM-115, Electronically Commutated Motors (ECM) on an Air Handler Unit | See Note 1 | 0 | 0 | See Note 2
79 | Residential, Existing, Single Family, Base 14 SEER A/C Split w/Elec Heat, ECM-116, Duct Repair | See Note 1 | 0 | 0 | See Note 2
80 | Residential, New, Single Family, Base 14 SEER A/C Split w/Elec Heat, ECM-116, Duct Repair | See Note 1 | 0 | 0 | See Note 2
81 | Residential, Existing, Multi Family, Base 14 SEER A/C Split w/Elec Heat, ECM-116, Duct Repair | See Note 1 | 0 | 0 | See Note 2
82 | Residential, New, Multi Family, Base 14 SEER A/C Split w/Elec Heat, ECM-116, Duct Repair | See Note 1 | 0 | 0 | See Note 2
83 | Residential, Existing, Mobile Home, Base 14 SEER A/C Split w/Elec Heat, ECM-116, Duct Repair | See Note 1 | 0 | 0 | See Note 2
84 | Residential, New, Mobile Home, Base 14 SEER A/C Split w/Elec Heat, ECM-116, Duct Repair | See Note 1 | 0 | 0 | See Note 2
85 | Residential, Existing, Single Family, Base 14 SEER A/C Split w/Elec Heat, ECM-117, Reflective Roof | See Note 1 | 0 | 0 | See Note 2
86 | Residential, New, Single Family, Base 14 SEER A/C Split w/Elec Heat, ECM-117, Reflective Roof | See Note 1 | 0 | 0 | See Note 2
87 | Residential, Existing, Multi Family, Base 14 SEER A/C Split w/Elec Heat, ECM-117, Reflective Roof | See Note 1 | 0 | 0 | See Note 2
88 | Residential, New, Multi Family, Base 14 SEER A/C Split w/Elec Heat, ECM-117, Reflective Roof | See Note 1 | 0 | 0 | See Note 2
89 | Residential, Existing, Mobile Home, Base 14 SEER A/C Split w/Elec Heat, ECM-117, Reflective Roof | See Note 1 | 0 | 0 | See Note 2
90 | Residential, New, Mobile Home, Base 14 SEER A/C Split w/Elec Heat, ECM-117, Reflective Roof | See Note 1 | 0 | 0 | See Note 2
91 | Residential, Existing, Single Family, Base 14 SEER A/C Split w/Elec Heat, ECM-118, Radient Barrier | See Note 1 | 0 | 0 | See Note 2
92 | Residential, New, Single Family, Base 14 SEER A/C Split w/Elec Heat, ECM-118, Radient Barrier | See Note 1 | 0 | 0 | See Note 2
93 | Residential, Existing, Multi Family, Base 14 SEER A/C Split w/Elec Heat, ECM-118, Radient Barrier | See Note 1 | 0 | 0 | See Note 2
94 | Residential, New, Multi Family, Base 14 SEER A/C Split w/Elec Heat, ECM-118, Radient Barrier | See Note 1 | 0 | 0 | See Note 2
95 | Residential, Existing, Mobile Home, Base 14 SEER A/C Split w/Elec Heat, ECM-118, Radient Barrier | See Note 1 | 0 | 0 | See Note 2
96 | Residential, New, Mobile Home, Base 14 SEER A/C Split w/Elec Heat, ECM-118, Radient Barrier | See Note 1 | 0 | 0 | See Note 2
97 | Residential, Existing, Single Family, Base 14 SEER A/C Split w/Elec Heat, ECM-119, Window Film | See Note 1 | 0 | 0 | See Note 2
98 | Residential, New, Single Family, Base 14 SEER A/C Split w/Elec Heat, ECM-119, Window Film | See Note 1 | 0 | 0 | See Note 2
99 | Residential, Existing, Multi Family, Base 14 SEER A/C Split w/Elec Heat, ECM-119, Window Film | See Note 1 | 242089.8706 | 25857.0805 | See Note 2
100 | Residential, New, Multi Family, Base 14 SEER A/C Split w/Elec Heat, ECM-119, Window Film | See Note 1 | 14186.6465 | 3791.7403 | See Note 2
101 | Residential, Existing, Mobile Home, Base 14 SEER A/C Split w/Elec Heat, ECM-119, Window Film | See Note 1 | 0 | 0 | See Note 2
102 | Residential, New, Mobile Home, Base 14 SEER A/C Split w/Elec Heat, ECM-119, Window Film | See Note 1 | 0 | 0 | See Note 2
103 | Residential, Existing, Single Family, Base 14 SEER A/C Split w/Elec Heat, ECM-120, Window Tinting | See Note 1 | 0 | 0 | See Note 2
104 | Residential, New, Single Family, Base 14 SEER A/C Split w/Elec Heat, ECM-120, Window Tinting | See Note 1 | 0 | 0 | See Note 2
105 | Residential, Existing, Multi Family, Base 14 SEER A/C Split w/Elec Heat, ECM-120, Window Tinting | See Note 1 | 21266.3463 | 1683.7038 | See Note 2
106 | Residential, New, Multi Family, Base 14 SEER A/C Split w/Elec Heat, ECM-120, Window Tinting | See Note 1 | 3634.9133 | 422.9567 | See Note 2
107 | Residential, Existing, Mobile Home, Base 14 SEER A/C Split w/Elec Heat, ECM-120, Window Tinting | See Note 1 | 21266.3463 | 1683.7038 | See Note 2
108 | Residential, Existing, Mobile Home, Base 14 SEER A/C Split w/Elec Heat, ECM-120, Window Tinting | See Note 1 | 3634.9133 | 422.9567 | See Note 2
109 | Residential, Existing, Single Family, Base 14 SEER A/C Split w/Elec Heat, ECM-121, Default Window With Sunscreen | See Note 1 | 0 | 0 | See Note 2
110 | Residential, New, Single Family, Base 14 SEER A/C Split w/Elec Heat, ECM-121, Default Window With Sunscreen | See Note 1 | 0 | 0 | See Note 2
111 | Residential, Existing, Multi Family, Base 14 SEER A/C Split w/Elec Heat, ECM-121, Default Window With Sunscreen | See Note 1 | 154205.2343 | 19609.3717 | See Note 2
112 | Residential, New, Multi Family, Base 14 SEER A/C Split w/Elec Heat, ECM-121, Default Window With Sunscreen | See Note 1 | 12568.5008 | 1069.7366 | See Note 2
113 | Residential, Existing, Mobile Home, Base 14 SEER A/C Split w/Elec Heat, ECM-121, Default Window With Sunscreen | See Note 1 | 0 | 0 | See Note 2
114 | Residential, New, Mobile Home, Base 14 SEER A/C Split w/Elec Heat, ECM-121, Default Window With Sunscreen | See Note 1 | 0 | 0 | See Note 2
115 | Residential, Existing, Single Family, Base 14 SEER A/C Split w/Elec Heat, ECM-122, Single Pane Clear Windows to Double Pane Low-E Windows | See Note 1 | 0 | 0 | See Note 2
116 | Residential, New, Single Family, Base 14 SEER A/C Split w/Elec Heat, ECM-122, Single Pane Clear Windows to Double Pane Low-E Windows | See Note 1 | 0 | 0 | See Note 2
117 | Residential, Existing, Multi Family, Base 14 SEER A/C Split w/Elec Heat, ECM-122, Single Pane Clear Windows to Double Pane Low-E Windows | See Note 1 | 585524.6384 | 74904.9112 | See Note 2
118 | Residential, New, Multi Family, Base 14 SEER A/C Split w/Elec Heat, ECM-122, Single Pane Clear Windows to Double Pane Low-E Windows | See Note 1 | 68595.6157 | 33626.355 | See Note 2
119 | Residential, Existing, Mobile Home, Base 14 SEER A/C Split w/Elec Heat, ECM-122, Single Pane Clear Windows to Double Pane Low-E Windows | See Note 1 | 0 | 0 | See Note 2
120 | Residential, New, Mobile Home, Base 14 SEER A/C Split w/Elec Heat, ECM-122, Single Pane Clear Windows to Double Pane Low-E Windows | See Note 1 | 0 | 0 | See Note 2
121 | Residential, Existing, Single Family, Base 14 SEER A/C Split w/Elec Heat, ECM-124, Ceiling R-0 to R-19 Insulation | See Note 1 | 0 | 0 | See Note 2
122 | Residential, New, Single Family, Base 14 SEER A/C Split w/Elec Heat, ECM-124, Ceiling R-0 to R-19 Insulation | See Note 1 | 0 | 0 | See Note 2
123 | Residential, Existing, Multi Family, Base 14 SEER A/C Split w/Elec Heat, ECM-124, Ceiling R-0 to R-19 Insulation | See Note 1 | 0 | 0 | See Note 2
124 | Residential, New, Multi Family, Base 14 SEER A/C Split w/Elec Heat, ECM-124, Ceiling R-0 to R-19 Insulation | See Note 1 | 0 | 0 | See Note 2
125 | Residential, Existing, Mobile Home, Base 14 SEER A/C Split w/Elec Heat, ECM-124, Ceiling R-0 to R-19 Insulation | See Note 1 | 0 | 0 | See Note 2
126 | Residential, New, Mobile Home, Base 14 SEER A/C Split w/Elec Heat, ECM-124, Ceiling R-0 to R-19 Insulation | See Note 1 | 0 | 0 | See Note 2
127 | Residential, Existing, Single Family, Base 14 SEER A/C Split w/Elec Heat, ECM-125, Ceiling R-19 to R-38 Insulation | See Note 1 | 0 | 0 | See Note 2
128 | Residential, New, Single Family, Base 14 SEER A/C Split w/Elec Heat, ECM-125, Ceiling R-19 to R-38 Insulation | See Note 1 | 0 | 0 | See Note 2
129 | Residential, Existing, Multi Family, Base 14 SEER A/C Split w/Elec Heat, ECM-125, Ceiling R-19 to R-38 Insulation | See Note 1 | 0 | 0 | See Note 2
130 | Residential, New, Multi Family, Base 14 SEER A/C Split w/Elec Heat, ECM-125, Ceiling R-19 to R-38 Insulation | See Note 1 | 0 | 0 | See Note 2
131 | Residential, Existing, Mobile Home, Base 14 SEER A/C Split w/Elec Heat, ECM-125, Ceiling R-19 to R-38 Insulation | See Note 1 | 0 | 0 | See Note 2
132 | Residential, New, Mobile Home, Base 14 SEER A/C Split w/Elec Heat, ECM-125, Ceiling R-19 to R-38 Insulation | See Note 1 | 0 | 0 | See Note 2
133 | Residential, Existing, Single Family, Base 14 SEER A/C Split w/Elec Heat, ECM-126, Wall 2x4 R-0 to Blow-In R-13 Insulation | See Note 1 | 0 | 0 | See Note 2
134 | Residential, New, Single Family, Base 14 SEER A/C Split w/Elec Heat, ECM-126, Wall 2x4 R-0 to Blow-In R-13 Insulation | See Note 1 | 0 | 0 | See Note 2
135 | Residential, Existing, Multi Family, Base 14 SEER A/C Split w/Elec Heat, ECM-126, Wall 2x4 R-0 to Blow-In R-13 Insulation | See Note 1 | 0 | 0 | See Note 2
136 | Residential, New, Multi Family, Base 14 SEER A/C Split w/Elec Heat, ECM-126, Wall 2x4 R-0 to Blow-In R-13 Insulation | See Note 1 | 0 | 0 | See Note 2
137 | Residential, Existing, Mobile Home, Base 14 SEER A/C Split w/Elec Heat, ECM-126, Wall 2x4 R-0 to Blow-In R-13 Insulation | See Note 1 | 0 | 0 | See Note 2
138 | Residential, New, Mobile Home, Base 14 SEER A/C Split w/Elec Heat, ECM-126, Wall 2x4 R-0 to Blow-In R-13 Insulation | See Note 1 | 0 | 0 | See Note 2
139 | Residential, Existing, Single Family, Base 14 SEER A/C Split w/Elec Heat, ECM-127, Weather Strip/Caulk w/Blower Door | See Note 1 | 0 | 0 | See Note 2
140 | Residential, New, Single Family, Base 14 SEER A/C Split w/Elec Heat, ECM-127, Weather Strip/Caulk w/Blower Door | See Note 1 | 0 | 0 | See Note 2
141 | Residential, Existing, Multi Family, Base 14 SEER A/C Split w/Elec Heat, ECM-127, Weather Strip/Caulk w/Blower Door | See Note 1 | 0 | 0 | See Note 2
142 | Residential, New, Multi Family, Base 14 SEER A/C Split w/Elec Heat, ECM-127, Weather Strip/Caulk w/Blower Door | See Note 1 | 0 | 0 | See Note 2
143 | Residential, Existing, Mobile Home, Base 14 SEER A/C Split w/Elec Heat, ECM-127, Weather Strip/Caulk w/Blower Door | See Note 1 | 0 | 0 | See Note 2
144 | Residential, New, Mobile Home, Base 14 SEER A/C Split w/Elec Heat, ECM-127, Weather Strip/Caulk w/Blower Door | See Note 1 | 0 | 0 | See Note 2
145 | Residential, Existing, Single Family, Base 14 SEER Heat Pump, ECM-132, 15 SEER Split-System Heat Pump | See Note 1 | 0 | 0 | See Note 2
146 | Residential, New, Single Family, Base 14 SEER Heat Pump, ECM-132, 15 SEER Split-System Heat Pump | See Note 1 | 0 | 0 | See Note 2
147 | Residential, Existing, Multi Family, Base 14 SEER Heat Pump, ECM-132, 15 SEER Split-System Heat Pump | See Note 1 | 0 | 0 | See Note 2
148 | Residential, New, Multi Family, Base 14 SEER Heat Pump, ECM-132, 15 SEER Split-System Heat Pump | See Note 1 | 0 | 0 | See Note 2
149 | Residential, Existing, Mobile Home, Base 14 SEER Heat Pump, ECM-132, 15 SEER Split-System Heat Pump | See Note 1 | 0 | 0 | See Note 2
150 | Residential, New, Mobile Home, Base 14 SEER Heat Pump, ECM-132, 15 SEER Split-System Heat Pump | See Note 1 | 0 | 0 | See Note 2
151 | Residential, Existing, Single Family, Base 14 SEER Heat Pump, ECM-133, 17 SEER Split-System Heat Pump | See Note 1 | 0 | 0 | See Note 2
152 | Residential, New, Single Family, Base 14 SEER Heat Pump, ECM-133, 17 SEER Split-System Heat Pump | See Note 1 | 0 | 0 | See Note 2
153 | Residential, Existing, Multi Family, Base 14 SEER Heat Pump, ECM-133, 17 SEER Split-System Heat Pump | See Note 1 | 0 | 0 | See Note 2
154 | Residential, New, Multi Family, Base 14 SEER Heat Pump, ECM-133, 17 SEER Split-System Heat Pump | See Note 1 | 0 | 0 | See Note 2
155 | Residential, Existing, Mobile Home, Base 14 SEER Heat Pump, ECM-133, 17 SEER Split-System Heat Pump | See Note 1 | 0 | 0 | See Note 2
156 | Residential, New, Mobile Home, Base 14 SEER Heat Pump, ECM-133, 17 SEER Split-System Heat Pump | See Note 1 | 0 | 0 | See Note 2
157 | Residential, Existing, Single Family, Base 14 SEER Heat Pump, ECM-134, 13 EER Geothermal Heat Pump | See Note 1 | 0 | 0 | See Note 2
158 | Residential, New, Single Family, Base 14 SEER Heat Pump, ECM-134, 13 EER Geothermal Heat Pump | See Note 1 | 0 | 0 | See Note 2
159 | Residential, Existing, Multi Family, Base 14 SEER Heat Pump, ECM-134, 13 EER Geothermal Heat Pump | See Note 1 | 0 | 0 | See Note 2
160 | Residential, New, Multi Family, Base 14 SEER Heat Pump, ECM-134, 13 EER Geothermal Heat Pump | See Note 1 | 0 | 0 | See Note 2
161 | Residential, Existing, Mobile Home, Base 14 SEER Heat Pump, ECM-134, 13 EER Geothermal Heat Pump | See Note 1 | 0 | 0 | See Note 2
162 | Residential, New, Mobile Home, Base 14 SEER Heat Pump, ECM-134, 13 EER Geothermal Heat Pump | See Note 1 | 0 | 0 | See Note 2
163 | Residential, Existing, Single Family, Base 14 SEER Heat Pump, ECM-136, Attic Venting | See Note 1 | 0 | 0 | See Note 2
164 | Residential, New, Single Family, Base 14 SEER Heat Pump, ECM-136, Attic Venting | See Note 1 | 0 | 0 | See Note 2
165 | Residential, Existing, Multi Family, Base 14 SEER Heat Pump, ECM-136, Attic Venting | See Note 1 | 0 | 0 | See Note 2
166 | Residential, New, Multi Family, Base 14 SEER Heat Pump, ECM-136, Attic Venting | See Note 1 | 0 | 0 | See Note 2
167 | Residential, Existing, Mobile Home, Base 14 SEER Heat Pump, ECM-136, Attic Venting | See Note 1 | 0 | 0 | See Note 2
168 | Residential, New, Mobile Home, Base 14 SEER Heat Pump, ECM-136, Attic Venting | See Note 1 | 0 | 0 | See Note 2
169 | Residential, Existing, Single Family, Base 14 SEER Heat Pump, ECM-137, Sealed Attics | See Note 1 | 0 | 0 | See Note 2
170 | Residential, New, Single Family, Base 14 SEER Heat Pump, ECM-137, Sealed Attics | See Note 1 | 0 | 0 | See Note 2
171 | Residential, Existing, Multi Family, Base 14 SEER Heat Pump, ECM-137, Sealed Attics | See Note 1 | 0 | 0 | See Note 2
172 | Residential, New, Multi Family, Base 14 SEER Heat Pump, ECM-137, Sealed Attics | See Note 1 | 0 | 0 | See Note 2
173 | Residential, Existing, Mobile Home, Base 14 SEER Heat Pump, ECM-137, Sealed Attics | See Note 1 | 0 | 0 | See Note 2
174 | Residential, New, Mobile Home, Base 14 SEER Heat Pump, ECM-137, Sealed Attics | See Note 1 | 0 | 0 | See Note 2
175 | Residential, Existing, Single Family, Base 14 SEER Heat Pump, ECM-138, AC Maintenance (Outdoor Coil Cleaning) | See Note 1 | 0 | 0 | See Note 2
176 | Residential, New, Single Family, Base 14 SEER Heat Pump, ECM-138, AC Maintenance (Outdoor Coil Cleaning) | See Note 1 | 0 | 0 | See Note 2
177 | Residential, Existing, Multi Family, Base 14 SEER Heat Pump, ECM-138, AC Maintenance (Outdoor Coil Cleaning) | See Note 1 | 0 | 0 | See Note 2
178 | Residential, New, Multi Family, Base 14 SEER Heat Pump, ECM-138, AC Maintenance (Outdoor Coil Cleaning) | See Note 1 | 0 | 0 | See Note 2
179 | Residential, Existing, Mobile Home, Base 14 SEER Heat Pump, ECM-138, AC Maintenance (Outdoor Coil Cleaning) | See Note 1 | 0 | 0 | See Note 2
180 | Residential, New, Mobile Home, Base 14 SEER Heat Pump, ECM-138, AC Maintenance (Outdoor Coil Cleaning) | See Note 1 | 0 | 0 | See Note 2
181 | Residential, Existing, Single Family, Base 14 SEER Heat Pump, ECM-139, AC Maintenance (Indoor Coil Cleaning) | See Note 1 | 0 | 0 | See Note 2
182 | Residential, New, Single Family, Base 14 SEER Heat Pump, ECM-139, AC Maintenance (Indoor Coil Cleaning) | See Note 1 | 0 | 0 | See Note 2
183 | Residential, Existing, Multi Family, Base 14 SEER Heat Pump, ECM-139, AC Maintenance (Indoor Coil Cleaning) | See Note 1 | 0 | 0 | See Note 2
184 | Residential, New, Multi Family, Base 14 SEER Heat Pump, ECM-139, AC Maintenance (Indoor Coil Cleaning) | See Note 1 | 0 | 0 | See Note 2
185 | Residential, Existing, Mobile Home, Base 14 SEER Heat Pump, ECM-139, AC Maintenance (Indoor Coil Cleaning) | See Note 1 | 0 | 0 | See Note 2
186 | Residential, New, Mobile Home, Base 14 SEER Heat Pump, ECM-139, AC Maintenance (Indoor Coil Cleaning) | See Note 1 | 0 | 0 | See Note 2
187 | Residential, Existing, Single Family, Base 14 SEER Heat Pump, ECM-140, Proper Refrigerant Charging and Air Flow | See Note 1 | 766442.4706 | 56369.1381 | See Note 2
188 | Residential, New, Single Family, Base 14 SEER Heat Pump, ECM-140, Proper Refrigerant Charging and Air Flow | See Note 1 | 0 | 0 | See Note 2
189 | Residential, Existing, Multi Family, Base 14 SEER Heat Pump, ECM-140, Proper Refrigerant Charging and Air Flow | See Note 1 | 0 | 0 | See Note 2
190 | Residential, New, Multi Family, Base 14 SEER Heat Pump, ECM-140, Proper Refrigerant Charging and Air Flow | See Note 1 | 0 | 0 | See Note 2
191 | Residential, Existing, Mobile Home, Base 14 SEER Heat Pump, ECM-140, Proper Refrigerant Charging and Air Flow | See Note 1 | 0 | 0 | See Note 2
192 | Residential, New, Mobile Home, Base 14 SEER Heat Pump, ECM-140, Proper Refrigerant Charging and Air Flow | See Note 1 | 0 | 0 | See Note 2
193 | Residential, Existing, Single Family, Base 14 SEER Heat Pump, ECM-141, Electronically Commutated Motors (ECM) on an Air Handler Unit | See Note 1 | 0 | 0 | See Note 2
194 | Residential, New, Single Family, Base 14 SEER Heat Pump, ECM-141, Electronically Commutated Motors (ECM) on an Air Handler Unit | See Note 1 | 0 | 0 | See Note 2
195 | Residential, Existing, Multi Family, Base 14 SEER Heat Pump, ECM-141, Electronically Commutated Motors (ECM) on an Air Handler Unit | See Note 1 | 0 | 0 | See Note 2
196 | Residential, New, Multi Family, Base 14 SEER Heat Pump, ECM-141, Electronically Commutated Motors (ECM) on an Air Handler Unit | See Note 1 | 0 | 0 | See Note 2
197 | Residential, Existing, Mobile Home, Base 14 SEER Heat Pump, ECM-141, Electronically Commutated Motors (ECM) on an Air Handler Unit | See Note 1 | 0 | 0 | See Note 2
198 | Residential, New, Mobile Home, Base 14 SEER Heat Pump, ECM-141, Electronically Commutated Motors (ECM) on an Air Handler Unit | See Note 1 | 0 | 0 | See Note 2
199 | Residential, Existing, Single Family, Base 14 SEER Heat Pump, ECM-142, Duct Repair | See Note 1 | 0 | 0 | See Note 2
200 | Residential, New, Single Family, Base 14 SEER Heat Pump, ECM-142, Duct Repair | See Note 1 | 0 | 0 | See Note 2
201 | Residential, Existing, Multi Family, Base 14 SEER Heat Pump, ECM-142, Duct Repair | See Note 1 | 0 | 0 | See Note 2
202 | Residential, New, Multi Family, Base 14 SEER Heat Pump, ECM-142, Duct Repair | See Note 1 | 0 | 0 | See Note 2
203 | Residential, Existing, Mobile Home, Base 14 SEER Heat Pump, ECM-142, Duct Repair | See Note 1 | 0 | 0 | See Note 2
204 | Residential, New, Mobile Home, Base 14 SEER Heat Pump, ECM-142, Duct Repair | See Note 1 | 0 | 0 | See Note 2
205 | Residential, Existing, Single Family, Base 14 SEER Heat Pump, ECM-143, Reflective Roof | See Note 1 | 0 | 0 | See Note 2
206 | Residential, New, Single Family, Base 14 SEER Heat Pump, ECM-143, Reflective Roof | See Note 1 | 0 | 0 | See Note 2
207 | Residential, Existing, Multi Family, Base 14 SEER Heat Pump, ECM-143, Reflective Roof | See Note 1 | 0 | 0 | See Note 2
208 | Residential, New, Multi Family, Base 14 SEER Heat Pump, ECM-143, Reflective Roof | See Note 1 | 0 | 0 | See Note 2
209 | Residential, Existing, Mobile Home, Base 14 SEER Heat Pump, ECM-143, Reflective Roof | See Note 1 | 0 | 0 | See Note 2
210 | Residential, New, Mobile Home, Base 14 SEER Heat Pump, ECM-143, Reflective Roof | See Note 1 | 0 | 0 | See Note 2
211 | Residential, Existing, Single Family, Base 14 SEER Heat Pump, ECM-144, Radient Barrier | See Note 1 | 0 | 0 | See Note 2
212 | Residential, New, Single Family, Base 14 SEER Heat Pump, ECM-144, Radient Barrier | See Note 1 | 0 | 0 | See Note 2
213 | Residential, Existing, Multi Family, Base 14 SEER Heat Pump, ECM-144, Radient Barrier | See Note 1 | 0 | 0 | See Note 2
214 | Residential, New, Multi Family, Base 14 SEER Heat Pump, ECM-144, Radient Barrier | See Note 1 | 0 | 0 | See Note 2
215 | Residential, Existing, Mobile Home, Base 14 SEER Heat Pump, ECM-144, Radient Barrier | See Note 1 | 0 | 0 | See Note 2
216 | Residential, New, Mobile Home, Base 14 SEER Heat Pump, ECM-144, Radient Barrier | See Note 1 | 0 | 0 | See Note 2
217 | Residential, Existing, Single Family, Base 14 SEER Heat Pump, ECM-145, Window Film | See Note 1 | 0 | 0 | See Note 2
218 | Residential, New, Single Family, Base 14 SEER Heat Pump, ECM-145, Window Film | See Note 1 | 0 | 0 | See Note 2
219 | Residential, Existing, Multi Family, Base 14 SEER Heat Pump, ECM-145, Window Film | See Note 1 | 0 | 0 | See Note 2
220 | Residential, New, Multi Family, Base 14 SEER Heat Pump, ECM-145, Window Film | See Note 1 | 0 | 0 | See Note 2
221 | Residential, Existing, Mobile Home, Base 14 SEER Heat Pump, ECM-145, Window Film | See Note 1 | 0 | 0 | See Note 2
222 | Residential, New, Mobile Home, Base 14 SEER Heat Pump, ECM-145, Window Film | See Note 1 | 0 | 0 | See Note 2
223 | Residential, Existing, Single Family, Base 14 SEER Heat Pump, ECM-146, Window Tinting | See Note 1 | 0 | 0 | See Note 2
224 | Residential, New, Single Family, Base 14 SEER Heat Pump, ECM-146, Window Tinting | See Note 1 | 0 | 0 | See Note 2
225 | Residential, Existing, Multi Family, Base 14 SEER Heat Pump, ECM-146, Window Tinting | See Note 1 | 7.9753 | 3.7186 | See Note 2
226 | Residential, New, Multi Family, Base 14 SEER Heat Pump, ECM-146, Window Tinting | See Note 1 | 1148.9614 | 222.9047 | See Note 2
227 | Residential, Existing, Mobile Home, Base 14 SEER Heat Pump, ECM-146, Window Tinting | See Note 1 | 20.1124 | 7.9792 | See Note 2
228 | Residential, New, Mobile Home, Base 14 SEER Heat Pump, ECM-146, Window Tinting | See Note 1 | 0 | 0 | See Note 2
229 | Residential, Existing, Single Family, Base 14 SEER Heat Pump, ECM-147, Default Window With Sunscreen | See Note 1 | 0 | 0 | See Note 2
230 | Residential, New, Single Family, Base 14 SEER Heat Pump, ECM-147, Default Window With Sunscreen | See Note 1 | 0 | 0 | See Note 2
231 | Residential, Existing, Multi Family, Base 14 SEER Heat Pump, ECM-147, Default Window With Sunscreen | See Note 1 | 13.1728 | 13.3128 | See Note 2
232 | Residential, New, Multi Family, Base 14 SEER Heat Pump, ECM-147, Default Window With Sunscreen | See Note 1 | 5843.9063 | 1011.7719 | See Note 2
233 | Residential, Existing, Mobile Home, Base 14 SEER Heat Pump, ECM-147, Default Window With Sunscreen | See Note 1 | 0 | 0 | See Note 2
234 | Residential, New, Mobile Home, Base 14 SEER Heat Pump, ECM-147, Default Window With Sunscreen | See Note 1 | 0 | 0 | See Note 2
235 | Residential, Existing, Single Family, Base 14 SEER Heat Pump, ECM-148, Single Pane Clear Windows to Double Pane Low-E Windows | See Note 1 | 0 | 0 | See Note 2
236 | Residential, New, Single Family, Base 14 SEER Heat Pump, ECM-148, Single Pane Clear Windows to Double Pane Low-E Windows | See Note 1 | 0 | 0 | See Note 2
237 | Residential, Existing, Multi Family, Base 14 SEER Heat Pump, ECM-148, Single Pane Clear Windows to Double Pane Low-E Windows | See Note 1 | 0 | 0 | See Note 2
238 | Residential, New, Multi Family, Base 14 SEER Heat Pump, ECM-148, Single Pane Clear Windows to Double Pane Low-E Windows | See Note 1 | 0 | 0 | See Note 2
239 | Residential, Existing, Mobile Home, Base 14 SEER Heat Pump, ECM-148, Single Pane Clear Windows to Double Pane Low-E Windows | See Note 1 | 0 | 0 | See Note 2
240 | Residential, New, Mobile Home, Base 14 SEER Heat Pump, ECM-148, Single Pane Clear Windows to Double Pane Low-E Windows | See Note 1 | 0 | 0 | See Note 2
241 | Residential, Existing, Single Family, Base 14 SEER Heat Pump, ECM-150, Ceiling R-0 to R-19 Insulation | See Note 1 | 0 | 0 | See Note 2
242 | Residential, New, Single Family, Base 14 SEER Heat Pump, ECM-150, Ceiling R-0 to R-19 Insulation | See Note 1 | 0 | 0 | See Note 2
243 | Residential, Existing, Multi Family, Base 14 SEER Heat Pump, ECM-150, Ceiling R-0 to R-19 Insulation | See Note 1 | 0 | 0 | See Note 2
244 | Residential, New, Multi Family, Base 14 SEER Heat Pump, ECM-150, Ceiling R-0 to R-19 Insulation | See Note 1 | 0 | 0 | See Note 2
245 | Residential, Existing, Mobile Home, Base 14 SEER Heat Pump, ECM-150, Ceiling R-0 to R-19 Insulation | See Note 1 | 0 | 0 | See Note 2
246 | Residential, New, Mobile Home, Base 14 SEER Heat Pump, ECM-150, Ceiling R-0 to R-19 Insulation | See Note 1 | 0 | 0 | See Note 2
247 | Residential, Existing, Single Family, Base 14 SEER Heat Pump, ECM-151, Ceiling R-19 to R-38 Insulation | See Note 1 | 0 | 0 | See Note 2
248 | Residential, New, Single Family, Base 14 SEER Heat Pump, ECM-151, Ceiling R-19 to R-38 Insulation | See Note 1 | 0 | 0 | See Note 2
249 | Residential, Existing, Multi Family, Base 14 SEER Heat Pump, ECM-151, Ceiling R-19 to R-38 Insulation | See Note 1 | 0 | 0 | See Note 2
250 | Residential, New, Multi Family, Base 14 SEER Heat Pump, ECM-151, Ceiling R-19 to R-38 Insulation | See Note 1 | 0 | 0 | See Note 2
251 | Residential, Existing, Mobile Home, Base 14 SEER Heat Pump, ECM-151, Ceiling R-19 to R-38 Insulation | See Note 1 | 0 | 0 | See Note 2
252 | Residential, New, Mobile Home, Base 14 SEER Heat Pump, ECM-151, Ceiling R-19 to R-38 Insulation | See Note 1 | 0 | 0 | See Note 2
253 | Residential, Existing, Single Family, Base 14 SEER Heat Pump, ECM-152, Wall 2x4 R-0 to Blow-In R-13 Insulation | See Note 1 | 0 | 0 | See Note 2
254 | Residential, New, Single Family, Base 14 SEER Heat Pump, ECM-152, Wall 2x4 R-0 to Blow-In R-13 Insulation | See Note 1 | 0 | 0 | See Note 2
255 | Residential, Existing, Multi Family, Base 14 SEER Heat Pump, ECM-152, Wall 2x4 R-0 to Blow-In R-13 Insulation | See Note 1 | 0 | 0 | See Note 2
256 | Residential, New, Multi Family, Base 14 SEER Heat Pump, ECM-152, Wall 2x4 R-0 to Blow-In R-13 Insulation | See Note 1 | 0 | 0 | See Note 2
257 | Residential, Existing, Mobile Home, Base 14 SEER Heat Pump, ECM-152, Wall 2x4 R-0 to Blow-In R-13 Insulation | See Note 1 | 0 | 0 | See Note 2
258 | Residential, New, Mobile Home, Base 14 SEER Heat Pump, ECM-152, Wall 2x4 R-0 to Blow-In R-13 Insulation | See Note 1 | 0 | 0 | See Note 2
259 | Residential, Existing, Single Family, Base 14 SEER Heat Pump, ECM-153, Weather Strip/Caulk w/Blower Door | See Note 1 | 0 | 0 | See Note 2
260 | Residential, New, Single Family, Base 14 SEER Heat Pump, ECM-153, Weather Strip/Caulk w/Blower Door | See Note 1 | 0 | 0 | See Note 2
261 | Residential, Existing, Multi Family, Base 14 SEER Heat Pump, ECM-153, Weather Strip/Caulk w/Blower Door | See Note 1 | 0 | 0 | See Note 2
262 | Residential, New, Multi Family, Base 14 SEER Heat Pump, ECM-153, Weather Strip/Caulk w/Blower Door | See Note 1 | 0 | 0 | See Note 2
263 | Residential, Existing, Mobile Home, Base 14 SEER Heat Pump, ECM-153, Weather Strip/Caulk w/Blower Door | See Note 1 | 0 | 0 | See Note 2
264 | Residential, New, Mobile Home, Base 14 SEER Heat Pump, ECM-153, Weather Strip/Caulk w/Blower Door | See Note 1 | 0 | 0 | See Note 2
265 | Residential, Existing, Single Family, Base 14 SEER A/C Split w/Gas Heat, ECM-162, 15 SEER Split-System Air Conditioner | See Note 1 | 0 | 0 | See Note 2
266 | Residential, New, Single Family, Base 14 SEER A/C Split w/Gas Heat, ECM-162, 15 SEER Split-System Air Conditioner | See Note 1 | 0 | 0 | See Note 2
267 | Residential, Existing, Multi Family, Base 14 SEER A/C Split w/Gas Heat, ECM-162, 15 SEER Split-System Air Conditioner | See Note 1 | 0 | 0 | See Note 2
268 | Residential, New, Multi Family, Base 14 SEER A/C Split w/Gas Heat, ECM-162, 15 SEER Split-System Air Conditioner | See Note 1 | 0 | 0 | See Note 2
269 | Residential, Existing, Mobile Home, Base 14 SEER A/C Split w/Gas Heat, ECM-162, 15 SEER Split-System Air Conditioner | See Note 1 | 0 | 0 | See Note 2
270 | Residential, New, Mobile Home, Base 14 SEER A/C Split w/Gas Heat, ECM-162, 15 SEER Split-System Air Conditioner | See Note 1 | 0 | 0 | See Note 2
271 | Residential, Existing, Single Family, Base 14 SEER A/C Split w/Gas Heat, ECM-163, 17 SEER Split-System Air Conditioner | See Note 1 | 0 | 0 | See Note 2
272 | Residential, New, Single Family, Base 14 SEER A/C Split w/Gas Heat, ECM-163, 17 SEER Split-System Air Conditioner | See Note 1 | 0 | 0 | See Note 2
273 | Residential, Existing, Multi Family, Base 14 SEER A/C Split w/Gas Heat, ECM-163, 17 SEER Split-System Air Conditioner | See Note 1 | 0 | 0 | See Note 2
274 | Residential, New, Multi Family, Base 14 SEER A/C Split w/Gas Heat, ECM-163, 17 SEER Split-System Air Conditioner | See Note 1 | 0 | 0 | See Note 2
275 | Residential, Existing, Mobile Home, Base 14 SEER A/C Split w/Gas Heat, ECM-163, 17 SEER Split-System Air Conditioner | See Note 1 | 0 | 0 | See Note 2
276 | Residential, New, Mobile Home, Base 14 SEER A/C Split w/Gas Heat, ECM-163, 17 SEER Split-System Air Conditioner | See Note 1 | 0 | 0 | See Note 2
277 | Residential, Existing, Single Family, Base 14 SEER A/C Split w/Gas Heat, ECM-164, 19 SEER Split-System Air Conditioner | See Note 1 | 0 | 0 | See Note 2
278 | Residential, New, Single Family, Base 14 SEER A/C Split w/Gas Heat, ECM-164, 19 SEER Split-System Air Conditioner | See Note 1 | 0 | 0 | See Note 2
279 | Residential, Existing, Multi Family, Base 14 SEER A/C Split w/Gas Heat, ECM-164, 19 SEER Split-System Air Conditioner | See Note 1 | 0 | 0 | See Note 2
280 | Residential, New, Multi Family, Base 14 SEER A/C Split w/Gas Heat, ECM-164, 19 SEER Split-System Air Conditioner | See Note 1 | 0 | 0 | See Note 2
281 | Residential, Existing, Mobile Home, Base 14 SEER A/C Split w/Gas Heat, ECM-164, 19 SEER Split-System Air Conditioner | See Note 1 | 0 | 0 | See Note 2
282 | Residential, New, Mobile Home, Base 14 SEER A/C Split w/Gas Heat, ECM-164, 19 SEER Split-System Air Conditioner | See Note 1 | 0 | 0 | See Note 2
283 | Residential, Existing, Single Family, Base 14 SEER A/C Split w/Gas Heat, ECM-166, Attic Venting | See Note 1 | 0 | 0 | See Note 2
284 | Residential, New, Single Family, Base 14 SEER A/C Split w/Gas Heat, ECM-166, Attic Venting | See Note 1 | 0 | 0 | See Note 2
285 | Residential, Existing, Multi Family, Base 14 SEER A/C Split w/Gas Heat, ECM-166, Attic Venting | See Note 1 | 0 | 0 | See Note 2
286 | Residential, New, Multi Family, Base 14 SEER A/C Split w/Gas Heat, ECM-166, Attic Venting | See Note 1 | 0 | 0 | See Note 2
287 | Residential, Existing, Mobile Home, Base 14 SEER A/C Split w/Gas Heat, ECM-166, Attic Venting | See Note 1 | 0 | 0 | See Note 2
288 | Residential, New, Mobile Home, Base 14 SEER A/C Split w/Gas Heat, ECM-166, Attic Venting | See Note 1 | 0 | 0 | See Note 2
289 | Residential, Existing, Single Family, Base 14 SEER A/C Split w/Gas Heat, ECM-167, Sealed Attic w/Sprayed Foam Insulated Roof Deck | See Note 1 | 0 | 0 | See Note 2
290 | Residential, New, Single Family, Base 14 SEER A/C Split w/Gas Heat, ECM-167, Sealed Attic w/Sprayed Foam Insulated Roof Deck | See Note 1 | 0 | 0 | See Note 2
291 | Residential, Existing, Multi Family, Base 14 SEER A/C Split w/Gas Heat, ECM-167, Sealed Attic w/Sprayed Foam Insulated Roof Deck | See Note 1 | 0 | 0 | See Note 2
292 | Residential, New, Multi Family, Base 14 SEER A/C Split w/Gas Heat, ECM-167, Sealed Attic w/Sprayed Foam Insulated Roof Deck | See Note 1 | 0 | 0 | See Note 2
293 | Residential, Existing, Mobile Home, Base 14 SEER A/C Split w/Gas Heat, ECM-167, Sealed Attic w/Sprayed Foam Insulated Roof Deck | See Note 1 | 0 | 0 | See Note 2
294 | Residential, New, Mobile Home, Base 14 SEER A/C Split w/Gas Heat, ECM-167, Sealed Attic w/Sprayed Foam Insulated Roof Deck | See Note 1 | 0 | 0 | See Note 2
295 | Residential, Existing, Single Family, Base 14 SEER A/C Split w/Gas Heat, ECM-168, AC Maintenance (Outdoor Coil Cleaning) | See Note 1 | 0 | 0 | See Note 2
296 | Residential, New, Single Family, Base 14 SEER A/C Split w/Gas Heat, ECM-168, AC Maintenance (Outdoor Coil Cleaning) | See Note 1 | 0 | 0 | See Note 2
297 | Residential, Existing, Multi Family, Base 14 SEER A/C Split w/Gas Heat, ECM-168, AC Maintenance (Outdoor Coil Cleaning) | See Note 1 | 0 | 0 | See Note 2
298 | Residential, New, Multi Family, Base 14 SEER A/C Split w/Gas Heat, ECM-168, AC Maintenance (Outdoor Coil Cleaning) | See Note 1 | 0 | 0 | See Note 2
299 | Residential, Existing, Mobile Home, Base 14 SEER A/C Split w/Gas Heat, ECM-168, AC Maintenance (Outdoor Coil Cleaning) | See Note 1 | 0 | 0 | See Note 2
300 | Residential, New, Mobile Home, Base 14 SEER A/C Split w/Gas Heat, ECM-168, AC Maintenance (Outdoor Coil Cleaning) | See Note 1 | 0 | 0 | See Note 2
301 | Residential, Existing, Single Family, Base 14 SEER A/C Split w/Gas Heat, ECM-169, AC Maintenance (Indoor Coil Cleaning) | See Note 1 | 0 | 0 | See Note 2
302 | Residential, New, Single Family, Base 14 SEER A/C Split w/Gas Heat, ECM-169, AC Maintenance (Indoor Coil Cleaning) | See Note 1 | 0 | 0 | See Note 2
303 | Residential, Existing, Multi Family, Base 14 SEER A/C Split w/Gas Heat, ECM-169, AC Maintenance (Indoor Coil Cleaning) | See Note 1 | 0 | 0 | See Note 2
304 | Residential, New, Multi Family, Base 14 SEER A/C Split w/Gas Heat, ECM-169, AC Maintenance (Indoor Coil Cleaning) | See Note 1 | 0 | 0 | See Note 2
305 | Residential, Existing, Mobile Home, Base 14 SEER A/C Split w/Gas Heat, ECM-169, AC Maintenance (Indoor Coil Cleaning) | See Note 1 | 0 | 0 | See Note 2
306 | Residential, New, Mobile Home, Base 14 SEER A/C Split w/Gas Heat, ECM-169, AC Maintenance (Indoor Coil Cleaning) | See Note 1 | 0 | 0 | See Note 2
307 | Residential, Existing, Single Family, Base 14 SEER A/C Split w/Gas Heat, ECM-170, Proper Refrigerant Charging and Air Flow | See Note 1 | 0 | 0 | See Note 2
308 | Residential, New, Single Family, Base 14 SEER A/C Split w/Gas Heat, ECM-170, Proper Refrigerant Charging and Air Flow | See Note 1 | 0 | 0 | See Note 2
309 | Residential, Existing, Multi Family, Base 14 SEER A/C Split w/Gas Heat, ECM-170, Proper Refrigerant Charging and Air Flow | See Note 1 | 0 | 0 | See Note 2
310 | Residential, New, Multi Family, Base 14 SEER A/C Split w/Gas Heat, ECM-170, Proper Refrigerant Charging and Air Flow | See Note 1 | 0 | 0 | See Note 2
311 | Residential, Existing, Mobile Home, Base 14 SEER A/C Split w/Gas Heat, ECM-170, Proper Refrigerant Charging and Air Flow | See Note 1 | 0 | 0 | See Note 2
312 | Residential, New, Mobile Home, Base 14 SEER A/C Split w/Gas Heat, ECM-170, Proper Refrigerant Charging and Air Flow | See Note 1 | 0 | 0 | See Note 2
313 | Residential, Existing, Single Family, Base 14 SEER A/C Split w/Gas Heat, ECM-171, Electronically Commutated Motors (ECM) on an Air Handler Unit | See Note 1 | 0 | 0 | See Note 2
314 | Residential, New, Single Family, Base 14 SEER A/C Split w/Gas Heat, ECM-171, Electronically Commutated Motors (ECM) on an Air Handler Unit | See Note 1 | 0 | 0 | See Note 2
315 | Residential, Existing, Multi Family, Base 14 SEER A/C Split w/Gas Heat, ECM-171, Electronically Commutated Motors (ECM) on an Air Handler Unit | See Note 1 | 0 | 0 | See Note 2
316 | Residential, New, Multi Family, Base 14 SEER A/C Split w/Gas Heat, ECM-171, Electronically Commutated Motors (ECM) on an Air Handler Unit | See Note 1 | 0 | 0 | See Note 2
317 | Residential, Existing, Mobile Home, Base 14 SEER A/C Split w/Gas Heat, ECM-171, Electronically Commutated Motors (ECM) on an Air Handler Unit | See Note 1 | 0 | 0 | See Note 2
318 | Residential, New, Mobile Home, Base 14 SEER A/C Split w/Gas Heat, ECM-171, Electronically Commutated Motors (ECM) on an Air Handler Unit | See Note 1 | 0 | 0 | See Note 2
319 | Residential, Existing, Single Family, Base 14 SEER A/C Split w/Gas Heat, ECM-172, Duct Repair | See Note 1 | 0 | 0 | See Note 2
320 | Residential, New, Single Family, Base 14 SEER A/C Split w/Gas Heat, ECM-172, Duct Repair | See Note 1 | 0 | 0 | See Note 2
321 | Residential, Existing, Multi Family, Base 14 SEER A/C Split w/Gas Heat, ECM-172, Duct Repair | See Note 1 | 0 | 0 | See Note 2
322 | Residential, New, Multi Family, Base 14 SEER A/C Split w/Gas Heat, ECM-172, Duct Repair | See Note 1 | 0 | 0 | See Note 2
323 | Residential, Existing, Mobile Home, Base 14 SEER A/C Split w/Gas Heat, ECM-172, Duct Repair | See Note 1 | 0 | 0 | See Note 2
324 | Residential, New, Mobile Home, Base 14 SEER A/C Split w/Gas Heat, ECM-172, Duct Repair | See Note 1 | 0 | 0 | See Note 2
325 | Residential, Existing, Single Family, Base 14 SEER A/C Split w/Gas Heat, ECM-173, Reflective Roof | See Note 1 | 0 | 0 | See Note 2
326 | Residential, New, Single Family, Base 14 SEER A/C Split w/Gas Heat, ECM-173, Reflective Roof | See Note 1 | 0 | 0 | See Note 2
327 | Residential, Existing, Multi Family, Base 14 SEER A/C Split w/Gas Heat, ECM-173, Reflective Roof | See Note 1 | 0 | 0 | See Note 2
328 | Residential, New, Multi Family, Base 14 SEER A/C Split w/Gas Heat, ECM-173, Reflective Roof | See Note 1 | 0 | 0 | See Note 2
329 | Residential, Existing, Mobile Home, Base 14 SEER A/C Split w/Gas Heat, ECM-173, Reflective Roof | See Note 1 | 0 | 0 | See Note 2
330 | Residential, New, Mobile Home, Base 14 SEER A/C Split w/Gas Heat, ECM-173, Reflective Roof | See Note 1 | 0 | 0 | See Note 2
331 | Residential, Existing, Single Family, Base 14 SEER A/C Split w/Gas Heat, ECM-174, Radient Barrier | See Note 1 | 0 | 0 | See Note 2
332 | Residential, New, Single Family, Base 14 SEER A/C Split w/Gas Heat, ECM-174, Radient Barrier | See Note 1 | 0 | 0 | See Note 2
333 | Residential, Existing, Multi Family, Base 14 SEER A/C Split w/Gas Heat, ECM-174, Radient Barrier | See Note 1 | 0 | 0 | See Note 2
334 | Residential, New, Multi Family, Base 14 SEER A/C Split w/Gas Heat, ECM-174, Radient Barrier | See Note 1 | 0 | 0 | See Note 2
335 | Residential, Existing, Mobile Home, Base 14 SEER A/C Split w/Gas Heat, ECM-174, Radient Barrier | See Note 1 | 0 | 0 | See Note 2
336 | Residential, New, Mobile Home, Base 14 SEER A/C Split w/Gas Heat, ECM-174, Radient Barrier | See Note 1 | 0 | 0 | See Note 2
337 | Residential, Existing, Single Family, Base 14 SEER A/C Split w/Gas Heat, ECM-175, Window Film | See Note 1 | 0 | 0 | See Note 2
338 | Residential, New, Single Family, Base 14 SEER A/C Split w/Gas Heat, ECM-175, Window Film | See Note 1 | 0 | 0 | See Note 2
339 | Residential, Existing, Multi Family, Base 14 SEER A/C Split w/Gas Heat, ECM-175, Window Film | See Note 1 | 0 | 0 | See Note 2
340 | Residential, New, Multi Family, Base 14 SEER A/C Split w/Gas Heat, ECM-175, Window Film | See Note 1 | 0 | 0 | See Note 2
341 | Residential, Existing, Mobile Home, Base 14 SEER A/C Split w/Gas Heat, ECM-175, Window Film | See Note 1 | 0 | 0 | See Note 2
342 | Residential, New, Mobile Home, Base 14 SEER A/C Split w/Gas Heat, ECM-175, Window Film | See Note 1 | 0 | 0 | See Note 2
343 | Residential, Existing, Single Family, Base 14 SEER A/C Split w/Gas Heat, ECM-176, Window Tinting | See Note 1 | 0 | 0 | See Note 2
344 | Residential, New, Single Family, Base 14 SEER A/C Split w/Gas Heat, ECM-176, Window Tinting | See Note 1 | 0 | 0 | See Note 2
345 | Residential, Existing, Multi Family, Base 14 SEER A/C Split w/Gas Heat, ECM-176, Window Tinting | See Note 1 | 0 | 0 | See Note 2
346 | Residential, New, Multi Family, Base 14 SEER A/C Split w/Gas Heat, ECM-176, Window Tinting | See Note 1 | 0 | 0 | See Note 2
347 | Residential, Existing, Mobile Home, Base 14 SEER A/C Split w/Gas Heat, ECM-176, Window Tinting | See Note 1 | 0 | 0 | See Note 2
348 | Residential, New, Mobile Home, Base 14 SEER A/C Split w/Gas Heat, ECM-176, Window Tinting | See Note 1 | 0 | 0 | See Note 2
349 | Residential, Existing, Single Family, Base 14 SEER A/C Split w/Gas Heat, ECM-177, Default Window With Sunscreen | See Note 1 | 0 | 0 | See Note 2
350 | Residential, New, Single Family, Base 14 SEER A/C Split w/Gas Heat, ECM-177, Default Window With Sunscreen | See Note 1 | 0 | 0 | See Note 2
351 | Residential, Existing, Multi Family, Base 14 SEER A/C Split w/Gas Heat, ECM-177, Default Window With Sunscreen | See Note 1 | 0 | 0 | See Note 2
352 | Residential, New, Multi Family, Base 14 SEER A/C Split w/Gas Heat, ECM-177, Default Window With Sunscreen | See Note 1 | 0 | 0 | See Note 2
353 | Residential, Existing, Mobile Home, Base 14 SEER A/C Split w/Gas Heat, ECM-177, Default Window With Sunscreen | See Note 1 | 0 | 0 | See Note 2
354 | Residential, New, Mobile Home, Base 14 SEER A/C Split w/Gas Heat, ECM-177, Default Window With Sunscreen | See Note 1 | 0 | 0 | See Note 2
355 | Residential, Existing, Single Family, Base 14 SEER A/C Split w/Gas Heat, ECM-178, Single Pane Clear Windows to Double Pane Low-E Windows | See Note 1 | 0 | 0 | See Note 2
356 | Residential, New, Single Family, Base 14 SEER A/C Split w/Gas Heat, ECM-178, Single Pane Clear Windows to Double Pane Low-E Windows | See Note 1 | 0 | 0 | See Note 2
357 | Residential, Existing, Multi Family, Base 14 SEER A/C Split w/Gas Heat, ECM-178, Single Pane Clear Windows to Double Pane Low-E Windows | See Note 1 | 0 | 0 | See Note 2
358 | Residential, New, Multi Family, Base 14 SEER A/C Split w/Gas Heat, ECM-178, Single Pane Clear Windows to Double Pane Low-E Windows | See Note 1 | 0 | 0 | See Note 2
359 | Residential, Existing, Mobile Home, Base 14 SEER A/C Split w/Gas Heat, ECM-178, Single Pane Clear Windows to Double Pane Low-E Windows | See Note 1 | 0 | 0 | See Note 2
360 | Residential, New, Mobile Home, Base 14 SEER A/C Split w/Gas Heat, ECM-178, Single Pane Clear Windows to Double Pane Low-E Windows | See Note 1 | 0 | 0 | See Note 2
361 | Residential, Existing, Single Family, Base 14 SEER A/C Split w/Gas Heat, ECM-180, Ceiling R-0 to R-19 Insulation | See Note 1 | 0 | 0 | See Note 2
362 | Residential, New, Single Family, Base 14 SEER A/C Split w/Gas Heat, ECM-180, Ceiling R-0 to R-19 Insulation | See Note 1 | 0 | 0 | See Note 2
363 | Residential, Existing, Multi Family, Base 14 SEER A/C Split w/Gas Heat, ECM-180, Ceiling R-0 to R-19 Insulation | See Note 1 | 0 | 0 | See Note 2
364 | Residential, New, Multi Family, Base 14 SEER A/C Split w/Gas Heat, ECM-180, Ceiling R-0 to R-19 Insulation | See Note 1 | 0 | 0 | See Note 2
365 | Residential, Existing, Mobile Home, Base 14 SEER A/C Split w/Gas Heat, ECM-180, Ceiling R-0 to R-19 Insulation | See Note 1 | 0 | 0 | See Note 2
366 | Residential, New, Mobile Home, Base 14 SEER A/C Split w/Gas Heat, ECM-180, Ceiling R-0 to R-19 Insulation | See Note 1 | 0 | 0 | See Note 2
367 | Residential, Existing, Single Family, Base 14 SEER A/C Split w/Gas Heat, ECM-181, Ceiling R-19 to R-38 Insulation | See Note 1 | 0 | 0 | See Note 2
368 | Residential, New, Single Family, Base 14 SEER A/C Split w/Gas Heat, ECM-181, Ceiling R-19 to R-38 Insulation | See Note 1 | 0 | 0 | See Note 2
369 | Residential, Existing, Multi Family, Base 14 SEER A/C Split w/Gas Heat, ECM-181, Ceiling R-19 to R-38 Insulation | See Note 1 | 0 | 0 | See Note 2
370 | Residential, New, Multi Family, Base 14 SEER A/C Split w/Gas Heat, ECM-181, Ceiling R-19 to R-38 Insulation | See Note 1 | 0 | 0 | See Note 2
371 | Residential, Existing, Mobile Home, Base 14 SEER A/C Split w/Gas Heat, ECM-181, Ceiling R-19 to R-38 Insulation | See Note 1 | 0 | 0 | See Note 2
372 | Residential, New, Mobile Home, Base 14 SEER A/C Split w/Gas Heat, ECM-181, Ceiling R-19 to R-38 Insulation | See Note 1 | 0 | 0 | See Note 2
373 | Residential, Existing, Single Family, Base 14 SEER A/C Split w/Gas Heat, ECM-182, Wall 2x4 R-0 to Blow-In R-13 Insulation | See Note 1 | 0 | 0 | See Note 2
374 | Residential, New, Single Family, Base 14 SEER A/C Split w/Gas Heat, ECM-182, Wall 2x4 R-0 to Blow-In R-13 Insulation | See Note 1 | 0 | 0 | See Note 2
375 | Residential, Existing, Multi Family, Base 14 SEER A/C Split w/Gas Heat, ECM-182, Wall 2x4 R-0 to Blow-In R-13 Insulation | See Note 1 | 0 | 0 | See Note 2
376 | Residential, New, Multi Family, Base 14 SEER A/C Split w/Gas Heat, ECM-182, Wall 2x4 R-0 to Blow-In R-13 Insulation | See Note 1 | 0 | 0 | See Note 2
377 | Residential, Existing, Mobile Home, Base 14 SEER A/C Split w/Gas Heat, ECM-182, Wall 2x4 R-0 to Blow-In R-13 Insulation | See Note 1 | 0 | 0 | See Note 2
378 | Residential, New, Mobile Home, Base 14 SEER A/C Split w/Gas Heat, ECM-182, Wall 2x4 R-0 to Blow-In R-13 Insulation | See Note 1 | 0 | 0 | See Note 2
379 | Residential, Existing, Single Family, Base 14 SEER A/C Split w/Gas Heat, ECM-183, Weather Strip/Caulk w/Blower Door | See Note 1 | 0 | 0 | See Note 2
380 | Residential, New, Single Family, Base 14 SEER A/C Split w/Gas Heat, ECM-183, Weather Strip/Caulk w/Blower Door | See Note 1 | 0 | 0 | See Note 2
381 | Residential, Existing, Multi Family, Base 14 SEER A/C Split w/Gas Heat, ECM-183, Weather Strip/Caulk w/Blower Door | See Note 1 | 0 | 0 | See Note 2
382 | Residential, New, Multi Family, Base 14 SEER A/C Split w/Gas Heat, ECM-183, Weather Strip/Caulk w/Blower Door | See Note 1 | 0 | 0 | See Note 2
383 | Residential, Existing, Mobile Home, Base 14 SEER A/C Split w/Gas Heat, ECM-183, Weather Strip/Caulk w/Blower Door | See Note 1 | 0 | 0 | See Note 2
384 | Residential, New, Mobile Home, Base 14 SEER A/C Split w/Gas Heat, ECM-183, Weather Strip/Caulk w/Blower Door | See Note 1 | 0 | 0 | See Note 2
385 | Residential, Existing, Single Family, Base 10 EER Room A/C & Elec Heat, ECM-191, HE Room Air Conditioner - EER 11 | See Note 1 | 0 | 0 | See Note 2
386 | Residential, New, Single Family, Base 10 EER Room A/C & Elec Heat, ECM-191, HE Room Air Conditioner - EER 11 | See Note 1 | 0 | 0 | See Note 2
387 | Residential, Existing, Multi Family, Base 10 EER Room A/C & Elec Heat, ECM-191, HE Room Air Conditioner - EER 11 | See Note 1 | 0 | 0 | See Note 2
388 | Residential, New, Multi Family, Base 10 EER Room A/C & Elec Heat, ECM-191, HE Room Air Conditioner - EER 11 | See Note 1 | 0 | 0 | See Note 2
389 | Residential, Existing, Mobile Home, Base 10 EER Room A/C & Elec Heat, ECM-191, HE Room Air Conditioner - EER 11 | See Note 1 | 0 | 0 | See Note 2
390 | Residential, New, Mobile Home, Base 10 EER Room A/C & Elec Heat, ECM-191, HE Room Air Conditioner - EER 11 | See Note 1 | 0 | 0 | See Note 2
391 | Residential, Existing, Single Family, Base 10 EER Room A/C & Elec Heat, ECM-192, HE Room Air Conditioner - EER 12 | See Note 1 | 0 | 0 | See Note 2
392 | Residential, New, Single Family, Base 10 EER Room A/C & Elec Heat, ECM-192, HE Room Air Conditioner - EER 12 | See Note 1 | 0 | 0 | See Note 2
393 | Residential, Existing, Multi Family, Base 10 EER Room A/C & Elec Heat, ECM-192, HE Room Air Conditioner - EER 12 | See Note 1 | 0 | 0 | See Note 2
394 | Residential, New, Multi Family, Base 10 EER Room A/C & Elec Heat, ECM-192, HE Room Air Conditioner - EER 12 | See Note 1 | 0 | 0 | See Note 2
395 | Residential, Existing, Mobile Home, Base 10 EER Room A/C & Elec Heat, ECM-192, HE Room Air Conditioner - EER 12 | See Note 1 | 0 | 0 | See Note 2
396 | Residential, New, Mobile Home, Base 10 EER Room A/C & Elec Heat, ECM-192, HE Room Air Conditioner - EER 12 | See Note 1 | 0 | 0 | See Note 2
397 | Residential, Existing, Single Family, Base 10 EER Room A/C & Elec Heat, ECM-196, Reflective Roof | See Note 1 | 0 | 0 | See Note 2
398 | Residential, New, Single Family, Base 10 EER Room A/C & Elec Heat, ECM-196, Reflective Roof | See Note 1 | 0 | 0 | See Note 2
399 | Residential, Existing, Multi Family, Base 10 EER Room A/C & Elec Heat, ECM-196, Reflective Roof | See Note 1 | 0 | 0 | See Note 2
400 | Residential, New, Multi Family, Base 10 EER Room A/C & Elec Heat, ECM-196, Reflective Roof | See Note 1 | 0 | 0 | See Note 2
401 | Residential, Existing, Mobile Home, Base 10 EER Room A/C & Elec Heat, ECM-196, Reflective Roof | See Note 1 | 0 | 0 | See Note 2
402 | Residential, New, Mobile Home, Base 10 EER Room A/C & Elec Heat, ECM-196, Reflective Roof | See Note 1 | 0 | 0 | See Note 2
403 | Residential, Existing, Single Family, Base 10 EER Room A/C & Elec Heat, ECM-197, Window Film | See Note 1 | 0 | 0 | See Note 2
404 | Residential, New, Single Family, Base 10 EER Room A/C & Elec Heat, ECM-197, Window Film | See Note 1 | 0 | 0 | See Note 2
405 | Residential, Existing, Multi Family, Base 10 EER Room A/C & Elec Heat, ECM-197, Window Film | See Note 1 | 0 | 0 | See Note 2
406 | Residential, New, Multi Family, Base 10 EER Room A/C & Elec Heat, ECM-197, Window Film | See Note 1 | 0 | 0 | See Note 2
407 | Residential, Existing, Mobile Home, Base 10 EER Room A/C & Elec Heat, ECM-197, Window Film | See Note 1 | 0 | 0 | See Note 2
408 | Residential, New, Mobile Home, Base 10 EER Room A/C & Elec Heat, ECM-197, Window Film | See Note 1 | 0 | 0 | See Note 2
409 | Residential, Existing, Single Family, Base 10 EER Room A/C & Elec Heat, ECM-198, Window Tinting | See Note 1 | 0 | 0 | See Note 2
410 | Residential, New, Single Family, Base 10 EER Room A/C & Elec Heat, ECM-198, Window Tinting | See Note 1 | 0 | 0 | See Note 2
411 | Residential, Existing, Multi Family, Base 10 EER Room A/C & Elec Heat, ECM-198, Window Tinting | See Note 1 | 2.1018 | 1.2821 | See Note 2
412 | Residential, New, Multi Family, Base 10 EER Room A/C & Elec Heat, ECM-198, Window Tinting | See Note 1 | 305.6206 | 65.0347 | See Note 2
413 | Residential, Existing, Mobile Home, Base 10 EER Room A/C & Elec Heat, ECM-198, Window Tinting | See Note 1 | 0 | 0 | See Note 2
414 | Residential, New, Mobile Home, Base 10 EER Room A/C & Elec Heat, ECM-198, Window Tinting | See Note 1 | 0 | 0 | See Note 2
415 | Residential, Existing, Single Family, Base 10 EER Room A/C & Elec Heat, ECM-199, Default Window With Sunscreen | See Note 1 | 0 | 0 | See Note 2
416 | Residential, New, Single Family, Base 10 EER Room A/C & Elec Heat, ECM-199, Default Window With Sunscreen | See Note 1 | 0 | 0 | See Note 2
417 | Residential, Existing, Multi Family, Base 10 EER Room A/C & Elec Heat, ECM-199, Default Window With Sunscreen | See Note 1 | 0 | 0 | See Note 2
418 | Residential, New, Multi Family, Base 10 EER Room A/C & Elec Heat, ECM-199, Default Window With Sunscreen | See Note 1 | 0 | 0 | See Note 2
419 | Residential, Existing, Mobile Home, Base 10 EER Room A/C & Elec Heat, ECM-199, Default Window With Sunscreen | See Note 1 | 0 | 0 | See Note 2
420 | Residential, New, Mobile Home, Base 10 EER Room A/C & Elec Heat, ECM-199, Default Window With Sunscreen | See Note 1 | 0 | 0 | See Note 2
421 | Residential, Existing, Single Family, Base 10 EER Room A/C & Elec Heat, ECM-200, Single Pane Clear Windows to Double Pane Low-E Windows | See Note 1 | 0 | 0 | See Note 2
422 | Residential, New, Single Family, Base 10 EER Room A/C & Elec Heat, ECM-200, Single Pane Clear Windows to Double Pane Low-E Windows | See Note 1 | 0 | 0 | See Note 2
423 | Residential, Existing, Multi Family, Base 10 EER Room A/C & Elec Heat, ECM-200, Single Pane Clear Windows to Double Pane Low-E Windows | See Note 1 | 0 | 0 | See Note 2
424 | Residential, New, Multi Family, Base 10 EER Room A/C & Elec Heat, ECM-200, Single Pane Clear Windows to Double Pane Low-E Windows | See Note 1 | 0 | 0 | See Note 2
425 | Residential, Existing, Mobile Home, Base 10 EER Room A/C & Elec Heat, ECM-200, Single Pane Clear Windows to Double Pane Low-E Windows | See Note 1 | 0 | 0 | See Note 2
426 | Residential, New, Mobile Home, Base 10 EER Room A/C & Elec Heat, ECM-200, Single Pane Clear Windows to Double Pane Low-E Windows | See Note 1 | 0 | 0 | See Note 2
427 | Residential, Existing, Single Family, Base 10 EER Room A/C & Elec Heat, ECM-202, Ceiling R-0 to R-19 Insulation | See Note 1 | 0 | 0 | See Note 2
428 | Residential, New, Single Family, Base 10 EER Room A/C & Elec Heat, ECM-202, Ceiling R-0 to R-19 Insulation | See Note 1 | 0 | 0 | See Note 2
429 | Residential, Existing, Multi Family, Base 10 EER Room A/C & Elec Heat, ECM-202, Ceiling R-0 to R-19 Insulation | See Note 1 | 0 | 0 | See Note 2
430 | Residential, New, Multi Family, Base 10 EER Room A/C & Elec Heat, ECM-202, Ceiling R-0 to R-19 Insulation | See Note 1 | 0 | 0 | See Note 2
431 | Residential, Existing, Mobile Home, Base 10 EER Room A/C & Elec Heat, ECM-202, Ceiling R-0 to R-19 Insulation | See Note 1 | 0 | 0 | See Note 2
432 | Residential, New, Mobile Home, Base 10 EER Room A/C & Elec Heat, ECM-202, Ceiling R-0 to R-19 Insulation | See Note 1 | 0 | 0 | See Note 2
433 | Residential, Existing, Single Family, Base 10 EER Room A/C & Elec Heat, ECM-203, Ceiling R-19 to R-38 Insulation | See Note 1 | 0 | 0 | See Note 2
434 | Residential, New, Single Family, Base 10 EER Room A/C & Elec Heat, ECM-203, Ceiling R-19 to R-38 Insulation | See Note 1 | 0 | 0 | See Note 2
435 | Residential, Existing, Multi Family, Base 10 EER Room A/C & Elec Heat, ECM-203, Ceiling R-19 to R-38 Insulation | See Note 1 | 0 | 0 | See Note 2
436 | Residential, New, Multi Family, Base 10 EER Room A/C & Elec Heat, ECM-203, Ceiling R-19 to R-38 Insulation | See Note 1 | 0 | 0 | See Note 2
437 | Residential, Existing, Mobile Home, Base 10 EER Room A/C & Elec Heat, ECM-203, Ceiling R-19 to R-38 Insulation | See Note 1 | 0 | 0 | See Note 2
438 | Residential, New, Mobile Home, Base 10 EER Room A/C & Elec Heat, ECM-203, Ceiling R-19 to R-38 Insulation | See Note 1 | 0 | 0 | See Note 2
439 | Residential, Existing, Single Family, Base 10 EER Room A/C & Elec Heat, ECM-204, Wall 2x4 R-0 to Blow-In R-13 Insulation | See Note 1 | 0 | 0 | See Note 2
440 | Residential, New, Single Family, Base 10 EER Room A/C & Elec Heat, ECM-204, Wall 2x4 R-0 to Blow-In R-13 Insulation | See Note 1 | 0 | 0 | See Note 2
441 | Residential, Existing, Multi Family, Base 10 EER Room A/C & Elec Heat, ECM-204, Wall 2x4 R-0 to Blow-In R-13 Insulation | See Note 1 | 0 | 0 | See Note 2
442 | Residential, New, Multi Family, Base 10 EER Room A/C & Elec Heat, ECM-204, Wall 2x4 R-0 to Blow-In R-13 Insulation | See Note 1 | 0 | 0 | See Note 2
443 | Residential, Existing, Mobile Home, Base 10 EER Room A/C & Elec Heat, ECM-204, Wall 2x4 R-0 to Blow-In R-13 Insulation | See Note 1 | 0 | 0 | See Note 2
444 | Residential, New, Mobile Home, Base 10 EER Room A/C & Elec Heat, ECM-204, Wall 2x4 R-0 to Blow-In R-13 Insulation | See Note 1 | 0 | 0 | See Note 2
445 | Residential, Existing, Single Family, Base 10 EER Room A/C & Elec Heat, ECM-205, Weather Strip/Caulk w/Blower Door | See Note 1 | 0 | 0 | See Note 2
446 | Residential, New, Single Family, Base 10 EER Room A/C & Elec Heat, ECM-205, Weather Strip/Caulk w/Blower Door | See Note 1 | 0 | 0 | See Note 2
447 | Residential, Existing, Multi Family, Base 10 EER Room A/C & Elec Heat, ECM-205, Weather Strip/Caulk w/Blower Door | See Note 1 | 0 | 0 | See Note 2
448 | Residential, New, Multi Family, Base 10 EER Room A/C & Elec Heat, ECM-205, Weather Strip/Caulk w/Blower Door | See Note 1 | 0 | 0 | See Note 2
449 | Residential, Existing, Mobile Home, Base 10 EER Room A/C & Elec Heat, ECM-205, Weather Strip/Caulk w/Blower Door | See Note 1 | 0 | 0 | See Note 2
450 | Residential, New, Mobile Home, Base 10 EER Room A/C & Elec Heat, ECM-205, Weather Strip/Caulk w/Blower Door | See Note 1 | 0 | 0 | See Note 2
451 | Residential, Existing, Single Family, Base Lighting (43-Watt Incandescent), 0.5 hr/hday, ECM-221, CFL (18-Watt integral ballast), 0.5 hr/day | See Note 1 | 306433.8511 | 24463.1308 | See Note 2
452 | Residential, New, Single Family, Base Lighting (43-Watt Incandescent), 0.5 hr/hday, ECM-221, CFL (18-Watt integral ballast), 0.5 hr/day | See Note 1 | 7042.3466 | 558.9576 | See Note 2
453 | Residential, Existing, Multi Family, Base Lighting (43-Watt Incandescent), 0.5 hr/hday, ECM-221, CFL (18-Watt integral ballast), 0.5 hr/day | See Note 1 | 42992.5708 | 3432.1695 | See Note 2
454 | Residential, New, Multi Family, Base Lighting (43-Watt Incandescent), 0.5 hr/hday, ECM-221, CFL (18-Watt integral ballast), 0.5 hr/day | See Note 1 | 6732.1114 | 534.3339 | See Note 2
455 | Residential, Existing, Mobile Home, Base Lighting (43-Watt Incandescent), 0.5 hr/hday, ECM-221, CFL (18-Watt integral ballast), 0.5 hr/day | See Note 1 | 26300.9134 | 2099.6462 | See Note 2
456 | Residential, New, Mobile Home, Base Lighting (43-Watt Incandescent), 0.5 hr/hday, ECM-221, CFL (18-Watt integral ballast), 0.5 hr/day | See Note 1 | 11.8841 | 0.92802 | See Note 2
457 | Residential, Existing, Single Family, Base Lighting (43-Watt Incandescent), 0.5 hr/hday, ECM-222, LED (10-Watt integral ballast), 0.5 hr/day | See Note 1 | 0 | 0 | See Note 2
458 | Residential, New, Single Family, Base Lighting (43-Watt Incandescent), 0.5 hr/hday, ECM-222, LED (10-Watt integral ballast), 0.5 hr/day | See Note 1 | 0 | 0 | See Note 2
459 | Residential, Existing, Multi Family, Base Lighting (43-Watt Incandescent), 0.5 hr/hday, ECM-222, LED (10-Watt integral ballast), 0.5 hr/day | See Note 1 | 0 | 0 | See Note 2
460 | Residential, New, Multi Family, Base Lighting (43-Watt Incandescent), 0.5 hr/hday, ECM-222, LED (10-Watt integral ballast), 0.5 hr/day | See Note 1 | 0 | 0 | See Note 2
461 | Residential, Existing, Mobile Home, Base Lighting (43-Watt Incandescent), 0.5 hr/hday, ECM-222, LED (10-Watt integral ballast), 0.5 hr/day | See Note 1 | 0 | 0 | See Note 2
462 | Residential, New, Mobile Home, Base Lighting (43-Watt Incandescent), 0.5 hr/hday, ECM-222, LED (10-Watt integral ballast), 0.5 hr/day | See Note 1 | 0 | 0 | See Note 2
463 | Residential, Existing, Single Family, Base Lighting (43-Watt Incandescent), 2.5 hr/hday, ECM-231, CFL (18-Watt integral ballast), 2.5 hr/day | See Note 1 | 0 | 0 | See Note 2
464 | Residential, New, Single Family, Base Lighting (43-Watt Incandescent), 2.5 hr/hday, ECM-231, CFL (18-Watt integral ballast), 2.5 hr/day | See Note 1 | 0 | 0 | See Note 2
465 | Residential, Existing, Multi Family, Base Lighting (43-Watt Incandescent), 2.5 hr/hday, ECM-231, CFL (18-Watt integral ballast), 2.5 hr/day | See Note 1 | 0 | 0 | See Note 2
466 | Residential, New, Multi Family, Base Lighting (43-Watt Incandescent), 2.5 hr/hday, ECM-231, CFL (18-Watt integral ballast), 2.5 hr/day | See Note 1 | 0 | 0 | See Note 2
467 | Residential, Existing, Mobile Home, Base Lighting (43-Watt Incandescent), 2.5 hr/hday, ECM-231, CFL (18-Watt integral ballast), 2.5 hr/day | See Note 1 | 0 | 0 | See Note 2
468 | Residential, New, Mobile Home, Base Lighting (43-Watt Incandescent), 2.5 hr/hday, ECM-231, CFL (18-Watt integral ballast), 2.5 hr/day | See Note 1 | 0 | 0 | See Note 2
469 | Residential, Existing, Single Family, Base Lighting (43-Watt Incandescent), 2.5 hr/hday, ECM-232, LED (10-Watt integral ballast), 2.5 hr/day | See Note 1 | 0 | 0 | See Note 2
470 | Residential, New, Single Family, Base Lighting (43-Watt Incandescent), 2.5 hr/hday, ECM-232, LED (10-Watt integral ballast), 2.5 hr/day | See Note 1 | 0 | 0 | See Note 2
471 | Residential, Existing, Multi Family, Base Lighting (43-Watt Incandescent), 2.5 hr/hday, ECM-232, LED (10-Watt integral ballast), 2.5 hr/day | See Note 1 | 0 | 0 | See Note 2
472 | Residential, New, Multi Family, Base Lighting (43-Watt Incandescent), 2.5 hr/hday, ECM-232, LED (10-Watt integral ballast), 2.5 hr/day | See Note 1 | 0 | 0 | See Note 2
473 | Residential, Existing, Mobile Home, Base Lighting (43-Watt Incandescent), 2.5 hr/hday, ECM-232, LED (10-Watt integral ballast), 2.5 hr/day | See Note 1 | 0 | 0 | See Note 2
474 | Residential, New, Mobile Home, Base Lighting (43-Watt Incandescent), 2.5 hr/hday, ECM-232, LED (10-Watt integral ballast), 2.5 hr/day | See Note 1 | 0 | 0 | See Note 2
475 | Residential, Existing, Single Family, Base Lighting (43-Watt Incandescent), 6.0 hr/hday, ECM-241, CFL (18-Watt integral ballast), 6.0 hr/day | See Note 1 | 0 | 0 | See Note 2
476 | Residential, New, Single Family, Base Lighting (43-Watt Incandescent), 6.0 hr/hday, ECM-241, CFL (18-Watt integral ballast), 6.0 hr/day | See Note 1 | 0 | 0 | See Note 2
477 | Residential, Existing, Multi Family, Base Lighting (43-Watt Incandescent), 6.0 hr/hday, ECM-241, CFL (18-Watt integral ballast), 6.0 hr/day | See Note 1 | 0 | 0 | See Note 2
478 | Residential, New, Multi Family, Base Lighting (43-Watt Incandescent), 6.0 hr/hday, ECM-241, CFL (18-Watt integral ballast), 6.0 hr/day | See Note 1 | 0 | 0 | See Note 2
479 | Residential, Existing, Mobile Home, Base Lighting (43-Watt Incandescent), 6.0 hr/hday, ECM-241, CFL (18-Watt integral ballast), 6.0 hr/day | See Note 1 | 0 | 0 | See Note 2
480 | Residential, New, Mobile Home, Base Lighting (43-Watt Incandescent), 6.0 hr/hday, ECM-241, CFL (18-Watt integral ballast), 6.0 hr/day | See Note 1 | 0 | 0 | See Note 2
481 | Residential, Existing, Single Family, Base Lighting (43-Watt Incandescent), 6.0 hr/hday, ECM-242, LED (10-Watt integral ballast), 6.0 hr/day | See Note 1 | 1213582.1331 | 63732.2899 | See Note 2
482 | Residential, New, Single Family, Base Lighting (43-Watt Incandescent), 6.0 hr/hday, ECM-242, LED (10-Watt integral ballast), 6.0 hr/day | See Note 1 | 15784.3337 | 997.6384 | See Note 2
483 | Residential, Existing, Multi Family, Base Lighting (43-Watt Incandescent), 6.0 hr/hday, ECM-242, LED (10-Watt integral ballast), 6.0 hr/day | See Note 1 | 170265.1853 | 8941.62 | See Note 2
484 | Residential, New, Multi Family, Base Lighting (43-Watt Incandescent), 6.0 hr/hday, ECM-242, LED (10-Watt integral ballast), 6.0 hr/day | See Note 1 | 15088.9903 | 953.6897 | See Note 2
485 | Residential, Existing, Mobile Home, Base Lighting (43-Watt Incandescent), 6.0 hr/hday, ECM-242, LED (10-Watt integral ballast), 6.0 hr/day | See Note 1 | 104160.5555 | 5470.0796 | See Note 2
486 | Residential, New, Mobile Home, Base Lighting (43-Watt Incandescent), 6.0 hr/hday, ECM-242, LED (10-Watt integral ballast), 6.0 hr/day | See Note 1 | 228.4705 | 14.4403 | See Note 2
487 | Residential, Existing, Single Family, Base Fluorescent Fixture w/2L4'T12, 34W, 1EE, ECM-251, ROB 2L4'T8, 1EB | See Note 1 | 0 | 0 | See Note 2
488 | Residential, New, Single Family, Base Fluorescent Fixture w/2L4'T12, 34W, 1EE, ECM-251, ROB 2L4'T8, 1EB | See Note 1 | 0 | 0 | See Note 2
489 | Residential, Existing, Multi Family, Base Fluorescent Fixture w/2L4'T12, 34W, 1EE, ECM-251, ROB 2L4'T8, 1EB | See Note 1 | 0 | 0 | See Note 2
490 | Residential, New, Multi Family, Base Fluorescent Fixture w/2L4'T12, 34W, 1EE, ECM-251, ROB 2L4'T8, 1EB | See Note 1 | 0 | 0 | See Note 2
491 | Residential, Existing, Mobile Home, Base Fluorescent Fixture w/2L4'T12, 34W, 1EE, ECM-251, ROB 2L4'T8, 1EB | See Note 1 | 0 | 0 | See Note 2
492 | Residential, New, Mobile Home, Base Fluorescent Fixture w/2L4'T12, 34W, 1EE, ECM-251, ROB 2L4'T8, 1EB | See Note 1 | 0 | 0 | See Note 2
493 | Residential, Existing, Single Family, Base Fluorescent Fixture w/2L4'T12, 34W, 1EE, ECM-252, RET 2L4'T8, 1EB | See Note 1 | 0 | 0 | See Note 2
494 | Residential, New, Single Family, Base Fluorescent Fixture w/2L4'T12, 34W, 1EE, ECM-252, RET 2L4'T8, 1EB | See Note 1 | 0 | 0 | See Note 2
495 | Residential, Existing, Multi Family, Base Fluorescent Fixture w/2L4'T12, 34W, 1EE, ECM-252, RET 2L4'T8, 1EB | See Note 1 | 0 | 0 | See Note 2
496 | Residential, New, Multi Family, Base Fluorescent Fixture w/2L4'T12, 34W, 1EE, ECM-252, RET 2L4'T8, 1EB | See Note 1 | 0 | 0 | See Note 2
497 | Residential, Existing, Mobile Home, Base Fluorescent Fixture w/2L4'T12, 34W, 1EE, ECM-252, RET 2L4'T8, 1EB | See Note 1 | 0 | 0 | See Note 2
498 | Residential, New, Mobile Home, Base Fluorescent Fixture w/2L4'T12, 34W, 1EE, ECM-252, RET 2L4'T8, 1EB | See Note 1 | 0 | 0 | See Note 2
499 | Residential, Existing, Single Family, Base Outdoor Lighting, ECM-261, CFL - medium screw based <30 Watts | See Note 1 | 0 | 0 | See Note 2
500 | Residential, New, Single Family, Base Outdoor Lighting, ECM-261, CFL - medium screw based <30 Watts | See Note 1 | 0 | 0 | See Note 2
501 | Residential, Existing, Multi Family, Base Outdoor Lighting, ECM-261, CFL - medium screw based <30 Watts | See Note 1 | 0 | 0 | See Note 2
502 | Residential, New, Multi Family, Base Outdoor Lighting, ECM-261, CFL - medium screw based <30 Watts | See Note 1 | 0 | 0 | See Note 2
503 | Residential, Existing, Mobile Home, Base Outdoor Lighting, ECM-261, CFL - medium screw based <30 Watts | See Note 1 | 0 | 0 | See Note 2
504 | Residential, New, Mobile Home, Base Outdoor Lighting, ECM-261, CFL - medium screw based <30 Watts | See Note 1 | 0 | 0 | See Note 2
505 | Residential, Existing, Single Family, Base Outdoor Lighting, ECM-262, Photocell/timeclock | See Note 1 | 0 | 0 | See Note 2
506 | Residential, New, Single Family, Base Outdoor Lighting, ECM-262, Photocell/timeclock | See Note 1 | 0 | 0 | See Note 2
507 | Residential, Existing, Multi Family, Base Outdoor Lighting, ECM-262, Photocell/timeclock | See Note 1 | 0 | 0 | See Note 2
508 | Residential, New, Multi Family, Base Outdoor Lighting, ECM-262, Photocell/timeclock | See Note 1 | 0 | 0 | See Note 2
509 | Residential, Existing, Mobile Home, Base Outdoor Lighting, ECM-262, Photocell/timeclock | See Note 1 | 0 | 0 | See Note 2
510 | Residential, New, Mobile Home, Base Outdoor Lighting, ECM-262, Photocell/timeclock | See Note 1 | 0 | 0 | See Note 2
511 | Residential, Existing, Single Family, Base Outdoor Lighting, ECM-263, LED 13W Outdoor | See Note 1 | 0 | 0 | See Note 2
512 | Residential, New, Single Family, Base Outdoor Lighting, ECM-263, LED 13W Outdoor | See Note 1 | 0 | 0 | See Note 2
513 | Residential, Existing, Multi Family, Base Outdoor Lighting, ECM-263, LED 13W Outdoor | See Note 1 | 0 | 0 | See Note 2
514 | Residential, New, Multi Family, Base Outdoor Lighting, ECM-263, LED 13W Outdoor | See Note 1 | 0 | 0 | See Note 2
515 | Residential, Existing, Mobile Home, Base Outdoor Lighting, ECM-263, LED 13W Outdoor | See Note 1 | 0 | 0 | See Note 2
516 | Residential, New, Mobile Home, Base Outdoor Lighting, ECM-263, LED 13W Outdoor | See Note 1 | 0 | 0 | See Note 2
517 | Residential, Existing, Single Family, Base Refrigerator (18 cf w/top-mount freezer, no through-door ice), ECM-301, HE Refrigerator - Energy Star version | See Note 1 | 732443.0088 | 105154.373 | See Note 2
518 | Residential, New, Single Family, Base Refrigerator (18 cf w/top-mount freezer, no through-door ice), ECM-301, HE Refrigerator - Energy Star version | See Note 1 | 11796.4051 | 1527.8266 | See Note 2
519 | Residential, Existing, Multi Family, Base Refrigerator (18 cf w/top-mount freezer, no through-door ice), ECM-301, HE Refrigerator - Energy Star version | See Note 1 | 135096.8882 | 15849.3973 | See Note 2
520 | Residential, New, Multi Family, Base Refrigerator (18 cf w/top-mount freezer, no through-door ice), ECM-301, HE Refrigerator - Energy Star version | See Note 1 | 19481.8799 | 2082.9952 | See Note 2
521 | Residential, Existing, Mobile Home, Base Refrigerator (18 cf w/top-mount freezer, no through-door ice), ECM-301, HE Refrigerator - Energy Star version | See Note 1 | 65377.3039 | 9268.6409 | See Note 2
522 | Residential, New, Mobile Home, Base Refrigerator (18 cf w/top-mount freezer, no through-door ice), ECM-301, HE Refrigerator - Energy Star version | See Note 1 | 180.5956 | 23.1114 | See Note 2
523 | Residential, Existing, Single Family, Base Refrigerator (18 cf w/top-mount freezer, no through-door ice), ECM-302, Refrigerator Recycling | See Note 1 | 0 | 0 | See Note 2
524 | Residential, New, Single Family, Base Refrigerator (18 cf w/top-mount freezer, no through-door ice), ECM-302, Refrigerator Recycling | See Note 1 | 0 | 0 | See Note 2
525 | Residential, Existing, Multi Family, Base Refrigerator (18 cf w/top-mount freezer, no through-door ice), ECM-302, Refrigerator Recycling | See Note 1 | 0 | 0 | See Note 2
526 | Residential, New, Multi Family, Base Refrigerator (18 cf w/top-mount freezer, no through-door ice), ECM-302, Refrigerator Recycling | See Note 1 | 0 | 0 | See Note 2
527 | Residential, Existing, Mobile Home, Base Refrigerator (18 cf w/top-mount freezer, no through-door ice), ECM-302, Refrigerator Recycling | See Note 1 | 0 | 0 | See Note 2
528 | Residential, New, Mobile Home, Base Refrigerator (18 cf w/top-mount freezer, no through-door ice), ECM-302, Refrigerator Recycling | See Note 1 | 0 | 0 | See Note 2
529 | Residential, Existing, Single Family, Base Freezer, ECM-351, HE Freezer | See Note 1 | 0 | 0 | See Note 2
530 | Residential, New, Single Family, Base Freezer, ECM-351, HE Freezer | See Note 1 | 0 | 0 | See Note 2
531 | Residential, Existing, Multi Family, Base Freezer, ECM-351, HE Freezer | See Note 1 | 0 | 0 | See Note 2
532 | Residential, New, Multi Family, Base Freezer, ECM-351, HE Freezer | See Note 1 | 0 | 0 | See Note 2
533 | Residential, Existing, Mobile Home, Base Freezer, ECM-351, HE Freezer | See Note 1 | 0 | 0 | See Note 2
534 | Residential, New, Mobile Home, Base Freezer, ECM-351, HE Freezer | See Note 1 | 0 | 0 | See Note 2
535 | Residential, Existing, Single Family, Base Freezer, ECM-352, Freezer Recycling | See Note 1 | 29714.7065 | 443.072 | See Note 2
536 | Residential, New, Single Family, Base Freezer, ECM-352, Freezer Recycling | See Note 1 | 125.0239 | 4.2711 | See Note 2
537 | Residential, Existing, Multi Family, Base Freezer, ECM-352, Freezer Recycling | See Note 1 | 606.5027 | 9.6324 | See Note 2
538 | Residential, New, Multi Family, Base Freezer, ECM-352, Freezer Recycling | See Note 1 | 30.3488 | 0.96101 | See Note 2
539 | Residential, Existing, Mobile Home, Base Freezer, ECM-352, Freezer Recycling | See Note 1 | 295.6633 | 4.4086 | See Note 2
540 | Residential, New, Mobile Home, Base Freezer, ECM-352, Freezer Recycling | See Note 1 | 0.2098 | 0.0071786 | See Note 2
541 | Residential, Existing, Single Family, Base 40 gal. Water Heating (EF=0.948), ECM-401, Heat Pump Water Heater (EF=2.3) | See Note 1 | 0 | 0 | See Note 2
542 | Residential, New, Single Family, Base 40 gal. Water Heating (EF=0.948), ECM-401, Heat Pump Water Heater (EF=2.3) | See Note 1 | 0 | 0 | See Note 2
543 | Residential, Existing, Multi Family, Base 40 gal. Water Heating (EF=0.948), ECM-401, Heat Pump Water Heater (EF=2.3) | See Note 1 | 0 | 0 | See Note 2
544 | Residential, New, Multi Family, Base 40 gal. Water Heating (EF=0.948), ECM-401, Heat Pump Water Heater (EF=2.3) | See Note 1 | 0 | 0 | See Note 2
545 | Residential, Existing, Mobile Home, Base 40 gal. Water Heating (EF=0.948), ECM-401, Heat Pump Water Heater (EF=2.3) | See Note 1 | 0 | 0 | See Note 2
546 | Residential, New, Mobile Home, Base 40 gal. Water Heating (EF=0.948), ECM-401, Heat Pump Water Heater (EF=2.3) | See Note 1 | 0 | 0 | See Note 2
547 | Residential, Existing, Single Family, Base 40 gal. Water Heating (EF=0.948), ECM-403, Solar Water Heat | See Note 1 | 0 | 0 | See Note 2
548 | Residential, New, Single Family, Base 40 gal. Water Heating (EF=0.948), ECM-403, Solar Water Heat | See Note 1 | 0 | 0 | See Note 2
549 | Residential, Existing, Multi Family, Base 40 gal. Water Heating (EF=0.948), ECM-403, Solar Water Heat | See Note 1 | 0 | 0 | See Note 2
550 | Residential, New, Multi Family, Base 40 gal. Water Heating (EF=0.948), ECM-403, Solar Water Heat | See Note 1 | 0 | 0 | See Note 2
551 | Residential, Existing, Mobile Home, Base 40 gal. Water Heating (EF=0.948), ECM-403, Solar Water Heat | See Note 1 | 0 | 0 | See Note 2
552 | Residential, New, Mobile Home, Base 40 gal. Water Heating (EF=0.948), ECM-403, Solar Water Heat | See Note 1 | 0 | 0 | See Note 2
553 | Residential, Existing, Single Family, Base 40 gal. Water Heating (EF=0.948), ECM-404, AC Heat Recovery Units | See Note 1 | 0 | 0 | See Note 2
554 | Residential, New, Single Family, Base 40 gal. Water Heating (EF=0.948), ECM-404, AC Heat Recovery Units | See Note 1 | 0 | 0 | See Note 2
555 | Residential, Existing, Multi Family, Base 40 gal. Water Heating (EF=0.948), ECM-404, AC Heat Recovery Units | See Note 1 | 0 | 0 | See Note 2
556 | Residential, New, Multi Family, Base 40 gal. Water Heating (EF=0.948), ECM-404, AC Heat Recovery Units | See Note 1 | 0 | 0 | See Note 2
557 | Residential, Existing, Mobile Home, Base 40 gal. Water Heating (EF=0.948), ECM-404, AC Heat Recovery Units | See Note 1 | 0 | 0 | See Note 2
558 | Residential, New, Mobile Home, Base 40 gal. Water Heating (EF=0.948), ECM-404, AC Heat Recovery Units | See Note 1 | 0 | 0 | See Note 2
559 | Residential, Existing, Single Family, Base 40 gal. Water Heating (EF=0.948), ECM-405, Low Flow Showerhead | See Note 1 | 0 | 0 | See Note 2
560 | Residential, New, Single Family, Base 40 gal. Water Heating (EF=0.948), ECM-405, Low Flow Showerhead | See Note 1 | 0 | 0 | See Note 2
561 | Residential, Existing, Multi Family, Base 40 gal. Water Heating (EF=0.948), ECM-405, Low Flow Showerhead | See Note 1 | 0 | 0 | See Note 2
562 | Residential, New, Multi Family, Base 40 gal. Water Heating (EF=0.948), ECM-405, Low Flow Showerhead | See Note 1 | 0 | 0 | See Note 2
563 | Residential, Existing, Mobile Home, Base 40 gal. Water Heating (EF=0.948), ECM-405, Low Flow Showerhead | See Note 1 | 0 | 0 | See Note 2
564 | Residential, New, Mobile Home, Base 40 gal. Water Heating (EF=0.948), ECM-405, Low Flow Showerhead | See Note 1 | 0 | 0 | See Note 2
565 | Residential, Existing, Single Family, Base 40 gal. Water Heating (EF=0.948), ECM-406, Pipe Wrap | See Note 1 | 0 | 0 | See Note 2
566 | Residential, New, Single Family, Base 40 gal. Water Heating (EF=0.948), ECM-406, Pipe Wrap | See Note 1 | 0 | 0 | See Note 2
567 | Residential, Existing, Multi Family, Base 40 gal. Water Heating (EF=0.948), ECM-406, Pipe Wrap | See Note 1 | 0 | 0 | See Note 2
568 | Residential, New, Multi Family, Base 40 gal. Water Heating (EF=0.948), ECM-406, Pipe Wrap | See Note 1 | 0 | 0 | See Note 2
569 | Residential, Existing, Mobile Home, Base 40 gal. Water Heating (EF=0.948), ECM-406, Pipe Wrap | See Note 1 | 0 | 0 | See Note 2
570 | Residential, New, Mobile Home, Base 40 gal. Water Heating (EF=0.948), ECM-406, Pipe Wrap | See Note 1 | 0 | 0 | See Note 2
571 | Residential, Existing, Single Family, Base 40 gal. Water Heating (EF=0.948), ECM-407, Faucet Aerators | See Note 1 | 0 | 0 | See Note 2
572 | Residential, New, Single Family, Base 40 gal. Water Heating (EF=0.948), ECM-407, Faucet Aerators | See Note 1 | 0 | 0 | See Note 2
573 | Residential, Existing, Multi Family, Base 40 gal. Water Heating (EF=0.948), ECM-407, Faucet Aerators | See Note 1 | 0 | 0 | See Note 2
574 | Residential, New, Multi Family, Base 40 gal. Water Heating (EF=0.948), ECM-407, Faucet Aerators | See Note 1 | 0 | 0 | See Note 2
575 | Residential, Existing, Mobile Home, Base 40 gal. Water Heating (EF=0.948), ECM-407, Faucet Aerators | See Note 1 | 0 | 0 | See Note 2
576 | Residential, New, Mobile Home, Base 40 gal. Water Heating (EF=0.948), ECM-407, Faucet Aerators | See Note 1 | 0 | 0 | See Note 2
577 | Residential, Existing, Single Family, Base 40 gal. Water Heating (EF=0.948), ECM-408, Water Heater Blanket | See Note 1 | 0 | 0 | See Note 2
578 | Residential, New, Single Family, Base 40 gal. Water Heating (EF=0.948), ECM-408, Water Heater Blanket | See Note 1 | 0 | 0 | See Note 2
579 | Residential, Existing, Multi Family, Base 40 gal. Water Heating (EF=0.948), ECM-408, Water Heater Blanket | See Note 1 | 0 | 0 | See Note 2
580 | Residential, New, Multi Family, Base 40 gal. Water Heating (EF=0.948), ECM-408, Water Heater Blanket | See Note 1 | 0 | 0 | See Note 2
581 | Residential, Existing, Mobile Home, Base 40 gal. Water Heating (EF=0.948), ECM-408, Water Heater Blanket | See Note 1 | 0 | 0 | See Note 2
582 | Residential, New, Mobile Home, Base 40 gal. Water Heating (EF=0.948), ECM-408, Water Heater Blanket | See Note 1 | 0 | 0 | See Note 2
583 | Residential, Existing, Single Family, Base 40 gal. Water Heating (EF=0.948), ECM-409, Water Heater Temperature Check and Adjustment | See Note 1 | 0 | 0 | See Note 2
584 | Residential, New, Single Family, Base 40 gal. Water Heating (EF=0.948), ECM-409, Water Heater Temperature Check and Adjustment | See Note 1 | 0 | 0 | See Note 2
585 | Residential, Existing, Multi Family, Base 40 gal. Water Heating (EF=0.948), ECM-409, Water Heater Temperature Check and Adjustment | See Note 1 | 0 | 0 | See Note 2
586 | Residential, New, Multi Family, Base 40 gal. Water Heating (EF=0.948), ECM-409, Water Heater Temperature Check and Adjustment | See Note 1 | 0 | 0 | See Note 2
587 | Residential, Existing, Mobile Home, Base 40 gal. Water Heating (EF=0.948), ECM-409, Water Heater Temperature Check and Adjustment | See Note 1 | 0 | 0 | See Note 2
588 | Residential, New, Mobile Home, Base 40 gal. Water Heating (EF=0.948), ECM-409, Water Heater Temperature Check and Adjustment | See Note 1 | 0 | 0 | See Note 2
589 | Residential, Existing, Single Family, Base 40 gal. Water Heating (EF=0.948), ECM-410, Water Heater Timeclock | See Note 1 | 0 | 0 | See Note 2
590 | Residential, New, Single Family, Base 40 gal. Water Heating (EF=0.948), ECM-410, Water Heater Timeclock | See Note 1 | 0 | 0 | See Note 2
591 | Residential, Existing, Multi Family, Base 40 gal. Water Heating (EF=0.948), ECM-410, Water Heater Timeclock | See Note 1 | 0 | 0 | See Note 2
592 | Residential, New, Multi Family, Base 40 gal. Water Heating (EF=0.948), ECM-410, Water Heater Timeclock | See Note 1 | 0 | 0 | See Note 2
593 | Residential, Existing, Mobile Home, Base 40 gal. Water Heating (EF=0.948), ECM-410, Water Heater Timeclock | See Note 1 | 0 | 0 | See Note 2
594 | Residential, New, Mobile Home, Base 40 gal. Water Heating (EF=0.948), ECM-410, Water Heater Timeclock | See Note 1 | 0 | 0 | See Note 2
595 | Residential, Existing, Single Family, Base 40 gal. Water Heating (EF=0.948), ECM-411, Heat Trap | See Note 1 | 0 | 0 | See Note 2
596 | Residential, New, Single Family, Base 40 gal. Water Heating (EF=0.948), ECM-411, Heat Trap | See Note 1 | 0 | 0 | See Note 2
597 | Residential, Existing, Multi Family, Base 40 gal. Water Heating (EF=0.948), ECM-411, Heat Trap | See Note 1 | 0 | 0 | See Note 2
598 | Residential, New, Multi Family, Base 40 gal. Water Heating (EF=0.948), ECM-411, Heat Trap | See Note 1 | 0 | 0 | See Note 2
599 | Residential, Existing, Mobile Home, Base 40 gal. Water Heating (EF=0.948), ECM-411, Heat Trap | See Note 1 | 0 | 0 | See Note 2
600 | Residential, New, Mobile Home, Base 40 gal. Water Heating (EF=0.948), ECM-411, Heat Trap | See Note 1 | 0 | 0 | See Note 2
601 | Residential, Existing, Single Family, Base Clotheswasher, ECM-502, Energy Star CW CEE Tier 2 | See Note 1 | 0 | 0 | See Note 2
602 | Residential, New, Single Family, Base Clotheswasher, ECM-502, Energy Star CW CEE Tier 2 | See Note 1 | 0 | 0 | See Note 2
603 | Residential, Existing, Multi Family, Base Clotheswasher, ECM-502, Energy Star CW CEE Tier 2 | See Note 1 | 0 | 0 | See Note 2
604 | Residential, New, Multi Family, Base Clotheswasher, ECM-502, Energy Star CW CEE Tier 2 | See Note 1 | 0 | 0 | See Note 2
605 | Residential, Existing, Mobile Home, Base Clotheswasher, ECM-502, Energy Star CW CEE Tier 2 | See Note 1 | 0 | 0 | See Note 2
606 | Residential, New, Mobile Home, Base Clotheswasher, ECM-502, Energy Star CW CEE Tier 2 | See Note 1 | 0 | 0 | See Note 2
607 | Residential, Existing, Single Family, Base Clotheswasher, ECM-503, Energy Star CW CEE Tier 2 | See Note 1 | 0 | 0 | See Note 2
608 | Residential, New, Single Family, Base Clotheswasher, ECM-503, Energy Star CW CEE Tier 2 | See Note 1 | 0 | 0 | See Note 2
609 | Residential, Existing, Multi Family, Base Clotheswasher, ECM-503, Energy Star CW CEE Tier 2 | See Note 1 | 0 | 0 | See Note 2
610 | Residential, New, Multi Family, Base Clotheswasher, ECM-503, Energy Star CW CEE Tier 2 | See Note 1 | 0 | 0 | See Note 2
611 | Residential, Existing, Mobile Home, Base Clotheswasher, ECM-503, Energy Star CW CEE Tier 2 | See Note 1 | 0 | 0 | See Note 2
612 | Residential, New, Mobile Home, Base Clotheswasher, ECM-503, Energy Star CW CEE Tier 2 | See Note 1 | 0 | 0 | See Note 2
613 | Residential, Existing, Single Family, Base Dishwasher, ECM-701, Energy Star DW | See Note 1 | 0 | 0 | See Note 2
614 | Residential, New, Single Family, Base Dishwasher, ECM-701, Energy Star DW | See Note 1 | 0 | 0 | See Note 2
615 | Residential, Existing, Multi Family, Base Dishwasher, ECM-701, Energy Star DW | See Note 1 | 0 | 0 | See Note 2
616 | Residential, New, Multi Family, Base Dishwasher, ECM-701, Energy Star DW | See Note 1 | 0 | 0 | See Note 2
617 | Residential, Existing, Mobile Home, Base Dishwasher, ECM-701, Energy Star DW | See Note 1 | 0 | 0 | See Note 2
618 | Residential, New, Mobile Home, Base Dishwasher, ECM-701, Energy Star DW | See Note 1 | 0 | 0 | See Note 2
619 | Residential, Existing, Single Family, Base Pool Pump and Motor (1.5 hp), ECM-801, Two Speed Pool Pump (1.5 hp) | See Note 1 | 0 | 0 | See Note 2
620 | Residential, New, Single Family, Base Pool Pump and Motor (1.5 hp), ECM-801, Two Speed Pool Pump (1.5 hp) | See Note 1 | 0 | 0 | See Note 2
621 | Residential, Existing, Multi Family, Base Pool Pump and Motor (1.5 hp), ECM-801, Two Speed Pool Pump (1.5 hp) | See Note 1 | 0 | 0 | See Note 2
622 | Residential, New, Multi Family, Base Pool Pump and Motor (1.5 hp), ECM-801, Two Speed Pool Pump (1.5 hp) | See Note 1 | 0 | 0 | See Note 2
623 | Residential, Existing, Mobile Home, Base Pool Pump and Motor (1.5 hp), ECM-801, Two Speed Pool Pump (1.5 hp) | See Note 1 | 0 | 0 | See Note 2
624 | Residential, New, Mobile Home, Base Pool Pump and Motor (1.5 hp), ECM-801, Two Speed Pool Pump (1.5 hp) | See Note 1 | 0 | 0 | See Note 2
625 | Residential, Existing, Single Family, Base Pool Pump and Motor (1.5 hp), ECM-802, High Efficiency One Speed Pool Pump (1.5 hp) | See Note 1 | 0 | 0 | See Note 2
626 | Residential, New, Single Family, Base Pool Pump and Motor (1.5 hp), ECM-802, High Efficiency One Speed Pool Pump (1.5 hp) | See Note 1 | 0 | 0 | See Note 2
627 | Residential, Existing, Multi Family, Base Pool Pump and Motor (1.5 hp), ECM-802, High Efficiency One Speed Pool Pump (1.5 hp) | See Note 1 | 0 | 0 | See Note 2
628 | Residential, New, Multi Family, Base Pool Pump and Motor (1.5 hp), ECM-802, High Efficiency One Speed Pool Pump (1.5 hp) | See Note 1 | 0 | 0 | See Note 2
629 | Residential, Existing, Mobile Home, Base Pool Pump and Motor (1.5 hp), ECM-802, High Efficiency One Speed Pool Pump (1.5 hp) | See Note 1 | 0 | 0 | See Note 2
630 | Residential, New, Mobile Home, Base Pool Pump and Motor (1.5 hp), ECM-802, High Efficiency One Speed Pool Pump (1.5 hp) | See Note 1 | 0 | 0 | See Note 2
631 | Residential, Existing, Single Family, Base Pool Pump and Motor (1.5 hp), ECM-803, Variable-Speed Pool Pump (<1 hp) | See Note 1 | 0 | 0 | See Note 2
632 | Residential, New, Single Family, Base Pool Pump and Motor (1.5 hp), ECM-803, Variable-Speed Pool Pump (<1 hp) | See Note 1 | 0 | 0 | See Note 2
633 | Residential, Existing, Multi Family, Base Pool Pump and Motor (1.5 hp), ECM-803, Variable-Speed Pool Pump (<1 hp) | See Note 1 | 0 | 0 | See Note 2
634 | Residential, New, Multi Family, Base Pool Pump and Motor (1.5 hp), ECM-803, Variable-Speed Pool Pump (<1 hp) | See Note 1 | 0 | 0 | See Note 2
635 | Residential, Existing, Mobile Home, Base Pool Pump and Motor (1.5 hp), ECM-803, Variable-Speed Pool Pump (<1 hp) | See Note 1 | 0 | 0 | See Note 2
636 | Residential, New, Mobile Home, Base Pool Pump and Motor (1.5 hp), ECM-803, Variable-Speed Pool Pump (<1 hp) | See Note 1 | 0 | 0 | See Note 2
637 | Residential, Existing, Single Family, Base Pool Pump and Motor (1.5 hp), ECM-804, PV-Powered Pool Pumps | See Note 1 | 0 | 0 | See Note 2
638 | Residential, New, Single Family, Base Pool Pump and Motor (1.5 hp), ECM-804, PV-Powered Pool Pumps | See Note 1 | 0 | 0 | See Note 2
639 | Residential, Existing, Multi Family, Base Pool Pump and Motor (1.5 hp), ECM-804, PV-Powered Pool Pumps | See Note 1 | 0 | 0 | See Note 2
640 | Residential, New, Multi Family, Base Pool Pump and Motor (1.5 hp), ECM-804, PV-Powered Pool Pumps | See Note 1 | 0 | 0 | See Note 2
641 | Residential, Existing, Mobile Home, Base Pool Pump and Motor (1.5 hp), ECM-804, PV-Powered Pool Pumps | See Note 1 | 0 | 0 | See Note 2
642 | Residential, New, Mobile Home, Base Pool Pump and Motor (1.5 hp), ECM-804, PV-Powered Pool Pumps | See Note 1 | 0 | 0 | See Note 2
643 | Residential, Existing, Single Family, Base CRT TV, ECM-901, Energy Star TV | See Note 1 | 0 | 0 | See Note 2
644 | Residential, New, Single Family, Base CRT TV, ECM-901, Energy Star TV | See Note 1 | 0 | 0 | See Note 2
645 | Residential, Existing, Multi Family, Base CRT TV, ECM-901, Energy Star TV | See Note 1 | 0 | 0 | See Note 2
646 | Residential, New, Multi Family, Base CRT TV, ECM-901, Energy Star TV | See Note 1 | 0 | 0 | See Note 2
647 | Residential, Existing, Mobile Home, Base CRT TV, ECM-901, Energy Star TV | See Note 1 | 0 | 0 | See Note 2
648 | Residential, New, Mobile Home, Base CRT TV, ECM-901, Energy Star TV | See Note 1 | 0 | 0 | See Note 2
649 | Residential, Existing, Single Family, Base Large-screen TV, ECM-911, Energy Star TV | See Note 1 | 0 | 0 | See Note 2
650 | Residential, New, Single Family, Base Large-screen TV, ECM-911, Energy Star TV | See Note 1 | 0 | 0 | See Note 2
651 | Residential, Existing, Multi Family, Base Large-screen TV, ECM-911, Energy Star TV | See Note 1 | 0 | 0 | See Note 2
652 | Residential, New, Multi Family, Base Large-screen TV, ECM-911, Energy Star TV | See Note 1 | 0 | 0 | See Note 2
653 | Residential, Existing, Mobile Home, Base Large-screen TV, ECM-911, Energy Star TV | See Note 1 | 0 | 0 | See Note 2
654 | Residential, New, Mobile Home, Base Large-screen TV, ECM-911, Energy Star TV | See Note 1 | 0 | 0 | See Note 2
655 | Residential, Existing, Single Family, Base Set-Top Box, ECM-921, Energy Star Set-Top Box | See Note 1 | 0 | 0 | See Note 2
656 | Residential, New, Single Family, Base Set-Top Box, ECM-921, Energy Star Set-Top Box | See Note 1 | 0 | 0 | See Note 2
657 | Residential, Existing, Multi Family, Base Set-Top Box, ECM-921, Energy Star Set-Top Box | See Note 1 | 0 | 0 | See Note 2
658 | Residential, New, Multi Family, Base Set-Top Box, ECM-921, Energy Star Set-Top Box | See Note 1 | 0 | 0 | See Note 2
659 | Residential, Existing, Mobile Home, Base Set-Top Box, ECM-921, Energy Star Set-Top Box | See Note 1 | 0 | 0 | See Note 2
660 | Residential, New, Mobile Home, Base Set-Top Box, ECM-921, Energy Star Set-Top Box | See Note 1 | 0 | 0 | See Note 2
661 | Residential, Existing, Single Family, Base DVD Player, ECM-931, Energy Star DVD Player | See Note 1 | 0 | 0 | See Note 2
662 | Residential, New, Single Family, Base DVD Player, ECM-931, Energy Star DVD Player | See Note 1 | 0 | 0 | See Note 2
663 | Residential, Existing, Multi Family, Base DVD Player, ECM-931, Energy Star DVD Player | See Note 1 | 0 | 0 | See Note 2
664 | Residential, New, Multi Family, Base DVD Player, ECM-931, Energy Star DVD Player | See Note 1 | 0 | 0 | See Note 2
665 | Residential, Existing, Mobile Home, Base DVD Player, ECM-931, Energy Star DVD Player | See Note 1 | 0 | 0 | See Note 2
666 | Residential, New, Mobile Home, Base DVD Player, ECM-931, Energy Star DVD Player | See Note 1 | 0 | 0 | See Note 2
667 | Residential, Existing, Single Family, Base VCR, ECM-941, Energy Star VCR | See Note 1 | 0 | 0 | See Note 2
668 | Residential, New, Single Family, Base VCR, ECM-941, Energy Star VCR | See Note 1 | 0 | 0 | See Note 2
669 | Residential, Existing, Multi Family, Base VCR, ECM-941, Energy Star VCR | See Note 1 | 0 | 0 | See Note 2
670 | Residential, New, Multi Family, Base VCR, ECM-941, Energy Star VCR | See Note 1 | 0 | 0 | See Note 2
671 | Residential, Existing, Mobile Home, Base VCR, ECM-941, Energy Star VCR | See Note 1 | 0 | 0 | See Note 2
672 | Residential, New, Mobile Home, Base VCR, ECM-941, Energy Star VCR | See Note 1 | 0 | 0 | See Note 2
673 | Residential, Existing, Single Family, Base Desktop PC, ECM-951, Energy Star Desktop PC | See Note 1 | 0 | 0 | See Note 2
674 | Residential, New, Single Family, Base Desktop PC, ECM-951, Energy Star Desktop PC | See Note 1 | 0 | 0 | See Note 2
675 | Residential, Existing, Multi Family, Base Desktop PC, ECM-951, Energy Star Desktop PC | See Note 1 | 0 | 0 | See Note 2
676 | Residential, New, Multi Family, Base Desktop PC, ECM-951, Energy Star Desktop PC | See Note 1 | 0 | 0 | See Note 2
677 | Residential, Existing, Mobile Home, Base Desktop PC, ECM-951, Energy Star Desktop PC | See Note 1 | 0 | 0 | See Note 2
678 | Residential, New, Mobile Home, Base Desktop PC, ECM-951, Energy Star Desktop PC | See Note 1 | 0 | 0 | See Note 2
679 | Residential, Existing, Single Family, Base Desktop PC, ECM-952, Smart Plug | See Note 1 | 0 | 0 | See Note 2
680 | Residential, New, Single Family, Base Desktop PC, ECM-952, Smart Plug | See Note 1 | 0 | 0 | See Note 2
681 | Residential, Existing, Multi Family, Base Desktop PC, ECM-952, Smart Plug | See Note 1 | 0 | 0 | See Note 2
682 | Residential, New, Multi Family, Base Desktop PC, ECM-952, Smart Plug | See Note 1 | 0 | 0 | See Note 2
683 | Residential, Existing, Mobile Home, Base Desktop PC, ECM-952, Smart Plug | See Note 1 | 0 | 0 | See Note 2
684 | Residential, New, Mobile Home, Base Desktop PC, ECM-952, Smart Plug | See Note 1 | 0 | 0 | See Note 2
685 | Residential, Existing, Single Family, Base Laptop PC, ECM-961, Energy Star Laptop PC | See Note 1 | 0 | 0 | See Note 2
686 | Residential, New, Single Family, Base Laptop PC, ECM-961, Energy Star Laptop PC | See Note 1 | 0 | 0 | See Note 2
687 | Residential, Existing, Multi Family, Base Laptop PC, ECM-961, Energy Star Laptop PC | See Note 1 | 0 | 0 | See Note 2
688 | Residential, New, Multi Family, Base Laptop PC, ECM-961, Energy Star Laptop PC | See Note 1 | 0 | 0 | See Note 2
689 | Residential, Existing, Mobile Home, Base Laptop PC, ECM-961, Energy Star Laptop PC | See Note 1 | 0 | 0 | See Note 2
690 | Residential, New, Mobile Home, Base Laptop PC, ECM-961, Energy Star Laptop PC | See Note 1 | 0 | 0 | See Note 2
Commercial
691 | Commercial, New, Office, Base New Lighting, ECM-101, Lighting 15% More Efficient Design | See Note 1 | 0 | 0 | See Note 2
692 | Commercial, New, Restaurant, Base New Lighting, ECM-101, Lighting 15% More Efficient Design | See Note 1 | 0 | 0 | See Note 2
693 | Commercial, New, Retail, Base New Lighting, ECM-101, Lighting 15% More Efficient Design | See Note 1 | 0 | 0 | See Note 2
694 | Commercial, New, FoodStore, Base New Lighting, ECM-101, Lighting 15% More Efficient Design | See Note 1 | 0 | 0 | See Note 2
695 | Commercial, New, School, Base New Lighting, ECM-101, Lighting 15% More Efficient Design | See Note 1 | 0 | 0 | See Note 2
696 | Commercial, New, College, Base New Lighting, ECM-101, Lighting 15% More Efficient Design | See Note 1 | 0 | 0 | See Note 2
697 | Commercial, New, Hospital, Base New Lighting, ECM-101, Lighting 15% More Efficient Design | See Note 1 | 0 | 0 | See Note 2
698 | Commercial, New, Other Health, Base New Lighting, ECM-101, Lighting 15% More Efficient Design | See Note 1 | 0 | 0 | See Note 2
699 | Commercial, New, Warehouse, Base New Lighting, ECM-101, Lighting 15% More Efficient Design | See Note 1 | 0 | 0 | See Note 2
700 | Commercial, New, Hotel, Base New Lighting, ECM-101, Lighting 15% More Efficient Design | See Note 1 | 0 | 0 | See Note 2
701 | Commercial, New, Other, Base New Lighting, ECM-101, Lighting 15% More Efficient Design | See Note 1 | 0 | 0 | See Note 2
702 | Commercial, New, Office, Base New Lighting, ECM-102, Lighting 25% More Efficient Design | See Note 1 | 19232.9068 | 2627.1669 | See Note 2
703 | Commercial, New, Restaurant, Base New Lighting, ECM-102, Lighting 25% More Efficient Design | See Note 1 | 47190.9211 | 3996.1045 | See Note 2
704 | Commercial, New, Retail, Base New Lighting, ECM-102, Lighting 25% More Efficient Design | See Note 1 | 56232.9168 | 5585.3 | See Note 2
705 | Commercial, New, FoodStore, Base New Lighting, ECM-102, Lighting 25% More Efficient Design | See Note 1 | 1197.8032 | 96.8901 | See Note 2
706 | Commercial, New, School, Base New Lighting, ECM-102, Lighting 25% More Efficient Design | See Note 1 | 766.3945 | 132.9826 | See Note 2
707 | Commercial, New, College, Base New Lighting, ECM-102, Lighting 25% More Efficient Design | See Note 1 | 665.0338 | 116.8719 | See Note 2
708 | Commercial, New, Hospital, Base New Lighting, ECM-102, Lighting 25% More Efficient Design | See Note 1 | 1928.4079 | 231.2942 | See Note 2
709 | Commercial, New, Other Health, Base New Lighting, ECM-102, Lighting 25% More Efficient Design | See Note 1 | 27886.2178 | 1947.7526 | See Note 2
710 | Commercial, New, Warehouse, Base New Lighting, ECM-102, Lighting 25% More Efficient Design | See Note 1 | 0 | 0 | See Note 2
711 | Commercial, New, Hotel, Base New Lighting, ECM-102, Lighting 25% More Efficient Design | See Note 1 | 4906.0062 | 694.4815 | See Note 2
712 | Commercial, New, Other, Base New Lighting, ECM-102, Lighting 25% More Efficient Design | See Note 1 | 5541.9231 | 915.0265 | See Note 2
713 | Commercial, Existing, Office, Base Fluorescent Fixture, 32W, EB, ECM-111, Premium T8, Elecctronic Ballast | See Note 1 | 0 | 0 | See Note 2
714 | Commercial, Existing, Restaurant, Base Fluorescent Fixture, 32W, EB, ECM-111, Premium T8, Elecctronic Ballast | See Note 1 | 0 | 0 | See Note 2
715 | Commercial, Existing, Retail, Base Fluorescent Fixture, 32W, EB, ECM-111, Premium T8, Elecctronic Ballast | See Note 1 | 0 | 0 | See Note 2
716 | Commercial, Existing, FoodStore, Base Fluorescent Fixture, 32W, EB, ECM-111, Premium T8, Elecctronic Ballast | See Note 1 | 0 | 0 | See Note 2
717 | Commercial, Existing, School, Base Fluorescent Fixture, 32W, EB, ECM-111, Premium T8, Elecctronic Ballast | See Note 1 | 0 | 0 | See Note 2
718 | Commercial, Existing, College, Base Fluorescent Fixture, 32W, EB, ECM-111, Premium T8, Elecctronic Ballast | See Note 1 | 0 | 0 | See Note 2
719 | Commercial, Existing, Hospital, Base Fluorescent Fixture, 32W, EB, ECM-111, Premium T8, Elecctronic Ballast | See Note 1 | 0 | 0 | See Note 2
720 | Commercial, Existing, Other Health, Base Fluorescent Fixture, 32W, EB, ECM-111, Premium T8, Elecctronic Ballast | See Note 1 | 0 | 0 | See Note 2
721 | Commercial, Existing, Warehouse, Base Fluorescent Fixture, 32W, EB, ECM-111, Premium T8, Elecctronic Ballast | See Note 1 | 0 | 0 | See Note 2
722 | Commercial, Existing, Hotel, Base Fluorescent Fixture, 32W, EB, ECM-111, Premium T8, Elecctronic Ballast | See Note 1 | 0 | 0 | See Note 2
723 | Commercial, Existing, Other, Base Fluorescent Fixture, 32W, EB, ECM-111, Premium T8, Elecctronic Ballast | See Note 1 | 0 | 0 | See Note 2
724 | Commercial, Existing, Office, Base Fluorescent Fixture, 32W, EB, ECM-112, Premium T8, EB, Reflector | See Note 1 | 0 | 0 | See Note 2
725 | Commercial, Existing, Restaurant, Base Fluorescent Fixture, 32W, EB, ECM-112, Premium T8, EB, Reflector | See Note 1 | 0 | 0 | See Note 2
726 | Commercial, Existing, Retail, Base Fluorescent Fixture, 32W, EB, ECM-112, Premium T8, EB, Reflector | See Note 1 | 0 | 0 | See Note 2
727 | Commercial, Existing, FoodStore, Base Fluorescent Fixture, 32W, EB, ECM-112, Premium T8, EB, Reflector | See Note 1 | 0 | 0 | See Note 2
728 | Commercial, Existing, School, Base Fluorescent Fixture, 32W, EB, ECM-112, Premium T8, EB, Reflector | See Note 1 | 0 | 0 | See Note 2
729 | Commercial, Existing, College, Base Fluorescent Fixture, 32W, EB, ECM-112, Premium T8, EB, Reflector | See Note 1 | 0 | 0 | See Note 2
730 | Commercial, Existing, Hospital, Base Fluorescent Fixture, 32W, EB, ECM-112, Premium T8, EB, Reflector | See Note 1 | 0 | 0 | See Note 2
731 | Commercial, Existing, Other Health, Base Fluorescent Fixture, 32W, EB, ECM-112, Premium T8, EB, Reflector | See Note 1 | 0 | 0 | See Note 2
732 | Commercial, Existing, Warehouse, Base Fluorescent Fixture, 32W, EB, ECM-112, Premium T8, EB, Reflector | See Note 1 | 0 | 0 | See Note 2
733 | Commercial, Existing, Hotel, Base Fluorescent Fixture, 32W, EB, ECM-112, Premium T8, EB, Reflector | See Note 1 | 0 | 0 | See Note 2
734 | Commercial, Existing, Other, Base Fluorescent Fixture, 32W, EB, ECM-112, Premium T8, EB, Reflector | See Note 1 | 0 | 0 | See Note 2
735 | Commercial, Existing, Office, Base Fluorescent Fixture, 32W, EB, ECM-113, Occupancy Sensor | See Note 1 | 0 | 0 | See Note 2
736 | Commercial, Existing, Restaurant, Base Fluorescent Fixture, 32W, EB, ECM-113, Occupancy Sensor | See Note 1 | 0 | 0 | See Note 2
737 | Commercial, Existing, Retail, Base Fluorescent Fixture, 32W, EB, ECM-113, Occupancy Sensor | See Note 1 | 0 | 0 | See Note 2
738 | Commercial, Existing, FoodStore, Base Fluorescent Fixture, 32W, EB, ECM-113, Occupancy Sensor | See Note 1 | 0 | 0 | See Note 2
739 | Commercial, Existing, School, Base Fluorescent Fixture, 32W, EB, ECM-113, Occupancy Sensor | See Note 1 | 0 | 0 | See Note 2
740 | Commercial, Existing, College, Base Fluorescent Fixture, 32W, EB, ECM-113, Occupancy Sensor | See Note 1 | 0 | 0 | See Note 2
741 | Commercial, Existing, Hospital, Base Fluorescent Fixture, 32W, EB, ECM-113, Occupancy Sensor | See Note 1 | 0 | 0 | See Note 2
742 | Commercial, Existing, Other Health, Base Fluorescent Fixture, 32W, EB, ECM-113, Occupancy Sensor | See Note 1 | 0 | 0 | See Note 2
743 | Commercial, Existing, Warehouse, Base Fluorescent Fixture, 32W, EB, ECM-113, Occupancy Sensor | See Note 1 | 0 | 0 | See Note 2
744 | Commercial, Existing, Hotel, Base Fluorescent Fixture, 32W, EB, ECM-113, Occupancy Sensor | See Note 1 | 0 | 0 | See Note 2
745 | Commercial, Existing, Other, Base Fluorescent Fixture, 32W, EB, ECM-113, Occupancy Sensor | See Note 1 | 0 | 0 | See Note 2
746 | Commercial, Existing, Office, Base Fluorescent Fixture, 32W, EB, ECM-114, Continuous Dimming | See Note 1 | 0 | 0 | See Note 2
747 | Commercial, Existing, Restaurant, Base Fluorescent Fixture, 32W, EB, ECM-114, Continuous Dimming | See Note 1 | 0 | 0 | See Note 2
748 | Commercial, Existing, Retail, Base Fluorescent Fixture, 32W, EB, ECM-114, Continuous Dimming | See Note 1 | 0 | 0 | See Note 2
749 | Commercial, Existing, FoodStore, Base Fluorescent Fixture, 32W, EB, ECM-114, Continuous Dimming | See Note 1 | 0 | 0 | See Note 2
750 | Commercial, Existing, School, Base Fluorescent Fixture, 32W, EB, ECM-114, Continuous Dimming | See Note 1 | 0 | 0 | See Note 2
751 | Commercial, Existing, College, Base Fluorescent Fixture, 32W, EB, ECM-114, Continuous Dimming | See Note 1 | 0 | 0 | See Note 2
752 | Commercial, Existing, Hospital, Base Fluorescent Fixture, 32W, EB, ECM-114, Continuous Dimming | See Note 1 | 0 | 0 | See Note 2
753 | Commercial, Existing, Other Health, Base Fluorescent Fixture, 32W, EB, ECM-114, Continuous Dimming | See Note 1 | 0 | 0 | See Note 2
754 | Commercial, Existing, Warehouse, Base Fluorescent Fixture, 32W, EB, ECM-114, Continuous Dimming | See Note 1 | 0 | 0 | See Note 2
755 | Commercial, Existing, Hotel, Base Fluorescent Fixture, 32W, EB, ECM-114, Continuous Dimming | See Note 1 | 0 | 0 | See Note 2
756 | Commercial, Existing, Other, Base Fluorescent Fixture, 32W, EB, ECM-114, Continuous Dimming | See Note 1 | 0 | 0 | See Note 2
757 | Commercial, Existing, Office, Base Fluorescent Fixture, 32W, EB, ECM-115, Lighting Control Tuneup | See Note 1 | 0 | 0 | See Note 2
758 | Commercial, Existing, Restaurant, Base Fluorescent Fixture, 32W, EB, ECM-115, Lighting Control Tuneup | See Note 1 | 0 | 0 | See Note 2
759 | Commercial, Existing, Retail, Base Fluorescent Fixture, 32W, EB, ECM-115, Lighting Control Tuneup | See Note 1 | 0 | 0 | See Note 2
760 | Commercial, Existing, FoodStore, Base Fluorescent Fixture, 32W, EB, ECM-115, Lighting Control Tuneup | See Note 1 | 0 | 0 | See Note 2
761 | Commercial, Existing, School, Base Fluorescent Fixture, 32W, EB, ECM-115, Lighting Control Tuneup | See Note 1 | 0 | 0 | See Note 2
762 | Commercial, Existing, College, Base Fluorescent Fixture, 32W, EB, ECM-115, Lighting Control Tuneup | See Note 1 | 0 | 0 | See Note 2
763 | Commercial, Existing, Hospital, Base Fluorescent Fixture, 32W, EB, ECM-115, Lighting Control Tuneup | See Note 1 | 0 | 0 | See Note 2
764 | Commercial, Existing, Other Health, Base Fluorescent Fixture, 32W, EB, ECM-115, Lighting Control Tuneup | See Note 1 | 0 | 0 | See Note 2
765 | Commercial, Existing, Warehouse, Base Fluorescent Fixture, 32W, EB, ECM-115, Lighting Control Tuneup | See Note 1 | 0 | 0 | See Note 2
766 | Commercial, Existing, Hotel, Base Fluorescent Fixture, 32W, EB, ECM-115, Lighting Control Tuneup | See Note 1 | 0 | 0 | See Note 2
767 | Commercial, Existing, Other, Base Fluorescent Fixture, 32W, EB, ECM-115, Lighting Control Tuneup | See Note 1 | 0 | 0 | See Note 2
768 | Commercial, Existing, Office, Base T8, EB, ECM-121, ROB Premium T8, 1EB | See Note 1 | 15818.1098 | 536.9584 | See Note 2
769 | Commercial, Existing, Restaurant, Base T8, EB, ECM-121, ROB Premium T8, 1EB | See Note 1 | 11867.8572 | 347.54 | See Note 2
770 | Commercial, Existing, Retail, Base T8, EB, ECM-121, ROB Premium T8, 1EB | See Note 1 | 22620.1257 | 700.5255 | See Note 2
771 | Commercial, Existing, FoodStore, Base T8, EB, ECM-121, ROB Premium T8, 1EB | See Note 1 | 759.4438 | 16.5621 | See Note 2
772 | Commercial, Existing, School, Base T8, EB, ECM-121, ROB Premium T8, 1EB | See Note 1 | 563.2089 | 19.9897 | See Note 2
773 | Commercial, Existing, College, Base T8, EB, ECM-121, ROB Premium T8, 1EB | See Note 1 | 339.1154 | 13.0508 | See Note 2
774 | Commercial, Existing, Hospital, Base T8, EB, ECM-121, ROB Premium T8, 1EB | See Note 1 | 1892.3165 | 48.1925 | See Note 2
775 | Commercial, Existing, Other Health, Base T8, EB, ECM-121, ROB Premium T8, 1EB | See Note 1 | 9740.8703 | 301.6959 | See Note 2
776 | Commercial, Existing, Warehouse, Base T8, EB, ECM-121, ROB Premium T8, 1EB | See Note 1 | 4238.6271 | 137.1484 | See Note 2
777 | Commercial, Existing, Hotel, Base T8, EB, ECM-121, ROB Premium T8, 1EB | See Note 1 | 976.1425 | 30.9943 | See Note 2
778 | Commercial, Existing, Other, Base T8, EB, ECM-121, ROB Premium T8, 1EB | See Note 1 | 4440.909 | 140.8994 | See Note 2
779 | Commercial, Existing, Office, Base T8, EB, ECM-122, ROB Premium T8, EB, Reflector | See Note 1 | 0 | 0 | See Note 2
780 | Commercial, Existing, Restaurant, Base T8, EB, ECM-122, ROB Premium T8, EB, Reflector | See Note 1 | 0 | 0 | See Note 2
781 | Commercial, Existing, Retail, Base T8, EB, ECM-122, ROB Premium T8, EB, Reflector | See Note 1 | 0 | 0 | See Note 2
782 | Commercial, Existing, FoodStore, Base T8, EB, ECM-122, ROB Premium T8, EB, Reflector | See Note 1 | 0 | 0 | See Note 2
783 | Commercial, Existing, School, Base T8, EB, ECM-122, ROB Premium T8, EB, Reflector | See Note 1 | 0 | 0 | See Note 2
784 | Commercial, Existing, College, Base T8, EB, ECM-122, ROB Premium T8, EB, Reflector | See Note 1 | 0 | 0 | See Note 2
785 | Commercial, Existing, Hospital, Base T8, EB, ECM-122, ROB Premium T8, EB, Reflector | See Note 1 | 0 | 0 | See Note 2
786 | Commercial, Existing, Other Health, Base T8, EB, ECM-122, ROB Premium T8, EB, Reflector | See Note 1 | 0 | 0 | See Note 2
787 | Commercial, Existing, Warehouse, Base T8, EB, ECM-122, ROB Premium T8, EB, Reflector | See Note 1 | 0 | 0 | See Note 2
788 | Commercial, Existing, Hotel, Base T8, EB, ECM-122, ROB Premium T8, EB, Reflector | See Note 1 | 0 | 0 | See Note 2
789 | Commercial, Existing, Other, Base T8, EB, ECM-122, ROB Premium T8, EB, Reflector | See Note 1 | 0 | 0 | See Note 2
790 | Commercial, Existing, Office, Base T8, EB, ECM-123, Occupancy Sensor | See Note 1 | 0 | 0 | See Note 2
791 | Commercial, Existing, Restaurant, Base T8, EB, ECM-123, Occupancy Sensor | See Note 1 | 0 | 0 | See Note 2
792 | Commercial, Existing, Retail, Base T8, EB, ECM-123, Occupancy Sensor | See Note 1 | 0 | 0 | See Note 2
793 | Commercial, Existing, FoodStore, Base T8, EB, ECM-123, Occupancy Sensor | See Note 1 | 0 | 0 | See Note 2
794 | Commercial, Existing, School, Base T8, EB, ECM-123, Occupancy Sensor | See Note 1 | 0 | 0 | See Note 2
795 | Commercial, Existing, College, Base T8, EB, ECM-123, Occupancy Sensor | See Note 1 | 0 | 0 | See Note 2
796 | Commercial, Existing, Hospital, Base T8, EB, ECM-123, Occupancy Sensor | See Note 1 | 0 | 0 | See Note 2
797 | Commercial, Existing, Other Health, Base T8, EB, ECM-123, Occupancy Sensor | See Note 1 | 0 | 0 | See Note 2
798 | Commercial, Existing, Warehouse, Base T8, EB, ECM-123, Occupancy Sensor | See Note 1 | 0 | 0 | See Note 2
799 | Commercial, Existing, Hotel, Base T8, EB, ECM-123, Occupancy Sensor | See Note 1 | 0 | 0 | See Note 2
800 | Commercial, Existing, Other, Base T8, EB, ECM-123, Occupancy Sensor | See Note 1 | 0 | 0 | See Note 2
801 | Commercial, Existing, Office, Base T8, EB, ECM-124, Lighting Control Tuneup | See Note 1 | 0 | 0 | See Note 2
802 | Commercial, Existing, Restaurant, Base T8, EB, ECM-124, Lighting Control Tuneup | See Note 1 | 0 | 0 | See Note 2
803 | Commercial, Existing, Retail, Base T8, EB, ECM-124, Lighting Control Tuneup | See Note 1 | 0 | 0 | See Note 2
804 | Commercial, Existing, FoodStore, Base T8, EB, ECM-124, Lighting Control Tuneup | See Note 1 | 0 | 0 | See Note 2
805 | Commercial, Existing, School, Base T8, EB, ECM-124, Lighting Control Tuneup | See Note 1 | 0 | 0 | See Note 2
806 | Commercial, Existing, College, Base T8, EB, ECM-124, Lighting Control Tuneup | See Note 1 | 0 | 0 | See Note 2
807 | Commercial, Existing, Hospital, Base T8, EB, ECM-124, Lighting Control Tuneup | See Note 1 | 0 | 0 | See Note 2
808 | Commercial, Existing, Other Health, Base T8, EB, ECM-124, Lighting Control Tuneup | See Note 1 | 0 | 0 | See Note 2
809 | Commercial, Existing, Warehouse, Base T8, EB, ECM-124, Lighting Control Tuneup | See Note 1 | 0 | 0 | See Note 2
810 | Commercial, Existing, Hotel, Base T8, EB, ECM-124, Lighting Control Tuneup | See Note 1 | 0 | 0 | See Note 2
811 | Commercial, Existing, Other, Base T8, EB, ECM-124, Lighting Control Tuneup | See Note 1 | 0 | 0 | See Note 2
812 | Commercial, Existing, Office, Base Incandescent Flood, 53W to Screw-in CFL, ECM-131, CFL Screw-in 18W | See Note 1 | 0 | 0 | See Note 2
813 | Commercial, Existing, Restaurant, Base Incandescent Flood, 53W to Screw-in CFL, ECM-131, CFL Screw-in 18W | See Note 1 | 0 | 0 | See Note 2
814 | Commercial, Existing, Retail, Base Incandescent Flood, 53W to Screw-in CFL, ECM-131, CFL Screw-in 18W | See Note 1 | 0 | 0 | See Note 2
815 | Commercial, Existing, FoodStore, Base Incandescent Flood, 53W to Screw-in CFL, ECM-131, CFL Screw-in 18W | See Note 1 | 0 | 0 | See Note 2
816 | Commercial, Existing, School, Base Incandescent Flood, 53W to Screw-in CFL, ECM-131, CFL Screw-in 18W | See Note 1 | 0 | 0 | See Note 2
817 | Commercial, Existing, College, Base Incandescent Flood, 53W to Screw-in CFL, ECM-131, CFL Screw-in 18W | See Note 1 | 0 | 0 | See Note 2
818 | Commercial, Existing, Hospital, Base Incandescent Flood, 53W to Screw-in CFL, ECM-131, CFL Screw-in 18W | See Note 1 | 0 | 0 | See Note 2
819 | Commercial, Existing, Other Health, Base Incandescent Flood, 53W to Screw-in CFL, ECM-131, CFL Screw-in 18W | See Note 1 | 0 | 0 | See Note 2
820 | Commercial, Existing, Warehouse, Base Incandescent Flood, 53W to Screw-in CFL, ECM-131, CFL Screw-in 18W | See Note 1 | 0 | 0 | See Note 2
821 | Commercial, Existing, Hotel, Base Incandescent Flood, 53W to Screw-in CFL, ECM-131, CFL Screw-in 18W | See Note 1 | 0 | 0 | See Note 2
822 | Commercial, Existing, Other, Base Incandescent Flood, 53W to Screw-in CFL, ECM-131, CFL Screw-in 18W | See Note 1 | 0 | 0 | See Note 2
823 | Commercial, Existing, Office, Base Incandescent Flood, 53W to Screw-in CFL, ECM-132, LED Flood, 14W | See Note 1 | 0 | 0 | See Note 2
824 | Commercial, Existing, Restaurant, Base Incandescent Flood, 53W to Screw-in CFL, ECM-132, LED Flood, 14W | See Note 1 | 0 | 0 | See Note 2
825 | Commercial, Existing, Retail, Base Incandescent Flood, 53W to Screw-in CFL, ECM-132, LED Flood, 14W | See Note 1 | 0 | 0 | See Note 2
826 | Commercial, Existing, FoodStore, Base Incandescent Flood, 53W to Screw-in CFL, ECM-132, LED Flood, 14W | See Note 1 | 0 | 0 | See Note 2
827 | Commercial, Existing, School, Base Incandescent Flood, 53W to Screw-in CFL, ECM-132, LED Flood, 14W | See Note 1 | 0 | 0 | See Note 2
828 | Commercial, Existing, College, Base Incandescent Flood, 53W to Screw-in CFL, ECM-132, LED Flood, 14W | See Note 1 | 0 | 0 | See Note 2
829 | Commercial, Existing, Hospital, Base Incandescent Flood, 53W to Screw-in CFL, ECM-132, LED Flood, 14W | See Note 1 | 0 | 0 | See Note 2
830 | Commercial, Existing, Other Health, Base Incandescent Flood, 53W to Screw-in CFL, ECM-132, LED Flood, 14W | See Note 1 | 0 | 0 | See Note 2
831 | Commercial, Existing, Warehouse, Base Incandescent Flood, 53W to Screw-in CFL, ECM-132, LED Flood, 14W | See Note 1 | 0 | 0 | See Note 2
832 | Commercial, Existing, Hotel, Base Incandescent Flood, 53W to Screw-in CFL, ECM-132, LED Flood, 14W | See Note 1 | 0 | 0 | See Note 2
833 | Commercial, Existing, Other, Base Incandescent Flood, 53W to Screw-in CFL, ECM-132, LED Flood, 14W | See Note 1 | 0 | 0 | See Note 2
834 | Commercial, Existing, Office, Base Incandescent Flood, 53W to Hardwired CFL , ECM-141, CFL Hardwired, Modular 18W | See Note 1 | 0 | 0 | See Note 2
835 | Commercial, Existing, Restaurant, Base Incandescent Flood, 53W to Hardwired CFL , ECM-141, CFL Hardwired, Modular 18W | See Note 1 | 0 | 0 | See Note 2
836 | Commercial, Existing, Retail, Base Incandescent Flood, 53W to Hardwired CFL , ECM-141, CFL Hardwired, Modular 18W | See Note 1 | 0 | 0 | See Note 2
837 | Commercial, Existing, FoodStore, Base Incandescent Flood, 53W to Hardwired CFL , ECM-141, CFL Hardwired, Modular 18W | See Note 1 | 0 | 0 | See Note 2
838 | Commercial, Existing, School, Base Incandescent Flood, 53W to Hardwired CFL , ECM-141, CFL Hardwired, Modular 18W | See Note 1 | 0 | 0 | See Note 2
839 | Commercial, Existing, College, Base Incandescent Flood, 53W to Hardwired CFL , ECM-141, CFL Hardwired, Modular 18W | See Note 1 | 0 | 0 | See Note 2
840 | Commercial, Existing, Hospital, Base Incandescent Flood, 53W to Hardwired CFL , ECM-141, CFL Hardwired, Modular 18W | See Note 1 | 0 | 0 | See Note 2
841 | Commercial, Existing, Other Health, Base Incandescent Flood, 53W to Hardwired CFL , ECM-141, CFL Hardwired, Modular 18W | See Note 1 | 0 | 0 | See Note 2
842 | Commercial, Existing, Warehouse, Base Incandescent Flood, 53W to Hardwired CFL , ECM-141, CFL Hardwired, Modular 18W | See Note 1 | 0 | 0 | See Note 2
843 | Commercial, Existing, Hotel, Base Incandescent Flood, 53W to Hardwired CFL , ECM-141, CFL Hardwired, Modular 18W | See Note 1 | 0 | 0 | See Note 2
844 | Commercial, Existing, Other, Base Incandescent Flood, 53W to Hardwired CFL , ECM-141, CFL Hardwired, Modular 18W | See Note 1 | 0 | 0 | See Note 2
845 | Commercial, Existing, Office, Base CFL, ECM-146, LED A-lamp, 12W | See Note 1 | 0 | 0 | See Note 2
846 | Commercial, Existing, Restaurant, Base CFL, ECM-146, LED A-lamp, 12W | See Note 1 | 0 | 0 | See Note 2
847 | Commercial, Existing, Retail, Base CFL, ECM-146, LED A-lamp, 12W | See Note 1 | 0 | 0 | See Note 2
848 | Commercial, Existing, FoodStore, Base CFL, ECM-146, LED A-lamp, 12W | See Note 1 | 0 | 0 | See Note 2
849 | Commercial, Existing, School, Base CFL, ECM-146, LED A-lamp, 12W | See Note 1 | 0 | 0 | See Note 2
850 | Commercial, Existing, College, Base CFL, ECM-146, LED A-lamp, 12W | See Note 1 | 0 | 0 | See Note 2
851 | Commercial, Existing, Hospital, Base CFL, ECM-146, LED A-lamp, 12W | See Note 1 | 0 | 0 | See Note 2
852 | Commercial, Existing, Other Health, Base CFL, ECM-146, LED A-lamp, 12W | See Note 1 | 0 | 0 | See Note 2
853 | Commercial, Existing, Warehouse, Base CFL, ECM-146, LED A-lamp, 12W | See Note 1 | 0 | 0 | See Note 2
854 | Commercial, Existing, Hotel, Base CFL, ECM-146, LED A-lamp, 12W | See Note 1 | 0 | 0 | See Note 2
855 | Commercial, Existing, Other, Base CFL, ECM-146, LED A-lamp, 12W | See Note 1 | 0 | 0 | See Note 2
856 | Commercial, Existing, Office, Base High Bay Mercury Vapor, 400W, ECM-151, PSMH, 250W, magnetic ballast | See Note 1 | 0 | 0 | See Note 2
857 | Commercial, Existing, Restaurant, Base High Bay Mercury Vapor, 400W, ECM-151, PSMH, 250W, magnetic ballast | See Note 1 | 0 | 0 | See Note 2
858 | Commercial, Existing, Retail, Base High Bay Mercury Vapor, 400W, ECM-151, PSMH, 250W, magnetic ballast | See Note 1 | 0 | 0 | See Note 2
859 | Commercial, Existing, FoodStore, Base High Bay Mercury Vapor, 400W, ECM-151, PSMH, 250W, magnetic ballast | See Note 1 | 0 | 0 | See Note 2
860 | Commercial, Existing, School, Base High Bay Mercury Vapor, 400W, ECM-151, PSMH, 250W, magnetic ballast | See Note 1 | 0 | 0 | See Note 2
861 | Commercial, Existing, College, Base High Bay Mercury Vapor, 400W, ECM-151, PSMH, 250W, magnetic ballast | See Note 1 | 0 | 0 | See Note 2
862 | Commercial, Existing, Hospital, Base High Bay Mercury Vapor, 400W, ECM-151, PSMH, 250W, magnetic ballast | See Note 1 | 0 | 0 | See Note 2
863 | Commercial, Existing, Other Health, Base High Bay Mercury Vapor, 400W, ECM-151, PSMH, 250W, magnetic ballast | See Note 1 | 0 | 0 | See Note 2
864 | Commercial, Existing, Warehouse, Base High Bay Mercury Vapor, 400W, ECM-151, PSMH, 250W, magnetic ballast | See Note 1 | 0 | 0 | See Note 2
865 | Commercial, Existing, Hotel, Base High Bay Mercury Vapor, 400W, ECM-151, PSMH, 250W, magnetic ballast | See Note 1 | 0 | 0 | See Note 2
866 | Commercial, Existing, Other, Base High Bay Mercury Vapor, 400W, ECM-151, PSMH, 250W, magnetic ballast | See Note 1 | 0 | 0 | See Note 2
867 | Commercial, Existing, Office, Base High Bay Mercury Vapor, 400W, ECM-152, PSMH, 250 W, electronic ballast | See Note 1 | 0 | 0 | See Note 2
868 | Commercial, Existing, Restaurant, Base High Bay Mercury Vapor, 400W, ECM-152, PSMH, 250 W, electronic ballast | See Note 1 | 0 | 0 | See Note 2
869 | Commercial, Existing, Retail, Base High Bay Mercury Vapor, 400W, ECM-152, PSMH, 250 W, electronic ballast | See Note 1 | 0 | 0 | See Note 2
870 | Commercial, Existing, FoodStore, Base High Bay Mercury Vapor, 400W, ECM-152, PSMH, 250 W, electronic ballast | See Note 1 | 0 | 0 | See Note 2
871 | Commercial, Existing, School, Base High Bay Mercury Vapor, 400W, ECM-152, PSMH, 250 W, electronic ballast | See Note 1 | 0 | 0 | See Note 2
872 | Commercial, Existing, College, Base High Bay Mercury Vapor, 400W, ECM-152, PSMH, 250 W, electronic ballast | See Note 1 | 0 | 0 | See Note 2
873 | Commercial, Existing, Hospital, Base High Bay Mercury Vapor, 400W, ECM-152, PSMH, 250 W, electronic ballast | See Note 1 | 0 | 0 | See Note 2
874 | Commercial, Existing, Other Health, Base High Bay Mercury Vapor, 400W, ECM-152, PSMH, 250 W, electronic ballast | See Note 1 | 0 | 0 | See Note 2
875 | Commercial, Existing, Warehouse, Base High Bay Mercury Vapor, 400W, ECM-152, PSMH, 250 W, electronic ballast | See Note 1 | 0 | 0 | See Note 2
876 | Commercial, Existing, Hotel, Base High Bay Mercury Vapor, 400W, ECM-152, PSMH, 250 W, electronic ballast | See Note 1 | 0 | 0 | See Note 2
877 | Commercial, Existing, Other, Base High Bay Mercury Vapor, 400W, ECM-152, PSMH, 250 W, electronic ballast | See Note 1 | 0 | 0 | See Note 2
878 | Commercial, Existing, Office, Base High Bay Mercury Vapor, 400W, ECM-153, High Bay T5 | See Note 1 | 0 | 0 | See Note 2
879 | Commercial, Existing, Restaurant, Base High Bay Mercury Vapor, 400W, ECM-153, High Bay T5 | See Note 1 | 0 | 0 | See Note 2
880 | Commercial, Existing, Retail, Base High Bay Mercury Vapor, 400W, ECM-153, High Bay T5 | See Note 1 | 0 | 0 | See Note 2
881 | Commercial, Existing, FoodStore, Base High Bay Mercury Vapor, 400W, ECM-153, High Bay T5 | See Note 1 | 0 | 0 | See Note 2
882 | Commercial, Existing, School, Base High Bay Mercury Vapor, 400W, ECM-153, High Bay T5 | See Note 1 | 0 | 0 | See Note 2
883 | Commercial, Existing, College, Base High Bay Mercury Vapor, 400W, ECM-153, High Bay T5 | See Note 1 | 0 | 0 | See Note 2
884 | Commercial, Existing, Hospital, Base High Bay Mercury Vapor, 400W, ECM-153, High Bay T5 | See Note 1 | 0 | 0 | See Note 2
885 | Commercial, Existing, Other Health, Base High Bay Mercury Vapor, 400W, ECM-153, High Bay T5 | See Note 1 | 137.3626 | 39.2929 | See Note 2
886 | Commercial, Existing, Warehouse, Base High Bay Mercury Vapor, 400W, ECM-153, High Bay T5 | See Note 1 | 0 | 0 | See Note 2
887 | Commercial, Existing, Hotel, Base High Bay Mercury Vapor, 400W, ECM-153, High Bay T5 | See Note 1 | 0 | 0 | See Note 2
888 | Commercial, Existing, Other, Base High Bay Mercury Vapor, 400W, ECM-153, High Bay T5 | See Note 1 | 0 | 0 | See Note 2
889 | Commercial, Existing, Office, Base High Bay Mercury Vapor, 400W, ECM-154, LED High Bay, 83W | See Note 1 | 75001.2113 | 26580.4994 | See Note 2
890 | Commercial, Existing, Restaurant, Base High Bay Mercury Vapor, 400W, ECM-154, LED High Bay, 83W | See Note 1 | 188.3567 | 101.1943 | See Note 2
891 | Commercial, Existing, Retail, Base High Bay Mercury Vapor, 400W, ECM-154, LED High Bay, 83W | See Note 1 | 132121.5495 | 56560.5326 | See Note 2
892 | Commercial, Existing, FoodStore, Base High Bay Mercury Vapor, 400W, ECM-154, LED High Bay, 83W | See Note 1 | -1160.2995 | 566.7621 | See Note 2
893 | Commercial, Existing, School, Base High Bay Mercury Vapor, 400W, ECM-154, LED High Bay, 83W | See Note 1 | 7683.6635 | 2713.8847 | See Note 2
894 | Commercial, Existing, College, Base High Bay Mercury Vapor, 400W, ECM-154, LED High Bay, 83W | See Note 1 | 26392.725 | 10338.0271 | See Note 2
895 | Commercial, Existing, Hospital, Base High Bay Mercury Vapor, 400W, ECM-154, LED High Bay, 83W | See Note 1 | -356.5017 | 319.078 | See Note 2
896 | Commercial, Existing, Other Health, Base High Bay Mercury Vapor, 400W, ECM-154, LED High Bay, 83W | See Note 1 | -243.3173 | 82.105 | See Note 2
897 | Commercial, Existing, Warehouse, Base High Bay Mercury Vapor, 400W, ECM-154, LED High Bay, 83W | See Note 1 | 287348.135 | 103406.5836 | See Note 2
898 | Commercial, Existing, Hotel, Base High Bay Mercury Vapor, 400W, ECM-154, LED High Bay, 83W | See Note 1 | 528.6533 | 176.758 | See Note 2
899 | Commercial, Existing, Other, Base High Bay Mercury Vapor, 400W, ECM-154, LED High Bay, 83W | See Note 1 | 246679.0394 | 87040.7776 | See Note 2
900 | Commercial, Existing, Office, Base Exit Sign, ECM-161, LED Exit Sign | See Note 1 | 0 | 0 | See Note 2
901 | Commercial, Existing, Restaurant, Base Exit Sign, ECM-161, LED Exit Sign | See Note 1 | 0 | 0 | See Note 2
902 | Commercial, Existing, Retail, Base Exit Sign, ECM-161, LED Exit Sign | See Note 1 | 0 | 0 | See Note 2
903 | Commercial, Existing, FoodStore, Base Exit Sign, ECM-161, LED Exit Sign | See Note 1 | 0 | 0 | See Note 2
904 | Commercial, Existing, School, Base Exit Sign, ECM-161, LED Exit Sign | See Note 1 | 0 | 0 | See Note 2
905 | Commercial, Existing, College, Base Exit Sign, ECM-161, LED Exit Sign | See Note 1 | 0 | 0 | See Note 2
906 | Commercial, Existing, Hospital, Base Exit Sign, ECM-161, LED Exit Sign | See Note 1 | 0 | 0 | See Note 2
907 | Commercial, Existing, Other Health, Base Exit Sign, ECM-161, LED Exit Sign | See Note 1 | 0 | 0 | See Note 2
908 | Commercial, Existing, Warehouse, Base Exit Sign, ECM-161, LED Exit Sign | See Note 1 | 0 | 0 | See Note 2
909 | Commercial, Existing, Hotel, Base Exit Sign, ECM-161, LED Exit Sign | See Note 1 | 0 | 0 | See Note 2
910 | Commercial, Existing, Other, Base Exit Sign, ECM-161, LED Exit Sign | See Note 1 | 0 | 0 | See Note 2
911 | Commercial, Existing, Office, Base Outdoor Mercury Vapor 400W Lamp, ECM-201, High Pressure Sodium 250W Lamp | See Note 1 | 0 | 0 | See Note 2
912 | Commercial, Existing, Restaurant, Base Outdoor Mercury Vapor 400W Lamp, ECM-201, High Pressure Sodium 250W Lamp | See Note 1 | 0 | 0 | See Note 2
913 | Commercial, Existing, Retail, Base Outdoor Mercury Vapor 400W Lamp, ECM-201, High Pressure Sodium 250W Lamp | See Note 1 | 0 | 0 | See Note 2
914 | Commercial, Existing, FoodStore, Base Outdoor Mercury Vapor 400W Lamp, ECM-201, High Pressure Sodium 250W Lamp | See Note 1 | 0 | 0 | See Note 2
915 | Commercial, Existing, School, Base Outdoor Mercury Vapor 400W Lamp, ECM-201, High Pressure Sodium 250W Lamp | See Note 1 | 0 | 0 | See Note 2
916 | Commercial, Existing, College, Base Outdoor Mercury Vapor 400W Lamp, ECM-201, High Pressure Sodium 250W Lamp | See Note 1 | 0 | 0 | See Note 2
917 | Commercial, Existing, Hospital, Base Outdoor Mercury Vapor 400W Lamp, ECM-201, High Pressure Sodium 250W Lamp | See Note 1 | 0 | 0 | See Note 2
918 | Commercial, Existing, Other Health, Base Outdoor Mercury Vapor 400W Lamp, ECM-201, High Pressure Sodium 250W Lamp | See Note 1 | 0 | 0 | See Note 2
919 | Commercial, Existing, Warehouse, Base Outdoor Mercury Vapor 400W Lamp, ECM-201, High Pressure Sodium 250W Lamp | See Note 1 | 0 | 0 | See Note 2
920 | Commercial, Existing, Hotel, Base Outdoor Mercury Vapor 400W Lamp, ECM-201, High Pressure Sodium 250W Lamp | See Note 1 | 0 | 0 | See Note 2
921 | Commercial, Existing, Other, Base Outdoor Mercury Vapor 400W Lamp, ECM-201, High Pressure Sodium 250W Lamp | See Note 1 | 0 | 0 | See Note 2
922 | Commercial, Existing, Office, Base Outdoor Mercury Vapor 400W Lamp, ECM-202, Outdoor Lighting Controls (Photocell/Timeclock) | See Note 1 | 0 | 0 | See Note 2
923 | Commercial, Existing, Restaurant, Base Outdoor Mercury Vapor 400W Lamp, ECM-202, Outdoor Lighting Controls (Photocell/Timeclock) | See Note 1 | 0 | 0 | See Note 2
924 | Commercial, Existing, Retail, Base Outdoor Mercury Vapor 400W Lamp, ECM-202, Outdoor Lighting Controls (Photocell/Timeclock) | See Note 1 | 5587.5005 | 247.1201 | See Note 2
925 | Commercial, Existing, FoodStore, Base Outdoor Mercury Vapor 400W Lamp, ECM-202, Outdoor Lighting Controls (Photocell/Timeclock) | See Note 1 | 207.1165 | 7.9495 | See Note 2
926 | Commercial, Existing, School, Base Outdoor Mercury Vapor 400W Lamp, ECM-202, Outdoor Lighting Controls (Photocell/Timeclock) | See Note 1 | 414.127 | 18.442 | See Note 2
927 | Commercial, Existing, College, Base Outdoor Mercury Vapor 400W Lamp, ECM-202, Outdoor Lighting Controls (Photocell/Timeclock) | See Note 1 | 1161.9286 | 44.9216 | See Note 2
928 | Commercial, Existing, Hospital, Base Outdoor Mercury Vapor 400W Lamp, ECM-202, Outdoor Lighting Controls (Photocell/Timeclock) | See Note 1 | 98.6788 | 3.7284 | See Note 2
929 | Commercial, Existing, Other Health, Base Outdoor Mercury Vapor 400W Lamp, ECM-202, Outdoor Lighting Controls (Photocell/Timeclock) | See Note 1 | 753.5609 | 33.8861 | See Note 2
930 | Commercial, Existing, Warehouse, Base Outdoor Mercury Vapor 400W Lamp, ECM-202, Outdoor Lighting Controls (Photocell/Timeclock) | See Note 1 | 7098.8131 | 279.6665 | See Note 2
931 | Commercial, Existing, Hotel, Base Outdoor Mercury Vapor 400W Lamp, ECM-202, Outdoor Lighting Controls (Photocell/Timeclock) | See Note 1 | 0 | 0 | See Note 2
932 | Commercial, Existing, Other, Base Outdoor Mercury Vapor 400W Lamp, ECM-202, Outdoor Lighting Controls (Photocell/Timeclock) | See Note 1 | 0 | 0 | See Note 2
933 | Commercial, Existing, Office, Base Outdoor Mercury Vapor 400W Lamp, ECM-203, LED Outdoor, 105W | See Note 1 | 0 | 0 | See Note 2
934 | Commercial, Existing, Restaurant, Base Outdoor Mercury Vapor 400W Lamp, ECM-203, LED Outdoor, 105W | See Note 1 | 0 | 0 | See Note 2
935 | Commercial, Existing, Retail, Base Outdoor Mercury Vapor 400W Lamp, ECM-203, LED Outdoor, 105W | See Note 1 | 0 | 0 | See Note 2
936 | Commercial, Existing, FoodStore, Base Outdoor Mercury Vapor 400W Lamp, ECM-203, LED Outdoor, 105W | See Note 1 | -1893.5223 | 445.6702 | See Note 2
937 | Commercial, Existing, School, Base Outdoor Mercury Vapor 400W Lamp, ECM-203, LED Outdoor, 105W | See Note 1 | 0 | 0 | See Note 2
938 | Commercial, Existing, College, Base Outdoor Mercury Vapor 400W Lamp, ECM-203, LED Outdoor, 105W | See Note 1 | -12581.2981 | 1931.9998 | See Note 2
939 | Commercial, Existing, Hospital, Base Outdoor Mercury Vapor 400W Lamp, ECM-203, LED Outdoor, 105W | See Note 1 | 0 | 0 | See Note 2
940 | Commercial, Existing, Other Health, Base Outdoor Mercury Vapor 400W Lamp, ECM-203, LED Outdoor, 105W | See Note 1 | 0 | 0 | See Note 2
941 | Commercial, Existing, Warehouse, Base Outdoor Mercury Vapor 400W Lamp, ECM-203, LED Outdoor, 105W | See Note 1 | 0 | 0 | See Note 2
942 | Commercial, Existing, Hotel, Base Outdoor Mercury Vapor 400W Lamp, ECM-203, LED Outdoor, 105W | See Note 1 | 0 | 0 | See Note 2
943 | Commercial, Existing, Other, Base Outdoor Mercury Vapor 400W Lamp, ECM-203, LED Outdoor, 105W | See Note 1 | 0 | 0 | See Note 2
944 | Commercial, Existing, Office, Base Outdoor HID Lamp, ECM-211, Outdoor Lighting Controls (Photocell/Timeclock) | See Note 1 | 0 | 0 | See Note 2
945 | Commercial, Existing, Restaurant, Base Outdoor HID Lamp, ECM-211, Outdoor Lighting Controls (Photocell/Timeclock) | See Note 1 | 0 | 0 | See Note 2
946 | Commercial, Existing, Retail, Base Outdoor HID Lamp, ECM-211, Outdoor Lighting Controls (Photocell/Timeclock) | See Note 1 | 0 | 0 | See Note 2
947 | Commercial, Existing, FoodStore, Base Outdoor HID Lamp, ECM-211, Outdoor Lighting Controls (Photocell/Timeclock) | See Note 1 | 0 | 0 | See Note 2
948 | Commercial, Existing, School, Base Outdoor HID Lamp, ECM-211, Outdoor Lighting Controls (Photocell/Timeclock) | See Note 1 | 0 | 0 | See Note 2
949 | Commercial, Existing, College, Base Outdoor HID Lamp, ECM-211, Outdoor Lighting Controls (Photocell/Timeclock) | See Note 1 | 3651.3987 | 416.7863 | See Note 2
950 | Commercial, Existing, Hospital, Base Outdoor HID Lamp, ECM-211, Outdoor Lighting Controls (Photocell/Timeclock) | See Note 1 | 0 | 0 | See Note 2
951 | Commercial, Existing, Other Health, Base Outdoor HID Lamp, ECM-211, Outdoor Lighting Controls (Photocell/Timeclock) | See Note 1 | 0 | 0 | See Note 2
952 | Commercial, Existing, Warehouse, Base Outdoor HID Lamp, ECM-211, Outdoor Lighting Controls (Photocell/Timeclock) | See Note 1 | 0 | 0 | See Note 2
953 | Commercial, Existing, Hotel, Base Outdoor HID Lamp, ECM-211, Outdoor Lighting Controls (Photocell/Timeclock) | See Note 1 | 0 | 0 | See Note 2
954 | Commercial, Existing, Other, Base Outdoor HID Lamp, ECM-211, Outdoor Lighting Controls (Photocell/Timeclock) | See Note 1 | 0 | 0 | See Note 2
955 | Commercial, Existing, Office, Base Centrifugal Chiller, 0.58 kW/ton, 500 tons, ECM-301, Centrifugal Chiller, 0.51 kW/ton, 500 tons | See Note 1 | 12554.205 | 1353.7543 | See Note 2
956 | Commercial, New, Office, Base Centrifugal Chiller, 0.58 kW/ton, 500 tons, ECM-301, Cooling & Ventilation 10% More Efficient Design | See Note 1 | 7571.3674 | 580.2876 | See Note 2
957 | Commercial, Existing, Restaurant, Base Centrifugal Chiller, 0.58 kW/ton, 500 tons, ECM-301, Centrifugal Chiller, 0.51 kW/ton, 500 tons | See Note 1 | 1425.8402 | 115.7045 | See Note 2
958 | Commercial, New, Restaurant, Base Centrifugal Chiller, 0.58 kW/ton, 500 tons, ECM-301, Cooling & Ventilation 10% More Efficient Design | See Note 1 | 13574.7357 | 792.668 | See Note 2
959 | Commercial, Existing, Retail, Base Centrifugal Chiller, 0.58 kW/ton, 500 tons, ECM-301, Centrifugal Chiller, 0.51 kW/ton, 500 tons | See Note 1 | 10276.3388 | 836.5439 | See Note 2
960 | Commercial, New, Retail, Base Centrifugal Chiller, 0.58 kW/ton, 500 tons, ECM-301, Cooling & Ventilation 10% More Efficient Design | See Note 1 | 8333.4664 | 626.3485 | See Note 2
961 | Commercial, Existing, FoodStore, Base Centrifugal Chiller, 0.58 kW/ton, 500 tons, ECM-301, Centrifugal Chiller, 0.51 kW/ton, 500 tons | See Note 1 | 101.9589 | 8.7272 | See Note 2
962 | Commercial, New, FoodStore, Base Centrifugal Chiller, 0.58 kW/ton, 500 tons, ECM-301, Cooling & Ventilation 10% More Efficient Design | See Note 1 | 322.9849 | 18.6276 | See Note 2
963 | Commercial, Existing, School, Base Centrifugal Chiller, 0.58 kW/ton, 500 tons, ECM-301, Centrifugal Chiller, 0.51 kW/ton, 500 tons | See Note 1 | 2457.0642 | 268.2453 | See Note 2
964 | Commercial, New, School, Base Centrifugal Chiller, 0.58 kW/ton, 500 tons, ECM-301, Cooling & Ventilation 10% More Efficient Design | See Note 1 | 833.2621 | 61.5426 | See Note 2
965 | Commercial, Existing, College, Base Centrifugal Chiller, 0.58 kW/ton, 500 tons, ECM-301, Centrifugal Chiller, 0.51 kW/ton, 500 tons | See Note 1 | 1284.9418 | 142.5016 | See Note 2
966 | Commercial, New, College, Base Centrifugal Chiller, 0.58 kW/ton, 500 tons, ECM-301, Cooling & Ventilation 10% More Efficient Design | See Note 1 | 411.4865 | 35.0416 | See Note 2
967 | Commercial, Existing, Hospital, Base Centrifugal Chiller, 0.58 kW/ton, 500 tons, ECM-301, Centrifugal Chiller, 0.51 kW/ton, 500 tons | See Note 1 | 12389.2416 | 912.8003 | See Note 2
968 | Commercial, New, Hospital, Base Centrifugal Chiller, 0.58 kW/ton, 500 tons, ECM-301, Cooling & Ventilation 10% More Efficient Design | See Note 1 | 2160.2678 | 122.3602 | See Note 2
969 | Commercial, Existing, Other Health, Base Centrifugal Chiller, 0.58 kW/ton, 500 tons, ECM-301, Centrifugal Chiller, 0.51 kW/ton, 500 tons | See Note 1 | 1055.7335 | 123.784 | See Note 2
970 | Commercial, New, Other Health, Base Centrifugal Chiller, 0.58 kW/ton, 500 tons, ECM-301, Cooling & Ventilation 10% More Efficient Design | See Note 1 | 3071.5174 | 191.1933 | See Note 2
971 | Commercial, Existing, Warehouse, Base Centrifugal Chiller, 0.58 kW/ton, 500 tons, ECM-301, Centrifugal Chiller, 0.51 kW/ton, 500 tons | See Note 1 | 106.5149 | 10.55 | See Note 2
972 | Commercial, New, Warehouse, Base Centrifugal Chiller, 0.58 kW/ton, 500 tons, ECM-301, Cooling & Ventilation 10% More Efficient Design | See Note 1 | 0 | 0 | See Note 2
973 | Commercial, Existing, Hotel, Base Centrifugal Chiller, 0.58 kW/ton, 500 tons, ECM-301, Centrifugal Chiller, 0.51 kW/ton, 500 tons | See Note 1 | 8478.0738 | 593.2504 | See Note 2
974 | Commercial, New, Hotel, Base Centrifugal Chiller, 0.58 kW/ton, 500 tons, ECM-301, Cooling & Ventilation 10% More Efficient Design | See Note 1 | 3003.5936 | 213.763 | See Note 2
975 | Commercial, Existing, Other, Base Centrifugal Chiller, 0.58 kW/ton, 500 tons, ECM-301, Centrifugal Chiller, 0.51 kW/ton, 500 tons | See Note 1 | 2571.8834 | 263.0693 | See Note 2
976 | Commercial, New, Other, Base Centrifugal Chiller, 0.58 kW/ton, 500 tons, ECM-301, Cooling & Ventilation 10% More Efficient Design | See Note 1 | 236.1433 | 33.3055 | See Note 2
977 | Commercial, Existing, Office, Base Centrifugal Chiller, 0.58 kW/ton, 500 tons, ECM-302, High Efficiency Chiller Motors | See Note 1 | 17808.3239 | 2525.0576 | See Note 2
978 | Commercial, New, Office, Base Centrifugal Chiller, 0.58 kW/ton, 500 tons, ECM-302, Cooling & Ventilation 30% More Efficient Design | See Note 1 | 78979.6534 | 12351.3722 | See Note 2
979 | Commercial, Existing, Restaurant, Base Centrifugal Chiller, 0.58 kW/ton, 500 tons, ECM-302, High Efficiency Chiller Motors | See Note 1 | 3304.6082 | 333.8483 | See Note 2
980 | Commercial, New, Restaurant, Base Centrifugal Chiller, 0.58 kW/ton, 500 tons, ECM-302, Cooling & Ventilation 30% More Efficient Design | See Note 1 | 189855.7491 | 16902.0857 | See Note 2
981 | Commercial, Existing, Retail, Base Centrifugal Chiller, 0.58 kW/ton, 500 tons, ECM-302, High Efficiency Chiller Motors | See Note 1 | 21627.7607 | 2239.6172 | See Note 2
982 | Commercial, New, Retail, Base Centrifugal Chiller, 0.58 kW/ton, 500 tons, ECM-302, Cooling & Ventilation 30% More Efficient Design | See Note 1 | 88098.7536 | 13332.4486 | See Note 2
983 | Commercial, Existing, FoodStore, Base Centrifugal Chiller, 0.58 kW/ton, 500 tons, ECM-302, High Efficiency Chiller Motors | See Note 1 | 239.8029 | 25.0554 | See Note 2
984 | Commercial, New, FoodStore, Base Centrifugal Chiller, 0.58 kW/ton, 500 tons, ECM-302, Cooling & Ventilation 30% More Efficient Design | See Note 1 | 4660.2949 | 397.3068 | See Note 2
985 | Commercial, Existing, School, Base Centrifugal Chiller, 0.58 kW/ton, 500 tons, ECM-302, High Efficiency Chiller Motors | See Note 1 | 3740.0291 | 525.603 | See Note 2
986 | Commercial, New, School, Base Centrifugal Chiller, 0.58 kW/ton, 500 tons, ECM-302, Cooling & Ventilation 30% More Efficient Design | See Note 1 | 8919.0244 | 1310.06 | See Note 2
987 | Commercial, Existing, College, Base Centrifugal Chiller, 0.58 kW/ton, 500 tons, ECM-302, High Efficiency Chiller Motors | See Note 1 | 1916.5596 | 273.8529 | See Note 2
988 | Commercial, New, College, Base Centrifugal Chiller, 0.58 kW/ton, 500 tons, ECM-302, Cooling & Ventilation 30% More Efficient Design | See Note 1 | 4020.2925 | 745.7037 | See Note 2
989 | Commercial, Existing, Hospital, Base Centrifugal Chiller, 0.58 kW/ton, 500 tons, ECM-302, High Efficiency Chiller Motors | See Note 1 | 24564.8498 | 2482.5921 | See Note 2
990 | Commercial, New, Hospital, Base Centrifugal Chiller, 0.58 kW/ton, 500 tons, ECM-302, Cooling & Ventilation 30% More Efficient Design | See Note 1 | 33387.5201 | 2611.5715 | See Note 2
991 | Commercial, Existing, Other Health, Base Centrifugal Chiller, 0.58 kW/ton, 500 tons, ECM-302, High Efficiency Chiller Motors | See Note 1 | 1471.5284 | 222.677 | See Note 2
992 | Commercial, New, Other Health, Base Centrifugal Chiller, 0.58 kW/ton, 500 tons, ECM-302, Cooling & Ventilation 30% More Efficient Design | See Note 1 | 38609.5337 | 4073.5072 | See Note 2
993 | Commercial, Existing, Warehouse, Base Centrifugal Chiller, 0.58 kW/ton, 500 tons, ECM-302, High Efficiency Chiller Motors | See Note 1 | 126.2302 | 17.6041 | See Note 2
994 | Commercial, New, Warehouse, Base Centrifugal Chiller, 0.58 kW/ton, 500 tons, ECM-302, Cooling & Ventilation 30% More Efficient Design | See Note 1 | 0 | 0 | See Note 2
995 | Commercial, Existing, Hotel, Base Centrifugal Chiller, 0.58 kW/ton, 500 tons, ECM-302, High Efficiency Chiller Motors | See Note 1 | 14217.7794 | 1479.776 | See Note 2
996 | Commercial, New, Hotel, Base Centrifugal Chiller, 0.58 kW/ton, 500 tons, ECM-302, Cooling & Ventilation 30% More Efficient Design | See Note 1 | 33061.4253 | 4550.9415 | See Note 2
997 | Commercial, Existing, Other, Base Centrifugal Chiller, 0.58 kW/ton, 500 tons, ECM-302, High Efficiency Chiller Motors | See Note 1 | 3811.8011 | 514.1393 | See Note 2
998 | Commercial, New, Other, Base Centrifugal Chiller, 0.58 kW/ton, 500 tons, ECM-302, Cooling & Ventilation 30% More Efficient Design | See Note 1 | 0 | 0 | See Note 2
999 | Commercial, Existing, Office, Base Centrifugal Chiller, 0.58 kW/ton, 500 tons, ECM-304, EMS - Chiller | See Note 1 | 0 | 0 | See Note 2
1000 | Commercial, Existing, Restaurant, Base Centrifugal Chiller, 0.58 kW/ton, 500 tons, ECM-304, EMS - Chiller | See Note 1 | 611.8476 | 87.3918 | See Note 2
1001 | Commercial, Existing, Retail, Base Centrifugal Chiller, 0.58 kW/ton, 500 tons, ECM-304, EMS - Chiller | See Note 1 | 4493.6307 | 635.2158 | See Note 2
1002 | Commercial, Existing, FoodStore, Base Centrifugal Chiller, 0.58 kW/ton, 500 tons, ECM-304, EMS - Chiller | See Note 1 | 53.483 | 7.1862 | See Note 2
1003 | Commercial, Existing, School, Base Centrifugal Chiller, 0.58 kW/ton, 500 tons, ECM-304, EMS - Chiller | See Note 1 | 0 | 0 | See Note 2
1004 | Commercial, Existing, College, Base Centrifugal Chiller, 0.58 kW/ton, 500 tons, ECM-304, EMS - Chiller | See Note 1 | 0 | 0 | See Note 2
1005 | Commercial, Existing, Hospital, Base Centrifugal Chiller, 0.58 kW/ton, 500 tons, ECM-304, EMS - Chiller | See Note 1 | 3015.2565 | 562.4651 | See Note 2
1006 | Commercial, Existing, Other Health, Base Centrifugal Chiller, 0.58 kW/ton, 500 tons, ECM-304, EMS - Chiller | See Note 1 | 0 | 0 | See Note 2
1007 | Commercial, Existing, Warehouse, Base Centrifugal Chiller, 0.58 kW/ton, 500 tons, ECM-304, EMS - Chiller | See Note 1 | 0 | 0 | See Note 2
1008 | Commercial, Existing, Hotel, Base Centrifugal Chiller, 0.58 kW/ton, 500 tons, ECM-304, EMS - Chiller | See Note 1 | 1121.3391 | 319.2046 | See Note 2
1009 | Commercial, Existing, Other, Base Centrifugal Chiller, 0.58 kW/ton, 500 tons, ECM-304, EMS - Chiller | See Note 1 | 0 | 0 | See Note 2
1010 | Commercial, Existing, Office, Base Centrifugal Chiller, 0.58 kW/ton, 500 tons, ECM-305, Chiller Tune Up/Diagnostics | See Note 1 | 0 | 0 | See Note 2
1011 | Commercial, Existing, Restaurant, Base Centrifugal Chiller, 0.58 kW/ton, 500 tons, ECM-305, Chiller Tune Up/Diagnostics | See Note 1 | -60.8655 | 163.7533 | See Note 2
1012 | Commercial, Existing, Retail, Base Centrifugal Chiller, 0.58 kW/ton, 500 tons, ECM-305, Chiller Tune Up/Diagnostics | See Note 1 | 13792.2802 | 1479.0164 | See Note 2
1013 | Commercial, Existing, FoodStore, Base Centrifugal Chiller, 0.58 kW/ton, 500 tons, ECM-305, Chiller Tune Up/Diagnostics | See Note 1 | 132.4 | 16.3698 | See Note 2
1014 | Commercial, Existing, School, Base Centrifugal Chiller, 0.58 kW/ton, 500 tons, ECM-305, Chiller Tune Up/Diagnostics | See Note 1 | 5719.9674 | 579.5091 | See Note 2
1015 | Commercial, Existing, College, Base Centrifugal Chiller, 0.58 kW/ton, 500 tons, ECM-305, Chiller Tune Up/Diagnostics | See Note 1 | 0 | 0 | See Note 2
1016 | Commercial, Existing, Hospital, Base Centrifugal Chiller, 0.58 kW/ton, 500 tons, ECM-305, Chiller Tune Up/Diagnostics | See Note 1 | -18821.8764 | 662.7786 | See Note 2
1017 | Commercial, Existing, Other Health, Base Centrifugal Chiller, 0.58 kW/ton, 500 tons, ECM-305, Chiller Tune Up/Diagnostics | See Note 1 | 4049.0253 | 347.9524 | See Note 2
1018 | Commercial, Existing, Warehouse, Base Centrifugal Chiller, 0.58 kW/ton, 500 tons, ECM-305, Chiller Tune Up/Diagnostics | See Note 1 | 0 | 0 | See Note 2
1019 | Commercial, Existing, Hotel, Base Centrifugal Chiller, 0.58 kW/ton, 500 tons, ECM-305, Chiller Tune Up/Diagnostics | See Note 1 | 14847.4405 | 1295.1145 | See Note 2
1020 | Commercial, Existing, Other, Base Centrifugal Chiller, 0.58 kW/ton, 500 tons, ECM-305, Chiller Tune Up/Diagnostics | See Note 1 | 0 | 0 | See Note 2
1021 | Commercial, Existing, Office, Base Centrifugal Chiller, 0.58 kW/ton, 500 tons, ECM-306, VSD for Chiller Pumps and Towers | See Note 1 | 31308.4581 | 564.8491 | See Note 2
1022 | Commercial, Existing, Restaurant, Base Centrifugal Chiller, 0.58 kW/ton, 500 tons, ECM-306, VSD for Chiller Pumps and Towers | See Note 1 | -443.9341 | 31.0856 | See Note 2
1023 | Commercial, Existing, Retail, Base Centrifugal Chiller, 0.58 kW/ton, 500 tons, ECM-306, VSD for Chiller Pumps and Towers | See Note 1 | 2075.1704 | 233.6643 | See Note 2
1024 | Commercial, Existing, FoodStore, Base Centrifugal Chiller, 0.58 kW/ton, 500 tons, ECM-306, VSD for Chiller Pumps and Towers | See Note 1 | 23.8459 | 2.6849 | See Note 2
1025 | Commercial, Existing, School, Base Centrifugal Chiller, 0.58 kW/ton, 500 tons, ECM-306, VSD for Chiller Pumps and Towers | See Note 1 | 6341.4419 | 115.4258 | See Note 2
1026 | Commercial, Existing, College, Base Centrifugal Chiller, 0.58 kW/ton, 500 tons, ECM-306, VSD for Chiller Pumps and Towers | See Note 1 | 3474.9607 | 62.241 | See Note 2
1027 | Commercial, Existing, Hospital, Base Centrifugal Chiller, 0.58 kW/ton, 500 tons, ECM-306, VSD for Chiller Pumps and Towers | See Note 1 | -9878.0522 | 186.842 | See Note 2
1028 | Commercial, Existing, Other Health, Base Centrifugal Chiller, 0.58 kW/ton, 500 tons, ECM-306, VSD for Chiller Pumps and Towers | See Note 1 | 3347.3744 | 59.2612 | See Note 2
1029 | Commercial, Existing, Warehouse, Base Centrifugal Chiller, 0.58 kW/ton, 500 tons, ECM-306, VSD for Chiller Pumps and Towers | See Note 1 | 207.3427 | 3.8047 | See Note 2
1030 | Commercial, Existing, Hotel, Base Centrifugal Chiller, 0.58 kW/ton, 500 tons, ECM-306, VSD for Chiller Pumps and Towers | See Note 1 | -6340.2049 | 108.2518 | See Note 2
1031 | Commercial, Existing, Other, Base Centrifugal Chiller, 0.58 kW/ton, 500 tons, ECM-306, VSD for Chiller Pumps and Towers | See Note 1 | 5418.5204 | 103.528 | See Note 2
1032 | Commercial, Existing, Office, Base Centrifugal Chiller, 0.58 kW/ton, 500 tons, ECM-307, EMS Optimization | See Note 1 | 0 | 0 | See Note 2
1033 | Commercial, Existing, Restaurant, Base Centrifugal Chiller, 0.58 kW/ton, 500 tons, ECM-307, EMS Optimization | See Note 1 | 0 | 0 | See Note 2
1034 | Commercial, Existing, Retail, Base Centrifugal Chiller, 0.58 kW/ton, 500 tons, ECM-307, EMS Optimization | See Note 1 | 0 | 0 | See Note 2
1035 | Commercial, Existing, FoodStore, Base Centrifugal Chiller, 0.58 kW/ton, 500 tons, ECM-307, EMS Optimization | See Note 1 | 0 | 0 | See Note 2
1036 | Commercial, Existing, School, Base Centrifugal Chiller, 0.58 kW/ton, 500 tons, ECM-307, EMS Optimization | See Note 1 | 0 | 0 | See Note 2
1037 | Commercial, Existing, College, Base Centrifugal Chiller, 0.58 kW/ton, 500 tons, ECM-307, EMS Optimization | See Note 1 | 0 | 0 | See Note 2
1038 | Commercial, Existing, Hospital, Base Centrifugal Chiller, 0.58 kW/ton, 500 tons, ECM-307, EMS Optimization | See Note 1 | 0 | 0 | See Note 2
1039 | Commercial, Existing, Other Health, Base Centrifugal Chiller, 0.58 kW/ton, 500 tons, ECM-307, EMS Optimization | See Note 1 | 0 | 0 | See Note 2
1040 | Commercial, Existing, Warehouse, Base Centrifugal Chiller, 0.58 kW/ton, 500 tons, ECM-307, EMS Optimization | See Note 1 | 0 | 0 | See Note 2
1041 | Commercial, Existing, Hotel, Base Centrifugal Chiller, 0.58 kW/ton, 500 tons, ECM-307, EMS Optimization | See Note 1 | 0 | 0 | See Note 2
1042 | Commercial, Existing, Other, Base Centrifugal Chiller, 0.58 kW/ton, 500 tons, ECM-307, EMS Optimization | See Note 1 | 0 | 0 | See Note 2
1043 | Commercial, Existing, Office, Base Centrifugal Chiller, 0.58 kW/ton, 500 tons, ECM-308, Aerosole Duct Sealing | See Note 1 | 0 | 0 | See Note 2
1044 | Commercial, Existing, Restaurant, Base Centrifugal Chiller, 0.58 kW/ton, 500 tons, ECM-308, Aerosole Duct Sealing | See Note 1 | 0 | 0 | See Note 2
1045 | Commercial, Existing, Retail, Base Centrifugal Chiller, 0.58 kW/ton, 500 tons, ECM-308, Aerosole Duct Sealing | See Note 1 | 0 | 0 | See Note 2
1046 | Commercial, Existing, FoodStore, Base Centrifugal Chiller, 0.58 kW/ton, 500 tons, ECM-308, Aerosole Duct Sealing | See Note 1 | 0 | 0 | See Note 2
1047 | Commercial, Existing, School, Base Centrifugal Chiller, 0.58 kW/ton, 500 tons, ECM-308, Aerosole Duct Sealing | See Note 1 | 0 | 0 | See Note 2
1048 | Commercial, Existing, College, Base Centrifugal Chiller, 0.58 kW/ton, 500 tons, ECM-308, Aerosole Duct Sealing | See Note 1 | 0 | 0 | See Note 2
1049 | Commercial, Existing, Hospital, Base Centrifugal Chiller, 0.58 kW/ton, 500 tons, ECM-308, Aerosole Duct Sealing | See Note 1 | 0 | 0 | See Note 2
1050 | Commercial, Existing, Other Health, Base Centrifugal Chiller, 0.58 kW/ton, 500 tons, ECM-308, Aerosole Duct Sealing | See Note 1 | 0 | 0 | See Note 2
1051 | Commercial, Existing, Warehouse, Base Centrifugal Chiller, 0.58 kW/ton, 500 tons, ECM-308, Aerosole Duct Sealing | See Note 1 | 0 | 0 | See Note 2
1052 | Commercial, Existing, Hotel, Base Centrifugal Chiller, 0.58 kW/ton, 500 tons, ECM-308, Aerosole Duct Sealing | See Note 1 | 0 | 0 | See Note 2
1053 | Commercial, Existing, Other, Base Centrifugal Chiller, 0.58 kW/ton, 500 tons, ECM-308, Aerosole Duct Sealing | See Note 1 | 0 | 0 | See Note 2
1054 | Commercial, Existing, Office, Base Centrifugal Chiller, 0.58 kW/ton, 500 tons, ECM-309, Duct/Pipe Insulation | See Note 1 | 0 | 0 | See Note 2
1055 | Commercial, Existing, Restaurant, Base Centrifugal Chiller, 0.58 kW/ton, 500 tons, ECM-309, Duct/Pipe Insulation | See Note 1 | 0 | 0 | See Note 2
1056 | Commercial, Existing, Retail, Base Centrifugal Chiller, 0.58 kW/ton, 500 tons, ECM-309, Duct/Pipe Insulation | See Note 1 | 0 | 0 | See Note 2
1057 | Commercial, Existing, FoodStore, Base Centrifugal Chiller, 0.58 kW/ton, 500 tons, ECM-309, Duct/Pipe Insulation | See Note 1 | 0 | 0 | See Note 2
1058 | Commercial, Existing, School, Base Centrifugal Chiller, 0.58 kW/ton, 500 tons, ECM-309, Duct/Pipe Insulation | See Note 1 | 0 | 0 | See Note 2
1059 | Commercial, Existing, College, Base Centrifugal Chiller, 0.58 kW/ton, 500 tons, ECM-309, Duct/Pipe Insulation | See Note 1 | 0 | 0 | See Note 2
1060 | Commercial, Existing, Hospital, Base Centrifugal Chiller, 0.58 kW/ton, 500 tons, ECM-309, Duct/Pipe Insulation | See Note 1 | 0 | 0 | See Note 2
1061 | Commercial, Existing, Other Health, Base Centrifugal Chiller, 0.58 kW/ton, 500 tons, ECM-309, Duct/Pipe Insulation | See Note 1 | 0 | 0 | See Note 2
1062 | Commercial, Existing, Warehouse, Base Centrifugal Chiller, 0.58 kW/ton, 500 tons, ECM-309, Duct/Pipe Insulation | See Note 1 | 0 | 0 | See Note 2
1063 | Commercial, Existing, Hotel, Base Centrifugal Chiller, 0.58 kW/ton, 500 tons, ECM-309, Duct/Pipe Insulation | See Note 1 | 0 | 0 | See Note 2
1064 | Commercial, Existing, Other, Base Centrifugal Chiller, 0.58 kW/ton, 500 tons, ECM-309, Duct/Pipe Insulation | See Note 1 | 0 | 0 | See Note 2
1065 | Commercial, Existing, Office, Base Centrifugal Chiller, 0.58 kW/ton, 500 tons, ECM-311, Window Film (Standard) | See Note 1 | 0 | 0 | See Note 2
1066 | Commercial, Existing, Restaurant, Base Centrifugal Chiller, 0.58 kW/ton, 500 tons, ECM-311, Window Film (Standard) | See Note 1 | 7240.2065 | 1261.5583 | See Note 2
1067 | Commercial, Existing, Retail, Base Centrifugal Chiller, 0.58 kW/ton, 500 tons, ECM-311, Window Film (Standard) | See Note 1 | 0 | 0 | See Note 2
1068 | Commercial, Existing, FoodStore, Base Centrifugal Chiller, 0.58 kW/ton, 500 tons, ECM-311, Window Film (Standard) | See Note 1 | 296.5185 | 57.3021 | See Note 2
1069 | Commercial, Existing, School, Base Centrifugal Chiller, 0.58 kW/ton, 500 tons, ECM-311, Window Film (Standard) | See Note 1 | 0 | 0 | See Note 2
1070 | Commercial, Existing, College, Base Centrifugal Chiller, 0.58 kW/ton, 500 tons, ECM-311, Window Film (Standard) | See Note 1 | 0 | 0 | See Note 2
1071 | Commercial, Existing, Hospital, Base Centrifugal Chiller, 0.58 kW/ton, 500 tons, ECM-311, Window Film (Standard) | See Note 1 | 12062.4204 | 2015.0112 | See Note 2
1072 | Commercial, Existing, Other Health, Base Centrifugal Chiller, 0.58 kW/ton, 500 tons, ECM-311, Window Film (Standard) | See Note 1 | 0 | 0 | See Note 2
1073 | Commercial, Existing, Warehouse, Base Centrifugal Chiller, 0.58 kW/ton, 500 tons, ECM-311, Window Film (Standard) | See Note 1 | 0 | 0 | See Note 2
1074 | Commercial, Existing, Hotel, Base Centrifugal Chiller, 0.58 kW/ton, 500 tons, ECM-311, Window Film (Standard) | See Note 1 | 0 | 0 | See Note 2
1075 | Commercial, Existing, Other, Base Centrifugal Chiller, 0.58 kW/ton, 500 tons, ECM-311, Window Film (Standard) | See Note 1 | 0 | 0 | See Note 2
1076 | Commercial, Existing, Office, Base Centrifugal Chiller, 0.58 kW/ton, 500 tons, ECM-313, Ceiling Insulation | See Note 1 | 0 | 0 | See Note 2
1077 | Commercial, Existing, Restaurant, Base Centrifugal Chiller, 0.58 kW/ton, 500 tons, ECM-313, Ceiling Insulation | See Note 1 | 4832.5732 | 949.7787 | See Note 2
1078 | Commercial, Existing, Retail, Base Centrifugal Chiller, 0.58 kW/ton, 500 tons, ECM-313, Ceiling Insulation | See Note 1 | 0 | 0 | See Note 2
1079 | Commercial, Existing, FoodStore, Base Centrifugal Chiller, 0.58 kW/ton, 500 tons, ECM-313, Ceiling Insulation | See Note 1 | 269.6808 | 62.2504 | See Note 2
1080 | Commercial, Existing, School, Base Centrifugal Chiller, 0.58 kW/ton, 500 tons, ECM-313, Ceiling Insulation | See Note 1 | 0 | 0 | See Note 2
1081 | Commercial, Existing, College, Base Centrifugal Chiller, 0.58 kW/ton, 500 tons, ECM-313, Ceiling Insulation | See Note 1 | 0 | 0 | See Note 2
1082 | Commercial, Existing, Hospital, Base Centrifugal Chiller, 0.58 kW/ton, 500 tons, ECM-313, Ceiling Insulation | See Note 1 | 49429.6931 | 7550.5629 | See Note 2
1083 | Commercial, Existing, Other Health, Base Centrifugal Chiller, 0.58 kW/ton, 500 tons, ECM-313, Ceiling Insulation | See Note 1 | 1842.0871 | 605.9576 | See Note 2
1084 | Commercial, Existing, Warehouse, Base Centrifugal Chiller, 0.58 kW/ton, 500 tons, ECM-313, Ceiling Insulation | See Note 1 | 0 | 0 | See Note 2
1085 | Commercial, Existing, Hotel, Base Centrifugal Chiller, 0.58 kW/ton, 500 tons, ECM-313, Ceiling Insulation | See Note 1 | 5831.958 | 2051.4977 | See Note 2
1086 | Commercial, Existing, Other, Base Centrifugal Chiller, 0.58 kW/ton, 500 tons, ECM-313, Ceiling Insulation | See Note 1 | 0 | 0 | See Note 2
1087 | Commercial, Existing, Office, Base Centrifugal Chiller, 0.58 kW/ton, 500 tons, ECM-314, Roof Insulation | See Note 1 | 0 | 0 | See Note 2
1088 | Commercial, Existing, Restaurant, Base Centrifugal Chiller, 0.58 kW/ton, 500 tons, ECM-314, Roof Insulation | See Note 1 | 2556.6974 | 602.2289 | See Note 2
1089 | Commercial, Existing, Retail, Base Centrifugal Chiller, 0.58 kW/ton, 500 tons, ECM-314, Roof Insulation | See Note 1 | 0 | 0 | See Note 2
1090 | Commercial, Existing, FoodStore, Base Centrifugal Chiller, 0.58 kW/ton, 500 tons, ECM-314, Roof Insulation | See Note 1 | 177.9754 | 48.4516 | See Note 2
1091 | Commercial, Existing, School, Base Centrifugal Chiller, 0.58 kW/ton, 500 tons, ECM-314, Roof Insulation | See Note 1 | 0 | 0 | See Note 2
1092 | Commercial, Existing, College, Base Centrifugal Chiller, 0.58 kW/ton, 500 tons, ECM-314, Roof Insulation | See Note 1 | 0 | 0 | See Note 2
1093 | Commercial, Existing, Hospital, Base Centrifugal Chiller, 0.58 kW/ton, 500 tons, ECM-314, Roof Insulation | See Note 1 | 18139.7049 | 3494.2962 | See Note 2
1094 | Commercial, Existing, Other Health, Base Centrifugal Chiller, 0.58 kW/ton, 500 tons, ECM-314, Roof Insulation | See Note 1 | 0 | 0 | See Note 2
1095 | Commercial, Existing, Warehouse, Base Centrifugal Chiller, 0.58 kW/ton, 500 tons, ECM-314, Roof Insulation | See Note 1 | 0 | 0 | See Note 2
1096 | Commercial, Existing, Hotel, Base Centrifugal Chiller, 0.58 kW/ton, 500 tons, ECM-314, Roof Insulation | See Note 1 | 0 | 0 | See Note 2
1097 | Commercial, Existing, Other, Base Centrifugal Chiller, 0.58 kW/ton, 500 tons, ECM-314, Roof Insulation | See Note 1 | 0 | 0 | See Note 2
1098 | Commercial, Existing, Office, Base Centrifugal Chiller, 0.58 kW/ton, 500 tons, ECM-315, Cool Roof - Chiller | See Note 1 | 0 | 0 | See Note 2
1099 | Commercial, Existing, Restaurant, Base Centrifugal Chiller, 0.58 kW/ton, 500 tons, ECM-315, Cool Roof - Chiller | See Note 1 | 0 | 0 | See Note 2
1100 | Commercial, Existing, Retail, Base Centrifugal Chiller, 0.58 kW/ton, 500 tons, ECM-315, Cool Roof - Chiller | See Note 1 | 0 | 0 | See Note 2
1101 | Commercial, Existing, FoodStore, Base Centrifugal Chiller, 0.58 kW/ton, 500 tons, ECM-315, Cool Roof - Chiller | See Note 1 | 0 | 0 | See Note 2
1102 | Commercial, Existing, School, Base Centrifugal Chiller, 0.58 kW/ton, 500 tons, ECM-315, Cool Roof - Chiller | See Note 1 | 0 | 0 | See Note 2
1103 | Commercial, Existing, College, Base Centrifugal Chiller, 0.58 kW/ton, 500 tons, ECM-315, Cool Roof - Chiller | See Note 1 | 0 | 0 | See Note 2
1104 | Commercial, Existing, Hospital, Base Centrifugal Chiller, 0.58 kW/ton, 500 tons, ECM-315, Cool Roof - Chiller | See Note 1 | 43781.8475 | 22689.2005 | See Note 2
1105 | Commercial, Existing, Other Health, Base Centrifugal Chiller, 0.58 kW/ton, 500 tons, ECM-315, Cool Roof - Chiller | See Note 1 | 0 | 0 | See Note 2
1106 | Commercial, Existing, Warehouse, Base Centrifugal Chiller, 0.58 kW/ton, 500 tons, ECM-315, Cool Roof - Chiller | See Note 1 | 0 | 0 | See Note 2
1107 | Commercial, Existing, Hotel, Base Centrifugal Chiller, 0.58 kW/ton, 500 tons, ECM-315, Cool Roof - Chiller | See Note 1 | 0 | 0 | See Note 2
1108 | Commercial, Existing, Other, Base Centrifugal Chiller, 0.58 kW/ton, 500 tons, ECM-315, Cool Roof - Chiller | See Note 1 | 0 | 0 | See Note 2
1109 | Commercial, Existing, Office, Base Centrifugal Chiller, 0.58 kW/ton, 500 tons, ECM-317, Thermal Energy Storage (TES) | See Note 1 | 0 | 0 | See Note 2
1110 | Commercial, Existing, Restaurant, Base Centrifugal Chiller, 0.58 kW/ton, 500 tons, ECM-317, Thermal Energy Storage (TES) | See Note 1 | 0 | 0 | See Note 2
1111 | Commercial, Existing, Retail, Base Centrifugal Chiller, 0.58 kW/ton, 500 tons, ECM-317, Thermal Energy Storage (TES) | See Note 1 | 0 | 0 | See Note 2
1112 | Commercial, Existing, FoodStore, Base Centrifugal Chiller, 0.58 kW/ton, 500 tons, ECM-317, Thermal Energy Storage (TES) | See Note 1 | 0 | 0 | See Note 2
1113 | Commercial, Existing, School, Base Centrifugal Chiller, 0.58 kW/ton, 500 tons, ECM-317, Thermal Energy Storage (TES) | See Note 1 | 0 | 0 | See Note 2
1114 | Commercial, Existing, College, Base Centrifugal Chiller, 0.58 kW/ton, 500 tons, ECM-317, Thermal Energy Storage (TES) | See Note 1 | 0 | 0 | See Note 2
1115 | Commercial, Existing, Hospital, Base Centrifugal Chiller, 0.58 kW/ton, 500 tons, ECM-317, Thermal Energy Storage (TES) | See Note 1 | 0 | 0 | See Note 2
1116 | Commercial, Existing, Other Health, Base Centrifugal Chiller, 0.58 kW/ton, 500 tons, ECM-317, Thermal Energy Storage (TES) | See Note 1 | 0 | 0 | See Note 2
1117 | Commercial, Existing, Warehouse, Base Centrifugal Chiller, 0.58 kW/ton, 500 tons, ECM-317, Thermal Energy Storage (TES) | See Note 1 | 0 | 0 | See Note 2
1118 | Commercial, Existing, Hotel, Base Centrifugal Chiller, 0.58 kW/ton, 500 tons, ECM-317, Thermal Energy Storage (TES) | See Note 1 | 0 | 0 | See Note 2
1119 | Commercial, Existing, Other, Base Centrifugal Chiller, 0.58 kW/ton, 500 tons, ECM-317, Thermal Energy Storage (TES) | See Note 1 | 0 | 0 | See Note 2
1120 | Commercial, Existing, Office, Base DX Packaged System, EER=11.2, 10 tons, ECM-321, DX Packaged System, EER=11.7, 10 tons | See Note 1 | 0 | 0 | See Note 2
1121 | Commercial, Existing, Restaurant, Base DX Packaged System, EER=11.2, 10 tons, ECM-321, DX Packaged System, EER=11.7, 10 tons | See Note 1 | 46510.0129 | 12729.1125 | See Note 2
1122 | Commercial, Existing, Retail, Base DX Packaged System, EER=11.2, 10 tons, ECM-321, DX Packaged System, EER=11.7, 10 tons | See Note 1 | 43597.7847 | 11723.9361 | See Note 2
1123 | Commercial, Existing, FoodStore, Base DX Packaged System, EER=11.2, 10 tons, ECM-321, DX Packaged System, EER=11.7, 10 tons | See Note 1 | 0 | 0 | See Note 2
1124 | Commercial, Existing, School, Base DX Packaged System, EER=11.2, 10 tons, ECM-321, DX Packaged System, EER=11.7, 10 tons | See Note 1 | 0 | 0 | See Note 2
1125 | Commercial, Existing, College, Base DX Packaged System, EER=11.2, 10 tons, ECM-321, DX Packaged System, EER=11.7, 10 tons | See Note 1 | 0 | 0 | See Note 2
1126 | Commercial, Existing, Hospital, Base DX Packaged System, EER=11.2, 10 tons, ECM-321, DX Packaged System, EER=11.7, 10 tons | See Note 1 | 969.8373 | 226.4579 | See Note 2
1127 | Commercial, Existing, Other Health, Base DX Packaged System, EER=11.2, 10 tons, ECM-321, DX Packaged System, EER=11.7, 10 tons | See Note 1 | 0 | 0 | See Note 2
1128 | Commercial, Existing, Warehouse, Base DX Packaged System, EER=11.2, 10 tons, ECM-321, DX Packaged System, EER=11.7, 10 tons | See Note 1 | 0 | 0 | See Note 2
1129 | Commercial, Existing, Hotel, Base DX Packaged System, EER=11.2, 10 tons, ECM-321, DX Packaged System, EER=11.7, 10 tons | See Note 1 | 17148.5057 | 3621.2374 | See Note 2
1130 | Commercial, Existing, Other, Base DX Packaged System, EER=11.2, 10 tons, ECM-321, DX Packaged System, EER=11.7, 10 tons | See Note 1 | 0 | 0 | See Note 2
1131 | Commercial, Existing, Office, Base DX Packaged System, EER=11.2, 10 tons, ECM-326, DX Tune Up/ Advanced Diagnostics | See Note 1 | 0 | 0 | See Note 2
1132 | Commercial, Existing, Restaurant, Base DX Packaged System, EER=11.2, 10 tons, ECM-326, DX Tune Up/ Advanced Diagnostics | See Note 1 | 72329.7187 | 6779.0136 | See Note 2
1133 | Commercial, Existing, Retail, Base DX Packaged System, EER=11.2, 10 tons, ECM-326, DX Tune Up/ Advanced Diagnostics | See Note 1 | 0 | 0 | See Note 2
1134 | Commercial, Existing, FoodStore, Base DX Packaged System, EER=11.2, 10 tons, ECM-326, DX Tune Up/ Advanced Diagnostics | See Note 1 | 2655.6435 | 228.214 | See Note 2
1135 | Commercial, Existing, School, Base DX Packaged System, EER=11.2, 10 tons, ECM-326, DX Tune Up/ Advanced Diagnostics | See Note 1 | 0 | 0 | See Note 2
1136 | Commercial, Existing, College, Base DX Packaged System, EER=11.2, 10 tons, ECM-326, DX Tune Up/ Advanced Diagnostics | See Note 1 | 0 | 0 | See Note 2
1137 | Commercial, Existing, Hospital, Base DX Packaged System, EER=11.2, 10 tons, ECM-326, DX Tune Up/ Advanced Diagnostics | See Note 1 | -39.5247 | 68.227 | See Note 2
1138 | Commercial, Existing, Other Health, Base DX Packaged System, EER=11.2, 10 tons, ECM-326, DX Tune Up/ Advanced Diagnostics | See Note 1 | 14642.9108 | 1497.3283 | See Note 2
1139 | Commercial, Existing, Warehouse, Base DX Packaged System, EER=11.2, 10 tons, ECM-326, DX Tune Up/ Advanced Diagnostics | See Note 1 | 0 | 0 | See Note 2
1140 | Commercial, Existing, Hotel, Base DX Packaged System, EER=11.2, 10 tons, ECM-326, DX Tune Up/ Advanced Diagnostics | See Note 1 | 13749.2571 | 1541.1633 | See Note 2
1141 | Commercial, Existing, Other, Base DX Packaged System, EER=11.2, 10 tons, ECM-326, DX Tune Up/ Advanced Diagnostics | See Note 1 | 0 | 0 | See Note 2
1142 | Commercial, Existing, Office, Base DX Packaged System, EER=11.2, 10 tons, ECM-327, DX Coil Cleaning | See Note 1 | 0 | 0 | See Note 2
1143 | Commercial, Existing, Restaurant, Base DX Packaged System, EER=11.2, 10 tons, ECM-327, DX Coil Cleaning | See Note 1 | 0 | 0 | See Note 2
1144 | Commercial, Existing, Retail, Base DX Packaged System, EER=11.2, 10 tons, ECM-327, DX Coil Cleaning | See Note 1 | 0 | 0 | See Note 2
1145 | Commercial, Existing, FoodStore, Base DX Packaged System, EER=11.2, 10 tons, ECM-327, DX Coil Cleaning | See Note 1 | 0 | 0 | See Note 2
1146 | Commercial, Existing, School, Base DX Packaged System, EER=11.2, 10 tons, ECM-327, DX Coil Cleaning | See Note 1 | 0 | 0 | See Note 2
1147 | Commercial, Existing, College, Base DX Packaged System, EER=11.2, 10 tons, ECM-327, DX Coil Cleaning | See Note 1 | 0 | 0 | See Note 2
1148 | Commercial, Existing, Hospital, Base DX Packaged System, EER=11.2, 10 tons, ECM-327, DX Coil Cleaning | See Note 1 | 0 | 0 | See Note 2
1149 | Commercial, Existing, Other Health, Base DX Packaged System, EER=11.2, 10 tons, ECM-327, DX Coil Cleaning | See Note 1 | 0 | 0 | See Note 2
1150 | Commercial, Existing, Warehouse, Base DX Packaged System, EER=11.2, 10 tons, ECM-327, DX Coil Cleaning | See Note 1 | 0 | 0 | See Note 2
1151 | Commercial, Existing, Hotel, Base DX Packaged System, EER=11.2, 10 tons, ECM-327, DX Coil Cleaning | See Note 1 | 0 | 0 | See Note 2
1152 | Commercial, Existing, Other, Base DX Packaged System, EER=11.2, 10 tons, ECM-327, DX Coil Cleaning | See Note 1 | 0 | 0 | See Note 2
1153 | Commercial, Existing, Office, Base DX Packaged System, EER=11.2, 10 tons, ECM-328, Optimize Controls | See Note 1 | 0 | 0 | See Note 2
1154 | Commercial, Existing, Restaurant, Base DX Packaged System, EER=11.2, 10 tons, ECM-328, Optimize Controls | See Note 1 | 0 | 0 | See Note 2
1155 | Commercial, Existing, Retail, Base DX Packaged System, EER=11.2, 10 tons, ECM-328, Optimize Controls | See Note 1 | 0 | 0 | See Note 2
1156 | Commercial, Existing, FoodStore, Base DX Packaged System, EER=11.2, 10 tons, ECM-328, Optimize Controls | See Note 1 | 0 | 0 | See Note 2
1157 | Commercial, Existing, School, Base DX Packaged System, EER=11.2, 10 tons, ECM-328, Optimize Controls | See Note 1 | 0 | 0 | See Note 2
1158 | Commercial, Existing, College, Base DX Packaged System, EER=11.2, 10 tons, ECM-328, Optimize Controls | See Note 1 | 0 | 0 | See Note 2
1159 | Commercial, Existing, Hospital, Base DX Packaged System, EER=11.2, 10 tons, ECM-328, Optimize Controls | See Note 1 | 0 | 0 | See Note 2
1160 | Commercial, Existing, Other Health, Base DX Packaged System, EER=11.2, 10 tons, ECM-328, Optimize Controls | See Note 1 | 0 | 0 | See Note 2
1161 | Commercial, Existing, Warehouse, Base DX Packaged System, EER=11.2, 10 tons, ECM-328, Optimize Controls | See Note 1 | 0 | 0 | See Note 2
1162 | Commercial, Existing, Hotel, Base DX Packaged System, EER=11.2, 10 tons, ECM-328, Optimize Controls | See Note 1 | 0 | 0 | See Note 2
1163 | Commercial, Existing, Other, Base DX Packaged System, EER=11.2, 10 tons, ECM-328, Optimize Controls | See Note 1 | 0 | 0 | See Note 2
1164 | Commercial, Existing, Office, Base DX Packaged System, EER=11.2, 10 tons, ECM-329, Aerosole Duct Sealing | See Note 1 | 0 | 0 | See Note 2
1165 | Commercial, Existing, Restaurant, Base DX Packaged System, EER=11.2, 10 tons, ECM-329, Aerosole Duct Sealing | See Note 1 | 0 | 0 | See Note 2
1166 | Commercial, Existing, Retail, Base DX Packaged System, EER=11.2, 10 tons, ECM-329, Aerosole Duct Sealing | See Note 1 | 0 | 0 | See Note 2
1167 | Commercial, Existing, FoodStore, Base DX Packaged System, EER=11.2, 10 tons, ECM-329, Aerosole Duct Sealing | See Note 1 | 0 | 0 | See Note 2
1168 | Commercial, Existing, School, Base DX Packaged System, EER=11.2, 10 tons, ECM-329, Aerosole Duct Sealing | See Note 1 | 0 | 0 | See Note 2
1169 | Commercial, Existing, College, Base DX Packaged System, EER=11.2, 10 tons, ECM-329, Aerosole Duct Sealing | See Note 1 | 0 | 0 | See Note 2
1170 | Commercial, Existing, Hospital, Base DX Packaged System, EER=11.2, 10 tons, ECM-329, Aerosole Duct Sealing | See Note 1 | 0 | 0 | See Note 2
1171 | Commercial, Existing, Other Health, Base DX Packaged System, EER=11.2, 10 tons, ECM-329, Aerosole Duct Sealing | See Note 1 | 0 | 0 | See Note 2
1172 | Commercial, Existing, Warehouse, Base DX Packaged System, EER=11.2, 10 tons, ECM-329, Aerosole Duct Sealing | See Note 1 | 0 | 0 | See Note 2
1173 | Commercial, Existing, Hotel, Base DX Packaged System, EER=11.2, 10 tons, ECM-329, Aerosole Duct Sealing | See Note 1 | 0 | 0 | See Note 2
1174 | Commercial, Existing, Other, Base DX Packaged System, EER=11.2, 10 tons, ECM-329, Aerosole Duct Sealing | See Note 1 | 0 | 0 | See Note 2
1175 | Commercial, Existing, Office, Base DX Packaged System, EER=11.2, 10 tons, ECM-330, Duct/Pipe Insulation | See Note 1 | 0 | 0 | See Note 2
1176 | Commercial, Existing, Restaurant, Base DX Packaged System, EER=11.2, 10 tons, ECM-330, Duct/Pipe Insulation | See Note 1 | 0 | 0 | See Note 2
1177 | Commercial, Existing, Retail, Base DX Packaged System, EER=11.2, 10 tons, ECM-330, Duct/Pipe Insulation | See Note 1 | 0 | 0 | See Note 2
1178 | Commercial, Existing, FoodStore, Base DX Packaged System, EER=11.2, 10 tons, ECM-330, Duct/Pipe Insulation | See Note 1 | 0 | 0 | See Note 2
1179 | Commercial, Existing, School, Base DX Packaged System, EER=11.2, 10 tons, ECM-330, Duct/Pipe Insulation | See Note 1 | 0 | 0 | See Note 2
1180 | Commercial, Existing, College, Base DX Packaged System, EER=11.2, 10 tons, ECM-330, Duct/Pipe Insulation | See Note 1 | 0 | 0 | See Note 2
1181 | Commercial, Existing, Hospital, Base DX Packaged System, EER=11.2, 10 tons, ECM-330, Duct/Pipe Insulation | See Note 1 | 0 | 0 | See Note 2
1182 | Commercial, Existing, Other Health, Base DX Packaged System, EER=11.2, 10 tons, ECM-330, Duct/Pipe Insulation | See Note 1 | 0 | 0 | See Note 2
1183 | Commercial, Existing, Warehouse, Base DX Packaged System, EER=11.2, 10 tons, ECM-330, Duct/Pipe Insulation | See Note 1 | 0 | 0 | See Note 2
1184 | Commercial, Existing, Hotel, Base DX Packaged System, EER=11.2, 10 tons, ECM-330, Duct/Pipe Insulation | See Note 1 | 0 | 0 | See Note 2
1185 | Commercial, Existing, Other, Base DX Packaged System, EER=11.2, 10 tons, ECM-330, Duct/Pipe Insulation | See Note 1 | 0 | 0 | See Note 2
1186 | Commercial, Existing, Office, Base DX Packaged System, EER=11.2, 10 tons, ECM-332, Window Film (Standard) | See Note 1 | 0 | 0 | See Note 2
1187 | Commercial, Existing, Restaurant, Base DX Packaged System, EER=11.2, 10 tons, ECM-332, Window Film (Standard) | See Note 1 | 234188.6725 | 17320.5766 | See Note 2
1188 | Commercial, Existing, Retail, Base DX Packaged System, EER=11.2, 10 tons, ECM-332, Window Film (Standard) | See Note 1 | 0 | 0 | See Note 2
1189 | Commercial, Existing, FoodStore, Base DX Packaged System, EER=11.2, 10 tons, ECM-332, Window Film (Standard) | See Note 1 | 3620.0554 | 272.0991 | See Note 2
1190 | Commercial, Existing, School, Base DX Packaged System, EER=11.2, 10 tons, ECM-332, Window Film (Standard) | See Note 1 | 0 | 0 | See Note 2
1191 | Commercial, Existing, College, Base DX Packaged System, EER=11.2, 10 tons, ECM-332, Window Film (Standard) | See Note 1 | 0 | 0 | See Note 2
1192 | Commercial, Existing, Hospital, Base DX Packaged System, EER=11.2, 10 tons, ECM-332, Window Film (Standard) | See Note 1 | 560.7266 | 79.0495 | See Note 2
1193 | Commercial, Existing, Other Health, Base DX Packaged System, EER=11.2, 10 tons, ECM-332, Window Film (Standard) | See Note 1 | 10564.8538 | 986.6652 | See Note 2
1194 | Commercial, Existing, Warehouse, Base DX Packaged System, EER=11.2, 10 tons, ECM-332, Window Film (Standard) | See Note 1 | 0 | 0 | See Note 2
1195 | Commercial, Existing, Hotel, Base DX Packaged System, EER=11.2, 10 tons, ECM-332, Window Film (Standard) | See Note 1 | 17114.4775 | 1782.3044 | See Note 2
1196 | Commercial, Existing, Other, Base DX Packaged System, EER=11.2, 10 tons, ECM-332, Window Film (Standard) | See Note 1 | 0 | 0 | See Note 2
1197 | Commercial, Existing, Office, Base DX Packaged System, EER=11.2, 10 tons, ECM-334, Ceiling Insulation | See Note 1 | 13644.1278 | 2770.504 | See Note 2
1198 | Commercial, Existing, Restaurant, Base DX Packaged System, EER=11.2, 10 tons, ECM-334, Ceiling Insulation | See Note 1 | 240180.4342 | 20266.9371 | See Note 2
1199 | Commercial, Existing, Retail, Base DX Packaged System, EER=11.2, 10 tons, ECM-334, Ceiling Insulation | See Note 1 | 21626.7633 | 4270.7749 | See Note 2
1200 | Commercial, Existing, FoodStore, Base DX Packaged System, EER=11.2, 10 tons, ECM-334, Ceiling Insulation | See Note 1 | 5523.9319 | 528.6184 | See Note 2
1201 | Commercial, Existing, School, Base DX Packaged System, EER=11.2, 10 tons, ECM-334, Ceiling Insulation | See Note 1 | 1124.5785 | 207.3633 | See Note 2
1202 | Commercial, Existing, College, Base DX Packaged System, EER=11.2, 10 tons, ECM-334, Ceiling Insulation | See Note 1 | 305.3544 | 76.2667 | See Note 2
1203 | Commercial, Existing, Hospital, Base DX Packaged System, EER=11.2, 10 tons, ECM-334, Ceiling Insulation | See Note 1 | 4641.9364 | 342.4283 | See Note 2
1204 | Commercial, Existing, Other Health, Base DX Packaged System, EER=11.2, 10 tons, ECM-334, Ceiling Insulation | See Note 1 | 17996.5358 | 2365.2762 | See Note 2
1205 | Commercial, Existing, Warehouse, Base DX Packaged System, EER=11.2, 10 tons, ECM-334, Ceiling Insulation | See Note 1 | 0 | 0 | See Note 2
1206 | Commercial, Existing, Hotel, Base DX Packaged System, EER=11.2, 10 tons, ECM-334, Ceiling Insulation | See Note 1 | 18874.8765 | 2622.2269 | See Note 2
1207 | Commercial, Existing, Other, Base DX Packaged System, EER=11.2, 10 tons, ECM-334, Ceiling Insulation | See Note 1 | 0 | 0 | See Note 2
1208 | Commercial, Existing, Office, Base DX Packaged System, EER=11.2, 10 tons, ECM-335, Roof Insulation | See Note 1 | 18341.1483 | 4507.5782 | See Note 2
1209 | Commercial, Existing, Restaurant, Base DX Packaged System, EER=11.2, 10 tons, ECM-335, Roof Insulation | See Note 1 | 107119.2135 | 12681.4838 | See Note 2
1210 | Commercial, Existing, Retail, Base DX Packaged System, EER=11.2, 10 tons, ECM-335, Roof Insulation | See Note 1 | 23414.2398 | 5914.2913 | See Note 2
1211 | Commercial, Existing, FoodStore, Base DX Packaged System, EER=11.2, 10 tons, ECM-335, Roof Insulation | See Note 1 | 3246.532 | 407.1272 | See Note 2
1212 | Commercial, Existing, School, Base DX Packaged System, EER=11.2, 10 tons, ECM-335, Roof Insulation | See Note 1 | 1431.3585 | 320.0708 | See Note 2
1213 | Commercial, Existing, College, Base DX Packaged System, EER=11.2, 10 tons, ECM-335, Roof Insulation | See Note 1 | 0 | 0 | See Note 2
1214 | Commercial, Existing, Hospital, Base DX Packaged System, EER=11.2, 10 tons, ECM-335, Roof Insulation | See Note 1 | 1164.6413 | 158.8665 | See Note 2
1215 | Commercial, Existing, Other Health, Base DX Packaged System, EER=11.2, 10 tons, ECM-335, Roof Insulation | See Note 1 | 17028.0714 | 2761.2523 | See Note 2
1216 | Commercial, Existing, Warehouse, Base DX Packaged System, EER=11.2, 10 tons, ECM-335, Roof Insulation | See Note 1 | 0 | 0 | See Note 2
1217 | Commercial, Existing, Hotel, Base DX Packaged System, EER=11.2, 10 tons, ECM-335, Roof Insulation | See Note 1 | 18994.934 | 3241.0925 | See Note 2
1218 | Commercial, Existing, Other, Base DX Packaged System, EER=11.2, 10 tons, ECM-335, Roof Insulation | See Note 1 | 0 | 0 | See Note 2
1219 | Commercial, Existing, Office, Base DX Packaged System, EER=11.2, 10 tons, ECM-336, Cool Roof - DX | See Note 1 | 0 | 0 | See Note 2
1220 | Commercial, Existing, Restaurant, Base DX Packaged System, EER=11.2, 10 tons, ECM-336, Cool Roof - DX | See Note 1 | 291971.0986 | 97798.0018 | See Note 2
1221 | Commercial, Existing, Retail, Base DX Packaged System, EER=11.2, 10 tons, ECM-336, Cool Roof - DX | See Note 1 | 0 | 0 | See Note 2
1222 | Commercial, Existing, FoodStore, Base DX Packaged System, EER=11.2, 10 tons, ECM-336, Cool Roof - DX | See Note 1 | 12558.2873 | 3735.0482 | See Note 2
1223 | Commercial, Existing, School, Base DX Packaged System, EER=11.2, 10 tons, ECM-336, Cool Roof - DX | See Note 1 | 0 | 0 | See Note 2
1224 | Commercial, Existing, College, Base DX Packaged System, EER=11.2, 10 tons, ECM-336, Cool Roof - DX | See Note 1 | 0 | 0 | See Note 2
1225 | Commercial, Existing, Hospital, Base DX Packaged System, EER=11.2, 10 tons, ECM-336, Cool Roof - DX | See Note 1 | -1186.6066 | 976.6176 | See Note 2
1226 | Commercial, Existing, Other Health, Base DX Packaged System, EER=11.2, 10 tons, ECM-336, Cool Roof - DX | See Note 1 | 0 | 0 | See Note 2
1227 | Commercial, Existing, Warehouse, Base DX Packaged System, EER=11.2, 10 tons, ECM-336, Cool Roof - DX | See Note 1 | 0 | 0 | See Note 2
1228 | Commercial, Existing, Hotel, Base DX Packaged System, EER=11.2, 10 tons, ECM-336, Cool Roof - DX | See Note 1 | 0 | 0 | See Note 2
1229 | Commercial, Existing, Other, Base DX Packaged System, EER=11.2, 10 tons, ECM-336, Cool Roof - DX | See Note 1 | 0 | 0 | See Note 2
1230 | Commercial, Existing, Office, Base DX Packaged System, EER=11.2, 10 tons, ECM-337, Run Time Optimizer | See Note 1 | 0 | 0 | See Note 2
1231 | Commercial, Existing, Restaurant, Base DX Packaged System, EER=11.2, 10 tons, ECM-337, Run Time Optimizer | See Note 1 | 0 | 0 | See Note 2
1232 | Commercial, Existing, Retail, Base DX Packaged System, EER=11.2, 10 tons, ECM-337, Run Time Optimizer | See Note 1 | 0 | 0 | See Note 2
1233 | Commercial, Existing, FoodStore, Base DX Packaged System, EER=11.2, 10 tons, ECM-337, Run Time Optimizer | See Note 1 | 0 | 0 | See Note 2
1234 | Commercial, Existing, School, Base DX Packaged System, EER=11.2, 10 tons, ECM-337, Run Time Optimizer | See Note 1 | 0 | 0 | See Note 2
1235 | Commercial, Existing, College, Base DX Packaged System, EER=11.2, 10 tons, ECM-337, Run Time Optimizer | See Note 1 | 0 | 0 | See Note 2
1236 | Commercial, Existing, Hospital, Base DX Packaged System, EER=11.2, 10 tons, ECM-337, Run Time Optimizer | See Note 1 | 0 | 0 | See Note 2
1237 | Commercial, Existing, Other Health, Base DX Packaged System, EER=11.2, 10 tons, ECM-337, Run Time Optimizer | See Note 1 | 0 | 0 | See Note 2
1238 | Commercial, Existing, Warehouse, Base DX Packaged System, EER=11.2, 10 tons, ECM-337, Run Time Optimizer | See Note 1 | 0 | 0 | See Note 2
1239 | Commercial, Existing, Hotel, Base DX Packaged System, EER=11.2, 10 tons, ECM-337, Run Time Optimizer | See Note 1 | 0 | 0 | See Note 2
1240 | Commercial, Existing, Other, Base DX Packaged System, EER=11.2, 10 tons, ECM-337, Run Time Optimizer | See Note 1 | 0 | 0 | See Note 2
1241 | Commercial, Existing, Office, Base DX Packaged System, EER=11.2, 10 tons, ECM-338, Hybrid Dessicant-HP System | See Note 1 | 0 | 0 | See Note 2
1242 | Commercial, Existing, Restaurant, Base DX Packaged System, EER=11.2, 10 tons, ECM-338, Hybrid Dessicant-HP System | See Note 1 | 0 | 0 | See Note 2
1243 | Commercial, Existing, Retail, Base DX Packaged System, EER=11.2, 10 tons, ECM-338, Hybrid Dessicant-HP System | See Note 1 | 0 | 0 | See Note 2
1244 | Commercial, Existing, FoodStore, Base DX Packaged System, EER=11.2, 10 tons, ECM-338, Hybrid Dessicant-HP System | See Note 1 | 0 | 0 | See Note 2
1245 | Commercial, Existing, School, Base DX Packaged System, EER=11.2, 10 tons, ECM-338, Hybrid Dessicant-HP System | See Note 1 | 0 | 0 | See Note 2
1246 | Commercial, Existing, College, Base DX Packaged System, EER=11.2, 10 tons, ECM-338, Hybrid Dessicant-HP System | See Note 1 | 0 | 0 | See Note 2
1247 | Commercial, Existing, Hospital, Base DX Packaged System, EER=11.2, 10 tons, ECM-338, Hybrid Dessicant-HP System | See Note 1 | 0 | 0 | See Note 2
1248 | Commercial, Existing, Other Health, Base DX Packaged System, EER=11.2, 10 tons, ECM-338, Hybrid Dessicant-HP System | See Note 1 | 0 | 0 | See Note 2
1249 | Commercial, Existing, Warehouse, Base DX Packaged System, EER=11.2, 10 tons, ECM-338, Hybrid Dessicant-HP System | See Note 1 | 0 | 0 | See Note 2
1250 | Commercial, Existing, Hotel, Base DX Packaged System, EER=11.2, 10 tons, ECM-338, Hybrid Dessicant-HP System | See Note 1 | 0 | 0 | See Note 2
1251 | Commercial, Existing, Other, Base DX Packaged System, EER=11.2, 10 tons, ECM-338, Hybrid Dessicant-HP System | See Note 1 | 0 | 0 | See Note 2
1252 | Commercial, Existing, Office, Packaged HP System, EER=11.2, 10 tons, ECM-341, Packaged HP System, EER=11.7, 10 tons | See Note 1 | 0 | 0 | See Note 2
1253 | Commercial, Existing, Restaurant, Packaged HP System, EER=11.2, 10 tons, ECM-341, Packaged HP System, EER=11.7, 10 tons | See Note 1 | 0 | 0 | See Note 2
1254 | Commercial, Existing, Retail, Packaged HP System, EER=11.2, 10 tons, ECM-341, Packaged HP System, EER=11.7, 10 tons | See Note 1 | 0 | 0 | See Note 2
1255 | Commercial, Existing, FoodStore, Packaged HP System, EER=11.2, 10 tons, ECM-341, Packaged HP System, EER=11.7, 10 tons | See Note 1 | 0 | 0 | See Note 2
1256 | Commercial, Existing, School, Packaged HP System, EER=11.2, 10 tons, ECM-341, Packaged HP System, EER=11.7, 10 tons | See Note 1 | 0 | 0 | See Note 2
1257 | Commercial, Existing, College, Packaged HP System, EER=11.2, 10 tons, ECM-341, Packaged HP System, EER=11.7, 10 tons | See Note 1 | 0 | 0 | See Note 2
1258 | Commercial, Existing, Hospital, Packaged HP System, EER=11.2, 10 tons, ECM-341, Packaged HP System, EER=11.7, 10 tons | See Note 1 | 0 | 0 | See Note 2
1259 | Commercial, Existing, Other Health, Packaged HP System, EER=11.2, 10 tons, ECM-341, Packaged HP System, EER=11.7, 10 tons | See Note 1 | 0 | 0 | See Note 2
1260 | Commercial, Existing, Warehouse, Packaged HP System, EER=11.2, 10 tons, ECM-341, Packaged HP System, EER=11.7, 10 tons | See Note 1 | 0 | 0 | See Note 2
1261 | Commercial, Existing, Hotel, Packaged HP System, EER=11.2, 10 tons, ECM-341, Packaged HP System, EER=11.7, 10 tons | See Note 1 | 0 | 0 | See Note 2
1262 | Commercial, Existing, Other, Packaged HP System, EER=11.2, 10 tons, ECM-341, Packaged HP System, EER=11.7, 10 tons | See Note 1 | 0 | 0 | See Note 2
1263 | Commercial, Existing, Office, Packaged HP System, EER=11.2, 10 tons, ECM-342, Geothermal Heat Pump, EER=13, 10 tons | See Note 1 | 0 | 0 | See Note 2
1264 | Commercial, Existing, Restaurant, Packaged HP System, EER=11.2, 10 tons, ECM-342, Geothermal Heat Pump, EER=13, 10 tons | See Note 1 | 0 | 0 | See Note 2
1265 | Commercial, Existing, Retail, Packaged HP System, EER=11.2, 10 tons, ECM-342, Geothermal Heat Pump, EER=13, 10 tons | See Note 1 | 0 | 0 | See Note 2
1266 | Commercial, Existing, FoodStore, Packaged HP System, EER=11.2, 10 tons, ECM-342, Geothermal Heat Pump, EER=13, 10 tons | See Note 1 | 0 | 0 | See Note 2
1267 | Commercial, Existing, School, Packaged HP System, EER=11.2, 10 tons, ECM-342, Geothermal Heat Pump, EER=13, 10 tons | See Note 1 | 0 | 0 | See Note 2
1268 | Commercial, Existing, College, Packaged HP System, EER=11.2, 10 tons, ECM-342, Geothermal Heat Pump, EER=13, 10 tons | See Note 1 | 0 | 0 | See Note 2
1269 | Commercial, Existing, Hospital, Packaged HP System, EER=11.2, 10 tons, ECM-342, Geothermal Heat Pump, EER=13, 10 tons | See Note 1 | 0 | 0 | See Note 2
1270 | Commercial, Existing, Other Health, Packaged HP System, EER=11.2, 10 tons, ECM-342, Geothermal Heat Pump, EER=13, 10 tons | See Note 1 | 0 | 0 | See Note 2
1271 | Commercial, Existing, Warehouse, Packaged HP System, EER=11.2, 10 tons, ECM-342, Geothermal Heat Pump, EER=13, 10 tons | See Note 1 | 0 | 0 | See Note 2
1272 | Commercial, Existing, Hotel, Packaged HP System, EER=11.2, 10 tons, ECM-342, Geothermal Heat Pump, EER=13, 10 tons | See Note 1 | 0 | 0 | See Note 2
1273 | Commercial, Existing, Other, Packaged HP System, EER=11.2, 10 tons, ECM-342, Geothermal Heat Pump, EER=13, 10 tons | See Note 1 | 0 | 0 | See Note 2
1274 | Commercial, Existing, Office, Packaged HP System, EER=11.2, 10 tons, ECM-344, Aerosole Duct Sealing | See Note 1 | 0 | 0 | See Note 2
1275 | Commercial, Existing, Restaurant, Packaged HP System, EER=11.2, 10 tons, ECM-344, Aerosole Duct Sealing | See Note 1 | 0 | 0 | See Note 2
1276 | Commercial, Existing, Retail, Packaged HP System, EER=11.2, 10 tons, ECM-344, Aerosole Duct Sealing | See Note 1 | 0 | 0 | See Note 2
1277 | Commercial, Existing, FoodStore, Packaged HP System, EER=11.2, 10 tons, ECM-344, Aerosole Duct Sealing | See Note 1 | 0 | 0 | See Note 2
1278 | Commercial, Existing, School, Packaged HP System, EER=11.2, 10 tons, ECM-344, Aerosole Duct Sealing | See Note 1 | 0 | 0 | See Note 2
1279 | Commercial, Existing, College, Packaged HP System, EER=11.2, 10 tons, ECM-344, Aerosole Duct Sealing | See Note 1 | 0 | 0 | See Note 2
1280 | Commercial, Existing, Hospital, Packaged HP System, EER=11.2, 10 tons, ECM-344, Aerosole Duct Sealing | See Note 1 | 0 | 0 | See Note 2
1281 | Commercial, Existing, Other Health, Packaged HP System, EER=11.2, 10 tons, ECM-344, Aerosole Duct Sealing | See Note 1 | 0 | 0 | See Note 2
1282 | Commercial, Existing, Warehouse, Packaged HP System, EER=11.2, 10 tons, ECM-344, Aerosole Duct Sealing | See Note 1 | 0 | 0 | See Note 2
1283 | Commercial, Existing, Hotel, Packaged HP System, EER=11.2, 10 tons, ECM-344, Aerosole Duct Sealing | See Note 1 | 0 | 0 | See Note 2
1284 | Commercial, Existing, Other, Packaged HP System, EER=11.2, 10 tons, ECM-344, Aerosole Duct Sealing | See Note 1 | 0 | 0 | See Note 2
1285 | Commercial, Existing, Office, Packaged HP System, EER=11.2, 10 tons, ECM-345, Duct/Pipe Insulation | See Note 1 | 0 | 0 | See Note 2
1286 | Commercial, Existing, Restaurant, Packaged HP System, EER=11.2, 10 tons, ECM-345, Duct/Pipe Insulation | See Note 1 | 0 | 0 | See Note 2
1287 | Commercial, Existing, Retail, Packaged HP System, EER=11.2, 10 tons, ECM-345, Duct/Pipe Insulation | See Note 1 | 0 | 0 | See Note 2
1288 | Commercial, Existing, FoodStore, Packaged HP System, EER=11.2, 10 tons, ECM-345, Duct/Pipe Insulation | See Note 1 | 0 | 0 | See Note 2
1289 | Commercial, Existing, School, Packaged HP System, EER=11.2, 10 tons, ECM-345, Duct/Pipe Insulation | See Note 1 | 0 | 0 | See Note 2
1290 | Commercial, Existing, College, Packaged HP System, EER=11.2, 10 tons, ECM-345, Duct/Pipe Insulation | See Note 1 | 0 | 0 | See Note 2
1291 | Commercial, Existing, Hospital, Packaged HP System, EER=11.2, 10 tons, ECM-345, Duct/Pipe Insulation | See Note 1 | 0 | 0 | See Note 2
1292 | Commercial, Existing, Other Health, Packaged HP System, EER=11.2, 10 tons, ECM-345, Duct/Pipe Insulation | See Note 1 | 0 | 0 | See Note 2
1293 | Commercial, Existing, Warehouse, Packaged HP System, EER=11.2, 10 tons, ECM-345, Duct/Pipe Insulation | See Note 1 | 0 | 0 | See Note 2
1294 | Commercial, Existing, Hotel, Packaged HP System, EER=11.2, 10 tons, ECM-345, Duct/Pipe Insulation | See Note 1 | 0 | 0 | See Note 2
1295 | Commercial, Existing, Other, Packaged HP System, EER=11.2, 10 tons, ECM-345, Duct/Pipe Insulation | See Note 1 | 0 | 0 | See Note 2
1296 | Commercial, Existing, Office, Packaged HP System, EER=11.2, 10 tons, ECM-347, Window Film (Standard) | See Note 1 | 0 | 0 | See Note 2
1297 | Commercial, Existing, Restaurant, Packaged HP System, EER=11.2, 10 tons, ECM-347, Window Film (Standard) | See Note 1 | 12021.6445 | 633.0229 | See Note 2
1298 | Commercial, Existing, Retail, Packaged HP System, EER=11.2, 10 tons, ECM-347, Window Film (Standard) | See Note 1 | 0 | 0 | See Note 2
1299 | Commercial, Existing, FoodStore, Packaged HP System, EER=11.2, 10 tons, ECM-347, Window Film (Standard) | See Note 1 | 94.9894 | 4.919 | See Note 2
1300 | Commercial, Existing, School, Packaged HP System, EER=11.2, 10 tons, ECM-347, Window Film (Standard) | See Note 1 | 0 | 0 | See Note 2
1301 | Commercial, Existing, College, Packaged HP System, EER=11.2, 10 tons, ECM-347, Window Film (Standard) | See Note 1 | 0 | 0 | See Note 2
1302 | Commercial, Existing, Hospital, Packaged HP System, EER=11.2, 10 tons, ECM-347, Window Film (Standard) | See Note 1 | 31.532 | 3.4896 | See Note 2
1303 | Commercial, Existing, Other Health, Packaged HP System, EER=11.2, 10 tons, ECM-347, Window Film (Standard) | See Note 1 | 275.8112 | 16.7788 | See Note 2
1304 | Commercial, Existing, Warehouse, Packaged HP System, EER=11.2, 10 tons, ECM-347, Window Film (Standard) | See Note 1 | 0 | 0 | See Note 2
1305 | Commercial, Existing, Hotel, Packaged HP System, EER=11.2, 10 tons, ECM-347, Window Film (Standard) | See Note 1 | 85.0669 | 5.4523 | See Note 2
1306 | Commercial, Existing, Other, Packaged HP System, EER=11.2, 10 tons, ECM-347, Window Film (Standard) | See Note 1 | 0 | 0 | See Note 2
1307 | Commercial, Existing, Office, Packaged HP System, EER=11.2, 10 tons, ECM-349, Ceiling Insulation | See Note 1 | 2874.6099 | 544.8008 | See Note 2
1308 | Commercial, Existing, Restaurant, Packaged HP System, EER=11.2, 10 tons, ECM-349, Ceiling Insulation | See Note 1 | 16271.6261 | 1297.1985 | See Note 2
1309 | Commercial, Existing, Retail, Packaged HP System, EER=11.2, 10 tons, ECM-349, Ceiling Insulation | See Note 1 | 638.5593 | 115.7489 | See Note 2
1310 | Commercial, Existing, FoodStore, Packaged HP System, EER=11.2, 10 tons, ECM-349, Ceiling Insulation | See Note 1 | 195.4901 | 17.6024 | See Note 2
1311 | Commercial, Existing, School, Packaged HP System, EER=11.2, 10 tons, ECM-349, Ceiling Insulation | See Note 1 | 265.3403 | 45.6883 | See Note 2
1312 | Commercial, Existing, College, Packaged HP System, EER=11.2, 10 tons, ECM-349, Ceiling Insulation | See Note 1 | 18.0978 | 4.2149 | See Note 2
1313 | Commercial, Existing, Hospital, Packaged HP System, EER=11.2, 10 tons, ECM-349, Ceiling Insulation | See Note 1 | 329.2723 | 23.2356 | See Note 2
1314 | Commercial, Existing, Other Health, Packaged HP System, EER=11.2, 10 tons, ECM-349, Ceiling Insulation | See Note 1 | 654.9288 | 80.6075 | See Note 2
1315 | Commercial, Existing, Warehouse, Packaged HP System, EER=11.2, 10 tons, ECM-349, Ceiling Insulation | See Note 1 | 0 | 0 | See Note 2
1316 | Commercial, Existing, Hotel, Packaged HP System, EER=11.2, 10 tons, ECM-349, Ceiling Insulation | See Note 1 | 108.6312 | 14.1233 | See Note 2
1317 | Commercial, Existing, Other, Packaged HP System, EER=11.2, 10 tons, ECM-349, Ceiling Insulation | See Note 1 | 0 | 0 | See Note 2
1318 | Commercial, Existing, Office, Packaged HP System, EER=11.2, 10 tons, ECM-350, Roof Insulation | See Note 1 | 3745.2648 | 856.1309 | See Note 2
1319 | Commercial, Existing, Restaurant, Packaged HP System, EER=11.2, 10 tons, ECM-350, Roof Insulation | See Note 1 | 7300.7852 | 819.2638 | See Note 2
1320 | Commercial, Existing, Retail, Packaged HP System, EER=11.2, 10 tons, ECM-350, Roof Insulation | See Note 1 | 813.4354 | 177.988 | See Note 2
1321 | Commercial, Existing, FoodStore, Packaged HP System, EER=11.2, 10 tons, ECM-350, Roof Insulation | See Note 1 | 115.3299 | 13.607 | See Note 2
1322 | Commercial, Existing, School, Packaged HP System, EER=11.2, 10 tons, ECM-350, Roof Insulation | See Note 1 | 328.449 | 68.3464 | See Note 2
1323 | Commercial, Existing, College, Packaged HP System, EER=11.2, 10 tons, ECM-350, Roof Insulation | See Note 1 | 0 | 0 | See Note 2
1324 | Commercial, Existing, Hospital, Packaged HP System, EER=11.2, 10 tons, ECM-350, Roof Insulation | See Note 1 | 82.4035 | 10.9233 | See Note 2
1325 | Commercial, Existing, Other Health, Packaged HP System, EER=11.2, 10 tons, ECM-350, Roof Insulation | See Note 1 | 612.7208 | 92.7632 | See Note 2
1326 | Commercial, Existing, Warehouse, Packaged HP System, EER=11.2, 10 tons, ECM-350, Roof Insulation | See Note 1 | 0 | 0 | See Note 2
1327 | Commercial, Existing, Hotel, Packaged HP System, EER=11.2, 10 tons, ECM-350, Roof Insulation | See Note 1 | 107.7516 | 17.1511 | See Note 2
1328 | Commercial, Existing, Other, Packaged HP System, EER=11.2, 10 tons, ECM-350, Roof Insulation | See Note 1 | 0 | 0 | See Note 2
1329 | Commercial, Existing, Office, Packaged HP System, EER=11.2, 10 tons, ECM-351, Cool Roof - DX | See Note 1 | 0 | 0 | See Note 2
1330 | Commercial, Existing, Restaurant, Packaged HP System, EER=11.2, 10 tons, ECM-351, Cool Roof - DX | See Note 1 | 24337.3854 | 7033.2661 | See Note 2
1331 | Commercial, Existing, Retail, Packaged HP System, EER=11.2, 10 tons, ECM-351, Cool Roof - DX | See Note 1 | 0 | 0 | See Note 2
1332 | Commercial, Existing, FoodStore, Packaged HP System, EER=11.2, 10 tons, ECM-351, Cool Roof - DX | See Note 1 | 514.6712 | 136.2265 | See Note 2
1333 | Commercial, Existing, School, Packaged HP System, EER=11.2, 10 tons, ECM-351, Cool Roof - DX | See Note 1 | 0 | 0 | See Note 2
1334 | Commercial, Existing, College, Packaged HP System, EER=11.2, 10 tons, ECM-351, Cool Roof - DX | See Note 1 | 0 | 0 | See Note 2
1335 | Commercial, Existing, Hospital, Packaged HP System, EER=11.2, 10 tons, ECM-351, Cool Roof - DX | See Note 1 | -40.7971 | 77.1266 | See Note 2
1336 | Commercial, Existing, Other Health, Packaged HP System, EER=11.2, 10 tons, ECM-351, Cool Roof - DX | See Note 1 | 0 | 0 | See Note 2
1337 | Commercial, Existing, Warehouse, Packaged HP System, EER=11.2, 10 tons, ECM-351, Cool Roof - DX | See Note 1 | 0 | 0 | See Note 2
1338 | Commercial, Existing, Hotel, Packaged HP System, EER=11.2, 10 tons, ECM-351, Cool Roof - DX | See Note 1 | 0 | 0 | See Note 2
1339 | Commercial, Existing, Other, Packaged HP System, EER=11.2, 10 tons, ECM-351, Cool Roof - DX | See Note 1 | 0 | 0 | See Note 2
1340 | Commercial, Existing, Office, Base PTAC, 1 ton, ECM-361, HE PTAC, EER=9.6, 1 ton | See Note 1 | 11860.016 | 1031.7645 | See Note 2
1341 | Commercial, Existing, Restaurant, Base PTAC, 1 ton, ECM-361, HE PTAC, EER=9.6, 1 ton | See Note 1 | 34737.3023 | 2190.896 | See Note 2
1342 | Commercial, Existing, Retail, Base PTAC, 1 ton, ECM-361, HE PTAC, EER=9.6, 1 ton | See Note 1 | 24890.3266 | 1666.5163 | See Note 2
1343 | Commercial, Existing, FoodStore, Base PTAC, 1 ton, ECM-361, HE PTAC, EER=9.6, 1 ton | See Note 1 | 0 | 0 | See Note 2
1344 | Commercial, Existing, School, Base PTAC, 1 ton, ECM-361, HE PTAC, EER=9.6, 1 ton | See Note 1 | 2114.202 | 182.6872 | See Note 2
1345 | Commercial, Existing, College, Base PTAC, 1 ton, ECM-361, HE PTAC, EER=9.6, 1 ton | See Note 1 | 1233.9275 | 107.9744 | See Note 2
1346 | Commercial, Existing, Hospital, Base PTAC, 1 ton, ECM-361, HE PTAC, EER=9.6, 1 ton | See Note 1 | 1279.5932 | 74.4571 | See Note 2
1347 | Commercial, Existing, Other Health, Base PTAC, 1 ton, ECM-361, HE PTAC, EER=9.6, 1 ton | See Note 1 | 8341.6443 | 737.3564 | See Note 2
1348 | Commercial, Existing, Warehouse, Base PTAC, 1 ton, ECM-361, HE PTAC, EER=9.6, 1 ton | See Note 1 | 0 | 0 | See Note 2
1349 | Commercial, Existing, Hotel, Base PTAC, 1 ton, ECM-361, HE PTAC, EER=9.6, 1 ton | See Note 1 | 7351.2399 | 427.7541 | See Note 2
1350 | Commercial, Existing, Other, Base PTAC, 1 ton, ECM-361, HE PTAC, EER=9.6, 1 ton | See Note 1 | 0 | 0 | See Note 2
1351 | Commercial, Existing, Office, Base PTAC, 1 ton, ECM-362, Occupancy Sensor | See Note 1 | 0 | 0 | See Note 2
1352 | Commercial, Existing, Restaurant, Base PTAC, 1 ton, ECM-362, Occupancy Sensor | See Note 1 | 219085.7342 | 39481.3197 | See Note 2
1353 | Commercial, Existing, Retail, Base PTAC, 1 ton, ECM-362, Occupancy Sensor | See Note 1 | 142486.8699 | 28340.3148 | See Note 2
1354 | Commercial, Existing, FoodStore, Base PTAC, 1 ton, ECM-362, Occupancy Sensor | See Note 1 | 0 | 0 | See Note 2
1355 | Commercial, Existing, School, Base PTAC, 1 ton, ECM-362, Occupancy Sensor | See Note 1 | 0 | 0 | See Note 2
1356 | Commercial, Existing, College, Base PTAC, 1 ton, ECM-362, Occupancy Sensor | See Note 1 | 0 | 0 | See Note 2
1357 | Commercial, Existing, Hospital, Base PTAC, 1 ton, ECM-362, Occupancy Sensor | See Note 1 | 8494.7494 | 1349.8003 | See Note 2
1358 | Commercial, Existing, Other Health, Base PTAC, 1 ton, ECM-362, Occupancy Sensor | See Note 1 | 0 | 0 | See Note 2
1359 | Commercial, Existing, Warehouse, Base PTAC, 1 ton, ECM-362, Occupancy Sensor | See Note 1 | 0 | 0 | See Note 2
1360 | Commercial, Existing, Hotel, Base PTAC, 1 ton, ECM-362, Occupancy Sensor | See Note 1 | 48802.1566 | 7754.5538 | See Note 2
1361 | Commercial, Existing, Other, Base PTAC, 1 ton, ECM-362, Occupancy Sensor | See Note 1 | 0 | 0 | See Note 2
1362 | Commercial, Existing, Office, Base Fan Motor, 15hp, 1800rpm, 91.0%, ECM-401, High Efficiency Fan Motor, 15hp, 1800rpm, 92.4% | See Note 1 | 0 | 0 | See Note 2
1363 | Commercial, Existing, Restaurant, Base Fan Motor, 15hp, 1800rpm, 91.0%, ECM-401, High Efficiency Fan Motor, 15hp, 1800rpm, 92.4% | See Note 1 | 0 | 0 | See Note 2
1364 | Commercial, Existing, Retail, Base Fan Motor, 15hp, 1800rpm, 91.0%, ECM-401, High Efficiency Fan Motor, 15hp, 1800rpm, 92.4% | See Note 1 | 0 | 0 | See Note 2
1365 | Commercial, Existing, FoodStore, Base Fan Motor, 15hp, 1800rpm, 91.0%, ECM-401, High Efficiency Fan Motor, 15hp, 1800rpm, 92.4% | See Note 1 | 0 | 0 | See Note 2
1366 | Commercial, Existing, School, Base Fan Motor, 15hp, 1800rpm, 91.0%, ECM-401, High Efficiency Fan Motor, 15hp, 1800rpm, 92.4% | See Note 1 | 0 | 0 | See Note 2
1367 | Commercial, Existing, College, Base Fan Motor, 15hp, 1800rpm, 91.0%, ECM-401, High Efficiency Fan Motor, 15hp, 1800rpm, 92.4% | See Note 1 | 0 | 0 | See Note 2
1368 | Commercial, Existing, Hospital, Base Fan Motor, 15hp, 1800rpm, 91.0%, ECM-401, High Efficiency Fan Motor, 15hp, 1800rpm, 92.4% | See Note 1 | 0 | 0 | See Note 2
1369 | Commercial, Existing, Other Health, Base Fan Motor, 15hp, 1800rpm, 91.0%, ECM-401, High Efficiency Fan Motor, 15hp, 1800rpm, 92.4% | See Note 1 | 0 | 0 | See Note 2
1370 | Commercial, Existing, Warehouse, Base Fan Motor, 15hp, 1800rpm, 91.0%, ECM-401, High Efficiency Fan Motor, 15hp, 1800rpm, 92.4% | See Note 1 | 0 | 0 | See Note 2
1371 | Commercial, Existing, Hotel, Base Fan Motor, 15hp, 1800rpm, 91.0%, ECM-401, High Efficiency Fan Motor, 15hp, 1800rpm, 92.4% | See Note 1 | 0 | 0 | See Note 2
1372 | Commercial, Existing, Other, Base Fan Motor, 15hp, 1800rpm, 91.0%, ECM-401, High Efficiency Fan Motor, 15hp, 1800rpm, 92.4% | See Note 1 | 0 | 0 | See Note 2
1373 | Commercial, Existing, Office, Base Fan Motor, 15hp, 1800rpm, 91.0%, ECM-402, Variable Speed Drive Control | See Note 1 | 221561.476 | 45962.0322 | See Note 2
1374 | Commercial, Existing, Restaurant, Base Fan Motor, 15hp, 1800rpm, 91.0%, ECM-402, Variable Speed Drive Control | See Note 1 | 0 | 0 | See Note 2
1375 | Commercial, Existing, Retail, Base Fan Motor, 15hp, 1800rpm, 91.0%, ECM-402, Variable Speed Drive Control | See Note 1 | 89993.1285 | 20650.6684 | See Note 2
1376 | Commercial, Existing, FoodStore, Base Fan Motor, 15hp, 1800rpm, 91.0%, ECM-402, Variable Speed Drive Control | See Note 1 | 0.0018 | 0.0013172 | See Note 2
1377 | Commercial, Existing, School, Base Fan Motor, 15hp, 1800rpm, 91.0%, ECM-402, Variable Speed Drive Control | See Note 1 | 24907.3455 | 5320.8839 | See Note 2
1378 | Commercial, Existing, College, Base Fan Motor, 15hp, 1800rpm, 91.0%, ECM-402, Variable Speed Drive Control | See Note 1 | 33922.7201 | 7598.0839 | See Note 2
1379 | Commercial, Existing, Hospital, Base Fan Motor, 15hp, 1800rpm, 91.0%, ECM-402, Variable Speed Drive Control | See Note 1 | -99864.9892 | 5960.6921 | See Note 2
1380 | Commercial, Existing, Other Health, Base Fan Motor, 15hp, 1800rpm, 91.0%, ECM-402, Variable Speed Drive Control | See Note 1 | 0 | 0 | See Note 2
1381 | Commercial, Existing, Warehouse, Base Fan Motor, 15hp, 1800rpm, 91.0%, ECM-402, Variable Speed Drive Control | See Note 1 | 0 | 0 | See Note 2
1382 | Commercial, Existing, Hotel, Base Fan Motor, 15hp, 1800rpm, 91.0%, ECM-402, Variable Speed Drive Control | See Note 1 | 0 | 0 | See Note 2
1383 | Commercial, Existing, Other, Base Fan Motor, 15hp, 1800rpm, 91.0%, ECM-402, Variable Speed Drive Control | See Note 1 | 66534.4132 | 13918.7775 | See Note 2
1384 | Commercial, Existing, Office, Base Fan Motor, 15hp, 1800rpm, 91.0%, ECM-403, Air Handler Optimization | See Note 1 | 52448.6294 | 3866.7331 | See Note 2
1385 | Commercial, Existing, Restaurant, Base Fan Motor, 15hp, 1800rpm, 91.0%, ECM-403, Air Handler Optimization | See Note 1 | 80541.4989 | 4861.9751 | See Note 2
1386 | Commercial, Existing, Retail, Base Fan Motor, 15hp, 1800rpm, 91.0%, ECM-403, Air Handler Optimization | See Note 1 | 48153.1706 | 3635.1101 | See Note 2
1387 | Commercial, Existing, FoodStore, Base Fan Motor, 15hp, 1800rpm, 91.0%, ECM-403, Air Handler Optimization | See Note 1 | 482.5741 | 101.9531 | See Note 2
1388 | Commercial, Existing, School, Base Fan Motor, 15hp, 1800rpm, 91.0%, ECM-403, Air Handler Optimization | See Note 1 | 9942.7166 | 620.366 | See Note 2
1389 | Commercial, Existing, College, Base Fan Motor, 15hp, 1800rpm, 91.0%, ECM-403, Air Handler Optimization | See Note 1 | 8324.4177 | 529.3039 | See Note 2
1390 | Commercial, Existing, Hospital, Base Fan Motor, 15hp, 1800rpm, 91.0%, ECM-403, Air Handler Optimization | See Note 1 | -24971.5875 | 87.8446 | See Note 2
1391 | Commercial, Existing, Other Health, Base Fan Motor, 15hp, 1800rpm, 91.0%, ECM-403, Air Handler Optimization | See Note 1 | 24721.1356 | 1458.0872 | See Note 2
1392 | Commercial, Existing, Warehouse, Base Fan Motor, 15hp, 1800rpm, 91.0%, ECM-403, Air Handler Optimization | See Note 1 | 0 | 0 | See Note 2
1393 | Commercial, Existing, Hotel, Base Fan Motor, 15hp, 1800rpm, 91.0%, ECM-403, Air Handler Optimization | See Note 1 | 12110.3242 | 942.4636 | See Note 2
1394 | Commercial, Existing, Other, Base Fan Motor, 15hp, 1800rpm, 91.0%, ECM-403, Air Handler Optimization | See Note 1 | 0 | 0 | See Note 2
1395 | Commercial, Existing, Office, Base Fan Motor, 15hp, 1800rpm, 91.0%, ECM-404, Electronically Commutated Motors (ECM) on an Air Handler Unit | See Note 1 | 15715.7941 | 1346.2837 | See Note 2
1396 | Commercial, Existing, Restaurant, Base Fan Motor, 15hp, 1800rpm, 91.0%, ECM-404, Electronically Commutated Motors (ECM) on an Air Handler Unit | See Note 1 | 6280.0737 | 629.6717 | See Note 2
1397 | Commercial, Existing, Retail, Base Fan Motor, 15hp, 1800rpm, 91.0%, ECM-404, Electronically Commutated Motors (ECM) on an Air Handler Unit | See Note 1 | 27172.5208 | 1862.0029 | See Note 2
1398 | Commercial, Existing, FoodStore, Base Fan Motor, 15hp, 1800rpm, 91.0%, ECM-404, Electronically Commutated Motors (ECM) on an Air Handler Unit | See Note 1 | 507.5116 | 37.1203 | See Note 2
1399 | Commercial, Existing, School, Base Fan Motor, 15hp, 1800rpm, 91.0%, ECM-404, Electronically Commutated Motors (ECM) on an Air Handler Unit | See Note 1 | 926.2167 | 90.2545 | See Note 2
1400 | Commercial, Existing, College, Base Fan Motor, 15hp, 1800rpm, 91.0%, ECM-404, Electronically Commutated Motors (ECM) on an Air Handler Unit | See Note 1 | 3211.8744 | 213.9437 | See Note 2
1401 | Commercial, Existing, Hospital, Base Fan Motor, 15hp, 1800rpm, 91.0%, ECM-404, Electronically Commutated Motors (ECM) on an Air Handler Unit | See Note 1 | 25835.8939 | 1178.9862 | See Note 2
1402 | Commercial, Existing, Other Health, Base Fan Motor, 15hp, 1800rpm, 91.0%, ECM-404, Electronically Commutated Motors (ECM) on an Air Handler Unit | See Note 1 | 1298.1814 | 145.4788 | See Note 2
1403 | Commercial, Existing, Warehouse, Base Fan Motor, 15hp, 1800rpm, 91.0%, ECM-404, Electronically Commutated Motors (ECM) on an Air Handler Unit | See Note 1 | 4132.961 | 363.321 | See Note 2
1404 | Commercial, Existing, Hotel, Base Fan Motor, 15hp, 1800rpm, 91.0%, ECM-404, Electronically Commutated Motors (ECM) on an Air Handler Unit | See Note 1 | 5646.1096 | 424.8764 | See Note 2
1405 | Commercial, Existing, Other, Base Fan Motor, 15hp, 1800rpm, 91.0%, ECM-404, Electronically Commutated Motors (ECM) on an Air Handler Unit | See Note 1 | 9047.76 | 680.1794 | See Note 2
1406 | Commercial, Existing, Office, Base Fan Motor, 15hp, 1800rpm, 91.0%, ECM-405, Demand Control Ventilation (DCV) | See Note 1 | 0 | 0 | See Note 2
1407 | Commercial, Existing, Restaurant, Base Fan Motor, 15hp, 1800rpm, 91.0%, ECM-405, Demand Control Ventilation (DCV) | See Note 1 | 0 | 0 | See Note 2
1408 | Commercial, Existing, Retail, Base Fan Motor, 15hp, 1800rpm, 91.0%, ECM-405, Demand Control Ventilation (DCV) | See Note 1 | 0 | 0 | See Note 2
1409 | Commercial, Existing, FoodStore, Base Fan Motor, 15hp, 1800rpm, 91.0%, ECM-405, Demand Control Ventilation (DCV) | See Note 1 | 0 | 0 | See Note 2
1410 | Commercial, Existing, School, Base Fan Motor, 15hp, 1800rpm, 91.0%, ECM-405, Demand Control Ventilation (DCV) | See Note 1 | 0 | 0 | See Note 2
1411 | Commercial, Existing, College, Base Fan Motor, 15hp, 1800rpm, 91.0%, ECM-405, Demand Control Ventilation (DCV) | See Note 1 | 0 | 0 | See Note 2
1412 | Commercial, Existing, Hospital, Base Fan Motor, 15hp, 1800rpm, 91.0%, ECM-405, Demand Control Ventilation (DCV) | See Note 1 | 0 | 0 | See Note 2
1413 | Commercial, Existing, Other Health, Base Fan Motor, 15hp, 1800rpm, 91.0%, ECM-405, Demand Control Ventilation (DCV) | See Note 1 | 0 | 0 | See Note 2
1414 | Commercial, Existing, Warehouse, Base Fan Motor, 15hp, 1800rpm, 91.0%, ECM-405, Demand Control Ventilation (DCV) | See Note 1 | 0 | 0 | See Note 2
1415 | Commercial, Existing, Hotel, Base Fan Motor, 15hp, 1800rpm, 91.0%, ECM-405, Demand Control Ventilation (DCV) | See Note 1 | 0 | 0 | See Note 2
1416 | Commercial, Existing, Other, Base Fan Motor, 15hp, 1800rpm, 91.0%, ECM-405, Demand Control Ventilation (DCV) | See Note 1 | 0 | 0 | See Note 2
1417 | Commercial, Existing, Office, Base Fan Motor, 15hp, 1800rpm, 91.0%, ECM-406, Energy Recovery Ventilation (ERV) | See Note 1 | 0 | 0 | See Note 2
1418 | Commercial, Existing, Restaurant, Base Fan Motor, 15hp, 1800rpm, 91.0%, ECM-406, Energy Recovery Ventilation (ERV) | See Note 1 | 0 | 0 | See Note 2
1419 | Commercial, Existing, Retail, Base Fan Motor, 15hp, 1800rpm, 91.0%, ECM-406, Energy Recovery Ventilation (ERV) | See Note 1 | 0 | 0 | See Note 2
1420 | Commercial, Existing, FoodStore, Base Fan Motor, 15hp, 1800rpm, 91.0%, ECM-406, Energy Recovery Ventilation (ERV) | See Note 1 | 0 | 0 | See Note 2
1421 | Commercial, Existing, School, Base Fan Motor, 15hp, 1800rpm, 91.0%, ECM-406, Energy Recovery Ventilation (ERV) | See Note 1 | 0 | 0 | See Note 2
1422 | Commercial, Existing, College, Base Fan Motor, 15hp, 1800rpm, 91.0%, ECM-406, Energy Recovery Ventilation (ERV) | See Note 1 | 0 | 0 | See Note 2
1423 | Commercial, Existing, Hospital, Base Fan Motor, 15hp, 1800rpm, 91.0%, ECM-406, Energy Recovery Ventilation (ERV) | See Note 1 | 0 | 0 | See Note 2
1424 | Commercial, Existing, Other Health, Base Fan Motor, 15hp, 1800rpm, 91.0%, ECM-406, Energy Recovery Ventilation (ERV) | See Note 1 | 0 | 0 | See Note 2
1425 | Commercial, Existing, Warehouse, Base Fan Motor, 15hp, 1800rpm, 91.0%, ECM-406, Energy Recovery Ventilation (ERV) | See Note 1 | 0 | 0 | See Note 2
1426 | Commercial, Existing, Hotel, Base Fan Motor, 15hp, 1800rpm, 91.0%, ECM-406, Energy Recovery Ventilation (ERV) | See Note 1 | 0 | 0 | See Note 2
1427 | Commercial, Existing, Other, Base Fan Motor, 15hp, 1800rpm, 91.0%, ECM-406, Energy Recovery Ventilation (ERV) | See Note 1 | 0 | 0 | See Note 2
1428 | Commercial, Existing, Office, Base Fan Motor, 15hp, 1800rpm, 91.0%, ECM-407, Separate Makeup Air / Exhaust Hoods AC | See Note 1 | 0 | 0 | See Note 2
1429 | Commercial, Existing, Restaurant, Base Fan Motor, 15hp, 1800rpm, 91.0%, ECM-407, Separate Makeup Air / Exhaust Hoods AC | See Note 1 | 0 | 0 | See Note 2
1430 | Commercial, Existing, Retail, Base Fan Motor, 15hp, 1800rpm, 91.0%, ECM-407, Separate Makeup Air / Exhaust Hoods AC | See Note 1 | 0 | 0 | See Note 2
1431 | Commercial, Existing, FoodStore, Base Fan Motor, 15hp, 1800rpm, 91.0%, ECM-407, Separate Makeup Air / Exhaust Hoods AC | See Note 1 | 0 | 0 | See Note 2
1432 | Commercial, Existing, School, Base Fan Motor, 15hp, 1800rpm, 91.0%, ECM-407, Separate Makeup Air / Exhaust Hoods AC | See Note 1 | 0 | 0 | See Note 2
1433 | Commercial, Existing, College, Base Fan Motor, 15hp, 1800rpm, 91.0%, ECM-407, Separate Makeup Air / Exhaust Hoods AC | See Note 1 | 0 | 0 | See Note 2
1434 | Commercial, Existing, Hospital, Base Fan Motor, 15hp, 1800rpm, 91.0%, ECM-407, Separate Makeup Air / Exhaust Hoods AC | See Note 1 | 0 | 0 | See Note 2
1435 | Commercial, Existing, Other Health, Base Fan Motor, 15hp, 1800rpm, 91.0%, ECM-407, Separate Makeup Air / Exhaust Hoods AC | See Note 1 | 0 | 0 | See Note 2
1436 | Commercial, Existing, Warehouse, Base Fan Motor, 15hp, 1800rpm, 91.0%, ECM-407, Separate Makeup Air / Exhaust Hoods AC | See Note 1 | 0 | 0 | See Note 2
1437 | Commercial, Existing, Hotel, Base Fan Motor, 15hp, 1800rpm, 91.0%, ECM-407, Separate Makeup Air / Exhaust Hoods AC | See Note 1 | 0 | 0 | See Note 2
1438 | Commercial, Existing, Other, Base Fan Motor, 15hp, 1800rpm, 91.0%, ECM-407, Separate Makeup Air / Exhaust Hoods AC | See Note 1 | 0 | 0 | See Note 2
1439 | Commercial, Existing, FoodStore, Base Refrigeration System, ECM-501, High-efficiency fan motors | See Note 1 | 25912.7764 | 5408.8902 | See Note 2
1440 | Commercial, New, FoodStore, Base Refrigeration System, ECM-501, Refrigeration 10% More Efficient Design | See Note 1 | 89.0677 | 5.4321 | See Note 2
1441 | Commercial, Existing, FoodStore, Base Refrigeration System, ECM-502, Strip curtains for walk-ins | See Note 1 | 0 | 0 | See Note 2
1442 | Commercial, New, FoodStore, Base Refrigeration System, ECM-502, Refrigeration 20% More Efficient Design | See Note 1 | 852.8014 | 109.575 | See Note 2
1443 | Commercial, Existing, FoodStore, Base Refrigeration System, ECM-503, Night covers for display cases | See Note 1 | 0 | 0 | See Note 2
1444 | Commercial, Existing, FoodStore, Base Refrigeration System, ECM-504, Evaporator fan controller for MT walk-ins | See Note 1 | 0 | 0 | See Note 2
1445 | Commercial, Existing, FoodStore, Base Refrigeration System, ECM-505, Efficient compressor motor | See Note 1 | 0 | 0 | See Note 2
1446 | Commercial, Existing, FoodStore, Base Refrigeration System, ECM-506, Compressor VSD retrofit | See Note 1 | 2671.2541 | 335.5311 | See Note 2
1447 | Commercial, Existing, FoodStore, Base Refrigeration System, ECM-507, Floating head pressure controls | See Note 1 | 0 | 0 | See Note 2
1448 | Commercial, Existing, FoodStore, Base Refrigeration System, ECM-508, Refrigeration Commissioning | See Note 1 | 0 | 0 | See Note 2
1449 | Commercial, Existing, FoodStore, Base Refrigeration System, ECM-509, Demand Hot Gas Defrost | See Note 1 | 0 | 0 | See Note 2
1450 | Commercial, Existing, FoodStore, Base Refrigeration System, ECM-510, Demand Defrost Electric | See Note 1 | 0 | 0 | See Note 2
1451 | Commercial, Existing, FoodStore, Base Refrigeration System, ECM-511, Anti-sweat (humidistat) controls | See Note 1 | 0 | 0 | See Note 2
1452 | Commercial, Existing, FoodStore, Base Refrigeration System, ECM-513, High R-Value Glass Doors | See Note 1 | 0 | 0 | See Note 2
1453 | Commercial, Existing, FoodStore, Base Refrigeration System, ECM-514, Multiplex Compressor System | See Note 1 | 0 | 0 | See Note 2
1454 | Commercial, Existing, FoodStore, Base Refrigeration System, ECM-515, Oversized Air Cooled Condenser | See Note 1 | 8155.9772 | 758.2232 | See Note 2
1455 | Commercial, Existing, FoodStore, Base Refrigeration System, ECM-516, Freezer-Cooler Replacement Gaskets | See Note 1 | 0 | 0 | See Note 2
1456 | Commercial, Existing, FoodStore, Base Refrigeration System, ECM-517, LED Display Lighting | See Note 1 | 0 | 0 | See Note 2
1457 | Commercial, Existing, Office, Base Ice Maker, ECM-551, Efficient Ice Maker | See Note 1 | 0 | 0 | See Note 2
1458 | Commercial, Existing, Restaurant, Base Ice Maker, ECM-551, Efficient Ice Maker | See Note 1 | 0 | 0 | See Note 2
1459 | Commercial, Existing, Retail, Base Ice Maker, ECM-551, Efficient Ice Maker | See Note 1 | 0 | 0 | See Note 2
1460 | Commercial, Existing, FoodStore, Base Ice Maker, ECM-551, Efficient Ice Maker | See Note 1 | 0 | 0 | See Note 2
1461 | Commercial, Existing, School, Base Ice Maker, ECM-551, Efficient Ice Maker | See Note 1 | 0 | 0 | See Note 2
1462 | Commercial, Existing, College, Base Ice Maker, ECM-551, Efficient Ice Maker | See Note 1 | 0 | 0 | See Note 2
1463 | Commercial, Existing, Hospital, Base Ice Maker, ECM-551, Efficient Ice Maker | See Note 1 | 0 | 0 | See Note 2
1464 | Commercial, Existing, Other Health, Base Ice Maker, ECM-551, Efficient Ice Maker | See Note 1 | 0 | 0 | See Note 2
1465 | Commercial, Existing, Warehouse, Base Ice Maker, ECM-551, Efficient Ice Maker | See Note 1 | 0 | 0 | See Note 2
1466 | Commercial, Existing, Hotel, Base Ice Maker, ECM-551, Efficient Ice Maker | See Note 1 | 0 | 0 | See Note 2
1467 | Commercial, Existing, Other, Base Ice Maker, ECM-551, Efficient Ice Maker | See Note 1 | 0 | 0 | See Note 2
1468 | Commercial, Existing, Office, Base Water Heater, ECM-601, High Efficiency Water Heater (electric) | See Note 1 | 0 | 0 | See Note 2
1469 | Commercial, Existing, Restaurant, Base Water Heater, ECM-601, High Efficiency Water Heater (electric) | See Note 1 | 0 | 0 | See Note 2
1470 | Commercial, Existing, Retail, Base Water Heater, ECM-601, High Efficiency Water Heater (electric) | See Note 1 | 0 | 0 | See Note 2
1471 | Commercial, Existing, FoodStore, Base Water Heater, ECM-601, High Efficiency Water Heater (electric) | See Note 1 | 0 | 0 | See Note 2
1472 | Commercial, Existing, School, Base Water Heater, ECM-601, High Efficiency Water Heater (electric) | See Note 1 | 0 | 0 | See Note 2
1473 | Commercial, Existing, College, Base Water Heater, ECM-601, High Efficiency Water Heater (electric) | See Note 1 | 303.0283 | 43.3713 | See Note 2
1474 | Commercial, Existing, Hospital, Base Water Heater, ECM-601, High Efficiency Water Heater (electric) | See Note 1 | 118.6033 | 8.4301 | See Note 2
1475 | Commercial, Existing, Other Health, Base Water Heater, ECM-601, High Efficiency Water Heater (electric) | See Note 1 | 463.9184 | 117.6893 | See Note 2
1476 | Commercial, Existing, Warehouse, Base Water Heater, ECM-601, High Efficiency Water Heater (electric) | See Note 1 | 0 | 0 | See Note 2
1477 | Commercial, Existing, Hotel, Base Water Heater, ECM-601, High Efficiency Water Heater (electric) | See Note 1 | 0 | 0 | See Note 2
1478 | Commercial, Existing, Other, Base Water Heater, ECM-601, High Efficiency Water Heater (electric) | See Note 1 | 0 | 0 | See Note 2
1479 | Commercial, Existing, Office, Base Water Heater, ECM-603, Heat Pump Water Heater (air source) | See Note 1 | 918.7239 | 194.8388 | See Note 2
1480 | Commercial, Existing, Restaurant, Base Water Heater, ECM-603, Heat Pump Water Heater (air source) | See Note 1 | 3156.7297 | 576.2816 | See Note 2
1481 | Commercial, Existing, Retail, Base Water Heater, ECM-603, Heat Pump Water Heater (air source) | See Note 1 | 0 | 0 | See Note 2
1482 | Commercial, Existing, FoodStore, Base Water Heater, ECM-603, Heat Pump Water Heater (air source) | See Note 1 | 0 | 0 | See Note 2
1483 | Commercial, Existing, School, Base Water Heater, ECM-603, Heat Pump Water Heater (air source) | See Note 1 | 8644.0023 | 509.816 | See Note 2
1484 | Commercial, Existing, College, Base Water Heater, ECM-603, Heat Pump Water Heater (air source) | See Note 1 | 4135.1806 | 304.0829 | See Note 2
1485 | Commercial, Existing, Hospital, Base Water Heater, ECM-603, Heat Pump Water Heater (air source) | See Note 1 | 1738.8778 | 97.2834 | See Note 2
1486 | Commercial, Existing, Other Health, Base Water Heater, ECM-603, Heat Pump Water Heater (air source) | See Note 1 | 4246.7664 | 541.5798 | See Note 2
1487 | Commercial, Existing, Warehouse, Base Water Heater, ECM-603, Heat Pump Water Heater (air source) | See Note 1 | 0 | 0 | See Note 2
1488 | Commercial, Existing, Hotel, Base Water Heater, ECM-603, Heat Pump Water Heater (air source) | See Note 1 | 2568.5624 | 361.3904 | See Note 2
1489 | Commercial, Existing, Other, Base Water Heater, ECM-603, Heat Pump Water Heater (air source) | See Note 1 | 1314.3359 | 213.7624 | See Note 2
1490 | Commercial, Existing, Office, Base Water Heater, ECM-604, Solar Water Heater | See Note 1 | 0 | 0 | See Note 2
1491 | Commercial, Existing, Restaurant, Base Water Heater, ECM-604, Solar Water Heater | See Note 1 | 0 | 0 | See Note 2
1492 | Commercial, Existing, Retail, Base Water Heater, ECM-604, Solar Water Heater | See Note 1 | 0 | 0 | See Note 2
1493 | Commercial, Existing, FoodStore, Base Water Heater, ECM-604, Solar Water Heater | See Note 1 | 0 | 0 | See Note 2
1494 | Commercial, Existing, School, Base Water Heater, ECM-604, Solar Water Heater | See Note 1 | 0 | 0 | See Note 2
1495 | Commercial, Existing, College, Base Water Heater, ECM-604, Solar Water Heater | See Note 1 | 0 | 0 | See Note 2
1496 | Commercial, Existing, Hospital, Base Water Heater, ECM-604, Solar Water Heater | See Note 1 | 0 | 0 | See Note 2
1497 | Commercial, Existing, Other Health, Base Water Heater, ECM-604, Solar Water Heater | See Note 1 | 0 | 0 | See Note 2
1498 | Commercial, Existing, Warehouse, Base Water Heater, ECM-604, Solar Water Heater | See Note 1 | 0 | 0 | See Note 2
1499 | Commercial, Existing, Hotel, Base Water Heater, ECM-604, Solar Water Heater | See Note 1 | 0 | 0 | See Note 2
1500 | Commercial, Existing, Other, Base Water Heater, ECM-604, Solar Water Heater | See Note 1 | 0 | 0 | See Note 2
1501 | Commercial, Existing, Office, Base Water Heater, ECM-606, Demand controlled circulating systems | See Note 1 | 0 | 0 | See Note 2
1502 | Commercial, Existing, Restaurant, Base Water Heater, ECM-606, Demand controlled circulating systems | See Note 1 | 0 | 0 | See Note 2
1503 | Commercial, Existing, Retail, Base Water Heater, ECM-606, Demand controlled circulating systems | See Note 1 | 0 | 0 | See Note 2
1504 | Commercial, Existing, FoodStore, Base Water Heater, ECM-606, Demand controlled circulating systems | See Note 1 | 0 | 0 | See Note 2
1505 | Commercial, Existing, School, Base Water Heater, ECM-606, Demand controlled circulating systems | See Note 1 | 0 | 0 | See Note 2
1506 | Commercial, Existing, College, Base Water Heater, ECM-606, Demand controlled circulating systems | See Note 1 | -1350.5229 | 3.3297 | See Note 2
1507 | Commercial, Existing, Hospital, Base Water Heater, ECM-606, Demand controlled circulating systems | See Note 1 | -37.6655 | 0.12968 | See Note 2
1508 | Commercial, Existing, Other Health, Base Water Heater, ECM-606, Demand controlled circulating systems | See Note 1 | -2726.73 | 52.0726 | See Note 2
1509 | Commercial, Existing, Warehouse, Base Water Heater, ECM-606, Demand controlled circulating systems | See Note 1 | 0 | 0 | See Note 2
1510 | Commercial, Existing, Hotel, Base Water Heater, ECM-606, Demand controlled circulating systems | See Note 1 | 0 | 0 | See Note 2
1511 | Commercial, Existing, Other, Base Water Heater, ECM-606, Demand controlled circulating systems | See Note 1 | 0 | 0 | See Note 2
1512 | Commercial, Existing, Office, Base Water Heater, ECM-608, Heat Recovery Unit | See Note 1 | 0 | 0 | See Note 2
1513 | Commercial, Existing, Restaurant, Base Water Heater, ECM-608, Heat Recovery Unit | See Note 1 | -240391.9938 | 894.2329 | See Note 2
1514 | Commercial, Existing, Retail, Base Water Heater, ECM-608, Heat Recovery Unit | See Note 1 | 0 | 0 | See Note 2
1515 | Commercial, Existing, FoodStore, Base Water Heater, ECM-608, Heat Recovery Unit | See Note 1 | 517.3556 | 66.3349 | See Note 2
1516 | Commercial, Existing, School, Base Water Heater, ECM-608, Heat Recovery Unit | See Note 1 | 0 | 0 | See Note 2
1517 | Commercial, Existing, College, Base Water Heater, ECM-608, Heat Recovery Unit | See Note 1 | 0 | 0 | See Note 2
1518 | Commercial, Existing, Hospital, Base Water Heater, ECM-608, Heat Recovery Unit | See Note 1 | 2254.7765 | 186.2962 | See Note 2
1519 | Commercial, Existing, Other Health, Base Water Heater, ECM-608, Heat Recovery Unit | See Note 1 | -41405.6066 | 91.5514 | See Note 2
1520 | Commercial, Existing, Warehouse, Base Water Heater, ECM-608, Heat Recovery Unit | See Note 1 | 0 | 0 | See Note 2
1521 | Commercial, Existing, Hotel, Base Water Heater, ECM-608, Heat Recovery Unit | See Note 1 | -97961.6379 | 1453.9765 | See Note 2
1522 | Commercial, Existing, Other, Base Water Heater, ECM-608, Heat Recovery Unit | See Note 1 | 0 | 0 | See Note 2
1523 | Commercial, Existing, Office, Base Water Heater, ECM-609, Heat Trap | See Note 1 | 0 | 0 | See Note 2
1524 | Commercial, Existing, Restaurant, Base Water Heater, ECM-609, Heat Trap | See Note 1 | 0 | 0 | See Note 2
1525 | Commercial, Existing, Retail, Base Water Heater, ECM-609, Heat Trap | See Note 1 | 0 | 0 | See Note 2
1526 | Commercial, Existing, FoodStore, Base Water Heater, ECM-609, Heat Trap | See Note 1 | 0 | 0 | See Note 2
1527 | Commercial, Existing, School, Base Water Heater, ECM-609, Heat Trap | See Note 1 | 0 | 0 | See Note 2
1528 | Commercial, Existing, College, Base Water Heater, ECM-609, Heat Trap | See Note 1 | 0 | 0 | See Note 2
1529 | Commercial, Existing, Hospital, Base Water Heater, ECM-609, Heat Trap | See Note 1 | 0 | 0 | See Note 2
1530 | Commercial, Existing, Other Health, Base Water Heater, ECM-609, Heat Trap | See Note 1 | 0 | 0 | See Note 2
1531 | Commercial, Existing, Warehouse, Base Water Heater, ECM-609, Heat Trap | See Note 1 | 0 | 0 | See Note 2
1532 | Commercial, Existing, Hotel, Base Water Heater, ECM-609, Heat Trap | See Note 1 | 0 | 0 | See Note 2
1533 | Commercial, Existing, Other, Base Water Heater, ECM-609, Heat Trap | See Note 1 | 0 | 0 | See Note 2
1534 | Commercial, Existing, Office, Base Water Heater, ECM-610, Hot Water Pipe Insulation | See Note 1 | 0 | 0 | See Note 2
1535 | Commercial, Existing, Restaurant, Base Water Heater, ECM-610, Hot Water Pipe Insulation | See Note 1 | 0 | 0 | See Note 2
1536 | Commercial, Existing, Retail, Base Water Heater, ECM-610, Hot Water Pipe Insulation | See Note 1 | 0 | 0 | See Note 2
1537 | Commercial, Existing, FoodStore, Base Water Heater, ECM-610, Hot Water Pipe Insulation | See Note 1 | 0 | 0 | See Note 2
1538 | Commercial, Existing, School, Base Water Heater, ECM-610, Hot Water Pipe Insulation | See Note 1 | 0 | 0 | See Note 2
1539 | Commercial, Existing, College, Base Water Heater, ECM-610, Hot Water Pipe Insulation | See Note 1 | 0 | 0 | See Note 2
1540 | Commercial, Existing, Hospital, Base Water Heater, ECM-610, Hot Water Pipe Insulation | See Note 1 | 4.008 | 6.6466 | See Note 2
1541 | Commercial, Existing, Other Health, Base Water Heater, ECM-610, Hot Water Pipe Insulation | See Note 1 | 0 | 0 | See Note 2
1542 | Commercial, Existing, Warehouse, Base Water Heater, ECM-610, Hot Water Pipe Insulation | See Note 1 | 0 | 0 | See Note 2
1543 | Commercial, Existing, Hotel, Base Water Heater, ECM-610, Hot Water Pipe Insulation | See Note 1 | 0 | 0 | See Note 2
1544 | Commercial, Existing, Other, Base Water Heater, ECM-610, Hot Water Pipe Insulation | See Note 1 | 0 | 0 | See Note 2
1545 | Commercial, Existing, Office, Base Water Heater, ECM-611, Faucet Aerator (0.5 gpm) | See Note 1 | 43132.1095 | 3849.5722 | See Note 2
1546 | Commercial, Existing, Restaurant, Base Water Heater, ECM-611, Faucet Aerator (0.5 gpm) | See Note 1 | 47121.9334 | 3151.2914 | See Note 2
1547 | Commercial, Existing, Retail, Base Water Heater, ECM-611, Faucet Aerator (0.5 gpm) | See Note 1 | 4024.2043 | 1219.9409 | See Note 2
1548 | Commercial, Existing, FoodStore, Base Water Heater, ECM-611, Faucet Aerator (0.5 gpm) | See Note 1 | -326.3531 | 0.71444 | See Note 2
1549 | Commercial, Existing, School, Base Water Heater, ECM-611, Faucet Aerator (0.5 gpm) | See Note 1 | 0 | 0 | See Note 2
1550 | Commercial, Existing, College, Base Water Heater, ECM-611, Faucet Aerator (0.5 gpm) | See Note 1 | 0 | 0 | See Note 2
1551 | Commercial, Existing, Hospital, Base Water Heater, ECM-611, Faucet Aerator (0.5 gpm) | See Note 1 | 0 | 0 | See Note 2
1552 | Commercial, Existing, Other Health, Base Water Heater, ECM-611, Faucet Aerator (0.5 gpm) | See Note 1 | 0 | 0 | See Note 2
1553 | Commercial, Existing, Warehouse, Base Water Heater, ECM-611, Faucet Aerator (0.5 gpm) | See Note 1 | 0 | 0 | See Note 2
1554 | Commercial, Existing, Hotel, Base Water Heater, ECM-611, Faucet Aerator (0.5 gpm) | See Note 1 | 0 | 0 | See Note 2
1555 | Commercial, Existing, Other, Base Water Heater, ECM-611, Faucet Aerator (0.5 gpm) | See Note 1 | -7881.9345 | 1574.3271 | See Note 2
1556 | Commercial, Existing, Office, Base Desktop PC, ECM-701, PC Manual Power Management Enabling | See Note 1 | 0 | 0 | See Note 2
1557 | Commercial, Existing, Restaurant, Base Desktop PC, ECM-701, PC Manual Power Management Enabling | See Note 1 | 0 | 0 | See Note 2
1558 | Commercial, Existing, Retail, Base Desktop PC, ECM-701, PC Manual Power Management Enabling | See Note 1 | 0 | 0 | See Note 2
1559 | Commercial, Existing, FoodStore, Base Desktop PC, ECM-701, PC Manual Power Management Enabling | See Note 1 | 0 | 0 | See Note 2
1560 | Commercial, Existing, School, Base Desktop PC, ECM-701, PC Manual Power Management Enabling | See Note 1 | 0 | 0 | See Note 2
1561 | Commercial, Existing, College, Base Desktop PC, ECM-701, PC Manual Power Management Enabling | See Note 1 | 0 | 0 | See Note 2
1562 | Commercial, Existing, Hospital, Base Desktop PC, ECM-701, PC Manual Power Management Enabling | See Note 1 | 0 | 0 | See Note 2
1563 | Commercial, Existing, Other Health, Base Desktop PC, ECM-701, PC Manual Power Management Enabling | See Note 1 | 0 | 0 | See Note 2
1564 | Commercial, Existing, Warehouse, Base Desktop PC, ECM-701, PC Manual Power Management Enabling | See Note 1 | 0 | 0 | See Note 2
1565 | Commercial, Existing, Hotel, Base Desktop PC, ECM-701, PC Manual Power Management Enabling | See Note 1 | 0 | 0 | See Note 2
1566 | Commercial, Existing, Other, Base Desktop PC, ECM-701, PC Manual Power Management Enabling | See Note 1 | 0 | 0 | See Note 2
1567 | Commercial, Existing, Office, Base Desktop PC, ECM-702, PC Network Power Management Enabling | See Note 1 | 0 | 0 | See Note 2
1568 | Commercial, Existing, Restaurant, Base Desktop PC, ECM-702, PC Network Power Management Enabling | See Note 1 | 0 | 0 | See Note 2
1569 | Commercial, Existing, Retail, Base Desktop PC, ECM-702, PC Network Power Management Enabling | See Note 1 | 0 | 0 | See Note 2
1570 | Commercial, Existing, FoodStore, Base Desktop PC, ECM-702, PC Network Power Management Enabling | See Note 1 | 0 | 0 | See Note 2
1571 | Commercial, Existing, School, Base Desktop PC, ECM-702, PC Network Power Management Enabling | See Note 1 | 0 | 0 | See Note 2
1572 | Commercial, Existing, College, Base Desktop PC, ECM-702, PC Network Power Management Enabling | See Note 1 | 0 | 0 | See Note 2
1573 | Commercial, Existing, Hospital, Base Desktop PC, ECM-702, PC Network Power Management Enabling | See Note 1 | 0 | 0 | See Note 2
1574 | Commercial, Existing, Other Health, Base Desktop PC, ECM-702, PC Network Power Management Enabling | See Note 1 | 0 | 0 | See Note 2
1575 | Commercial, Existing, Warehouse, Base Desktop PC, ECM-702, PC Network Power Management Enabling | See Note 1 | 0 | 0 | See Note 2
1576 | Commercial, Existing, Hotel, Base Desktop PC, ECM-702, PC Network Power Management Enabling | See Note 1 | 0 | 0 | See Note 2
1577 | Commercial, Existing, Other, Base Desktop PC, ECM-702, PC Network Power Management Enabling | See Note 1 | 0 | 0 | See Note 2
1578 | Commercial, Existing, Office, Base Monitor CRT, ECM-711, Energy Star or Better Monitor | See Note 1 | 0 | 0 | See Note 2
1579 | Commercial, Existing, Restaurant, Base Monitor CRT, ECM-711, Energy Star or Better Monitor | See Note 1 | 0 | 0 | See Note 2
1580 | Commercial, Existing, Retail, Base Monitor CRT, ECM-711, Energy Star or Better Monitor | See Note 1 | 0 | 0 | See Note 2
1581 | Commercial, Existing, FoodStore, Base Monitor CRT, ECM-711, Energy Star or Better Monitor | See Note 1 | 0 | 0 | See Note 2
1582 | Commercial, Existing, School, Base Monitor CRT, ECM-711, Energy Star or Better Monitor | See Note 1 | 0 | 0 | See Note 2
1583 | Commercial, Existing, College, Base Monitor CRT, ECM-711, Energy Star or Better Monitor | See Note 1 | 0 | 0 | See Note 2
1584 | Commercial, Existing, Hospital, Base Monitor CRT, ECM-711, Energy Star or Better Monitor | See Note 1 | 0 | 0 | See Note 2
1585 | Commercial, Existing, Other Health, Base Monitor CRT, ECM-711, Energy Star or Better Monitor | See Note 1 | 0 | 0 | See Note 2
1586 | Commercial, Existing, Warehouse, Base Monitor CRT, ECM-711, Energy Star or Better Monitor | See Note 1 | 0 | 0 | See Note 2
1587 | Commercial, Existing, Hotel, Base Monitor CRT, ECM-711, Energy Star or Better Monitor | See Note 1 | 0 | 0 | See Note 2
1588 | Commercial, Existing, Other, Base Monitor CRT, ECM-711, Energy Star or Better Monitor | See Note 1 | 0 | 0 | See Note 2
1589 | Commercial, Existing, Office, Base Monitor CRT, ECM-712, Monitor Power Management Enabling | See Note 1 | 0 | 0 | See Note 2
1590 | Commercial, Existing, Restaurant, Base Monitor CRT, ECM-712, Monitor Power Management Enabling | See Note 1 | 0 | 0 | See Note 2
1591 | Commercial, Existing, Retail, Base Monitor CRT, ECM-712, Monitor Power Management Enabling | See Note 1 | 0 | 0 | See Note 2
1592 | Commercial, Existing, FoodStore, Base Monitor CRT, ECM-712, Monitor Power Management Enabling | See Note 1 | 0 | 0 | See Note 2
1593 | Commercial, Existing, School, Base Monitor CRT, ECM-712, Monitor Power Management Enabling | See Note 1 | 0 | 0 | See Note 2
1594 | Commercial, Existing, College, Base Monitor CRT, ECM-712, Monitor Power Management Enabling | See Note 1 | 0 | 0 | See Note 2
1595 | Commercial, Existing, Hospital, Base Monitor CRT, ECM-712, Monitor Power Management Enabling | See Note 1 | 0 | 0 | See Note 2
1596 | Commercial, Existing, Other Health, Base Monitor CRT, ECM-712, Monitor Power Management Enabling | See Note 1 | 0 | 0 | See Note 2
1597 | Commercial, Existing, Warehouse, Base Monitor CRT, ECM-712, Monitor Power Management Enabling | See Note 1 | 0 | 0 | See Note 2
1598 | Commercial, Existing, Hotel, Base Monitor CRT, ECM-712, Monitor Power Management Enabling | See Note 1 | 0 | 0 | See Note 2
1599 | Commercial, Existing, Other, Base Monitor CRT, ECM-712, Monitor Power Management Enabling | See Note 1 | 0 | 0 | See Note 2
1600 | Commercial, Existing, Office, Base Monitor LCD, ECM-721, Energy Star or Better Monitor | See Note 1 | 0 | 0 | See Note 2
1601 | Commercial, Existing, Restaurant, Base Monitor LCD, ECM-721, Energy Star or Better Monitor | See Note 1 | 0 | 0 | See Note 2
1602 | Commercial, Existing, Retail, Base Monitor LCD, ECM-721, Energy Star or Better Monitor | See Note 1 | 0 | 0 | See Note 2
1603 | Commercial, Existing, FoodStore, Base Monitor LCD, ECM-721, Energy Star or Better Monitor | See Note 1 | 0 | 0 | See Note 2
1604 | Commercial, Existing, School, Base Monitor LCD, ECM-721, Energy Star or Better Monitor | See Note 1 | 0 | 0 | See Note 2
1605 | Commercial, Existing, College, Base Monitor LCD, ECM-721, Energy Star or Better Monitor | See Note 1 | 0 | 0 | See Note 2
1606 | Commercial, Existing, Hospital, Base Monitor LCD, ECM-721, Energy Star or Better Monitor | See Note 1 | 0 | 0 | See Note 2
1607 | Commercial, Existing, Other Health, Base Monitor LCD, ECM-721, Energy Star or Better Monitor | See Note 1 | 0 | 0 | See Note 2
1608 | Commercial, Existing, Warehouse, Base Monitor LCD, ECM-721, Energy Star or Better Monitor | See Note 1 | 0 | 0 | See Note 2
1609 | Commercial, Existing, Hotel, Base Monitor LCD, ECM-721, Energy Star or Better Monitor | See Note 1 | 0 | 0 | See Note 2
1610 | Commercial, Existing, Other, Base Monitor LCD, ECM-721, Energy Star or Better Monitor | See Note 1 | 0 | 0 | See Note 2
1611 | Commercial, Existing, Office, Base Monitor LCD, ECM-722, Monitor Power Management Enabling | See Note 1 | 0 | 0 | See Note 2
1612 | Commercial, Existing, Restaurant, Base Monitor LCD, ECM-722, Monitor Power Management Enabling | See Note 1 | 0 | 0 | See Note 2
1613 | Commercial, Existing, Retail, Base Monitor LCD, ECM-722, Monitor Power Management Enabling | See Note 1 | 0 | 0 | See Note 2
1614 | Commercial, Existing, FoodStore, Base Monitor LCD, ECM-722, Monitor Power Management Enabling | See Note 1 | 0 | 0 | See Note 2
1615 | Commercial, Existing, School, Base Monitor LCD, ECM-722, Monitor Power Management Enabling | See Note 1 | 0 | 0 | See Note 2
1616 | Commercial, Existing, College, Base Monitor LCD, ECM-722, Monitor Power Management Enabling | See Note 1 | 0 | 0 | See Note 2
1617 | Commercial, Existing, Hospital, Base Monitor LCD, ECM-722, Monitor Power Management Enabling | See Note 1 | 0 | 0 | See Note 2
1618 | Commercial, Existing, Other Health, Base Monitor LCD, ECM-722, Monitor Power Management Enabling | See Note 1 | 0 | 0 | See Note 2
1619 | Commercial, Existing, Warehouse, Base Monitor LCD, ECM-722, Monitor Power Management Enabling | See Note 1 | 0 | 0 | See Note 2
1620 | Commercial, Existing, Hotel, Base Monitor LCD, ECM-722, Monitor Power Management Enabling | See Note 1 | 0 | 0 | See Note 2
1621 | Commercial, Existing, Other, Base Monitor LCD, ECM-722, Monitor Power Management Enabling | See Note 1 | 0 | 0 | See Note 2
1622 | Commercial, Existing, Office, Base Copier, ECM-731, Energy Star or Better Copier | See Note 1 | 0 | 0 | See Note 2
1623 | Commercial, Existing, Restaurant, Base Copier, ECM-731, Energy Star or Better Copier | See Note 1 | 0 | 0 | See Note 2
1624 | Commercial, Existing, Retail, Base Copier, ECM-731, Energy Star or Better Copier | See Note 1 | 0 | 0 | See Note 2
1625 | Commercial, Existing, FoodStore, Base Copier, ECM-731, Energy Star or Better Copier | See Note 1 | 0 | 0 | See Note 2
1626 | Commercial, Existing, School, Base Copier, ECM-731, Energy Star or Better Copier | See Note 1 | 0 | 0 | See Note 2
1627 | Commercial, Existing, College, Base Copier, ECM-731, Energy Star or Better Copier | See Note 1 | 0 | 0 | See Note 2
1628 | Commercial, Existing, Hospital, Base Copier, ECM-731, Energy Star or Better Copier | See Note 1 | 0 | 0 | See Note 2
1629 | Commercial, Existing, Other Health, Base Copier, ECM-731, Energy Star or Better Copier | See Note 1 | 0 | 0 | See Note 2
1630 | Commercial, Existing, Warehouse, Base Copier, ECM-731, Energy Star or Better Copier | See Note 1 | 0 | 0 | See Note 2
1631 | Commercial, Existing, Hotel, Base Copier, ECM-731, Energy Star or Better Copier | See Note 1 | 0 | 0 | See Note 2
1632 | Commercial, Existing, Other, Base Copier, ECM-731, Energy Star or Better Copier | See Note 1 | 0 | 0 | See Note 2
1633 | Commercial, Existing, Office, Base Copier, ECM-732, Copier Power Management Enabling | See Note 1 | 4272.4366 | 107.0186 | See Note 2
1634 | Commercial, Existing, Restaurant, Base Copier, ECM-732, Copier Power Management Enabling | See Note 1 | 509.9065 | 12.7725 | See Note 2
1635 | Commercial, Existing, Retail, Base Copier, ECM-732, Copier Power Management Enabling | See Note 1 | 918.3362 | 23.0032 | See Note 2
1636 | Commercial, Existing, FoodStore, Base Copier, ECM-732, Copier Power Management Enabling | See Note 1 | 8.412 | 0.21068 | See Note 2
1637 | Commercial, Existing, School, Base Copier, ECM-732, Copier Power Management Enabling | See Note 1 | 115.1175 | 2.8835 | See Note 2
1638 | Commercial, Existing, College, Base Copier, ECM-732, Copier Power Management Enabling | See Note 1 | 167.1103 | 4.1859 | See Note 2
1639 | Commercial, Existing, Hospital, Base Copier, ECM-732, Copier Power Management Enabling | See Note 1 | 76.6305 | 1.9195 | See Note 2
1640 | Commercial, Existing, Other Health, Base Copier, ECM-732, Copier Power Management Enabling | See Note 1 | 126.4082 | 3.1666 | See Note 2
1641 | Commercial, Existing, Warehouse, Base Copier, ECM-732, Copier Power Management Enabling | See Note 1 | 1528.2535 | 38.2807 | See Note 2
1642 | Commercial, Existing, Hotel, Base Copier, ECM-732, Copier Power Management Enabling | See Note 1 | 126.3615 | 3.1652 | See Note 2
1643 | Commercial, Existing, Other, Base Copier, ECM-732, Copier Power Management Enabling | See Note 1 | 595.1336 | 14.9072 | See Note 2
1644 | Commercial, Existing, Office, Base Printer, ECM-741, Printer Power Management Enabling | See Note 1 | 0 | 0 | See Note 2
1645 | Commercial, Existing, Restaurant, Base Printer, ECM-741, Printer Power Management Enabling | See Note 1 | 0 | 0 | See Note 2
1646 | Commercial, Existing, Retail, Base Printer, ECM-741, Printer Power Management Enabling | See Note 1 | 0 | 0 | See Note 2
1647 | Commercial, Existing, FoodStore, Base Printer, ECM-741, Printer Power Management Enabling | See Note 1 | 0 | 0 | See Note 2
1648 | Commercial, Existing, School, Base Printer, ECM-741, Printer Power Management Enabling | See Note 1 | 0 | 0 | See Note 2
1649 | Commercial, Existing, College, Base Printer, ECM-741, Printer Power Management Enabling | See Note 1 | 0 | 0 | See Note 2
1650 | Commercial, Existing, Hospital, Base Printer, ECM-741, Printer Power Management Enabling | See Note 1 | 0 | 0 | See Note 2
1651 | Commercial, Existing, Other Health, Base Printer, ECM-741, Printer Power Management Enabling | See Note 1 | 0 | 0 | See Note 2
1652 | Commercial, Existing, Warehouse, Base Printer, ECM-741, Printer Power Management Enabling | See Note 1 | 0 | 0 | See Note 2
1653 | Commercial, Existing, Hotel, Base Printer, ECM-741, Printer Power Management Enabling | See Note 1 | 0 | 0 | See Note 2
1654 | Commercial, Existing, Other, Base Printer, ECM-741, Printer Power Management Enabling | See Note 1 | 0 | 0 | See Note 2
1655 | Commercial, Existing, Office, Base Commercial Oven, ECM-801, Convection Oven | See Note 1 | 0 | 0 | See Note 2
1656 | Commercial, Existing, Restaurant, Base Commercial Oven, ECM-801, Convection Oven | See Note 1 | 0 | 0 | See Note 2
1657 | Commercial, Existing, Retail, Base Commercial Oven, ECM-801, Convection Oven | See Note 1 | 0 | 0 | See Note 2
1658 | Commercial, Existing, FoodStore, Base Commercial Oven, ECM-801, Convection Oven | See Note 1 | 0 | 0 | See Note 2
1659 | Commercial, Existing, School, Base Commercial Oven, ECM-801, Convection Oven | See Note 1 | 0 | 0 | See Note 2
1660 | Commercial, Existing, College, Base Commercial Oven, ECM-801, Convection Oven | See Note 1 | 0 | 0 | See Note 2
1661 | Commercial, Existing, Hospital, Base Commercial Oven, ECM-801, Convection Oven | See Note 1 | 0 | 0 | See Note 2
1662 | Commercial, Existing, Other Health, Base Commercial Oven, ECM-801, Convection Oven | See Note 1 | 0 | 0 | See Note 2
1663 | Commercial, Existing, Warehouse, Base Commercial Oven, ECM-801, Convection Oven | See Note 1 | 0 | 0 | See Note 2
1664 | Commercial, Existing, Hotel, Base Commercial Oven, ECM-801, Convection Oven | See Note 1 | 0 | 0 | See Note 2
1665 | Commercial, Existing, Other, Base Commercial Oven, ECM-801, Convection Oven | See Note 1 | 0 | 0 | See Note 2
1666 | Commercial, Existing, Office, Base Commercial Fryer, ECM-811, Efficient Fryer | See Note 1 | 0 | 0 | See Note 2
1667 | Commercial, Existing, Restaurant, Base Commercial Fryer, ECM-811, Efficient Fryer | See Note 1 | 0 | 0 | See Note 2
1668 | Commercial, Existing, Retail, Base Commercial Fryer, ECM-811, Efficient Fryer | See Note 1 | 0 | 0 | See Note 2
1669 | Commercial, Existing, FoodStore, Base Commercial Fryer, ECM-811, Efficient Fryer | See Note 1 | 0 | 0 | See Note 2
1670 | Commercial, Existing, School, Base Commercial Fryer, ECM-811, Efficient Fryer | See Note 1 | 0 | 0 | See Note 2
1671 | Commercial, Existing, College, Base Commercial Fryer, ECM-811, Efficient Fryer | See Note 1 | 0 | 0 | See Note 2
1672 | Commercial, Existing, Hospital, Base Commercial Fryer, ECM-811, Efficient Fryer | See Note 1 | 0 | 0 | See Note 2
1673 | Commercial, Existing, Other Health, Base Commercial Fryer, ECM-811, Efficient Fryer | See Note 1 | 0 | 0 | See Note 2
1674 | Commercial, Existing, Warehouse, Base Commercial Fryer, ECM-811, Efficient Fryer | See Note 1 | 0 | 0 | See Note 2
1675 | Commercial, Existing, Hotel, Base Commercial Fryer, ECM-811, Efficient Fryer | See Note 1 | 0 | 0 | See Note 2
1676 | Commercial, Existing, Other, Base Commercial Fryer, ECM-811, Efficient Fryer | See Note 1 | 0 | 0 | See Note 2
1677 | Commercial, Existing, Office, Base Holding Cabinet, ECM-821, Efficient Holding Cabinet | See Note 1 | 0 | 0 | See Note 2
1678 | Commercial, Existing, Restaurant, Base Holding Cabinet, ECM-821, Efficient Holding Cabinet | See Note 1 | 0 | 0 | See Note 2
1679 | Commercial, Existing, Retail, Base Holding Cabinet, ECM-821, Efficient Holding Cabinet | See Note 1 | 0 | 0 | See Note 2
1680 | Commercial, Existing, FoodStore, Base Holding Cabinet, ECM-821, Efficient Holding Cabinet | See Note 1 | 0 | 0 | See Note 2
1681 | Commercial, Existing, School, Base Holding Cabinet, ECM-821, Efficient Holding Cabinet | See Note 1 | 0 | 0 | See Note 2
1682 | Commercial, Existing, College, Base Holding Cabinet, ECM-821, Efficient Holding Cabinet | See Note 1 | 0 | 0 | See Note 2
1683 | Commercial, Existing, Hospital, Base Holding Cabinet, ECM-821, Efficient Holding Cabinet | See Note 1 | 0 | 0 | See Note 2
1684 | Commercial, Existing, Other Health, Base Holding Cabinet, ECM-821, Efficient Holding Cabinet | See Note 1 | 0 | 0 | See Note 2
1685 | Commercial, Existing, Warehouse, Base Holding Cabinet, ECM-821, Efficient Holding Cabinet | See Note 1 | 0 | 0 | See Note 2
1686 | Commercial, Existing, Hotel, Base Holding Cabinet, ECM-821, Efficient Holding Cabinet | See Note 1 | 0 | 0 | See Note 2
1687 | Commercial, Existing, Other, Base Holding Cabinet, ECM-821, Efficient Holding Cabinet | See Note 1 | 0 | 0 | See Note 2
1688 | Commercial, Existing, Office, Base Griddle, ECM-831, Efficient Griddle | See Note 1 | 0 | 0 | See Note 2
1689 | Commercial, Existing, Restaurant, Base Griddle, ECM-831, Efficient Griddle | See Note 1 | 0 | 0 | See Note 2
1690 | Commercial, Existing, Retail, Base Griddle, ECM-831, Efficient Griddle | See Note 1 | 0 | 0 | See Note 2
1691 | Commercial, Existing, FoodStore, Base Griddle, ECM-831, Efficient Griddle | See Note 1 | 0 | 0 | See Note 2
1692 | Commercial, Existing, School, Base Griddle, ECM-831, Efficient Griddle | See Note 1 | 0 | 0 | See Note 2
1693 | Commercial, Existing, College, Base Griddle, ECM-831, Efficient Griddle | See Note 1 | 0 | 0 | See Note 2
1694 | Commercial, Existing, Hospital, Base Griddle, ECM-831, Efficient Griddle | See Note 1 | 0 | 0 | See Note 2
1695 | Commercial, Existing, Other Health, Base Griddle, ECM-831, Efficient Griddle | See Note 1 | 0 | 0 | See Note 2
1696 | Commercial, Existing, Warehouse, Base Griddle, ECM-831, Efficient Griddle | See Note 1 | 0 | 0 | See Note 2
1697 | Commercial, Existing, Hotel, Base Griddle, ECM-831, Efficient Griddle | See Note 1 | 0 | 0 | See Note 2
1698 | Commercial, Existing, Other, Base Griddle, ECM-831, Efficient Griddle | See Note 1 | 0 | 0 | See Note 2
1699 | Commercial, Existing, Office, Base Steamer, ECM-841, Efficient Steamer | See Note 1 | 0 | 0 | See Note 2
1700 | Commercial, Existing, Restaurant, Base Steamer, ECM-841, Efficient Steamer | See Note 1 | 0 | 0 | See Note 2
1701 | Commercial, Existing, Retail, Base Steamer, ECM-841, Efficient Steamer | See Note 1 | 0 | 0 | See Note 2
1702 | Commercial, Existing, FoodStore, Base Steamer, ECM-841, Efficient Steamer | See Note 1 | 0 | 0 | See Note 2
1703 | Commercial, Existing, School, Base Steamer, ECM-841, Efficient Steamer | See Note 1 | 0 | 0 | See Note 2
1704 | Commercial, Existing, College, Base Steamer, ECM-841, Efficient Steamer | See Note 1 | 0 | 0 | See Note 2
1705 | Commercial, Existing, Hospital, Base Steamer, ECM-841, Efficient Steamer | See Note 1 | 0 | 0 | See Note 2
1706 | Commercial, Existing, Other Health, Base Steamer, ECM-841, Efficient Steamer | See Note 1 | 0 | 0 | See Note 2
1707 | Commercial, Existing, Warehouse, Base Steamer, ECM-841, Efficient Steamer | See Note 1 | 0 | 0 | See Note 2
1708 | Commercial, Existing, Hotel, Base Steamer, ECM-841, Efficient Steamer | See Note 1 | 0 | 0 | See Note 2
1709 | Commercial, Existing, Other, Base Steamer, ECM-841, Efficient Steamer | See Note 1 | 0 | 0 | See Note 2
1710 | Commercial, Existing, Office, Base Vending Machine, ECM-901, Vending Misers (cooled machines only) | See Note 1 | 0 | 0 | See Note 2
1711 | Commercial, Existing, Restaurant, Base Vending Machine, ECM-901, Vending Misers (cooled machines only) | See Note 1 | 0 | 0 | See Note 2
1712 | Commercial, Existing, Retail, Base Vending Machine, ECM-901, Vending Misers (cooled machines only) | See Note 1 | 0 | 0 | See Note 2
1713 | Commercial, Existing, FoodStore, Base Vending Machine, ECM-901, Vending Misers (cooled machines only) | See Note 1 | 0 | 0 | See Note 2
1714 | Commercial, Existing, School, Base Vending Machine, ECM-901, Vending Misers (cooled machines only) | See Note 1 | 0 | 0 | See Note 2
1715 | Commercial, Existing, College, Base Vending Machine, ECM-901, Vending Misers (cooled machines only) | See Note 1 | 0 | 0 | See Note 2
1716 | Commercial, Existing, Hospital, Base Vending Machine, ECM-901, Vending Misers (cooled machines only) | See Note 1 | 0 | 0 | See Note 2
1717 | Commercial, Existing, Other Health, Base Vending Machine, ECM-901, Vending Misers (cooled machines only) | See Note 1 | 0 | 0 | See Note 2
1718 | Commercial, Existing, Warehouse, Base Vending Machine, ECM-901, Vending Misers (cooled machines only) | See Note 1 | 0 | 0 | See Note 2
1719 | Commercial, Existing, Hotel, Base Vending Machine, ECM-901, Vending Misers (cooled machines only) | See Note 1 | 0 | 0 | See Note 2
1720 | Commercial, Existing, Other, Base Vending Machine, ECM-901, Vending Misers (cooled machines only) | See Note 1 | 0 | 0 | See Note 2
Industrial
1721 | Industrial, Existing, SIC20 Food, Base Compressed Air, ECM-101, Compressed Air-O&M | See Note 1 | 0 | 0 | See Note 2
1722 | Industrial, Existing, SIC22-23Textiles, Base Compressed Air, ECM-101, Compressed Air-O&M | See Note 1 | 0 | 0 | See Note 2
1723 | Industrial, Existing, SIC24-25 Lumber, Base Compressed Air, ECM-101, Compressed Air-O&M | See Note 1 | 0 | 0 | See Note 2
1724 | Industrial, Existing, SIC26 Paper, Base Compressed Air, ECM-101, Compressed Air-O&M | See Note 1 | 0 | 0 | See Note 2
1725 | Industrial, Existing, SIC27 Printing, Base Compressed Air, ECM-101, Compressed Air-O&M | See Note 1 | 0 | 0 | See Note 2
1726 | Industrial, Existing, SIC28 Chemicals, Base Compressed Air, ECM-101, Compressed Air-O&M | See Note 1 | 0 | 0 | See Note 2
1727 | Industrial, Existing, SIC29 Petroleum, Base Compressed Air, ECM-101, Compressed Air-O&M | See Note 1 | 0 | 0 | See Note 2
1728 | Industrial, Existing, SIC30 Rubber/Plastics, Base Compressed Air, ECM-101, Compressed Air-O&M | See Note 1 | 0 | 0 | See Note 2
1729 | Industrial, Existing, SIC32 Stone/Clay/Glass, Base Compressed Air, ECM-101, Compressed Air-O&M | See Note 1 | 0 | 0 | See Note 2
1730 | Industrial, Existing, SIC33 Primary Metals, Base Compressed Air, ECM-101, Compressed Air-O&M | See Note 1 | 0 | 0 | See Note 2
1731 | Industrial, Existing, SIC34 Fab Metals, Base Compressed Air, ECM-101, Compressed Air-O&M | See Note 1 | 0 | 0 | See Note 2
1732 | Industrial, Existing, SIC35 Ind Machinery, Base Compressed Air, ECM-101, Compressed Air-O&M | See Note 1 | 0 | 0 | See Note 2
1733 | Industrial, Existing, SIC36 Electronics, Base Compressed Air, ECM-101, Compressed Air-O&M | See Note 1 | 0 | 0 | See Note 2
1734 | Industrial, Existing, SIC37 Transp Eqp, Base Compressed Air, ECM-101, Compressed Air-O&M | See Note 1 | 0 | 0 | See Note 2
1735 | Industrial, Existing, SIC38 Instruments, Base Compressed Air, ECM-101, Compressed Air-O&M | See Note 1 | 0 | 0 | See Note 2
1736 | Industrial, Existing, SIC39/21/31 Misc, Base Compressed Air, ECM-101, Compressed Air-O&M | See Note 1 | 0 | 0 | See Note 2
1737 | Industrial, Existing, SIC20 Food, Base Compressed Air, ECM-102, Compressed Air - Controls | See Note 1 | 13320.5574 | 755.9059 | See Note 2
1738 | Industrial, Existing, SIC22-23Textiles, Base Compressed Air, ECM-102, Compressed Air - Controls | See Note 1 | 58.6646 | 3.329 | See Note 2
1739 | Industrial, Existing, SIC24-25 Lumber, Base Compressed Air, ECM-102, Compressed Air - Controls | See Note 1 | 251.673 | 14.2817 | See Note 2
1740 | Industrial, Existing, SIC26 Paper, Base Compressed Air, ECM-102, Compressed Air - Controls | See Note 1 | 1836.2516 | 104.2024 | See Note 2
1741 | Industrial, Existing, SIC27 Printing, Base Compressed Air, ECM-102, Compressed Air - Controls | See Note 1 | 674.361 | 38.2682 | See Note 2
1742 | Industrial, Existing, SIC28 Chemicals, Base Compressed Air, ECM-102, Compressed Air - Controls | See Note 1 | 1038.6267 | 58.9393 | See Note 2
1743 | Industrial, Existing, SIC29 Petroleum, Base Compressed Air, ECM-102, Compressed Air - Controls | See Note 1 | 91.6982 | 5.2036 | See Note 2
1744 | Industrial, Existing, SIC30 Rubber/Plastics, Base Compressed Air, ECM-102, Compressed Air - Controls | See Note 1 | 278.6306 | 15.8115 | See Note 2
1745 | Industrial, Existing, SIC32 Stone/Clay/Glass, Base Compressed Air, ECM-102, Compressed Air - Controls | See Note 1 | 6874.6184 | 390.1162 | See Note 2
1746 | Industrial, Existing, SIC33 Primary Metals, Base Compressed Air, ECM-102, Compressed Air - Controls | See Note 1 | 336.1855 | 19.0776 | See Note 2
1747 | Industrial, Existing, SIC34 Fab Metals, Base Compressed Air, ECM-102, Compressed Air - Controls | See Note 1 | 4701.6812 | 266.8078 | See Note 2
1748 | Industrial, Existing, SIC35 Ind Machinery, Base Compressed Air, ECM-102, Compressed Air - Controls | See Note 1 | 473.0848 | 26.8463 | See Note 2
1749 | Industrial, Existing, SIC36 Electronics, Base Compressed Air, ECM-102, Compressed Air - Controls | See Note 1 | 1079.9177 | 61.2825 | See Note 2
1750 | Industrial, Existing, SIC37 Transp Eqp, Base Compressed Air, ECM-102, Compressed Air - Controls | See Note 1 | 1972.5764 | 111.9384 | See Note 2
1751 | Industrial, Existing, SIC38 Instruments, Base Compressed Air, ECM-102, Compressed Air - Controls | See Note 1 | 3957.4169 | 224.5728 | See Note 2
1752 | Industrial, Existing, SIC39/21/31 Misc, Base Compressed Air, ECM-102, Compressed Air - Controls | See Note 1 | 2676.174 | 151.8657 | See Note 2
1753 | Industrial, Existing, SIC20 Food, Base Compressed Air, ECM-103, Compressed Air - System Optimization | See Note 1 | 0 | 0 | See Note 2
1754 | Industrial, Existing, SIC22-23Textiles, Base Compressed Air, ECM-103, Compressed Air - System Optimization | See Note 1 | 0 | 0 | See Note 2
1755 | Industrial, Existing, SIC24-25 Lumber, Base Compressed Air, ECM-103, Compressed Air - System Optimization | See Note 1 | 0 | 0 | See Note 2
1756 | Industrial, Existing, SIC26 Paper, Base Compressed Air, ECM-103, Compressed Air - System Optimization | See Note 1 | 0 | 0 | See Note 2
1757 | Industrial, Existing, SIC27 Printing, Base Compressed Air, ECM-103, Compressed Air - System Optimization | See Note 1 | 0 | 0 | See Note 2
1758 | Industrial, Existing, SIC28 Chemicals, Base Compressed Air, ECM-103, Compressed Air - System Optimization | See Note 1 | 0 | 0 | See Note 2
1759 | Industrial, Existing, SIC29 Petroleum, Base Compressed Air, ECM-103, Compressed Air - System Optimization | See Note 1 | 0 | 0 | See Note 2
1760 | Industrial, Existing, SIC30 Rubber/Plastics, Base Compressed Air, ECM-103, Compressed Air - System Optimization | See Note 1 | 0 | 0 | See Note 2
1761 | Industrial, Existing, SIC32 Stone/Clay/Glass, Base Compressed Air, ECM-103, Compressed Air - System Optimization | See Note 1 | 0 | 0 | See Note 2
1762 | Industrial, Existing, SIC33 Primary Metals, Base Compressed Air, ECM-103, Compressed Air - System Optimization | See Note 1 | 0 | 0 | See Note 2
1763 | Industrial, Existing, SIC34 Fab Metals, Base Compressed Air, ECM-103, Compressed Air - System Optimization | See Note 1 | 0 | 0 | See Note 2
1764 | Industrial, Existing, SIC35 Ind Machinery, Base Compressed Air, ECM-103, Compressed Air - System Optimization | See Note 1 | 0 | 0 | See Note 2
1765 | Industrial, Existing, SIC36 Electronics, Base Compressed Air, ECM-103, Compressed Air - System Optimization | See Note 1 | 0 | 0 | See Note 2
1766 | Industrial, Existing, SIC37 Transp Eqp, Base Compressed Air, ECM-103, Compressed Air - System Optimization | See Note 1 | 0 | 0 | See Note 2
1767 | Industrial, Existing, SIC38 Instruments, Base Compressed Air, ECM-103, Compressed Air - System Optimization | See Note 1 | 0 | 0 | See Note 2
1768 | Industrial, Existing, SIC39/21/31 Misc, Base Compressed Air, ECM-103, Compressed Air - System Optimization | See Note 1 | 0 | 0 | See Note 2
1769 | Industrial, Existing, SIC20 Food, Base Compressed Air, ECM-104, Compressed Air- Sizing | See Note 1 | 0 | 0 | See Note 2
1770 | Industrial, Existing, SIC22-23Textiles, Base Compressed Air, ECM-104, Compressed Air- Sizing | See Note 1 | 0 | 0 | See Note 2
1771 | Industrial, Existing, SIC24-25 Lumber, Base Compressed Air, ECM-104, Compressed Air- Sizing | See Note 1 | 0 | 0 | See Note 2
1772 | Industrial, Existing, SIC26 Paper, Base Compressed Air, ECM-104, Compressed Air- Sizing | See Note 1 | 0 | 0 | See Note 2
1773 | Industrial, Existing, SIC27 Printing, Base Compressed Air, ECM-104, Compressed Air- Sizing | See Note 1 | 0 | 0 | See Note 2
1774 | Industrial, Existing, SIC28 Chemicals, Base Compressed Air, ECM-104, Compressed Air- Sizing | See Note 1 | 0 | 0 | See Note 2
1775 | Industrial, Existing, SIC29 Petroleum, Base Compressed Air, ECM-104, Compressed Air- Sizing | See Note 1 | 0 | 0 | See Note 2
1776 | Industrial, Existing, SIC30 Rubber/Plastics, Base Compressed Air, ECM-104, Compressed Air- Sizing | See Note 1 | 0 | 0 | See Note 2
1777 | Industrial, Existing, SIC32 Stone/Clay/Glass, Base Compressed Air, ECM-104, Compressed Air- Sizing | See Note 1 | 0 | 0 | See Note 2
1778 | Industrial, Existing, SIC33 Primary Metals, Base Compressed Air, ECM-104, Compressed Air- Sizing | See Note 1 | 0 | 0 | See Note 2
1779 | Industrial, Existing, SIC34 Fab Metals, Base Compressed Air, ECM-104, Compressed Air- Sizing | See Note 1 | 0 | 0 | See Note 2
1780 | Industrial, Existing, SIC35 Ind Machinery, Base Compressed Air, ECM-104, Compressed Air- Sizing | See Note 1 | 0 | 0 | See Note 2
1781 | Industrial, Existing, SIC36 Electronics, Base Compressed Air, ECM-104, Compressed Air- Sizing | See Note 1 | 0 | 0 | See Note 2
1782 | Industrial, Existing, SIC37 Transp Eqp, Base Compressed Air, ECM-104, Compressed Air- Sizing | See Note 1 | 0 | 0 | See Note 2
1783 | Industrial, Existing, SIC38 Instruments, Base Compressed Air, ECM-104, Compressed Air- Sizing | See Note 1 | 0 | 0 | See Note 2
1784 | Industrial, Existing, SIC39/21/31 Misc, Base Compressed Air, ECM-104, Compressed Air- Sizing | See Note 1 | 0 | 0 | See Note 2
1785 | Industrial, Existing, SIC20 Food, Base Compressed Air, ECM-105, Comp Air - Replace 1-5 HP motor | See Note 1 | 0 | 0 | See Note 2
1786 | Industrial, Existing, SIC22-23Textiles, Base Compressed Air, ECM-105, Comp Air - Replace 1-5 HP motor | See Note 1 | 0 | 0 | See Note 2
1787 | Industrial, Existing, SIC24-25 Lumber, Base Compressed Air, ECM-105, Comp Air - Replace 1-5 HP motor | See Note 1 | 0 | 0 | See Note 2
1788 | Industrial, Existing, SIC26 Paper, Base Compressed Air, ECM-105, Comp Air - Replace 1-5 HP motor | See Note 1 | 0 | 0 | See Note 2
1789 | Industrial, Existing, SIC27 Printing, Base Compressed Air, ECM-105, Comp Air - Replace 1-5 HP motor | See Note 1 | 0 | 0 | See Note 2
1790 | Industrial, Existing, SIC28 Chemicals, Base Compressed Air, ECM-105, Comp Air - Replace 1-5 HP motor | See Note 1 | 0 | 0 | See Note 2
1791 | Industrial, Existing, SIC29 Petroleum, Base Compressed Air, ECM-105, Comp Air - Replace 1-5 HP motor | See Note 1 | 0 | 0 | See Note 2
1792 | Industrial, Existing, SIC30 Rubber/Plastics, Base Compressed Air, ECM-105, Comp Air - Replace 1-5 HP motor | See Note 1 | 0 | 0 | See Note 2
1793 | Industrial, Existing, SIC32 Stone/Clay/Glass, Base Compressed Air, ECM-105, Comp Air - Replace 1-5 HP motor | See Note 1 | 0 | 0 | See Note 2
1794 | Industrial, Existing, SIC33 Primary Metals, Base Compressed Air, ECM-105, Comp Air - Replace 1-5 HP motor | See Note 1 | 0 | 0 | See Note 2
1795 | Industrial, Existing, SIC34 Fab Metals, Base Compressed Air, ECM-105, Comp Air - Replace 1-5 HP motor | See Note 1 | 0 | 0 | See Note 2
1796 | Industrial, Existing, SIC35 Ind Machinery, Base Compressed Air, ECM-105, Comp Air - Replace 1-5 HP motor | See Note 1 | 0 | 0 | See Note 2
1797 | Industrial, Existing, SIC36 Electronics, Base Compressed Air, ECM-105, Comp Air - Replace 1-5 HP motor | See Note 1 | 0 | 0 | See Note 2
1798 | Industrial, Existing, SIC37 Transp Eqp, Base Compressed Air, ECM-105, Comp Air - Replace 1-5 HP motor | See Note 1 | 0 | 0 | See Note 2
1799 | Industrial, Existing, SIC38 Instruments, Base Compressed Air, ECM-105, Comp Air - Replace 1-5 HP motor | See Note 1 | 0 | 0 | See Note 2
1800 | Industrial, Existing, SIC39/21/31 Misc, Base Compressed Air, ECM-105, Comp Air - Replace 1-5 HP motor | See Note 1 | 0 | 0 | See Note 2
1801 | Industrial, Existing, SIC20 Food, Base Compressed Air, ECM-106, Comp Air - ASD (1-5 hp) | See Note 1 | 0 | 0 | See Note 2
1802 | Industrial, Existing, SIC22-23Textiles, Base Compressed Air, ECM-106, Comp Air - ASD (1-5 hp) | See Note 1 | 0 | 0 | See Note 2
1803 | Industrial, Existing, SIC24-25 Lumber, Base Compressed Air, ECM-106, Comp Air - ASD (1-5 hp) | See Note 1 | 0 | 0 | See Note 2
1804 | Industrial, Existing, SIC26 Paper, Base Compressed Air, ECM-106, Comp Air - ASD (1-5 hp) | See Note 1 | 0 | 0 | See Note 2
1805 | Industrial, Existing, SIC27 Printing, Base Compressed Air, ECM-106, Comp Air - ASD (1-5 hp) | See Note 1 | 0 | 0 | See Note 2
1806 | Industrial, Existing, SIC28 Chemicals, Base Compressed Air, ECM-106, Comp Air - ASD (1-5 hp) | See Note 1 | 0 | 0 | See Note 2
1807 | Industrial, Existing, SIC29 Petroleum, Base Compressed Air, ECM-106, Comp Air - ASD (1-5 hp) | See Note 1 | 0 | 0 | See Note 2
1808 | Industrial, Existing, SIC30 Rubber/Plastics, Base Compressed Air, ECM-106, Comp Air - ASD (1-5 hp) | See Note 1 | 0 | 0 | See Note 2
1809 | Industrial, Existing, SIC32 Stone/Clay/Glass, Base Compressed Air, ECM-106, Comp Air - ASD (1-5 hp) | See Note 1 | 0 | 0 | See Note 2
1810 | Industrial, Existing, SIC33 Primary Metals, Base Compressed Air, ECM-106, Comp Air - ASD (1-5 hp) | See Note 1 | 0 | 0 | See Note 2
1811 | Industrial, Existing, SIC34 Fab Metals, Base Compressed Air, ECM-106, Comp Air - ASD (1-5 hp) | See Note 1 | 0 | 0 | See Note 2
1812 | Industrial, Existing, SIC35 Ind Machinery, Base Compressed Air, ECM-106, Comp Air - ASD (1-5 hp) | See Note 1 | 0 | 0 | See Note 2
1813 | Industrial, Existing, SIC36 Electronics, Base Compressed Air, ECM-106, Comp Air - ASD (1-5 hp) | See Note 1 | 0 | 0 | See Note 2
1814 | Industrial, Existing, SIC37 Transp Eqp, Base Compressed Air, ECM-106, Comp Air - ASD (1-5 hp) | See Note 1 | 0 | 0 | See Note 2
1815 | Industrial, Existing, SIC38 Instruments, Base Compressed Air, ECM-106, Comp Air - ASD (1-5 hp) | See Note 1 | 0 | 0 | See Note 2
1816 | Industrial, Existing, SIC39/21/31 Misc, Base Compressed Air, ECM-106, Comp Air - ASD (1-5 hp) | See Note 1 | 0 | 0 | See Note 2
1817 | Industrial, Existing, SIC20 Food, Base Compressed Air, ECM-107, Comp Air - Motor practices-1 (1-5 HP) | See Note 1 | 0 | 0 | See Note 2
1818 | Industrial, Existing, SIC22-23Textiles, Base Compressed Air, ECM-107, Comp Air - Motor practices-1 (1-5 HP) | See Note 1 | 0 | 0 | See Note 2
1819 | Industrial, Existing, SIC24-25 Lumber, Base Compressed Air, ECM-107, Comp Air - Motor practices-1 (1-5 HP) | See Note 1 | 0 | 0 | See Note 2
1820 | Industrial, Existing, SIC26 Paper, Base Compressed Air, ECM-107, Comp Air - Motor practices-1 (1-5 HP) | See Note 1 | 0 | 0 | See Note 2
1821 | Industrial, Existing, SIC27 Printing, Base Compressed Air, ECM-107, Comp Air - Motor practices-1 (1-5 HP) | See Note 1 | 0 | 0 | See Note 2
1822 | Industrial, Existing, SIC28 Chemicals, Base Compressed Air, ECM-107, Comp Air - Motor practices-1 (1-5 HP) | See Note 1 | 0 | 0 | See Note 2
1823 | Industrial, Existing, SIC29 Petroleum, Base Compressed Air, ECM-107, Comp Air - Motor practices-1 (1-5 HP) | See Note 1 | 0 | 0 | See Note 2
1824 | Industrial, Existing, SIC30 Rubber/Plastics, Base Compressed Air, ECM-107, Comp Air - Motor practices-1 (1-5 HP) | See Note 1 | 0 | 0 | See Note 2
1825 | Industrial, Existing, SIC32 Stone/Clay/Glass, Base Compressed Air, ECM-107, Comp Air - Motor practices-1 (1-5 HP) | See Note 1 | 0 | 0 | See Note 2
1826 | Industrial, Existing, SIC33 Primary Metals, Base Compressed Air, ECM-107, Comp Air - Motor practices-1 (1-5 HP) | See Note 1 | 0 | 0 | See Note 2
1827 | Industrial, Existing, SIC34 Fab Metals, Base Compressed Air, ECM-107, Comp Air - Motor practices-1 (1-5 HP) | See Note 1 | 0 | 0 | See Note 2
1828 | Industrial, Existing, SIC35 Ind Machinery, Base Compressed Air, ECM-107, Comp Air - Motor practices-1 (1-5 HP) | See Note 1 | 0 | 0 | See Note 2
1829 | Industrial, Existing, SIC36 Electronics, Base Compressed Air, ECM-107, Comp Air - Motor practices-1 (1-5 HP) | See Note 1 | 0 | 0 | See Note 2
1830 | Industrial, Existing, SIC37 Transp Eqp, Base Compressed Air, ECM-107, Comp Air - Motor practices-1 (1-5 HP) | See Note 1 | 0 | 0 | See Note 2
1831 | Industrial, Existing, SIC38 Instruments, Base Compressed Air, ECM-107, Comp Air - Motor practices-1 (1-5 HP) | See Note 1 | 0 | 0 | See Note 2
1832 | Industrial, Existing, SIC39/21/31 Misc, Base Compressed Air, ECM-107, Comp Air - Motor practices-1 (1-5 HP) | See Note 1 | 0 | 0 | See Note 2
1833 | Industrial, Existing, SIC20 Food, Base Compressed Air, ECM-108, Comp Air - Replace 6-100 HP motor | See Note 1 | 0 | 0 | See Note 2
1834 | Industrial, Existing, SIC22-23Textiles, Base Compressed Air, ECM-108, Comp Air - Replace 6-100 HP motor | See Note 1 | 0 | 0 | See Note 2
1835 | Industrial, Existing, SIC24-25 Lumber, Base Compressed Air, ECM-108, Comp Air - Replace 6-100 HP motor | See Note 1 | 0 | 0 | See Note 2
1836 | Industrial, Existing, SIC26 Paper, Base Compressed Air, ECM-108, Comp Air - Replace 6-100 HP motor | See Note 1 | 0 | 0 | See Note 2
1837 | Industrial, Existing, SIC27 Printing, Base Compressed Air, ECM-108, Comp Air - Replace 6-100 HP motor | See Note 1 | 0 | 0 | See Note 2
1838 | Industrial, Existing, SIC28 Chemicals, Base Compressed Air, ECM-108, Comp Air - Replace 6-100 HP motor | See Note 1 | 0 | 0 | See Note 2
1839 | Industrial, Existing, SIC29 Petroleum, Base Compressed Air, ECM-108, Comp Air - Replace 6-100 HP motor | See Note 1 | 0 | 0 | See Note 2
1840 | Industrial, Existing, SIC30 Rubber/Plastics, Base Compressed Air, ECM-108, Comp Air - Replace 6-100 HP motor | See Note 1 | 0 | 0 | See Note 2
1841 | Industrial, Existing, SIC32 Stone/Clay/Glass, Base Compressed Air, ECM-108, Comp Air - Replace 6-100 HP motor | See Note 1 | 0 | 0 | See Note 2
1842 | Industrial, Existing, SIC33 Primary Metals, Base Compressed Air, ECM-108, Comp Air - Replace 6-100 HP motor | See Note 1 | 0 | 0 | See Note 2
1843 | Industrial, Existing, SIC34 Fab Metals, Base Compressed Air, ECM-108, Comp Air - Replace 6-100 HP motor | See Note 1 | 0 | 0 | See Note 2
1844 | Industrial, Existing, SIC35 Ind Machinery, Base Compressed Air, ECM-108, Comp Air - Replace 6-100 HP motor | See Note 1 | 0 | 0 | See Note 2
1845 | Industrial, Existing, SIC36 Electronics, Base Compressed Air, ECM-108, Comp Air - Replace 6-100 HP motor | See Note 1 | 0 | 0 | See Note 2
1846 | Industrial, Existing, SIC37 Transp Eqp, Base Compressed Air, ECM-108, Comp Air - Replace 6-100 HP motor | See Note 1 | 0 | 0 | See Note 2
1847 | Industrial, Existing, SIC38 Instruments, Base Compressed Air, ECM-108, Comp Air - Replace 6-100 HP motor | See Note 1 | 0 | 0 | See Note 2
1848 | Industrial, Existing, SIC39/21/31 Misc, Base Compressed Air, ECM-108, Comp Air - Replace 6-100 HP motor | See Note 1 | 0 | 0 | See Note 2
1849 | Industrial, Existing, SIC20 Food, Base Compressed Air, ECM-109, Comp Air - ASD (6-100 hp) | See Note 1 | 0 | 0 | See Note 2
1850 | Industrial, Existing, SIC22-23Textiles, Base Compressed Air, ECM-109, Comp Air - ASD (6-100 hp) | See Note 1 | 0 | 0 | See Note 2
1851 | Industrial, Existing, SIC24-25 Lumber, Base Compressed Air, ECM-109, Comp Air - ASD (6-100 hp) | See Note 1 | 0 | 0 | See Note 2
1852 | Industrial, Existing, SIC26 Paper, Base Compressed Air, ECM-109, Comp Air - ASD (6-100 hp) | See Note 1 | 0 | 0 | See Note 2
1853 | Industrial, Existing, SIC27 Printing, Base Compressed Air, ECM-109, Comp Air - ASD (6-100 hp) | See Note 1 | 0 | 0 | See Note 2
1854 | Industrial, Existing, SIC28 Chemicals, Base Compressed Air, ECM-109, Comp Air - ASD (6-100 hp) | See Note 1 | 0 | 0 | See Note 2
1855 | Industrial, Existing, SIC29 Petroleum, Base Compressed Air, ECM-109, Comp Air - ASD (6-100 hp) | See Note 1 | 0 | 0 | See Note 2
1856 | Industrial, Existing, SIC30 Rubber/Plastics, Base Compressed Air, ECM-109, Comp Air - ASD (6-100 hp) | See Note 1 | 0 | 0 | See Note 2
1857 | Industrial, Existing, SIC32 Stone/Clay/Glass, Base Compressed Air, ECM-109, Comp Air - ASD (6-100 hp) | See Note 1 | 0 | 0 | See Note 2
1858 | Industrial, Existing, SIC33 Primary Metals, Base Compressed Air, ECM-109, Comp Air - ASD (6-100 hp) | See Note 1 | 0 | 0 | See Note 2
1859 | Industrial, Existing, SIC34 Fab Metals, Base Compressed Air, ECM-109, Comp Air - ASD (6-100 hp) | See Note 1 | 0 | 0 | See Note 2
1860 | Industrial, Existing, SIC35 Ind Machinery, Base Compressed Air, ECM-109, Comp Air - ASD (6-100 hp) | See Note 1 | 0 | 0 | See Note 2
1861 | Industrial, Existing, SIC36 Electronics, Base Compressed Air, ECM-109, Comp Air - ASD (6-100 hp) | See Note 1 | 0 | 0 | See Note 2
1862 | Industrial, Existing, SIC37 Transp Eqp, Base Compressed Air, ECM-109, Comp Air - ASD (6-100 hp) | See Note 1 | 0 | 0 | See Note 2
1863 | Industrial, Existing, SIC38 Instruments, Base Compressed Air, ECM-109, Comp Air - ASD (6-100 hp) | See Note 1 | 0 | 0 | See Note 2
1864 | Industrial, Existing, SIC39/21/31 Misc, Base Compressed Air, ECM-109, Comp Air - ASD (6-100 hp) | See Note 1 | 0 | 0 | See Note 2
1865 | Industrial, Existing, SIC20 Food, Base Compressed Air, ECM-110, Comp Air - Motor practices-1 (6-100 HP) | See Note 1 | 0 | 0 | See Note 2
1866 | Industrial, Existing, SIC22-23Textiles, Base Compressed Air, ECM-110, Comp Air - Motor practices-1 (6-100 HP) | See Note 1 | 0 | 0 | See Note 2
1867 | Industrial, Existing, SIC24-25 Lumber, Base Compressed Air, ECM-110, Comp Air - Motor practices-1 (6-100 HP) | See Note 1 | 0 | 0 | See Note 2
1868 | Industrial, Existing, SIC26 Paper, Base Compressed Air, ECM-110, Comp Air - Motor practices-1 (6-100 HP) | See Note 1 | 0 | 0 | See Note 2
1869 | Industrial, Existing, SIC27 Printing, Base Compressed Air, ECM-110, Comp Air - Motor practices-1 (6-100 HP) | See Note 1 | 0 | 0 | See Note 2
1870 | Industrial, Existing, SIC28 Chemicals, Base Compressed Air, ECM-110, Comp Air - Motor practices-1 (6-100 HP) | See Note 1 | 0 | 0 | See Note 2
1871 | Industrial, Existing, SIC29 Petroleum, Base Compressed Air, ECM-110, Comp Air - Motor practices-1 (6-100 HP) | See Note 1 | 0 | 0 | See Note 2
1872 | Industrial, Existing, SIC30 Rubber/Plastics, Base Compressed Air, ECM-110, Comp Air - Motor practices-1 (6-100 HP) | See Note 1 | 0 | 0 | See Note 2
1873 | Industrial, Existing, SIC32 Stone/Clay/Glass, Base Compressed Air, ECM-110, Comp Air - Motor practices-1 (6-100 HP) | See Note 1 | 0 | 0 | See Note 2
1874 | Industrial, Existing, SIC33 Primary Metals, Base Compressed Air, ECM-110, Comp Air - Motor practices-1 (6-100 HP) | See Note 1 | 0 | 0 | See Note 2
1875 | Industrial, Existing, SIC34 Fab Metals, Base Compressed Air, ECM-110, Comp Air - Motor practices-1 (6-100 HP) | See Note 1 | 0 | 0 | See Note 2
1876 | Industrial, Existing, SIC35 Ind Machinery, Base Compressed Air, ECM-110, Comp Air - Motor practices-1 (6-100 HP) | See Note 1 | 0 | 0 | See Note 2
1877 | Industrial, Existing, SIC36 Electronics, Base Compressed Air, ECM-110, Comp Air - Motor practices-1 (6-100 HP) | See Note 1 | 0 | 0 | See Note 2
1878 | Industrial, Existing, SIC37 Transp Eqp, Base Compressed Air, ECM-110, Comp Air - Motor practices-1 (6-100 HP) | See Note 1 | 0 | 0 | See Note 2
1879 | Industrial, Existing, SIC38 Instruments, Base Compressed Air, ECM-110, Comp Air - Motor practices-1 (6-100 HP) | See Note 1 | 0 | 0 | See Note 2
1880 | Industrial, Existing, SIC39/21/31 Misc, Base Compressed Air, ECM-110, Comp Air - Motor practices-1 (6-100 HP) | See Note 1 | 0 | 0 | See Note 2
1881 | Industrial, Existing, SIC20 Food, Base Compressed Air, ECM-111, Comp Air - Replace 100+ HP motor | See Note 1 | 0 | 0 | See Note 2
1882 | Industrial, Existing, SIC22-23Textiles, Base Compressed Air, ECM-111, Comp Air - Replace 100+ HP motor | See Note 1 | 0 | 0 | See Note 2
1883 | Industrial, Existing, SIC24-25 Lumber, Base Compressed Air, ECM-111, Comp Air - Replace 100+ HP motor | See Note 1 | 0 | 0 | See Note 2
1884 | Industrial, Existing, SIC26 Paper, Base Compressed Air, ECM-111, Comp Air - Replace 100+ HP motor | See Note 1 | 0 | 0 | See Note 2
1885 | Industrial, Existing, SIC27 Printing, Base Compressed Air, ECM-111, Comp Air - Replace 100+ HP motor | See Note 1 | 0 | 0 | See Note 2
1886 | Industrial, Existing, SIC28 Chemicals, Base Compressed Air, ECM-111, Comp Air - Replace 100+ HP motor | See Note 1 | 0 | 0 | See Note 2
1887 | Industrial, Existing, SIC29 Petroleum, Base Compressed Air, ECM-111, Comp Air - Replace 100+ HP motor | See Note 1 | 0 | 0 | See Note 2
1888 | Industrial, Existing, SIC30 Rubber/Plastics, Base Compressed Air, ECM-111, Comp Air - Replace 100+ HP motor | See Note 1 | 0 | 0 | See Note 2
1889 | Industrial, Existing, SIC32 Stone/Clay/Glass, Base Compressed Air, ECM-111, Comp Air - Replace 100+ HP motor | See Note 1 | 0 | 0 | See Note 2
1890 | Industrial, Existing, SIC33 Primary Metals, Base Compressed Air, ECM-111, Comp Air - Replace 100+ HP motor | See Note 1 | 0 | 0 | See Note 2
1891 | Industrial, Existing, SIC34 Fab Metals, Base Compressed Air, ECM-111, Comp Air - Replace 100+ HP motor | See Note 1 | 0 | 0 | See Note 2
1892 | Industrial, Existing, SIC35 Ind Machinery, Base Compressed Air, ECM-111, Comp Air - Replace 100+ HP motor | See Note 1 | 0 | 0 | See Note 2
1893 | Industrial, Existing, SIC36 Electronics, Base Compressed Air, ECM-111, Comp Air - Replace 100+ HP motor | See Note 1 | 0 | 0 | See Note 2
1894 | Industrial, Existing, SIC37 Transp Eqp, Base Compressed Air, ECM-111, Comp Air - Replace 100+ HP motor | See Note 1 | 0 | 0 | See Note 2
1895 | Industrial, Existing, SIC38 Instruments, Base Compressed Air, ECM-111, Comp Air - Replace 100+ HP motor | See Note 1 | 0 | 0 | See Note 2
1896 | Industrial, Existing, SIC39/21/31 Misc, Base Compressed Air, ECM-111, Comp Air - Replace 100+ HP motor | See Note 1 | 0 | 0 | See Note 2
1897 | Industrial, Existing, SIC20 Food, Base Compressed Air, ECM-112, Comp Air - ASD (100+ hp) | See Note 1 | 0 | 0 | See Note 2
1898 | Industrial, Existing, SIC22-23Textiles, Base Compressed Air, ECM-112, Comp Air - ASD (100+ hp) | See Note 1 | 0 | 0 | See Note 2
1899 | Industrial, Existing, SIC24-25 Lumber, Base Compressed Air, ECM-112, Comp Air - ASD (100+ hp) | See Note 1 | 0 | 0 | See Note 2
1900 | Industrial, Existing, SIC26 Paper, Base Compressed Air, ECM-112, Comp Air - ASD (100+ hp) | See Note 1 | 0 | 0 | See Note 2
1901 | Industrial, Existing, SIC27 Printing, Base Compressed Air, ECM-112, Comp Air - ASD (100+ hp) | See Note 1 | 0 | 0 | See Note 2
1902 | Industrial, Existing, SIC28 Chemicals, Base Compressed Air, ECM-112, Comp Air - ASD (100+ hp) | See Note 1 | 0 | 0 | See Note 2
1903 | Industrial, Existing, SIC29 Petroleum, Base Compressed Air, ECM-112, Comp Air - ASD (100+ hp) | See Note 1 | 0 | 0 | See Note 2
1904 | Industrial, Existing, SIC30 Rubber/Plastics, Base Compressed Air, ECM-112, Comp Air - ASD (100+ hp) | See Note 1 | 0 | 0 | See Note 2
1905 | Industrial, Existing, SIC32 Stone/Clay/Glass, Base Compressed Air, ECM-112, Comp Air - ASD (100+ hp) | See Note 1 | 0 | 0 | See Note 2
1906 | Industrial, Existing, SIC33 Primary Metals, Base Compressed Air, ECM-112, Comp Air - ASD (100+ hp) | See Note 1 | 0 | 0 | See Note 2
1907 | Industrial, Existing, SIC34 Fab Metals, Base Compressed Air, ECM-112, Comp Air - ASD (100+ hp) | See Note 1 | 0 | 0 | See Note 2
1908 | Industrial, Existing, SIC35 Ind Machinery, Base Compressed Air, ECM-112, Comp Air - ASD (100+ hp) | See Note 1 | 0 | 0 | See Note 2
1909 | Industrial, Existing, SIC36 Electronics, Base Compressed Air, ECM-112, Comp Air - ASD (100+ hp) | See Note 1 | 0 | 0 | See Note 2
1910 | Industrial, Existing, SIC37 Transp Eqp, Base Compressed Air, ECM-112, Comp Air - ASD (100+ hp) | See Note 1 | 0 | 0 | See Note 2
1911 | Industrial, Existing, SIC38 Instruments, Base Compressed Air, ECM-112, Comp Air - ASD (100+ hp) | See Note 1 | 0 | 0 | See Note 2
1912 | Industrial, Existing, SIC39/21/31 Misc, Base Compressed Air, ECM-112, Comp Air - ASD (100+ hp) | See Note 1 | 0 | 0 | See Note 2
1913 | Industrial, Existing, SIC20 Food, Base Compressed Air, ECM-113, Comp Air - Motor practices-1 (100+ HP) | See Note 1 | 0 | 0 | See Note 2
1914 | Industrial, Existing, SIC22-23Textiles, Base Compressed Air, ECM-113, Comp Air - Motor practices-1 (100+ HP) | See Note 1 | 0 | 0 | See Note 2
1915 | Industrial, Existing, SIC24-25 Lumber, Base Compressed Air, ECM-113, Comp Air - Motor practices-1 (100+ HP) | See Note 1 | 0 | 0 | See Note 2
1916 | Industrial, Existing, SIC26 Paper, Base Compressed Air, ECM-113, Comp Air - Motor practices-1 (100+ HP) | See Note 1 | 0 | 0 | See Note 2
1917 | Industrial, Existing, SIC27 Printing, Base Compressed Air, ECM-113, Comp Air - Motor practices-1 (100+ HP) | See Note 1 | 0 | 0 | See Note 2
1918 | Industrial, Existing, SIC28 Chemicals, Base Compressed Air, ECM-113, Comp Air - Motor practices-1 (100+ HP) | See Note 1 | 0 | 0 | See Note 2
1919 | Industrial, Existing, SIC29 Petroleum, Base Compressed Air, ECM-113, Comp Air - Motor practices-1 (100+ HP) | See Note 1 | 0 | 0 | See Note 2
1920 | Industrial, Existing, SIC30 Rubber/Plastics, Base Compressed Air, ECM-113, Comp Air - Motor practices-1 (100+ HP) | See Note 1 | 0 | 0 | See Note 2
1921 | Industrial, Existing, SIC32 Stone/Clay/Glass, Base Compressed Air, ECM-113, Comp Air - Motor practices-1 (100+ HP) | See Note 1 | 0 | 0 | See Note 2
1922 | Industrial, Existing, SIC33 Primary Metals, Base Compressed Air, ECM-113, Comp Air - Motor practices-1 (100+ HP) | See Note 1 | 0 | 0 | See Note 2
1923 | Industrial, Existing, SIC34 Fab Metals, Base Compressed Air, ECM-113, Comp Air - Motor practices-1 (100+ HP) | See Note 1 | 0 | 0 | See Note 2
1924 | Industrial, Existing, SIC35 Ind Machinery, Base Compressed Air, ECM-113, Comp Air - Motor practices-1 (100+ HP) | See Note 1 | 0 | 0 | See Note 2
1925 | Industrial, Existing, SIC36 Electronics, Base Compressed Air, ECM-113, Comp Air - Motor practices-1 (100+ HP) | See Note 1 | 0 | 0 | See Note 2
1926 | Industrial, Existing, SIC37 Transp Eqp, Base Compressed Air, ECM-113, Comp Air - Motor practices-1 (100+ HP) | See Note 1 | 0 | 0 | See Note 2
1927 | Industrial, Existing, SIC38 Instruments, Base Compressed Air, ECM-113, Comp Air - Motor practices-1 (100+ HP) | See Note 1 | 0 | 0 | See Note 2
1928 | Industrial, Existing, SIC39/21/31 Misc, Base Compressed Air, ECM-113, Comp Air - Motor practices-1 (100+ HP) | See Note 1 | 0 | 0 | See Note 2
1929 | Industrial, Existing, SIC20 Food, Base Fans, ECM-201, Fans - O&M | See Note 1 | 0 | 0 | See Note 2
1930 | Industrial, Existing, SIC22-23Textiles, Base Fans, ECM-201, Fans - O&M | See Note 1 | 0 | 0 | See Note 2
1931 | Industrial, Existing, SIC24-25 Lumber, Base Fans, ECM-201, Fans - O&M | See Note 1 | 0 | 0 | See Note 2
1932 | Industrial, Existing, SIC26 Paper, Base Fans, ECM-201, Fans - O&M | See Note 1 | 0 | 0 | See Note 2
1933 | Industrial, Existing, SIC27 Printing, Base Fans, ECM-201, Fans - O&M | See Note 1 | 0 | 0 | See Note 2
1934 | Industrial, Existing, SIC28 Chemicals, Base Fans, ECM-201, Fans - O&M | See Note 1 | 0 | 0 | See Note 2
1935 | Industrial, Existing, SIC29 Petroleum, Base Fans, ECM-201, Fans - O&M | See Note 1 | 0 | 0 | See Note 2
1936 | Industrial, Existing, SIC30 Rubber/Plastics, Base Fans, ECM-201, Fans - O&M | See Note 1 | 0 | 0 | See Note 2
1937 | Industrial, Existing, SIC32 Stone/Clay/Glass, Base Fans, ECM-201, Fans - O&M | See Note 1 | 0 | 0 | See Note 2
1938 | Industrial, Existing, SIC33 Primary Metals, Base Fans, ECM-201, Fans - O&M | See Note 1 | 0 | 0 | See Note 2
1939 | Industrial, Existing, SIC34 Fab Metals, Base Fans, ECM-201, Fans - O&M | See Note 1 | 0 | 0 | See Note 2
1940 | Industrial, Existing, SIC35 Ind Machinery, Base Fans, ECM-201, Fans - O&M | See Note 1 | 0 | 0 | See Note 2
1941 | Industrial, Existing, SIC36 Electronics, Base Fans, ECM-201, Fans - O&M | See Note 1 | 0 | 0 | See Note 2
1942 | Industrial, Existing, SIC37 Transp Eqp, Base Fans, ECM-201, Fans - O&M | See Note 1 | 0 | 0 | See Note 2
1943 | Industrial, Existing, SIC38 Instruments, Base Fans, ECM-201, Fans - O&M | See Note 1 | 0 | 0 | See Note 2
1944 | Industrial, Existing, SIC39/21/31 Misc, Base Fans, ECM-201, Fans - O&M | See Note 1 | 0 | 0 | See Note 2
1945 | Industrial, Existing, SIC20 Food, Base Fans, ECM-202, Fans - Controls | See Note 1 | 71907.0547 | 9506.491 | See Note 2
1946 | Industrial, Existing, SIC22-23Textiles, Base Fans, ECM-202, Fans - Controls | See Note 1 | 547.687 | 72.4068 | See Note 2
1947 | Industrial, Existing, SIC24-25 Lumber, Base Fans, ECM-202, Fans - Controls | See Note 1 | 2349.5845 | 310.6266 | See Note 2
1948 | Industrial, Existing, SIC26 Paper, Base Fans, ECM-202, Fans - Controls | See Note 1 | 36775.1912 | 4861.8825 | See Note 2
1949 | Industrial, Existing, SIC27 Printing, Base Fans, ECM-202, Fans - Controls | See Note 1 | 6295.6996 | 832.3248 | See Note 2
1950 | Industrial, Existing, SIC28 Chemicals, Base Fans, ECM-202, Fans - Controls | See Note 1 | 12993.8806 | 1717.8656 | See Note 2
1951 | Industrial, Existing, SIC29 Petroleum, Base Fans, ECM-202, Fans - Controls | See Note 1 | 271.3566 | 35.8749 | See Note 2
1952 | Industrial, Existing, SIC30 Rubber/Plastics, Base Fans, ECM-202, Fans - Controls | See Note 1 | 2601.2347 | 343.8973 | See Note 2
1953 | Industrial, Existing, SIC32 Stone/Clay/Glass, Base Fans, ECM-202, Fans - Controls | See Note 1 | 79679.8474 | 10534.1122 | See Note 2
1954 | Industrial, Existing, SIC33 Primary Metals, Base Fans, ECM-202, Fans - Controls | See Note 1 | 3896.5697 | 515.1462 | See Note 2
1955 | Industrial, Existing, SIC34 Fab Metals, Base Fans, ECM-202, Fans - Controls | See Note 1 | 12916.1687 | 1707.5849 | See Note 2
1956 | Industrial, Existing, SIC35 Ind Machinery, Base Fans, ECM-202, Fans - Controls | See Note 1 | 844.8504 | 111.6929 | See Note 2
1957 | Industrial, Existing, SIC36 Electronics, Base Fans, ECM-202, Fans - Controls | See Note 1 | 1613.9882 | 213.3779 | See Note 2
1958 | Industrial, Existing, SIC37 Transp Eqp, Base Fans, ECM-202, Fans - Controls | See Note 1 | 4355.7055 | 575.8469 | See Note 2
1959 | Industrial, Existing, SIC38 Instruments, Base Fans, ECM-202, Fans - Controls | See Note 1 | 8850.1476 | 1170.0374 | See Note 2
1960 | Industrial, Existing, SIC39/21/31 Misc, Base Fans, ECM-202, Fans - Controls | See Note 1 | 4902.0688 | 648.0805 | See Note 2
1961 | Industrial, Existing, SIC20 Food, Base Fans, ECM-203, Fans - System Optimization | See Note 1 | 15204.0551 | 1743.967 | See Note 2
1962 | Industrial, Existing, SIC22-23Textiles, Base Fans, ECM-203, Fans - System Optimization | See Note 1 | 115.7853 | 13.2815 | See Note 2
1963 | Industrial, Existing, SIC24-25 Lumber, Base Fans, ECM-203, Fans - System Optimization | See Note 1 | 496.7541 | 56.9809 | See Note 2
1964 | Industrial, Existing, SIC26 Paper, Base Fans, ECM-203, Fans - System Optimization | See Note 1 | 7776.2508 | 891.9548 | See Note 2
1965 | Industrial, Existing, SIC27 Printing, Base Fans, ECM-203, Fans - System Optimization | See Note 1 | 1331.1722 | 152.6907 | See Note 2
1966 | Industrial, Existing, SIC28 Chemicals, Base Fans, ECM-203, Fans - System Optimization | See Note 1 | 2747.7798 | 315.1724 | See Note 2
1967 | Industrial, Existing, SIC29 Petroleum, Base Fans, ECM-203, Fans - System Optimization | See Note 1 | 57.3859 | 6.5821 | See Note 2
1968 | Industrial, Existing, SIC30 Rubber/Plastics, Base Fans, ECM-203, Fans - System Optimization | See Note 1 | 550.0245 | 63.0896 | See Note 2
1969 | Industrial, Existing, SIC32 Stone/Clay/Glass, Base Fans, ECM-203, Fans - System Optimization | See Note 1 | 16848.526 | 1932.5686 | See Note 2
1970 | Industrial, Existing, SIC33 Primary Metals, Base Fans, ECM-203, Fans - System Optimization | See Note 1 | 823.8474 | 94.4998 | See Note 2
1971 | Industrial, Existing, SIC34 Fab Metals, Base Fans, ECM-203, Fans - System Optimization | See Note 1 | 2730.9669 | 313.2539 | See Note 2
1972 | Industrial, Existing, SIC35 Ind Machinery, Base Fans, ECM-203, Fans - System Optimization | See Note 1 | 178.5947 | 20.4866 | See Note 2
1973 | Industrial, Existing, SIC36 Electronics, Base Fans, ECM-203, Fans - System Optimization | See Note 1 | 341.2727 | 39.1451 | See Note 2
1974 | Industrial, Existing, SIC37 Transp Eqp, Base Fans, ECM-203, Fans - System Optimization | See Note 1 | 920.9535 | 105.6376 | See Note 2
1975 | Industrial, Existing, SIC38 Instruments, Base Fans, ECM-203, Fans - System Optimization | See Note 1 | 1871.3578 | 214.6502 | See Note 2
1976 | Industrial, Existing, SIC39/21/31 Misc, Base Fans, ECM-203, Fans - System Optimization | See Note 1 | 1036.5609 | 118.8961 | See Note 2
1977 | Industrial, Existing, SIC20 Food, Base Fans, ECM-204, Fans- Improve components | See Note 1 | 0 | 0 | See Note 2
1978 | Industrial, Existing, SIC22-23Textiles, Base Fans, ECM-204, Fans- Improve components | See Note 1 | 0 | 0 | See Note 2
1979 | Industrial, Existing, SIC24-25 Lumber, Base Fans, ECM-204, Fans- Improve components | See Note 1 | 0 | 0 | See Note 2
1980 | Industrial, Existing, SIC26 Paper, Base Fans, ECM-204, Fans- Improve components | See Note 1 | 0 | 0 | See Note 2
1981 | Industrial, Existing, SIC27 Printing, Base Fans, ECM-204, Fans- Improve components | See Note 1 | 0 | 0 | See Note 2
1982 | Industrial, Existing, SIC28 Chemicals, Base Fans, ECM-204, Fans- Improve components | See Note 1 | 0 | 0 | See Note 2
1983 | Industrial, Existing, SIC29 Petroleum, Base Fans, ECM-204, Fans- Improve components | See Note 1 | 0 | 0 | See Note 2
1984 | Industrial, Existing, SIC30 Rubber/Plastics, Base Fans, ECM-204, Fans- Improve components | See Note 1 | 0 | 0 | See Note 2
1985 | Industrial, Existing, SIC32 Stone/Clay/Glass, Base Fans, ECM-204, Fans- Improve components | See Note 1 | 0 | 0 | See Note 2
1986 | Industrial, Existing, SIC33 Primary Metals, Base Fans, ECM-204, Fans- Improve components | See Note 1 | 0 | 0 | See Note 2
1987 | Industrial, Existing, SIC34 Fab Metals, Base Fans, ECM-204, Fans- Improve components | See Note 1 | 0 | 0 | See Note 2
1988 | Industrial, Existing, SIC35 Ind Machinery, Base Fans, ECM-204, Fans- Improve components | See Note 1 | 0 | 0 | See Note 2
1989 | Industrial, Existing, SIC36 Electronics, Base Fans, ECM-204, Fans- Improve components | See Note 1 | 0 | 0 | See Note 2
1990 | Industrial, Existing, SIC37 Transp Eqp, Base Fans, ECM-204, Fans- Improve components | See Note 1 | 0 | 0 | See Note 2
1991 | Industrial, Existing, SIC38 Instruments, Base Fans, ECM-204, Fans- Improve components | See Note 1 | 0 | 0 | See Note 2
1992 | Industrial, Existing, SIC39/21/31 Misc, Base Fans, ECM-204, Fans- Improve components | See Note 1 | 0 | 0 | See Note 2
1993 | Industrial, Existing, SIC20 Food, Base Fans, ECM-205, Fans - Replace 1-5 HP motor | See Note 1 | 0 | 0 | See Note 2
1994 | Industrial, Existing, SIC22-23Textiles, Base Fans, ECM-205, Fans - Replace 1-5 HP motor | See Note 1 | 0 | 0 | See Note 2
1995 | Industrial, Existing, SIC24-25 Lumber, Base Fans, ECM-205, Fans - Replace 1-5 HP motor | See Note 1 | 0 | 0 | See Note 2
1996 | Industrial, Existing, SIC26 Paper, Base Fans, ECM-205, Fans - Replace 1-5 HP motor | See Note 1 | 0 | 0 | See Note 2
1997 | Industrial, Existing, SIC27 Printing, Base Fans, ECM-205, Fans - Replace 1-5 HP motor | See Note 1 | 0 | 0 | See Note 2
1998 | Industrial, Existing, SIC28 Chemicals, Base Fans, ECM-205, Fans - Replace 1-5 HP motor | See Note 1 | 0 | 0 | See Note 2
1999 | Industrial, Existing, SIC29 Petroleum, Base Fans, ECM-205, Fans - Replace 1-5 HP motor | See Note 1 | 0 | 0 | See Note 2
2000 | Industrial, Existing, SIC30 Rubber/Plastics, Base Fans, ECM-205, Fans - Replace 1-5 HP motor | See Note 1 | 0 | 0 | See Note 2
2001 | Industrial, Existing, SIC32 Stone/Clay/Glass, Base Fans, ECM-205, Fans - Replace 1-5 HP motor | See Note 1 | 0 | 0 | See Note 2
2002 | Industrial, Existing, SIC33 Primary Metals, Base Fans, ECM-205, Fans - Replace 1-5 HP motor | See Note 1 | 0 | 0 | See Note 2
2003 | Industrial, Existing, SIC34 Fab Metals, Base Fans, ECM-205, Fans - Replace 1-5 HP motor | See Note 1 | 0 | 0 | See Note 2
2004 | Industrial, Existing, SIC35 Ind Machinery, Base Fans, ECM-205, Fans - Replace 1-5 HP motor | See Note 1 | 0 | 0 | See Note 2
2005 | Industrial, Existing, SIC36 Electronics, Base Fans, ECM-205, Fans - Replace 1-5 HP motor | See Note 1 | 0 | 0 | See Note 2
2006 | Industrial, Existing, SIC37 Transp Eqp, Base Fans, ECM-205, Fans - Replace 1-5 HP motor | See Note 1 | 0 | 0 | See Note 2
2007 | Industrial, Existing, SIC38 Instruments, Base Fans, ECM-205, Fans - Replace 1-5 HP motor | See Note 1 | 0 | 0 | See Note 2
2008 | Industrial, Existing, SIC39/21/31 Misc, Base Fans, ECM-205, Fans - Replace 1-5 HP motor | See Note 1 | 0 | 0 | See Note 2
2009 | Industrial, Existing, SIC20 Food, Base Fans, ECM-206, Fans - ASD (1-5 hp) | See Note 1 | 0 | 0 | See Note 2
2010 | Industrial, Existing, SIC22-23Textiles, Base Fans, ECM-206, Fans - ASD (1-5 hp) | See Note 1 | 0 | 0 | See Note 2
2011 | Industrial, Existing, SIC24-25 Lumber, Base Fans, ECM-206, Fans - ASD (1-5 hp) | See Note 1 | 0 | 0 | See Note 2
2012 | Industrial, Existing, SIC26 Paper, Base Fans, ECM-206, Fans - ASD (1-5 hp) | See Note 1 | 0 | 0 | See Note 2
2013 | Industrial, Existing, SIC27 Printing, Base Fans, ECM-206, Fans - ASD (1-5 hp) | See Note 1 | 0 | 0 | See Note 2
2014 | Industrial, Existing, SIC28 Chemicals, Base Fans, ECM-206, Fans - ASD (1-5 hp) | See Note 1 | 0 | 0 | See Note 2
2015 | Industrial, Existing, SIC29 Petroleum, Base Fans, ECM-206, Fans - ASD (1-5 hp) | See Note 1 | 0 | 0 | See Note 2
2016 | Industrial, Existing, SIC30 Rubber/Plastics, Base Fans, ECM-206, Fans - ASD (1-5 hp) | See Note 1 | 0 | 0 | See Note 2
2017 | Industrial, Existing, SIC32 Stone/Clay/Glass, Base Fans, ECM-206, Fans - ASD (1-5 hp) | See Note 1 | 0 | 0 | See Note 2
2018 | Industrial, Existing, SIC33 Primary Metals, Base Fans, ECM-206, Fans - ASD (1-5 hp) | See Note 1 | 0 | 0 | See Note 2
2019 | Industrial, Existing, SIC34 Fab Metals, Base Fans, ECM-206, Fans - ASD (1-5 hp) | See Note 1 | 0 | 0 | See Note 2
2020 | Industrial, Existing, SIC35 Ind Machinery, Base Fans, ECM-206, Fans - ASD (1-5 hp) | See Note 1 | 0 | 0 | See Note 2
2021 | Industrial, Existing, SIC36 Electronics, Base Fans, ECM-206, Fans - ASD (1-5 hp) | See Note 1 | 0 | 0 | See Note 2
2022 | Industrial, Existing, SIC37 Transp Eqp, Base Fans, ECM-206, Fans - ASD (1-5 hp) | See Note 1 | 0 | 0 | See Note 2
2023 | Industrial, Existing, SIC38 Instruments, Base Fans, ECM-206, Fans - ASD (1-5 hp) | See Note 1 | 0 | 0 | See Note 2
2024 | Industrial, Existing, SIC39/21/31 Misc, Base Fans, ECM-206, Fans - ASD (1-5 hp) | See Note 1 | 0 | 0 | See Note 2
2025 | Industrial, Existing, SIC20 Food, Base Fans, ECM-207, Fans - Motor practices-1 (1-5 HP) | See Note 1 | 0 | 0 | See Note 2
2026 | Industrial, Existing, SIC22-23Textiles, Base Fans, ECM-207, Fans - Motor practices-1 (1-5 HP) | See Note 1 | 0 | 0 | See Note 2
2027 | Industrial, Existing, SIC24-25 Lumber, Base Fans, ECM-207, Fans - Motor practices-1 (1-5 HP) | See Note 1 | 0 | 0 | See Note 2
2028 | Industrial, Existing, SIC26 Paper, Base Fans, ECM-207, Fans - Motor practices-1 (1-5 HP) | See Note 1 | 0 | 0 | See Note 2
2029 | Industrial, Existing, SIC27 Printing, Base Fans, ECM-207, Fans - Motor practices-1 (1-5 HP) | See Note 1 | 0 | 0 | See Note 2
2030 | Industrial, Existing, SIC28 Chemicals, Base Fans, ECM-207, Fans - Motor practices-1 (1-5 HP) | See Note 1 | 0 | 0 | See Note 2
2031 | Industrial, Existing, SIC29 Petroleum, Base Fans, ECM-207, Fans - Motor practices-1 (1-5 HP) | See Note 1 | 0 | 0 | See Note 2
2032 | Industrial, Existing, SIC30 Rubber/Plastics, Base Fans, ECM-207, Fans - Motor practices-1 (1-5 HP) | See Note 1 | 0 | 0 | See Note 2
2033 | Industrial, Existing, SIC32 Stone/Clay/Glass, Base Fans, ECM-207, Fans - Motor practices-1 (1-5 HP) | See Note 1 | 0 | 0 | See Note 2
2034 | Industrial, Existing, SIC33 Primary Metals, Base Fans, ECM-207, Fans - Motor practices-1 (1-5 HP) | See Note 1 | 0 | 0 | See Note 2
2035 | Industrial, Existing, SIC34 Fab Metals, Base Fans, ECM-207, Fans - Motor practices-1 (1-5 HP) | See Note 1 | 0 | 0 | See Note 2
2036 | Industrial, Existing, SIC35 Ind Machinery, Base Fans, ECM-207, Fans - Motor practices-1 (1-5 HP) | See Note 1 | 0 | 0 | See Note 2
2037 | Industrial, Existing, SIC36 Electronics, Base Fans, ECM-207, Fans - Motor practices-1 (1-5 HP) | See Note 1 | 0 | 0 | See Note 2
2038 | Industrial, Existing, SIC37 Transp Eqp, Base Fans, ECM-207, Fans - Motor practices-1 (1-5 HP) | See Note 1 | 0 | 0 | See Note 2
2039 | Industrial, Existing, SIC38 Instruments, Base Fans, ECM-207, Fans - Motor practices-1 (1-5 HP) | See Note 1 | 0 | 0 | See Note 2
2040 | Industrial, Existing, SIC39/21/31 Misc, Base Fans, ECM-207, Fans - Motor practices-1 (1-5 HP) | See Note 1 | 0 | 0 | See Note 2
2041 | Industrial, Existing, SIC20 Food, Base Fans, ECM-208, Fans - Replace 6-100 HP motor | See Note 1 | 0 | 0 | See Note 2
2042 | Industrial, Existing, SIC22-23Textiles, Base Fans, ECM-208, Fans - Replace 6-100 HP motor | See Note 1 | 0 | 0 | See Note 2
2043 | Industrial, Existing, SIC24-25 Lumber, Base Fans, ECM-208, Fans - Replace 6-100 HP motor | See Note 1 | 0 | 0 | See Note 2
2044 | Industrial, Existing, SIC26 Paper, Base Fans, ECM-208, Fans - Replace 6-100 HP motor | See Note 1 | 0 | 0 | See Note 2
2045 | Industrial, Existing, SIC27 Printing, Base Fans, ECM-208, Fans - Replace 6-100 HP motor | See Note 1 | 0 | 0 | See Note 2
2046 | Industrial, Existing, SIC28 Chemicals, Base Fans, ECM-208, Fans - Replace 6-100 HP motor | See Note 1 | 0 | 0 | See Note 2
2047 | Industrial, Existing, SIC29 Petroleum, Base Fans, ECM-208, Fans - Replace 6-100 HP motor | See Note 1 | 0 | 0 | See Note 2
2048 | Industrial, Existing, SIC30 Rubber/Plastics, Base Fans, ECM-208, Fans - Replace 6-100 HP motor | See Note 1 | 0 | 0 | See Note 2
2049 | Industrial, Existing, SIC32 Stone/Clay/Glass, Base Fans, ECM-208, Fans - Replace 6-100 HP motor | See Note 1 | 0 | 0 | See Note 2
2050 | Industrial, Existing, SIC33 Primary Metals, Base Fans, ECM-208, Fans - Replace 6-100 HP motor | See Note 1 | 0 | 0 | See Note 2
2051 | Industrial, Existing, SIC34 Fab Metals, Base Fans, ECM-208, Fans - Replace 6-100 HP motor | See Note 1 | 0 | 0 | See Note 2
2052 | Industrial, Existing, SIC35 Ind Machinery, Base Fans, ECM-208, Fans - Replace 6-100 HP motor | See Note 1 | 0 | 0 | See Note 2
2053 | Industrial, Existing, SIC36 Electronics, Base Fans, ECM-208, Fans - Replace 6-100 HP motor | See Note 1 | 0 | 0 | See Note 2
2054 | Industrial, Existing, SIC37 Transp Eqp, Base Fans, ECM-208, Fans - Replace 6-100 HP motor | See Note 1 | 0 | 0 | See Note 2
2055 | Industrial, Existing, SIC38 Instruments, Base Fans, ECM-208, Fans - Replace 6-100 HP motor | See Note 1 | 0 | 0 | See Note 2
2056 | Industrial, Existing, SIC39/21/31 Misc, Base Fans, ECM-208, Fans - Replace 6-100 HP motor | See Note 1 | 0 | 0 | See Note 2
2057 | Industrial, Existing, SIC20 Food, Base Fans, ECM-209, Fans - ASD (6-100 hp) | See Note 1 | 0 | 0 | See Note 2
2058 | Industrial, Existing, SIC22-23Textiles, Base Fans, ECM-209, Fans - ASD (6-100 hp) | See Note 1 | 0 | 0 | See Note 2
2059 | Industrial, Existing, SIC24-25 Lumber, Base Fans, ECM-209, Fans - ASD (6-100 hp) | See Note 1 | 0 | 0 | See Note 2
2060 | Industrial, Existing, SIC26 Paper, Base Fans, ECM-209, Fans - ASD (6-100 hp) | See Note 1 | 0 | 0 | See Note 2
2061 | Industrial, Existing, SIC27 Printing, Base Fans, ECM-209, Fans - ASD (6-100 hp) | See Note 1 | 0 | 0 | See Note 2
2062 | Industrial, Existing, SIC28 Chemicals, Base Fans, ECM-209, Fans - ASD (6-100 hp) | See Note 1 | 0 | 0 | See Note 2
2063 | Industrial, Existing, SIC29 Petroleum, Base Fans, ECM-209, Fans - ASD (6-100 hp) | See Note 1 | 0 | 0 | See Note 2
2064 | Industrial, Existing, SIC30 Rubber/Plastics, Base Fans, ECM-209, Fans - ASD (6-100 hp) | See Note 1 | 0 | 0 | See Note 2
2065 | Industrial, Existing, SIC32 Stone/Clay/Glass, Base Fans, ECM-209, Fans - ASD (6-100 hp) | See Note 1 | 0 | 0 | See Note 2
2066 | Industrial, Existing, SIC33 Primary Metals, Base Fans, ECM-209, Fans - ASD (6-100 hp) | See Note 1 | 0 | 0 | See Note 2
2067 | Industrial, Existing, SIC34 Fab Metals, Base Fans, ECM-209, Fans - ASD (6-100 hp) | See Note 1 | 0 | 0 | See Note 2
2068 | Industrial, Existing, SIC35 Ind Machinery, Base Fans, ECM-209, Fans - ASD (6-100 hp) | See Note 1 | 0 | 0 | See Note 2
2069 | Industrial, Existing, SIC36 Electronics, Base Fans, ECM-209, Fans - ASD (6-100 hp) | See Note 1 | 0 | 0 | See Note 2
2070 | Industrial, Existing, SIC37 Transp Eqp, Base Fans, ECM-209, Fans - ASD (6-100 hp) | See Note 1 | 0 | 0 | See Note 2
2071 | Industrial, Existing, SIC38 Instruments, Base Fans, ECM-209, Fans - ASD (6-100 hp) | See Note 1 | 0 | 0 | See Note 2
2072 | Industrial, Existing, SIC39/21/31 Misc, Base Fans, ECM-209, Fans - ASD (6-100 hp) | See Note 1 | 0 | 0 | See Note 2
2073 | Industrial, Existing, SIC20 Food, Base Fans, ECM-210, Fans - Motor practices-1 (6-100 HP) | See Note 1 | 6340.854 | 653.3353 | See Note 2
2074 | Industrial, Existing, SIC22-23Textiles, Base Fans, ECM-210, Fans - Motor practices-1 (6-100 HP) | See Note 1 | 48.2955 | 4.9762 | See Note 2
2075 | Industrial, Existing, SIC24-25 Lumber, Base Fans, ECM-210, Fans - Motor practices-1 (6-100 HP) | See Note 1 | 207.1887 | 21.3479 | See Note 2
2076 | Industrial, Existing, SIC26 Paper, Base Fans, ECM-210, Fans - Motor practices-1 (6-100 HP) | See Note 1 | 3242.8892 | 334.1342 | See Note 2
2077 | Industrial, Existing, SIC27 Printing, Base Fans, ECM-210, Fans - Motor practices-1 (6-100 HP) | See Note 1 | 555.1628 | 57.2017 | See Note 2
2078 | Industrial, Existing, SIC28 Chemicals, Base Fans, ECM-210, Fans - Motor practices-1 (6-100 HP) | See Note 1 | 1145.8215 | 118.061 | See Note 2
2079 | Industrial, Existing, SIC29 Petroleum, Base Fans, ECM-210, Fans - Motor practices-1 (6-100 HP) | See Note 1 | 23.9287 | 2.4655 | See Note 2
2080 | Industrial, Existing, SIC30 Rubber/Plastics, Base Fans, ECM-210, Fans - Motor practices-1 (6-100 HP) | See Note 1 | 229.3804 | 23.6344 | See Note 2
2081 | Industrial, Existing, SIC32 Stone/Clay/Glass, Base Fans, ECM-210, Fans - Motor practices-1 (6-100 HP) | See Note 1 | 7026.2825 | 723.9597 | See Note 2
2082 | Industrial, Existing, SIC33 Primary Metals, Base Fans, ECM-210, Fans - Motor practices-1 (6-100 HP) | See Note 1 | 343.6038 | 35.4034 | See Note 2
2083 | Industrial, Existing, SIC34 Fab Metals, Base Fans, ECM-210, Fans - Motor practices-1 (6-100 HP) | See Note 1 | 1138.9635 | 117.354 | See Note 2
2084 | Industrial, Existing, SIC35 Ind Machinery, Base Fans, ECM-210, Fans - Motor practices-1 (6-100 HP) | See Note 1 | 74.4994 | 7.6761 | See Note 2
2085 | Industrial, Existing, SIC36 Electronics, Base Fans, ECM-210, Fans - Motor practices-1 (6-100 HP) | See Note 1 | 142.3236 | 14.6644 | See Note 2
2086 | Industrial, Existing, SIC37 Transp Eqp, Base Fans, ECM-210, Fans - Motor practices-1 (6-100 HP) | See Note 1 | 384.0914 | 39.5751 | See Note 2
2087 | Industrial, Existing, SIC38 Instruments, Base Fans, ECM-210, Fans - Motor practices-1 (6-100 HP) | See Note 1 | 780.4182 | 80.4111 | See Note 2
2088 | Industrial, Existing, SIC39/21/31 Misc, Base Fans, ECM-210, Fans - Motor practices-1 (6-100 HP) | See Note 1 | 432.2715 | 44.5395 | See Note 2
2089 | Industrial, Existing, SIC20 Food, Base Fans, ECM-211, Fans - Replace 100+ HP motor | See Note 1 | 0 | 0 | See Note 2
2090 | Industrial, Existing, SIC22-23Textiles, Base Fans, ECM-211, Fans - Replace 100+ HP motor | See Note 1 | 0 | 0 | See Note 2
2091 | Industrial, Existing, SIC24-25 Lumber, Base Fans, ECM-211, Fans - Replace 100+ HP motor | See Note 1 | 0 | 0 | See Note 2
2092 | Industrial, Existing, SIC26 Paper, Base Fans, ECM-211, Fans - Replace 100+ HP motor | See Note 1 | 0 | 0 | See Note 2
2093 | Industrial, Existing, SIC27 Printing, Base Fans, ECM-211, Fans - Replace 100+ HP motor | See Note 1 | 0 | 0 | See Note 2
2094 | Industrial, Existing, SIC28 Chemicals, Base Fans, ECM-211, Fans - Replace 100+ HP motor | See Note 1 | 0 | 0 | See Note 2
2095 | Industrial, Existing, SIC29 Petroleum, Base Fans, ECM-211, Fans - Replace 100+ HP motor | See Note 1 | 0 | 0 | See Note 2
2096 | Industrial, Existing, SIC30 Rubber/Plastics, Base Fans, ECM-211, Fans - Replace 100+ HP motor | See Note 1 | 0 | 0 | See Note 2
2097 | Industrial, Existing, SIC32 Stone/Clay/Glass, Base Fans, ECM-211, Fans - Replace 100+ HP motor | See Note 1 | 0 | 0 | See Note 2
2098 | Industrial, Existing, SIC33 Primary Metals, Base Fans, ECM-211, Fans - Replace 100+ HP motor | See Note 1 | 0 | 0 | See Note 2
2099 | Industrial, Existing, SIC34 Fab Metals, Base Fans, ECM-211, Fans - Replace 100+ HP motor | See Note 1 | 0 | 0 | See Note 2
2100 | Industrial, Existing, SIC35 Ind Machinery, Base Fans, ECM-211, Fans - Replace 100+ HP motor | See Note 1 | 0 | 0 | See Note 2
2101 | Industrial, Existing, SIC36 Electronics, Base Fans, ECM-211, Fans - Replace 100+ HP motor | See Note 1 | 0 | 0 | See Note 2
2102 | Industrial, Existing, SIC37 Transp Eqp, Base Fans, ECM-211, Fans - Replace 100+ HP motor | See Note 1 | 0 | 0 | See Note 2
2103 | Industrial, Existing, SIC38 Instruments, Base Fans, ECM-211, Fans - Replace 100+ HP motor | See Note 1 | 0 | 0 | See Note 2
2104 | Industrial, Existing, SIC39/21/31 Misc, Base Fans, ECM-211, Fans - Replace 100+ HP motor | See Note 1 | 0 | 0 | See Note 2
2105 | Industrial, Existing, SIC20 Food, Base Fans, ECM-212, Fans - ASD (100+ hp) | See Note 1 | 0 | 0 | See Note 2
2106 | Industrial, Existing, SIC22-23Textiles, Base Fans, ECM-212, Fans - ASD (100+ hp) | See Note 1 | 0 | 0 | See Note 2
2107 | Industrial, Existing, SIC24-25 Lumber, Base Fans, ECM-212, Fans - ASD (100+ hp) | See Note 1 | 0 | 0 | See Note 2
2108 | Industrial, Existing, SIC26 Paper, Base Fans, ECM-212, Fans - ASD (100+ hp) | See Note 1 | 0 | 0 | See Note 2
2109 | Industrial, Existing, SIC27 Printing, Base Fans, ECM-212, Fans - ASD (100+ hp) | See Note 1 | 0 | 0 | See Note 2
2110 | Industrial, Existing, SIC28 Chemicals, Base Fans, ECM-212, Fans - ASD (100+ hp) | See Note 1 | 0 | 0 | See Note 2
2111 | Industrial, Existing, SIC29 Petroleum, Base Fans, ECM-212, Fans - ASD (100+ hp) | See Note 1 | 0 | 0 | See Note 2
2112 | Industrial, Existing, SIC30 Rubber/Plastics, Base Fans, ECM-212, Fans - ASD (100+ hp) | See Note 1 | 0 | 0 | See Note 2
2113 | Industrial, Existing, SIC32 Stone/Clay/Glass, Base Fans, ECM-212, Fans - ASD (100+ hp) | See Note 1 | 0 | 0 | See Note 2
2114 | Industrial, Existing, SIC33 Primary Metals, Base Fans, ECM-212, Fans - ASD (100+ hp) | See Note 1 | 0 | 0 | See Note 2
2115 | Industrial, Existing, SIC34 Fab Metals, Base Fans, ECM-212, Fans - ASD (100+ hp) | See Note 1 | 0 | 0 | See Note 2
2116 | Industrial, Existing, SIC35 Ind Machinery, Base Fans, ECM-212, Fans - ASD (100+ hp) | See Note 1 | 0 | 0 | See Note 2
2117 | Industrial, Existing, SIC36 Electronics, Base Fans, ECM-212, Fans - ASD (100+ hp) | See Note 1 | 0 | 0 | See Note 2
2118 | Industrial, Existing, SIC37 Transp Eqp, Base Fans, ECM-212, Fans - ASD (100+ hp) | See Note 1 | 0 | 0 | See Note 2
2119 | Industrial, Existing, SIC38 Instruments, Base Fans, ECM-212, Fans - ASD (100+ hp) | See Note 1 | 0 | 0 | See Note 2
2120 | Industrial, Existing, SIC39/21/31 Misc, Base Fans, ECM-212, Fans - ASD (100+ hp) | See Note 1 | 0 | 0 | See Note 2
2121 | Industrial, Existing, SIC20 Food, Base Fans, ECM-213, Fans - Motor practices-1 (100+ HP) | See Note 1 | 2269.5709 | 58.0166 | See Note 2
2122 | Industrial, Existing, SIC22-23Textiles, Base Fans, ECM-213, Fans - Motor practices-1 (100+ HP) | See Note 1 | 17.2863 | 0.44191 | See Note 2
2123 | Industrial, Existing, SIC24-25 Lumber, Base Fans, ECM-213, Fans - Motor practices-1 (100+ HP) | See Note 1 | 74.1587 | 1.8957 | See Note 2
2124 | Industrial, Existing, SIC26 Paper, Base Fans, ECM-213, Fans - Motor practices-1 (100+ HP) | See Note 1 | 1160.7213 | 29.6713 | See Note 2
2125 | Industrial, Existing, SIC27 Printing, Base Fans, ECM-213, Fans - Motor practices-1 (100+ HP) | See Note 1 | 198.7085 | 5.0796 | See Note 2
2126 | Industrial, Existing, SIC28 Chemicals, Base Fans, ECM-213, Fans - Motor practices-1 (100+ HP) | See Note 1 | 410.1217 | 10.4839 | See Note 2
2127 | Industrial, Existing, SIC29 Petroleum, Base Fans, ECM-213, Fans - Motor practices-1 (100+ HP) | See Note 1 | 8.5648 | 0.21891 | See Note 2
2128 | Industrial, Existing, SIC30 Rubber/Plastics, Base Fans, ECM-213, Fans - Motor practices-1 (100+ HP) | See Note 1 | 82.1017 | 2.0987 | See Note 2
2129 | Industrial, Existing, SIC32 Stone/Clay/Glass, Base Fans, ECM-213, Fans - Motor practices-1 (100+ HP) | See Note 1 | 2514.9046 | 64.2881 | See Note 2
2130 | Industrial, Existing, SIC33 Primary Metals, Base Fans, ECM-213, Fans - Motor practices-1 (100+ HP) | See Note 1 | 122.9855 | 3.1438 | See Note 2
2131 | Industrial, Existing, SIC34 Fab Metals, Base Fans, ECM-213, Fans - Motor practices-1 (100+ HP) | See Note 1 | 407.6673 | 10.4211 | See Note 2
2132 | Industrial, Existing, SIC35 Ind Machinery, Base Fans, ECM-213, Fans - Motor practices-1 (100+ HP) | See Note 1 | 26.6655 | 0.68164 | See Note 2
2133 | Industrial, Existing, SIC36 Electronics, Base Fans, ECM-213, Fans - Motor practices-1 (100+ HP) | See Note 1 | 50.9416 | 1.3022 | See Note 2
2134 | Industrial, Existing, SIC37 Transp Eqp, Base Fans, ECM-213, Fans - Motor practices-1 (100+ HP) | See Note 1 | 137.4772 | 3.5143 | See Note 2
2135 | Industrial, Existing, SIC38 Instruments, Base Fans, ECM-213, Fans - Motor practices-1 (100+ HP) | See Note 1 | 279.3337 | 7.1405 | See Note 2
2136 | Industrial, Existing, SIC39/21/31 Misc, Base Fans, ECM-213, Fans - Motor practices-1 (100+ HP) | See Note 1 | 154.7221 | 3.9551 | See Note 2
2137 | Industrial, Existing, SIC20 Food, Base Pumps, ECM-301, Pumps - O&M | See Note 1 | 0 | 0 | See Note 2
2138 | Industrial, Existing, SIC22-23Textiles, Base Pumps, ECM-301, Pumps - O&M | See Note 1 | 0 | 0 | See Note 2
2139 | Industrial, Existing, SIC24-25 Lumber, Base Pumps, ECM-301, Pumps - O&M | See Note 1 | 0 | 0 | See Note 2
2140 | Industrial, Existing, SIC26 Paper, Base Pumps, ECM-301, Pumps - O&M | See Note 1 | 0 | 0 | See Note 2
2141 | Industrial, Existing, SIC27 Printing, Base Pumps, ECM-301, Pumps - O&M | See Note 1 | 0 | 0 | See Note 2
2142 | Industrial, Existing, SIC28 Chemicals, Base Pumps, ECM-301, Pumps - O&M | See Note 1 | 0 | 0 | See Note 2
2143 | Industrial, Existing, SIC29 Petroleum, Base Pumps, ECM-301, Pumps - O&M | See Note 1 | 0 | 0 | See Note 2
2144 | Industrial, Existing, SIC30 Rubber/Plastics, Base Pumps, ECM-301, Pumps - O&M | See Note 1 | 0 | 0 | See Note 2
2145 | Industrial, Existing, SIC32 Stone/Clay/Glass, Base Pumps, ECM-301, Pumps - O&M | See Note 1 | 0 | 0 | See Note 2
2146 | Industrial, Existing, SIC33 Primary Metals, Base Pumps, ECM-301, Pumps - O&M | See Note 1 | 0 | 0 | See Note 2
2147 | Industrial, Existing, SIC34 Fab Metals, Base Pumps, ECM-301, Pumps - O&M | See Note 1 | 0 | 0 | See Note 2
2148 | Industrial, Existing, SIC35 Ind Machinery, Base Pumps, ECM-301, Pumps - O&M | See Note 1 | 0 | 0 | See Note 2
2149 | Industrial, Existing, SIC36 Electronics, Base Pumps, ECM-301, Pumps - O&M | See Note 1 | 0 | 0 | See Note 2
2150 | Industrial, Existing, SIC37 Transp Eqp, Base Pumps, ECM-301, Pumps - O&M | See Note 1 | 0 | 0 | See Note 2
2151 | Industrial, Existing, SIC38 Instruments, Base Pumps, ECM-301, Pumps - O&M | See Note 1 | 0 | 0 | See Note 2
2152 | Industrial, Existing, SIC39/21/31 Misc, Base Pumps, ECM-301, Pumps - O&M | See Note 1 | 0 | 0 | See Note 2
2153 | Industrial, Existing, SIC20 Food, Base Pumps, ECM-302, Pumps - Controls | See Note 1 | 0 | 0 | See Note 2
2154 | Industrial, Existing, SIC22-23Textiles, Base Pumps, ECM-302, Pumps - Controls | See Note 1 | 0 | 0 | See Note 2
2155 | Industrial, Existing, SIC24-25 Lumber, Base Pumps, ECM-302, Pumps - Controls | See Note 1 | 0 | 0 | See Note 2
2156 | Industrial, Existing, SIC26 Paper, Base Pumps, ECM-302, Pumps - Controls | See Note 1 | 0 | 0 | See Note 2
2157 | Industrial, Existing, SIC27 Printing, Base Pumps, ECM-302, Pumps - Controls | See Note 1 | 0 | 0 | See Note 2
2158 | Industrial, Existing, SIC28 Chemicals, Base Pumps, ECM-302, Pumps - Controls | See Note 1 | 0 | 0 | See Note 2
2159 | Industrial, Existing, SIC29 Petroleum, Base Pumps, ECM-302, Pumps - Controls | See Note 1 | 0 | 0 | See Note 2
2160 | Industrial, Existing, SIC30 Rubber/Plastics, Base Pumps, ECM-302, Pumps - Controls | See Note 1 | 0 | 0 | See Note 2
2161 | Industrial, Existing, SIC32 Stone/Clay/Glass, Base Pumps, ECM-302, Pumps - Controls | See Note 1 | 0 | 0 | See Note 2
2162 | Industrial, Existing, SIC33 Primary Metals, Base Pumps, ECM-302, Pumps - Controls | See Note 1 | 0 | 0 | See Note 2
2163 | Industrial, Existing, SIC34 Fab Metals, Base Pumps, ECM-302, Pumps - Controls | See Note 1 | 0 | 0 | See Note 2
2164 | Industrial, Existing, SIC35 Ind Machinery, Base Pumps, ECM-302, Pumps - Controls | See Note 1 | 0 | 0 | See Note 2
2165 | Industrial, Existing, SIC36 Electronics, Base Pumps, ECM-302, Pumps - Controls | See Note 1 | 0 | 0 | See Note 2
2166 | Industrial, Existing, SIC37 Transp Eqp, Base Pumps, ECM-302, Pumps - Controls | See Note 1 | 0 | 0 | See Note 2
2167 | Industrial, Existing, SIC38 Instruments, Base Pumps, ECM-302, Pumps - Controls | See Note 1 | 0 | 0 | See Note 2
2168 | Industrial, Existing, SIC39/21/31 Misc, Base Pumps, ECM-302, Pumps - Controls | See Note 1 | 0 | 0 | See Note 2
2169 | Industrial, Existing, SIC20 Food, Base Pumps, ECM-303, Pumps - System Optimization | See Note 1 | 65694.5175 | 4830.3893 | See Note 2
2170 | Industrial, Existing, SIC22-23Textiles, Base Pumps, ECM-303, Pumps - System Optimization | See Note 1 | 380.5039 | 27.9776 | See Note 2
2171 | Industrial, Existing, SIC24-25 Lumber, Base Pumps, ECM-303, Pumps - System Optimization | See Note 1 | 1599.6354 | 117.6179 | See Note 2
2172 | Industrial, Existing, SIC26 Paper, Base Pumps, ECM-303, Pumps - System Optimization | See Note 1 | 31774.3615 | 2336.3093 | See Note 2
2173 | Industrial, Existing, SIC27 Printing, Base Pumps, ECM-303, Pumps - System Optimization | See Note 1 | 4286.2197 | 315.1574 | See Note 2
2174 | Industrial, Existing, SIC28 Chemicals, Base Pumps, ECM-303, Pumps - System Optimization | See Note 1 | 27374.1178 | 2012.7699 | See Note 2
2175 | Industrial, Existing, SIC29 Petroleum, Base Pumps, ECM-303, Pumps - System Optimization | See Note 1 | 939.2291 | 69.0599 | See Note 2
2176 | Industrial, Existing, SIC30 Rubber/Plastics, Base Pumps, ECM-303, Pumps - System Optimization | See Note 1 | 1770.9655 | 130.2157 | See Note 2
2177 | Industrial, Existing, SIC32 Stone/Clay/Glass, Base Pumps, ECM-303, Pumps - System Optimization | See Note 1 | 52517.5248 | 3861.5147 | See Note 2
2178 | Industrial, Existing, SIC33 Primary Metals, Base Pumps, ECM-303, Pumps - System Optimization | See Note 1 | 2568.2511 | 188.8383 | See Note 2
2179 | Industrial, Existing, SIC34 Fab Metals, Base Pumps, ECM-303, Pumps - System Optimization | See Note 1 | 8793.5459 | 646.5721 | See Note 2
2180 | Industrial, Existing, SIC35 Ind Machinery, Base Pumps, ECM-303, Pumps - System Optimization | See Note 1 | 575.1867 | 42.2922 | See Note 2
2181 | Industrial, Existing, SIC36 Electronics, Base Pumps, ECM-303, Pumps - System Optimization | See Note 1 | 1098.831 | 80.795 | See Note 2
2182 | Industrial, Existing, SIC37 Transp Eqp, Base Pumps, ECM-303, Pumps - System Optimization | See Note 1 | 2965.4378 | 218.0428 | See Note 2
2183 | Industrial, Existing, SIC38 Instruments, Base Pumps, ECM-303, Pumps - System Optimization | See Note 1 | 6025.3345 | 443.0314 | See Note 2
2184 | Industrial, Existing, SIC39/21/31 Misc, Base Pumps, ECM-303, Pumps - System Optimization | See Note 1 | 3337.4145 | 245.3939 | See Note 2
2185 | Industrial, Existing, SIC20 Food, Base Pumps, ECM-304, Pumps - Sizing | See Note 1 | 0 | 0 | See Note 2
2186 | Industrial, Existing, SIC22-23Textiles, Base Pumps, ECM-304, Pumps - Sizing | See Note 1 | 0 | 0 | See Note 2
2187 | Industrial, Existing, SIC24-25 Lumber, Base Pumps, ECM-304, Pumps - Sizing | See Note 1 | 0 | 0 | See Note 2
2188 | Industrial, Existing, SIC26 Paper, Base Pumps, ECM-304, Pumps - Sizing | See Note 1 | 0 | 0 | See Note 2
2189 | Industrial, Existing, SIC27 Printing, Base Pumps, ECM-304, Pumps - Sizing | See Note 1 | 0 | 0 | See Note 2
2190 | Industrial, Existing, SIC28 Chemicals, Base Pumps, ECM-304, Pumps - Sizing | See Note 1 | 0 | 0 | See Note 2
2191 | Industrial, Existing, SIC29 Petroleum, Base Pumps, ECM-304, Pumps - Sizing | See Note 1 | 0 | 0 | See Note 2
2192 | Industrial, Existing, SIC30 Rubber/Plastics, Base Pumps, ECM-304, Pumps - Sizing | See Note 1 | 0 | 0 | See Note 2
2193 | Industrial, Existing, SIC32 Stone/Clay/Glass, Base Pumps, ECM-304, Pumps - Sizing | See Note 1 | 0 | 0 | See Note 2
2194 | Industrial, Existing, SIC33 Primary Metals, Base Pumps, ECM-304, Pumps - Sizing | See Note 1 | 0 | 0 | See Note 2
2195 | Industrial, Existing, SIC34 Fab Metals, Base Pumps, ECM-304, Pumps - Sizing | See Note 1 | 0 | 0 | See Note 2
2196 | Industrial, Existing, SIC35 Ind Machinery, Base Pumps, ECM-304, Pumps - Sizing | See Note 1 | 0 | 0 | See Note 2
2197 | Industrial, Existing, SIC36 Electronics, Base Pumps, ECM-304, Pumps - Sizing | See Note 1 | 0 | 0 | See Note 2
2198 | Industrial, Existing, SIC37 Transp Eqp, Base Pumps, ECM-304, Pumps - Sizing | See Note 1 | 0 | 0 | See Note 2
2199 | Industrial, Existing, SIC38 Instruments, Base Pumps, ECM-304, Pumps - Sizing | See Note 1 | 0 | 0 | See Note 2
2200 | Industrial, Existing, SIC39/21/31 Misc, Base Pumps, ECM-304, Pumps - Sizing | See Note 1 | 0 | 0 | See Note 2
2201 | Industrial, Existing, SIC20 Food, Base Pumps, ECM-305, Pumps - Replace 1-5 HP motor | See Note 1 | 0 | 0 | See Note 2
2202 | Industrial, Existing, SIC22-23Textiles, Base Pumps, ECM-305, Pumps - Replace 1-5 HP motor | See Note 1 | 0 | 0 | See Note 2
2203 | Industrial, Existing, SIC24-25 Lumber, Base Pumps, ECM-305, Pumps - Replace 1-5 HP motor | See Note 1 | 0 | 0 | See Note 2
2204 | Industrial, Existing, SIC26 Paper, Base Pumps, ECM-305, Pumps - Replace 1-5 HP motor | See Note 1 | 0 | 0 | See Note 2
2205 | Industrial, Existing, SIC27 Printing, Base Pumps, ECM-305, Pumps - Replace 1-5 HP motor | See Note 1 | 0 | 0 | See Note 2
2206 | Industrial, Existing, SIC28 Chemicals, Base Pumps, ECM-305, Pumps - Replace 1-5 HP motor | See Note 1 | 0 | 0 | See Note 2
2207 | Industrial, Existing, SIC29 Petroleum, Base Pumps, ECM-305, Pumps - Replace 1-5 HP motor | See Note 1 | 0 | 0 | See Note 2
2208 | Industrial, Existing, SIC30 Rubber/Plastics, Base Pumps, ECM-305, Pumps - Replace 1-5 HP motor | See Note 1 | 0 | 0 | See Note 2
2209 | Industrial, Existing, SIC32 Stone/Clay/Glass, Base Pumps, ECM-305, Pumps - Replace 1-5 HP motor | See Note 1 | 0 | 0 | See Note 2
2210 | Industrial, Existing, SIC33 Primary Metals, Base Pumps, ECM-305, Pumps - Replace 1-5 HP motor | See Note 1 | 0 | 0 | See Note 2
2211 | Industrial, Existing, SIC34 Fab Metals, Base Pumps, ECM-305, Pumps - Replace 1-5 HP motor | See Note 1 | 0 | 0 | See Note 2
2212 | Industrial, Existing, SIC35 Ind Machinery, Base Pumps, ECM-305, Pumps - Replace 1-5 HP motor | See Note 1 | 0 | 0 | See Note 2
2213 | Industrial, Existing, SIC36 Electronics, Base Pumps, ECM-305, Pumps - Replace 1-5 HP motor | See Note 1 | 0 | 0 | See Note 2
2214 | Industrial, Existing, SIC37 Transp Eqp, Base Pumps, ECM-305, Pumps - Replace 1-5 HP motor | See Note 1 | 0 | 0 | See Note 2
2215 | Industrial, Existing, SIC38 Instruments, Base Pumps, ECM-305, Pumps - Replace 1-5 HP motor | See Note 1 | 0 | 0 | See Note 2
2216 | Industrial, Existing, SIC39/21/31 Misc, Base Pumps, ECM-305, Pumps - Replace 1-5 HP motor | See Note 1 | 0 | 0 | See Note 2
2217 | Industrial, Existing, SIC20 Food, Base Pumps, ECM-306, Pumps - ASD (1-5 hp) | See Note 1 | 0 | 0 | See Note 2
2218 | Industrial, Existing, SIC22-23Textiles, Base Pumps, ECM-306, Pumps - ASD (1-5 hp) | See Note 1 | 0 | 0 | See Note 2
2219 | Industrial, Existing, SIC24-25 Lumber, Base Pumps, ECM-306, Pumps - ASD (1-5 hp) | See Note 1 | 0 | 0 | See Note 2
2220 | Industrial, Existing, SIC26 Paper, Base Pumps, ECM-306, Pumps - ASD (1-5 hp) | See Note 1 | 0 | 0 | See Note 2
2221 | Industrial, Existing, SIC27 Printing, Base Pumps, ECM-306, Pumps - ASD (1-5 hp) | See Note 1 | 0 | 0 | See Note 2
2222 | Industrial, Existing, SIC28 Chemicals, Base Pumps, ECM-306, Pumps - ASD (1-5 hp) | See Note 1 | 0 | 0 | See Note 2
2223 | Industrial, Existing, SIC29 Petroleum, Base Pumps, ECM-306, Pumps - ASD (1-5 hp) | See Note 1 | 0 | 0 | See Note 2
2224 | Industrial, Existing, SIC30 Rubber/Plastics, Base Pumps, ECM-306, Pumps - ASD (1-5 hp) | See Note 1 | 0 | 0 | See Note 2
2225 | Industrial, Existing, SIC32 Stone/Clay/Glass, Base Pumps, ECM-306, Pumps - ASD (1-5 hp) | See Note 1 | 0 | 0 | See Note 2
2226 | Industrial, Existing, SIC33 Primary Metals, Base Pumps, ECM-306, Pumps - ASD (1-5 hp) | See Note 1 | 0 | 0 | See Note 2
2227 | Industrial, Existing, SIC34 Fab Metals, Base Pumps, ECM-306, Pumps - ASD (1-5 hp) | See Note 1 | 0 | 0 | See Note 2
2228 | Industrial, Existing, SIC35 Ind Machinery, Base Pumps, ECM-306, Pumps - ASD (1-5 hp) | See Note 1 | 0 | 0 | See Note 2
2229 | Industrial, Existing, SIC36 Electronics, Base Pumps, ECM-306, Pumps - ASD (1-5 hp) | See Note 1 | 0 | 0 | See Note 2
2230 | Industrial, Existing, SIC37 Transp Eqp, Base Pumps, ECM-306, Pumps - ASD (1-5 hp) | See Note 1 | 0 | 0 | See Note 2
2231 | Industrial, Existing, SIC38 Instruments, Base Pumps, ECM-306, Pumps - ASD (1-5 hp) | See Note 1 | 0 | 0 | See Note 2
2232 | Industrial, Existing, SIC39/21/31 Misc, Base Pumps, ECM-306, Pumps - ASD (1-5 hp) | See Note 1 | 0 | 0 | See Note 2
2233 | Industrial, Existing, SIC20 Food, Base Pumps, ECM-307, Pumps - Motor practices-1 (1-5 HP) | See Note 1 | 0 | 0 | See Note 2
2234 | Industrial, Existing, SIC22-23Textiles, Base Pumps, ECM-307, Pumps - Motor practices-1 (1-5 HP) | See Note 1 | 0 | 0 | See Note 2
2235 | Industrial, Existing, SIC24-25 Lumber, Base Pumps, ECM-307, Pumps - Motor practices-1 (1-5 HP) | See Note 1 | 0 | 0 | See Note 2
2236 | Industrial, Existing, SIC26 Paper, Base Pumps, ECM-307, Pumps - Motor practices-1 (1-5 HP) | See Note 1 | 0 | 0 | See Note 2
2237 | Industrial, Existing, SIC27 Printing, Base Pumps, ECM-307, Pumps - Motor practices-1 (1-5 HP) | See Note 1 | 0 | 0 | See Note 2
2238 | Industrial, Existing, SIC28 Chemicals, Base Pumps, ECM-307, Pumps - Motor practices-1 (1-5 HP) | See Note 1 | 0 | 0 | See Note 2
2239 | Industrial, Existing, SIC29 Petroleum, Base Pumps, ECM-307, Pumps - Motor practices-1 (1-5 HP) | See Note 1 | 0 | 0 | See Note 2
2240 | Industrial, Existing, SIC30 Rubber/Plastics, Base Pumps, ECM-307, Pumps - Motor practices-1 (1-5 HP) | See Note 1 | 0 | 0 | See Note 2
2241 | Industrial, Existing, SIC32 Stone/Clay/Glass, Base Pumps, ECM-307, Pumps - Motor practices-1 (1-5 HP) | See Note 1 | 0 | 0 | See Note 2
2242 | Industrial, Existing, SIC33 Primary Metals, Base Pumps, ECM-307, Pumps - Motor practices-1 (1-5 HP) | See Note 1 | 0 | 0 | See Note 2
2243 | Industrial, Existing, SIC34 Fab Metals, Base Pumps, ECM-307, Pumps - Motor practices-1 (1-5 HP) | See Note 1 | 0 | 0 | See Note 2
2244 | Industrial, Existing, SIC35 Ind Machinery, Base Pumps, ECM-307, Pumps - Motor practices-1 (1-5 HP) | See Note 1 | 0 | 0 | See Note 2
2245 | Industrial, Existing, SIC36 Electronics, Base Pumps, ECM-307, Pumps - Motor practices-1 (1-5 HP) | See Note 1 | 0 | 0 | See Note 2
2246 | Industrial, Existing, SIC37 Transp Eqp, Base Pumps, ECM-307, Pumps - Motor practices-1 (1-5 HP) | See Note 1 | 0 | 0 | See Note 2
2247 | Industrial, Existing, SIC38 Instruments, Base Pumps, ECM-307, Pumps - Motor practices-1 (1-5 HP) | See Note 1 | 0 | 0 | See Note 2
2248 | Industrial, Existing, SIC39/21/31 Misc, Base Pumps, ECM-307, Pumps - Motor practices-1 (1-5 HP) | See Note 1 | 0 | 0 | See Note 2
2249 | Industrial, Existing, SIC20 Food, Base Pumps, ECM-308, Pumps - Replace 6-100 HP motor | See Note 1 | 0 | 0 | See Note 2
2250 | Industrial, Existing, SIC22-23Textiles, Base Pumps, ECM-308, Pumps - Replace 6-100 HP motor | See Note 1 | 0 | 0 | See Note 2
2251 | Industrial, Existing, SIC24-25 Lumber, Base Pumps, ECM-308, Pumps - Replace 6-100 HP motor | See Note 1 | 0 | 0 | See Note 2
2252 | Industrial, Existing, SIC26 Paper, Base Pumps, ECM-308, Pumps - Replace 6-100 HP motor | See Note 1 | 0 | 0 | See Note 2
2253 | Industrial, Existing, SIC27 Printing, Base Pumps, ECM-308, Pumps - Replace 6-100 HP motor | See Note 1 | 0 | 0 | See Note 2
2254 | Industrial, Existing, SIC28 Chemicals, Base Pumps, ECM-308, Pumps - Replace 6-100 HP motor | See Note 1 | 0 | 0 | See Note 2
2255 | Industrial, Existing, SIC29 Petroleum, Base Pumps, ECM-308, Pumps - Replace 6-100 HP motor | See Note 1 | 0 | 0 | See Note 2
2256 | Industrial, Existing, SIC30 Rubber/Plastics, Base Pumps, ECM-308, Pumps - Replace 6-100 HP motor | See Note 1 | 0 | 0 | See Note 2
2257 | Industrial, Existing, SIC32 Stone/Clay/Glass, Base Pumps, ECM-308, Pumps - Replace 6-100 HP motor | See Note 1 | 0 | 0 | See Note 2
2258 | Industrial, Existing, SIC33 Primary Metals, Base Pumps, ECM-308, Pumps - Replace 6-100 HP motor | See Note 1 | 0 | 0 | See Note 2
2259 | Industrial, Existing, SIC34 Fab Metals, Base Pumps, ECM-308, Pumps - Replace 6-100 HP motor | See Note 1 | 0 | 0 | See Note 2
2260 | Industrial, Existing, SIC35 Ind Machinery, Base Pumps, ECM-308, Pumps - Replace 6-100 HP motor | See Note 1 | 0 | 0 | See Note 2
2261 | Industrial, Existing, SIC36 Electronics, Base Pumps, ECM-308, Pumps - Replace 6-100 HP motor | See Note 1 | 0 | 0 | See Note 2
2262 | Industrial, Existing, SIC37 Transp Eqp, Base Pumps, ECM-308, Pumps - Replace 6-100 HP motor | See Note 1 | 0 | 0 | See Note 2
2263 | Industrial, Existing, SIC38 Instruments, Base Pumps, ECM-308, Pumps - Replace 6-100 HP motor | See Note 1 | 0 | 0 | See Note 2
2264 | Industrial, Existing, SIC39/21/31 Misc, Base Pumps, ECM-308, Pumps - Replace 6-100 HP motor | See Note 1 | 0 | 0 | See Note 2
2265 | Industrial, Existing, SIC20 Food, Base Pumps, ECM-309, Pumps - ASD (6-100 hp) | See Note 1 | 0 | 0 | See Note 2
2266 | Industrial, Existing, SIC22-23Textiles, Base Pumps, ECM-309, Pumps - ASD (6-100 hp) | See Note 1 | 0 | 0 | See Note 2
2267 | Industrial, Existing, SIC24-25 Lumber, Base Pumps, ECM-309, Pumps - ASD (6-100 hp) | See Note 1 | 0 | 0 | See Note 2
2268 | Industrial, Existing, SIC26 Paper, Base Pumps, ECM-309, Pumps - ASD (6-100 hp) | See Note 1 | 0 | 0 | See Note 2
2269 | Industrial, Existing, SIC27 Printing, Base Pumps, ECM-309, Pumps - ASD (6-100 hp) | See Note 1 | 0 | 0 | See Note 2
2270 | Industrial, Existing, SIC28 Chemicals, Base Pumps, ECM-309, Pumps - ASD (6-100 hp) | See Note 1 | 0 | 0 | See Note 2
2271 | Industrial, Existing, SIC29 Petroleum, Base Pumps, ECM-309, Pumps - ASD (6-100 hp) | See Note 1 | 0 | 0 | See Note 2
2272 | Industrial, Existing, SIC30 Rubber/Plastics, Base Pumps, ECM-309, Pumps - ASD (6-100 hp) | See Note 1 | 0 | 0 | See Note 2
2273 | Industrial, Existing, SIC32 Stone/Clay/Glass, Base Pumps, ECM-309, Pumps - ASD (6-100 hp) | See Note 1 | 0 | 0 | See Note 2
2274 | Industrial, Existing, SIC33 Primary Metals, Base Pumps, ECM-309, Pumps - ASD (6-100 hp) | See Note 1 | 0 | 0 | See Note 2
2275 | Industrial, Existing, SIC34 Fab Metals, Base Pumps, ECM-309, Pumps - ASD (6-100 hp) | See Note 1 | 0 | 0 | See Note 2
2276 | Industrial, Existing, SIC35 Ind Machinery, Base Pumps, ECM-309, Pumps - ASD (6-100 hp) | See Note 1 | 0 | 0 | See Note 2
2277 | Industrial, Existing, SIC36 Electronics, Base Pumps, ECM-309, Pumps - ASD (6-100 hp) | See Note 1 | 0 | 0 | See Note 2
2278 | Industrial, Existing, SIC37 Transp Eqp, Base Pumps, ECM-309, Pumps - ASD (6-100 hp) | See Note 1 | 0 | 0 | See Note 2
2279 | Industrial, Existing, SIC38 Instruments, Base Pumps, ECM-309, Pumps - ASD (6-100 hp) | See Note 1 | 0 | 0 | See Note 2
2280 | Industrial, Existing, SIC39/21/31 Misc, Base Pumps, ECM-309, Pumps - ASD (6-100 hp) | See Note 1 | 0 | 0 | See Note 2
2281 | Industrial, Existing, SIC20 Food, Base Pumps, ECM-310, Pumps - Motor practices-1 (6-100 HP) | See Note 1 | 0 | 0 | See Note 2
2282 | Industrial, Existing, SIC22-23Textiles, Base Pumps, ECM-310, Pumps - Motor practices-1 (6-100 HP) | See Note 1 | 0 | 0 | See Note 2
2283 | Industrial, Existing, SIC24-25 Lumber, Base Pumps, ECM-310, Pumps - Motor practices-1 (6-100 HP) | See Note 1 | 0 | 0 | See Note 2
2284 | Industrial, Existing, SIC26 Paper, Base Pumps, ECM-310, Pumps - Motor practices-1 (6-100 HP) | See Note 1 | 0 | 0 | See Note 2
2285 | Industrial, Existing, SIC27 Printing, Base Pumps, ECM-310, Pumps - Motor practices-1 (6-100 HP) | See Note 1 | 0 | 0 | See Note 2
2286 | Industrial, Existing, SIC28 Chemicals, Base Pumps, ECM-310, Pumps - Motor practices-1 (6-100 HP) | See Note 1 | 0 | 0 | See Note 2
2287 | Industrial, Existing, SIC29 Petroleum, Base Pumps, ECM-310, Pumps - Motor practices-1 (6-100 HP) | See Note 1 | 0 | 0 | See Note 2
2288 | Industrial, Existing, SIC30 Rubber/Plastics, Base Pumps, ECM-310, Pumps - Motor practices-1 (6-100 HP) | See Note 1 | 0 | 0 | See Note 2
2289 | Industrial, Existing, SIC32 Stone/Clay/Glass, Base Pumps, ECM-310, Pumps - Motor practices-1 (6-100 HP) | See Note 1 | 0 | 0 | See Note 2
2290 | Industrial, Existing, SIC33 Primary Metals, Base Pumps, ECM-310, Pumps - Motor practices-1 (6-100 HP) | See Note 1 | 0 | 0 | See Note 2
2291 | Industrial, Existing, SIC34 Fab Metals, Base Pumps, ECM-310, Pumps - Motor practices-1 (6-100 HP) | See Note 1 | 0 | 0 | See Note 2
2292 | Industrial, Existing, SIC35 Ind Machinery, Base Pumps, ECM-310, Pumps - Motor practices-1 (6-100 HP) | See Note 1 | 0 | 0 | See Note 2
2293 | Industrial, Existing, SIC36 Electronics, Base Pumps, ECM-310, Pumps - Motor practices-1 (6-100 HP) | See Note 1 | 0 | 0 | See Note 2
2294 | Industrial, Existing, SIC37 Transp Eqp, Base Pumps, ECM-310, Pumps - Motor practices-1 (6-100 HP) | See Note 1 | 0 | 0 | See Note 2
2295 | Industrial, Existing, SIC38 Instruments, Base Pumps, ECM-310, Pumps - Motor practices-1 (6-100 HP) | See Note 1 | 0 | 0 | See Note 2
2296 | Industrial, Existing, SIC39/21/31 Misc, Base Pumps, ECM-310, Pumps - Motor practices-1 (6-100 HP) | See Note 1 | 0 | 0 | See Note 2
2297 | Industrial, Existing, SIC20 Food, Base Pumps, ECM-311, Pumps - Replace 100+ HP motor | See Note 1 | 0 | 0 | See Note 2
2298 | Industrial, Existing, SIC22-23Textiles, Base Pumps, ECM-311, Pumps - Replace 100+ HP motor | See Note 1 | 0 | 0 | See Note 2
2299 | Industrial, Existing, SIC24-25 Lumber, Base Pumps, ECM-311, Pumps - Replace 100+ HP motor | See Note 1 | 0 | 0 | See Note 2
2300 | Industrial, Existing, SIC26 Paper, Base Pumps, ECM-311, Pumps - Replace 100+ HP motor | See Note 1 | 0 | 0 | See Note 2
2301 | Industrial, Existing, SIC27 Printing, Base Pumps, ECM-311, Pumps - Replace 100+ HP motor | See Note 1 | 0 | 0 | See Note 2
2302 | Industrial, Existing, SIC28 Chemicals, Base Pumps, ECM-311, Pumps - Replace 100+ HP motor | See Note 1 | 0 | 0 | See Note 2
2303 | Industrial, Existing, SIC29 Petroleum, Base Pumps, ECM-311, Pumps - Replace 100+ HP motor | See Note 1 | 0 | 0 | See Note 2
2304 | Industrial, Existing, SIC30 Rubber/Plastics, Base Pumps, ECM-311, Pumps - Replace 100+ HP motor | See Note 1 | 0 | 0 | See Note 2
2305 | Industrial, Existing, SIC32 Stone/Clay/Glass, Base Pumps, ECM-311, Pumps - Replace 100+ HP motor | See Note 1 | 0 | 0 | See Note 2
2306 | Industrial, Existing, SIC33 Primary Metals, Base Pumps, ECM-311, Pumps - Replace 100+ HP motor | See Note 1 | 0 | 0 | See Note 2
2307 | Industrial, Existing, SIC34 Fab Metals, Base Pumps, ECM-311, Pumps - Replace 100+ HP motor | See Note 1 | 0 | 0 | See Note 2
2308 | Industrial, Existing, SIC35 Ind Machinery, Base Pumps, ECM-311, Pumps - Replace 100+ HP motor | See Note 1 | 0 | 0 | See Note 2
2309 | Industrial, Existing, SIC36 Electronics, Base Pumps, ECM-311, Pumps - Replace 100+ HP motor | See Note 1 | 0 | 0 | See Note 2
2310 | Industrial, Existing, SIC37 Transp Eqp, Base Pumps, ECM-311, Pumps - Replace 100+ HP motor | See Note 1 | 0 | 0 | See Note 2
2311 | Industrial, Existing, SIC38 Instruments, Base Pumps, ECM-311, Pumps - Replace 100+ HP motor | See Note 1 | 0 | 0 | See Note 2
2312 | Industrial, Existing, SIC39/21/31 Misc, Base Pumps, ECM-311, Pumps - Replace 100+ HP motor | See Note 1 | 0 | 0 | See Note 2
2313 | Industrial, Existing, SIC20 Food, Base Pumps, ECM-312, Pumps - ASD (100+ hp) | See Note 1 | 0 | 0 | See Note 2
2314 | Industrial, Existing, SIC22-23Textiles, Base Pumps, ECM-312, Pumps - ASD (100+ hp) | See Note 1 | 0 | 0 | See Note 2
2315 | Industrial, Existing, SIC24-25 Lumber, Base Pumps, ECM-312, Pumps - ASD (100+ hp) | See Note 1 | 0 | 0 | See Note 2
2316 | Industrial, Existing, SIC26 Paper, Base Pumps, ECM-312, Pumps - ASD (100+ hp) | See Note 1 | 0 | 0 | See Note 2
2317 | Industrial, Existing, SIC27 Printing, Base Pumps, ECM-312, Pumps - ASD (100+ hp) | See Note 1 | 0 | 0 | See Note 2
2318 | Industrial, Existing, SIC28 Chemicals, Base Pumps, ECM-312, Pumps - ASD (100+ hp) | See Note 1 | 0 | 0 | See Note 2
2319 | Industrial, Existing, SIC29 Petroleum, Base Pumps, ECM-312, Pumps - ASD (100+ hp) | See Note 1 | 0 | 0 | See Note 2
2320 | Industrial, Existing, SIC30 Rubber/Plastics, Base Pumps, ECM-312, Pumps - ASD (100+ hp) | See Note 1 | 0 | 0 | See Note 2
2321 | Industrial, Existing, SIC32 Stone/Clay/Glass, Base Pumps, ECM-312, Pumps - ASD (100+ hp) | See Note 1 | 0 | 0 | See Note 2
2322 | Industrial, Existing, SIC33 Primary Metals, Base Pumps, ECM-312, Pumps - ASD (100+ hp) | See Note 1 | 0 | 0 | See Note 2
2323 | Industrial, Existing, SIC34 Fab Metals, Base Pumps, ECM-312, Pumps - ASD (100+ hp) | See Note 1 | 0 | 0 | See Note 2
2324 | Industrial, Existing, SIC35 Ind Machinery, Base Pumps, ECM-312, Pumps - ASD (100+ hp) | See Note 1 | 0 | 0 | See Note 2
2325 | Industrial, Existing, SIC36 Electronics, Base Pumps, ECM-312, Pumps - ASD (100+ hp) | See Note 1 | 0 | 0 | See Note 2
2326 | Industrial, Existing, SIC37 Transp Eqp, Base Pumps, ECM-312, Pumps - ASD (100+ hp) | See Note 1 | 0 | 0 | See Note 2
2327 | Industrial, Existing, SIC38 Instruments, Base Pumps, ECM-312, Pumps - ASD (100+ hp) | See Note 1 | 0 | 0 | See Note 2
2328 | Industrial, Existing, SIC39/21/31 Misc, Base Pumps, ECM-312, Pumps - ASD (100+ hp) | See Note 1 | 0 | 0 | See Note 2
2329 | Industrial, Existing, SIC20 Food, Base Pumps, ECM-313, Pumps - Motor practices-1 (100+ HP) | See Note 1 | 0 | 0 | See Note 2
2330 | Industrial, Existing, SIC22-23Textiles, Base Pumps, ECM-313, Pumps - Motor practices-1 (100+ HP) | See Note 1 | 0 | 0 | See Note 2
2331 | Industrial, Existing, SIC24-25 Lumber, Base Pumps, ECM-313, Pumps - Motor practices-1 (100+ HP) | See Note 1 | 0 | 0 | See Note 2
2332 | Industrial, Existing, SIC26 Paper, Base Pumps, ECM-313, Pumps - Motor practices-1 (100+ HP) | See Note 1 | 0 | 0 | See Note 2
2333 | Industrial, Existing, SIC27 Printing, Base Pumps, ECM-313, Pumps - Motor practices-1 (100+ HP) | See Note 1 | 0 | 0 | See Note 2
2334 | Industrial, Existing, SIC28 Chemicals, Base Pumps, ECM-313, Pumps - Motor practices-1 (100+ HP) | See Note 1 | 0 | 0 | See Note 2
2335 | Industrial, Existing, SIC29 Petroleum, Base Pumps, ECM-313, Pumps - Motor practices-1 (100+ HP) | See Note 1 | 0 | 0 | See Note 2
2336 | Industrial, Existing, SIC30 Rubber/Plastics, Base Pumps, ECM-313, Pumps - Motor practices-1 (100+ HP) | See Note 1 | 0 | 0 | See Note 2
2337 | Industrial, Existing, SIC32 Stone/Clay/Glass, Base Pumps, ECM-313, Pumps - Motor practices-1 (100+ HP) | See Note 1 | 0 | 0 | See Note 2
2338 | Industrial, Existing, SIC33 Primary Metals, Base Pumps, ECM-313, Pumps - Motor practices-1 (100+ HP) | See Note 1 | 0 | 0 | See Note 2
2339 | Industrial, Existing, SIC34 Fab Metals, Base Pumps, ECM-313, Pumps - Motor practices-1 (100+ HP) | See Note 1 | 0 | 0 | See Note 2
2340 | Industrial, Existing, SIC35 Ind Machinery, Base Pumps, ECM-313, Pumps - Motor practices-1 (100+ HP) | See Note 1 | 0 | 0 | See Note 2
2341 | Industrial, Existing, SIC36 Electronics, Base Pumps, ECM-313, Pumps - Motor practices-1 (100+ HP) | See Note 1 | 0 | 0 | See Note 2
2342 | Industrial, Existing, SIC37 Transp Eqp, Base Pumps, ECM-313, Pumps - Motor practices-1 (100+ HP) | See Note 1 | 0 | 0 | See Note 2
2343 | Industrial, Existing, SIC38 Instruments, Base Pumps, ECM-313, Pumps - Motor practices-1 (100+ HP) | See Note 1 | 0 | 0 | See Note 2
2344 | Industrial, Existing, SIC39/21/31 Misc, Base Pumps, ECM-313, Pumps - Motor practices-1 (100+ HP) | See Note 1 | 0 | 0 | See Note 2
2345 | Industrial, Existing, SIC20 Food, Base Drives, ECM-401, Bakery - Process (Mixing) - O&M | See Note 1 | 0 | 0 | See Note 2
2346 | Industrial, Existing, SIC22-23Textiles, Base Drives, ECM-401, Bakery - Process (Mixing) - O&M | See Note 1 | 0 | 0 | See Note 2
2347 | Industrial, Existing, SIC24-25 Lumber, Base Drives, ECM-401, Bakery - Process (Mixing) - O&M | See Note 1 | 0 | 0 | See Note 2
2348 | Industrial, Existing, SIC26 Paper, Base Drives, ECM-401, Bakery - Process (Mixing) - O&M | See Note 1 | 0 | 0 | See Note 2
2349 | Industrial, Existing, SIC27 Printing, Base Drives, ECM-401, Bakery - Process (Mixing) - O&M | See Note 1 | 0 | 0 | See Note 2
2350 | Industrial, Existing, SIC28 Chemicals, Base Drives, ECM-401, Bakery - Process (Mixing) - O&M | See Note 1 | 0 | 0 | See Note 2
2351 | Industrial, Existing, SIC29 Petroleum, Base Drives, ECM-401, Bakery - Process (Mixing) - O&M | See Note 1 | 0 | 0 | See Note 2
2352 | Industrial, Existing, SIC30 Rubber/Plastics, Base Drives, ECM-401, Bakery - Process (Mixing) - O&M | See Note 1 | 0 | 0 | See Note 2
2353 | Industrial, Existing, SIC32 Stone/Clay/Glass, Base Drives, ECM-401, Bakery - Process (Mixing) - O&M | See Note 1 | 0 | 0 | See Note 2
2354 | Industrial, Existing, SIC33 Primary Metals, Base Drives, ECM-401, Bakery - Process (Mixing) - O&M | See Note 1 | 0 | 0 | See Note 2
2355 | Industrial, Existing, SIC34 Fab Metals, Base Drives, ECM-401, Bakery - Process (Mixing) - O&M | See Note 1 | 0 | 0 | See Note 2
2356 | Industrial, Existing, SIC35 Ind Machinery, Base Drives, ECM-401, Bakery - Process (Mixing) - O&M | See Note 1 | 0 | 0 | See Note 2
2357 | Industrial, Existing, SIC36 Electronics, Base Drives, ECM-401, Bakery - Process (Mixing) - O&M | See Note 1 | 0 | 0 | See Note 2
2358 | Industrial, Existing, SIC37 Transp Eqp, Base Drives, ECM-401, Bakery - Process (Mixing) - O&M | See Note 1 | 0 | 0 | See Note 2
2359 | Industrial, Existing, SIC38 Instruments, Base Drives, ECM-401, Bakery - Process (Mixing) - O&M | See Note 1 | 0 | 0 | See Note 2
2360 | Industrial, Existing, SIC39/21/31 Misc, Base Drives, ECM-401, Bakery - Process (Mixing) - O&M | See Note 1 | 0 | 0 | See Note 2
2361 | Industrial, Existing, SIC20 Food, Base Heating , ECM-501, Bakery - Process | See Note 1 | 0 | 0 | See Note 2
2362 | Industrial, Existing, SIC22-23Textiles, Base Heating , ECM-501, Bakery - Process | See Note 1 | 0 | 0 | See Note 2
2363 | Industrial, Existing, SIC24-25 Lumber, Base Heating , ECM-501, Bakery - Process | See Note 1 | 0 | 0 | See Note 2
2364 | Industrial, Existing, SIC26 Paper, Base Heating , ECM-501, Bakery - Process | See Note 1 | 0 | 0 | See Note 2
2365 | Industrial, Existing, SIC27 Printing, Base Heating , ECM-501, Bakery - Process | See Note 1 | 0 | 0 | See Note 2
2366 | Industrial, Existing, SIC28 Chemicals, Base Heating , ECM-501, Bakery - Process | See Note 1 | 0 | 0 | See Note 2
2367 | Industrial, Existing, SIC29 Petroleum, Base Heating , ECM-501, Bakery - Process | See Note 1 | 0 | 0 | See Note 2
2368 | Industrial, Existing, SIC30 Rubber/Plastics, Base Heating , ECM-501, Bakery - Process | See Note 1 | 0 | 0 | See Note 2
2369 | Industrial, Existing, SIC32 Stone/Clay/Glass, Base Heating , ECM-501, Bakery - Process | See Note 1 | 0 | 0 | See Note 2
2370 | Industrial, Existing, SIC33 Primary Metals, Base Heating , ECM-501, Bakery - Process | See Note 1 | 0 | 0 | See Note 2
2371 | Industrial, Existing, SIC34 Fab Metals, Base Heating , ECM-501, Bakery - Process | See Note 1 | 0 | 0 | See Note 2
2372 | Industrial, Existing, SIC35 Ind Machinery, Base Heating , ECM-501, Bakery - Process | See Note 1 | 0 | 0 | See Note 2
2373 | Industrial, Existing, SIC36 Electronics, Base Heating , ECM-501, Bakery - Process | See Note 1 | 0 | 0 | See Note 2
2374 | Industrial, Existing, SIC37 Transp Eqp, Base Heating , ECM-501, Bakery - Process | See Note 1 | 0 | 0 | See Note 2
2375 | Industrial, Existing, SIC38 Instruments, Base Heating , ECM-501, Bakery - Process | See Note 1 | 0 | 0 | See Note 2
2376 | Industrial, Existing, SIC39/21/31 Misc, Base Heating , ECM-501, Bakery - Process | See Note 1 | 0 | 0 | See Note 2
2377 | Industrial, Existing, SIC20 Food, Base Refrigeration, ECM-551, Efficient Refrigeration - Operations | See Note 1 | 0 | 0 | See Note 2
2378 | Industrial, Existing, SIC22-23Textiles, Base Refrigeration, ECM-551, Efficient Refrigeration - Operations | See Note 1 | 0 | 0 | See Note 2
2379 | Industrial, Existing, SIC24-25 Lumber, Base Refrigeration, ECM-551, Efficient Refrigeration - Operations | See Note 1 | 0 | 0 | See Note 2
2380 | Industrial, Existing, SIC26 Paper, Base Refrigeration, ECM-551, Efficient Refrigeration - Operations | See Note 1 | 0 | 0 | See Note 2
2381 | Industrial, Existing, SIC27 Printing, Base Refrigeration, ECM-551, Efficient Refrigeration - Operations | See Note 1 | 0 | 0 | See Note 2
2382 | Industrial, Existing, SIC28 Chemicals, Base Refrigeration, ECM-551, Efficient Refrigeration - Operations | See Note 1 | 0 | 0 | See Note 2
2383 | Industrial, Existing, SIC29 Petroleum, Base Refrigeration, ECM-551, Efficient Refrigeration - Operations | See Note 1 | 0 | 0 | See Note 2
2384 | Industrial, Existing, SIC30 Rubber/Plastics, Base Refrigeration, ECM-551, Efficient Refrigeration - Operations | See Note 1 | 0 | 0 | See Note 2
2385 | Industrial, Existing, SIC32 Stone/Clay/Glass, Base Refrigeration, ECM-551, Efficient Refrigeration - Operations | See Note 1 | 0 | 0 | See Note 2
2386 | Industrial, Existing, SIC33 Primary Metals, Base Refrigeration, ECM-551, Efficient Refrigeration - Operations | See Note 1 | 0 | 0 | See Note 2
2387 | Industrial, Existing, SIC34 Fab Metals, Base Refrigeration, ECM-551, Efficient Refrigeration - Operations | See Note 1 | 0 | 0 | See Note 2
2388 | Industrial, Existing, SIC35 Ind Machinery, Base Refrigeration, ECM-551, Efficient Refrigeration - Operations | See Note 1 | 0 | 0 | See Note 2
2389 | Industrial, Existing, SIC36 Electronics, Base Refrigeration, ECM-551, Efficient Refrigeration - Operations | See Note 1 | 0 | 0 | See Note 2
2390 | Industrial, Existing, SIC37 Transp Eqp, Base Refrigeration, ECM-551, Efficient Refrigeration - Operations | See Note 1 | 0 | 0 | See Note 2
2391 | Industrial, Existing, SIC38 Instruments, Base Refrigeration, ECM-551, Efficient Refrigeration - Operations | See Note 1 | 0 | 0 | See Note 2
2392 | Industrial, Existing, SIC39/21/31 Misc, Base Refrigeration, ECM-551, Efficient Refrigeration - Operations | See Note 1 | 0 | 0 | See Note 2
2393 | Industrial, Existing, SIC20 Food, Base Refrigeration, ECM-552, Optimization Refrigeration | See Note 1 | 171311.5408 | 32529.0234 | See Note 2
2394 | Industrial, Existing, SIC22-23Textiles, Base Refrigeration, ECM-552, Optimization Refrigeration | See Note 1 | 0 | 0 | See Note 2
2395 | Industrial, Existing, SIC24-25 Lumber, Base Refrigeration, ECM-552, Optimization Refrigeration | See Note 1 | 0 | 0 | See Note 2
2396 | Industrial, Existing, SIC26 Paper, Base Refrigeration, ECM-552, Optimization Refrigeration | See Note 1 | 0 | 0 | See Note 2
2397 | Industrial, Existing, SIC27 Printing, Base Refrigeration, ECM-552, Optimization Refrigeration | See Note 1 | 0 | 0 | See Note 2
2398 | Industrial, Existing, SIC28 Chemicals, Base Refrigeration, ECM-552, Optimization Refrigeration | See Note 1 | 0 | 0 | See Note 2
2399 | Industrial, Existing, SIC29 Petroleum, Base Refrigeration, ECM-552, Optimization Refrigeration | See Note 1 | 0 | 0 | See Note 2
2400 | Industrial, Existing, SIC30 Rubber/Plastics, Base Refrigeration, ECM-552, Optimization Refrigeration | See Note 1 | 0 | 0 | See Note 2
2401 | Industrial, Existing, SIC32 Stone/Clay/Glass, Base Refrigeration, ECM-552, Optimization Refrigeration | See Note 1 | 0 | 0 | See Note 2
2402 | Industrial, Existing, SIC33 Primary Metals, Base Refrigeration, ECM-552, Optimization Refrigeration | See Note 1 | 0 | 0 | See Note 2
2403 | Industrial, Existing, SIC34 Fab Metals, Base Refrigeration, ECM-552, Optimization Refrigeration | See Note 1 | 0 | 0 | See Note 2
2404 | Industrial, Existing, SIC35 Ind Machinery, Base Refrigeration, ECM-552, Optimization Refrigeration | See Note 1 | 0 | 0 | See Note 2
2405 | Industrial, Existing, SIC36 Electronics, Base Refrigeration, ECM-552, Optimization Refrigeration | See Note 1 | 0 | 0 | See Note 2
2406 | Industrial, Existing, SIC37 Transp Eqp, Base Refrigeration, ECM-552, Optimization Refrigeration | See Note 1 | 0 | 0 | See Note 2
2407 | Industrial, Existing, SIC38 Instruments, Base Refrigeration, ECM-552, Optimization Refrigeration | See Note 1 | 0 | 0 | See Note 2
2408 | Industrial, Existing, SIC39/21/31 Misc, Base Refrigeration, ECM-552, Optimization Refrigeration | See Note 1 | 0 | 0 | See Note 2
2409 | Industrial, Existing, SIC20 Food, Base Centrifugal Chiller, 0.58 kW/ton, 500 tons, ECM-701, Centrifugal Chiller, 0.51 kW/ton, 500 tons | See Note 1 | 0 | 0 | See Note 2
2410 | Industrial, Existing, SIC22-23Textiles, Base Centrifugal Chiller, 0.58 kW/ton, 500 tons, ECM-701, Centrifugal Chiller, 0.51 kW/ton, 500 tons | See Note 1 | 0 | 0 | See Note 2
2411 | Industrial, Existing, SIC24-25 Lumber, Base Centrifugal Chiller, 0.58 kW/ton, 500 tons, ECM-701, Centrifugal Chiller, 0.51 kW/ton, 500 tons | See Note 1 | 0 | 0 | See Note 2
2412 | Industrial, Existing, SIC26 Paper, Base Centrifugal Chiller, 0.58 kW/ton, 500 tons, ECM-701, Centrifugal Chiller, 0.51 kW/ton, 500 tons | See Note 1 | 0 | 0 | See Note 2
2413 | Industrial, Existing, SIC27 Printing, Base Centrifugal Chiller, 0.58 kW/ton, 500 tons, ECM-701, Centrifugal Chiller, 0.51 kW/ton, 500 tons | See Note 1 | 0 | 0 | See Note 2
2414 | Industrial, Existing, SIC28 Chemicals, Base Centrifugal Chiller, 0.58 kW/ton, 500 tons, ECM-701, Centrifugal Chiller, 0.51 kW/ton, 500 tons | See Note 1 | 0 | 0 | See Note 2
2415 | Industrial, Existing, SIC29 Petroleum, Base Centrifugal Chiller, 0.58 kW/ton, 500 tons, ECM-701, Centrifugal Chiller, 0.51 kW/ton, 500 tons | See Note 1 | 0 | 0 | See Note 2
2416 | Industrial, Existing, SIC30 Rubber/Plastics, Base Centrifugal Chiller, 0.58 kW/ton, 500 tons, ECM-701, Centrifugal Chiller, 0.51 kW/ton, 500 tons | See Note 1 | 0 | 0 | See Note 2
2417 | Industrial, Existing, SIC32 Stone/Clay/Glass, Base Centrifugal Chiller, 0.58 kW/ton, 500 tons, ECM-701, Centrifugal Chiller, 0.51 kW/ton, 500 tons | See Note 1 | 0 | 0 | See Note 2
2418 | Industrial, Existing, SIC33 Primary Metals, Base Centrifugal Chiller, 0.58 kW/ton, 500 tons, ECM-701, Centrifugal Chiller, 0.51 kW/ton, 500 tons | See Note 1 | 0 | 0 | See Note 2
2419 | Industrial, Existing, SIC34 Fab Metals, Base Centrifugal Chiller, 0.58 kW/ton, 500 tons, ECM-701, Centrifugal Chiller, 0.51 kW/ton, 500 tons | See Note 1 | 0 | 0 | See Note 2
2420 | Industrial, Existing, SIC35 Ind Machinery, Base Centrifugal Chiller, 0.58 kW/ton, 500 tons, ECM-701, Centrifugal Chiller, 0.51 kW/ton, 500 tons | See Note 1 | 0 | 0 | See Note 2
2421 | Industrial, Existing, SIC36 Electronics, Base Centrifugal Chiller, 0.58 kW/ton, 500 tons, ECM-701, Centrifugal Chiller, 0.51 kW/ton, 500 tons | See Note 1 | 0 | 0 | See Note 2
2422 | Industrial, Existing, SIC37 Transp Eqp, Base Centrifugal Chiller, 0.58 kW/ton, 500 tons, ECM-701, Centrifugal Chiller, 0.51 kW/ton, 500 tons | See Note 1 | 0 | 0 | See Note 2
2423 | Industrial, Existing, SIC38 Instruments, Base Centrifugal Chiller, 0.58 kW/ton, 500 tons, ECM-701, Centrifugal Chiller, 0.51 kW/ton, 500 tons | See Note 1 | 0 | 0 | See Note 2
2424 | Industrial, Existing, SIC39/21/31 Misc, Base Centrifugal Chiller, 0.58 kW/ton, 500 tons, ECM-701, Centrifugal Chiller, 0.51 kW/ton, 500 tons | See Note 1 | 0 | 0 | See Note 2
2425 | Industrial, Existing, SIC20 Food, Base Centrifugal Chiller, 0.58 kW/ton, 500 tons, ECM-702, High Efficiency Chiller Motors | See Note 1 | 3859.7174 | 679.4844 | See Note 2
2426 | Industrial, Existing, SIC22-23Textiles, Base Centrifugal Chiller, 0.58 kW/ton, 500 tons, ECM-702, High Efficiency Chiller Motors | See Note 1 | 112.3237 | 19.7745 | See Note 2
2427 | Industrial, Existing, SIC24-25 Lumber, Base Centrifugal Chiller, 0.58 kW/ton, 500 tons, ECM-702, High Efficiency Chiller Motors | See Note 1 | 167.5027 | 29.488 | See Note 2
2428 | Industrial, Existing, SIC26 Paper, Base Centrifugal Chiller, 0.58 kW/ton, 500 tons, ECM-702, High Efficiency Chiller Motors | See Note 1 | 544.0795 | 95.7828 | See Note 2
2429 | Industrial, Existing, SIC27 Printing, Base Centrifugal Chiller, 0.58 kW/ton, 500 tons, ECM-702, High Efficiency Chiller Motors | See Note 1 | 1182.5739 | 208.1859 | See Note 2
2430 | Industrial, Existing, SIC28 Chemicals, Base Centrifugal Chiller, 0.58 kW/ton, 500 tons, ECM-702, High Efficiency Chiller Motors | See Note 1 | 414.7072 | 73.0075 | See Note 2
2431 | Industrial, Existing, SIC29 Petroleum, Base Centrifugal Chiller, 0.58 kW/ton, 500 tons, ECM-702, High Efficiency Chiller Motors | See Note 1 | 4.3621 | 0.76791 | See Note 2
2432 | Industrial, Existing, SIC30 Rubber/Plastics, Base Centrifugal Chiller, 0.58 kW/ton, 500 tons, ECM-702, High Efficiency Chiller Motors | See Note 1 | 221.2461 | 38.9495 | See Note 2
2433 | Industrial, Existing, SIC32 Stone/Clay/Glass, Base Centrifugal Chiller, 0.58 kW/ton, 500 tons, ECM-702, High Efficiency Chiller Motors | See Note 1 | 1928.0919 | 339.4324 | See Note 2
2434 | Industrial, Existing, SIC33 Primary Metals, Base Centrifugal Chiller, 0.58 kW/ton, 500 tons, ECM-702, High Efficiency Chiller Motors | See Note 1 | 79.1564 | 13.9351 | See Note 2
2435 | Industrial, Existing, SIC34 Fab Metals, Base Centrifugal Chiller, 0.58 kW/ton, 500 tons, ECM-702, High Efficiency Chiller Motors | See Note 1 | 1071.6566 | 188.6607 | See Note 2
2436 | Industrial, Existing, SIC35 Ind Machinery, Base Centrifugal Chiller, 0.58 kW/ton, 500 tons, ECM-702, High Efficiency Chiller Motors | See Note 1 | 158.8393 | 27.9625 | See Note 2
2437 | Industrial, Existing, SIC36 Electronics, Base Centrifugal Chiller, 0.58 kW/ton, 500 tons, ECM-702, High Efficiency Chiller Motors | See Note 1 | 771.395 | 135.8007 | See Note 2
2438 | Industrial, Existing, SIC37 Transp Eqp, Base Centrifugal Chiller, 0.58 kW/ton, 500 tons, ECM-702, High Efficiency Chiller Motors | See Note 1 | 680.9429 | 119.8771 | See Note 2
2439 | Industrial, Existing, SIC38 Instruments, Base Centrifugal Chiller, 0.58 kW/ton, 500 tons, ECM-702, High Efficiency Chiller Motors | See Note 1 | 2103.9008 | 370.383 | See Note 2
2440 | Industrial, Existing, SIC39/21/31 Misc, Base Centrifugal Chiller, 0.58 kW/ton, 500 tons, ECM-702, High Efficiency Chiller Motors | See Note 1 | 1233.6519 | 217.1794 | See Note 2
2441 | Industrial, Existing, SIC20 Food, Base Centrifugal Chiller, 0.58 kW/ton, 500 tons, ECM-703, EMS - Chiller | See Note 1 | 1158.226 | 198.4871 | See Note 2
2442 | Industrial, Existing, SIC22-23Textiles, Base Centrifugal Chiller, 0.58 kW/ton, 500 tons, ECM-703, EMS - Chiller | See Note 1 | 33.7041 | 5.7763 | See Note 2
2443 | Industrial, Existing, SIC24-25 Lumber, Base Centrifugal Chiller, 0.58 kW/ton, 500 tons, ECM-703, EMS - Chiller | See Note 1 | 50.2614 | 8.6136 | See Note 2
2444 | Industrial, Existing, SIC26 Paper, Base Centrifugal Chiller, 0.58 kW/ton, 500 tons, ECM-703, EMS - Chiller | See Note 1 | 163.2752 | 27.9802 | See Note 2
2445 | Industrial, Existing, SIC27 Printing, Base Centrifugal Chiller, 0.58 kW/ton, 500 tons, ECM-703, EMS - Chiller | See Note 1 | 354.8674 | 60.814 | See Note 2
2446 | Industrial, Existing, SIC28 Chemicals, Base Centrifugal Chiller, 0.58 kW/ton, 500 tons, ECM-703, EMS - Chiller | See Note 1 | 124.4567 | 21.3276 | See Note 2
2447 | Industrial, Existing, SIC29 Petroleum, Base Centrifugal Chiller, 0.58 kW/ton, 500 tons, ECM-703, EMS - Chiller | See Note 1 | 1.3091 | 0.22432 | See Note 2
2448 | Industrial, Existing, SIC30 Rubber/Plastics, Base Centrifugal Chiller, 0.58 kW/ton, 500 tons, ECM-703, EMS - Chiller | See Note 1 | 66.3936 | 11.3779 | See Note 2
2449 | Industrial, Existing, SIC32 Stone/Clay/Glass, Base Centrifugal Chiller, 0.58 kW/ton, 500 tons, ECM-703, EMS - Chiller | See Note 1 | 578.608 | 99.1555 | See Note 2
2450 | Industrial, Existing, SIC33 Primary Metals, Base Centrifugal Chiller, 0.58 kW/ton, 500 tons, ECM-703, EMS - Chiller | See Note 1 | 23.7526 | 4.0706 | See Note 2
2451 | Industrial, Existing, SIC34 Fab Metals, Base Centrifugal Chiller, 0.58 kW/ton, 500 tons, ECM-703, EMS - Chiller | See Note 1 | 321.5831 | 55.1106 | See Note 2
2452 | Industrial, Existing, SIC35 Ind Machinery, Base Centrifugal Chiller, 0.58 kW/ton, 500 tons, ECM-703, EMS - Chiller | See Note 1 | 47.6563 | 8.1674 | See Note 2
2453 | Industrial, Existing, SIC36 Electronics, Base Centrifugal Chiller, 0.58 kW/ton, 500 tons, ECM-703, EMS - Chiller | See Note 1 | 231.4862 | 39.6699 | See Note 2
2454 | Industrial, Existing, SIC37 Transp Eqp, Base Centrifugal Chiller, 0.58 kW/ton, 500 tons, ECM-703, EMS - Chiller | See Note 1 | 204.3363 | 35.0178 | See Note 2
2455 | Industrial, Existing, SIC38 Instruments, Base Centrifugal Chiller, 0.58 kW/ton, 500 tons, ECM-703, EMS - Chiller | See Note 1 | 631.3609 | 108.1963 | See Note 2
2456 | Industrial, Existing, SIC39/21/31 Misc, Base Centrifugal Chiller, 0.58 kW/ton, 500 tons, ECM-703, EMS - Chiller | See Note 1 | 370.2129 | 63.443 | See Note 2
2457 | Industrial, Existing, SIC20 Food, Base Centrifugal Chiller, 0.58 kW/ton, 500 tons, ECM-704, Chiller Tune Up/Diagnostics | See Note 1 | 0 | 0 | See Note 2
2458 | Industrial, Existing, SIC22-23Textiles, Base Centrifugal Chiller, 0.58 kW/ton, 500 tons, ECM-704, Chiller Tune Up/Diagnostics | See Note 1 | 0 | 0 | See Note 2
2459 | Industrial, Existing, SIC24-25 Lumber, Base Centrifugal Chiller, 0.58 kW/ton, 500 tons, ECM-704, Chiller Tune Up/Diagnostics | See Note 1 | 0 | 0 | See Note 2
2460 | Industrial, Existing, SIC26 Paper, Base Centrifugal Chiller, 0.58 kW/ton, 500 tons, ECM-704, Chiller Tune Up/Diagnostics | See Note 1 | 0 | 0 | See Note 2
2461 | Industrial, Existing, SIC27 Printing, Base Centrifugal Chiller, 0.58 kW/ton, 500 tons, ECM-704, Chiller Tune Up/Diagnostics | See Note 1 | 0 | 0 | See Note 2
2462 | Industrial, Existing, SIC28 Chemicals, Base Centrifugal Chiller, 0.58 kW/ton, 500 tons, ECM-704, Chiller Tune Up/Diagnostics | See Note 1 | 0 | 0 | See Note 2
2463 | Industrial, Existing, SIC29 Petroleum, Base Centrifugal Chiller, 0.58 kW/ton, 500 tons, ECM-704, Chiller Tune Up/Diagnostics | See Note 1 | 0 | 0 | See Note 2
2464 | Industrial, Existing, SIC30 Rubber/Plastics, Base Centrifugal Chiller, 0.58 kW/ton, 500 tons, ECM-704, Chiller Tune Up/Diagnostics | See Note 1 | 0 | 0 | See Note 2
2465 | Industrial, Existing, SIC32 Stone/Clay/Glass, Base Centrifugal Chiller, 0.58 kW/ton, 500 tons, ECM-704, Chiller Tune Up/Diagnostics | See Note 1 | 0 | 0 | See Note 2
2466 | Industrial, Existing, SIC33 Primary Metals, Base Centrifugal Chiller, 0.58 kW/ton, 500 tons, ECM-704, Chiller Tune Up/Diagnostics | See Note 1 | 0 | 0 | See Note 2
2467 | Industrial, Existing, SIC34 Fab Metals, Base Centrifugal Chiller, 0.58 kW/ton, 500 tons, ECM-704, Chiller Tune Up/Diagnostics | See Note 1 | 0 | 0 | See Note 2
2468 | Industrial, Existing, SIC35 Ind Machinery, Base Centrifugal Chiller, 0.58 kW/ton, 500 tons, ECM-704, Chiller Tune Up/Diagnostics | See Note 1 | 0 | 0 | See Note 2
2469 | Industrial, Existing, SIC36 Electronics, Base Centrifugal Chiller, 0.58 kW/ton, 500 tons, ECM-704, Chiller Tune Up/Diagnostics | See Note 1 | 0 | 0 | See Note 2
2470 | Industrial, Existing, SIC37 Transp Eqp, Base Centrifugal Chiller, 0.58 kW/ton, 500 tons, ECM-704, Chiller Tune Up/Diagnostics | See Note 1 | 0 | 0 | See Note 2
2471 | Industrial, Existing, SIC38 Instruments, Base Centrifugal Chiller, 0.58 kW/ton, 500 tons, ECM-704, Chiller Tune Up/Diagnostics | See Note 1 | 0 | 0 | See Note 2
2472 | Industrial, Existing, SIC39/21/31 Misc, Base Centrifugal Chiller, 0.58 kW/ton, 500 tons, ECM-704, Chiller Tune Up/Diagnostics | See Note 1 | 0 | 0 | See Note 2
2473 | Industrial, Existing, SIC20 Food, Base Centrifugal Chiller, 0.58 kW/ton, 500 tons, ECM-705, VSD for Chiller Pumps and Towers | See Note 1 | 6750.989 | 738.4887 | See Note 2
2474 | Industrial, Existing, SIC22-23Textiles, Base Centrifugal Chiller, 0.58 kW/ton, 500 tons, ECM-705, VSD for Chiller Pumps and Towers | See Note 1 | 196.4717 | 21.4916 | See Note 2
2475 | Industrial, Existing, SIC24-25 Lumber, Base Centrifugal Chiller, 0.58 kW/ton, 500 tons, ECM-705, VSD for Chiller Pumps and Towers | See Note 1 | 292.9719 | 32.0479 | See Note 2
2476 | Industrial, Existing, SIC26 Paper, Base Centrifugal Chiller, 0.58 kW/ton, 500 tons, ECM-705, VSD for Chiller Pumps and Towers | See Note 1 | 951.6623 | 104.1026 | See Note 2
2477 | Industrial, Existing, SIC27 Printing, Base Centrifugal Chiller, 0.58 kW/ton, 500 tons, ECM-705, VSD for Chiller Pumps and Towers | See Note 1 | 2068.4178 | 226.2638 | See Note 2
2478 | Industrial, Existing, SIC28 Chemicals, Base Centrifugal Chiller, 0.58 kW/ton, 500 tons, ECM-705, VSD for Chiller Pumps and Towers | See Note 1 | 725.3846 | 79.3504 | See Note 2
2479 | Industrial, Existing, SIC29 Petroleum, Base Centrifugal Chiller, 0.58 kW/ton, 500 tons, ECM-705, VSD for Chiller Pumps and Towers | See Note 1 | 7.6301 | 0.83469 | See Note 2
2480 | Industrial, Existing, SIC30 Rubber/Plastics, Base Centrifugal Chiller, 0.58 kW/ton, 500 tons, ECM-705, VSD for Chiller Pumps and Towers | See Note 1 | 386.9868 | 42.3324 | See Note 2
2481 | Industrial, Existing, SIC32 Stone/Clay/Glass, Base Centrifugal Chiller, 0.58 kW/ton, 500 tons, ECM-705, VSD for Chiller Pumps and Towers | See Note 1 | 3372.47 | 368.9152 | See Note 2
2482 | Industrial, Existing, SIC33 Primary Metals, Base Centrifugal Chiller, 0.58 kW/ton, 500 tons, ECM-705, VSD for Chiller Pumps and Towers | See Note 1 | 138.4517 | 15.1451 | See Note 2
2483 | Industrial, Existing, SIC34 Fab Metals, Base Centrifugal Chiller, 0.58 kW/ton, 500 tons, ECM-705, VSD for Chiller Pumps and Towers | See Note 1 | 1874.4421 | 205.0442 | See Note 2
2484 | Industrial, Existing, SIC35 Ind Machinery, Base Centrifugal Chiller, 0.58 kW/ton, 500 tons, ECM-705, VSD for Chiller Pumps and Towers | See Note 1 | 277.8009 | 30.388 | See Note 2
2485 | Industrial, Existing, SIC36 Electronics, Base Centrifugal Chiller, 0.58 kW/ton, 500 tons, ECM-705, VSD for Chiller Pumps and Towers | See Note 1 | 1349.2559 | 147.595 | See Note 2
2486 | Industrial, Existing, SIC37 Transp Eqp, Base Centrifugal Chiller, 0.58 kW/ton, 500 tons, ECM-705, VSD for Chiller Pumps and Towers | See Note 1 | 1191.0381 | 130.2869 | See Note 2
2487 | Industrial, Existing, SIC38 Instruments, Base Centrifugal Chiller, 0.58 kW/ton, 500 tons, ECM-705, VSD for Chiller Pumps and Towers | See Note 1 | 3679.976 | 402.5527 | See Note 2
2488 | Industrial, Existing, SIC39/21/31 Misc, Base Centrifugal Chiller, 0.58 kW/ton, 500 tons, ECM-705, VSD for Chiller Pumps and Towers | See Note 1 | 2157.8185 | 236.0442 | See Note 2
2489 | Industrial, Existing, SIC20 Food, Base Centrifugal Chiller, 0.58 kW/ton, 500 tons, ECM-706, EMS Optimization - Chiller | See Note 1 | 0 | 0 | See Note 2
2490 | Industrial, Existing, SIC22-23Textiles, Base Centrifugal Chiller, 0.58 kW/ton, 500 tons, ECM-706, EMS Optimization - Chiller | See Note 1 | 0 | 0 | See Note 2
2491 | Industrial, Existing, SIC24-25 Lumber, Base Centrifugal Chiller, 0.58 kW/ton, 500 tons, ECM-706, EMS Optimization - Chiller | See Note 1 | 0 | 0 | See Note 2
2492 | Industrial, Existing, SIC26 Paper, Base Centrifugal Chiller, 0.58 kW/ton, 500 tons, ECM-706, EMS Optimization - Chiller | See Note 1 | 0 | 0 | See Note 2
2493 | Industrial, Existing, SIC27 Printing, Base Centrifugal Chiller, 0.58 kW/ton, 500 tons, ECM-706, EMS Optimization - Chiller | See Note 1 | 0 | 0 | See Note 2
2494 | Industrial, Existing, SIC28 Chemicals, Base Centrifugal Chiller, 0.58 kW/ton, 500 tons, ECM-706, EMS Optimization - Chiller | See Note 1 | 0 | 0 | See Note 2
2495 | Industrial, Existing, SIC29 Petroleum, Base Centrifugal Chiller, 0.58 kW/ton, 500 tons, ECM-706, EMS Optimization - Chiller | See Note 1 | 0 | 0 | See Note 2
2496 | Industrial, Existing, SIC30 Rubber/Plastics, Base Centrifugal Chiller, 0.58 kW/ton, 500 tons, ECM-706, EMS Optimization - Chiller | See Note 1 | 0 | 0 | See Note 2
2497 | Industrial, Existing, SIC32 Stone/Clay/Glass, Base Centrifugal Chiller, 0.58 kW/ton, 500 tons, ECM-706, EMS Optimization - Chiller | See Note 1 | 0 | 0 | See Note 2
2498 | Industrial, Existing, SIC33 Primary Metals, Base Centrifugal Chiller, 0.58 kW/ton, 500 tons, ECM-706, EMS Optimization - Chiller | See Note 1 | 0 | 0 | See Note 2
2499 | Industrial, Existing, SIC34 Fab Metals, Base Centrifugal Chiller, 0.58 kW/ton, 500 tons, ECM-706, EMS Optimization - Chiller | See Note 1 | 0 | 0 | See Note 2
2500 | Industrial, Existing, SIC35 Ind Machinery, Base Centrifugal Chiller, 0.58 kW/ton, 500 tons, ECM-706, EMS Optimization - Chiller | See Note 1 | 0 | 0 | See Note 2
2501 | Industrial, Existing, SIC36 Electronics, Base Centrifugal Chiller, 0.58 kW/ton, 500 tons, ECM-706, EMS Optimization - Chiller | See Note 1 | 0 | 0 | See Note 2
2502 | Industrial, Existing, SIC37 Transp Eqp, Base Centrifugal Chiller, 0.58 kW/ton, 500 tons, ECM-706, EMS Optimization - Chiller | See Note 1 | 0 | 0 | See Note 2
2503 | Industrial, Existing, SIC38 Instruments, Base Centrifugal Chiller, 0.58 kW/ton, 500 tons, ECM-706, EMS Optimization - Chiller | See Note 1 | 0 | 0 | See Note 2
2504 | Industrial, Existing, SIC39/21/31 Misc, Base Centrifugal Chiller, 0.58 kW/ton, 500 tons, ECM-706, EMS Optimization - Chiller | See Note 1 | 0 | 0 | See Note 2
2505 | Industrial, Existing, SIC20 Food, Base Centrifugal Chiller, 0.58 kW/ton, 500 tons, ECM-707, Aerosole Duct Sealing - Chiller | See Note 1 | 0 | 0 | See Note 2
2506 | Industrial, Existing, SIC22-23Textiles, Base Centrifugal Chiller, 0.58 kW/ton, 500 tons, ECM-707, Aerosole Duct Sealing - Chiller | See Note 1 | 0 | 0 | See Note 2
2507 | Industrial, Existing, SIC24-25 Lumber, Base Centrifugal Chiller, 0.58 kW/ton, 500 tons, ECM-707, Aerosole Duct Sealing - Chiller | See Note 1 | 0 | 0 | See Note 2
2508 | Industrial, Existing, SIC26 Paper, Base Centrifugal Chiller, 0.58 kW/ton, 500 tons, ECM-707, Aerosole Duct Sealing - Chiller | See Note 1 | 0 | 0 | See Note 2
2509 | Industrial, Existing, SIC27 Printing, Base Centrifugal Chiller, 0.58 kW/ton, 500 tons, ECM-707, Aerosole Duct Sealing - Chiller | See Note 1 | 0 | 0 | See Note 2
2510 | Industrial, Existing, SIC28 Chemicals, Base Centrifugal Chiller, 0.58 kW/ton, 500 tons, ECM-707, Aerosole Duct Sealing - Chiller | See Note 1 | 0 | 0 | See Note 2
2511 | Industrial, Existing, SIC29 Petroleum, Base Centrifugal Chiller, 0.58 kW/ton, 500 tons, ECM-707, Aerosole Duct Sealing - Chiller | See Note 1 | 0 | 0 | See Note 2
2512 | Industrial, Existing, SIC30 Rubber/Plastics, Base Centrifugal Chiller, 0.58 kW/ton, 500 tons, ECM-707, Aerosole Duct Sealing - Chiller | See Note 1 | 0 | 0 | See Note 2
2513 | Industrial, Existing, SIC32 Stone/Clay/Glass, Base Centrifugal Chiller, 0.58 kW/ton, 500 tons, ECM-707, Aerosole Duct Sealing - Chiller | See Note 1 | 0 | 0 | See Note 2
2514 | Industrial, Existing, SIC33 Primary Metals, Base Centrifugal Chiller, 0.58 kW/ton, 500 tons, ECM-707, Aerosole Duct Sealing - Chiller | See Note 1 | 0 | 0 | See Note 2
2515 | Industrial, Existing, SIC34 Fab Metals, Base Centrifugal Chiller, 0.58 kW/ton, 500 tons, ECM-707, Aerosole Duct Sealing - Chiller | See Note 1 | 0 | 0 | See Note 2
2516 | Industrial, Existing, SIC35 Ind Machinery, Base Centrifugal Chiller, 0.58 kW/ton, 500 tons, ECM-707, Aerosole Duct Sealing - Chiller | See Note 1 | 0 | 0 | See Note 2
2517 | Industrial, Existing, SIC36 Electronics, Base Centrifugal Chiller, 0.58 kW/ton, 500 tons, ECM-707, Aerosole Duct Sealing - Chiller | See Note 1 | 0 | 0 | See Note 2
2518 | Industrial, Existing, SIC37 Transp Eqp, Base Centrifugal Chiller, 0.58 kW/ton, 500 tons, ECM-707, Aerosole Duct Sealing - Chiller | See Note 1 | 0 | 0 | See Note 2
2519 | Industrial, Existing, SIC38 Instruments, Base Centrifugal Chiller, 0.58 kW/ton, 500 tons, ECM-707, Aerosole Duct Sealing - Chiller | See Note 1 | 0 | 0 | See Note 2
2520 | Industrial, Existing, SIC39/21/31 Misc, Base Centrifugal Chiller, 0.58 kW/ton, 500 tons, ECM-707, Aerosole Duct Sealing - Chiller | See Note 1 | 0 | 0 | See Note 2
2521 | Industrial, Existing, SIC20 Food, Base Centrifugal Chiller, 0.58 kW/ton, 500 tons, ECM-708, Duct/Pipe Insulation - Chiller | See Note 1 | 0 | 0 | See Note 2
2522 | Industrial, Existing, SIC22-23Textiles, Base Centrifugal Chiller, 0.58 kW/ton, 500 tons, ECM-708, Duct/Pipe Insulation - Chiller | See Note 1 | 0 | 0 | See Note 2
2523 | Industrial, Existing, SIC24-25 Lumber, Base Centrifugal Chiller, 0.58 kW/ton, 500 tons, ECM-708, Duct/Pipe Insulation - Chiller | See Note 1 | 0 | 0 | See Note 2
2524 | Industrial, Existing, SIC26 Paper, Base Centrifugal Chiller, 0.58 kW/ton, 500 tons, ECM-708, Duct/Pipe Insulation - Chiller | See Note 1 | 0 | 0 | See Note 2
2525 | Industrial, Existing, SIC27 Printing, Base Centrifugal Chiller, 0.58 kW/ton, 500 tons, ECM-708, Duct/Pipe Insulation - Chiller | See Note 1 | 0 | 0 | See Note 2
2526 | Industrial, Existing, SIC28 Chemicals, Base Centrifugal Chiller, 0.58 kW/ton, 500 tons, ECM-708, Duct/Pipe Insulation - Chiller | See Note 1 | 0 | 0 | See Note 2
2527 | Industrial, Existing, SIC29 Petroleum, Base Centrifugal Chiller, 0.58 kW/ton, 500 tons, ECM-708, Duct/Pipe Insulation - Chiller | See Note 1 | 0 | 0 | See Note 2
2528 | Industrial, Existing, SIC30 Rubber/Plastics, Base Centrifugal Chiller, 0.58 kW/ton, 500 tons, ECM-708, Duct/Pipe Insulation - Chiller | See Note 1 | 0 | 0 | See Note 2
2529 | Industrial, Existing, SIC32 Stone/Clay/Glass, Base Centrifugal Chiller, 0.58 kW/ton, 500 tons, ECM-708, Duct/Pipe Insulation - Chiller | See Note 1 | 0 | 0 | See Note 2
2530 | Industrial, Existing, SIC33 Primary Metals, Base Centrifugal Chiller, 0.58 kW/ton, 500 tons, ECM-708, Duct/Pipe Insulation - Chiller | See Note 1 | 0 | 0 | See Note 2
2531 | Industrial, Existing, SIC34 Fab Metals, Base Centrifugal Chiller, 0.58 kW/ton, 500 tons, ECM-708, Duct/Pipe Insulation - Chiller | See Note 1 | 0 | 0 | See Note 2
2532 | Industrial, Existing, SIC35 Ind Machinery, Base Centrifugal Chiller, 0.58 kW/ton, 500 tons, ECM-708, Duct/Pipe Insulation - Chiller | See Note 1 | 0 | 0 | See Note 2
2533 | Industrial, Existing, SIC36 Electronics, Base Centrifugal Chiller, 0.58 kW/ton, 500 tons, ECM-708, Duct/Pipe Insulation - Chiller | See Note 1 | 0 | 0 | See Note 2
2534 | Industrial, Existing, SIC37 Transp Eqp, Base Centrifugal Chiller, 0.58 kW/ton, 500 tons, ECM-708, Duct/Pipe Insulation - Chiller | See Note 1 | 0 | 0 | See Note 2
2535 | Industrial, Existing, SIC38 Instruments, Base Centrifugal Chiller, 0.58 kW/ton, 500 tons, ECM-708, Duct/Pipe Insulation - Chiller | See Note 1 | 0 | 0 | See Note 2
2536 | Industrial, Existing, SIC39/21/31 Misc, Base Centrifugal Chiller, 0.58 kW/ton, 500 tons, ECM-708, Duct/Pipe Insulation - Chiller | See Note 1 | 0 | 0 | See Note 2
2537 | Industrial, Existing, SIC20 Food, Base Centrifugal Chiller, 0.58 kW/ton, 500 tons, ECM-709, Window Film (Standard) - Chiller | See Note 1 | 0 | 0 | See Note 2
2538 | Industrial, Existing, SIC22-23Textiles, Base Centrifugal Chiller, 0.58 kW/ton, 500 tons, ECM-709, Window Film (Standard) - Chiller | See Note 1 | 0 | 0 | See Note 2
2539 | Industrial, Existing, SIC24-25 Lumber, Base Centrifugal Chiller, 0.58 kW/ton, 500 tons, ECM-709, Window Film (Standard) - Chiller | See Note 1 | 0 | 0 | See Note 2
2540 | Industrial, Existing, SIC26 Paper, Base Centrifugal Chiller, 0.58 kW/ton, 500 tons, ECM-709, Window Film (Standard) - Chiller | See Note 1 | 0 | 0 | See Note 2
2541 | Industrial, Existing, SIC27 Printing, Base Centrifugal Chiller, 0.58 kW/ton, 500 tons, ECM-709, Window Film (Standard) - Chiller | See Note 1 | 0 | 0 | See Note 2
2542 | Industrial, Existing, SIC28 Chemicals, Base Centrifugal Chiller, 0.58 kW/ton, 500 tons, ECM-709, Window Film (Standard) - Chiller | See Note 1 | 0 | 0 | See Note 2
2543 | Industrial, Existing, SIC29 Petroleum, Base Centrifugal Chiller, 0.58 kW/ton, 500 tons, ECM-709, Window Film (Standard) - Chiller | See Note 1 | 0 | 0 | See Note 2
2544 | Industrial, Existing, SIC30 Rubber/Plastics, Base Centrifugal Chiller, 0.58 kW/ton, 500 tons, ECM-709, Window Film (Standard) - Chiller | See Note 1 | 0 | 0 | See Note 2
2545 | Industrial, Existing, SIC32 Stone/Clay/Glass, Base Centrifugal Chiller, 0.58 kW/ton, 500 tons, ECM-709, Window Film (Standard) - Chiller | See Note 1 | 0 | 0 | See Note 2
2546 | Industrial, Existing, SIC33 Primary Metals, Base Centrifugal Chiller, 0.58 kW/ton, 500 tons, ECM-709, Window Film (Standard) - Chiller | See Note 1 | 0 | 0 | See Note 2
2547 | Industrial, Existing, SIC34 Fab Metals, Base Centrifugal Chiller, 0.58 kW/ton, 500 tons, ECM-709, Window Film (Standard) - Chiller | See Note 1 | 0 | 0 | See Note 2
2548 | Industrial, Existing, SIC35 Ind Machinery, Base Centrifugal Chiller, 0.58 kW/ton, 500 tons, ECM-709, Window Film (Standard) - Chiller | See Note 1 | 0 | 0 | See Note 2
2549 | Industrial, Existing, SIC36 Electronics, Base Centrifugal Chiller, 0.58 kW/ton, 500 tons, ECM-709, Window Film (Standard) - Chiller | See Note 1 | 0 | 0 | See Note 2
2550 | Industrial, Existing, SIC37 Transp Eqp, Base Centrifugal Chiller, 0.58 kW/ton, 500 tons, ECM-709, Window Film (Standard) - Chiller | See Note 1 | 0 | 0 | See Note 2
2551 | Industrial, Existing, SIC38 Instruments, Base Centrifugal Chiller, 0.58 kW/ton, 500 tons, ECM-709, Window Film (Standard) - Chiller | See Note 1 | 0 | 0 | See Note 2
2552 | Industrial, Existing, SIC39/21/31 Misc, Base Centrifugal Chiller, 0.58 kW/ton, 500 tons, ECM-709, Window Film (Standard) - Chiller | See Note 1 | 0 | 0 | See Note 2
2553 | Industrial, Existing, SIC20 Food, Base Centrifugal Chiller, 0.58 kW/ton, 500 tons, ECM-710, Roof Insulation - Chiller | See Note 1 | 0 | 0 | See Note 2
2554 | Industrial, Existing, SIC22-23Textiles, Base Centrifugal Chiller, 0.58 kW/ton, 500 tons, ECM-710, Roof Insulation - Chiller | See Note 1 | 0 | 0 | See Note 2
2555 | Industrial, Existing, SIC24-25 Lumber, Base Centrifugal Chiller, 0.58 kW/ton, 500 tons, ECM-710, Roof Insulation - Chiller | See Note 1 | 0 | 0 | See Note 2
2556 | Industrial, Existing, SIC26 Paper, Base Centrifugal Chiller, 0.58 kW/ton, 500 tons, ECM-710, Roof Insulation - Chiller | See Note 1 | 0 | 0 | See Note 2
2557 | Industrial, Existing, SIC27 Printing, Base Centrifugal Chiller, 0.58 kW/ton, 500 tons, ECM-710, Roof Insulation - Chiller | See Note 1 | 0 | 0 | See Note 2
2558 | Industrial, Existing, SIC28 Chemicals, Base Centrifugal Chiller, 0.58 kW/ton, 500 tons, ECM-710, Roof Insulation - Chiller | See Note 1 | 0 | 0 | See Note 2
2559 | Industrial, Existing, SIC29 Petroleum, Base Centrifugal Chiller, 0.58 kW/ton, 500 tons, ECM-710, Roof Insulation - Chiller | See Note 1 | 0 | 0 | See Note 2
2560 | Industrial, Existing, SIC30 Rubber/Plastics, Base Centrifugal Chiller, 0.58 kW/ton, 500 tons, ECM-710, Roof Insulation - Chiller | See Note 1 | 0 | 0 | See Note 2
2561 | Industrial, Existing, SIC32 Stone/Clay/Glass, Base Centrifugal Chiller, 0.58 kW/ton, 500 tons, ECM-710, Roof Insulation - Chiller | See Note 1 | 0 | 0 | See Note 2
2562 | Industrial, Existing, SIC33 Primary Metals, Base Centrifugal Chiller, 0.58 kW/ton, 500 tons, ECM-710, Roof Insulation - Chiller | See Note 1 | 0 | 0 | See Note 2
2563 | Industrial, Existing, SIC34 Fab Metals, Base Centrifugal Chiller, 0.58 kW/ton, 500 tons, ECM-710, Roof Insulation - Chiller | See Note 1 | 0 | 0 | See Note 2
2564 | Industrial, Existing, SIC35 Ind Machinery, Base Centrifugal Chiller, 0.58 kW/ton, 500 tons, ECM-710, Roof Insulation - Chiller | See Note 1 | 0 | 0 | See Note 2
2565 | Industrial, Existing, SIC36 Electronics, Base Centrifugal Chiller, 0.58 kW/ton, 500 tons, ECM-710, Roof Insulation - Chiller | See Note 1 | 0 | 0 | See Note 2
2566 | Industrial, Existing, SIC37 Transp Eqp, Base Centrifugal Chiller, 0.58 kW/ton, 500 tons, ECM-710, Roof Insulation - Chiller | See Note 1 | 0 | 0 | See Note 2
2567 | Industrial, Existing, SIC38 Instruments, Base Centrifugal Chiller, 0.58 kW/ton, 500 tons, ECM-710, Roof Insulation - Chiller | See Note 1 | 0 | 0 | See Note 2
2568 | Industrial, Existing, SIC39/21/31 Misc, Base Centrifugal Chiller, 0.58 kW/ton, 500 tons, ECM-710, Roof Insulation - Chiller | See Note 1 | 0 | 0 | See Note 2
2569 | Industrial, Existing, SIC20 Food, Base Centrifugal Chiller, 0.58 kW/ton, 500 tons, ECM-711, Cool Roof - Chiller | See Note 1 | 0 | 0 | See Note 2
2570 | Industrial, Existing, SIC22-23Textiles, Base Centrifugal Chiller, 0.58 kW/ton, 500 tons, ECM-711, Cool Roof - Chiller | See Note 1 | 0 | 0 | See Note 2
2571 | Industrial, Existing, SIC24-25 Lumber, Base Centrifugal Chiller, 0.58 kW/ton, 500 tons, ECM-711, Cool Roof - Chiller | See Note 1 | 0 | 0 | See Note 2
2572 | Industrial, Existing, SIC26 Paper, Base Centrifugal Chiller, 0.58 kW/ton, 500 tons, ECM-711, Cool Roof - Chiller | See Note 1 | 0 | 0 | See Note 2
2573 | Industrial, Existing, SIC27 Printing, Base Centrifugal Chiller, 0.58 kW/ton, 500 tons, ECM-711, Cool Roof - Chiller | See Note 1 | 0 | 0 | See Note 2
2574 | Industrial, Existing, SIC28 Chemicals, Base Centrifugal Chiller, 0.58 kW/ton, 500 tons, ECM-711, Cool Roof - Chiller | See Note 1 | 0 | 0 | See Note 2
2575 | Industrial, Existing, SIC29 Petroleum, Base Centrifugal Chiller, 0.58 kW/ton, 500 tons, ECM-711, Cool Roof - Chiller | See Note 1 | 0 | 0 | See Note 2
2576 | Industrial, Existing, SIC30 Rubber/Plastics, Base Centrifugal Chiller, 0.58 kW/ton, 500 tons, ECM-711, Cool Roof - Chiller | See Note 1 | 0 | 0 | See Note 2
2577 | Industrial, Existing, SIC32 Stone/Clay/Glass, Base Centrifugal Chiller, 0.58 kW/ton, 500 tons, ECM-711, Cool Roof - Chiller | See Note 1 | 0 | 0 | See Note 2
2578 | Industrial, Existing, SIC33 Primary Metals, Base Centrifugal Chiller, 0.58 kW/ton, 500 tons, ECM-711, Cool Roof - Chiller | See Note 1 | 0 | 0 | See Note 2
2579 | Industrial, Existing, SIC34 Fab Metals, Base Centrifugal Chiller, 0.58 kW/ton, 500 tons, ECM-711, Cool Roof - Chiller | See Note 1 | 0 | 0 | See Note 2
2580 | Industrial, Existing, SIC35 Ind Machinery, Base Centrifugal Chiller, 0.58 kW/ton, 500 tons, ECM-711, Cool Roof - Chiller | See Note 1 | 0 | 0 | See Note 2
2581 | Industrial, Existing, SIC36 Electronics, Base Centrifugal Chiller, 0.58 kW/ton, 500 tons, ECM-711, Cool Roof - Chiller | See Note 1 | 0 | 0 | See Note 2
2582 | Industrial, Existing, SIC37 Transp Eqp, Base Centrifugal Chiller, 0.58 kW/ton, 500 tons, ECM-711, Cool Roof - Chiller | See Note 1 | 0 | 0 | See Note 2
2583 | Industrial, Existing, SIC38 Instruments, Base Centrifugal Chiller, 0.58 kW/ton, 500 tons, ECM-711, Cool Roof - Chiller | See Note 1 | 0 | 0 | See Note 2
2584 | Industrial, Existing, SIC39/21/31 Misc, Base Centrifugal Chiller, 0.58 kW/ton, 500 tons, ECM-711, Cool Roof - Chiller | See Note 1 | 0 | 0 | See Note 2
2585 | Industrial, Existing, SIC20 Food, Base DX Packaged System, EER=11.2, 10 tons, ECM-721, DX Packaged System, EER=11.9, 10 tons | See Note 1 | 5285.3113 | 1418.8652 | See Note 2
2586 | Industrial, Existing, SIC22-23Textiles, ECM-721, DX Packaged System, EER=11.9, 10 tons | See Note 1 | 101.947 | 27.1504 | See Note 2
2587 | Industrial, Existing, SIC24-25 Lumber, ECM-721, DX Packaged System, EER=11.9, 10 tons | See Note 1 | 185.2135 | 49.7854 | See Note 2
2588 | Industrial, Existing, SIC26 Paper, ECM-721, DX Packaged System, EER=11.9, 10 tons | See Note 1 | 755.5291 | 204.2087 | See Note 2
2589 | Industrial, Existing, SIC27 Printing, ECM-721, DX Packaged System, EER=11.9, 10 tons | See Note 1 | 1629.8031 | 420.8194 | See Note 2
2590 | Industrial, Existing, SIC28 Chemicals, ECM-721, DX Packaged System, EER=11.9, 10 tons | See Note 1 | 1147.15 | 295.649 | See Note 2
2591 | Industrial, Existing, SIC29 Petroleum, ECM-721, DX Packaged System, EER=11.9, 10 tons | See Note 1 | 10.4555 | 2.7229 | See Note 2
2592 | Industrial, Existing, SIC30 Rubber/Plastics, ECM-721, DX Packaged System, EER=11.9, 10 tons | See Note 1 | 388.6884 | 102.9516 | See Note 2
2593 | Industrial, Existing, SIC32 Stone/Clay/Glass, ECM-721, DX Packaged System, EER=11.9, 10 tons | See Note 1 | 2958.1608 | 789.9909 | See Note 2
2594 | Industrial, Existing, SIC33 Primary Metals, Base DX Packaged System, EER=11.2, 10 tons, ECM-721, DX Packaged System, EER=11.9, 10 tons | See Note 1 | 170.189 | 44.0292 | See Note 2
2595 | Industrial, Existing, SIC34 Fab Metals, Base DX Packaged System, EER=11.2, 10 tons, ECM-721, DX Packaged System, EER=11.9, 10 tons | See Note 1 | 2056.8148 | 535.6373 | See Note 2
2596 | Industrial, Existing, SIC35 Ind Machinery, Base DX Packaged System, EER=11.2, 10 tons, ECM-721, DX Packaged System, EER=11.9, 10 tons | See Note 1 | 276.6658 | 73.1452 | See Note 2
2597 | Industrial, Existing, SIC36 Electronics, ECM-721, DX Packaged System, EER=11.9, 10 tons | See Note 1 | 1155.5716 | 303.3861 | See Note 2
2598 | Industrial, Existing, SIC37 Transp Eqp, ECM-721, DX Packaged System, EER=11.9, 10 tons | See Note 1 | 975.7561 | 255.7609 | See Note 2
2599 | Industrial, Existing, SIC38 Instruments, ECM-721, DX Packaged System, EER=11.9, 10 tons | See Note 1 | 5444.7164 | 1423.1882 | See Note 2
2600 | Industrial, Existing, SIC39/21/31 Misc, ECM-721, DX Packaged System, EER=11.9, 10 tons | See Note 1 | 1982.3706 | 520.8912 | See Note 2
2601 | Industrial, Existing, SIC20 Food, ECM-724, DX Tune Up/ Advanced Diagnostics | See Note 1 | 0 | 0 | See Note 2
2602 | Industrial, Existing, SIC22-23Textiles, ECM-724, DX Tune Up/ Advanced Diagnostics | See Note 1 | 0 | 0 | See Note 2
2603 | Industrial, Existing, SIC24-25 Lumber, ECM-724, DX Tune Up/ Advanced Diagnostics | See Note 1 | 0 | 0 | See Note 2
2604 | Industrial, Existing, SIC26 Paper, ECM-724, DX Tune Up/ Advanced Diagnostics | See Note 1 | 0 | 0 | See Note 2
2605 | Industrial, Existing, SIC27 Printing, ECM-724, DX Tune Up/ Advanced Diagnostics | See Note 1 | 0 | 0 | See Note 2
2606 | Industrial, Existing, SIC28 Chemicals, ECM-724, DX Tune Up/ Advanced Diagnostics | See Note 1 | 0 | 0 | See Note 2
2607 | Industrial, Existing, SIC29 Petroleum, ECM-724, DX Tune Up/ Advanced Diagnostics | See Note 1 | 0 | 0 | See Note 2
2608 | Industrial, Existing, SIC30 Rubber/Plastics, ECM-724, DX Tune Up/ Advanced Diagnostics | See Note 1 | 0 | 0 | See Note 2
2609 | Industrial, Existing, SIC32 Stone/Clay/Glass, ECM-724, DX Tune Up/ Advanced Diagnostics | See Note 1 | 0 | 0 | See Note 2
2610 | Industrial, Existing, SIC33 Primary Metals, ECM-724, DX Tune Up/ Advanced Diagnostics | See Note 1 | 0 | 0 | See Note 2
2611 | Industrial, Existing, SIC34 Fab Metals, ECM-724, DX Tune Up/ Advanced Diagnostics | See Note 1 | 0 | 0 | See Note 2
2612 | Industrial, Existing, SIC35 Ind Machinery, ECM-724, DX Tune Up/ Advanced Diagnostics | See Note 1 | 0 | 0 | See Note 2
2613 | Industrial, Existing, SIC36 Electronics, ECM-724, DX Tune Up/ Advanced Diagnostics | See Note 1 | 0 | 0 | See Note 2
2614 | Industrial, Existing, SIC37 Transp Eqp, ECM-724, DX Tune Up/ Advanced Diagnostics | See Note 1 | 0 | 0 | See Note 2
2615 | Industrial, Existing, SIC38 Instruments, ECM-724, DX Tune Up/ Advanced Diagnostics | See Note 1 | 0 | 0 | See Note 2
2616 | Industrial, Existing, SIC39/21/31 Misc, ECM-724, DX Tune Up/ Advanced Diagnostics | See Note 1 | 0 | 0 | See Note 2
2617 | Industrial, Existing, SIC20 Food, ECM-725, DX Coil Cleaning | See Note 1 | 0 | 0 | See Note 2
2618 | Industrial, Existing, SIC22-23Textiles, ECM-725, DX Coil Cleaning | See Note 1 | 0 | 0 | See Note 2
2619 | Industrial, Existing, SIC24-25 Lumber, ECM-725, DX Coil Cleaning | See Note 1 | 0 | 0 | See Note 2
2620 | Industrial, Existing, SIC26 Paper, ECM-725, DX Coil Cleaning | See Note 1 | 0 | 0 | See Note 2
2621 | Industrial, Existing, SIC27 Printing, ECM-725, DX Coil Cleaning | See Note 1 | 0 | 0 | See Note 2
2622 | Industrial, Existing, SIC28 Chemicals, ECM-725, DX Coil Cleaning | See Note 1 | 0 | 0 | See Note 2
2623 | Industrial, Existing, SIC29 Petroleum, ECM-725, DX Coil Cleaning | See Note 1 | 0 | 0 | See Note 2
2624 | Industrial, Existing, SIC30 Rubber/Plastics, ECM-725, DX Coil Cleaning | See Note 1 | 0 | 0 | See Note 2
2625 | Industrial, Existing, SIC32 Stone/Clay/Glass, ECM-725, DX Coil Cleaning | See Note 1 | 0 | 0 | See Note 2
2626 | Industrial, Existing, SIC33 Primary Metals, ECM-725, DX Coil Cleaning | See Note 1 | 0 | 0 | See Note 2
2627 | Industrial, Existing, SIC34 Fab Metals, ECM-725, DX Coil Cleaning | See Note 1 | 0 | 0 | See Note 2
2628 | Industrial, Existing, SIC35 Ind Machinery, ECM-725, DX Coil Cleaning | See Note 1 | 0 | 0 | See Note 2
2629 | Industrial, Existing, SIC36 Electronics, ECM-725, DX Coil Cleaning | See Note 1 | 0 | 0 | See Note 2
2630 | Industrial, Existing, SIC37 Transp Eqp, ECM-725, DX Coil Cleaning | See Note 1 | 0 | 0 | See Note 2
2631 | Industrial, Existing, SIC38 Instruments, ECM-725, DX Coil Cleaning | See Note 1 | 0 | 0 | See Note 2
2632 | Industrial, Existing, SIC39/21/31 Misc, ECM-725, DX Coil Cleaning | See Note 1 | 0 | 0 | See Note 2
2633 | Industrial, Existing, SIC20 Food, ECM-726, Optimize Controls | See Note 1 | 0 | 0 | See Note 2
2634 | Industrial, Existing, SIC22-23Textiles, ECM-726, Optimize Controls | See Note 1 | 0 | 0 | See Note 2
2635 | Industrial, Existing, SIC24-25 Lumber, ECM-726, Optimize Controls | See Note 1 | 0 | 0 | See Note 2
2636 | Industrial, Existing, SIC26 Paper, ECM-726, Optimize Controls | See Note 1 | 0 | 0 | See Note 2
2637 | Industrial, Existing, SIC27 Printing, ECM-726, Optimize Controls | See Note 1 | 0 | 0 | See Note 2
2638 | Industrial, Existing, SIC28 Chemicals, ECM-726, Optimize Controls | See Note 1 | 0 | 0 | See Note 2
2639 | Industrial, Existing, SIC29 Petroleum, ECM-726, Optimize Controls | See Note 1 | 0 | 0 | See Note 2
2640 | Industrial, Existing, SIC30 Rubber/Plastics, ECM-726, Optimize Controls | See Note 1 | 0 | 0 | See Note 2
2641 | Industrial, Existing, SIC32 Stone/Clay/Glass, ECM-726, Optimize Controls | See Note 1 | 0 | 0 | See Note 2
2642 | Industrial, Existing, SIC33 Primary Metals, ECM-726, Optimize Controls | See Note 1 | 0 | 0 | See Note 2
2643 | Industrial, Existing, SIC34 Fab Metals, ECM-726, Optimize Controls | See Note 1 | 0 | 0 | See Note 2
2644 | Industrial, Existing, SIC35 Ind Machinery, ECM-726, Optimize Controls | See Note 1 | 0 | 0 | See Note 2
2645 | Industrial, Existing, SIC36 Electronics, ECM-726, Optimize Controls | See Note 1 | 0 | 0 | See Note 2
2646 | Industrial, Existing, SIC37 Transp Eqp, ECM-726, Optimize Controls | See Note 1 | 0 | 0 | See Note 2
2647 | Industrial, Existing, SIC38 Instruments, ECM-726, Optimize Controls | See Note 1 | 0 | 0 | See Note 2
2648 | Industrial, Existing, SIC39/21/31 Misc, ECM-726, Optimize Controls | See Note 1 | 0 | 0 | See Note 2
2649 | Industrial, Existing, SIC20 Food, ECM-727, Aerosole Duct Sealing | See Note 1 | 0 | 0 | See Note 2
2650 | Industrial, Existing, SIC22-23Textiles, ECM-727, Aerosole Duct Sealing | See Note 1 | 0 | 0 | See Note 2
2651 | Industrial, Existing, SIC24-25 Lumber, ECM-727, Aerosole Duct Sealing | See Note 1 | 0 | 0 | See Note 2
2652 | Industrial, Existing, SIC26 Paper, ECM-727, Aerosole Duct Sealing | See Note 1 | 0 | 0 | See Note 2
2653 | Industrial, Existing, SIC27 Printing, ECM-727, Aerosole Duct Sealing | See Note 1 | 0 | 0 | See Note 2
2654 | Industrial, Existing, SIC28 Chemicals, ECM-727, Aerosole Duct Sealing | See Note 1 | 0 | 0 | See Note 2
2655 | Industrial, Existing, SIC29 Petroleum, ECM-727, Aerosole Duct Sealing | See Note 1 | 0 | 0 | See Note 2
2656 | Industrial, Existing, SIC30 Rubber/Plastics, ECM-727, Aerosole Duct Sealing | See Note 1 | 0 | 0 | See Note 2
2657 | Industrial, Existing, SIC32 Stone/Clay/Glass, ECM-727, Aerosole Duct Sealing | See Note 1 | 0 | 0 | See Note 2
2658 | Industrial, Existing, SIC33 Primary Metals, ECM-727, Aerosole Duct Sealing | See Note 1 | 0 | 0 | See Note 2
2659 | Industrial, Existing, SIC34 Fab Metals, ECM-727, Aerosole Duct Sealing | See Note 1 | 0 | 0 | See Note 2
2660 | Industrial, Existing, SIC35 Ind Machinery, ECM-727, Aerosole Duct Sealing | See Note 1 | 0 | 0 | See Note 2
2661 | Industrial, Existing, SIC36 Electronics, ECM-727, Aerosole Duct Sealing | See Note 1 | 0 | 0 | See Note 2
2662 | Industrial, Existing, SIC37 Transp Eqp, ECM-727, Aerosole Duct Sealing | See Note 1 | 0 | 0 | See Note 2
2663 | Industrial, Existing, SIC38 Instruments, ECM-727, Aerosole Duct Sealing | See Note 1 | 0 | 0 | See Note 2
2664 | Industrial, Existing, SIC39/21/31 Misc, ECM-727, Aerosole Duct Sealing | See Note 1 | 0 | 0 | See Note 2
2665 | Industrial, Existing, SIC20 Food, ECM-728, Duct/Pipe Insulation | See Note 1 | 0 | 0 | See Note 2
2666 | Industrial, Existing, SIC22-23Textiles, ECM-728, Duct/Pipe Insulation | See Note 1 | 0 | 0 | See Note 2
2667 | Industrial, Existing, SIC24-25 Lumber, ECM-728, Duct/Pipe Insulation | See Note 1 | 0 | 0 | See Note 2
2668 | Industrial, Existing, SIC26 Paper, ECM-728, Duct/Pipe Insulation | See Note 1 | 0 | 0 | See Note 2
2669 | Industrial, Existing, SIC27 Printing, ECM-728, Duct/Pipe Insulation | See Note 1 | 0 | 0 | See Note 2
2670 | Industrial, Existing, SIC28 Chemicals, ECM-728, Duct/Pipe Insulation | See Note 1 | 0 | 0 | See Note 2
2671 | Industrial, Existing, SIC29 Petroleum, ECM-728, Duct/Pipe Insulation | See Note 1 | 0 | 0 | See Note 2
2672 | Industrial, Existing, SIC30 Rubber/Plastics, ECM-728, Duct/Pipe Insulation | See Note 1 | 0 | 0 | See Note 2
2673 | Industrial, Existing, SIC32 Stone/Clay/Glass, ECM-728, Duct/Pipe Insulation | See Note 1 | 0 | 0 | See Note 2
2674 | Industrial, Existing, SIC33 Primary Metals, ECM-728, Duct/Pipe Insulation | See Note 1 | 0 | 0 | See Note 2
2675 | Industrial, Existing, SIC34 Fab Metals, ECM-728, Duct/Pipe Insulation | See Note 1 | 0 | 0 | See Note 2
2676 | Industrial, Existing, SIC35 Ind Machinery, ECM-728, Duct/Pipe Insulation | See Note 1 | 0 | 0 | See Note 2
2677 | Industrial, Existing, SIC36 Electronics, ECM-728, Duct/Pipe Insulation | See Note 1 | 0 | 0 | See Note 2
2678 | Industrial, Existing, SIC37 Transp Eqp, ECM-728, Duct/Pipe Insulation | See Note 1 | 0 | 0 | See Note 2
2679 | Industrial, Existing, SIC38 Instruments, ECM-728, Duct/Pipe Insulation | See Note 1 | 0 | 0 | See Note 2
2680 | Industrial, Existing, SIC39/21/31 Misc, ECM-728, Duct/Pipe Insulation | See Note 1 | 0 | 0 | See Note 2
2681 | Industrial, Existing, SIC20 Food, ECM-729, Window Film (Standard) | See Note 1 | 0 | 0 | See Note 2
2682 | Industrial, Existing, SIC22-23Textiles, ECM-729, Window Film (Standard) | See Note 1 | 0 | 0 | See Note 2
2683 | Industrial, Existing, SIC24-25 Lumber, ECM-729, Window Film (Standard) | See Note 1 | 0 | 0 | See Note 2
2684 | Industrial, Existing, SIC26 Paper, ECM-729, Window Film (Standard) | See Note 1 | 0 | 0 | See Note 2
2685 | Industrial, Existing, SIC27 Printing, ECM-729, Window Film (Standard) | See Note 1 | 0 | 0 | See Note 2
2686 | Industrial, Existing, SIC28 Chemicals, ECM-729, Window Film (Standard) | See Note 1 | 0 | 0 | See Note 2
2687 | Industrial, Existing, SIC29 Petroleum, ECM-729, Window Film (Standard) | See Note 1 | 0 | 0 | See Note 2
2688 | Industrial, Existing, SIC30 Rubber/Plastics, ECM-729, Window Film (Standard) | See Note 1 | 0 | 0 | See Note 2
2689 | Industrial, Existing, SIC32 Stone/Clay/Glass, ECM-729, Window Film (Standard) | See Note 1 | 0 | 0 | See Note 2
2690 | Industrial, Existing, SIC33 Primary Metals, ECM-729, Window Film (Standard) | See Note 1 | 0 | 0 | See Note 2
2691 | Industrial, Existing, SIC34 Fab Metals, ECM-729, Window Film (Standard) | See Note 1 | 0 | 0 | See Note 2
2692 | Industrial, Existing, SIC35 Ind Machinery, ECM-729, Window Film (Standard) | See Note 1 | 0 | 0 | See Note 2
2693 | Industrial, Existing, SIC36 Electronics, ECM-729, Window Film (Standard) | See Note 1 | 0 | 0 | See Note 2
2694 | Industrial, Existing, SIC37 Transp Eqp, ECM-729, Window Film (Standard) | See Note 1 | 0 | 0 | See Note 2
2695 | Industrial, Existing, SIC38 Instruments, ECM-729, Window Film (Standard) | See Note 1 | 0 | 0 | See Note 2
2696 | Industrial, Existing, SIC39/21/31 Misc, ECM-729, Window Film (Standard) | See Note 1 | 0 | 0 | See Note 2
2697 | Industrial, Existing, SIC20 Food, ECM-730, Roof Insulation | See Note 1 | 2203.4064 | 601.7744 | See Note 2
2698 | Industrial, Existing, SIC22-23Textiles, ECM-730, Roof Insulation | See Note 1 | 38.0135 | 10.308 | See Note 2
2699 | Industrial, Existing, SIC24-25 Lumber, ECM-730, Roof Insulation | See Note 1 | 78.4745 | 21.4565 | See Note 2
2700 | Industrial, Existing, SIC26 Paper, ECM-730, Roof Insulation | See Note 1 | 342.5995 | 94.1382 | See Note 2
2701 | Industrial, Existing, SIC27 Printing, ECM-730, Roof Insulation | See Note 1 | 322.8567 | 85.1636 | See Note 2
2702 | Industrial, Existing, SIC28 Chemicals, ECM-730, Roof Insulation | See Note 1 | 215.037 | 56.6305 | See Note 2
2703 | Industrial, Existing, SIC29 Petroleum, ECM-730, Roof Insulation | See Note 1 | 2.592 | 0.68901 | See Note 2
2704 | Industrial, Existing, SIC30 Rubber/Plastics, ECM-730, Roof Insulation | See Note 1 | 133.4118 | 36.0019 | See Note 2
2705 | Industrial, Existing, SIC32 Stone/Clay/Glass, ECM-730, Roof Insulation | See Note 1 | 1149.4183 | 312.4615 | See Note 2
2706 | Industrial, Existing, SIC33 Primary Metals, ECM-730, Roof Insulation | See Note 1 | 35.6212 | 9.4125 | See Note 2
2707 | Industrial, Existing, SIC34 Fab Metals, ECM-730, Roof Insulation | See Note 1 | 509.083 | 135.3162 | See Note 2
2708 | Industrial, Existing, SIC35 Ind Machinery, ECM-730, Roof Insulation | See Note 1 | 92.0431 | 24.7961 | See Note 2
2709 | Industrial, Existing, SIC36 Electronics, ECM-730, Roof Insulation | See Note 1 | 339.5227 | 90.9031 | See Note 2
2710 | Industrial, Existing, SIC37 Transp Eqp, ECM-730, Roof Insulation | See Note 1 | 277.6098 | 74.2182 | See Note 2
2711 | Industrial, Existing, SIC38 Instruments, ECM-730, Roof Insulation | See Note 1 | 1463.7772 | 390.3725 | See Note 2
2712 | Industrial, Existing, SIC39/21/31 Misc, ECM-730, Roof Insulation | See Note 1 | 591.8981 | 158.593 | See Note 2
2713 | Industrial, Existing, SIC20 Food, ECM-731, Cool Roof - DX | See Note 1 | 0 | 0 | See Note 2
2714 | Industrial, Existing, SIC22-23Textiles, ECM-731, Cool Roof - DX | See Note 1 | 0 | 0 | See Note 2
2715 | Industrial, Existing, SIC24-25 Lumber, ECM-731, Cool Roof - DX | See Note 1 | 0 | 0 | See Note 2
2716 | Industrial, Existing, SIC26 Paper, ECM-731, Cool Roof - DX | See Note 1 | 0 | 0 | See Note 2
2717 | Industrial, Existing, SIC27 Printing, ECM-731, Cool Roof - DX | See Note 1 | 0 | 0 | See Note 2
2718 | Industrial, Existing, SIC28 Chemicals, ECM-731, Cool Roof - DX | See Note 1 | 0 | 0 | See Note 2
2719 | Industrial, Existing, SIC29 Petroleum, ECM-731, Cool Roof - DX | See Note 1 | 0 | 0 | See Note 2
2720 | Industrial, Existing, SIC30 Rubber/Plastics, ECM-731, Cool Roof - DX | See Note 1 | 0 | 0 | See Note 2
2721 | Industrial, Existing, SIC32 Stone/Clay/Glass, ECM-731, Cool Roof - DX | See Note 1 | 0 | 0 | See Note 2
2722 | Industrial, Existing, SIC33 Primary Metals, ECM-731, Cool Roof - DX | See Note 1 | 0 | 0 | See Note 2
2723 | Industrial, Existing, SIC34 Fab Metals, ECM-731, Cool Roof - DX | See Note 1 | 0 | 0 | See Note 2
2724 | Industrial, Existing, SIC35 Ind Machinery, ECM-731, Cool Roof - DX | See Note 1 | 0 | 0 | See Note 2
2725 | Industrial, Existing, SIC36 Electronics, ECM-731, Cool Roof - DX | See Note 1 | 0 | 0 | See Note 2
2726 | Industrial, Existing, SIC37 Transp Eqp, ECM-731, Cool Roof - DX | See Note 1 | 0 | 0 | See Note 2
2727 | Industrial, Existing, SIC38 Instruments, ECM-731, Cool Roof - DX | See Note 1 | 0 | 0 | See Note 2
2728 | Industrial, Existing, SIC39/21/31 Misc, ECM-731, Cool Roof - DX | See Note 1 | 0 | 0 | See Note 2
2729 | Industrial, Existing, SIC20 Food, ECM-732, Run-time Optimizer | See Note 1 | 0 | 0 | See Note 2
2730 | Industrial, Existing, SIC22-23Textiles, ECM-732, Run-time Optimizer | See Note 1 | 0 | 0 | See Note 2
2731 | Industrial, Existing, SIC24-25 Lumber, ECM-732, Run-time Optimizer | See Note 1 | 0 | 0 | See Note 2
2732 | Industrial, Existing, SIC26 Paper, ECM-732, Run-time Optimizer | See Note 1 | 0 | 0 | See Note 2
2733 | Industrial, Existing, SIC27 Printing, ECM-732, Run-time Optimizer | See Note 1 | 0 | 0 | See Note 2
2734 | Industrial, Existing, SIC28 Chemicals, ECM-732, Run-time Optimizer | See Note 1 | 0 | 0 | See Note 2
2735 | Industrial, Existing, SIC29 Petroleum, ECM-732, Run-time Optimizer | See Note 1 | 0 | 0 | See Note 2
2736 | Industrial, Existing, SIC30 Rubber/Plastics, ECM-732, Run-time Optimizer | See Note 1 | 0 | 0 | See Note 2
2737 | Industrial, Existing, SIC32 Stone/Clay/Glass, ECM-732, Run-time Optimizer | See Note 1 | 0 | 0 | See Note 2
2738 | Industrial, Existing, SIC33 Primary Metals, ECM-732, Run-time Optimizer | See Note 1 | 0 | 0 | See Note 2
2739 | Industrial, Existing, SIC34 Fab Metals, ECM-732, Run-time Optimizer | See Note 1 | 0 | 0 | See Note 2
2740 | Industrial, Existing, SIC35 Ind Machinery, ECM-732, Run-time Optimizer | See Note 1 | 0 | 0 | See Note 2
2741 | Industrial, Existing, SIC36 Electronics, ECM-732, Run-time Optimizer | See Note 1 | 0 | 0 | See Note 2
2742 | Industrial, Existing, SIC37 Transp Eqp, ECM-732, Run-time Optimizer | See Note 1 | 0 | 0 | See Note 2
2743 | Industrial, Existing, SIC38 Instruments, ECM-732, Run-time Optimizer | See Note 1 | 0 | 0 | See Note 2
2744 | Industrial, Existing, SIC39/21/31 Misc, ECM-732, Run-time Optimizer | See Note 1 | 0 | 0 | See Note 2
2745 | Industrial, Existing, SIC20 Food, ECM-733, Hybrid Dessicant-HP System | See Note 1 | 0 | 0 | See Note 2
2746 | Industrial, Existing, SIC22-23Textiles, ECM-733, Hybrid Dessicant-HP System | See Note 1 | 0 | 0 | See Note 2
2747 | Industrial, Existing, SIC24-25 Lumber, ECM-733, Hybrid Dessicant-HP System | See Note 1 | 0 | 0 | See Note 2
2748 | Industrial, Existing, SIC26 Paper, ECM-733, Hybrid Dessicant-HP System | See Note 1 | 0 | 0 | See Note 2
2749 | Industrial, Existing, SIC27 Printing, ECM-733, Hybrid Dessicant-HP System | See Note 1 | 0 | 0 | See Note 2
2750 | Industrial, Existing, SIC28 Chemicals, ECM-733, Hybrid Dessicant-HP System | See Note 1 | 0 | 0 | See Note 2
2751 | Industrial, Existing, SIC29 Petroleum, ECM-733, Hybrid Dessicant-HP System | See Note 1 | 0 | 0 | See Note 2
2752 | Industrial, Existing, SIC30 Rubber/Plastics, ECM-733, Hybrid Dessicant-HP System | See Note 1 | 0 | 0 | See Note 2
2753 | Industrial, Existing, SIC32 Stone/Clay/Glass, ECM-733, Hybrid Dessicant-HP System | See Note 1 | 0 | 0 | See Note 2
2754 | Industrial, Existing, SIC33 Primary Metals, ECM-733, Hybrid Dessicant-HP System | See Note 1 | 0 | 0 | See Note 2
2755 | Industrial, Existing, SIC34 Fab Metals, ECM-733, Hybrid Dessicant-HP System | See Note 1 | 0 | 0 | See Note 2
2756 | Industrial, Existing, SIC35 Ind Machinery, ECM-733, Hybrid Dessicant-HP System | See Note 1 | 0 | 0 | See Note 2
2757 | Industrial, Existing, SIC36 Electronics, ECM-733, Hybrid Dessicant-HP System | See Note 1 | 0 | 0 | See Note 2
2758 | Industrial, Existing, SIC37 Transp Eqp, ECM-733, Hybrid Dessicant-HP System | See Note 1 | 0 | 0 | See Note 2
2759 | Industrial, Existing, SIC38 Instruments, ECM-733, Hybrid Dessicant-HP System | See Note 1 | 0 | 0 | See Note 2
2760 | Industrial, Existing, SIC39/21/31 Misc, ECM-733, Hybrid Dessicant-HP System | See Note 1 | 0 | 0 | See Note 2
2761 | Industrial, Existing, SIC20 Food, ECM-801, Premium T8, Elecctronic Ballast | See Note 1 | 0 | 0 | See Note 2
2762 | Industrial, Existing, SIC22-23Textiles, ECM-801, Premium T8, Elecctronic Ballast | See Note 1 | 0 | 0 | See Note 2
2763 | Industrial, Existing, SIC24-25 Lumber, ECM-801, Premium T8, Elecctronic Ballast | See Note 1 | 0 | 0 | See Note 2
2764 | Industrial, Existing, SIC26 Paper, ECM-801, Premium T8, Elecctronic Ballast | See Note 1 | 0 | 0 | See Note 2
2765 | Industrial, Existing, SIC27 Printing, ECM-801, Premium T8, Elecctronic Ballast | See Note 1 | 0 | 0 | See Note 2
2766 | Industrial, Existing, SIC28 Chemicals, ECM-801, Premium T8, Elecctronic Ballast | See Note 1 | 0 | 0 | See Note 2
2767 | Industrial, Existing, SIC29 Petroleum, ECM-801, Premium T8, Elecctronic Ballast | See Note 1 | 0 | 0 | See Note 2
2768 | Industrial, Existing, SIC30 Rubber/Plastics, ECM-801, Premium T8, Elecctronic Ballast | See Note 1 | 0 | 0 | See Note 2
2769 | Industrial, Existing, SIC32 Stone/Clay/Glass, ECM-801, Premium T8, Elecctronic Ballast | See Note 1 | 0 | 0 | See Note 2
2770 | Industrial, Existing, SIC33 Primary Metals, ECM-801, Premium T8, Elecctronic Ballast | See Note 1 | 0 | 0 | See Note 2
2771 | Industrial, Existing, SIC34 Fab Metals, ECM-801, Premium T8, Elecctronic Ballast | See Note 1 | 0 | 0 | See Note 2
2772 | Industrial, Existing, SIC35 Ind Machinery, ECM-801, Premium T8, Elecctronic Ballast | See Note 1 | 0 | 0 | See Note 2
2773 | Industrial, Existing, SIC36 Electronics, ECM-801, Premium T8, Elecctronic Ballast | See Note 1 | 0 | 0 | See Note 2
2774 | Industrial, Existing, SIC37 Transp Eqp, ECM-801, Premium T8, Elecctronic Ballast | See Note 1 | 0 | 0 | See Note 2
2775 | Industrial, Existing, SIC38 Instruments, ECM-801, Premium T8, Elecctronic Ballast | See Note 1 | 0 | 0 | See Note 2
2776 | Industrial, Existing, SIC39/21/31 Misc, ECM-801, Premium T8, Elecctronic Ballast | See Note 1 | 0 | 0 | See Note 2
2777 | Industrial, Existing, SIC20 Food, ECM-802, CFL Hardwired, Modular 18W | See Note 1 | 0 | 0 | See Note 2
2778 | Industrial, Existing, SIC22-23Textiles, ECM-802, CFL Hardwired, Modular 18W | See Note 1 | 0 | 0 | See Note 2
2779 | Industrial, Existing, SIC24-25 Lumber, ECM-802, CFL Hardwired, Modular 18W | See Note 1 | 0 | 0 | See Note 2
2780 | Industrial, Existing, SIC26 Paper, ECM-802, CFL Hardwired, Modular 18W | See Note 1 | 0 | 0 | See Note 2
2781 | Industrial, Existing, SIC27 Printing, ECM-802, CFL Hardwired, Modular 18W | See Note 1 | 0 | 0 | See Note 2
2782 | Industrial, Existing, SIC28 Chemicals, ECM-802, CFL Hardwired, Modular 18W | See Note 1 | 0 | 0 | See Note 2
2783 | Industrial, Existing, SIC29 Petroleum, ECM-802, CFL Hardwired, Modular 18W | See Note 1 | 0 | 0 | See Note 2
2784 | Industrial, Existing, SIC30 Rubber/Plastics, ECM-802, CFL Hardwired, Modular 18W | See Note 1 | 0 | 0 | See Note 2
2785 | Industrial, Existing, SIC32 Stone/Clay/Glass, ECM-802, CFL Hardwired, Modular 18W | See Note 1 | 0 | 0 | See Note 2
2786 | Industrial, Existing, SIC33 Primary Metals, ECM-802, CFL Hardwired, Modular 18W | See Note 1 | 0 | 0 | See Note 2
2787 | Industrial, Existing, SIC34 Fab Metals, ECM-802, CFL Hardwired, Modular 18W | See Note 1 | 0 | 0 | See Note 2
2788 | Industrial, Existing, SIC35 Ind Machinery, ECM-802, CFL Hardwired, Modular 18W | See Note 1 | 0 | 0 | See Note 2
2789 | Industrial, Existing, SIC36 Electronics, ECM-802, CFL Hardwired, Modular 18W | See Note 1 | 0 | 0 | See Note 2
2790 | Industrial, Existing, SIC37 Transp Eqp, ECM-802, CFL Hardwired, Modular 18W | See Note 1 | 0 | 0 | See Note 2
2791 | Industrial, Existing, SIC38 Instruments, ECM-802, CFL Hardwired, Modular 18W | See Note 1 | 0 | 0 | See Note 2
2792 | Industrial, Existing, SIC39/21/31 Misc, ECM-802, CFL Hardwired, Modular 18W | See Note 1 | 0 | 0 | See Note 2
2793 | Industrial, Existing, SIC20 Food, ECM-803, CFL Screw-in 18W | See Note 1 | 0 | 0 | See Note 2
2794 | Industrial, Existing, SIC22-23Textiles, ECM-803, CFL Screw-in 18W | See Note 1 | 0 | 0 | See Note 2
2795 | Industrial, Existing, SIC24-25 Lumber, ECM-803, CFL Screw-in 18W | See Note 1 | 0 | 0 | See Note 2
2796 | Industrial, Existing, SIC26 Paper, ECM-803, CFL Screw-in 18W | See Note 1 | 0 | 0 | See Note 2
2797 | Industrial, Existing, SIC27 Printing, ECM-803, CFL Screw-in 18W | See Note 1 | 0 | 0 | See Note 2
2798 | Industrial, Existing, SIC28 Chemicals, ECM-803, CFL Screw-in 18W | See Note 1 | 0 | 0 | See Note 2
2799 | Industrial, Existing, SIC29 Petroleum, ECM-803, CFL Screw-in 18W | See Note 1 | 0 | 0 | See Note 2
2800 | Industrial, Existing, SIC30 Rubber/Plastics, ECM-803, CFL Screw-in 18W | See Note 1 | 0 | 0 | See Note 2
2801 | Industrial, Existing, SIC32 Stone/Clay/Glass, ECM-803, CFL Screw-in 18W | See Note 1 | 0 | 0 | See Note 2
2802 | Industrial, Existing, SIC33 Primary Metals, ECM-803, CFL Screw-in 18W | See Note 1 | 0 | 0 | See Note 2
2803 | Industrial, Existing, SIC34 Fab Metals, ECM-803, CFL Screw-in 18W | See Note 1 | 0 | 0 | See Note 2
2804 | Industrial, Existing, SIC35 Ind Machinery, ECM-803, CFL Screw-in 18W | See Note 1 | 0 | 0 | See Note 2
2805 | Industrial, Existing, SIC36 Electronics, ECM-803, CFL Screw-in 18W | See Note 1 | 0 | 0 | See Note 2
2806 | Industrial, Existing, SIC37 Transp Eqp, ECM-803, CFL Screw-in 18W | See Note 1 | 0 | 0 | See Note 2
2807 | Industrial, Existing, SIC38 Instruments, ECM-803, CFL Screw-in 18W | See Note 1 | 0 | 0 | See Note 2
2808 | Industrial, Existing, SIC39/21/31 Misc, ECM-803, CFL Screw-in 18W | See Note 1 | 0 | 0 | See Note 2
2809 | Industrial, Existing, SIC20 Food, ECM-804, High Bay T5 | See Note 1 | 0 | 0 | See Note 2
2810 | Industrial, Existing, SIC22-23Textiles, ECM-804, High Bay T5 | See Note 1 | 0 | 0 | See Note 2
2811 | Industrial, Existing, SIC24-25 Lumber, ECM-804, High Bay T5 | See Note 1 | 0 | 0 | See Note 2
2812 | Industrial, Existing, SIC26 Paper, ECM-804, High Bay T5 | See Note 1 | 0 | 0 | See Note 2
2813 | Industrial, Existing, SIC27 Printing, ECM-804, High Bay T5 | See Note 1 | 0 | 0 | See Note 2
2814 | Industrial, Existing, SIC28 Chemicals, ECM-804, High Bay T5 | See Note 1 | 0 | 0 | See Note 2
2815 | Industrial, Existing, SIC29 Petroleum, ECM-804, High Bay T5 | See Note 1 | 0 | 0 | See Note 2
2816 | Industrial, Existing, SIC30 Rubber/Plastics, ECM-804, High Bay T5 | See Note 1 | 0 | 0 | See Note 2
2817 | Industrial, Existing, SIC32 Stone/Clay/Glass, ECM-804, High Bay T5 | See Note 1 | 0 | 0 | See Note 2
2818 | Industrial, Existing, SIC33 Primary Metals, ECM-804, High Bay T5 | See Note 1 | 0 | 0 | See Note 2
2819 | Industrial, Existing, SIC34 Fab Metals, ECM-804, High Bay T5 | See Note 1 | 0 | 0 | See Note 2
2820 | Industrial, Existing, SIC35 Ind Machinery, ECM-804, High Bay T5 | See Note 1 | 0 | 0 | See Note 2
2821 | Industrial, Existing, SIC36 Electronics, ECM-804, High Bay T5 | See Note 1 | 0 | 0 | See Note 2
2822 | Industrial, Existing, SIC37 Transp Eqp, ECM-804, High Bay T5 | See Note 1 | 0 | 0 | See Note 2
2823 | Industrial, Existing, SIC38 Instruments, ECM-804, High Bay T5 | See Note 1 | 0 | 0 | See Note 2
2824 | Industrial, Existing, SIC39/21/31 Misc, ECM-804, High Bay T5 | See Note 1 | 0 | 0 | See Note 2
2825 | Industrial, Existing, SIC20 Food, ECM-805, Occupancy Sensor | See Note 1 | 0 | 0 | See Note 2
2826 | Industrial, Existing, SIC22-23Textiles, ECM-805, Occupancy Sensor | See Note 1 | 0 | 0 | See Note 2
2827 | Industrial, Existing, SIC24-25 Lumber, ECM-805, Occupancy Sensor | See Note 1 | 0 | 0 | See Note 2
2828 | Industrial, Existing, SIC26 Paper, ECM-805, Occupancy Sensor | See Note 1 | 0 | 0 | See Note 2
2829 | Industrial, Existing, SIC27 Printing, ECM-805, Occupancy Sensor | See Note 1 | 0 | 0 | See Note 2
2830 | Industrial, Existing, SIC28 Chemicals, ECM-805, Occupancy Sensor | See Note 1 | 0 | 0 | See Note 2
2831 | Industrial, Existing, SIC29 Petroleum, ECM-805, Occupancy Sensor | See Note 1 | 0 | 0 | See Note 2
2832 | Industrial, Existing, SIC30 Rubber/Plastics, ECM-805, Occupancy Sensor | See Note 1 | 0 | 0 | See Note 2
2833 | Industrial, Existing, SIC32 Stone/Clay/Glass, ECM-805, Occupancy Sensor | See Note 1 | 0 | 0 | See Note 2
2834 | Industrial, Existing, SIC33 Primary Metals, ECM-805, Occupancy Sensor | See Note 1 | 0 | 0 | See Note 2
2835 | Industrial, Existing, SIC34 Fab Metals, ECM-805, Occupancy Sensor | See Note 1 | 0 | 0 | See Note 2
2836 | Industrial, Existing, SIC35 Ind Machinery, ECM-805, Occupancy Sensor | See Note 1 | 0 | 0 | See Note 2
2837 | Industrial, Existing, SIC36 Electronics, ECM-805, Occupancy Sensor | See Note 1 | 0 | 0 | See Note 2
2838 | Industrial, Existing, SIC37 Transp Eqp, ECM-805, Occupancy Sensor | See Note 1 | 0 | 0 | See Note 2
2839 | Industrial, Existing, SIC38 Instruments, ECM-805, Occupancy Sensor | See Note 1 | 0 | 0 | See Note 2
2840 | Industrial, Existing, SIC39/21/31 Misc, ECM-805, Occupancy Sensor | See Note 1 | 0 | 0 | See Note 2
2841 | Industrial, Existing, SIC27 Printing, ECM-806, LED Linear Tube 22W | See Note 1 | 0 | 0 | See Note 2
2842 | Industrial, Existing, SIC20 Food, ECM-807, Flood LED 14W | See Note 1 | 0 | 0 | See Note 2
2843 | Industrial, Existing, SIC22-23Textiles, ECM-807, Flood LED 14W | See Note 1 | 0 | 0 | See Note 2
2844 | Industrial, Existing, SIC24-25 Lumber, ECM-807, Flood LED 14W | See Note 1 | 0 | 0 | See Note 2
2845 | Industrial, Existing, SIC26 Paper, ECM-807, Flood LED 14W | See Note 1 | 0 | 0 | See Note 2
2846 | Industrial, Existing, SIC27 Printing, ECM-807, Flood LED 14W | See Note 1 | 0 | 0 | See Note 2
2847 | Industrial, Existing, SIC28 Chemicals, ECM-807, Flood LED 14W | See Note 1 | 0 | 0 | See Note 2
2848 | Industrial, Existing, SIC29 Petroleum, ECM-807, Flood LED 14W | See Note 1 | 0 | 0 | See Note 2
2849 | Industrial, Existing, SIC30 Rubber/Plastics, ECM-807, Flood LED 14W | See Note 1 | 0 | 0 | See Note 2
2850 | Industrial, Existing, SIC32 Stone/Clay/Glass, ECM-807, Flood LED 14W | See Note 1 | 0 | 0 | See Note 2
2851 | Industrial, Existing, SIC33 Primary Metals, ECM-807, Flood LED 14W | See Note 1 | 0 | 0 | See Note 2
2852 | Industrial, Existing, SIC34 Fab Metals, ECM-807, Flood LED 14W | See Note 1 | 0 | 0 | See Note 2
2853 | Industrial, Existing, SIC35 Ind Machinery, ECM-807, Flood LED 14W | See Note 1 | 0 | 0 | See Note 2
2854 | Industrial, Existing, SIC36 Electronics, ECM-807, Flood LED 14W | See Note 1 | 0 | 0 | See Note 2
2855 | Industrial, Existing, SIC37 Transp Eqp, ECM-807, Flood LED 14W | See Note 1 | 0 | 0 | See Note 2
2856 | Industrial, Existing, SIC38 Instruments, ECM-807, Flood LED 14W | See Note 1 | 0 | 0 | See Note 2
2857 | Industrial, Existing, SIC39/21/31 Misc, ECM-807, Flood LED 14W | See Note 1 | 0 | 0 | See Note 2
2858 | Industrial, Existing, SIC20 Food, ECM-808, LED High Bay 83W (400W equivalent) | See Note 1 | 0 | 0 | See Note 2
2859 | Industrial, Existing, SIC22-23Textiles, ECM-808, LED High Bay 83W (400W equivalent) | See Note 1 | 0 | 0 | See Note 2
2860 | Industrial, Existing, SIC24-25 Lumber, ECM-808, LED High Bay 83W (400W equivalent) | See Note 1 | 0 | 0 | See Note 2
2861 | Industrial, Existing, SIC26 Paper, ECM-808, LED High Bay 83W (400W equivalent) | See Note 1 | 0 | 0 | See Note 2
2862 | Industrial, Existing, SIC27 Printing, ECM-808, LED High Bay 83W (400W equivalent) | See Note 1 | 0 | 0 | See Note 2
2863 | Industrial, Existing, SIC28 Chemicals, ECM-808, LED High Bay 83W (400W equivalent) | See Note 1 | 0 | 0 | See Note 2
2864 | Industrial, Existing, SIC29 Petroleum, ECM-808, LED High Bay 83W (400W equivalent) | See Note 1 | 0 | 0 | See Note 2
2865 | Industrial, Existing, SIC30 Rubber/Plastics, ECM-808, LED High Bay 83W (400W equivalent) | See Note 1 | 0 | 0 | See Note 2
2866 | Industrial, Existing, SIC32 Stone/Clay/Glass, ECM-808, LED High Bay 83W (400W equivalent) | See Note 1 | 0 | 0 | See Note 2
2867 | Industrial, Existing, SIC33 Primary Metals, ECM-808, LED High Bay 83W (400W equivalent) | See Note 1 | 0 | 0 | See Note 2
2868 | Industrial, Existing, SIC34 Fab Metals, ECM-808, LED High Bay 83W (400W equivalent) | See Note 1 | 0 | 0 | See Note 2
2869 | Industrial, Existing, SIC35 Ind Machinery, ECM-808, LED High Bay 83W (400W equivalent) | See Note 1 | 0 | 0 | See Note 2
2870 | Industrial, Existing, SIC36 Electronics, ECM-808, LED High Bay 83W (400W equivalent) | See Note 1 | 0 | 0 | See Note 2
2871 | Industrial, Existing, SIC37 Transp Eqp, ECM-808, LED High Bay 83W (400W equivalent) | See Note 1 | 0 | 0 | See Note 2
2872 | Industrial, Existing, SIC38 Instruments, ECM-808, LED High Bay 83W (400W equivalent) | See Note 1 | 0 | 0 | See Note 2
2873 | Industrial, Existing, SIC39/21/31 Misc, ECM-808, LED High Bay 83W (400W equivalent) | See Note 1 | 0 | 0 | See Note 2
2874 | Industrial, Existing, SIC20 Food, ECM-901, Replace V-belts | See Note 1 | 7.5035 | 0.17176 | See Note 2
2875 | Industrial, Existing, SIC22-23Textiles, ECM-901, Replace V-belts | See Note 1 | 0.0973 | 0.0022392 | See Note 2
2876 | Industrial, Existing, SIC24-25 Lumber, ECM-901, Replace V-belts | See Note 1 | 0.3826 | 0.0087592 | See Note 2
2877 | Industrial, Existing, SIC26 Paper, ECM-901, Replace V-belts | See Note 1 | 1.3906 | 0.03181 | See Note 2
2878 | Industrial, Existing, SIC27 Printing, ECM-901, Replace V-belts | See Note 1 | 0.8093 | 0.018506 | See Note 2
2879 | Industrial, Existing, SIC28 Chemicals, ECM-901, Replace V-belts | See Note 1 | 0 | 0 | See Note 2
2880 | Industrial, Existing, SIC29 Petroleum, ECM-901, Replace V-belts | See Note 1 | 0.0012 | 0 | See Note 2
2881 | Industrial, Existing, SIC30 Rubber/Plastics, ECM-901, Replace V-belts | See Note 1 | 0.3038 | 0.006981 | See Note 2
2882 | Industrial, Existing, SIC32 Stone/Clay/Glass, ECM-901, Replace V-belts | See Note 1 | 3.6078 | 0.082587 | See Note 2
2883 | Industrial, Existing, SIC33 Primary Metals, ECM-901, Replace V-belts | See Note 1 | 0.0565 | 0.0013172 | See Note 2
2884 | Industrial, Existing, SIC34 Fab Metals, ECM-901, Replace V-belts | See Note 1 | 2.0979 | 0.048011 | See Note 2
2885 | Industrial, Existing, SIC35 Ind Machinery, ECM-901, Replace V-belts | See Note 1 | 0.1571 | 0.0036222 | See Note 2
2886 | Industrial, Existing, SIC36 Electronics, ECM-901, Replace V-belts | See Note 1 | 0.4225 | 0.0096812 | See Note 2
2887 | Industrial, Existing, SIC37 Transp Eqp, ECM-901, Replace V-belts | See Note 1 | 1.0607 | 0.024302 | See Note 2
2888 | Industrial, Existing, SIC38 Instruments, ECM-901, Replace V-belts | See Note 1 | 2.3743 | 0.054333 | See Note 2
2889 | Industrial, Existing, SIC39/21/31 Misc, ECM-901, Replace V-belts | See Note 1 | 2.0165 | 0.046167 | See Note 2
Notes
1 | Administrative costs are not used for screening in economic potential they are applied in aggregate to the overall portfolio during achievable analysis, they are not avaiable by unique measure
2 | Equipment & labor costs by the utility are treated similar to administrative costs and are usually included in the administrative costs, they are not avaiable by unique measure

## 39
| Year | Residential |  |  | Commercial |  |  | Industrial
|  | Energy Consumption (GWh) | Customers | Per Customer Usage (kWh) | Energy Consumption (GWh) | Customers | Per Customer Usage (kWh) | Energy Consumption (GWh) | Customers | Per Customer Usage (kWh)
Actual | 2005 | 5576 | 351705 | 15853 | 1433 | 35757 | 40090 | 5556 | 3607 | 1540233
| 2006 | 5596 | 358918 | 15591 | 1510 | 38284 | 39454 | 5582 | 4057 | 1375865
| 2007 | 5507 | 365363 | 15072 | 1581 | 40564 | 38974 | 5643 | 4150 | 1360010
| 2008 | 5315 | 365872 | 14526 | 1520 | 41016 | 37052 | 5656 | 4307 | 1313135
| 2009 | 5319 | 368111 | 14448 | 1488 | 41553 | 35811 | 5372 | 4421 | 1215217
| 2010 | 5748 | 369051 | 15575 | 1524 | 41994 | 36291 | 5461 | 4421 | 1235348
| 2011 | 5237 | 369761 | 14163 | 1447 | 42393 | 34138 | 5369 | 4428 | 1212633
| 2012 | 4880 | 372430 | 13102 | 1411 | 42878 | 32899 | 5250 | 4467 | 1175472
| 2013 | 4852 | 377326 | 12860 | 1394 | 43459 | 32075 | 5188 | 4451 | 1165462
Forecast | 2014 | 4924 | 381391 | 12911 | 1382 | 44249 | 31241 | 5407 | 4456 | 1213544
| 2015 | 4960 | 384008 | 12917 | 1390 | 44709 | 31091 | 5435 | 4460 | 1218631
| 2016 | 5004 | 387569 | 12912 | 1396 | 45170 | 30916 | 5459 | 4465 | 1222708
| 2017 | 5048 | 391162 | 12906 | 1402 | 45630 | 30733 | 5481 | 4469 | 1226354
| 2018 | 5090 | 394789 | 12894 | 1406 | 46091 | 30500 | 5493 | 4474 | 1227960
| 2019 | 5134 | 398449 | 12884 | 1410 | 46552 | 30297 | 5510 | 4478 | 1230495
| 2020 | 5170 | 402144 | 12855 | 1415 | 47012 | 30091 | 5526 | 4483 | 1232805
| 2021 | 5185 | 405595 | 12785 | 1419 | 47473 | 29885 | 5541 | 4487 | 1234975
| 2022 | 5219 | 409077 | 12757 | 1422 | 47933 | 29675 | 5557 | 4491 | 1237235
| 2023 | 5253 | 412588 | 12732 | 1426 | 48394 | 29459 | 5571 | 4496 | 1239114
| 2024 | 5432.1103 | 416129.2029 | 13053.9031 | 1426.5897 | 48897.7987 | 29174.9261 | 5581.6982 | 4500.4747 | 1240246.5263
| 2025 | 5480.3878 | 419700.9294 | 13057.8405 | 1429.141 | 49401.5553 | 28929.0687 | 5591.8857 | 4504.991 | 1241264.5744
Note: 2024 & 2025 values have been extrapolated, they have not been formally forecasted

## 40
| Year | Peak Demand – Summer | Peak Demand –Winter | Net Energy for Load
|  | (MW) | (MW) | (GWh)
Actual | 2005 | 2815 | 2860 | 13696
| 2006 | 2835 | 2919 | 13811
| 2007 | 2897 | 2722 | 13854
| 2008 | 2866 | 2914 | 13531
| 2009 | 2754 | 3064 | 13155
| 2010 | 2817 | 3224 | 13842
| 2011 | 2756 | 3062 | 12980
| 2012 | 2616 | 2665 | 12409
| 2013 | 2596 | 2559 | 12286
Forecast | 2014 | 2618 | 2690 | 12693
| 2015 | 2647 | 2726 | 12769
| 2016 | 2679 | 2763 | 12849
| 2017 | 2710 | 2799 | 12928
| 2018 | 2732 | 2827 | 12992
| 2019 | 2743 | 2843 | 13063
| 2020 | 2771 | 2877 | 13126
| 2021 | 2786 | 2896 | 13168
| 2022 | 2808 | 2924 | 13227
| 2023 | 2831 | 2952 | 13286
| 2024 | 2854.5463 | 2978.8794 | 13682.4693
| 2025 | 2877.4011 | 3006.2859 | 13771.9377
Note: 2024 & 2025 values have been extrapolated, they have not been formally forecasted
All projections do not include DSM/Conservation

## 41a_sumpeak_high
History and Forecast of Summer Peak Demand
High Case
(1) |  | (2) | (3) | (4) | (5) | (6) | (7) | (8) | (9) | (10)
[6 empty] | Residential Load | Residential | C / I Load | C / I | Net Firm
Year |  | Total | Wholesale | Retail | Interruptible | Management | Conservation | Management | Conservation | Demand
HISTORY:
2004 |  | 2539 | 0 | 0 | 0 | 0 | 0 | 0 | 0 | 2539
2005 |  | 2815 | 0 | 0 | 0 | 0 | 0 | 0 | 0 | 2815
2006 |  | 2835 | 0 | 0 | 0 | 0 | 0 | 0 | 0 | 2835
2007 |  | 2897 | 0 | 0 | 0 | 0 | 0 | 0 | 0 | 2897
2008 |  | 2866 | 0 | 0 | 0 | 0 | 0 | 0 | 0 | 2866
2009 |  | 2754 | 0 | 0 | 0 | 0 | 0 | 0 | 0 | 2754
2010 |  | 2817 | 0 | 0 | 0 | 0 | 0 | 0 | 0 | 2817
2011 |  | 2756 | 0 | 0 | 0 | 0 | 0 | 0 | 0 | 2756
2012 |  | 2616 | 0 | 0 | 0 | 0 | 0 | 0 | 0 | 2616
2013 |  | 2596 | 0 | 0 | 0 | 0 | 0 | 0 | 0 | 2596
FORECAST:
2014 |  | 2722 | 0 | 0 | 125 | 0 | 2.9505 | 0 | 2.0653 | 2591.9842
2015 |  | 2751 | 0 | 0 | 125 | 0 | 5.9915 | 0 | 4.0994 | 2615.9091
2016 |  | 2782 | 0 | 0 | 125 | 0 | 9.9469 | 0 | 6.8207 | 2640.2323
2017 |  | 2814 | 0 | 0 | 125 | 0 | 12.8286 | 0 | 8.7967 | 2667.3747
2018 |  | 2837 | 0 | 0 | 125 | 0 | 15.265 | 0 | 10.9036 | 2685.8314
2019 |  | 2848 | 0 | 0 | 125 | 0 | 19.5942 | 0 | 13.6071 | 2689.7987
2020 |  | 2878 | 0 | 0 | 125 | 0 | 19.4656 | 0 | 13.5178 | 2720.0166
2021 |  | 2895 | 0 | 0 | 125 | 0 | 25.1338 | 0 | 17.454 | 2727.4121
2022 |  | 2921 | 0 | 0 | 125 | 0 | 29.9298 | 0 | 20.7846 | 2745.2857
2023 |  | 2948 | 0 | 0 | 125 | 0 | 31.7797 | 0 | 22.0692 | 2769.151
2024 |  | 2976 | 0 | 0 | 125 | 0 | 35 | 0 | 25 | 2791
Note: | All projections coincident at time of peak

## 41b_sumpeak_low
History and Forecast of Summer Peak Demand
Low Case
(1) |  | (2) | (3) | (4) | (5) | (6) | (7) | (8) | (9) | (10)
[6 empty] | Residential Load | Residential | C / I Load | C / I | Net Firm
Year |  | Total | Wholesale | Retail | Interruptible | Management | Conservation | Management | Conservation | Demand
HISTORY:
2004 |  | 2539 | 0 | 0 | 0 | 0 | 0 | 0 | 0 | 2539
2005 |  | 2815 | 0 | 0 | 0 | 0 | 0 | 0 | 0 | 2815
2006 |  | 2835 | 0 | 0 | 0 | 0 | 0 | 0 | 0 | 2835
2007 |  | 2897 | 0 | 0 | 0 | 0 | 0 | 0 | 0 | 2897
2008 |  | 2866 | 0 | 0 | 0 | 0 | 0 | 0 | 0 | 2866
2009 |  | 2754 | 0 | 0 | 0 | 0 | 0 | 0 | 0 | 2754
2010 |  | 2817 | 0 | 0 | 0 | 0 | 0 | 0 | 0 | 2817
2011 |  | 2756 | 0 | 0 | 0 | 0 | 0 | 0 | 0 | 2756
2012 |  | 2616 | 0 | 0 | 0 | 0 | 0 | 0 | 0 | 2616
2013 |  | 2596 | 0 | 0 | 0 | 0 | 0 | 0 | 0 | 2596
FORECAST:
2014 |  | 2499 | 0 | 0 | 125 | 0 | 2.9505 | 0 | 2.0653 | 2368.9842
2015 |  | 2529 | 0 | 0 | 125 | 0 | 5.9915 | 0 | 4.0994 | 2393.9091
2016 |  | 2561 | 0 | 0 | 125 | 0 | 9.9469 | 0 | 6.8207 | 2419.2323
2017 |  | 2594 | 0 | 0 | 125 | 0 | 12.8286 | 0 | 8.7967 | 2447.3747
2018 |  | 2617 | 0 | 0 | 125 | 0 | 15.265 | 0 | 10.9036 | 2465.8314
2019 |  | 2629 | 0 | 0 | 125 | 0 | 19.5942 | 0 | 13.6071 | 2470.7987
2020 |  | 2660 | 0 | 0 | 125 | 0 | 19.4656 | 0 | 13.5178 | 2502.0166
2021 |  | 2677 | 0 | 0 | 125 | 0 | 25.1338 | 0 | 17.454 | 2509.4121
2022 |  | 2703 | 0 | 0 | 125 | 0 | 29.9298 | 0 | 20.7846 | 2527.2857
2023 |  | 2731 | 0 | 0 | 125 | 0 | 31.7797 | 0 | 22.0692 | 2552.151
2024 |  | 2760 | 0 | 0 | 125 | 0 | 35 |  | 25 | 2575
Note: | All projections coincident at time of peak

## 41c_winpeak_high
History and Forecast of Winter Peak Demand
High Case
(1) |  | (2) | (3) | (4) | (5) | (6) | (7) | (8) | (9) | (10)
[6 empty] | Residential Load | Residential | C / I Load | C / I | Net Firm
Year |  | Total | Wholesale | Retail | Interruptible | Management | Conservation | Management | Conservation | Demand
HISTORY:
2003/04 |  | 2668 | 0 | 0 | 0 | 0 | 0 | 0 | 0 | 2668
2004/05 |  | 2860 | 0 | 0 | 0 | 0 | 0 | 0 | 0 | 2860
2005/06 |  | 2919 | 0 | 0 | 0 | 0 | 0 | 0 | 0 | 2919
2006/07 |  | 2722 | 0 | 0 | 0 | 0 | 0 | 0 | 0 | 2722
2007/08 |  | 2914 | 0 | 0 | 0 | 0 | 0 | 0 | 0 | 2914
2008/09 |  | 3064 | 0 | 0 | 0 | 0 | 0 | 0 | 0 | 3064
2009/10 |  | 3224 | 0 | 0 | 0 | 0 | 0 | 0 | 0 | 3224
2010/11 |  | 3062 | 0 | 0 | 0 | 0 | 0 | 0 | 0 | 3062
2011/12 |  | 2665 | 0 | 0 | 0 | 0 | 0 | 0 | 0 | 2665
2012/13 |  | 2559 | 0 | 0 | 0 | 0 | 0 | 0 | 0 | 2559
FORECAST:
2013/14 |  | 2935 | 0 | 0 | 83 | 0 | 2.6585 | 0 | 1.7446 | 2847.5969
2014/15 |  | 2976 | 0 | 0 | 83 | 0 | 4.5123 | 0 | 2.8578 | 2885.6299
2015/16 |  | 3019 | 0 | 0 | 83 | 0 | 5.6965 | 0 | 3.662 | 2926.6415
2016/17 |  | 3059 | 0 | 0 | 83 | 0 | 8.8255 | 0 | 5.6736 | 2961.5009
2017/18 |  | 3088 | 0 | 0 | 83 | 0 | 11.1081 | 0 | 7.1409 | 2986.751
2018/19 |  | 3104 | 0 | 0 | 83 | 0 | 15.3898 | 0 | 9.8935 | 2995.7167
2019/20 |  | 3140 | 0 | 0 | 83 | 0 | 16.6141 | 0 | 10.6805 | 3029.7054
2020/21 |  | 3162 | 0 | 0 | 83 | 0 | 14.3414 | 0 | 9.2195 | 3055.4391
2021/22 |  | 3192 | 0 | 0 | 83 | 0 | 15.13 | 0 | 9.9128 | 3083.9573
2022/23 |  | 3225 | 0 | 0 | 83 | 0 | 21.9057 | 0 | 14.352 | 3105.7423
2023/24 |  | 3257 | 0 | 0 | 83 | 0 | 24 | 0 | 16 | 3134
Note: | All projections coincident at time of peak

## 41d_winpeak_low
History and Forecast of Winter Peak Demand
Low Case
(1) |  | (2) | (3) | (4) | (5) | (6) | (7) | (8) | (9) | (10)
[6 empty] | Residential Load | Residential | C / I Load | C / I | Net Firm
Year |  | Total | Wholesale | Retail | Interruptible | Management | Conservation | Management | Conservation | Demand
HISTORY:
2003/04 |  | 2668 | 0 | 0 | 0 | 0 | 0 | 0 | 0 | 2668
2004/05 |  | 2860 | 0 | 0 | 0 | 0 | 0 | 0 | 0 | 2860
2005/06 |  | 2919 | 0 | 0 | 0 | 0 | 0 | 0 | 0 | 2919
2006/07 |  | 2722 | 0 | 0 | 0 | 0 | 0 | 0 | 0 | 2722
2007/08 |  | 2914 | 0 | 0 | 0 | 0 | 0 | 0 | 0 | 2914
2008/09 |  | 3064 | 0 | 0 | 0 | 0 | 0 | 0 | 0 | 3064
2009/10 |  | 3224 | 0 | 0 | 0 | 0 | 0 | 0 | 0 | 3224
2010/11 |  | 3062 | 0 | 0 | 0 | 0 | 0 | 0 | 0 | 3062
2011/12 |  | 2665 | 0 | 0 | 0 | 0 | 0 | 0 | 0 | 2665
2012/13 |  | 2559 | 0 | 0 | 0 | 0 | 0 | 0 | 0 | 2559
FORECAST:
2013/14 |  | 2495 | 0 | 0 | 83 | 0 | 2.6585 | 0 | 1.7446 | 2407.5969
2014/15 |  | 2537 | 0 | 0 | 83 | 0 | 4.5123 | 0 | 2.8578 | 2446.6299
2015/16 |  | 2581 | 0 | 0 | 83 | 0 | 5.6965 | 0 | 3.662 | 2488.6415
2016/17 |  | 2621 | 0 | 0 | 83 | 0 | 8.8255 | 0 | 5.6736 | 2523.5009
2017/18 |  | 2650 | 0 | 0 | 83 | 0 | 11.1081 | 0 | 7.1409 | 2548.751
2018/19 |  | 2667 | 0 | 0 | 83 | 0 | 15.3898 | 0 | 9.8935 | 2558.7167
2019/20 |  | 2703 | 0 | 0 | 83 | 0 | 16.6141 | 0 | 10.6805 | 2592.7054
2020/21 |  | 2726 | 0 | 0 | 83 | 0 | 14.3414 | 0 | 9.2195 | 2619.4391
2021/22 |  | 2756 | 0 | 0 | 83 | 0 | 15.13 | 0 | 9.9128 | 2647.9573
2022/23 |  | 2789 | 0 | 0 | 83 | 0 | 21.9057 | 0 | 14.352 | 2669.7423
2023/24 |  | 2850 | 0 | 0 | 83 | 0 | 24 | 0 | 16 | 2727
Note: | All projections coincident at time of peak

## 41e_energy_high
History and Forecast of Annual Net Energy for Load - GWH
High Case
(1) | (2) | (3) | (4) | (5) | (6) | (7) | (8) | (9)
|  | Residential | C / I |  |  | Utility Use | Net Energy
Year | Total | Conservation | Conservation | Retail | Wholesale | & Losses | for Load | Load Factor (%)
HISTORY:
2004 | 13243 | 0 | 0 | 0 | 0 | 0 | 13243 | 57%
2005 | 13696 | 0 | 0 | 0 | 0 | 0 | 13696 | 55%
2006 | 13811 | 0 | 0 | 0 | 0 | 0 | 13811 | 54%
2007 | 13854 | 0 | 0 | 0 | 0 | 0 | 13854 | 58%
2008 | 13531 | 0 | 0 | 0 | 0 | 0 | 13531 | 53%
2009 | 13155 | 0 | 0 | 0 | 0 | 0 | 13155 | 49%
2010 | 13842 | 0 | 0 | 0 | 0 | 0 | 13842 | 49%
2011 | 12980 | 0 | 0 | 0 | 0 | 0 | 12980 | 48%
2012 | 12409 | 0 | 0 | 0 | 0 | 0 | 12409 | 53%
2013 | 12286 | 0 | 0 | 0 | 0 | 0 | 12286 | 54%
FORECAST:
2014 | 13063 | 16.9075 | 17.2076 | 0 | 0 | 0 | 13028.8849 | 52%
2015 | 13188 | 32.846 | 33.2592 | 0 | 0 | 0 | 13121.8948 | 52%
2016 | 13310 | 47.4273 | 48.3952 | 0 | 0 | 0 | 13214.1775 | 52%
2017 | 13423 | 62.2082 | 63.0488 | 0 | 0 | 0 | 13297.743 | 51%
2018 | 13518 | 77.3163 | 78.3541 | 0 | 0 | 0 | 13362.3296 | 51%
2019 | 13620 | 91.9752 | 93.827 | 0 | 0 | 0 | 13434.1978 | 51%
2020 | 13713 | 106.9671 | 109.1065 | 0 | 0 | 0 | 13496.9264 | 51%
2021 | 13785 | 122.4318 | 124.0534 | 0 | 0 | 0 | 13538.5148 | 51%
2022 | 13875 | 137.6135 | 139.4242 | 0 | 0 | 0 | 13597.9622 | 50%
2023 | 13965 | 152.3624 | 155.3696 | 0 | 0 | 0 | 13657.268 | 50%
2024 | 14056 | 168.005 | 171.3209 | 0 | 0 | 0 | 13716.6741

## 41f_energy_low
History and Forecast of Annual Net Energy for Load - GWH
Low Case
(1) | (2) | (3) | (4) | (5) | (6) | (7) | (8) | (9)
|  | Residential | C / I |  |  | Utility Use | Net Energy
Year | Total | Conservation | Conservation | Retail | Wholesale | & Losses | for Load | Load Factor (%)
HISTORY:
2004 | 13243 | 0 | 0 | 0 | 0 | 0 | 13243 | 57%
2005 | 13696 | 0 | 0 | 0 | 0 | 0 | 13696 | 55%
2006 | 13811 | 0 | 0 | 0 | 0 | 0 | 13811 | 54%
2007 | 13854 | 0 | 0 | 0 | 0 | 0 | 13854 | 58%
2008 | 13531 | 0 | 0 | 0 | 0 | 0 | 13531 | 53%
2009 | 13155 | 0 | 0 | 0 | 0 | 0 | 13155 | 49%
2010 | 13842 | 0 | 0 | 0 | 0 | 0 | 13842 | 49%
2011 | 12980 | 0 | 0 | 0 | 0 | 0 | 12980 | 48%
2012 | 12409 | 0 | 0 | 0 | 0 | 0 | 12409 | 53%
2013 | 12286 | 0 | 0 | 0 | 0 | 0 | 12286 | 54%
FORECAST:
2014 | 12379 | 16.9075 | 17.2076 | 0 | 0 | 0 | 12344.8849 | 59%
2015 | 12503 | 32.846 | 33.2592 | 0 | 0 | 0 | 12436.8948 | 58%
2016 | 12626 | 47.4273 | 48.3952 | 0 | 0 | 0 | 12530.1775 | 57%
2017 | 12739 | 62.2082 | 63.0488 | 0 | 0 | 0 | 12613.743 | 57%
2018 | 12834 | 77.3163 | 78.3541 | 0 | 0 | 0 | 12678.3296 | 57%
2019 | 12935 | 91.9752 | 93.827 | 0 | 0 | 0 | 12749.1978 | 57%
2020 | 13029 | 106.9671 | 109.1065 | 0 | 0 | 0 | 12812.9264 | 56%
2021 | 13101 | 122.4318 | 124.0534 | 0 | 0 | 0 | 12854.5148 | 56%
2022 | 13191 | 137.6135 | 139.4242 | 0 | 0 | 0 | 12913.9622 | 56%
2023 | 13281 | 152.3624 | 155.3696 | 0 | 0 | 0 | 12973.268 | 55%
2024 | 13372 | 168.005 | 171.3209 | 0 | 0 | 0 | 13032.6741

## 45
JEA DSM Programs | New Codes & Standards would cause measures to be removed | Savings impact associated with measure removal due to new Codes & Standards
Residential Energy Audit Program | No | 0
Residential Energy Efficient Products | No | 0
Residential New Build | Yes | uncertain
Residential Solar Water Heating | No | 0
Residential Solar Net Metering | No | 0
Neighborhood Efficiency Program | No | 0
Residential Efficiency Upgrade | Yes | uncertain
Commercial Energy Audit Program | No | 0
Commercial Energy Efficient Products | Yes | uncertain
District Chilled Water Program | No | 0
Commercial Solar Net Metering | No | 0
Commercial Prescriptive Program | Yes | uncertain
Custom Commercial Program | Yes | uncertain
Small Business Direct Install Program | Yes | uncertain
JEA DSM Programs | New Codes & Standards would reduce savings | Savings associated with new Codes & Standards impacts
Residential Energy Audit Program | No | 0
Residential Energy Efficient Products | Yes | uncertain
Residential New Build | Yes | uncertain
Residential Solar Water Heating | No | 0
Residential Solar Net Metering | No | 0
Neighborhood Efficiency Program | Yes | uncertain
Residential Efficiency Upgrade | Yes | uncertain
Commercial Energy Audit Program | No | 0
Commercial Energy Efficient Products | Yes | uncertain
District Chilled Water Program | No | 0
Commercial Solar Net Metering | No | 0
Commercial Prescriptive Program | Yes | uncertain
Custom Commercial Program | Yes | uncertain
Small Business Direct Install Program | Yes | uncertain