## RIM Achievable Potential
Florida Power & Light Company | [22 empty] | Florida Power & Light Company
Docket No. 130199-EI | [22 empty] | Docket No. 130199-EI
Sierra Club's First Set of Interrogatories | [22 empty] | Sierra Club's First Set of Interrogatories
Interrogatory No. 18 | [22 empty] | Interrogatory No. 18
Attachment No. 3-REVISED | [22 empty] | Attachment No. 3-REVISED
Tab 1 of 3 | [22 empty] | Tab 1 of 3
| 1 | 2 | 3 | 4 | 5 | 6 | 7 | 8 | 9 | 10 | Line Loss | Sum kW | 1 | 2 | 3 | 4 | 5 | 6 | 7 | 8 | 9 | 10 | Line Loss | Win kW | 1 | 2 | 3 | 4 | 5 | 6 | 7 | 8 | 9 | 10 | Line Loss | Sum kW | 1 | 2 | 3 | 4 | 5 | 6 | 7 | 8 | 9 | 10
| Maximum Achievable Sign-Ups | [10 empty] | Red. @ | Summer KWs (Generator) | [10 empty] | Red. @ | Winter KWs (Generator) | [10 empty] | Red. @ | Annual GWH (Generator)
| 2015 | 2016 | 2017 | 2018 | 2019 | 2020 | 2021 | 2022 | 2023 | 2024 | 7.2201 | Meter | 2015 | 2016 | 2017 | 2018 | 2019 | 2020 | 2021 | 2022 | 2023 | 2024 | 7.2201 | Meter | 2015 | 2016 | 2017 | 2018 | 2019 | 2020 | 2021 | 2022 | 2023 | 2024 | 5.7553 | Meter | 2015 | 2016 | 2017 | 2018 | 2019 | 2020 | 2021 | 2022 | 2023 | 2024
CD111 | 103.6676 | 115.7966 | 129.2186 | 144.0447 | 160.3898 | 178.3719 | 198.1106 | 219.7257 | 243.3352 | 269.0536 | CD111 | 1 | 111.735 | 124.8077 | 139.2743 | 155.2541 | 172.8712 | 192.2526 | 213.5274 | 236.8245 | 262.2714 | 289.9911 | CD111 | 0.62 | 69.2757 | 77.3808 | 86.35 | 96.2575 | 107.1801 | 119.1966 | 132.387 | 146.8312 | 162.6083 | 179.7945 | CD111 | 3311 | 0.3642 | 0.40682 | 0.45397 | 0.50606 | 0.56348 | 0.62666 | 0.696 | 0.77194 | 0.85488 | 0.94524
CD112 | 67.2283 | 75.0939 | 83.798 | 93.4127 | 104.0125 | 115.6738 | 128.4744 | 142.4917 | 157.8024 | 174.4808 | CD112 | 1 | 72.4599 | 80.9376 | 90.3191 | 100.682 | 112.1066 | 124.6755 | 138.4721 | 153.5803 | 170.0825 | 188.0587 | CD112 | 0.62 | 44.9251 | 50.1813 | 55.9978 | 62.4228 | 69.5061 | 77.2988 | 85.8527 | 95.2198 | 105.4512 | 116.5964 | CD112 | 3311 | 0.23619 | 0.26382 | 0.2944 | 0.32818 | 0.36542 | 0.40638 | 0.45136 | 0.5006 | 0.55439 | 0.61299
CD121 | 25.6131 | 28.6098 | 31.9259 | 35.589 | 39.6274 | 44.0702 | 48.9471 | 54.2875 | 60.1207 | 66.4749 | CD121 | 1 | 27.6063 | 30.8362 | 34.4104 | 38.3585 | 42.7112 | 47.4997 | 52.7561 | 58.5121 | 64.7992 | 71.6479 | CD121 | 0.62 | 17.1159 | 19.1184 | 21.3344 | 23.7823 | 26.4809 | 29.4498 | 32.7088 | 36.2775 | 40.1755 | 44.4217 | CD121 | 3311 | 0.089984 | 0.10051 | 0.11216 | 0.12503 | 0.13922 | 0.15483 | 0.17196 | 0.19072 | 0.21122 | 0.23354
CD122 | 24.7622 | 27.6593 | 30.8653 | 34.4067 | 38.3109 | 42.6061 | 47.3209 | 52.4839 | 58.1233 | 64.2665 | CD122 | 1 | 26.6891 | 29.8117 | 33.2672 | 37.0842 | 41.2922 | 45.9217 | 51.0034 | 56.5682 | 62.6465 | 69.2676 | CD122 | 0.62 | 16.5473 | 18.4833 | 20.6257 | 22.9922 | 25.6012 | 28.4715 | 31.6221 | 35.0723 | 38.8408 | 42.9459 | CD122 | 3311 | 0.086994 | 0.097173 | 0.10844 | 0.12088 | 0.13459 | 0.14968 | 0.16625 | 0.18439 | 0.2042 | 0.22578
CD141 | 65.1164 | 72.7349 | 81.1656 | 90.4783 | 100.7451 | 112.0401 | 124.4385 | 138.0155 | 152.8453 | 168.9997 | CD141 | 1 | 70.1837 | 78.3951 | 87.4818 | 97.5192 | 108.585 | 120.759 | 134.1222 | 148.7558 | 164.7396 | 182.1511 | CD141 | 0.62 | 43.5139 | 48.6049 | 54.2387 | 60.4619 | 67.3227 | 74.8706 | 83.1558 | 92.2286 | 102.1386 | 112.9337 | CD141 | 3311 | 0.22877 | 0.25553 | 0.28515 | 0.31787 | 0.35394 | 0.39362 | 0.43718 | 0.48488 | 0.53698 | 0.59373
CD151 | 19.6281 | 21.9246 | 24.4658 | 27.273 | 30.3677 | 33.7724 | 37.5096 | 41.6022 | 46.0723 | 50.9418 | CD151 | 1 | 21.1556 | 23.6307 | 26.3698 | 29.3953 | 32.7309 | 36.4005 | 40.4286 | 44.8396 | 49.6577 | 54.906 | CD151 | 0.62 | 13.1164 | 14.651 | 16.3492 | 18.2251 | 20.2932 | 22.5683 | 25.0657 | 27.8006 | 30.7877 | 34.0417 | CD151 | 3311 | 0.068957 | 0.077025 | 0.085953 | 0.095815 | 0.10669 | 0.11865 | 0.13178 | 0.14616 | 0.16186 | 0.17897
CD153 | 77.4084 | 86.4651 | 96.4873 | 107.5579 | 119.7628 | 133.19 | 147.9288 | 164.0688 | 181.698 | 200.9018 | CD153 | 1 | 83.4323 | 93.1937 | 103.9958 | 115.9279 | 129.0826 | 143.5547 | 159.4405 | 176.8365 | 195.8376 | 216.5359 | CD153 | 0.62 | 51.728 | 57.7801 | 64.4774 | 71.8753 | 80.0312 | 89.0039 | 98.8531 | 109.6386 | 121.4193 | 134.2522 | CD153 | 3311 | 0.27195 | 0.30377 | 0.33898 | 0.37787 | 0.42075 | 0.46792 | 0.5197 | 0.57641 | 0.63834 | 0.70581
CD154 | 0.001 | 162.8176 | 173.2216 | 184.2286 | 195.8664 | 208.1636 | 221.1488 | 234.8512 | 249.3002 | 264.5254 | CD154 | 1 | 0.0010778 | 175.4879 | 186.7015 | 198.5651 | 211.1086 | 224.3627 | 238.3584 | 253.1271 | 268.7006 | 285.1105 | CD154 | 0.64 | 0.0006898 | 112.3123 | 119.489 | 127.0817 | 135.1095 | 143.5921 | 152.5494 | 162.0014 | 171.9684 | 182.4707 | CD154 | 3311 | 3.5132e-06 | 0.57201 | 0.60856 | 0.64723 | 0.68812 | 0.73132 | 0.77694 | 0.82508 | 0.87584 | 0.92933
CD301 | 614.7648 | 627.8786 | 641.2721 | 654.9514 | 668.9224 | 683.1915 | 697.7649 | 712.6492 | 727.851 | 743.3771 | CD301 | 1 | 662.6053 | 676.7396 | 691.1754 | 705.9191 | 720.9774 | 736.3569 | 752.0644 | 768.107 | 784.4918 | 801.2261 | CD301 | 0.03 | 19.8782 | 20.3022 | 20.7353 | 21.1776 | 21.6293 | 22.0907 | 22.5619 | 23.0432 | 23.5348 | 24.0368 | CD301 | 4249 | 2.7717 | 2.8308 | 2.8912 | 2.9528 | 3.0158 | 3.0802 | 3.1459 | 3.213 | 3.2815 | 3.3515
CD302 | 71.9624 | 79.4212 | 87.4909 | 96.1879 | 105.5215 | 115.4929 | 126.093 | 137.301 | 149.0835 | 161.3925 | CD302 | 1 | 77.5625 | 85.6017 | 94.2994 | 103.6731 | 113.7331 | 124.4805 | 135.9054 | 147.9857 | 160.6851 | 173.9519 | CD302 | 0 | 0 | 0 | 0 | 0 | 0 | 0 | 0 | 0 | 0 | 0 | CD302 | 4825 | 0.36842 | 0.40661 | 0.44792 | 0.49245 | 0.54023 | 0.59128 | 0.64555 | 0.70293 | 0.76326 | 0.82627
CD305 | 0.001 | 119.1054 | 131.3701 | 144.6232 | 158.8873 | 174.1733 | 190.4773 | 207.7784 | 226.0362 | 245.1881 | CD305 | 1 | 0.0010778 | 128.374 | 141.5932 | 155.8776 | 171.2518 | 187.7273 | 205.3001 | 223.9476 | 243.6261 | 264.2685 | CD305 | 0.05 | 5.3891e-05 | 6.4187 | 7.0797 | 7.7939 | 8.5626 | 9.3864 | 10.265 | 11.1974 | 12.1813 | 13.2134 | CD305 | 3429 | 3.6384e-06 | 0.43335 | 0.47798 | 0.5262 | 0.5781 | 0.63371 | 0.69303 | 0.75598 | 0.82241 | 0.89209
CD313 | 41.5148 | 44.0046 | 45.699 | 46.468 | 46.2605 | 45.1153 | 43.1572 | 40.5764 | 37.5976 | 34.447 | CD313 | 1 | 44.7455 | 47.429 | 49.2552 | 50.0841 | 49.8604 | 48.6261 | 46.5157 | 43.7341 | 40.5234 | 37.1276 | CD313 | 0.87 | 38.9286 | 41.2632 | 42.852 | 43.5732 | 43.3786 | 42.3047 | 40.4686 | 38.0486 | 35.2554 | 32.301 | CD313 | 1846 | 0.081316 | 0.086193 | 0.089512 | 0.091018 | 0.090612 | 0.088369 | 0.084533 | 0.079478 | 0.073644 | 0.067472
CD321 | 455.8463 | 465.5702 | 475.5014 | 485.6446 | 496.004 | 506.5845 | 517.3907 | 528.4273 | 539.6994 | 551.212 | CD321 | 1 | 491.3199 | 501.8004 | 512.5045 | 523.437 | 534.6026 | 546.0065 | 557.6536 | 569.5491 | 581.6984 | 594.1068 | CD321 | 0 | 0 | 0 | 0 | 0 | 0 | 0 | 0 | 0 | 0 | 0 | CD321 | 3861 | 1.8675 | 1.9073 | 1.948 | 1.9896 | 2.032 | 2.0754 | 2.1196 | 2.1649 | 2.211 | 2.2582
CD326 | 0.001 | 106.2795 | 117.4841 | 129.6449 | 142.7966 | 156.965 | 172.165 | 188.3979 | 205.6489 | 223.8854 | CD326 | 1 | 0.0010778 | 114.55 | 126.6266 | 139.7337 | 153.9089 | 169.1799 | 185.5628 | 203.0588 | 221.6524 | 241.308 | CD326 | 0 | 0 | 0 | 0 | 0 | 0 | 0 | 0 | 0 | 0 | 0 | CD326 | 3429 | 3.6384e-06 | 0.38669 | 0.42745 | 0.4717 | 0.51955 | 0.5711 | 0.62641 | 0.68547 | 0.74823 | 0.81459
CD334 | 103.1857 | 109.374 | 113.5854 | 115.497 | 114.981 | 112.1346 | 107.2679 | 100.8533 | 93.4493 | 85.6184 | CD334 | 1 | 111.2155 | 117.8854 | 122.4245 | 124.4848 | 123.9288 | 120.8608 | 115.6154 | 108.7016 | 100.7215 | 92.2812 | CD334 | 0.87 | 96.7575 | 102.5603 | 106.5093 | 108.3018 | 107.818 | 105.1489 | 100.5854 | 94.5704 | 87.6277 | 80.2846 | CD334 | 1846 | 0.20211 | 0.21423 | 0.22248 | 0.22623 | 0.22522 | 0.21964 | 0.21011 | 0.19754 | 0.18304 | 0.1677
CD338 | 30.8351 | 33.9133 | 37.2255 | 40.7773 | 44.5725 | 48.613 | 52.8986 | 57.4269 | 62.1932 | 67.1907 | CD338 | 1 | 33.2347 | 36.5524 | 40.1224 | 43.9506 | 48.0411 | 52.396 | 57.0151 | 61.8958 | 67.0331 | 72.4195 | CD338 | 1.4 | 46.5285 | 51.1734 | 56.1713 | 61.5308 | 67.2575 | 73.3544 | 79.8212 | 86.6541 | 93.8463 | 101.3873 | CD338 | 4029 | 0.13182 | 0.14498 | 0.15914 | 0.17432 | 0.19055 | 0.20782 | 0.22614 | 0.2455 | 0.26588 | 0.28724
CD341 | 165.2795 | 168.8052 | 172.406 | 176.0837 | 179.8398 | 183.676 | 187.5941 | 191.5958 | 195.6828 | 199.857 | CD341 | 1 | 178.1414 | 181.9414 | 185.8225 | 189.7864 | 193.8348 | 197.9696 | 202.1925 | 206.5056 | 210.9106 | 215.4097 | CD341 | 0 | 0 | 0 | 0 | 0 | 0 | 0 | 0 | 0 | 0 | 0 | CD341 | 3861 | 0.67711 | 0.69156 | 0.70631 | 0.72138 | 0.73676 | 0.75248 | 0.76853 | 0.78493 | 0.80167 | 0.81877
CD349 | 9.8053 | 10.3933 | 10.7935 | 10.9752 | 10.9262 | 10.6557 | 10.1932 | 9.5837 | 8.8801 | 8.136 | CD349 | 1 | 10.5683 | 11.2022 | 11.6335 | 11.8293 | 11.7764 | 11.4849 | 10.9864 | 10.3295 | 9.5711 | 8.7691 | CD349 | 0.87 | 9.1945 | 9.7459 | 10.1211 | 10.2915 | 10.2455 | 9.9919 | 9.5582 | 8.9866 | 8.3269 | 7.6291 | CD349 | 1846 | 0.019206 | 0.020358 | 0.021142 | 0.021497 | 0.021401 | 0.020872 | 0.019966 | 0.018772 | 0.017394 | 0.015936
CD362 | 18.1593 | 19.8809 | 21.7174 | 23.6685 | 25.7326 | 27.9067 | 30.1866 | 32.5664 | 35.0389 | 37.5958 | CD362 | 1 | 19.5725 | 21.428 | 23.4074 | 25.5103 | 27.7351 | 30.0784 | 32.5357 | 35.1007 | 37.7656 | 40.5214 | CD362 | 0.58 | 11.352 | 12.4283 | 13.5763 | 14.796 | 16.0863 | 17.4455 | 18.8707 | 20.3584 | 21.9041 | 23.5024 | CD362 | 3558 | 0.068557 | 0.075056 | 0.081989 | 0.089355 | 0.097148 | 0.10536 | 0.11396 | 0.12295 | 0.13228 | 0.14193
CD405 | 342.3592 | 347.9504 | 353.6695 | 359.519 | 365.5018 | 371.6207 | 377.8785 | 384.2781 | 390.8225 | 397.5148 | CD405 | 1 | 369.0013 | 375.0277 | 381.1917 | 387.4965 | 393.9449 | 400.5399 | 407.2846 | 414.1823 | 421.236 | 428.449 | CD405 | 5.63 | 2077.4775 | 2111.4057 | 2146.1095 | 2181.6053 | 2217.9097 | 2255.0396 | 2293.0125 | 2331.8461 | 2371.5584 | 2412.168 | CD405 | 2066 | 0.75051 | 0.76277 | 0.7753 | 0.78813 | 0.80124 | 0.81465 | 0.82837 | 0.8424 | 0.85675 | 0.87142
CD406 | 190.3223 | 208.406 | 227.7036 | 248.2136 | 269.921 | 292.7965 | 316.7961 | 341.8607 | 367.917 | 394.8782 | CD406 | 1 | 205.133 | 224.624 | 245.4233 | 267.5294 | 290.926 | 315.5817 | 341.4489 | 368.464 | 396.5479 | 425.6072 | CD406 | 2.96 | 607.1938 | 664.8871 | 726.453 | 791.8869 | 861.141 | 934.1219 | 1010.6887 | 1090.6533 | 1173.7819 | 1259.7974 | CD406 | 1517 | 0.30635 | 0.33546 | 0.36652 | 0.39953 | 0.43448 | 0.4713 | 0.50993 | 0.55027 | 0.59221 | 0.63561
CL111 | 64.7591 | 72.3358 | 80.7203 | 89.9818 | 100.1923 | 111.4254 | 123.7558 | 137.2583 | 152.0067 | 168.0725 | CL111 | 1 | 69.7986 | 77.9649 | 87.0019 | 96.9842 | 107.9892 | 120.0964 | 133.3863 | 147.9396 | 163.8357 | 181.1517 | CL111 | 0.64 | 44.6711 | 49.8976 | 55.6812 | 62.0699 | 69.1131 | 76.8617 | 85.3673 | 94.6813 | 104.8549 | 115.9371 | CL111 | 3311 | 0.22751 | 0.25413 | 0.28359 | 0.31612 | 0.352 | 0.39146 | 0.43478 | 0.48222 | 0.53403 | 0.59047
CL112 | 42.0589 | 46.9798 | 52.4252 | 58.4403 | 65.0716 | 72.3672 | 80.3753 | 89.1448 | 98.7234 | 109.1576 | CL112 | 1 | 45.3319 | 50.6357 | 56.5049 | 62.988 | 70.1355 | 77.9987 | 86.6301 | 96.082 | 106.406 | 117.6521 | CL112 | 0.64 | 29.0124 | 32.4068 | 36.1631 | 40.3124 | 44.8867 | 49.9192 | 55.4432 | 61.4924 | 68.0998 | 75.2974 | CL112 | 3311 | 0.14776 | 0.16505 | 0.18418 | 0.20531 | 0.22861 | 0.25424 | 0.28237 | 0.31318 | 0.34683 | 0.38349
CL121 | 16 | 17.872 | 19.9435 | 22.2318 | 24.7544 | 27.5298 | 30.5763 | 33.9123 | 37.5562 | 41.5256 | CL121 | 1 | 17.2451 | 19.2627 | 21.4955 | 23.9618 | 26.6808 | 29.6721 | 32.9557 | 36.5513 | 40.4788 | 44.757 | CL121 | 0.64 | 11.0369 | 12.3282 | 13.7571 | 15.3356 | 17.0757 | 18.9902 | 21.0916 | 23.3929 | 25.9064 | 28.6445 | CL121 | 3311 | 0.056211 | 0.062788 | 0.070065 | 0.078104 | 0.086967 | 0.096718 | 0.10742 | 0.11914 | 0.13194 | 0.14589
CL122 | 15.4916 | 17.304 | 19.3098 | 21.5253 | 23.9678 | 26.655 | 29.6046 | 32.8347 | 36.3628 | 40.206 | CL122 | 1 | 16.6971 | 18.6506 | 20.8124 | 23.2004 | 25.833 | 28.7292 | 31.9084 | 35.3898 | 39.1925 | 43.3348 | CL122 | 0.64 | 10.6861 | 11.9364 | 13.32 | 14.8482 | 16.5331 | 18.3867 | 20.4214 | 22.6495 | 25.0832 | 27.7343 | CL122 | 3311 | 0.054425 | 0.060792 | 0.067839 | 0.075623 | 0.084204 | 0.093644 | 0.10401 | 0.11535 | 0.12775 | 0.14125
CL141 | 40.9708 | 45.7643 | 51.0689 | 56.9284 | 63.3882 | 70.4949 | 78.2959 | 86.8385 | 96.1693 | 106.3336 | CL141 | 1 | 44.1591 | 49.3257 | 55.043 | 61.3585 | 68.321 | 75.9808 | 84.3889 | 93.5962 | 103.6531 | 114.6084 | CL141 | 0.64 | 28.2619 | 31.5684 | 35.2275 | 39.2694 | 43.7254 | 48.6277 | 54.0089 | 59.9016 | 66.338 | 73.3494 | CL141 | 3311 | 0.14394 | 0.16078 | 0.17942 | 0.2 | 0.2227 | 0.24766 | 0.27507 | 0.30508 | 0.33786 | 0.37357
CL151 | 191.9644 | 211.5749 | 232.7342 | 255.4706 | 279.792 | 305.682 | 333.0957 | 361.9556 | 392.1488 | 423.5233 | CL151 | 1 | 206.903 | 228.0395 | 250.8454 | 275.3511 | 301.5652 | 329.4699 | 359.0169 | 390.1227 | 422.6654 | 456.4815 | CL151 | 0.64 | 132.4179 | 145.9453 | 160.5411 | 176.2247 | 193.0017 | 210.8608 | 229.7708 | 249.6785 | 270.5059 | 292.1482 | CL151 | 3311 | 0.67441 | 0.7433 | 0.81764 | 0.89752 | 0.98296 | 1.0739 | 1.1702 | 1.2716 | 1.3777 | 1.4879
CL154 | 0.001 | 101.7186 | 108.231 | 115.1219 | 122.4092 | 130.1107 | 138.2447 | 146.8297 | 155.8844 | 165.4275 | CL154 | 1 | 0.0010778 | 109.6343 | 116.6534 | 124.0806 | 131.935 | 140.2358 | 149.0028 | 158.2559 | 168.0152 | 178.3009 | CL154 | 0.64 | 0.0006898 | 70.166 | 74.6582 | 79.4116 | 84.4384 | 89.7509 | 95.3618 | 101.2838 | 107.5297 | 114.1126 | CL154 | 3311 | 3.5132e-06 | 0.35736 | 0.38024 | 0.40445 | 0.43005 | 0.4571 | 0.48568 | 0.51584 | 0.54765 | 0.58118
CL301 | 395.3527 | 403.7862 | 412.3995 | 421.1966 | 430.1813 | 439.3577 | 448.7298 | 458.3018 | 468.0781 | 478.0628 | CL301 | 1 | 426.1188 | 435.2085 | 444.4921 | 453.9737 | 463.6576 | 473.5481 | 483.6496 | 493.9665 | 504.5035 | 515.2653 | CL301 | 0.03 | 12.7836 | 13.0563 | 13.3348 | 13.6192 | 13.9097 | 14.2064 | 14.5095 | 14.819 | 15.1351 | 15.458 | CL301 | 4128 | 1.7317 | 1.7686 | 1.8063 | 1.8449 | 1.8842 | 1.9244 | 1.9655 | 2.0074 | 2.0502 | 2.094
CL302 | 51.9094 | 57.2054 | 62.9183 | 69.0554 | 75.6184 | 82.6024 | 89.9947 | 97.774 | 105.9092 | 114.3586 | CL302 | 1 | 55.949 | 61.6571 | 67.8146 | 74.4292 | 81.5029 | 89.0304 | 96.998 | 105.3827 | 114.1509 | 123.2579 | CL302 | 0 | 0 | 0 | 0 | 0 | 0 | 0 | 0 | 0 | 0 | 0 | CL302 | 4825 | 0.26576 | 0.29287 | 0.32212 | 0.35354 | 0.38714 | 0.4229 | 0.46074 | 0.50057 | 0.54222 | 0.58548
CL304 | 65.9816 | 68.1122 | 69.9227 | 71.3734 | 72.432 | 73.0761 | 73.2944 | 73.0881 | 72.4716 | 71.4719 | CL304 | 1 | 71.1162 | 73.4126 | 75.364 | 76.9276 | 78.0686 | 78.7629 | 78.9981 | 78.7758 | 78.1112 | 77.0338 | CL304 | 0.15 | 10.6674 | 11.0119 | 11.3046 | 11.5391 | 11.7103 | 11.8144 | 11.8497 | 11.8164 | 11.7167 | 11.5551 | CL304 | 5069 | 0.35489 | 0.36634 | 0.37608 | 0.38389 | 0.38958 | 0.39304 | 0.39422 | 0.39311 | 0.38979 | 0.38442
CL305 | 0.001 | 76.3869 | 84.2557 | 92.7592 | 101.9121 | 111.7215 | 122.1851 | 133.2898 | 145.0099 | 157.3054 | CL305 | 1 | 0.0010778 | 82.3313 | 90.8124 | 99.9776 | 109.8428 | 120.4155 | 131.6935 | 143.6623 | 156.2944 | 169.5468 | CL305 | 0.05 | 5.3891e-05 | 4.1166 | 4.5406 | 4.9989 | 5.4921 | 6.0208 | 6.5847 | 7.1831 | 7.8147 | 8.4773 | CL305 | 3429 | 3.6384e-06 | 0.27793 | 0.30656 | 0.3375 | 0.3708 | 0.40649 | 0.44456 | 0.48496 | 0.5276 | 0.57234
CL313 | 26.7657 | 28.364 | 29.4481 | 29.9346 | 29.7909 | 29.043 | 27.772 | 26.101 | 24.1754 | 22.1413 | CL313 | 1 | 28.8486 | 30.5713 | 31.7397 | 32.2641 | 32.1092 | 31.3031 | 29.9332 | 28.1322 | 26.0567 | 23.8643 | CL313 | 0.69 | 19.9055 | 21.0942 | 21.9004 | 22.2622 | 22.1554 | 21.5991 | 20.6539 | 19.4112 | 17.9792 | 16.4664 | CL313 | 1825 | 0.05183 | 0.054925 | 0.057025 | 0.057967 | 0.057689 | 0.05624 | 0.053779 | 0.050543 | 0.046814 | 0.042875
CL321 | 293.1529 | 299.4063 | 305.793 | 312.316 | 318.9782 | 325.7824 | 332.7318 | 339.8295 | 347.0785 | 354.4822 | CL321 | 1 | 315.9658 | 322.7058 | 329.5896 | 336.6202 | 343.8008 | 351.1346 | 358.6247 | 366.2747 | 374.0879 | 382.0677 | CL321 | 0 | 0 | 0 | 0 | 0 | 0 | 0 | 0 | 0 | 0 | 0 | CL321 | 3710 | 1.154 | 1.1786 | 1.2038 | 1.2295 | 1.2557 | 1.2825 | 1.3098 | 1.3378 | 1.3663 | 1.3954
CL326 | 0.001 | 66.6681 | 73.7156 | 81.3684 | 89.6493 | 98.5758 | 108.1585 | 118.3998 | 129.2921 | 140.8168 | CL326 | 1 | 0.0010778 | 71.8562 | 79.4521 | 87.7004 | 96.6258 | 106.2469 | 116.5753 | 127.6136 | 139.3536 | 151.775 | CL326 | 0 | 0 | 0 | 0 | 0 | 0 | 0 | 0 | 0 | 0 | 0 | CL326 | 3429 | 3.6384e-06 | 0.24257 | 0.26821 | 0.29605 | 0.32618 | 0.35866 | 0.39352 | 0.43079 | 0.47042 | 0.51235
CL334 | 66.5266 | 70.4992 | 73.1937 | 74.4028 | 74.0458 | 72.1868 | 69.0276 | 64.8744 | 60.0884 | 55.0325 | CL334 | 1 | 71.7036 | 75.9854 | 78.8896 | 80.1928 | 79.8079 | 77.8043 | 74.3993 | 69.9229 | 64.7644 | 59.315 | CL334 | 0.69 | 49.4755 | 52.4299 | 54.4338 | 55.333 | 55.0675 | 53.685 | 51.3355 | 48.2468 | 44.6874 | 40.9274 | CL334 | 1825 | 0.12883 | 0.13652 | 0.14174 | 0.14408 | 0.14339 | 0.13979 | 0.13367 | 0.12563 | 0.11636 | 0.10657
CL338 | 20.8552 | 22.9372 | 25.1774 | 27.5796 | 30.1465 | 32.8792 | 35.7778 | 38.8405 | 42.0642 | 45.4442 | CL338 | 1 | 22.4781 | 24.7221 | 27.1366 | 29.7258 | 32.4924 | 35.4379 | 38.562 | 41.863 | 45.3376 | 48.9807 | CL338 | 1.4 | 31.4694 | 34.6109 | 37.9913 | 41.6161 | 45.4894 | 49.613 | 53.9868 | 58.6082 | 63.4726 | 68.5729 | CL338 | 4029 | 0.089157 | 0.098057 | 0.10763 | 0.1179 | 0.12888 | 0.14056 | 0.15295 | 0.16604 | 0.17983 | 0.19428
CL341 | 106.2906 | 108.5579 | 110.8736 | 113.2387 | 115.6542 | 118.1213 | 120.641 | 123.2145 | 125.8428 | 128.5272 | CL341 | 1 | 114.562 | 117.0058 | 119.5017 | 122.0508 | 124.6544 | 127.3134 | 130.0292 | 132.8029 | 135.6358 | 138.5291 | CL341 | 0 | 0 | 0 | 0 | 0 | 0 | 0 | 0 | 0 | 0 | 0 | CL341 | 3710 | 0.41842 | 0.42734 | 0.43646 | 0.44577 | 0.45528 | 0.46499 | 0.47491 | 0.48504 | 0.49539 | 0.50596
CL349 | 6.3217 | 6.6992 | 6.9553 | 7.0702 | 7.0363 | 6.8596 | 6.5594 | 6.1647 | 5.7099 | 5.2295 | CL349 | 1 | 6.8137 | 7.2206 | 7.4965 | 7.6204 | 7.5838 | 7.3934 | 7.0698 | 6.6445 | 6.1543 | 5.6365 | CL349 | 0.69 | 4.7014 | 4.9822 | 5.1726 | 5.2581 | 5.2328 | 5.1015 | 4.8782 | 4.5847 | 4.2465 | 3.8892 | CL349 | 1825 | 0.012242 | 0.012973 | 0.013469 | 0.013691 | 0.013625 | 0.013283 | 0.012702 | 0.011938 | 0.011057 | 0.010127
CL362 | 11.9714 | 13.1049 | 14.3137 | 15.5976 | 16.9555 | 18.3855 | 19.8845 | 21.4488 | 23.0734 | 24.7529 | CL362 | 1 | 12.903 | 14.1247 | 15.4275 | 16.8114 | 18.275 | 19.8162 | 21.4319 | 23.1179 | 24.869 | 26.6791 | CL362 | 0.58 | 7.4837 | 8.1923 | 8.948 | 9.7506 | 10.5995 | 11.4934 | 12.4305 | 13.4084 | 14.424 | 15.4739 | CL362 | 3558 | 0.045195 | 0.049474 | 0.054038 | 0.058885 | 0.064012 | 0.06941 | 0.07507 | 0.080975 | 0.087109 | 0.093449
CL405 | 220.1698 | 223.7655 | 227.4434 | 231.2052 | 235.0527 | 238.9878 | 243.0121 | 247.1277 | 251.3364 | 255.6401 | CL405 | 1 | 237.3033 | 241.1788 | 245.1429 | 249.1974 | 253.3444 | 257.5856 | 261.9231 | 266.3589 | 270.8951 | 275.5338 | CL405 | 5.63 | 1336.0174 | 1357.8364 | 1380.1543 | 1402.9815 | 1426.3287 | 1450.2068 | 1474.627 | 1499.6008 | 1525.1396 | 1551.2555 | CL405 | 2066 | 0.48265 | 0.49053 | 0.49859 | 0.50684 | 0.51527 | 0.5239 | 0.53272 | 0.54174 | 0.55097 | 0.56041
CL406 | 112.8196 | 123.5818 | 135.074 | 147.297 | 160.2434 | 173.8978 | 188.2358 | 203.2241 | 218.8212 | 234.9774 | CL406 | 1 | 121.5991 | 133.1988 | 145.5854 | 158.7595 | 172.7135 | 187.4304 | 202.8841 | 219.0389 | 235.8497 | 253.2631 | CL406 | 2.96 | 359.9335 | 394.2685 | 430.9326 | 469.9281 | 511.2318 | 554.794 | 600.537 | 648.3551 | 698.1152 | 749.6587 | CL406 | 1517 | 0.1816 | 0.19892 | 0.21742 | 0.2371 | 0.25793 | 0.27991 | 0.30299 | 0.32712 | 0.35222 | 0.37823
CS111 | 26.4056 | 29.495 | 32.9138 | 36.6902 | 40.8535 | 45.4338 | 50.4615 | 55.9672 | 61.9809 | 68.5317 | CS111 | 1 | 28.4605 | 31.7903 | 35.4751 | 39.5454 | 44.0327 | 48.9694 | 54.3884 | 60.3225 | 66.8042 | 73.8648 | CS111 | 0.66 | 18.7839 | 20.9816 | 23.4136 | 26.1 | 29.0616 | 32.3198 | 35.8964 | 39.8129 | 44.0908 | 48.7508 | CS111 | 3311 | 0.092768 | 0.10362 | 0.11563 | 0.1289 | 0.14353 | 0.15962 | 0.17728 | 0.19662 | 0.21775 | 0.24077
CS112 | 17.833 | 19.9195 | 22.2283 | 24.7787 | 27.5904 | 30.6837 | 34.0792 | 37.7975 | 41.8588 | 46.2829 | CS112 | 1 | 19.2208 | 21.4696 | 23.9581 | 26.707 | 29.7375 | 33.0715 | 36.7312 | 40.7388 | 45.1162 | 49.8846 | CS112 | 0.66 | 12.6857 | 14.1699 | 15.8124 | 17.6266 | 19.6267 | 21.8272 | 24.2426 | 26.8876 | 29.7767 | 32.9238 | CS112 | 3311 | 0.062651 | 0.069981 | 0.078092 | 0.087053 | 0.096931 | 0.1078 | 0.11973 | 0.13279 | 0.14706 | 0.1626
CS121 | 6.524 | 7.2873 | 8.132 | 9.065 | 10.0937 | 11.2253 | 12.4675 | 13.8278 | 15.3136 | 16.9321 | CS121 | 1 | 7.0317 | 7.8544 | 8.7648 | 9.7705 | 10.8791 | 12.0988 | 13.4377 | 14.9038 | 16.5053 | 18.2497 | CS121 | 0.66 | 4.6409 | 5.1839 | 5.7848 | 6.4485 | 7.1802 | 7.9852 | 8.8689 | 9.8365 | 10.8935 | 12.0448 | CS121 | 3311 | 0.02292 | 0.025602 | 0.028569 | 0.031847 | 0.035461 | 0.039437 | 0.043801 | 0.04858 | 0.0538 | 0.059486
CS122 | 6.5684 | 7.3369 | 8.1874 | 9.1267 | 10.1624 | 11.3017 | 12.5524 | 13.9219 | 15.4178 | 17.0474 | CS122 | 1 | 7.0796 | 7.9079 | 8.8245 | 9.837 | 10.9532 | 12.1812 | 13.5292 | 15.0053 | 16.6176 | 18.374 | CS122 | 0.66 | 4.6725 | 5.2192 | 5.8242 | 6.4924 | 7.2291 | 8.0396 | 8.9293 | 9.9035 | 10.9676 | 12.1268 | CS122 | 3311 | 0.023076 | 0.025776 | 0.028764 | 0.032064 | 0.035702 | 0.039705 | 0.044099 | 0.04891 | 0.054166 | 0.059891
CS132 | 0.001 | 88.6993 | 93.9435 | 99.4533 | 105.2371 | 111.3031 | 117.6592 | 124.3129 | 131.2709 | 138.5399 | CS132 | 1 | 0.0010778 | 95.6018 | 101.2541 | 107.1927 | 113.4266 | 119.9646 | 126.8154 | 133.9868 | 141.4863 | 149.3209 | CS132 | 0.64 | 0.0006898 | 61.1852 | 64.8026 | 68.6033 | 72.593 | 76.7774 | 81.1618 | 85.7515 | 90.5513 | 95.5654 | CS132 | 3311 | 3.5132e-06 | 0.31162 | 0.33004 | 0.3494 | 0.36972 | 0.39103 | 0.41336 | 0.43674 | 0.46118 | 0.48672
CS141 | 17.4903 | 19.5366 | 21.8011 | 24.3025 | 27.0601 | 30.094 | 33.4242 | 37.071 | 41.0543 | 45.3933 | CS141 | 1 | 18.8513 | 21.0569 | 23.4976 | 26.1937 | 29.1659 | 32.4359 | 36.0252 | 39.9558 | 44.2491 | 48.9258 | CS141 | 0.66 | 12.4419 | 13.8976 | 15.5084 | 17.2878 | 19.2495 | 21.4077 | 23.7767 | 26.3708 | 29.2044 | 32.291 | CS141 | 3311 | 0.061447 | 0.068636 | 0.076591 | 0.085379 | 0.095068 | 0.10573 | 0.11743 | 0.13024 | 0.14423 | 0.15948
CS151 | 77.1279 | 85.1067 | 93.7359 | 103.0322 | 113.0048 | 123.6537 | 134.968 | 146.9245 | 159.4857 | 172.599 | CS151 | 1 | 83.1299 | 91.7296 | 101.0304 | 111.0501 | 121.7987 | 133.2763 | 145.4711 | 158.358 | 171.8967 | 186.0305 | CS151 | 0.66 | 54.8657 | 60.5416 | 66.68 | 73.2931 | 80.3872 | 87.9624 | 96.0109 | 104.5163 | 113.4518 | 122.7801 | CS151 | 3311 | 0.27097 | 0.299 | 0.32931 | 0.36197 | 0.39701 | 0.43442 | 0.47417 | 0.51617 | 0.5603 | 0.60637
CS153 | 288.3331 | 311.0983 | 334.4822 | 358.2648 | 382.1833 | 405.9329 | 429.1708 | 451.5225 | 472.5915 | 491.972 | CS153 | 1 | 310.7709 | 335.3077 | 360.5113 | 386.1447 | 411.9245 | 437.5223 | 462.5685 | 486.6596 | 509.3681 | 530.2568 | CS153 | 0.66 | 205.1088 | 221.3031 | 237.9375 | 254.8555 | 271.8702 | 288.7647 | 305.2952 | 321.1953 | 336.183 | 349.9695 | CS153 | 3311 | 1.013 | 1.0929 | 1.1751 | 1.2587 | 1.3427 | 1.4261 | 1.5078 | 1.5863 | 1.6603 | 1.7284
CS154 | 0.001 | 48.5148 | 51.6038 | 54.8708 | 58.3238 | 61.9713 | 65.8214 | 69.8827 | 74.1636 | 78.6727 | CS154 | 1 | 0.0010778 | 52.2901 | 55.6195 | 59.1408 | 62.8626 | 66.7938 | 70.9436 | 75.3209 | 79.935 | 84.7949 | CS154 | 0.64 | 0.0006898 | 33.4657 | 35.5965 | 37.8501 | 40.232 | 42.748 | 45.4039 | 48.2054 | 51.1584 | 54.2687 | CS154 | 3311 | 3.5132e-06 | 0.17044 | 0.18129 | 0.19277 | 0.2049 | 0.21772 | 0.23124 | 0.24551 | 0.26055 | 0.27639
CS313 | 11.4229 | 12.1403 | 12.6457 | 12.9014 | 12.8908 | 12.6213 | 12.1239 | 11.4479 | 10.653 | 9.8008 | CS313 | 1 | 12.3118 | 13.0851 | 13.6297 | 13.9054 | 13.894 | 13.6035 | 13.0674 | 12.3387 | 11.482 | 10.5634 | CS313 | 1.17 | 14.4049 | 15.3095 | 15.9468 | 16.2693 | 16.256 | 15.9161 | 15.2888 | 14.4363 | 13.434 | 12.3592 | CS313 | 1836 | 0.022253 | 0.023651 | 0.024635 | 0.025134 | 0.025113 | 0.024588 | 0.023619 | 0.022302 | 0.020753 | 0.019093
CS326 | 0.001 | 34.6921 | 38.2879 | 42.1784 | 46.3712 | 50.871 | 55.6784 | 60.7888 | 66.1924 | 71.8731 | CS326 | 1 | 0.0010778 | 37.3918 | 41.2675 | 45.4606 | 49.9798 | 54.8298 | 60.0112 | 65.5193 | 71.3435 | 77.4662 | CS326 | 0 | 0 | 0 | 0 | 0 | 0 | 0 | 0 | 0 | 0 | 0 | CS326 | 3429 | 3.6384e-06 | 0.12622 | 0.13931 | 0.15346 | 0.16872 | 0.18509 | 0.20258 | 0.22117 | 0.24083 | 0.2615
CS334 | 28.3918 | 30.175 | 31.431 | 32.0667 | 32.0404 | 31.3705 | 30.1341 | 28.4539 | 26.4783 | 24.3599 | CS334 | 1 | 30.6013 | 32.5232 | 33.8769 | 34.5621 | 34.5337 | 33.8118 | 32.4791 | 30.6681 | 28.5388 | 26.2556 | CS334 | 1.17 | 35.8035 | 38.0521 | 39.636 | 40.4377 | 40.4045 | 39.5598 | 38.0006 | 35.8817 | 33.3904 | 30.719 | CS334 | 1836 | 0.055311 | 0.058784 | 0.061231 | 0.06247 | 0.062419 | 0.061114 | 0.058705 | 0.055432 | 0.051583 | 0.047456
CS338 | 5.8084 | 6.3882 | 7.0122 | 7.6812 | 8.3961 | 9.1572 | 9.9645 | 10.8175 | 11.7153 | 12.6567 | CS338 | 1 | 6.2604 | 6.8854 | 7.5578 | 8.2789 | 9.0495 | 9.8698 | 10.7399 | 11.6593 | 12.627 | 13.6416 | CS338 | 1.4 | 8.7646 | 9.6395 | 10.581 | 11.5905 | 12.6693 | 13.8177 | 15.0359 | 16.323 | 17.6778 | 19.0983 | CS338 | 4029 | 0.024831 | 0.02731 | 0.029977 | 0.032837 | 0.035894 | 0.039147 | 0.042599 | 0.046245 | 0.050083 | 0.054108
CS349 | 2.698 | 2.8674 | 2.9868 | 3.0472 | 3.0447 | 2.981 | 2.8635 | 2.7038 | 2.5161 | 2.3148 | CS349 | 1 | 2.9079 | 3.0905 | 3.2192 | 3.2843 | 3.2816 | 3.213 | 3.0864 | 2.9143 | 2.7119 | 2.495 | CS349 | 1.17 | 3.4023 | 3.6159 | 3.7664 | 3.8426 | 3.8395 | 3.7592 | 3.611 | 3.4097 | 3.1729 | 2.9191 | CS349 | 1836 | 0.0052559 | 0.005586 | 0.0058186 | 0.0059362 | 0.0059314 | 0.0058074 | 0.0055785 | 0.0052674 | 0.0049017 | 0.0045095
CS405 | 96.8975 | 98.48 | 100.0986 | 101.7542 | 103.4475 | 105.1793 | 106.9505 | 108.7617 | 110.614 | 112.5081 | CS405 | 1 | 104.438 | 106.1436 | 107.8882 | 109.6726 | 111.4977 | 113.3643 | 115.2733 | 117.2255 | 119.2219 | 121.2634 | CS405 | 5.63 | 587.9859 | 597.5885 | 607.4107 | 617.457 | 627.7322 | 638.241 | 648.9885 | 659.9795 | 671.2192 | 682.7129 | CS405 | 2066 | 0.21242 | 0.21588 | 0.21943 | 0.22306 | 0.22677 | 0.23057 | 0.23445 | 0.23842 | 0.24248 | 0.24664
CS406 | 128.3277 | 139.6673 | 151.6211 | 164.1597 | 177.2433 | 190.8217 | 204.8349 | 219.2134 | 233.8797 | 248.7493 | CS406 | 1 | 138.314 | 150.5361 | 163.4202 | 176.9345 | 191.0362 | 205.6713 | 220.7749 | 236.2724 | 252.08 | 268.1068 | CS406 | 2.96 | 409.4095 | 445.5868 | 483.7237 | 523.726 | 565.4671 | 608.7869 | 653.4938 | 699.3663 | 746.1567 | 793.5961 | CS406 | 1517 | 0.20656 | 0.22481 | 0.24406 | 0.26424 | 0.2853 | 0.30715 | 0.32971 | 0.35285 | 0.37646 | 0.4004
IND402 | 4.3022 | 4.7237 | 5.175 | 5.6558 | 6.1652 | 6.7019 | 7.2636 | 7.8474 | 8.4495 | 9.0652 | IND402 | 1 | 4.637 | 5.0913 | 5.5777 | 6.0959 | 6.645 | 7.2234 | 7.8288 | 8.458 | 9.107 | 9.7707 | IND402 | 1.28 | 5.9353 | 6.5169 | 7.1395 | 7.8028 | 8.5056 | 9.246 | 10.0209 | 10.8263 | 11.6569 | 12.5065 | IND402 | 4046 | 0.01847 | 0.020279 | 0.022217 | 0.024281 | 0.026468 | 0.028772 | 0.031183 | 0.033689 | 0.036274 | 0.038918
IND701 | 17.3351 | 17.7049 | 18.0826 | 18.4683 | 18.8623 | 19.2646 | 19.6756 | 20.0953 | 20.524 | 20.9618 | IND701 | 1 | 18.6841 | 19.0827 | 19.4898 | 19.9055 | 20.3301 | 20.7638 | 21.2067 | 21.6591 | 22.1211 | 22.593 | IND701 | 0.03 | 0.56052 | 0.57248 | 0.58469 | 0.59717 | 0.6099 | 0.62291 | 0.6362 | 0.64977 | 0.66363 | 0.67779 | IND701 | 4249 | 0.078155 | 0.079822 | 0.081525 | 0.083264 | 0.08504 | 0.086854 | 0.088707 | 0.090599 | 0.092532 | 0.094506
IND721 | 60.8355 | 62.1332 | 63.4586 | 64.8122 | 66.1948 | 67.6068 | 69.0489 | 70.5218 | 72.0262 | 73.5626 | IND721 | 1 | 65.5696 | 66.9683 | 68.3968 | 69.8558 | 71.346 | 72.8679 | 74.4223 | 76.0098 | 77.6312 | 79.2872 | IND721 | 0 | 0 | 0 | 0 | 0 | 0 | 0 | 0 | 0 | 0 | 0 | IND721 | 3861 | 0.24923 | 0.25455 | 0.25998 | 0.26552 | 0.27119 | 0.27697 | 0.28288 | 0.28891 | 0.29508 | 0.30137
IND724 | 0.001 | 4.2208 | 4.6657 | 5.1487 | 5.671 | 6.2337 | 6.8373 | 7.482 | 8.1671 | 8.8914 | IND724 | 1 | 0.0010778 | 4.5492 | 5.0288 | 5.5494 | 6.1123 | 6.7188 | 7.3694 | 8.0643 | 8.8027 | 9.5833 | IND724 | 0 | 0 | 0 | 0 | 0 | 0 | 0 | 0 | 0 | 0 | 0 | IND724 | 3429 | 3.6384e-06 | 0.015357 | 0.016976 | 0.018733 | 0.020633 | 0.022681 | 0.024877 | 0.027223 | 0.029715 | 0.03235
IND733 | 25.2887 | 26.0076 | 26.5933 | 27.032 | 27.3132 | 27.4306 | 27.3825 | 27.1724 | 26.8092 | 26.3062 | IND733 | 1 | 27.2566 | 28.0315 | 28.6628 | 29.1356 | 29.4387 | 29.5652 | 29.5134 | 29.287 | 28.8954 | 28.3533 | IND733 | 1.4 | 38.1593 | 39.2441 | 40.1279 | 40.7899 | 41.2142 | 41.3913 | 41.3187 | 41.0018 | 40.4536 | 39.6946 | IND733 | 4029 | 0.10811 | 0.11118 | 0.11369 | 0.11556 | 0.11677 | 0.11727 | 0.11706 | 0.11616 | 0.11461 | 0.11246
IND801 | 381.6191 | 389.9454 | 395.83 | 399.065 | 399.513 | 397.1216 | 391.9335 | 384.0925 | 373.8421 | 361.5177 | IND801 | 1 | 411.3164 | 420.2906 | 426.6331 | 430.1198 | 430.6028 | 428.0252 | 422.4334 | 413.9822 | 402.9342 | 389.6507 | IND801 | 0.62 | 255.0162 | 260.5802 | 264.5125 | 266.6743 | 266.9737 | 265.3756 | 261.9087 | 256.669 | 249.8192 | 241.5834 | IND801 | 3311 | 1.3407 | 1.37 | 1.3906 | 1.402 | 1.4036 | 1.3952 | 1.3769 | 1.3494 | 1.3134 | 1.2701
IND802 | 25.0001 | 26.9229 | 28.8877 | 30.8741 | 32.8582 | 34.8126 | 36.7069 | 38.5082 | 40.1825 | 41.6954 | IND802 | 1 | 26.9456 | 29.018 | 31.1357 | 33.2767 | 35.4152 | 37.5217 | 39.5634 | 41.5049 | 43.3094 | 44.9401 | IND802 | 0.62 | 16.7063 | 17.9912 | 19.3041 | 20.6316 | 21.9574 | 23.2635 | 24.5293 | 25.733 | 26.8519 | 27.8629 | IND802 | 3311 | 0.08783 | 0.094585 | 0.10149 | 0.10847 | 0.11544 | 0.1223 | 0.12896 | 0.13529 | 0.14117 | 0.14648
IND804 | 58.5832 | 59.7352 | 60.5007 | 60.8504 | 60.7664 | 60.2444 | 59.2954 | 57.946 | 56.2381 | 54.2276 | IND804 | 1 | 63.142 | 64.3837 | 65.2088 | 65.5858 | 65.4952 | 64.9326 | 63.9097 | 62.4553 | 60.6145 | 58.4475 | IND804 | 0.62 | 39.1481 | 39.9179 | 40.4295 | 40.6632 | 40.607 | 40.2582 | 39.624 | 38.7223 | 37.581 | 36.2375 | IND804 | 3311 | 0.20581 | 0.20986 | 0.21255 | 0.21378 | 0.21348 | 0.21165 | 0.20832 | 0.20358 | 0.19758 | 0.19051
IND808 | 24.8303 | 27.2828 | 29.9124 | 32.7184 | 35.6971 | 38.8414 | 42.1397 | 45.5764 | 49.1307 | 52.7773 | IND808 | 1 | 26.7626 | 29.4059 | 32.2401 | 35.2645 | 38.4751 | 41.864 | 45.419 | 49.1231 | 52.954 | 56.8844 | IND808 | 0.64 | 17.128 | 18.8198 | 20.6337 | 22.5693 | 24.624 | 26.7929 | 29.0681 | 31.4388 | 33.8906 | 36.406 | IND808 | 3311 | 0.087234 | 0.09585 | 0.10509 | 0.11495 | 0.12541 | 0.13646 | 0.14805 | 0.16012 | 0.17261 | 0.18542
IND902 | 0.0062647 | 0.0069977 | 0.0078088 | 0.0087048 | 0.0096925 | 0.010779 | 0.011972 | 0.013278 | 0.014705 | 0.016259 | IND902 | 1 | 0.0067523 | 0.0075423 | 0.0084165 | 0.0093822 | 0.010447 | 0.011618 | 0.012904 | 0.014312 | 0.015849 | 0.017524 | IND902 | 1.28 | 0.0086429 | 0.0096541 | 0.010773 | 0.012009 | 0.013372 | 0.014871 | 0.016517 | 0.018319 | 0.020287 | 0.022431 | IND902 | 4046 | 2.6895e-05 | 3.0042e-05 | 3.3524e-05 | 3.737e-05 | 4.1611e-05 | 4.6276e-05 | 5.1397e-05 | 5.7005e-05 | 6.313e-05 | 6.9802e-05
INL214 | 2.5562 | 2.8245 | 3.1154 | 3.4298 | 3.7681 | 4.1306 | 4.5172 | 4.9276 | 5.3608 | 5.8153 | INL214 | 1 | 2.7552 | 3.0443 | 3.3579 | 3.6967 | 4.0613 | 4.452 | 4.8688 | 5.3111 | 5.7779 | 6.2679 | INL214 | 0.93 | 2.5623 | 2.8312 | 3.1228 | 3.4379 | 3.777 | 4.1404 | 4.528 | 4.9393 | 5.3735 | 5.8291 | INL214 | 5759 | 0.01562 | 0.01726 | 0.019037 | 0.020958 | 0.023025 | 0.025241 | 0.027603 | 0.030111 | 0.032758 | 0.035536
INL402 | 4.3006 | 4.722 | 5.1731 | 5.6538 | 6.1631 | 6.6996 | 7.2612 | 7.8449 | 8.4469 | 9.0626 | INL402 | 1 | 4.6352 | 5.0894 | 5.5757 | 6.0938 | 6.6427 | 7.221 | 7.8263 | 8.4553 | 9.1042 | 9.7678 | INL402 | 1.28 | 5.9331 | 6.5145 | 7.1369 | 7.8 | 8.5027 | 9.2429 | 10.0176 | 10.8228 | 11.6534 | 12.5028 | INL402 | 4046 | 0.018463 | 0.020272 | 0.022209 | 0.024272 | 0.026459 | 0.028762 | 0.031173 | 0.033679 | 0.036263 | 0.038906
INL425 | 0.25164 | 0.27891 | 0.30866 | 0.34102 | 0.37609 | 0.41397 | 0.45472 | 0.49838 | 0.54494 | 0.59436 | INL425 | 1 | 0.27122 | 0.30062 | 0.33268 | 0.36755 | 0.40535 | 0.44618 | 0.4901 | 0.53716 | 0.58735 | 0.64062 | INL425 | 0.92 | 0.24953 | 0.27657 | 0.30607 | 0.33815 | 0.37293 | 0.41049 | 0.4509 | 0.49419 | 0.54036 | 0.58937 | INL425 | 5673 | 0.0015147 | 0.0016789 | 0.001858 | 0.0020527 | 0.0022638 | 0.0024918 | 0.0027371 | 0.003 | 0.0032802 | 0.0035777
INL426 | 0.064211 | 0.071724 | 0.080038 | 0.089221 | 0.099345 | 0.11048 | 0.12271 | 0.1361 | 0.15072 | 0.16665 | INL426 | 1 | 0.069208 | 0.077306 | 0.086266 | 0.096164 | 0.10708 | 0.11908 | 0.13226 | 0.14669 | 0.16245 | 0.17962 | INL426 | 0.92 | 0.063672 | 0.071121 | 0.079365 | 0.088471 | 0.09851 | 0.10955 | 0.12168 | 0.13495 | 0.14945 | 0.16525 | INL426 | 5673 | 0.00038652 | 0.00043174 | 0.00048178 | 0.00053706 | 0.000598 | 0.00066505 | 0.00073864 | 0.00081923 | 0.00090726 | 0.0010031
INL502 | 0.077529 | 0.0866 | 0.096638 | 0.10773 | 0.11995 | 0.1334 | 0.14816 | 0.16432 | 0.18198 | 0.20122 | INL502 | 1 | 0.083562 | 0.093339 | 0.10416 | 0.11611 | 0.12928 | 0.14378 | 0.15969 | 0.17711 | 0.19614 | 0.21687 | INL502 | 2.24 | 0.18718 | 0.20908 | 0.23331 | 0.26008 | 0.2896 | 0.32206 | 0.3577 | 0.39673 | 0.43936 | 0.4858 | INL502 | 7061 | 0.00058086 | 0.00064882 | 0.00072403 | 0.0008071 | 0.00089869 | 0.00099944 | 0.00111 | 0.0012312 | 0.0013634 | 0.0015075
INL503 | 0.0033473 | 0.0037389 | 0.0041723 | 0.004651 | 0.0051788 | 0.0057594 | 0.0063968 | 0.0070947 | 0.007857 | 0.0086874 | INL503 | 1 | 0.0036078 | 0.0040299 | 0.004497 | 0.005013 | 0.0055818 | 0.0062076 | 0.0068946 | 0.0076468 | 0.0084685 | 0.0093635 | INL503 | 0.93 | 0.0033553 | 0.0037478 | 0.0041822 | 0.0046621 | 0.0051911 | 0.0057731 | 0.0064119 | 0.0071115 | 0.0078757 | 0.0087081 | INL503 | 5759 | 2.0454e-05 | 2.2848e-05 | 2.5496e-05 | 2.8421e-05 | 3.1646e-05 | 3.5194e-05 | 3.9089e-05 | 4.3354e-05 | 4.8012e-05 | 5.3086e-05
INL505 | 0.029304 | 0.032732 | 0.036526 | 0.040717 | 0.045337 | 0.05042 | 0.056 | 0.062109 | 0.068783 | 0.076053 | INL505 | 1 | 0.031584 | 0.035279 | 0.039368 | 0.043885 | 0.048865 | 0.054344 | 0.060357 | 0.066943 | 0.074136 | 0.081971 | INL505 | 0.92 | 0.029057 | 0.032457 | 0.036219 | 0.040375 | 0.044956 | 0.049996 | 0.055529 | 0.061587 | 0.068205 | 0.075414 | INL505 | 5673 | 0.00017639 | 0.00019703 | 0.00021987 | 0.00024509 | 0.0002729 | 0.0003035 | 0.00033709 | 0.00037386 | 0.00041404 | 0.0004578
INL508 | 0.63146 | 0.69989 | 0.77454 | 0.85573 | 0.94374 | 1.0388 | 1.141 | 1.2506 | 1.3674 | 1.4915 | INL508 | 1 | 0.6806 | 0.75435 | 0.83481 | 0.92232 | 1.0172 | 1.1196 | 1.2298 | 1.3479 | 1.4739 | 1.6075 | INL508 | 0.92 | 0.62615 | 0.694 | 0.76803 | 0.84854 | 0.9358 | 1.0301 | 1.1315 | 1.2401 | 1.356 | 1.4789 | INL508 | 5673 | 0.003801 | 0.0042129 | 0.0046623 | 0.005151 | 0.0056808 | 0.0062529 | 0.0068685 | 0.0075279 | 0.0082313 | 0.0089778
INL603 | 0.22746 | 0.25407 | 0.28352 | 0.31605 | 0.35192 | 0.39137 | 0.43468 | 0.48211 | 0.53391 | 0.59034 | INL603 | 1 | 0.24516 | 0.27385 | 0.30559 | 0.34065 | 0.3793 | 0.42183 | 0.46851 | 0.51963 | 0.57546 | 0.63628 | INL603 | 0.79 | 0.19368 | 0.21634 | 0.24141 | 0.26911 | 0.29965 | 0.33325 | 0.37012 | 0.41051 | 0.45461 | 0.50266 | INL603 | 6033 | 0.0014561 | 0.0016264 | 0.001815 | 0.0020232 | 0.0022528 | 0.0025053 | 0.0027826 | 0.0030862 | 0.0034178 | 0.003779
INL701 | 17.3351 | 17.7049 | 18.0826 | 18.4683 | 18.8623 | 19.2646 | 19.6756 | 20.0953 | 20.524 | 20.9618 | INL701 | 1 | 18.6841 | 19.0827 | 19.4898 | 19.9055 | 20.3301 | 20.7638 | 21.2067 | 21.6591 | 22.1211 | 22.593 | INL701 | 0.03 | 0.56052 | 0.57248 | 0.58469 | 0.59717 | 0.6099 | 0.62291 | 0.6362 | 0.64977 | 0.66363 | 0.67779 | INL701 | 4128 | 0.075929 | 0.077549 | 0.079203 | 0.080893 | 0.082618 | 0.084381 | 0.086181 | 0.088019 | 0.089897 | 0.091814
INL721 | 60.8355 | 62.1332 | 63.4586 | 64.8122 | 66.1948 | 67.6068 | 69.0489 | 70.5218 | 72.0262 | 73.5626 | INL721 | 1 | 65.5696 | 66.9683 | 68.3968 | 69.8558 | 71.346 | 72.8679 | 74.4223 | 76.0098 | 77.6312 | 79.2872 | INL721 | 0 | 0 | 0 | 0 | 0 | 0 | 0 | 0 | 0 | 0 | 0 | INL721 | 3710 | 0.23948 | 0.24459 | 0.24981 | 0.25514 | 0.26058 | 0.26614 | 0.27182 | 0.27761 | 0.28354 | 0.28958
INL724 | 0.001 | 4.117 | 4.5523 | 5.0248 | 5.5362 | 6.0875 | 6.6792 | 7.3117 | 7.9843 | 8.696 | INL724 | 1 | 0.0010778 | 4.4374 | 4.9065 | 5.4159 | 5.967 | 6.5612 | 7.199 | 7.8807 | 8.6057 | 9.3728 | INL724 | 0 | 0 | 0 | 0 | 0 | 0 | 0 | 0 | 0 | 0 | 0 | INL724 | 3429 | 3.6384e-06 | 0.014979 | 0.016563 | 0.018282 | 0.020143 | 0.022149 | 0.024302 | 0.026603 | 0.02905 | 0.03164
INL733 | 26.5962 | 27.2541 | 27.7622 | 28.1075 | 28.2809 | 28.2784 | 28.1012 | 27.7559 | 27.2549 | 26.6156 | INL733 | 1 | 28.6659 | 29.375 | 29.9226 | 30.2948 | 30.4817 | 30.479 | 30.288 | 29.9158 | 29.3759 | 28.6868 | INL733 | 1.4 | 40.1322 | 41.125 | 41.8917 | 42.4127 | 42.6744 | 42.6706 | 42.4032 | 41.8822 | 41.1262 | 40.1615 | INL733 | 4029 | 0.1137 | 0.11651 | 0.11868 | 0.12016 | 0.1209 | 0.12089 | 0.12013 | 0.11866 | 0.11652 | 0.11378
INL801 | 370.691 | 379.6671 | 386.3574 | 390.5436 | 392.0705 | 390.8609 | 386.9263 | 380.3742 | 371.4084 | 360.3236 | INL801 | 1 | 399.5379 | 409.2125 | 416.4234 | 420.9354 | 422.5811 | 421.2774 | 417.0366 | 409.9746 | 400.3111 | 388.3636 | INL801 | 0.64 | 255.7042 | 261.896 | 266.511 | 269.3986 | 270.4519 | 269.6175 | 266.9034 | 262.3838 | 256.1991 | 248.5527 | INL801 | 3311 | 1.3023 | 1.3338 | 1.3573 | 1.3721 | 1.3774 | 1.3732 | 1.3593 | 1.3363 | 1.3048 | 1.2659
INL802 | 24.4597 | 26.3621 | 28.3104 | 30.2852 | 32.2635 | 34.219 | 36.122 | 37.9407 | 39.6415 | 41.1904 | INL802 | 1 | 26.3631 | 28.4136 | 30.5135 | 32.642 | 34.7743 | 36.8819 | 38.933 | 40.8932 | 42.7263 | 44.3958 | INL802 | 0.64 | 16.8724 | 18.1847 | 19.5286 | 20.8909 | 22.2555 | 23.6044 | 24.9171 | 26.1716 | 27.3448 | 28.4133 | INL802 | 3311 | 0.085932 | 0.092615 | 0.09946 | 0.1064 | 0.11335 | 0.12022 | 0.1269 | 0.13329 | 0.13927 | 0.14471
INL808 | 24.1138 | 26.5082 | 29.078 | 31.8233 | 34.7411 | 37.8252 | 41.0652 | 44.4466 | 47.9503 | 51.5523 | INL808 | 1 | 25.9903 | 28.571 | 31.3408 | 34.2998 | 37.4447 | 40.7687 | 44.2608 | 47.9054 | 51.6818 | 55.5641 | INL808 | 0.64 | 16.6338 | 18.2855 | 20.0581 | 21.9519 | 23.9646 | 26.092 | 28.3269 | 30.6595 | 33.0763 | 35.561 | INL808 | 3311 | 0.084716 | 0.093128 | 0.10216 | 0.1118 | 0.12205 | 0.13289 | 0.14427 | 0.15615 | 0.16846 | 0.18111
INL902 | 0.0065869 | 0.0073576 | 0.0082104 | 0.0091524 | 0.010191 | 0.011334 | 0.012588 | 0.013961 | 0.015461 | 0.017095 | INL902 | 1 | 0.0070995 | 0.0079301 | 0.0088493 | 0.0098647 | 0.010984 | 0.012215 | 0.013567 | 0.015048 | 0.016664 | 0.018426 | INL902 | 1.28 | 0.0090874 | 0.010151 | 0.011327 | 0.012627 | 0.01406 | 0.015636 | 0.017366 | 0.019261 | 0.02133 | 0.023585 | INL902 | 4046 | 2.8278e-05 | 3.1587e-05 | 3.5248e-05 | 3.9292e-05 | 4.3751e-05 | 4.8656e-05 | 5.404e-05 | 5.9936e-05 | 6.6376e-05 | 7.3392e-05
RMF114 | 1012.334 | 1022.9418 | 1033.8681 | 1045.1184 | 1056.6983 | 1068.6136 | 1090.9934 | 1113.7254 | 1136.8188 | 1160.283 | RMF114 | 0.13 | 141.8447 | 143.331 | 144.862 | 146.4383 | 148.0609 | 149.7304 | 152.8662 | 156.0513 | 159.2871 | 162.5748 | RMF114 | 0 | 0 | 0 | 0 | 0 | 0 | 0 | 0 | 0 | 0 | 0 | RMF114 | 324 | 0.34803 | 0.35167 | 0.35543 | 0.3593 | 0.36328 | 0.36737 | 0.37507 | 0.38288 | 0.39082 | 0.39889
RMF115 | 2294.8837 | 2341.8797 | 2389.8381 | 2438.7787 | 2488.7215 | 2539.687 | 2591.6963 | 2644.7706 | 2698.9318 | 2754.2021 | RMF115 | 0.11 | 272.0817 | 277.6535 | 283.3395 | 289.1419 | 295.0631 | 301.1056 | 307.2718 | 313.5643 | 319.9856 | 326.5385 | RMF115 | 0.03 | 74.2041 | 75.7237 | 77.2744 | 78.8569 | 80.4717 | 82.1197 | 83.8014 | 85.5175 | 87.2688 | 89.056 | RMF115 | 272 | 0.66233 | 0.67589 | 0.68973 | 0.70386 | 0.71827 | 0.73298 | 0.74799 | 0.76331 | 0.77894 | 0.79489
RMF116 | 1329.6787 | 1484.0086 | 1654.6377 | 1842.9449 | 2050.3552 | 2278.3268 | 2528.3345 | 2801.8499 | 3100.3181 | 3425.132 | RMF116 | 0.13 | 186.3099 | 207.9341 | 231.842 | 258.227 | 287.2886 | 319.2312 | 354.2614 | 392.5854 | 434.4057 | 479.9175 | RMF116 | 0.12 | 171.9784 | 191.9391 | 214.008 | 238.3634 | 265.1895 | 294.6749 | 327.0105 | 362.3865 | 400.9899 | 443.0007 | RMF116 | 301 | 0.42467 | 0.47396 | 0.52846 | 0.5886 | 0.65485 | 0.72766 | 0.8075 | 0.89486 | 0.99018 | 1.0939
RMF122 | 6.6675 | 7.4413 | 8.2969 | 9.2412 | 10.2812 | 11.4243 | 12.6779 | 14.0494 | 15.5461 | 17.1748 | RMF122 | 0.22 | 1.581 | 1.7645 | 1.9674 | 2.1913 | 2.4379 | 2.7089 | 3.0062 | 3.3314 | 3.6863 | 4.0725 | RMF122 | 0.08 | 0.57491 | 0.64163 | 0.71541 | 0.79682 | 0.8865 | 0.98507 | 1.0932 | 1.2114 | 1.3405 | 1.4809 | RMF122 | 495 | 0.0035019 | 0.0039084 | 0.0043578 | 0.0048537 | 0.0054 | 0.0060004 | 0.0066588 | 0.0073792 | 0.0081652 | 0.0090207
RMF124 | 2096.7924 | 2193.214 | 2292.6372 | 2395.074 | 2500.5333 | 2609.0214 | 2720.542 | 2835.0964 | 2952.684 | 3073.3022 | RMF124 | 0.17 | 384.1937 | 401.861 | 420.0782 | 438.8476 | 458.1709 | 478.049 | 498.4829 | 519.4726 | 541.0181 | 563.1189 | RMF124 | 0.38 | 858.786 | 898.2775 | 938.9983 | 980.9535 | 1024.1466 | 1068.5802 | 1114.2559 | 1161.1741 | 1209.3346 | 1258.7363 | RMF124 | 433 | 0.96336 | 1.0077 | 1.0533 | 1.1004 | 1.1489 | 1.1987 | 1.2499 | 1.3026 | 1.3566 | 1.412
RMF140 | 110.9407 | 112.1032 | 113.3006 | 114.5335 | 115.8026 | 117.1083 | 119.5609 | 122.0521 | 124.5829 | 127.1543 | RMF140 | 0.13 | 15.5446 | 15.7075 | 15.8753 | 16.048 | 16.2258 | 16.4088 | 16.7525 | 17.1015 | 17.4561 | 17.8164 | RMF140 | 0 | 0 | 0 | 0 | 0 | 0 | 0 | 0 | 0 | 0 | 0 | RMF140 | 324 | 0.03814 | 0.03854 | 0.038951 | 0.039375 | 0.039811 | 0.04026 | 0.041103 | 0.04196 | 0.04283 | 0.043714
RMF141 | 251.4941 | 256.6444 | 261.9001 | 267.2634 | 272.7366 | 278.3219 | 284.0215 | 289.8379 | 295.7733 | 301.8304 | RMF141 | 0.11 | 29.8172 | 30.4278 | 31.0509 | 31.6868 | 32.3357 | 32.9979 | 33.6736 | 34.3632 | 35.0669 | 35.785 | RMF141 | 0.03 | 8.132 | 8.2985 | 8.4684 | 8.6418 | 8.8188 | 8.9994 | 9.1837 | 9.3718 | 9.5637 | 9.7596 | RMF141 | 272 | 0.072584 | 0.07407 | 0.075587 | 0.077135 | 0.078715 | 0.080327 | 0.081972 | 0.08365 | 0.085363 | 0.087111
RMF142 | 145.7182 | 162.6311 | 181.3302 | 201.9666 | 224.6965 | 249.6797 | 277.0778 | 307.052 | 339.7609 | 375.3569 | RMF142 | 0.13 | 20.4175 | 22.7873 | 25.4073 | 28.2988 | 31.4837 | 34.9842 | 38.8232 | 43.0231 | 47.6061 | 52.5937 | RMF142 | 0.12 | 18.8469 | 21.0344 | 23.4529 | 26.122 | 29.0619 | 32.2931 | 35.8368 | 39.7136 | 43.9441 | 48.548 | RMF142 | 301 | 0.04654 | 0.051941 | 0.057913 | 0.064504 | 0.071764 | 0.079743 | 0.088493 | 0.098067 | 0.10851 | 0.11988
RMF148 | 0.5983 | 0.66774 | 0.74452 | 0.82925 | 0.92257 | 1.0252 | 1.1376 | 1.2607 | 1.395 | 1.5412 | RMF148 | 0.21 | 0.13542 | 0.15114 | 0.16852 | 0.18769 | 0.20882 | 0.23203 | 0.2575 | 0.28535 | 0.31575 | 0.34883 | RMF148 | 0.08 | 0.051589 | 0.057576 | 0.064196 | 0.071502 | 0.079549 | 0.088394 | 0.098094 | 0.10871 | 0.12029 | 0.13289 | RMF148 | 473 | 0.00030028 | 0.00033513 | 0.00037366 | 0.00041619 | 0.00046303 | 0.00051451 | 0.00057097 | 0.00063273 | 0.00070014 | 0.00077349
RMF150 | 229.7855 | 240.3522 | 251.2479 | 262.4739 | 274.031 | 285.9202 | 298.1416 | 310.6955 | 323.5818 | 336.8002 | RMF150 | 0.17 | 42.1034 | 44.0396 | 46.036 | 48.0929 | 50.2105 | 52.3889 | 54.6283 | 56.9285 | 59.2897 | 61.7117 | RMF150 | 0.38 | 94.1135 | 98.4414 | 102.9039 | 107.5018 | 112.2352 | 117.1047 | 122.1102 | 127.252 | 132.5298 | 137.9437 | RMF150 | 433 | 0.10557 | 0.11043 | 0.11543 | 0.12059 | 0.1259 | 0.13136 | 0.13698 | 0.14275 | 0.14867 | 0.15474
RMF202 | 284.6206 | 297.709 | 311.2048 | 325.1097 | 339.4248 | 354.1511 | 369.289 | 384.8387 | 400.8002 | 417.173 | RMF202 | 0.17 | 52.1508 | 54.549 | 57.0218 | 59.5696 | 62.1926 | 64.8908 | 67.6646 | 70.5137 | 73.4383 | 76.4383 | RMF202 | 0.38 | 116.5724 | 121.9331 | 127.4605 | 133.1556 | 139.0187 | 145.0501 | 151.2502 | 157.6189 | 164.1562 | 170.8621 | RMF202 | 433 | 0.13077 | 0.13678 | 0.14298 | 0.14937 | 0.15595 | 0.16271 | 0.16967 | 0.17681 | 0.18414 | 0.19167
RMO114 | 245.9599 | 248.5372 | 251.1919 | 253.9253 | 256.7388 | 259.6338 | 265.0712 | 270.5943 | 276.2051 | 281.9061 | RMO114 | 0.13 | 34.463 | 34.8242 | 35.1961 | 35.5791 | 35.9733 | 36.379 | 37.1409 | 37.9147 | 38.7009 | 39.4997 | RMO114 | 0 | 0 | 0 | 0 | 0 | 0 | 0 | 0 | 0 | 0 | 0 | RMO114 | 309 | 0.080643 | 0.081488 | 0.082358 | 0.083254 | 0.084177 | 0.085126 | 0.086909 | 0.08872 | 0.090559 | 0.092429
RMO115 | 383.009 | 390.8525 | 398.8566 | 407.0246 | 415.3599 | 423.8659 | 432.5461 | 441.404 | 450.4434 | 459.6678 | RMO115 | 0.11 | 45.4096 | 46.3395 | 47.2885 | 48.2569 | 49.2451 | 50.2536 | 51.2827 | 52.3329 | 53.4046 | 54.4983 | RMO115 | 0.03 | 12.3844 | 12.638 | 12.8969 | 13.161 | 13.4305 | 13.7055 | 13.9862 | 14.2726 | 14.5649 | 14.8632 | RMO115 | 272 | 0.11054 | 0.1128 | 0.11511 | 0.11747 | 0.11988 | 0.12233 | 0.12484 | 0.12739 | 0.13 | 0.13266
RMO121 | 11.9897 | 13.3813 | 14.9199 | 16.6178 | 18.488 | 20.5437 | 22.798 | 25.2643 | 27.9555 | 30.8844 | RMO121 | 0.13 | 1.68 | 1.8749 | 2.0905 | 2.3284 | 2.5905 | 2.8785 | 3.1944 | 3.5399 | 3.917 | 4.3274 | RMO121 | -0.02 | -0.25845 | -0.28845 | -0.32162 | -0.35822 | -0.39854 | -0.44285 | -0.49144 | -0.54461 | -0.60262 | -0.66576 | RMO121 | 131 | 0.0016666 | 0.00186 | 0.0020739 | 0.0023099 | 0.0025698 | 0.0028556 | 0.0031689 | 0.0035117 | 0.0038858 | 0.0042929
RMO124 | 131.1629 | 137.1945 | 143.4138 | 149.8217 | 156.4186 | 163.205 | 170.181 | 177.3469 | 184.7025 | 192.2476 | RMO124 | 0.09 | 12.7233 | 13.3084 | 13.9117 | 14.5333 | 15.1732 | 15.8315 | 16.5082 | 17.2033 | 17.9168 | 18.6487 | RMO124 | 0.42 | 59.3754 | 62.1058 | 64.9212 | 67.8219 | 70.8082 | 73.8803 | 77.0382 | 80.2821 | 83.6119 | 87.0274 | RMO124 | 268 | 0.037298 | 0.039013 | 0.040782 | 0.042604 | 0.04448 | 0.04641 | 0.048394 | 0.050431 | 0.052523 | 0.054669
RMO140 | 27.9434 | 28.2362 | 28.5378 | 28.8483 | 29.168 | 29.4969 | 30.1146 | 30.7421 | 31.3795 | 32.0272 | RMO140 | 0.13 | 3.9153 | 3.9564 | 3.9986 | 4.0421 | 4.0869 | 4.133 | 4.2196 | 4.3075 | 4.3968 | 4.4875 | RMO140 | 0 | 0 | 0 | 0 | 0 | 0 | 0 | 0 | 0 | 0 | 0 | RMO140 | 309 | 0.0091618 | 0.0092578 | 0.0093567 | 0.0094585 | 0.0095633 | 0.0096711 | 0.0098737 | 0.010079 | 0.010288 | 0.010501
RMO141 | 43.5134 | 44.4045 | 45.3139 | 46.2418 | 47.1888 | 48.1552 | 49.1413 | 50.1477 | 51.1746 | 52.2226 | RMO141 | 0.11 | 5.159 | 5.2646 | 5.3724 | 5.4824 | 5.5947 | 5.7093 | 5.8262 | 5.9455 | 6.0673 | 6.1915 | RMO141 | 0.03 | 1.407 | 1.4358 | 1.4652 | 1.4952 | 1.5258 | 1.5571 | 1.589 | 1.6215 | 1.6547 | 1.6886 | RMO141 | 272 | 0.012558 | 0.012816 | 0.013078 | 0.013346 | 0.013619 | 0.013898 | 0.014183 | 0.014473 | 0.01477 | 0.015072
RMO150 | 15.8948 | 16.6257 | 17.3794 | 18.1559 | 18.9553 | 19.7777 | 20.6231 | 21.4915 | 22.3829 | 23.2972 | RMO150 | 0.09 | 1.5419 | 1.6128 | 1.6859 | 1.7612 | 1.8387 | 1.9185 | 2.0005 | 2.0848 | 2.1712 | 2.2599 | RMO150 | 0.42 | 7.1953 | 7.5262 | 7.8674 | 8.2189 | 8.5808 | 8.9531 | 9.3358 | 9.7289 | 10.1324 | 10.5463 | RMO150 | 268 | 0.0045199 | 0.0047278 | 0.0049421 | 0.0051629 | 0.0053903 | 0.0056241 | 0.0058645 | 0.0061115 | 0.0063649 | 0.0066249
RMO202 | 9.7687 | 10.2179 | 10.6811 | 11.1583 | 11.6496 | 12.1551 | 12.6746 | 13.2083 | 13.7561 | 14.3181 | RMO202 | 0.09 | 0.9476 | 0.99117 | 1.0361 | 1.0824 | 1.1301 | 1.1791 | 1.2295 | 1.2813 | 1.3344 | 1.3889 | RMO202 | 0.42 | 4.4221 | 4.6255 | 4.8352 | 5.0512 | 5.2736 | 5.5024 | 5.7376 | 5.9792 | 6.2272 | 6.4816 | RMO202 | 268 | 0.0027779 | 0.0029056 | 0.0030373 | 0.003173 | 0.0033128 | 0.0034565 | 0.0036042 | 0.003756 | 0.0039118 | 0.0040716
RSF103 | 29247.7514 | 29846.7045 | 30457.9233 | 31081.659 | 31718.168 | 32367.7117 | 33030.5573 | 33706.9769 | 34397.2487 | 35101.6563 | RSF103 | 0.25 | 7880.9466 | 8042.3374 | 8207.0332 | 8375.1018 | 8546.6122 | 8721.6349 | 8900.2418 | 9082.5063 | 9268.5033 | 9458.3093 | RSF103 | 0 | 0 | 0 | 0 | 0 | 0 | 0 | 0 | 0 | 0 | 0 | RSF103 | 491 | 15.2376 | 15.5497 | 15.8681 | 16.1931 | 16.5247 | 16.8631 | 17.2084 | 17.5608 | 17.9204 | 18.2874
RSF115 | 3028.4614 | 3090.4801 | 3153.7688 | 3218.3536 | 3284.261 | 3351.5181 | 3420.1525 | 3490.1924 | 3561.6667 | 3634.6046 | RSF115 | 0.11 | 359.0547 | 366.4077 | 373.9112 | 381.5683 | 389.3823 | 397.3563 | 405.4936 | 413.7976 | 422.2716 | 430.9191 | RSF115 | 0.03 | 97.924 | 99.9294 | 101.9758 | 104.0641 | 106.1952 | 108.3699 | 110.5892 | 112.8539 | 115.165 | 117.5234 | RSF115 | 272 | 0.87405 | 0.89194 | 0.91021 | 0.92885 | 0.94787 | 0.96728 | 0.98709 | 1.0073 | 1.0279 | 1.049
RSF116 | 1109.4526 | 1238.2218 | 1380.5908 | 1537.7098 | 1710.7681 | 1900.9822 | 2109.5828 | 2337.7976 | 2586.8324 | 2857.8495 | RSF116 | 0.25 | 298.9473 | 333.6448 | 372.0068 | 414.3433 | 460.9747 | 512.2288 | 568.4372 | 629.9307 | 697.0344 | 770.0612 | RSF116 | 0.31 | 370.6947 | 413.7195 | 461.2884 | 513.7857 | 571.6086 | 635.1637 | 704.8621 | 781.1141 | 864.3226 | 954.8759 | RSF116 | 532 | 0.62627 | 0.69896 | 0.77933 | 0.86802 | 0.96571 | 1.0731 | 1.1908 | 1.3197 | 1.4602 | 1.6132
RSF124 | 1383.5244 | 1447.1461 | 1512.7484 | 1580.3392 | 1649.9243 | 1721.5079 | 1795.0924 | 1870.6787 | 1948.2664 | 2027.8538 | RSF124 | 0.24 | 357.8854 | 374.3428 | 391.3126 | 408.7968 | 426.7968 | 445.3138 | 464.3484 | 483.9008 | 503.9709 | 524.5583 | RSF124 | 0.62 | 924.5372 | 967.0523 | 1010.8909 | 1056.0583 | 1102.5584 | 1150.394 | 1199.5667 | 1250.0771 | 1301.9249 | 1355.109 | RSF124 | 649 | 0.95274 | 0.99655 | 1.0417 | 1.0883 | 1.1362 | 1.1855 | 1.2362 | 1.2882 | 1.3416 | 1.3964
RSF141 | 904.0183 | 922.5314 | 941.4235 | 960.7026 | 980.3764 | 1000.4532 | 1020.941 | 1041.8485 | 1063.1841 | 1084.9566 | RSF141 | 0.11 | 107.1805 | 109.3754 | 111.6153 | 113.901 | 116.2335 | 118.6138 | 121.0429 | 123.5217 | 126.0512 | 128.6326 | RSF141 | 0.03 | 29.231 | 29.8297 | 30.4405 | 31.0639 | 31.7001 | 32.3492 | 33.0117 | 33.6877 | 34.3776 | 35.0816 | RSF141 | 272 | 0.26091 | 0.26625 | 0.2717 | 0.27727 | 0.28295 | 0.28874 | 0.29465 | 0.30069 | 0.30685 | 0.31313
RSF142 | 331.1799 | 369.6185 | 412.1166 | 459.0179 | 510.677 | 567.4574 | 629.7262 | 697.85 | 772.1888 | 853.0894 | RSF142 | 0.25 | 89.238 | 99.5955 | 111.0468 | 123.6846 | 137.6044 | 152.9041 | 169.6827 | 188.039 | 208.07 | 229.869 | RSF142 | 0.31 | 110.6551 | 123.4984 | 137.698 | 153.3689 | 170.6294 | 189.6011 | 210.4066 | 233.1684 | 258.0068 | 285.0376 | RSF142 | 532 | 0.18695 | 0.20865 | 0.23263 | 0.25911 | 0.28827 | 0.32032 | 0.35547 | 0.39393 | 0.43589 | 0.48156
RSF150 | 412.9924 | 431.9839 | 451.5667 | 471.743 | 492.5147 | 513.8829 | 535.8485 | 558.4116 | 581.5721 | 605.3295 | RSF150 | 0.24 | 106.8315 | 111.7441 | 116.8097 | 122.0289 | 127.402 | 132.9295 | 138.6115 | 144.448 | 150.4391 | 156.5846 | RSF150 | 0.62 | 275.9813 | 288.6723 | 301.7585 | 315.2413 | 329.1219 | 343.4012 | 358.0796 | 373.1573 | 388.6343 | 404.5101 | RSF150 | 649 | 0.2844 | 0.29748 | 0.31096 | 0.32486 | 0.33916 | 0.35388 | 0.369 | 0.38454 | 0.40049 | 0.41685
RSF202 | 75.0895 | 78.5425 | 82.103 | 85.7715 | 89.5481 | 93.4333 | 97.427 | 101.5294 | 105.7404 | 110.0599 | RSF202 | 0.24 | 19.4239 | 20.3171 | 21.2381 | 22.1871 | 23.164 | 24.169 | 25.2021 | 26.2633 | 27.3526 | 28.4699 | RSF202 | 0.62 | 50.1784 | 52.4859 | 54.8652 | 57.3166 | 59.8403 | 62.4366 | 65.1054 | 67.8468 | 70.6608 | 73.5473 | RSF202 | 649 | 0.051709 | 0.054087 | 0.056539 | 0.059065 | 0.061666 | 0.064341 | 0.067091 | 0.069916 | 0.072816 | 0.075791
RSF950 | 12000 | 12000 | 12000 | 12000 | 12000 | 12000 | 12000 | 12000 | 12000 | 12000 | RSF950 | 1.1456 | 14816.9656 | 14816.9656 | 14816.9656 | 14816.9656 | 14816.9656 | 14816.9656 | 14816.9656 | 14816.9656 | 14816.9656 | 14816.9656 | RSF950 | 0.94983 | 12284.9979 | 12284.9979 | 12284.9979 | 12284.9979 | 12284.9979 | 12284.9979 | 12284.9979 | 12284.9979 | 12284.9979 | 12284.9979 | RSF950 | 1.6501 | 0.02101 | 0.02101 | 0.02101 | 0.02101 | 0.02101 | 0.02101 | 0.02101 | 0.02101 | 0.02101 | 0.02101
CDRGSD | 2100 | 2100 | 2240 | 2240 | 2240 | 2240 | 2240 | 2240 | 2240 | 2240 | CDRGSD | 1 | 2263.4202 | 2263.4202 | 2414.3149 | 2414.3149 | 2414.3149 | 2414.3149 | 2414.3149 | 2414.3149 | 2414.3149 | 2414.3149 | CDRGSD | 0.6272 | 1419.6172 | 1419.6172 | 1514.2583 | 1514.2583 | 1514.2583 | 1514.2583 | 1514.2583 | 1514.2583 | 1514.2583 | 1514.2583 | CDRGSD | 10.827 | 0.024125 | 0.024125 | 0.025734 | 0.025734 | 0.025734 | 0.025734 | 0.025734 | 0.025734 | 0.025734 | 0.025734
CDRGSLD | 5400 | 5400 | 5760 | 5760 | 5760 | 5760 | 5760 | 5760 | 5760 | 5760 | CDRGSLD | 1 | 5820.2234 | 5820.2234 | 6208.2383 | 6208.2383 | 6208.2383 | 6208.2383 | 6208.2383 | 6208.2383 | 6208.2383 | 6208.2383 | CDRGSLD | 0.6272 | 3650.4441 | 3650.4441 | 3893.8071 | 3893.8071 | 3893.8071 | 3893.8071 | 3893.8071 | 3893.8071 | 3893.8071 | 3893.8071 | CDRGSLD | 10.827 | 0.062036 | 0.062036 | 0.066172 | 0.066172 | 0.066172 | 0.066172 | 0.066172 | 0.066172 | 0.066172 | 0.066172
BOCGS | 1122 | 1122 | 1122 | 1122 | 1122 | 1122 | 1122 | 1122 | 1122 | 1122 | BOCGS | 1 | 1209.3131 | 1209.3131 | 1209.3131 | 1209.3131 | 1209.3131 | 1209.3131 | 1209.3131 | 1209.3131 | 1209.3131 | 1209.3131 | BOCGS | 0 | 0 | 0 | 0 | 0 | 0 | 0 | 0 | 0 | 0 | 0 | BOCGS | 6.06 | 0.0072145 | 0.0072145 | 0.0072145 | 0.0072145 | 0.0072145 | 0.0072145 | 0.0072145 | 0.0072145 | 0.0072145 | 0.0072145
BOCGSD | 1878 | 1878 | 1878 | 1878 | 1878 | 1878 | 1878 | 1878 | 1878 | 1878 | BOCGSD | 1 | 2024.1444 | 2024.1444 | 2024.1444 | 2024.1444 | 2024.1444 | 2024.1444 | 2024.1444 | 2024.1444 | 2024.1444 | 2024.1444 | BOCGSD | 0 | 0 | 0 | 0 | 0 | 0 | 0 | 0 | 0 | 0 | 0 | BOCGSD | 6.06 | 0.012076 | 0.012076 | 0.012076 | 0.012076 | 0.012076 | 0.012076 | 0.012076 | 0.012076 | 0.012076 | 0.012076
CS317 | 232.15 | 232.15 | 232.15 | 232.15 | 232.15 | 232.15 | 232.15 | 232.15 | 232.15 | 232.15 | CS317 | 1 | 250.2157 | 250.2157 | 250.2157 | 250.2157 | 250.2157 | 250.2157 | 250.2157 | 250.2157 | 250.2157 | 250.2157 | CS317 | 0.245 | 61.3029 | 61.3029 | 61.3029 | 61.3029 | 61.3029 | 61.3029 | 61.3029 | 61.3029 | 61.3029 | 61.3029 | CS317 | -316.21 | -0.077891 | -0.077891 | -0.077891 | -0.077891 | -0.077891 | -0.077891 | -0.077891 | -0.077891 | -0.077891 | -0.077891
CD317 | 510.73 | 510.73 | 510.73 | 510.73 | 510.73 | 510.73 | 510.73 | 510.73 | 510.73 | 510.73 | CD317 | 1 | 550.4746 | 550.4746 | 550.4746 | 550.4746 | 550.4746 | 550.4746 | 550.4746 | 550.4746 | 550.4746 | 550.4746 | CD317 | 0.245 | 134.8663 | 134.8663 | 134.8663 | 134.8663 | 134.8663 | 134.8663 | 134.8663 | 134.8663 | 134.8663 | 134.8663 | CD317 | -316.21 | -0.17136 | -0.17136 | -0.17136 | -0.17136 | -0.17136 | -0.17136 | -0.17136 | -0.17136 | -0.17136 | -0.17136
CL317 | 3900.12 | 3900.12 | 3900.12 | 3900.12 | 3900.12 | 3900.12 | 3900.12 | 3900.12 | 3900.12 | 3900.12 | CL317 | 1 | 4203.624 | 4203.624 | 4203.624 | 4203.624 | 4203.624 | 4203.624 | 4203.624 | 4203.624 | 4203.624 | 4203.624 | CL317 | 0.245 | 1029.8879 | 1029.8879 | 1029.8879 | 1029.8879 | 1029.8879 | 1029.8879 | 1029.8879 | 1029.8879 | 1029.8879 | 1029.8879 | CL317 | -316.21 | -1.3086 | -1.3086 | -1.3086 | -1.3086 | -1.3086 | -1.3086 | -1.3086 | -1.3086 | -1.3086 | -1.3086
[11 empty] | RES |  | 25.2885 | 25.5831 | 25.8902 | 26.2104 | 26.5444 | 26.8931 | 27.2591 | 27.6412 | 28.0401 | 28.4566 | RES |  | 15.572 | 15.7646 | 15.9689 | 16.1857 | 16.4158 | 16.6598 | 16.9185 | 17.1926 | 17.4829 | 17.7901 | RES |  | 21.5506 | 22.1747 | 22.8255 | 23.5047 | 24.2137 | 24.9542 | 25.7325 | 26.5454 | 27.3945 | 28.2813
[11 empty] | BUS |  | 22.8106 | 24.0036 | 24.9382 | 25.3441 | 25.7599 | 26.1862 | 26.6242 | 27.0757 | 27.5426 | 28.0272 | BUS |  | 13.6336 | 14.251 | 14.9463 | 15.3129 | 15.6883 | 16.0725 | 16.4664 | 16.8709 | 17.2873 | 17.717 | BUS |  | 19.5529 | 23.4405 | 24.6947 | 25.9838 | 27.3136 | 28.6857 | 30.1028 | 31.5688 | 33.0882 | 34.6655
[11 empty] | Total |  | 48.0991 | 49.5867 | 50.8284 | 51.5545 | 52.3044 | 53.0793 | 53.8833 | 54.7169 | 55.5828 | 56.4838 | Total |  | 29.2056 | 30.0156 | 30.9153 | 31.4987 | 32.104 | 32.7323 | 33.3848 | 34.0635 | 34.7702 | 35.5071 | Total |  | 41.1035 | 45.6152 | 47.5202 | 49.4885 | 51.5274 | 53.6399 | 55.8353 | 58.1142 | 60.4827 | 62.9468
[14 empty] | 97.6858 | 148.5142 | 200.0687 | 252.3731 | 305.4524 | 359.3357 | 414.0526 | 469.6353 | 526.1191 |  |  |  | 59.2211 | 90.1364 | 121.635 | 153.7391 | 186.4714 | 219.8562 | 253.9197 | 288.6899 | 324.1971 |  |  |  | 86.7187 | 134.2389 | 183.7273 | 235.2547 | 288.8946 | 344.7299 | 402.8441 | 463.3268 | 526.2737

## TRC Achievable Potential
Florida Power & Light Company
Docket No. 130199-EI
Sierra Club's First Set of Interrogatories
Interrogatory No. 18
Attachment No. 3-REVISED
Tab 2 of 3
| 1 | 2 | 3 | 4 | 5 | 6 | 7 | 8 | 9 | 10 | Line Loss | Sum kW | 1 | 2 | 3 | 4 | 5 | 6 | 7 | 8 | 9 | 10 | Line Loss | Win kW | 1 | 2 | 3 | 4 | 5 | 6 | 7 | 8 | 9 | 10 | Line Loss | Ann kW | 1 | 2 | 3 | 4 | 5 | 6 | 7 | 8 | 9 | 10
| Maximum Achievable Sign-Ups | [10 empty] | Red. @ | Summer KWs (Generator) | [10 empty] | Red. @ | Winter KWs (Generator) | [10 empty] | Red. @ | Annual GWH (Generator)
| 2015 | 2016 | 2017 | 2018 | 2019 | 2020 | 2021 | 2022 | 2023 | 2024 | 7.2201 | Meter | 2015 | 2016 | 2017 | 2018 | 2019 | 2020 | 2021 | 2022 | 2023 | 2024 | 7.2201 | Meter | 2015 | 2016 | 2017 | 2018 | 2019 | 2020 | 2021 | 2022 | 2023 | 2024 | 5.7553 | Meter | 2015 | 2016 | 2017 | 2018 | 2019 | 2020 | 2021 | 2022 | 2023 | 2024
CD111 | 106.3362 | 118.7773 | 132.5448 | 147.7525 | 164.5184 | 182.9634 | 203.2102 | 225.3817 | 249.599 | 275.9794 | CD111 | 1 | 114.6112 | 128.0205 | 142.8593 | 159.2505 | 177.3211 | 197.2015 | 219.0239 | 242.9207 | 269.0226 | 297.4559 | CD111 | 0.62 | 71.0589 | 79.3727 | 88.5728 | 98.7353 | 109.9391 | 122.2649 | 135.7948 | 150.6108 | 166.794 | 184.4226 | CD111 | 3311 | 0.37358 | 0.41729 | 0.46566 | 0.51908 | 0.57799 | 0.64279 | 0.71392 | 0.79181 | 0.87689 | 0.96957
CD112 | 71.8141 | 80.2163 | 89.5142 | 99.7847 | 111.1075 | 123.5644 | 137.2381 | 152.2116 | 168.5667 | 186.3827 | CD112 | 1 | 77.4027 | 86.4586 | 96.4801 | 107.5499 | 119.7538 | 133.18 | 147.9178 | 164.0565 | 181.6844 | 200.8869 | CD112 | 0.62 | 47.9897 | 53.6044 | 59.8177 | 66.6809 | 74.2474 | 82.5716 | 91.709 | 101.7151 | 112.6444 | 124.5499 | CD112 | 3311 | 0.2523 | 0.28182 | 0.31448 | 0.35056 | 0.39034 | 0.43411 | 0.48214 | 0.53475 | 0.59221 | 0.6548
CD121 | 26.2724 | 29.3462 | 32.7478 | 36.5051 | 40.6475 | 45.2046 | 50.207 | 55.6849 | 61.6683 | 68.186 | CD121 | 1 | 28.3169 | 31.6299 | 35.2962 | 39.3459 | 43.8106 | 48.7224 | 54.1141 | 60.0183 | 66.4672 | 73.4922 | CD121 | 0.62 | 17.5565 | 19.6106 | 21.8836 | 24.3945 | 27.1626 | 30.2079 | 33.5507 | 37.2113 | 41.2097 | 45.5652 | CD121 | 3311 | 0.0923 | 0.1031 | 0.11505 | 0.12825 | 0.1428 | 0.15881 | 0.17639 | 0.19563 | 0.21665 | 0.23955
CD122 | 26.4513 | 29.546 | 32.9707 | 36.7537 | 40.9242 | 45.5124 | 50.5489 | 56.0641 | 62.0882 | 68.6503 | CD122 | 1 | 28.5097 | 31.8453 | 35.5365 | 39.6138 | 44.1089 | 49.0542 | 54.4825 | 60.4269 | 66.9198 | 73.9926 | CD122 | 0.62 | 17.676 | 19.7441 | 22.0326 | 24.5606 | 27.3475 | 30.4136 | 33.7792 | 37.4647 | 41.4903 | 45.8754 | CD122 | 3311 | 0.092929 | 0.1038 | 0.11583 | 0.12912 | 0.14377 | 0.15989 | 0.17759 | 0.19696 | 0.21813 | 0.24118
CD141 | 70.4338 | 78.6745 | 87.7937 | 97.8668 | 108.972 | 121.1894 | 134.6003 | 149.286 | 165.3268 | 182.8004 | CD141 | 1 | 75.9149 | 84.7969 | 94.6257 | 105.4827 | 117.4521 | 130.6202 | 145.0747 | 160.9033 | 178.1924 | 197.0257 | CD141 | 0.62 | 47.0673 | 52.574 | 58.6679 | 65.3993 | 72.8203 | 80.9846 | 89.9463 | 99.76 | 110.4793 | 122.156 | CD141 | 3311 | 0.24745 | 0.2764 | 0.30844 | 0.34383 | 0.38284 | 0.42576 | 0.47288 | 0.52447 | 0.58083 | 0.64221
CD151 | 53.2493 | 59.4794 | 66.3737 | 73.9892 | 82.3849 | 91.6215 | 101.7604 | 112.8631 | 124.9902 | 138.2006 | CD151 | 1 | 57.3932 | 64.108 | 71.5388 | 79.7469 | 88.796 | 98.7514 | 109.6793 | 121.646 | 134.7168 | 148.9552 | CD151 | 0.62 | 35.5838 | 39.747 | 44.3541 | 49.4431 | 55.0535 | 61.2259 | 68.0012 | 75.4205 | 83.5244 | 92.3522 | CD151 | 3311 | 0.18708 | 0.20896 | 0.23318 | 0.25994 | 0.28943 | 0.32188 | 0.3575 | 0.39651 | 0.43912 | 0.48553
CD153 | 77.4084 | 86.4651 | 96.4873 | 107.5579 | 119.7628 | 133.19 | 147.9288 | 164.0688 | 181.698 | 200.9018 | CD153 | 1 | 83.4323 | 93.1937 | 103.9958 | 115.9279 | 129.0826 | 143.5547 | 159.4405 | 176.8365 | 195.8376 | 216.5359 | CD153 | 0.62 | 51.728 | 57.7801 | 64.4774 | 71.8753 | 80.0312 | 89.0039 | 98.8531 | 109.6386 | 121.4193 | 134.2522 | CD153 | 3311 | 0.27195 | 0.30377 | 0.33898 | 0.37787 | 0.42075 | 0.46792 | 0.5197 | 0.57641 | 0.63834 | 0.70581
CD154 | 1e-06 | 195.3705 | 207.6858 | 220.699 | 234.4405 | 248.9414 | 264.2327 | 280.3458 | 297.3119 | 315.1622 | CD154 | 1 | 1.0778e-06 | 210.574 | 223.8478 | 237.8736 | 252.6845 | 268.3138 | 284.795 | 302.1621 | 320.4485 | 339.6878 | CD154 | 0.64 | 6.898e-07 | 134.7674 | 143.2626 | 152.2391 | 161.7181 | 171.7208 | 182.2688 | 193.3837 | 205.087 | 217.4002 | CD154 | 3311 | 3.5132e-09 | 0.68637 | 0.72964 | 0.77536 | 0.82364 | 0.87458 | 0.9283 | 0.98491 | 1.0445 | 1.1072
CD202 | 1e-06 | 4.3205 | 4.5953 | 4.886 | 5.1931 | 5.5175 | 5.8599 | 6.2459 | 6.6551 | 7.0886 | CD202 | 1 | 1.0778e-06 | 4.6568 | 4.953 | 5.2662 | 5.5972 | 5.9469 | 6.3159 | 6.732 | 7.173 | 7.6402 | CD202 | 0.73 | 7.8681e-07 | 3.3994 | 3.6157 | 3.8443 | 4.086 | 4.3412 | 4.6106 | 4.9143 | 5.2363 | 5.5774 | CD202 | 22098 | 2.3447e-08 | 0.10131 | 0.10775 | 0.11456 | 0.12177 | 0.12937 | 0.1374 | 0.14645 | 0.15604 | 0.16621
CD203 | 1e-06 | 112.9285 | 120.1604 | 127.8129 | 135.9058 | 144.4589 | 153.4925 | 163.0274 | 173.0841 | 183.6836 | CD203 | 0 | 0 | 0 | 0 | 0 | 0 | 0 | 0 | 0 | 0 | 0 | CD203 | 0 | 0 | 0 | 0 | 0 | 0 | 0 | 0 | 0 | 0 | 0 | CD203 | 3311 | 3.5132e-09 | 0.39674 | 0.42215 | 0.44903 | 0.47746 | 0.50751 | 0.53925 | 0.57275 | 0.60808 | 0.64532
CD301 | 614.7648 | 627.8786 | 641.2721 | 654.9514 | 668.9224 | 683.1915 | 697.7649 | 712.6492 | 727.851 | 743.3771 | CD301 | 1 | 662.6053 | 676.7396 | 691.1754 | 705.9191 | 720.9774 | 736.3569 | 752.0644 | 768.107 | 784.4918 | 801.2261 | CD301 | 0.03 | 19.8782 | 20.3022 | 20.7353 | 21.1776 | 21.6293 | 22.0907 | 22.5619 | 23.0432 | 23.5348 | 24.0368 | CD301 | 4249 | 2.7717 | 2.8308 | 2.8912 | 2.9528 | 3.0158 | 3.0802 | 3.1459 | 3.213 | 3.2815 | 3.3515
CD302 | 151.8341 | 165.3218 | 179.4961 | 194.2889 | 209.6085 | 225.3383 | 241.3361 | 257.434 | 273.4399 | 289.1408 | CD302 | 1 | 163.6497 | 178.187 | 193.4644 | 209.4083 | 225.9201 | 242.874 | 260.1167 | 277.4673 | 294.7188 | 311.6415 | CD302 | 0 | 0 | 0 | 0 | 0 | 0 | 0 | 0 | 0 | 0 | 0 | CD302 | 4825 | 0.77734 | 0.84639 | 0.91896 | 0.99469 | 1.0731 | 1.1537 | 1.2356 | 1.318 | 1.3999 | 1.4803
CD304 | 140.5193 | 141.5492 | 141.6002 | 140.6544 | 138.7262 | 135.8638 | 132.1491 | 127.6944 | 122.6381 | 117.1376 | CD304 | 1 | 151.4544 | 152.5645 | 152.6194 | 151.6 | 149.5217 | 146.4367 | 142.4328 | 137.6315 | 132.1817 | 126.2531 | CD304 | 0.15 | 22.7182 | 22.8847 | 22.8929 | 22.74 | 22.4283 | 21.9655 | 21.3649 | 20.6447 | 19.8273 | 18.938 | CD304 | 5069 | 0.75579 | 0.76133 | 0.7616 | 0.75652 | 0.74615 | 0.73075 | 0.71077 | 0.68681 | 0.65962 | 0.63003
CD305 | 1e-06 | 119.1054 | 131.3701 | 144.6232 | 158.8873 | 174.1733 | 190.4773 | 207.7784 | 226.0362 | 245.1881 | CD305 | 1 | 1.0778e-06 | 128.374 | 141.5932 | 155.8776 | 171.2518 | 187.7273 | 205.3001 | 223.9476 | 243.6261 | 264.2685 | CD305 | 0.05 | 5.3891e-08 | 6.4187 | 7.0797 | 7.7939 | 8.5626 | 9.3864 | 10.265 | 11.1974 | 12.1813 | 13.2134 | CD305 | 3429 | 3.6384e-09 | 0.43335 | 0.47798 | 0.5262 | 0.5781 | 0.63371 | 0.69303 | 0.75598 | 0.82241 | 0.89209
CD306 | 247.266 | 269.1386 | 292.1065 | 316.0548 | 340.8309 | 366.2416 | 392.0517 | 417.985 | 443.7265 | 468.9275 | CD306 | 1 | 266.508 | 290.0828 | 314.8379 | 340.6499 | 367.3541 | 394.7422 | 422.5609 | 450.5123 | 478.2569 | 505.419 | CD306 | 0.04 | 10.6603 | 11.6033 | 12.5935 | 13.626 | 14.6942 | 15.7897 | 16.9024 | 18.0205 | 19.1303 | 20.2168 | CD306 | 5069 | 1.3299 | 1.4476 | 1.5711 | 1.6999 | 1.8332 | 1.9698 | 2.1087 | 2.2482 | 2.3866 | 2.5222
CD311 | 38.9242 | 41.2917 | 42.9204 | 43.6866 | 43.5394 | 42.512 | 40.718 | 38.3325 | 35.5642 | 32.6244 | CD311 | 1 | 41.9532 | 44.505 | 46.2605 | 47.0863 | 46.9276 | 45.8203 | 43.8866 | 41.3155 | 38.3318 | 35.1632 | CD311 | -0.83 | -34.8212 | -36.9392 | -38.3962 | -39.0816 | -38.9499 | -38.0308 | -36.4259 | -34.2918 | -31.8154 | -29.1855 | CD311 | 4318 | 0.17834 | 0.18919 | 0.19665 | 0.20016 | 0.19948 | 0.19478 | 0.18656 | 0.17563 | 0.16294 | 0.14947
CD313 | 41.5148 | 44.0046 | 45.699 | 46.468 | 46.2605 | 45.1153 | 43.1572 | 40.5764 | 37.5976 | 34.447 | CD313 | 1 | 44.7455 | 47.429 | 49.2552 | 50.0841 | 49.8604 | 48.6261 | 46.5157 | 43.7341 | 40.5234 | 37.1276 | CD313 | 0.87 | 38.9286 | 41.2632 | 42.852 | 43.5732 | 43.3786 | 42.3047 | 40.4686 | 38.0486 | 35.2554 | 32.301 | CD313 | 1846 | 0.081316 | 0.086193 | 0.089512 | 0.091018 | 0.090612 | 0.088369 | 0.084533 | 0.079478 | 0.073644 | 0.067472
CD321 | 455.8463 | 465.5702 | 475.5014 | 485.6446 | 496.004 | 506.5845 | 517.3907 | 528.4273 | 539.6994 | 551.212 | CD321 | 1 | 491.3199 | 501.8004 | 512.5045 | 523.437 | 534.6026 | 546.0065 | 557.6536 | 569.5491 | 581.6984 | 594.1068 | CD321 | 0 | 0 | 0 | 0 | 0 | 0 | 0 | 0 | 0 | 0 | 0 | CD321 | 3861 | 1.8675 | 1.9073 | 1.948 | 1.9896 | 2.032 | 2.0754 | 2.1196 | 2.1649 | 2.211 | 2.2582
CD326 | 1e-06 | 130.9141 | 144.3647 | 158.8931 | 174.5227 | 191.2634 | 209.1092 | 228.0348 | 247.9934 | 268.9139 | CD326 | 1 | 1.0778e-06 | 141.1018 | 155.599 | 171.258 | 188.1039 | 206.1474 | 225.3819 | 245.7803 | 267.292 | 289.8405 | CD326 | 0 | 0 | 0 | 0 | 0 | 0 | 0 | 0 | 0 | 0 | 0 | CD326 | 3429 | 3.6384e-09 | 0.47632 | 0.52526 | 0.57812 | 0.63498 | 0.69589 | 0.76082 | 0.82968 | 0.9023 | 0.97842
CD332 | 215.5848 | 228.6978 | 237.7186 | 241.9623 | 241.147 | 235.4566 | 225.52 | 212.3078 | 196.9753 | 180.6931 | CD332 | 1 | 232.3615 | 246.4949 | 256.2177 | 260.7917 | 259.9128 | 253.7796 | 243.0698 | 228.8294 | 212.3038 | 194.7545 | CD332 | -0.83 | -192.86 | -204.5908 | -212.6607 | -216.4571 | -215.7277 | -210.6371 | -201.7479 | -189.9284 | -176.2122 | -161.6462 | CD332 | 4318 | 0.98774 | 1.0478 | 1.0892 | 1.1086 | 1.1049 | 1.0788 | 1.0333 | 0.97273 | 0.90248 | 0.82788
CD334 | 103.1857 | 109.374 | 113.5854 | 115.497 | 114.981 | 112.1346 | 107.2679 | 100.8533 | 93.4493 | 85.6184 | CD334 | 1 | 111.2155 | 117.8854 | 122.4245 | 124.4848 | 123.9288 | 120.8608 | 115.6154 | 108.7016 | 100.7215 | 92.2812 | CD334 | 0.87 | 96.7575 | 102.5603 | 106.5093 | 108.3018 | 107.818 | 105.1489 | 100.5854 | 94.5704 | 87.6277 | 80.2846 | CD334 | 1846 | 0.20211 | 0.21423 | 0.22248 | 0.22623 | 0.22522 | 0.21964 | 0.21011 | 0.19754 | 0.18304 | 0.1677
CD337 | 289.5166 | 321.9902 | 357.6444 | 396.6931 | 439.3441 | 485.7944 | 536.2245 | 590.792 | 649.6249 | 712.8142 | CD337 | 1 | 312.0465 | 347.0472 | 385.476 | 427.5634 | 473.5335 | 523.5985 | 577.9531 | 636.7669 | 700.1781 | 768.2848 | CD337 | 0 | 0 | 0 | 0 | 0 | 0 | 0 | 0 | 0 | 0 | 0 | CD337 | 6421 | 1.9725 | 2.1938 | 2.4367 | 2.7027 | 2.9933 | 3.3098 | 3.6534 | 4.0251 | 4.426 | 4.8565
CD338 | 41.2794 | 45.4003 | 49.8344 | 54.5892 | 59.6699 | 65.079 | 70.8162 | 76.8783 | 83.259 | 89.9493 | CD338 | 1 | 44.4917 | 48.9333 | 53.7124 | 58.8373 | 64.3134 | 70.1434 | 76.327 | 82.8609 | 89.7382 | 96.9491 | CD338 | 1.4 | 62.2884 | 68.5066 | 75.1974 | 82.3722 | 90.0387 | 98.2007 | 106.8578 | 116.0052 | 125.6335 | 135.7287 | CD338 | 4029 | 0.17647 | 0.19409 | 0.21304 | 0.23337 | 0.25509 | 0.27822 | 0.30274 | 0.32866 | 0.35594 | 0.38454
CD341 | 165.2795 | 168.8052 | 172.406 | 176.0837 | 179.8398 | 183.676 | 187.5941 | 191.5958 | 195.6828 | 199.857 | CD341 | 1 | 178.1414 | 181.9414 | 185.8225 | 189.7864 | 193.8348 | 197.9696 | 202.1925 | 206.5056 | 210.9106 | 215.4097 | CD341 | 0 | 0 | 0 | 0 | 0 | 0 | 0 | 0 | 0 | 0 | 0 | CD341 | 3861 | 0.67711 | 0.69156 | 0.70631 | 0.72138 | 0.73676 | 0.75248 | 0.76853 | 0.78493 | 0.80167 | 0.81877
CD347 | 15.0632 | 15.9794 | 16.6097 | 16.9062 | 16.8492 | 16.4516 | 15.7574 | 14.8342 | 13.7629 | 12.6252 | CD347 | 1 | 16.2354 | 17.2229 | 17.9022 | 18.2218 | 18.1604 | 17.7319 | 16.9836 | 15.9886 | 14.8339 | 13.6077 | CD347 | -0.83 | -13.4754 | -14.295 | -14.8589 | -15.1241 | -15.0732 | -14.7175 | -14.0964 | -13.2705 | -12.3122 | -11.2944 | CD347 | 4318 | 0.069015 | 0.073213 | 0.0761 | 0.077459 | 0.077198 | 0.075376 | 0.072195 | 0.067966 | 0.063057 | 0.057845
CD349 | 9.8053 | 10.3933 | 10.7935 | 10.9752 | 10.9262 | 10.6557 | 10.1932 | 9.5837 | 8.8801 | 8.136 | CD349 | 1 | 10.5683 | 11.2022 | 11.6335 | 11.8293 | 11.7764 | 11.4849 | 10.9864 | 10.3295 | 9.5711 | 8.7691 | CD349 | 0.87 | 9.1945 | 9.7459 | 10.1211 | 10.2915 | 10.2455 | 9.9919 | 9.5582 | 8.9866 | 8.3269 | 7.6291 | CD349 | 1846 | 0.019206 | 0.020358 | 0.021142 | 0.021497 | 0.021401 | 0.020872 | 0.019966 | 0.018772 | 0.017394 | 0.015936
CD362 | 338.3337 | 340.4472 | 340.1827 | 337.5064 | 332.4634 | 325.1812 | 315.8679 | 304.8054 | 292.3367 | 278.8485 | CD362 | 1 | 364.6625 | 366.9405 | 366.6554 | 363.7709 | 358.3355 | 350.4865 | 340.4485 | 328.5251 | 315.0861 | 300.5482 | CD362 | 0.58 | 211.5043 | 212.8255 | 212.6601 | 210.9871 | 207.8346 | 203.2822 | 197.4601 | 190.5446 | 182.7499 | 174.318 | CD362 | 3558 | 1.2773 | 1.2853 | 1.2843 | 1.2742 | 1.2551 | 1.2276 | 1.1925 | 1.1507 | 1.1037 | 1.0527
CD402 | 128.6367 | 140.0045 | 151.9393 | 164.3809 | 177.2496 | 190.4444 | 203.8425 | 217.2999 | 230.6525 | 243.7187 | CD402 | 1 | 138.6471 | 150.8995 | 163.763 | 177.1729 | 191.043 | 205.2646 | 219.7054 | 234.21 | 248.6017 | 262.6847 | CD402 | 1.82 | 252.3377 | 274.6371 | 298.0487 | 322.4547 | 347.6983 | 373.5815 | 399.8637 | 426.2623 | 452.4551 | 478.0861 | CD402 | 31603 | 4.3136 | 4.6948 | 5.095 | 5.5122 | 5.9437 | 6.3862 | 6.8354 | 7.2867 | 7.7345 | 8.1726
CD405 | 513.5389 | 520.6418 | 527.9252 | 535.3926 | 543.0478 | 550.8944 | 558.9365 | 567.178 | 575.6229 | 584.2753 | CD405 | 1 | 553.502 | 561.1577 | 569.0079 | 577.0564 | 585.3073 | 593.7646 | 602.4325 | 611.3153 | 620.4174 | 629.7431 | CD405 | 5.63 | 3116.2163 | 3159.318 | 3203.5144 | 3248.8275 | 3295.2799 | 3342.8946 | 3391.695 | 3441.7052 | 3492.9498 | 3545.4538 | CD405 | 2066 | 1.1258 | 1.1413 | 1.1573 | 1.1737 | 1.1905 | 1.2077 | 1.2253 | 1.2433 | 1.2619 | 1.2808
CD406 | 917.362 | 987.6635 | 1059.9934 | 1133.8771 | 1208.7741 | 1284.0864 | 1359.1709 | 1433.3539 | 1505.9495 | 1576.2782 | CD406 | 1 | 988.7504 | 1064.5226 | 1142.4812 | 1222.1145 | 1302.8399 | 1384.0129 | 1464.9404 | 1544.8963 | 1623.1412 | 1698.9429 | CD406 | 2.96 | 2926.7011 | 3150.9869 | 3381.7443 | 3617.4588 | 3856.406 | 4096.6783 | 4336.2236 | 4572.8931 | 4804.4979 | 5028.8709 | CD406 | 1517 | 1.4766 | 1.5898 | 1.7062 | 1.8251 | 1.9457 | 2.0669 | 2.1878 | 2.3072 | 2.424 | 2.5372
CD501 | 241.7078 | 263.0812 | 285.5233 | 308.9217 | 333.1267 | 357.9493 | 383.1594 | 408.4865 | 433.6227 | 458.2271 | CD501 | 1 | 260.5173 | 283.554 | 307.7425 | 332.9617 | 359.0504 | 385.8046 | 412.9765 | 440.2746 | 467.3669 | 493.8859 | CD501 | 0.82 | 213.6242 | 232.5143 | 252.3488 | 273.0286 | 294.4213 | 316.3598 | 338.6407 | 361.0252 | 383.2409 | 404.9864 | CD501 | 8067 | 2.0689 | 2.2519 | 2.444 | 2.6443 | 2.8514 | 3.0639 | 3.2797 | 3.4965 | 3.7117 | 3.9223
CD504 | 4.6551 | 4.9091 | 5.174 | 5.4502 | 5.7375 | 6.0363 | 6.4258 | 6.8369 | 7.2704 | 7.7271 | CD504 | 1 | 5.0174 | 5.2911 | 5.5767 | 5.8743 | 6.184 | 6.5061 | 6.9259 | 7.369 | 7.8362 | 8.3284 | CD504 | 0.82 | 4.1143 | 4.3387 | 4.5729 | 4.8169 | 5.0709 | 5.335 | 5.6792 | 6.0426 | 6.4257 | 6.8293 | CD504 | 8067 | 0.039846 | 0.04202 | 0.044288 | 0.046651 | 0.049111 | 0.051669 | 0.055003 | 0.058522 | 0.062232 | 0.066141
CD506 | 13.2743 | 13.9983 | 14.7536 | 15.5406 | 16.3598 | 17.2114 | 18.0956 | 19.0125 | 19.9618 | 20.9435 | CD506 | 1 | 14.3073 | 15.0876 | 15.9017 | 16.75 | 17.6329 | 18.5508 | 19.5038 | 20.492 | 21.5153 | 22.5733 | CD506 | 0.82 | 11.732 | 12.3719 | 13.0394 | 13.735 | 14.459 | 15.2117 | 15.9931 | 16.8034 | 17.6425 | 18.5101 | CD506 | 16131 | 0.2272 | 0.2396 | 0.25252 | 0.266 | 0.28002 | 0.29459 | 0.30973 | 0.32542 | 0.34167 | 0.35847
CD509 | 8.2102 | 8.6563 | 9.1216 | 9.6062 | 10.1105 | 10.6345 | 11.1783 | 11.742 | 12.3255 | 12.9286 | CD509 | 1 | 8.8492 | 9.33 | 9.8314 | 10.3538 | 10.8973 | 11.4621 | 12.0482 | 12.6558 | 13.2847 | 13.9347 | CD509 | 0.86 | 7.6103 | 8.0238 | 8.455 | 8.9042 | 9.3716 | 9.8574 | 10.3615 | 10.884 | 11.4248 | 11.9838 | CD509 | 4872 | 0.042443 | 0.044749 | 0.047154 | 0.04966 | 0.052266 | 0.054975 | 0.057787 | 0.060701 | 0.063717 | 0.066835
CD513 | 16.6289 | 17.5325 | 18.4747 | 19.4563 | 20.4776 | 21.5389 | 22.6405 | 23.7822 | 24.9639 | 26.1854 | CD513 | 1 | 17.923 | 18.8968 | 19.9124 | 20.9704 | 22.0712 | 23.2151 | 24.4023 | 25.6329 | 26.9066 | 28.2231 | CD513 | 0.86 | 15.4137 | 16.2513 | 17.1247 | 18.0345 | 18.9812 | 19.965 | 20.986 | 22.0443 | 23.1397 | 24.2719 | CD513 | 4872 | 0.085964 | 0.090634 | 0.095506 | 0.10058 | 0.10586 | 0.11135 | 0.11704 | 0.12294 | 0.12905 | 0.13537
CD514 | 81.0516 | 85.4736 | 90.0868 | 94.8941 | 99.8979 | 105.0999 | 110.5012 | 116.1019 | 121.9016 | 127.8988 | CD514 | 1 | 87.359 | 92.125 | 97.0973 | 102.2787 | 107.6719 | 113.2787 | 119.1003 | 125.1368 | 131.3878 | 137.8518 | CD514 | 0.82 | 71.6344 | 75.5425 | 79.6197 | 83.8685 | 88.291 | 92.8886 | 97.6622 | 102.6122 | 107.738 | 113.0385 | CD514 | 8067 | 0.69377 | 0.73162 | 0.77111 | 0.81226 | 0.85509 | 0.89962 | 0.94585 | 0.99379 | 1.0434 | 1.0948
CD515 | 44.4701 | 46.8963 | 49.4274 | 52.065 | 54.8105 | 57.6646 | 60.6281 | 63.701 | 66.8831 | 70.1735 | CD515 | 1 | 47.9308 | 50.5457 | 53.2738 | 56.1167 | 59.0758 | 62.152 | 65.3461 | 68.6581 | 72.0878 | 75.6344 | CD515 | 0.82 | 39.3032 | 41.4475 | 43.6845 | 46.0157 | 48.4421 | 50.9647 | 53.5838 | 56.2997 | 59.112 | 62.0202 | CD515 | 8067 | 0.38065 | 0.40142 | 0.42308 | 0.44566 | 0.46916 | 0.49359 | 0.51895 | 0.54526 | 0.57249 | 0.60066
CD606 | 3.6975 | 3.9329 | 4.1818 | 4.4449 | 4.7229 | 5.0162 | 5.3257 | 5.6519 | 5.9954 | 6.357 | CD606 | 1 | 3.9852 | 4.2389 | 4.5072 | 4.7908 | 5.0904 | 5.4066 | 5.7401 | 6.0917 | 6.462 | 6.8517 | CD606 | 0.69 | 2.7498 | 2.9248 | 3.11 | 3.3057 | 3.5124 | 3.7306 | 3.9607 | 4.2033 | 4.4588 | 4.7277 | CD606 | 11048 | 0.043344 | 0.046104 | 0.049022 | 0.052106 | 0.055365 | 0.058804 | 0.062431 | 0.066255 | 0.070283 | 0.074522
CD608 | 75.3047 | 80.0468 | 85.0572 | 90.3475 | 95.9296 | 101.8154 | 108.0168 | 114.5459 | 121.4144 | 128.6341 | CD608 | 1 | 81.1648 | 86.276 | 91.6762 | 97.3782 | 103.3947 | 109.7386 | 116.4226 | 123.4598 | 130.8628 | 138.6443 | CD608 | 0.62 | 50.3222 | 53.4911 | 56.8393 | 60.3745 | 64.1047 | 68.0379 | 72.182 | 76.5451 | 81.1349 | 85.9595 | CD608 | 4304 | 0.3439 | 0.36556 | 0.38844 | 0.4126 | 0.43809 | 0.46497 | 0.4933 | 0.52311 | 0.55448 | 0.58745
CD609 | 7.6055 | 8.0897 | 8.6018 | 9.143 | 9.7147 | 10.3182 | 10.9547 | 11.6257 | 12.3324 | 13.0762 | CD609 | 1 | 8.1974 | 8.7193 | 9.2712 | 9.8546 | 10.4707 | 11.1212 | 11.8072 | 12.5304 | 13.2921 | 14.0938 | CD609 | 0.69 | 5.6562 | 6.0163 | 6.3971 | 6.7996 | 7.2248 | 7.6736 | 8.147 | 8.646 | 9.1716 | 9.7247 | CD609 | 11048 | 0.089157 | 0.094833 | 0.10084 | 0.10718 | 0.11388 | 0.12096 | 0.12842 | 0.13628 | 0.14457 | 0.15329
CD732 | 1e-06 | 15.7191 | 17.2586 | 18.9066 | 20.6621 | 22.5221 | 24.4812 | 26.5314 | 29.1628 | 31.9812 | CD732 | 1 | 1.0778e-06 | 16.9424 | 18.6017 | 20.3779 | 22.27 | 24.2747 | 26.3863 | 28.596 | 31.4323 | 34.4699 | CD732 | 2.72 | 2.9317e-06 | 46.0833 | 50.5965 | 55.4279 | 60.5745 | 66.0273 | 71.7707 | 77.7812 | 85.4958 | 93.7581 | CD732 | 11611 | 1.232e-08 | 0.19366 | 0.21263 | 0.23293 | 0.25456 | 0.27747 | 0.30161 | 0.32687 | 0.35929 | 0.39401
CL111 | 69.2214 | 77.3202 | 86.2824 | 96.1821 | 107.0962 | 119.1032 | 132.2833 | 146.7162 | 162.4808 | 179.6536 | CL111 | 1 | 74.6081 | 83.3372 | 92.9968 | 103.6669 | 115.4303 | 128.3718 | 142.5774 | 158.1335 | 175.125 | 193.6341 | CL111 | 0.64 | 47.7492 | 53.3358 | 59.518 | 66.3468 | 73.8754 | 82.1579 | 91.2496 | 101.2054 | 112.08 | 123.9258 | CL111 | 3311 | 0.24319 | 0.27164 | 0.30313 | 0.33791 | 0.37625 | 0.41843 | 0.46474 | 0.51544 | 0.57083 | 0.63116
CL112 | 46.7487 | 52.2182 | 58.2708 | 64.9566 | 72.3274 | 80.4364 | 89.3375 | 99.0848 | 109.7315 | 121.3291 | CL112 | 1 | 50.3866 | 56.2818 | 62.8054 | 70.0115 | 77.9559 | 86.6959 | 96.2897 | 106.7955 | 118.2707 | 130.7708 | CL112 | 0.64 | 32.2474 | 36.0203 | 40.1955 | 44.8073 | 49.8918 | 55.4854 | 61.6254 | 68.3491 | 75.6932 | 83.6933 | CL112 | 3311 | 0.16424 | 0.18345 | 0.20472 | 0.22821 | 0.2541 | 0.28259 | 0.31386 | 0.3481 | 0.38551 | 0.42625
CL121 | 17.1025 | 19.1034 | 21.3177 | 23.7637 | 26.4602 | 29.4268 | 32.6831 | 36.2491 | 40.144 | 44.3869 | CL121 | 1 | 18.4334 | 20.5901 | 22.9767 | 25.6129 | 28.5193 | 31.7167 | 35.2265 | 39.0699 | 43.268 | 47.8411 | CL121 | 0.64 | 11.7974 | 13.1776 | 14.7051 | 16.3923 | 18.2523 | 20.2987 | 22.545 | 25.0048 | 27.6915 | 30.6183 | CL121 | 3311 | 0.060084 | 0.067114 | 0.074893 | 0.083486 | 0.09296 | 0.10338 | 0.11482 | 0.12735 | 0.14103 | 0.15594
CL122 | 17.2189 | 19.2335 | 21.4629 | 23.9255 | 26.6403 | 29.6271 | 32.9057 | 36.4959 | 40.4174 | 44.6891 | CL122 | 1 | 18.5589 | 20.7303 | 23.1331 | 25.7873 | 28.7135 | 31.9327 | 35.4664 | 39.336 | 43.5626 | 48.1668 | CL122 | 0.64 | 11.8777 | 13.2674 | 14.8052 | 16.5039 | 18.3766 | 20.4369 | 22.6985 | 25.175 | 27.8801 | 30.8268 | CL122 | 3311 | 0.060493 | 0.067571 | 0.075403 | 0.084055 | 0.093593 | 0.10409 | 0.1156 | 0.12822 | 0.14199 | 0.157
CL141 | 45.8501 | 51.2145 | 57.1508 | 63.7081 | 70.9372 | 78.8904 | 87.6204 | 97.1803 | 107.6224 | 118.9971 | CL141 | 1 | 49.4182 | 55.2 | 61.5983 | 68.6658 | 76.4575 | 85.0295 | 94.4389 | 104.7428 | 115.9975 | 128.2574 | CL141 | 0.64 | 31.6276 | 35.328 | 39.4229 | 43.9461 | 48.9328 | 54.4189 | 60.4409 | 67.0354 | 74.2384 | 82.0847 | CL141 | 3311 | 0.16108 | 0.17993 | 0.20078 | 0.22382 | 0.24922 | 0.27716 | 0.30783 | 0.34141 | 0.3781 | 0.41806
CL151 | 516.1466 | 555.9382 | 596.6183 | 637.769 | 678.8972 | 719.4389 | 758.7671 | 796.2061 | 831.0502 | 862.5895 | CL151 | 1 | 556.3127 | 599.2008 | 643.0467 | 687.3996 | 731.7284 | 775.425 | 817.8137 | 858.1661 | 895.7218 | 929.7155 | CL151 | 0.64 | 356.0401 | 383.4885 | 411.5499 | 439.9358 | 468.3062 | 496.272 | 523.4008 | 549.2263 | 573.262 | 595.0179 | CL151 | 3311 | 1.8133 | 1.9531 | 2.096 | 2.2406 | 2.3851 | 2.5275 | 2.6657 | 2.7972 | 2.9196 | 3.0304
CL154 | 1e-06 | 127.1798 | 135.1887 | 143.6505 | 152.5852 | 162.0126 | 171.9529 | 182.4264 | 193.4531 | 205.0531 | CL154 | 1 | 1.0778e-06 | 137.0769 | 145.7089 | 154.8293 | 164.4592 | 174.6203 | 185.3341 | 196.6226 | 208.5074 | 221.0102 | CL154 | 0.64 | 6.898e-07 | 87.7292 | 93.2537 | 99.0907 | 105.2539 | 111.757 | 118.6138 | 125.8385 | 133.4448 | 141.4465 | CL154 | 3311 | 3.5132e-09 | 0.44681 | 0.47494 | 0.50467 | 0.53606 | 0.56918 | 0.6041 | 0.6409 | 0.67964 | 0.72039
CL161 | 1e-06 | 1.7244 | 1.8339 | 1.9497 | 2.0721 | 2.2014 | 2.3378 | 2.4816 | 2.6332 | 2.7928 | CL161 | 1 | 1.0778e-06 | 1.8585 | 1.9766 | 2.1014 | 2.2334 | 2.3727 | 2.5197 | 2.6747 | 2.8381 | 3.0102 | CL161 | 1.11 | 1.1964e-06 | 2.063 | 2.194 | 2.3326 | 2.479 | 2.6337 | 2.7968 | 2.9689 | 3.1503 | 3.3413 | CL161 | 7418 | 7.871e-09 | 0.013572 | 0.014435 | 0.015346 | 0.01631 | 0.017327 | 0.018401 | 0.019533 | 0.020726 | 0.021982
CL202 | 1e-06 | 2.7854 | 2.9625 | 3.1498 | 3.3478 | 3.5569 | 3.7776 | 4.0264 | 4.2902 | 4.5696 | CL202 | 1 | 1.0778e-06 | 3.0021 | 3.193 | 3.3949 | 3.6083 | 3.8337 | 4.0715 | 4.3397 | 4.624 | 4.9252 | CL202 | 0.73 | 7.8681e-07 | 2.1916 | 2.3309 | 2.4783 | 2.6341 | 2.7986 | 2.9722 | 3.168 | 3.3755 | 3.5954 | CL202 | 22098 | 2.3447e-08 | 0.06531 | 0.069463 | 0.073856 | 0.078497 | 0.0834 | 0.088575 | 0.094409 | 0.10059 | 0.10715
CL203 | 1e-06 | 71.6093 | 76.1994 | 81.0568 | 86.1941 | 91.624 | 97.3596 | 103.414 | 109.8003 | 116.532 | CL203 | 0 | 0 | 0 | 0 | 0 | 0 | 0 | 0 | 0 | 0 | 0 | CL203 | 0 | 0 | 0 | 0 | 0 | 0 | 0 | 0 | 0 | 0 | 0 | CL203 | 3311 | 3.5132e-09 | 0.25158 | 0.2677 | 0.28477 | 0.30282 | 0.32189 | 0.34204 | 0.36331 | 0.38575 | 0.4094
CL301 | 395.3527 | 403.7862 | 412.3995 | 421.1966 | 430.1813 | 439.3577 | 448.7298 | 458.3018 | 468.0781 | 478.0628 | CL301 | 1 | 426.1188 | 435.2085 | 444.4921 | 453.9737 | 463.6576 | 473.5481 | 483.6496 | 493.9665 | 504.5035 | 515.2653 | CL301 | 0.03 | 12.7836 | 13.0563 | 13.3348 | 13.6192 | 13.9097 | 14.2064 | 14.5095 | 14.819 | 15.1351 | 15.458 | CL301 | 4128 | 1.7317 | 1.7686 | 1.8063 | 1.8449 | 1.8842 | 1.9244 | 1.9655 | 2.0074 | 2.0502 | 2.094
CL302 | 97.3996 | 106.0586 | 115.1599 | 124.6599 | 134.5 | 144.6058 | 154.8862 | 165.2338 | 175.5256 | 185.625 | CL302 | 1 | 104.9792 | 114.312 | 124.1215 | 134.3608 | 144.9667 | 155.8589 | 166.9393 | 178.0922 | 189.1849 | 200.0702 | CL302 | 0 | 0 | 0 | 0 | 0 | 0 | 0 | 0 | 0 | 0 | 0 | CL302 | 4825 | 0.49865 | 0.54298 | 0.58958 | 0.63822 | 0.68859 | 0.74033 | 0.79296 | 0.84594 | 0.89863 | 0.95034
CL304 | 90.1453 | 90.8265 | 90.8809 | 90.2965 | 89.082 | 87.2678 | 84.9055 | 82.0668 | 78.8399 | 75.3251 | CL304 | 1 | 97.1603 | 97.8945 | 97.9531 | 97.3233 | 96.0143 | 94.0589 | 91.5128 | 88.4532 | 84.9751 | 81.1868 | CL304 | 0.15 | 14.574 | 14.6842 | 14.693 | 14.5985 | 14.4021 | 14.1088 | 13.7269 | 13.268 | 12.7463 | 12.178 | CL304 | 5069 | 0.48485 | 0.48852 | 0.48881 | 0.48566 | 0.47913 | 0.46937 | 0.45667 | 0.4414 | 0.42404 | 0.40514
CL305 | 1e-06 | 76.3869 | 84.2557 | 92.7592 | 101.9121 | 111.7215 | 122.1851 | 133.2898 | 145.0099 | 157.3054 | CL305 | 1 | 1.0778e-06 | 82.3313 | 90.8124 | 99.9776 | 109.8428 | 120.4155 | 131.6935 | 143.6623 | 156.2944 | 169.5468 | CL305 | 0.05 | 5.3891e-08 | 4.1166 | 4.5406 | 4.9989 | 5.4921 | 6.0208 | 6.5847 | 7.1831 | 7.8147 | 8.4773 | CL305 | 3429 | 3.6384e-09 | 0.27793 | 0.30656 | 0.3375 | 0.3708 | 0.40649 | 0.44456 | 0.48496 | 0.5276 | 0.57234
CL306 | 158.9615 | 173.0245 | 187.7919 | 203.1901 | 219.121 | 235.4604 | 252.0572 | 268.7338 | 285.2878 | 301.4951 | CL306 | 1 | 171.3318 | 186.4891 | 202.4057 | 219.0022 | 236.1728 | 253.7837 | 271.672 | 289.6464 | 307.4886 | 324.9572 | CL306 | 0.04 | 6.8533 | 7.4596 | 8.0962 | 8.7601 | 9.4469 | 10.1513 | 10.8669 | 11.5859 | 12.2995 | 12.9983 | CL306 | 5069 | 0.85498 | 0.93062 | 1.01 | 1.0929 | 1.1786 | 1.2664 | 1.3557 | 1.4454 | 1.5344 | 1.6216
CL311 | 50.1987 | 53.2384 | 55.3224 | 56.292 | 56.0826 | 54.7385 | 52.4076 | 49.317 | 45.7366 | 41.9393 | CL311 | 1 | 54.1051 | 57.3814 | 59.6276 | 60.6726 | 60.4469 | 58.9983 | 56.4859 | 53.1548 | 49.2958 | 45.203 | CL311 | -0.73 | -39.4967 | -41.8884 | -43.5281 | -44.291 | -44.1263 | -43.0687 | -41.2347 | -38.803 | -35.9859 | -32.9982 | CL311 | 4245 | 0.22611 | 0.2398 | 0.24919 | 0.25355 | 0.25261 | 0.24656 | 0.23606 | 0.22214 | 0.20601 | 0.1889
CL313 | 26.7657 | 28.364 | 29.4481 | 29.9346 | 29.7909 | 29.043 | 27.772 | 26.101 | 24.1754 | 22.1413 | CL313 | 1 | 28.8486 | 30.5713 | 31.7397 | 32.2641 | 32.1092 | 31.3031 | 29.9332 | 28.1322 | 26.0567 | 23.8643 | CL313 | 0.69 | 19.9055 | 21.0942 | 21.9004 | 22.2622 | 22.1554 | 21.5991 | 20.6539 | 19.4112 | 17.9792 | 16.4664 | CL313 | 1825 | 0.05183 | 0.054925 | 0.057025 | 0.057967 | 0.057689 | 0.05624 | 0.053779 | 0.050543 | 0.046814 | 0.042875
CL321 | 293.1529 | 299.4063 | 305.793 | 312.316 | 318.9782 | 325.7824 | 332.7318 | 339.8295 | 347.0785 | 354.4822 | CL321 | 1 | 315.9658 | 322.7058 | 329.5896 | 336.6202 | 343.8008 | 351.1346 | 358.6247 | 366.2747 | 374.0879 | 382.0677 | CL321 | 0 | 0 | 0 | 0 | 0 | 0 | 0 | 0 | 0 | 0 | 0 | CL321 | 3710 | 1.154 | 1.1786 | 1.2038 | 1.2295 | 1.2557 | 1.2825 | 1.3098 | 1.3378 | 1.3663 | 1.3954
CL326 | 1e-06 | 84.1576 | 92.8047 | 102.1448 | 112.193 | 122.9557 | 134.4289 | 146.5966 | 159.4285 | 172.8792 | CL326 | 1 | 1.0778e-06 | 90.7067 | 100.0267 | 110.0936 | 120.9238 | 132.524 | 144.89 | 158.0046 | 171.8351 | 186.3325 | CL326 | 0 | 0 | 0 | 0 | 0 | 0 | 0 | 0 | 0 | 0 | 0 | CL326 | 3429 | 3.6384e-09 | 0.3062 | 0.33766 | 0.37164 | 0.4082 | 0.44736 | 0.48911 | 0.53338 | 0.58007 | 0.629
CL332 | 139.015 | 147.4328 | 153.2041 | 155.8891 | 155.3093 | 151.5871 | 145.132 | 136.5732 | 126.6581 | 116.1424 | CL332 | 1 | 149.833 | 158.9059 | 165.1263 | 168.0203 | 167.3953 | 163.3835 | 156.426 | 147.2012 | 136.5145 | 125.1805 | CL332 | -0.73 | -109.3781 | -116.0013 | -120.5422 | -122.6548 | -122.1986 | -119.27 | -114.191 | -107.4569 | -99.6556 | -91.3818 | CL332 | 4245 | 0.62616 | 0.66407 | 0.69007 | 0.70216 | 0.69955 | 0.68278 | 0.65371 | 0.61516 | 0.5705 | 0.52313
CL334 | 66.5266 | 70.4992 | 73.1937 | 74.4028 | 74.0458 | 72.1868 | 69.0276 | 64.8744 | 60.0884 | 55.0325 | CL334 | 1 | 71.7036 | 75.9854 | 78.8896 | 80.1928 | 79.8079 | 77.8043 | 74.3993 | 69.9229 | 64.7644 | 59.315 | CL334 | 0.69 | 49.4755 | 52.4299 | 54.4338 | 55.333 | 55.0675 | 53.685 | 51.3355 | 48.2468 | 44.6874 | 40.9274 | CL334 | 1825 | 0.12883 | 0.13652 | 0.14174 | 0.14408 | 0.14339 | 0.13979 | 0.13367 | 0.12563 | 0.11636 | 0.10657
CL337 | 186.6162 | 207.5459 | 230.5252 | 255.6917 | 283.1792 | 313.1146 | 345.6139 | 380.7785 | 418.6907 | 459.4089 | CL337 | 1 | 201.1385 | 223.697 | 248.4645 | 275.5894 | 305.2159 | 337.4809 | 372.5093 | 410.4104 | 451.2729 | 495.1597 | CL337 | 0 | 0 | 0 | 0 | 0 | 0 | 0 | 0 | 0 | 0 | 0 | CL337 | 6421 | 1.2714 | 1.414 | 1.5706 | 1.7421 | 1.9293 | 2.1333 | 2.3547 | 2.5943 | 2.8526 | 3.13
CL338 | 26.6142 | 29.271 | 32.1298 | 35.1954 | 38.4711 | 41.9585 | 45.6575 | 49.5659 | 53.6798 | 57.9932 | CL338 | 1 | 28.6853 | 31.5489 | 34.6302 | 37.9343 | 41.4649 | 45.2237 | 49.2105 | 53.4231 | 57.8571 | 62.5062 | CL338 | 1.4 | 40.1594 | 44.1684 | 48.4822 | 53.1081 | 58.0509 | 63.3132 | 68.8947 | 74.7924 | 81 | 87.5087 | CL338 | 4029 | 0.11378 | 0.12513 | 0.13736 | 0.15046 | 0.16447 | 0.17937 | 0.19519 | 0.2119 | 0.22948 | 0.24792
CL341 | 106.2906 | 108.5579 | 110.8736 | 113.2387 | 115.6542 | 118.1213 | 120.641 | 123.2145 | 125.8428 | 128.5272 | CL341 | 1 | 114.562 | 117.0058 | 119.5017 | 122.0508 | 124.6544 | 127.3134 | 130.0292 | 132.8029 | 135.6358 | 138.5291 | CL341 | 0 | 0 | 0 | 0 | 0 | 0 | 0 | 0 | 0 | 0 | 0 | CL341 | 3710 | 0.41842 | 0.42734 | 0.43646 | 0.44577 | 0.45528 | 0.46499 | 0.47491 | 0.48504 | 0.49539 | 0.50596
CL347 | 9.7131 | 10.3013 | 10.7046 | 10.8922 | 10.8516 | 10.5916 | 10.1405 | 9.5425 | 8.8498 | 8.115 | CL347 | 1 | 10.469 | 11.1029 | 11.5376 | 11.7398 | 11.6961 | 11.4158 | 10.9297 | 10.2851 | 9.5384 | 8.7465 | CL347 | -0.73 | -7.6424 | -8.1052 | -8.4224 | -8.57 | -8.5382 | -8.3335 | -7.9787 | -7.5081 | -6.9631 | -6.385 | CL347 | 4245 | 0.04375 | 0.046399 | 0.048216 | 0.049061 | 0.048878 | 0.047707 | 0.045675 | 0.042982 | 0.039861 | 0.036552
CL349 | 6.3217 | 6.6992 | 6.9553 | 7.0702 | 7.0363 | 6.8596 | 6.5594 | 6.1647 | 5.7099 | 5.2295 | CL349 | 1 | 6.8137 | 7.2206 | 7.4965 | 7.6204 | 7.5838 | 7.3934 | 7.0698 | 6.6445 | 6.1543 | 5.6365 | CL349 | 0.69 | 4.7014 | 4.9822 | 5.1726 | 5.2581 | 5.2328 | 5.1015 | 4.8782 | 4.5847 | 4.2465 | 3.8892 | CL349 | 1825 | 0.012242 | 0.012973 | 0.013469 | 0.013691 | 0.013625 | 0.013283 | 0.012702 | 0.011938 | 0.011057 | 0.010127
CL362 | 217.497 | 218.8635 | 218.7017 | 216.9899 | 213.7566 | 209.0835 | 203.1044 | 196 | 187.9908 | 179.3251 | CL362 | 1 | 234.4224 | 235.8952 | 235.7209 | 233.8758 | 230.3909 | 225.3542 | 218.9098 | 211.2526 | 202.6201 | 193.28 | CL362 | 0.58 | 135.965 | 136.8192 | 136.7181 | 135.648 | 133.6267 | 130.7054 | 126.9677 | 122.5265 | 117.5196 | 112.1024 | CL362 | 3558 | 0.82111 | 0.82627 | 0.82566 | 0.8192 | 0.80699 | 0.78935 | 0.76678 | 0.73995 | 0.70972 | 0.677
CL402 | 82.7323 | 90.0433 | 97.7189 | 105.7204 | 113.9965 | 122.4823 | 131.0988 | 139.7533 | 148.3403 | 156.743 | CL402 | 1 | 89.1705 | 97.0504 | 105.3233 | 113.9475 | 122.8676 | 132.0137 | 141.3008 | 150.6288 | 159.884 | 168.9407 | CL402 | 1.82 | 162.2903 | 176.6317 | 191.6884 | 207.3844 | 223.6191 | 240.265 | 257.1674 | 274.1444 | 290.9889 | 307.472 | CL402 | 31603 | 2.7743 | 3.0194 | 3.2768 | 3.5451 | 3.8226 | 4.1072 | 4.3961 | 4.6863 | 4.9743 | 5.2561
CL403 | 47.6881 | 51.9023 | 56.3266 | 60.9388 | 65.7093 | 70.6006 | 75.5673 | 80.5559 | 85.5055 | 93.0283 | CL403 | 1 | 51.3992 | 55.9413 | 60.7099 | 65.681 | 70.8227 | 76.0947 | 81.4478 | 86.8246 | 92.1595 | 100.2677 | CL403 | 1.82 | 93.5465 | 101.8131 | 110.492 | 119.5394 | 128.8973 | 138.4923 | 148.2351 | 158.0209 | 167.7303 | 182.4873 | CL403 | 31603 | 1.5991 | 1.7404 | 1.8888 | 2.0435 | 2.2034 | 2.3674 | 2.534 | 2.7013 | 2.8673 | 3.1195
CL405 | 330.2547 | 334.8226 | 339.5065 | 344.3088 | 349.2318 | 354.278 | 359.4498 | 364.7499 | 370.1807 | 375.7451 | CL405 | 1 | 355.9549 | 360.8783 | 365.9267 | 371.1026 | 376.4087 | 381.8476 | 387.4219 | 393.1344 | 398.9879 | 404.9852 | CL405 | 5.63 | 2004.0261 | 2031.7446 | 2060.1671 | 2089.3078 | 2119.1811 | 2149.8019 | 2181.1853 | 2213.3467 | 2246.3018 | 2280.0669 | CL405 | 2066 | 0.72397 | 0.73399 | 0.74425 | 0.75478 | 0.76557 | 0.77664 | 0.78797 | 0.79959 | 0.8115 | 0.8237
CL406 | 589.4378 | 634.6209 | 681.1098 | 728.5998 | 776.7437 | 825.1576 | 873.4283 | 921.1231 | 967.8011 | 1013.0259 | CL406 | 1 | 635.3073 | 684.0065 | 734.1132 | 785.2988 | 837.1893 | 889.3707 | 941.3978 | 992.8041 | 1043.1146 | 1091.8587 | CL406 | 2.96 | 1880.5097 | 2024.6593 | 2172.975 | 2324.4845 | 2478.0802 | 2632.5372 | 2786.5374 | 2938.7002 | 3087.6192 | 3231.9018 | CL406 | 1517 | 0.94878 | 1.0215 | 1.0963 | 1.1728 | 1.2503 | 1.3282 | 1.4059 | 1.4827 | 1.5578 | 1.6306
CL501 | 155.4042 | 169.1471 | 183.5774 | 198.6228 | 214.1872 | 230.1491 | 246.3604 | 262.6476 | 278.8124 | 294.6358 | CL501 | 1 | 167.4976 | 182.31 | 197.8632 | 214.0794 | 230.8551 | 248.0591 | 265.532 | 283.0866 | 300.5094 | 317.5641 | CL501 | 0.82 | 137.348 | 149.4942 | 162.2478 | 175.5451 | 189.3012 | 203.4084 | 217.7362 | 232.131 | 246.4177 | 260.4026 | CL501 | 8067 | 1.3302 | 1.4478 | 1.5714 | 1.7001 | 1.8334 | 1.97 | 2.1088 | 2.2482 | 2.3865 | 2.522
CL504 | 2.993 | 3.1563 | 3.3266 | 3.5042 | 3.689 | 3.8811 | 4.1315 | 4.3958 | 4.6745 | 4.9681 | CL504 | 1 | 3.2259 | 3.4019 | 3.5855 | 3.7769 | 3.976 | 4.1831 | 4.453 | 4.7379 | 5.0383 | 5.3548 | CL504 | 0.82 | 2.6452 | 2.7895 | 2.9401 | 3.097 | 3.2603 | 3.4301 | 3.6515 | 3.8851 | 4.1314 | 4.3909 | CL504 | 8067 | 0.025619 | 0.027017 | 0.028475 | 0.029994 | 0.031576 | 0.03322 | 0.035364 | 0.037627 | 0.040012 | 0.042525
CL506 | 8.5361 | 9.0017 | 9.4874 | 9.9935 | 10.5203 | 11.068 | 11.6366 | 12.2262 | 12.8367 | 13.468 | CL506 | 1 | 9.2004 | 9.7022 | 10.2257 | 10.7712 | 11.339 | 11.9293 | 12.5421 | 13.1776 | 13.8356 | 14.516 | CL506 | 0.82 | 7.5443 | 7.9558 | 8.3851 | 8.8324 | 9.298 | 9.782 | 10.2845 | 10.8056 | 11.3452 | 11.9031 | CL506 | 16131 | 0.14611 | 0.15407 | 0.16239 | 0.17105 | 0.18007 | 0.18944 | 0.19917 | 0.20926 | 0.21971 | 0.23052
CL508 | 17.4034 | 18.3529 | 19.3435 | 20.3758 | 21.7219 | 23.146 | 24.6512 | 26.2408 | 27.9229 | 29.7018 | CL508 | 1 | 18.7577 | 19.7811 | 20.8488 | 21.9615 | 23.4123 | 24.9472 | 26.5696 | 28.2829 | 30.0959 | 32.0132 | CL508 | 0.82 | 15.3813 | 16.2205 | 17.096 | 18.0084 | 19.1981 | 20.4567 | 21.787 | 23.192 | 24.6786 | 26.2508 | CL508 | 8067 | 0.14897 | 0.15709 | 0.16557 | 0.17441 | 0.18593 | 0.19812 | 0.21101 | 0.22461 | 0.23901 | 0.25424
CL509 | 5.2919 | 5.5793 | 5.879 | 6.1911 | 6.5159 | 6.8534 | 7.2036 | 7.5666 | 7.9423 | 8.3306 | CL509 | 1 | 5.7037 | 6.0135 | 6.3365 | 6.6729 | 7.023 | 7.3867 | 7.7642 | 8.1555 | 8.5604 | 8.9789 | CL509 | 0.86 | 4.9052 | 5.1716 | 5.4493 | 5.7387 | 6.0397 | 6.3526 | 6.6772 | 7.0137 | 7.3619 | 7.7219 | CL509 | 4872 | 0.027357 | 0.028842 | 0.030391 | 0.032005 | 0.033684 | 0.035429 | 0.037239 | 0.039116 | 0.041058 | 0.043065
CL513 | 10.7182 | 11.3002 | 11.9072 | 12.5394 | 13.1972 | 13.8807 | 14.5901 | 15.3253 | 16.0863 | 16.8728 | CL513 | 1 | 11.5522 | 12.1796 | 12.8338 | 13.5152 | 14.2242 | 14.9609 | 15.7255 | 16.518 | 17.3381 | 18.1858 | CL513 | 0.86 | 9.9349 | 10.4744 | 11.037 | 11.6231 | 12.2328 | 12.8664 | 13.5239 | 14.2054 | 14.9108 | 15.6398 | CL513 | 4872 | 0.055408 | 0.058417 | 0.061554 | 0.064823 | 0.068223 | 0.071757 | 0.075424 | 0.079225 | 0.083159 | 0.087224
CL514 | 52.1115 | 54.9547 | 57.921 | 61.012 | 64.2294 | 67.5743 | 71.0473 | 74.6485 | 78.3778 | 82.2341 | CL514 | 1 | 56.1668 | 59.2313 | 62.4283 | 65.7599 | 69.2277 | 72.8329 | 76.5761 | 80.4576 | 84.4771 | 88.6335 | CL514 | 0.82 | 46.0567 | 48.5696 | 51.1912 | 53.9231 | 56.7667 | 59.7229 | 62.7924 | 65.9753 | 69.2712 | 72.6794 | CL514 | 8067 | 0.44606 | 0.47039 | 0.49578 | 0.52224 | 0.54978 | 0.57841 | 0.60814 | 0.63896 | 0.67089 | 0.70389
CL515 | 28.5917 | 30.1517 | 31.7792 | 33.4751 | 35.2404 | 37.0756 | 38.9811 | 40.957 | 43.0031 | 45.1189 | CL515 | 1 | 30.8167 | 32.4981 | 34.2522 | 36.0801 | 37.9828 | 39.9608 | 42.0146 | 44.1442 | 46.3496 | 48.63 | CL515 | 0.82 | 25.2697 | 26.6484 | 28.0868 | 29.5857 | 31.1459 | 32.7679 | 34.452 | 36.1983 | 38.0066 | 39.8766 | CL515 | 8067 | 0.24473 | 0.25809 | 0.27202 | 0.28653 | 0.30164 | 0.31735 | 0.33366 | 0.35058 | 0.36809 | 0.3862
CL608 | 49.1392 | 52.2298 | 55.4949 | 58.942 | 62.5789 | 66.4131 | 70.4524 | 74.7046 | 79.1772 | 83.8779 | CL608 | 1 | 52.9631 | 56.2943 | 59.8135 | 63.5289 | 67.4487 | 71.5813 | 75.935 | 80.5181 | 85.3388 | 90.4052 | CL608 | 0.62 | 32.8371 | 34.9025 | 37.0843 | 39.3879 | 41.8182 | 44.3804 | 47.0797 | 49.9212 | 52.91 | 56.0512 | CL608 | 4304 | 0.22441 | 0.23852 | 0.25344 | 0.26918 | 0.28579 | 0.3033 | 0.32174 | 0.34116 | 0.36159 | 0.38306
CL609 | 4.8903 | 5.2017 | 5.5309 | 5.8789 | 6.2465 | 6.6346 | 7.0439 | 7.4753 | 7.9297 | 8.408 | CL609 | 1 | 5.2709 | 5.6064 | 5.9613 | 6.3364 | 6.7326 | 7.1509 | 7.592 | 8.057 | 8.5468 | 9.0623 | CL609 | 0.69 | 3.6369 | 3.8684 | 4.1133 | 4.3721 | 4.6455 | 4.9341 | 5.2385 | 5.5593 | 5.8973 | 6.253 | CL609 | 11048 | 0.057328 | 0.060977 | 0.064837 | 0.068917 | 0.073226 | 0.077775 | 0.082573 | 0.087631 | 0.092958 | 0.098564
CL610 | 1.0676 | 1.1356 | 1.2075 | 1.2835 | 1.3637 | 1.4484 | 1.5378 | 1.632 | 1.7312 | 1.8356 | CL610 | 1 | 1.1507 | 1.224 | 1.3014 | 1.3833 | 1.4698 | 1.5611 | 1.6574 | 1.759 | 1.8659 | 1.9784 | CL610 | 0.69 | 0.79399 | 0.84454 | 0.898 | 0.9545 | 1.0142 | 1.0772 | 1.1436 | 1.2137 | 1.2875 | 1.3651 | CL610 | 11048 | 0.012515 | 0.013312 | 0.014155 | 0.015046 | 0.015986 | 0.016979 | 0.018027 | 0.019131 | 0.020294 | 0.021518
CL732 | 1e-06 | 10.1074 | 11.0974 | 12.1571 | 13.2859 | 14.4819 | 15.7417 | 17.0601 | 18.7522 | 20.5644 | CL732 | 1 | 1.0778e-06 | 10.894 | 11.961 | 13.1031 | 14.3198 | 15.6089 | 16.9667 | 18.3877 | 20.2114 | 22.1647 | CL732 | 2.72 | 2.9317e-06 | 29.6317 | 32.5338 | 35.6405 | 38.9499 | 42.4562 | 46.1494 | 50.0145 | 54.9751 | 60.288 | CL732 | 11611 | 1.232e-08 | 0.12452 | 0.13672 | 0.14978 | 0.16368 | 0.17842 | 0.19394 | 0.21018 | 0.23103 | 0.25335
CS111 | 26.4056 | 29.495 | 32.9138 | 36.6902 | 40.8535 | 45.4338 | 50.4615 | 55.9672 | 61.9809 | 68.5317 | CS111 | 1 | 28.4605 | 31.7903 | 35.4751 | 39.5454 | 44.0327 | 48.9694 | 54.3884 | 60.3225 | 66.8042 | 73.8648 | CS111 | 0.66 | 18.7839 | 20.9816 | 23.4136 | 26.1 | 29.0616 | 32.3198 | 35.8964 | 39.8129 | 44.0908 | 48.7508 | CS111 | 3311 | 0.092768 | 0.10362 | 0.11563 | 0.1289 | 0.14353 | 0.15962 | 0.17728 | 0.19662 | 0.21775 | 0.24077
CS112 | 17.833 | 19.9195 | 22.2283 | 24.7787 | 27.5904 | 30.6837 | 34.0792 | 37.7975 | 41.8588 | 46.2829 | CS112 | 1 | 19.2208 | 21.4696 | 23.9581 | 26.707 | 29.7375 | 33.0715 | 36.7312 | 40.7388 | 45.1162 | 49.8846 | CS112 | 0.66 | 12.6857 | 14.1699 | 15.8124 | 17.6266 | 19.6267 | 21.8272 | 24.2426 | 26.8876 | 29.7767 | 32.9238 | CS112 | 3311 | 0.062651 | 0.069981 | 0.078092 | 0.087053 | 0.096931 | 0.1078 | 0.11973 | 0.13279 | 0.14706 | 0.1626
CS121 | 6.524 | 7.2873 | 8.132 | 9.065 | 10.0937 | 11.2253 | 12.4675 | 13.8278 | 15.3136 | 16.9321 | CS121 | 1 | 7.0317 | 7.8544 | 8.7648 | 9.7705 | 10.8791 | 12.0988 | 13.4377 | 14.9038 | 16.5053 | 18.2497 | CS121 | 0.66 | 4.6409 | 5.1839 | 5.7848 | 6.4485 | 7.1802 | 7.9852 | 8.8689 | 9.8365 | 10.8935 | 12.0448 | CS121 | 3311 | 0.02292 | 0.025602 | 0.028569 | 0.031847 | 0.035461 | 0.039437 | 0.043801 | 0.04858 | 0.0538 | 0.059486
CS122 | 6.5684 | 7.3369 | 8.1874 | 9.1267 | 10.1624 | 11.3017 | 12.5524 | 13.9219 | 15.4178 | 17.0474 | CS122 | 1 | 7.0796 | 7.9079 | 8.8245 | 9.837 | 10.9532 | 12.1812 | 13.5292 | 15.0053 | 16.6176 | 18.374 | CS122 | 0.66 | 4.6725 | 5.2192 | 5.8242 | 6.4924 | 7.2291 | 8.0396 | 8.9293 | 9.9035 | 10.9676 | 12.1268 | CS122 | 3311 | 0.023076 | 0.025776 | 0.028764 | 0.032064 | 0.035702 | 0.039705 | 0.044099 | 0.04891 | 0.054166 | 0.059891
CS132 | 1e-06 | 88.6993 | 93.9435 | 99.4533 | 105.2371 | 111.3031 | 117.6592 | 124.3129 | 131.2709 | 138.5399 | CS132 | 1 | 1.0778e-06 | 95.6018 | 101.2541 | 107.1927 | 113.4266 | 119.9646 | 126.8154 | 133.9868 | 141.4863 | 149.3209 | CS132 | 0.64 | 6.898e-07 | 61.1852 | 64.8026 | 68.6033 | 72.593 | 76.7774 | 81.1618 | 85.7515 | 90.5513 | 95.5654 | CS132 | 3311 | 3.5132e-09 | 0.31162 | 0.33004 | 0.3494 | 0.36972 | 0.39103 | 0.41336 | 0.43674 | 0.46118 | 0.48672
CS141 | 17.4903 | 19.5366 | 21.8011 | 24.3025 | 27.0601 | 30.094 | 33.4242 | 37.071 | 41.0543 | 45.3933 | CS141 | 1 | 18.8513 | 21.0569 | 23.4976 | 26.1937 | 29.1659 | 32.4359 | 36.0252 | 39.9558 | 44.2491 | 48.9258 | CS141 | 0.66 | 12.4419 | 13.8976 | 15.5084 | 17.2878 | 19.2495 | 21.4077 | 23.7767 | 26.3708 | 29.2044 | 32.291 | CS141 | 3311 | 0.061447 | 0.068636 | 0.076591 | 0.085379 | 0.095068 | 0.10573 | 0.11743 | 0.13024 | 0.14423 | 0.15948
CS151 | 216.5635 | 233.6622 | 251.2256 | 269.0884 | 287.0533 | 304.8914 | 322.3451 | 339.1332 | 354.9578 | 369.5143 | CS151 | 1 | 233.4163 | 251.8456 | 270.7757 | 290.0287 | 309.3916 | 328.6178 | 347.4297 | 365.5242 | 382.5803 | 398.2696 | CS151 | 0.66 | 154.0548 | 166.2181 | 178.712 | 191.4189 | 204.1984 | 216.8877 | 229.3036 | 241.246 | 252.503 | 262.8579 | CS151 | 3311 | 0.76083 | 0.8209 | 0.8826 | 0.94536 | 1.0085 | 1.0711 | 1.1325 | 1.1914 | 1.247 | 1.2982
CS153 | 288.3331 | 311.0983 | 334.4822 | 358.2648 | 382.1833 | 405.9329 | 429.1708 | 451.5225 | 472.5915 | 491.972 | CS153 | 1 | 310.7709 | 335.3077 | 360.5113 | 386.1447 | 411.9245 | 437.5223 | 462.5685 | 486.6596 | 509.3681 | 530.2568 | CS153 | 0.66 | 205.1088 | 221.3031 | 237.9375 | 254.8555 | 271.8702 | 288.7647 | 305.2952 | 321.1953 | 336.183 | 349.9695 | CS153 | 3311 | 1.013 | 1.0929 | 1.1751 | 1.2587 | 1.3427 | 1.4261 | 1.5078 | 1.5863 | 1.6603 | 1.7284
CS154 | 1e-06 | 48.5148 | 51.6038 | 54.8708 | 58.3238 | 61.9713 | 65.8214 | 69.8827 | 74.1636 | 78.6727 | CS154 | 1 | 1.0778e-06 | 52.2901 | 55.6195 | 59.1408 | 62.8626 | 66.7938 | 70.9436 | 75.3209 | 79.935 | 84.7949 | CS154 | 0.64 | 6.898e-07 | 33.4657 | 35.5965 | 37.8501 | 40.232 | 42.748 | 45.4039 | 48.2054 | 51.1584 | 54.2687 | CS154 | 3311 | 3.5132e-09 | 0.17044 | 0.18129 | 0.19277 | 0.2049 | 0.21772 | 0.23124 | 0.24551 | 0.26055 | 0.27639
CS202 | 1e-06 | 1.2057 | 1.2825 | 1.3637 | 1.4495 | 1.5401 | 1.6358 | 1.7436 | 1.8578 | 1.9789 | CS202 | 1 | 1.0778e-06 | 1.2995 | 1.3823 | 1.4698 | 1.5623 | 1.66 | 1.7631 | 1.8793 | 2.0024 | 2.1329 | CS202 | 0.73 | 7.8681e-07 | 0.94865 | 1.0091 | 1.0729 | 1.1405 | 1.2118 | 1.2871 | 1.3719 | 1.4618 | 1.557 | CS202 | 22098 | 2.3447e-08 | 0.028271 | 0.030071 | 0.031974 | 0.033987 | 0.036112 | 0.038356 | 0.040882 | 0.043561 | 0.046399
CS203 | 1e-06 | 34.7764 | 36.9907 | 39.3325 | 41.8078 | 44.4223 | 47.1822 | 50.0934 | 53.1621 | 56.3942 | CS203 | 0 | 0 | 0 | 0 | 0 | 0 | 0 | 0 | 0 | 0 | 0 | CS203 | 0 | 0 | 0 | 0 | 0 | 0 | 0 | 0 | 0 | 0 | 0 | CS203 | 3311 | 3.5132e-09 | 0.12218 | 0.12996 | 0.13818 | 0.14688 | 0.15606 | 0.16576 | 0.17599 | 0.18677 | 0.19812
CS302 | 43.5317 | 47.3827 | 51.4267 | 55.6433 | 60.0058 | 64.4802 | 69.025 | 73.5916 | 78.1246 | 82.5626 | CS302 | 1 | 46.9193 | 51.07 | 55.4287 | 59.9735 | 64.6755 | 69.498 | 74.3964 | 79.3184 | 84.2042 | 88.9875 | CS302 | 0 | 0 | 0 | 0 | 0 | 0 | 0 | 0 | 0 | 0 | 0 | CS302 | 4825 | 0.22287 | 0.24258 | 0.26329 | 0.28487 | 0.30721 | 0.33012 | 0.35338 | 0.37676 | 0.39997 | 0.42269
CS304 | 40.2647 | 40.5136 | 40.4794 | 40.158 | 39.555 | 38.6856 | 37.5746 | 36.2556 | 34.7697 | 33.1627 | CS304 | 1 | 43.3981 | 43.6664 | 43.6294 | 43.2831 | 42.6331 | 41.696 | 40.4986 | 39.077 | 37.4754 | 35.7434 | CS304 | 0.15 | 6.5097 | 6.55 | 6.5444 | 6.4925 | 6.395 | 6.2544 | 6.0748 | 5.8616 | 5.6213 | 5.3615 | CS304 | 5069 | 0.21657 | 0.2179 | 0.21772 | 0.21599 | 0.21275 | 0.20807 | 0.2021 | 0.195 | 0.18701 | 0.17837
CS305 | 1e-06 | 34.2917 | 37.8145 | 41.6196 | 45.7129 | 50.0972 | 54.7708 | 59.727 | 64.9535 | 70.4317 | CS305 | 1 | 1.0778e-06 | 36.9602 | 40.7572 | 44.8584 | 49.2703 | 53.9957 | 59.033 | 64.3749 | 70.0081 | 75.9127 | CS305 | 0.05 | 5.3891e-08 | 1.848 | 2.0379 | 2.2429 | 2.4635 | 2.6998 | 2.9516 | 3.2187 | 3.5004 | 3.7956 | CS305 | 3429 | 3.6384e-09 | 0.12477 | 0.13758 | 0.15143 | 0.16632 | 0.18227 | 0.19928 | 0.21731 | 0.23633 | 0.25626
CS306 | 69.9649 | 76.1544 | 82.6539 | 89.431 | 96.4425 | 103.6337 | 110.9381 | 118.2777 | 125.5632 | 132.696 | CS306 | 1 | 75.4095 | 82.0806 | 89.0859 | 96.3904 | 103.9475 | 111.6984 | 119.5713 | 127.4819 | 135.3344 | 143.0223 | CS306 | 0.04 | 3.0164 | 3.2832 | 3.5634 | 3.8556 | 4.1579 | 4.4679 | 4.7829 | 5.0993 | 5.4134 | 5.7209 | CS306 | 5069 | 0.37631 | 0.4096 | 0.44456 | 0.48101 | 0.51872 | 0.5574 | 0.59669 | 0.63616 | 0.67535 | 0.71371
CS311 | 54.003 | 57.3946 | 59.7836 | 60.9928 | 60.9427 | 59.6686 | 57.3169 | 54.1209 | 50.3632 | 46.334 | CS311 | 1 | 58.2054 | 61.861 | 64.4359 | 65.7392 | 65.6852 | 64.312 | 61.7772 | 58.3325 | 54.2825 | 49.9397 | CS311 | -0.83 | -48.3105 | -51.3446 | -53.4818 | -54.5635 | -54.5187 | -53.3789 | -51.2751 | -48.416 | -45.0544 | -41.4499 | CS311 | 4210 | 0.24124 | 0.25639 | 0.26706 | 0.27246 | 0.27224 | 0.26655 | 0.25604 | 0.24176 | 0.22498 | 0.20698
CS313 | 11.4229 | 12.1403 | 12.6457 | 12.9014 | 12.8908 | 12.6213 | 12.1239 | 11.4479 | 10.653 | 9.8008 | CS313 | 1 | 12.3118 | 13.0851 | 13.6297 | 13.9054 | 13.894 | 13.6035 | 13.0674 | 12.3387 | 11.482 | 10.5634 | CS313 | 1.17 | 14.4049 | 15.3095 | 15.9468 | 16.2693 | 16.256 | 15.9161 | 15.2888 | 14.4363 | 13.434 | 12.3592 | CS313 | 1836 | 0.022253 | 0.023651 | 0.024635 | 0.025134 | 0.025113 | 0.024588 | 0.023619 | 0.022302 | 0.020753 | 0.019093
CS321 | 129.0176 | 131.7697 | 134.5806 | 137.4514 | 140.3834 | 143.378 | 146.4364 | 149.5601 | 152.7505 | 156.0088 | CS321 | 1 | 139.0577 | 142.0239 | 145.0535 | 148.1477 | 151.3079 | 154.5355 | 157.832 | 161.1988 | 164.6374 | 168.1493 | CS321 | 0 | 0 | 0 | 0 | 0 | 0 | 0 | 0 | 0 | 0 | 0 | CS321 | 3666 | 0.50186 | 0.51257 | 0.5235 | 0.53467 | 0.54607 | 0.55772 | 0.56962 | 0.58177 | 0.59418 | 0.60685
CS326 | 1e-06 | 37.0822 | 40.8918 | 45.0065 | 49.4329 | 54.174 | 59.2279 | 64.5874 | 70.2393 | 76.1633 | CS326 | 1 | 1.0778e-06 | 39.9679 | 44.0739 | 48.5088 | 53.2798 | 58.3898 | 63.8369 | 69.6135 | 75.7052 | 82.0902 | CS326 | 0 | 0 | 0 | 0 | 0 | 0 | 0 | 0 | 0 | 0 | 0 | CS326 | 3429 | 3.6384e-09 | 0.13492 | 0.14878 | 0.16375 | 0.17986 | 0.19711 | 0.21549 | 0.23499 | 0.25556 | 0.27711
CS332 | 149.5501 | 158.9424 | 165.5584 | 168.9069 | 168.7682 | 165.2399 | 158.7273 | 149.8767 | 139.4706 | 128.3124 | CS332 | 1 | 161.1879 | 171.3112 | 178.442 | 182.0511 | 181.9016 | 178.0987 | 171.0793 | 161.54 | 150.3241 | 138.2976 | CS332 | -0.83 | -133.786 | -142.1883 | -148.1069 | -151.1024 | -150.9783 | -147.8219 | -141.9959 | -134.0782 | -124.769 | -114.787 | CS332 | 4210 | 0.66805 | 0.71001 | 0.73957 | 0.75452 | 0.7539 | 0.73814 | 0.70905 | 0.66951 | 0.62303 | 0.57318
CS334 | 28.3918 | 30.175 | 31.431 | 32.0667 | 32.0404 | 31.3705 | 30.1341 | 28.4539 | 26.4783 | 24.3599 | CS334 | 1 | 30.6013 | 32.5232 | 33.8769 | 34.5621 | 34.5337 | 33.8118 | 32.4791 | 30.6681 | 28.5388 | 26.2556 | CS334 | 1.17 | 35.8035 | 38.0521 | 39.636 | 40.4377 | 40.4045 | 39.5598 | 38.0006 | 35.8817 | 33.3904 | 30.719 | CS334 | 1836 | 0.055311 | 0.058784 | 0.061231 | 0.06247 | 0.062419 | 0.061114 | 0.058705 | 0.055432 | 0.051583 | 0.047456
CS337 | 80.6231 | 89.6725 | 99.6094 | 110.494 | 122.3845 | 135.3363 | 149.4005 | 164.6214 | 181.0357 | 198.6696 | CS337 | 1 | 86.8971 | 96.6507 | 107.361 | 119.0925 | 131.9084 | 145.8681 | 161.0267 | 177.4321 | 195.1238 | 214.1299 | CS337 | 0 | 0 | 0 | 0 | 0 | 0 | 0 | 0 | 0 | 0 | 0 | CS337 | 6421 | 0.54929 | 0.61095 | 0.67865 | 0.75281 | 0.83382 | 0.92206 | 1.0179 | 1.1216 | 1.2334 | 1.3536
CS338 | 11.4465 | 12.5892 | 13.8187 | 15.1372 | 16.546 | 18.0459 | 19.6368 | 21.3178 | 23.0871 | 24.9423 | CS338 | 1 | 12.3372 | 13.5689 | 14.8941 | 16.3152 | 17.8336 | 19.4503 | 21.1649 | 22.9767 | 24.8838 | 26.8833 | CS338 | 1.4 | 17.2721 | 18.9964 | 20.8517 | 22.8412 | 24.9671 | 27.2304 | 29.6309 | 32.1674 | 34.8373 | 37.6366 | CS338 | 4029 | 0.048934 | 0.053819 | 0.059076 | 0.064712 | 0.070735 | 0.077147 | 0.083948 | 0.091134 | 0.098699 | 0.10663
CS341 | 46.7789 | 47.7767 | 48.7959 | 49.8367 | 50.8998 | 51.9856 | 53.0945 | 54.2271 | 55.3838 | 56.5653 | CS341 | 1 | 50.4191 | 51.4947 | 52.5931 | 53.715 | 54.8608 | 56.0311 | 57.2263 | 58.447 | 59.6938 | 60.9671 | CS341 | 0 | 0 | 0 | 0 | 0 | 0 | 0 | 0 | 0 | 0 | 0 | CS341 | 3666 | 0.18196 | 0.18585 | 0.18981 | 0.19386 | 0.19799 | 0.20222 | 0.20653 | 0.21094 | 0.21544 | 0.22003
CS347 | 10.4492 | 11.1055 | 11.5678 | 11.8017 | 11.792 | 11.5455 | 11.0905 | 10.4721 | 9.745 | 8.9653 | CS347 | 1 | 11.2624 | 11.9697 | 12.468 | 12.7201 | 12.7097 | 12.444 | 11.9535 | 11.287 | 10.5033 | 9.663 | CS347 | -0.83 | -9.3478 | -9.9349 | -10.3484 | -10.5577 | -10.549 | -10.3285 | -9.9214 | -9.3682 | -8.7178 | -8.0203 | CS347 | 4210 | 0.046678 | 0.049609 | 0.051674 | 0.052719 | 0.052676 | 0.051575 | 0.049542 | 0.04678 | 0.043532 | 0.040049
CS349 | 2.698 | 2.8674 | 2.9868 | 3.0472 | 3.0447 | 2.981 | 2.8635 | 2.7038 | 2.5161 | 2.3148 | CS349 | 1 | 2.9079 | 3.0905 | 3.2192 | 3.2843 | 3.2816 | 3.213 | 3.0864 | 2.9143 | 2.7119 | 2.495 | CS349 | 1.17 | 3.4023 | 3.6159 | 3.7664 | 3.8426 | 3.8395 | 3.7592 | 3.611 | 3.4097 | 3.1729 | 2.9191 | CS349 | 1836 | 0.0052559 | 0.005586 | 0.0058186 | 0.0059362 | 0.0059314 | 0.0058074 | 0.0055785 | 0.0052674 | 0.0049017 | 0.0045095
CS362 | 95.825 | 96.4174 | 96.3358 | 95.5711 | 94.1359 | 92.0668 | 89.4227 | 86.2839 | 82.7474 | 78.9231 | CS362 | 1 | 103.2821 | 103.9205 | 103.8326 | 103.0083 | 101.4615 | 99.2313 | 96.3815 | 92.9984 | 89.1868 | 85.0648 | CS362 | 0.58 | 59.9036 | 60.2739 | 60.2229 | 59.7448 | 58.8477 | 57.5542 | 55.9013 | 53.9391 | 51.7283 | 49.3376 | CS362 | 3558 | 0.36177 | 0.364 | 0.36369 | 0.36081 | 0.35539 | 0.34758 | 0.3376 | 0.32575 | 0.31239 | 0.29796
CS402 | 36.2881 | 39.4984 | 42.8694 | 46.3844 | 50.021 | 53.7508 | 57.5394 | 61.3461 | 65.1248 | 68.8243 | CS402 | 1 | 39.112 | 42.5721 | 46.2055 | 49.994 | 53.9136 | 57.9337 | 62.017 | 66.12 | 70.1928 | 74.1802 | CS402 | 1.82 | 71.1839 | 77.4812 | 84.0939 | 90.9891 | 98.1227 | 105.4393 | 112.871 | 120.3384 | 127.7508 | 135.0079 | CS402 | 31603 | 1.2168 | 1.3245 | 1.4375 | 1.5554 | 1.6774 | 1.8024 | 1.9295 | 2.0571 | 2.1838 | 2.3079
CS405 | 145.3463 | 147.3566 | 149.418 | 151.5315 | 153.6981 | 155.919 | 158.1951 | 160.5277 | 162.9178 | 165.3667 | CS405 | 1 | 156.657 | 158.8238 | 161.0456 | 163.3235 | 165.6588 | 168.0524 | 170.5057 | 173.0198 | 175.5959 | 178.2354 | CS405 | 5.63 | 881.9788 | 894.1778 | 906.6867 | 919.5116 | 932.6589 | 946.1353 | 959.9472 | 974.1015 | 988.6052 | 1003.4653 | CS405 | 2066 | 0.31862 | 0.32303 | 0.32755 | 0.33218 | 0.33693 | 0.3418 | 0.34679 | 0.3519 | 0.35714 | 0.36251
CS406 | 262.0779 | 282.105 | 302.6998 | 323.7256 | 345.027 | 366.4324 | 387.7574 | 408.8093 | 429.3918 | 449.3114 | CS406 | 1 | 282.4726 | 304.0582 | 326.2556 | 348.9177 | 371.8768 | 394.9479 | 417.9324 | 440.6225 | 462.8068 | 484.2765 | CS406 | 2.96 | 836.1189 | 900.0122 | 965.7167 | 1032.7963 | 1100.7552 | 1169.0458 | 1237.0799 | 1304.2425 | 1369.908 | 1433.4583 | CS406 | 1517 | 0.42185 | 0.45409 | 0.48724 | 0.52108 | 0.55537 | 0.58982 | 0.62415 | 0.65804 | 0.69117 | 0.72323
CS501 | 68.317 | 74.3607 | 80.7071 | 87.3246 | 94.1709 | 101.1928 | 108.3252 | 115.4919 | 122.6058 | 129.5706 | CS501 | 1 | 73.6334 | 80.1474 | 86.9877 | 94.1201 | 101.4992 | 109.0675 | 116.755 | 124.4793 | 132.1468 | 139.6536 | CS501 | 0.82 | 60.3794 | 65.7209 | 71.3299 | 77.1785 | 83.2294 | 89.4354 | 95.7391 | 102.0731 | 108.3604 | 114.516 | CS501 | 8067 | 0.58477 | 0.6365 | 0.69082 | 0.74747 | 0.80607 | 0.86617 | 0.92722 | 0.98857 | 1.0495 | 1.1091
CS504 | 1.3157 | 1.3875 | 1.4625 | 1.5405 | 1.6218 | 1.7063 | 1.8164 | 1.9326 | 2.0551 | 2.1842 | CS504 | 1 | 1.4181 | 1.4955 | 1.5763 | 1.6604 | 1.748 | 1.8391 | 1.9577 | 2.083 | 2.2151 | 2.3542 | CS504 | 0.82 | 1.1629 | 1.2263 | 1.2925 | 1.3615 | 1.4334 | 1.508 | 1.6053 | 1.7081 | 1.8164 | 1.9304 | CS504 | 8067 | 0.011262 | 0.011877 | 0.012518 | 0.013186 | 0.013882 | 0.014605 | 0.015548 | 0.016542 | 0.017591 | 0.018696
CS506 | 3.7474 | 3.9519 | 4.1652 | 4.3876 | 4.619 | 4.8597 | 5.1095 | 5.3686 | 5.6369 | 5.9143 | CS506 | 1 | 4.039 | 4.2594 | 4.4894 | 4.729 | 4.9785 | 5.2378 | 5.5071 | 5.7864 | 6.0756 | 6.3746 | CS506 | 0.82 | 3.312 | 3.4927 | 3.6813 | 3.8778 | 4.0824 | 4.295 | 4.5158 | 4.7448 | 4.982 | 5.2272 | CS506 | 16131 | 0.06414 | 0.067641 | 0.071293 | 0.075098 | 0.07906 | 0.083178 | 0.087455 | 0.091889 | 0.096482 | 0.10123
CS509 | 2.2835 | 2.4081 | 2.5381 | 2.6736 | 2.8146 | 2.9613 | 3.1135 | 3.2714 | 3.4349 | 3.6039 | CS509 | 1 | 2.4612 | 2.5955 | 2.7356 | 2.8817 | 3.0337 | 3.1917 | 3.3558 | 3.526 | 3.7022 | 3.8844 | CS509 | 0.86 | 2.1166 | 2.2321 | 2.3526 | 2.4782 | 2.609 | 2.7449 | 2.886 | 3.0323 | 3.1839 | 3.3406 | CS509 | 4872 | 0.011804 | 0.012449 | 0.013121 | 0.013821 | 0.01455 | 0.015308 | 0.016095 | 0.016912 | 0.017757 | 0.018631
CS513 | 4.6249 | 4.8773 | 5.1407 | 5.4151 | 5.7007 | 5.9977 | 6.3061 | 6.6258 | 6.957 | 7.2994 | CS513 | 1 | 4.9848 | 5.2569 | 5.5407 | 5.8365 | 6.1444 | 6.4644 | 6.7968 | 7.1414 | 7.4983 | 7.8674 | CS513 | 0.86 | 4.287 | 4.5209 | 4.765 | 5.0194 | 5.2842 | 5.5594 | 5.8452 | 6.1416 | 6.4486 | 6.766 | CS513 | 4872 | 0.023909 | 0.025213 | 0.026575 | 0.027993 | 0.02947 | 0.031005 | 0.032599 | 0.034252 | 0.035964 | 0.037734
CS514 | 22.9087 | 24.1589 | 25.4633 | 26.8226 | 28.2375 | 29.7085 | 31.2359 | 32.8197 | 34.4599 | 36.156 | CS514 | 1 | 24.6914 | 26.0389 | 27.4448 | 28.9099 | 30.4349 | 32.0204 | 33.6666 | 35.3737 | 37.1416 | 38.9697 | CS514 | 0.82 | 20.2469 | 21.3519 | 22.5048 | 23.7061 | 24.9566 | 26.2567 | 27.6066 | 29.0065 | 30.4561 | 31.9551 | CS514 | 8067 | 0.19609 | 0.20679 | 0.21796 | 0.22959 | 0.2417 | 0.25429 | 0.26737 | 0.28092 | 0.29496 | 0.30948
CS515 | 12.5692 | 13.2551 | 13.9708 | 14.7166 | 15.4929 | 16.3 | 17.138 | 18.007 | 18.9069 | 19.8375 | CS515 | 1 | 13.5473 | 14.2866 | 15.058 | 15.8618 | 16.6986 | 17.5685 | 18.4717 | 19.4083 | 20.3783 | 21.3813 | CS515 | 0.82 | 11.1088 | 11.715 | 12.3476 | 13.0067 | 13.6928 | 14.4061 | 15.1468 | 15.9148 | 16.7102 | 17.5326 | CS515 | 8067 | 0.10759 | 0.11346 | 0.11958 | 0.12597 | 0.13261 | 0.13952 | 0.1467 | 0.15413 | 0.16184 | 0.1698
CS608 | 18.474 | 19.6502 | 20.8943 | 22.2092 | 23.5981 | 25.0642 | 26.6107 | 28.2408 | 29.9578 | 31.7649 | CS608 | 1 | 19.9116 | 21.1794 | 22.5202 | 23.9375 | 25.4345 | 27.0147 | 28.6815 | 30.4385 | 32.2891 | 34.2368 | CS608 | 0.62 | 12.3452 | 13.1312 | 13.9626 | 14.8412 | 15.7694 | 16.7491 | 17.7825 | 18.8719 | 20.0193 | 21.2268 | CS608 | 4304 | 0.084368 | 0.089739 | 0.095421 | 0.10143 | 0.10777 | 0.11446 | 0.12153 | 0.12897 | 0.13681 | 0.14507
CS610 | 0.46901 | 0.49887 | 0.53046 | 0.56384 | 0.5991 | 0.63632 | 0.67558 | 0.71697 | 0.76056 | 0.80644 | CS610 | 1 | 0.50551 | 0.5377 | 0.57174 | 0.60772 | 0.64572 | 0.68584 | 0.72816 | 0.77276 | 0.81975 | 0.86919 | CS610 | 0.69 | 0.3488 | 0.37101 | 0.3945 | 0.41932 | 0.44555 | 0.47323 | 0.50243 | 0.53321 | 0.56562 | 0.59974 | CS610 | 11048 | 0.0054981 | 0.0058481 | 0.0062184 | 0.0066097 | 0.0070231 | 0.0074594 | 0.0079196 | 0.0084048 | 0.0089158 | 0.0094536
CS732 | 1e-06 | 4.4398 | 4.8748 | 5.3405 | 5.8366 | 6.3623 | 6.916 | 7.4956 | 8.2391 | 9.0355 | CS732 | 1 | 1.0778e-06 | 4.7853 | 5.2541 | 5.7561 | 6.2908 | 6.8574 | 7.4542 | 8.0789 | 8.8803 | 9.7386 | CS732 | 2.72 | 2.9317e-06 | 13.016 | 14.2912 | 15.6565 | 17.1109 | 18.6521 | 20.2755 | 21.9746 | 24.1544 | 26.4891 | CS732 | 11611 | 1.232e-08 | 0.054698 | 0.060058 | 0.065795 | 0.071907 | 0.078384 | 0.085206 | 0.092346 | 0.10151 | 0.11132
IND107 | 1e-06 | 1.4016 | 1.5389 | 1.6859 | 1.8425 | 2.0084 | 2.1831 | 2.366 | 2.5561 | 2.7521 | IND107 | 1 | 1.0778e-06 | 1.5107 | 1.6587 | 1.8171 | 1.9859 | 2.1647 | 2.353 | 2.5501 | 2.755 | 2.9662 | IND107 | 0.9 | 9.7004e-07 | 1.3596 | 1.4928 | 1.6354 | 1.7873 | 1.9482 | 2.1177 | 2.2951 | 2.4795 | 2.6696 | IND107 | 7348 | 7.7967e-09 | 0.010928 | 0.011999 | 0.013145 | 0.014365 | 0.015659 | 0.017021 | 0.018447 | 0.019929 | 0.021457
IND110 | 1e-06 | 5.2124 | 5.7229 | 6.2695 | 6.8518 | 7.4687 | 8.1185 | 8.7986 | 9.5054 | 10.2343 | IND110 | 1 | 1.0778e-06 | 5.618 | 6.1683 | 6.7574 | 7.385 | 8.0499 | 8.7503 | 9.4833 | 10.2451 | 11.0307 | IND110 | 0.9 | 9.7004e-07 | 5.0562 | 5.5515 | 6.0817 | 6.6465 | 7.2449 | 7.8753 | 8.535 | 9.2206 | 9.9277 | IND110 | 7348 | 7.7967e-09 | 0.040639 | 0.04462 | 0.048882 | 0.053421 | 0.058231 | 0.063298 | 0.068601 | 0.074111 | 0.079794
IND111 | 1.0606 | 1.1847 | 1.322 | 1.4737 | 1.6409 | 1.8249 | 2.0268 | 2.248 | 2.4895 | 2.7527 | IND111 | 1 | 1.1431 | 1.2769 | 1.4249 | 1.5884 | 1.7686 | 1.9669 | 2.1846 | 2.4229 | 2.6833 | 2.9669 | IND111 | 0.9 | 1.0288 | 1.1492 | 1.2824 | 1.4296 | 1.5918 | 1.7702 | 1.9661 | 2.1806 | 2.4149 | 2.6702 | IND111 | 7348 | 0.0082693 | 0.0092368 | 0.010307 | 0.01149 | 0.012794 | 0.014228 | 0.015803 | 0.017527 | 0.01941 | 0.021462
IND113 | 1e-06 | 5.4113 | 5.9414 | 6.5088 | 7.1133 | 7.7538 | 8.4284 | 9.1344 | 9.8682 | 10.6249 | IND113 | 1 | 1.0778e-06 | 5.8324 | 6.4037 | 7.0153 | 7.6668 | 8.3571 | 9.0843 | 9.8453 | 10.6361 | 11.4517 | IND113 | 0.9 | 9.7004e-07 | 5.2492 | 5.7633 | 6.3138 | 6.9001 | 7.5214 | 8.1759 | 8.8608 | 9.5725 | 10.3066 | IND113 | 7348 | 7.7967e-09 | 0.04219 | 0.046323 | 0.050747 | 0.05546 | 0.060454 | 0.065714 | 0.071219 | 0.07694 | 0.082839
IND114 | 1e-06 | 0.010104 | 0.011094 | 0.012153 | 0.013282 | 0.014477 | 0.015737 | 0.017054 | 0.018424 | 0.019836 | IND114 | 1 | 1.0778e-06 | 0.010891 | 0.011957 | 0.013099 | 0.014315 | 0.015604 | 0.016961 | 0.018382 | 0.019858 | 0.02138 | IND114 | 0.94 | 1.0132e-06 | 0.010237 | 0.01124 | 0.012313 | 0.013456 | 0.014668 | 0.015944 | 0.017279 | 0.018666 | 0.020097 | IND114 | 11487 | 1.2188e-08 | 0.00012316 | 0.00013522 | 0.00014813 | 0.00016188 | 0.00017646 | 0.00019181 | 0.00020787 | 0.00022456 | 0.00024177
IND115 | 1e-06 | 0.050777 | 0.05575 | 0.061074 | 0.066745 | 0.072753 | 0.079081 | 0.085704 | 0.092587 | 0.099684 | IND115 | 1 | 1.0778e-06 | 0.054729 | 0.060089 | 0.065827 | 0.071939 | 0.078415 | 0.085235 | 0.092374 | 0.099792 | 0.10744 | IND115 | 0.94 | 1.0132e-06 | 0.051445 | 0.056483 | 0.061877 | 0.067622 | 0.07371 | 0.080121 | 0.086831 | 0.093804 | 0.10099 | IND115 | 11487 | 1.2188e-08 | 0.0006189 | 0.00067951 | 0.0007444 | 0.00081352 | 0.00088675 | 0.00096388 | 0.0010446 | 0.0011285 | 0.001215
IND202 | 1e-06 | 48.7656 | 53.5424 | 58.6561 | 64.1036 | 69.8754 | 75.9551 | 82.318 | 88.9304 | 95.7497 | IND202 | 1 | 1.0778e-06 | 52.5605 | 57.7091 | 63.2207 | 69.0921 | 75.3131 | 81.8659 | 88.7239 | 95.8509 | 103.2009 | IND202 | 0.9 | 9.7004e-07 | 47.3045 | 51.9382 | 56.8986 | 62.1829 | 67.7818 | 73.6793 | 79.8515 | 86.2658 | 92.8808 | IND202 | 7348 | 7.7967e-09 | 0.38021 | 0.41746 | 0.45733 | 0.4998 | 0.5448 | 0.5922 | 0.64181 | 0.69337 | 0.74653
IND203 | 1e-06 | 9.2303 | 10.1342 | 11.1018 | 12.1325 | 13.2245 | 14.3747 | 15.5783 | 16.8291 | 18.1189 | IND203 | 1 | 1.0778e-06 | 9.9486 | 10.9228 | 11.9657 | 13.0766 | 14.2536 | 15.4933 | 16.7906 | 18.1387 | 19.5289 | IND203 | 1.91 | 2.0586e-06 | 19.0018 | 20.8626 | 22.8545 | 24.9764 | 27.2244 | 29.5922 | 32.0701 | 34.645 | 37.3002 | IND203 | 15560 | 1.651e-08 | 0.15239 | 0.16732 | 0.18329 | 0.20031 | 0.21834 | 0.23733 | 0.2572 | 0.27785 | 0.29915
IND207 | 1e-06 | 1.161 | 1.2747 | 1.3965 | 1.5262 | 1.6636 | 1.8083 | 1.9598 | 2.1173 | 2.2796 | IND207 | 1 | 1.0778e-06 | 1.2514 | 1.3739 | 1.5052 | 1.6449 | 1.7931 | 1.9491 | 2.1123 | 2.282 | 2.457 | IND207 | 0.9 | 9.7004e-07 | 1.1262 | 1.2365 | 1.3546 | 1.4804 | 1.6137 | 1.7542 | 1.9011 | 2.0538 | 2.2113 | IND207 | 7348 | 7.7967e-09 | 0.0090521 | 0.0099388 | 0.010888 | 0.011899 | 0.012971 | 0.014099 | 0.01528 | 0.016508 | 0.017773
IND210 | 1e-06 | 4.3175 | 4.7404 | 5.1932 | 5.6755 | 6.1865 | 6.7248 | 7.2881 | 7.8735 | 8.4773 | IND210 | 1 | 1.0778e-06 | 4.6535 | 5.1093 | 5.5973 | 6.1171 | 6.6679 | 7.2481 | 7.8553 | 8.4863 | 9.137 | IND210 | 0.9 | 9.7004e-07 | 4.1881 | 4.5984 | 5.0376 | 5.5054 | 6.0011 | 6.5233 | 7.0697 | 7.6376 | 8.2233 | IND210 | 7348 | 7.7967e-09 | 0.033662 | 0.03696 | 0.04049 | 0.04425 | 0.048234 | 0.052431 | 0.056823 | 0.061388 | 0.066095
IND211 | 1e-06 | 0.59818 | 0.66817 | 0.74561 | 0.83116 | 0.92548 | 1.0292 | 1.1431 | 1.2679 | 1.4041 | IND211 | 1 | 1.0778e-06 | 0.64473 | 0.72016 | 0.80364 | 0.89584 | 0.9975 | 1.1093 | 1.2321 | 1.3665 | 1.5133 | IND211 | 0.9 | 9.7004e-07 | 0.58026 | 0.64815 | 0.72327 | 0.80626 | 0.89775 | 0.9984 | 1.1089 | 1.2299 | 1.362 | IND211 | 7348 | 7.7967e-09 | 0.0046638 | 0.0052095 | 0.0058133 | 0.0064803 | 0.0072157 | 0.0080247 | 0.0089127 | 0.0098851 | 0.010947
IND213 | 1e-06 | 4.4823 | 4.9214 | 5.3914 | 5.8921 | 6.4226 | 6.9814 | 7.5663 | 8.3167 | 9.1205 | IND213 | 1 | 1.0778e-06 | 4.8311 | 5.3043 | 5.8109 | 6.3506 | 6.9224 | 7.5247 | 8.1551 | 8.9639 | 9.8303 | IND213 | 0.9 | 9.7004e-07 | 4.348 | 4.7739 | 5.2298 | 5.7155 | 6.2302 | 6.7722 | 7.3395 | 8.0676 | 8.8473 | IND213 | 7348 | 7.7967e-09 | 0.034947 | 0.03837 | 0.042035 | 0.045939 | 0.050075 | 0.054432 | 0.058992 | 0.064843 | 0.07111
IND214 | 1e-06 | 4.1234 | 4.5274 | 4.9598 | 5.4205 | 5.9087 | 6.4229 | 6.961 | 7.5203 | 8.0971 | IND214 | 1 | 1.0778e-06 | 4.4443 | 4.8797 | 5.3458 | 5.8424 | 6.3685 | 6.9227 | 7.5027 | 8.1055 | 8.7272 | IND214 | 0.93 | 1.0024e-06 | 4.1332 | 4.5381 | 4.9716 | 5.4334 | 5.9227 | 6.4381 | 6.9775 | 7.5381 | 8.1163 | IND214 | 5759 | 6.1107e-09 | 0.025197 | 0.027665 | 0.030308 | 0.033123 | 0.036106 | 0.039248 | 0.042536 | 0.045954 | 0.049479
IND215 | 1e-06 | 0.0060626 | 0.0066563 | 0.0072919 | 0.007969 | 0.0086864 | 0.0094419 | 0.010233 | 0.011054 | 0.011902 | IND215 | 1 | 1.0778e-06 | 0.0065344 | 0.0071743 | 0.0078594 | 0.0085891 | 0.0093623 | 0.010177 | 0.011029 | 0.011915 | 0.012828 | IND215 | 0.94 | 1.0132e-06 | 0.0061423 | 0.0067439 | 0.0073878 | 0.0080738 | 0.0088006 | 0.0095661 | 0.010367 | 0.0112 | 0.012058 | IND215 | 11487 | 1.2188e-08 | 7.3894e-05 | 8.1131e-05 | 8.8878e-05 | 9.713e-05 | 0.00010587 | 0.00011508 | 0.00012472 | 0.00013474 | 0.00014506
IND216 | 1e-06 | 0.030466 | 0.03345 | 0.036644 | 0.040047 | 0.043652 | 0.047449 | 0.051423 | 0.055552 | 0.05981 | IND216 | 1 | 1.0778e-06 | 0.032837 | 0.036053 | 0.039496 | 0.043163 | 0.047049 | 0.051141 | 0.055424 | 0.059875 | 0.064465 | IND216 | 0.94 | 1.0132e-06 | 0.030867 | 0.03389 | 0.037126 | 0.040573 | 0.044226 | 0.048073 | 0.052099 | 0.056282 | 0.060597 | IND216 | 11487 | 1.2188e-08 | 0.00037134 | 0.00040771 | 0.00044664 | 0.00048811 | 0.00053205 | 0.00057833 | 0.00062676 | 0.00067709 | 0.000729
IND303 | 1e-06 | 101.3435 | 111.2705 | 121.8976 | 133.2184 | 145.2133 | 157.848 | 171.071 | 184.8129 | 198.9846 | IND303 | 1 | 1.0778e-06 | 109.2299 | 119.9295 | 131.3836 | 143.5853 | 156.5137 | 170.1316 | 184.3836 | 199.1949 | 214.4694 | IND303 | 0.9 | 9.7004e-07 | 98.3069 | 107.9365 | 118.2452 | 129.2268 | 140.8623 | 153.1184 | 165.9453 | 179.2754 | 193.0224 | IND303 | 7348 | 7.7967e-09 | 0.79015 | 0.86755 | 0.9504 | 1.0387 | 1.1322 | 1.2307 | 1.3338 | 1.4409 | 1.5514
IND307 | 1e-06 | 1.8137 | 1.9914 | 2.1816 | 2.3842 | 2.5988 | 2.825 | 3.0616 | 3.3075 | 3.5612 | IND307 | 1 | 1.0778e-06 | 1.9549 | 2.1463 | 2.3513 | 2.5697 | 2.8011 | 3.0448 | 3.2999 | 3.5649 | 3.8383 | IND307 | 0.9 | 9.7004e-07 | 1.7594 | 1.9317 | 2.1162 | 2.3127 | 2.521 | 2.7403 | 2.9699 | 3.2084 | 3.4545 | IND307 | 7348 | 7.7967e-09 | 0.014141 | 0.015526 | 0.017009 | 0.018589 | 0.020262 | 0.022025 | 0.023871 | 0.025788 | 0.027765
IND310 | 1e-06 | 6.7448 | 7.4054 | 8.1127 | 8.8661 | 9.6644 | 10.5053 | 11.3854 | 12.2999 | 13.2431 | IND310 | 1 | 1.0778e-06 | 7.2696 | 7.9817 | 8.744 | 9.5561 | 10.4165 | 11.3228 | 12.2714 | 13.2571 | 14.2737 | IND310 | 0.9 | 9.7004e-07 | 6.5427 | 7.1835 | 7.8696 | 8.6005 | 9.3749 | 10.1906 | 11.0442 | 11.9314 | 12.8463 | IND310 | 7348 | 7.7967e-09 | 0.052587 | 0.057738 | 0.063253 | 0.069127 | 0.075351 | 0.081907 | 0.088769 | 0.095899 | 0.10325
IND311 | 1e-06 | 0.93447 | 1.0438 | 1.1648 | 1.2984 | 1.4458 | 1.6079 | 1.7858 | 1.9806 | 2.1934 | IND311 | 1 | 1.0778e-06 | 1.0072 | 1.125 | 1.2554 | 1.3995 | 1.5583 | 1.733 | 1.9248 | 2.1348 | 2.3641 | IND311 | 0.9 | 9.7004e-07 | 0.90647 | 1.0125 | 1.1299 | 1.2595 | 1.4024 | 1.5597 | 1.7323 | 1.9213 | 2.1277 | IND311 | 7348 | 7.7967e-09 | 0.0072858 | 0.0081382 | 0.0090815 | 0.010123 | 0.011272 | 0.012536 | 0.013923 | 0.015442 | 0.017102
IND313 | 1e-06 | 7.0022 | 7.6881 | 8.4223 | 9.2045 | 10.0333 | 10.9063 | 11.8199 | 12.9923 | 14.248 | IND313 | 1 | 1.0778e-06 | 7.5471 | 8.2863 | 9.0778 | 9.9208 | 10.8141 | 11.755 | 12.7397 | 14.0034 | 15.3567 | IND313 | 0.9 | 9.7004e-07 | 6.7924 | 7.4577 | 8.17 | 8.9287 | 9.7327 | 10.5795 | 11.4657 | 12.603 | 13.8211 | IND313 | 7348 | 7.7967e-09 | 0.054594 | 0.059942 | 0.065667 | 0.071765 | 0.078227 | 0.085033 | 0.092156 | 0.1013 | 0.11109
IND314 | 1e-06 | 0.040417 | 0.044375 | 0.048613 | 0.053127 | 0.057909 | 0.062946 | 0.068218 | 0.073696 | 0.079345 | IND314 | 1 | 1.0778e-06 | 0.043562 | 0.047829 | 0.052396 | 0.057261 | 0.062415 | 0.067845 | 0.073527 | 0.079431 | 0.08552 | IND314 | 0.94 | 1.0132e-06 | 0.040949 | 0.044959 | 0.049252 | 0.053825 | 0.058671 | 0.063774 | 0.069115 | 0.074665 | 0.080388 | IND314 | 11487 | 1.2188e-08 | 0.00049262 | 0.00054087 | 0.00059252 | 0.00064753 | 0.00070582 | 0.00076722 | 0.00083147 | 0.00089824 | 0.0009671
IND315 | 1e-06 | 0.20311 | 0.223 | 0.2443 | 0.26698 | 0.29101 | 0.31633 | 0.34282 | 0.37035 | 0.39873 | IND315 | 1 | 1.0778e-06 | 0.21892 | 0.24036 | 0.26331 | 0.28775 | 0.31366 | 0.34094 | 0.36949 | 0.39917 | 0.42976 | IND315 | 0.94 | 1.0132e-06 | 0.20578 | 0.22593 | 0.24751 | 0.27049 | 0.29484 | 0.32049 | 0.34733 | 0.37522 | 0.40398 | IND315 | 11487 | 1.2188e-08 | 0.0024756 | 0.002718 | 0.0029776 | 0.0032541 | 0.003547 | 0.0038555 | 0.0041784 | 0.004514 | 0.00486
IND402 | 1e-06 | 4.3939 | 4.8245 | 5.2854 | 5.7764 | 6.2967 | 6.8448 | 7.4185 | 8.0147 | 8.6297 | IND402 | 1 | 1.0778e-06 | 4.7359 | 5.1999 | 5.6967 | 6.2259 | 6.7867 | 7.3775 | 7.9958 | 8.6384 | 9.3012 | IND402 | 1.28 | 1.3796e-06 | 6.0619 | 6.6559 | 7.2918 | 7.9692 | 8.687 | 9.4432 | 10.2346 | 11.0572 | 11.9056 | IND402 | 4046 | 4.2931e-09 | 0.018864 | 0.020712 | 0.022691 | 0.024799 | 0.027032 | 0.029385 | 0.031848 | 0.034408 | 0.037048
IND405 | 1e-06 | 0.54813 | 0.61226 | 0.68322 | 0.76161 | 0.84803 | 0.94311 | 1.0475 | 1.1618 | 1.2866 | IND405 | 1 | 1.0778e-06 | 0.59078 | 0.6599 | 0.73639 | 0.82088 | 0.91403 | 1.0165 | 1.129 | 1.2522 | 1.3867 | IND405 | 0.95 | 1.0239e-06 | 0.56124 | 0.62691 | 0.69957 | 0.77984 | 0.86833 | 0.96568 | 1.0725 | 1.1896 | 1.3174 | IND405 | 7712 | 8.183e-09 | 0.0044853 | 0.0050101 | 0.0055908 | 0.0062322 | 0.0069394 | 0.0077174 | 0.0085715 | 0.0095067 | 0.010528
IND408 | 1e-06 | 3.1871 | 3.4992 | 3.8334 | 4.1894 | 4.5665 | 4.9638 | 5.3796 | 5.8117 | 6.2572 | IND408 | 1 | 1.0778e-06 | 3.4351 | 3.7715 | 4.1317 | 4.5154 | 4.9219 | 5.3501 | 5.7982 | 6.2639 | 6.7442 | IND408 | 0.95 | 1.0239e-06 | 3.2633 | 3.5829 | 3.9251 | 4.2896 | 4.6758 | 5.0826 | 5.5083 | 5.9507 | 6.407 | IND408 | 8773 | 9.3087e-09 | 0.029667 | 0.032573 | 0.035684 | 0.038998 | 0.042509 | 0.046207 | 0.050077 | 0.054099 | 0.058247
IND410 | 1e-06 | 0.52321 | 0.58442 | 0.65216 | 0.72699 | 0.80948 | 0.90024 | 0.99986 | 1.1089 | 1.2281 | IND410 | 1 | 1.0778e-06 | 0.56392 | 0.6299 | 0.70291 | 0.78356 | 0.87248 | 0.97029 | 1.0777 | 1.1952 | 1.3237 | IND410 | 0.78 | 8.407e-07 | 0.43986 | 0.49132 | 0.54827 | 0.61118 | 0.68053 | 0.75683 | 0.84058 | 0.93229 | 1.0325 | IND410 | 7485 | 7.9421e-09 | 0.0041554 | 0.0046415 | 0.0051795 | 0.0057738 | 0.006429 | 0.0071498 | 0.007941 | 0.0088074 | 0.0097537
IND412 | 1e-06 | 0.11826 | 0.1321 | 0.14741 | 0.16433 | 0.18297 | 0.20349 | 0.22601 | 0.25066 | 0.2776 | IND412 | 1 | 1.0778e-06 | 0.12747 | 0.14238 | 0.15888 | 0.17711 | 0.19721 | 0.21932 | 0.24359 | 0.27017 | 0.2992 | IND412 | 0.78 | 8.407e-07 | 0.099425 | 0.11106 | 0.12393 | 0.13815 | 0.15383 | 0.17107 | 0.19 | 0.21073 | 0.23338 | IND412 | 7485 | 7.9421e-09 | 0.00093927 | 0.0010492 | 0.0011708 | 0.0013051 | 0.0014532 | 0.0016161 | 0.001795 | 0.0019908 | 0.0022047
IND413 | 1e-06 | 0.38323 | 0.42807 | 0.47768 | 0.53249 | 0.59291 | 0.65939 | 0.73236 | 0.81226 | 0.89954 | IND413 | 1 | 1.0778e-06 | 0.41305 | 0.46138 | 0.51486 | 0.57393 | 0.63905 | 0.7107 | 0.78935 | 0.87547 | 0.96954 | IND413 | 0.87 | 9.377e-07 | 0.35935 | 0.4014 | 0.44792 | 0.49932 | 0.55598 | 0.61831 | 0.68673 | 0.76166 | 0.8435 | IND413 | 9272 | 9.8382e-09 | 0.0037703 | 0.0042114 | 0.0046996 | 0.0052388 | 0.0058332 | 0.0064872 | 0.0072051 | 0.0079912 | 0.0088499
IND414 | 1e-06 | 0.15125 | 0.16895 | 0.18853 | 0.21016 | 0.23401 | 0.26025 | 0.28905 | 0.32058 | 0.35503 | IND414 | 1 | 1.0778e-06 | 0.16302 | 0.1821 | 0.2032 | 0.22652 | 0.25222 | 0.2805 | 0.31154 | 0.34553 | 0.38266 | IND414 | 0.87 | 9.377e-07 | 0.14183 | 0.15842 | 0.17679 | 0.19707 | 0.21943 | 0.24403 | 0.27104 | 0.30061 | 0.33291 | IND414 | 11058 | 1.1733e-08 | 0.0017747 | 0.0019823 | 0.0022121 | 0.0024659 | 0.0027457 | 0.0030535 | 0.0033915 | 0.0037615 | 0.0041656
IND416 | 1e-06 | 0.044905 | 0.050159 | 0.055973 | 0.062395 | 0.069475 | 0.077264 | 0.085814 | 0.095177 | 0.1054 | IND416 | 1 | 1.0778e-06 | 0.048399 | 0.054062 | 0.060328 | 0.06725 | 0.074881 | 0.083276 | 0.092492 | 0.10258 | 0.11361 | IND416 | 0.92 | 9.9159e-07 | 0.044527 | 0.049737 | 0.055502 | 0.06187 | 0.068891 | 0.076614 | 0.085092 | 0.094377 | 0.10452 | IND416 | 9756 | 1.0352e-08 | 0.00046484 | 0.00051923 | 0.00057941 | 0.00064589 | 0.00071919 | 0.00079982 | 0.00088833 | 0.00098525 | 0.0010911
IND418 | 1e-06 | 0.46389 | 0.51816 | 0.57822 | 0.64456 | 0.7177 | 0.79817 | 0.88649 | 0.98322 | 1.0889 | IND418 | 1 | 1.0778e-06 | 0.49998 | 0.55848 | 0.62322 | 0.69472 | 0.77355 | 0.86028 | 0.95548 | 1.0597 | 1.1736 | IND418 | 0.9 | 9.7004e-07 | 0.44999 | 0.50263 | 0.56089 | 0.62525 | 0.6962 | 0.77425 | 0.85993 | 0.95376 | 1.0562 | IND418 | 7186 | 7.6248e-09 | 0.0035371 | 0.0039509 | 0.0044088 | 0.0049147 | 0.0054724 | 0.0060859 | 0.0067594 | 0.0074969 | 0.0083024
IND419 | 1e-06 | 0.26709 | 0.29833 | 0.33291 | 0.37111 | 0.41322 | 0.45955 | 0.51041 | 0.56609 | 0.62692 | IND419 | 1 | 1.0778e-06 | 0.28787 | 0.32155 | 0.35882 | 0.39999 | 0.44538 | 0.49531 | 0.55012 | 0.61015 | 0.67571 | IND419 | 0.9 | 9.7004e-07 | 0.25908 | 0.2894 | 0.32294 | 0.35999 | 0.40084 | 0.44578 | 0.49511 | 0.54913 | 0.60814 | IND419 | 7186 | 7.6248e-09 | 0.0020365 | 0.0022747 | 0.0025384 | 0.0028297 | 0.0031508 | 0.003504 | 0.0038918 | 0.0043164 | 0.0047802
IND420 | 1e-06 | 0.18308 | 0.2045 | 0.2282 | 0.25438 | 0.28325 | 0.315 | 0.34986 | 0.38803 | 0.42973 | IND420 | 1 | 1.0778e-06 | 0.19732 | 0.22041 | 0.24596 | 0.27418 | 0.30529 | 0.33952 | 0.37709 | 0.41823 | 0.46317 | IND420 | 0.9 | 9.7004e-07 | 0.17759 | 0.19837 | 0.22136 | 0.24676 | 0.27476 | 0.30557 | 0.33938 | 0.37641 | 0.41685 | IND420 | 7186 | 7.6248e-09 | 0.0013959 | 0.0015592 | 0.00174 | 0.0019396 | 0.0021597 | 0.0024019 | 0.0026676 | 0.0029587 | 0.0032766
IND421 | 1e-06 | 0.17282 | 0.19304 | 0.21542 | 0.24013 | 0.26738 | 0.29736 | 0.33026 | 0.3663 | 0.40565 | IND421 | 1 | 1.0778e-06 | 0.18627 | 0.20806 | 0.23218 | 0.25882 | 0.28819 | 0.3205 | 0.35596 | 0.3948 | 0.43722 | IND421 | 0.9 | 9.7004e-07 | 0.16764 | 0.18726 | 0.20896 | 0.23294 | 0.25937 | 0.28845 | 0.32037 | 0.35532 | 0.3935 | IND421 | 7186 | 7.6248e-09 | 0.0013177 | 0.0014719 | 0.0016425 | 0.001831 | 0.0020387 | 0.0022673 | 0.0025182 | 0.0027929 | 0.003093
IND424 | 1e-06 | 0.51966 | 0.57056 | 0.62505 | 0.68309 | 0.74459 | 0.80937 | 0.87717 | 0.94762 | 1.0203 | IND424 | 1 | 1.0778e-06 | 0.5601 | 0.61496 | 0.67369 | 0.73625 | 0.80254 | 0.87236 | 0.94543 | 1.0214 | 1.0997 | IND424 | 0.96 | 1.0347e-06 | 0.5377 | 0.59036 | 0.64674 | 0.7068 | 0.77043 | 0.83746 | 0.90761 | 0.98051 | 1.0557 | IND424 | 8602 | 9.1273e-09 | 0.0047431 | 0.0052077 | 0.005705 | 0.0062348 | 0.0067961 | 0.0073874 | 0.0080062 | 0.0086492 | 0.0093123
IND425 | 1e-06 | 0.56687 | 0.62241 | 0.68186 | 0.74519 | 0.8123 | 0.88299 | 0.95697 | 1.0339 | 1.1132 | IND425 | 1 | 1.0778e-06 | 0.61099 | 0.67084 | 0.73492 | 0.80318 | 0.87551 | 0.9517 | 1.0314 | 1.1143 | 1.1998 | IND425 | 0.92 | 9.9159e-07 | 0.56211 | 0.61717 | 0.67613 | 0.73893 | 0.80547 | 0.87557 | 0.94893 | 1.0252 | 1.1038 | IND425 | 5673 | 6.0194e-09 | 0.0034123 | 0.0037465 | 0.0041044 | 0.0044856 | 0.0048896 | 0.0053151 | 0.0057604 | 0.0062233 | 0.0067006
IND426 | 1e-06 | 0.066028 | 0.073753 | 0.082302 | 0.091745 | 0.10216 | 0.11361 | 0.12618 | 0.13995 | 0.15499 | IND426 | 1 | 1.0778e-06 | 0.071166 | 0.079493 | 0.088707 | 0.098885 | 0.11011 | 0.12245 | 0.136 | 0.15084 | 0.16705 | IND426 | 0.92 | 9.9159e-07 | 0.065473 | 0.073133 | 0.08161 | 0.090974 | 0.1013 | 0.11265 | 0.12512 | 0.13877 | 0.15368 | IND426 | 5673 | 6.0194e-09 | 0.00039745 | 0.00044395 | 0.00049541 | 0.00055225 | 0.00061492 | 0.00068386 | 0.00075954 | 0.00084241 | 0.00093292
IND428 | 1e-06 | 0.60581 | 0.66513 | 0.72862 | 0.79625 | 0.8679 | 0.94337 | 1.0223 | 1.1044 | 1.189 | IND428 | 1 | 1.0778e-06 | 0.65295 | 0.71688 | 0.78532 | 0.85821 | 0.93544 | 1.0168 | 1.1019 | 1.1903 | 1.2815 | IND428 | 4.56 | 4.9149e-06 | 2.9775 | 3.269 | 3.5811 | 3.9135 | 4.2656 | 4.6365 | 5.0246 | 5.4279 | 5.8438 | IND428 | 36534 | 3.8765e-08 | 0.023484 | 0.025784 | 0.028245 | 0.030867 | 0.033644 | 0.03657 | 0.039631 | 0.042812 | 0.046092
IND429 | 1e-06 | 0.36243 | 0.40483 | 0.45176 | 0.50359 | 0.56074 | 0.6236 | 0.69261 | 0.76818 | 0.85072 | IND429 | 1 | 1.0778e-06 | 0.39063 | 0.43634 | 0.48691 | 0.54278 | 0.60437 | 0.67213 | 0.74651 | 0.82796 | 0.91692 | IND429 | 0.81 | 8.7303e-07 | 0.31641 | 0.35343 | 0.3944 | 0.43965 | 0.48954 | 0.54443 | 0.60467 | 0.67065 | 0.74271 | IND429 | 6323 | 6.7091e-09 | 0.0024316 | 0.0027161 | 0.0030309 | 0.0033787 | 0.003762 | 0.0041838 | 0.0046468 | 0.0051538 | 0.0057076
IND430 | 1e-06 | 0.044801 | 0.050043 | 0.055843 | 0.06225 | 0.069314 | 0.077085 | 0.085616 | 0.094957 | 0.10516 | IND430 | 1 | 1.0778e-06 | 0.048287 | 0.053937 | 0.060189 | 0.067095 | 0.074708 | 0.083084 | 0.092278 | 0.10235 | 0.11334 | IND430 | 0.97 | 1.0455e-06 | 0.046839 | 0.052319 | 0.058383 | 0.065082 | 0.072467 | 0.080592 | 0.08951 | 0.099276 | 0.10994 | IND430 | 8454 | 8.9703e-09 | 0.00040188 | 0.0004489 | 0.00050093 | 0.0005584 | 0.00062177 | 0.00069148 | 0.000768 | 0.00085179 | 0.00094331
IND502 | 1e-06 | 0.12941 | 0.14455 | 0.1613 | 0.17981 | 0.20022 | 0.22266 | 0.2473 | 0.27429 | 0.30376 | IND502 | 1 | 1.0778e-06 | 0.13948 | 0.1558 | 0.17386 | 0.19381 | 0.2158 | 0.23999 | 0.26655 | 0.29563 | 0.3274 | IND502 | 2.24 | 2.4143e-06 | 0.31243 | 0.34899 | 0.38944 | 0.43412 | 0.48338 | 0.53758 | 0.59707 | 0.66221 | 0.73337 | IND502 | 7061 | 7.4922e-09 | 0.00096956 | 0.001083 | 0.0012085 | 0.0013472 | 0.0015001 | 0.0016682 | 0.0018528 | 0.002055 | 0.0022758
IND503 | 1e-06 | 0.075459 | 0.084287 | 0.094057 | 0.10485 | 0.11675 | 0.12984 | 0.1442 | 0.15994 | 0.17712 | IND503 | 1 | 1.0778e-06 | 0.081331 | 0.090847 | 0.10138 | 0.11301 | 0.12583 | 0.13994 | 0.15542 | 0.17238 | 0.19091 | IND503 | 0.93 | 1.0024e-06 | 0.075638 | 0.084487 | 0.09428 | 0.1051 | 0.11702 | 0.13014 | 0.14455 | 0.16032 | 0.17754 | IND503 | 5759 | 6.1107e-09 | 0.00046111 | 0.00051505 | 0.00057475 | 0.0006407 | 0.0007134 | 0.00079338 | 0.00088118 | 0.00097732 | 0.0010823
IND505 | 1e-06 | 0.067472 | 0.075366 | 0.084101 | 0.093751 | 0.10439 | 0.11609 | 0.12894 | 0.14301 | 0.15837 | IND505 | 1 | 1.0778e-06 | 0.072722 | 0.081231 | 0.090646 | 0.10105 | 0.11251 | 0.12513 | 0.13897 | 0.15414 | 0.1707 | IND505 | 0.92 | 9.9159e-07 | 0.066905 | 0.074732 | 0.083394 | 0.092963 | 0.10351 | 0.11512 | 0.12786 | 0.14181 | 0.15704 | IND505 | 5673 | 6.0194e-09 | 0.00040614 | 0.00045366 | 0.00050624 | 0.00056433 | 0.00062836 | 0.00069881 | 0.00077614 | 0.00086083 | 0.00095332
IND508 | 1e-06 | 1.4225 | 1.5618 | 1.711 | 1.8699 | 2.0383 | 2.2157 | 2.4014 | 2.5943 | 2.7933 | IND508 | 1 | 1.0778e-06 | 1.5332 | 1.6834 | 1.8442 | 2.0155 | 2.197 | 2.3882 | 2.5882 | 2.7962 | 3.0107 | IND508 | 0.92 | 9.9159e-07 | 1.4105 | 1.5487 | 1.6966 | 1.8542 | 2.0212 | 2.1971 | 2.3812 | 2.5725 | 2.7698 | IND508 | 5673 | 6.0194e-09 | 0.0085625 | 0.0094014 | 0.010299 | 0.011256 | 0.01227 | 0.013337 | 0.014455 | 0.015616 | 0.016814
IND509 | 1e-06 | 0.84584 | 0.94481 | 1.0543 | 1.1753 | 1.3087 | 1.4554 | 1.6164 | 1.7928 | 1.9854 | IND509 | 1 | 1.0778e-06 | 0.91167 | 1.0183 | 1.1364 | 1.2667 | 1.4105 | 1.5686 | 1.7422 | 1.9323 | 2.1399 | IND509 | 0.83 | 8.9459e-07 | 0.75668 | 0.84521 | 0.94318 | 1.0514 | 1.1707 | 1.302 | 1.446 | 1.6038 | 1.7761 | IND509 | 6678 | 7.0858e-09 | 0.0059935 | 0.0066947 | 0.0074707 | 0.0083279 | 0.0092729 | 0.010312 | 0.011454 | 0.012703 | 0.014068
IND511 | 1e-06 | 0.14157 | 0.15543 | 0.17027 | 0.18607 | 0.20282 | 0.22045 | 0.23891 | 0.25808 | 0.27786 | IND511 | 1 | 1.0778e-06 | 0.15258 | 0.16752 | 0.18352 | 0.20055 | 0.2186 | 0.23761 | 0.2575 | 0.27817 | 0.29948 | IND511 | 4.01 | 4.3221e-06 | 0.61186 | 0.67177 | 0.7359 | 0.80421 | 0.87658 | 0.9528 | 1.0326 | 1.1155 | 1.2009 | IND511 | 29195 | 3.0978e-08 | 0.0043854 | 0.0048148 | 0.0052745 | 0.0057641 | 0.0062828 | 0.0068291 | 0.0074008 | 0.0079949 | 0.0086074
IND552 | 12.1769 | 12.8398 | 13.5313 | 14.2517 | 15.0014 | 15.7806 | 16.5895 | 17.4281 | 18.2963 | 19.1938 | IND552 | 1 | 13.1245 | 13.839 | 14.5843 | 15.3607 | 16.1688 | 17.0087 | 17.8805 | 18.7844 | 19.7201 | 20.6875 | IND552 | 0.55 | 7.2185 | 7.6114 | 8.0213 | 8.4484 | 8.8928 | 9.3548 | 9.8343 | 10.3314 | 10.8461 | 11.3781 | IND552 | 5941 | 0.076761 | 0.08094 | 0.085298 | 0.08984 | 0.094566 | 0.099478 | 0.10458 | 0.10986 | 0.11534 | 0.12099
IND601 | 1e-06 | 1.8687 | 2.0517 | 2.2477 | 2.4564 | 2.6775 | 2.9104 | 3.1541 | 3.4074 | 3.6686 | IND601 | 1 | 1.0778e-06 | 2.0141 | 2.2114 | 2.4226 | 2.6475 | 2.8858 | 3.1369 | 3.3996 | 3.6726 | 3.9541 | IND601 | 0.87 | 9.377e-07 | 1.7523 | 1.9239 | 2.1076 | 2.3033 | 2.5107 | 2.7291 | 2.9576 | 3.1951 | 3.4401 | IND601 | 11058 | 1.1733e-08 | 0.021926 | 0.024074 | 0.026372 | 0.028821 | 0.031416 | 0.034148 | 0.037008 | 0.03998 | 0.043045
IND602 | 1e-06 | 0.00063247 | 0.00070647 | 0.00078836 | 0.00087881 | 0.00097853 | 0.0010882 | 0.0012087 | 0.0013405 | 0.0014846 | IND602 | 1 | 1.0778e-06 | 0.00068169 | 0.00076145 | 0.00084971 | 0.0009472 | 0.0010547 | 0.0011729 | 0.0013027 | 0.0014449 | 0.0016001 | IND602 | 0.94 | 1.0132e-06 | 0.00064079 | 0.00071576 | 0.00079873 | 0.00089037 | 0.0009914 | 0.0011026 | 0.0012246 | 0.0013582 | 0.0015041 | IND602 | 11487 | 1.2188e-08 | 7.7089e-06 | 8.6108e-06 | 9.6089e-06 | 1.0711e-05 | 1.1927e-05 | 1.3264e-05 | 1.4732e-05 | 1.6339e-05 | 1.8095e-05
IND603 | 1e-06 | 0.28058 | 0.31341 | 0.34974 | 0.38987 | 0.43411 | 0.48278 | 0.5362 | 0.5947 | 0.6586 | IND603 | 1 | 1.0778e-06 | 0.30242 | 0.3378 | 0.37696 | 0.42021 | 0.46789 | 0.52035 | 0.57793 | 0.64098 | 0.70986 | IND603 | 0.79 | 8.5148e-07 | 0.23891 | 0.26686 | 0.29779 | 0.33196 | 0.36963 | 0.41107 | 0.45656 | 0.50638 | 0.56079 | IND603 | 6033 | 6.4014e-09 | 0.0017961 | 0.0020063 | 0.0022388 | 0.0024957 | 0.0027789 | 0.0030905 | 0.0034324 | 0.0038069 | 0.004216
IND604 | 1e-06 | 0.36685 | 0.40977 | 0.45727 | 0.50973 | 0.56757 | 0.63121 | 0.70106 | 0.77754 | 0.86109 | IND604 | 1 | 1.0778e-06 | 0.3954 | 0.44166 | 0.49285 | 0.5494 | 0.61174 | 0.68033 | 0.75561 | 0.83805 | 0.9281 | IND604 | 0.88 | 9.4848e-07 | 0.34795 | 0.38866 | 0.43371 | 0.48347 | 0.53833 | 0.59869 | 0.66494 | 0.73749 | 0.81673 | IND604 | 7485 | 7.9421e-09 | 0.0029136 | 0.0032544 | 0.0036317 | 0.0040483 | 0.0045077 | 0.0050131 | 0.0055678 | 0.0061753 | 0.0068389
IND605 | 1e-06 | 0.032605 | 0.035798 | 0.039217 | 0.042859 | 0.046718 | 0.050782 | 0.055036 | 0.059456 | 0.064015 | IND605 | 1 | 1.0778e-06 | 0.035142 | 0.038584 | 0.042269 | 0.046194 | 0.050353 | 0.054734 | 0.059318 | 0.064083 | 0.068996 | IND605 | 0.97 | 1.0455e-06 | 0.034088 | 0.037427 | 0.041001 | 0.044808 | 0.048843 | 0.053092 | 0.057539 | 0.06216 | 0.066926 | IND605 | 8454 | 8.9703e-09 | 0.00029247 | 0.00032112 | 0.00035179 | 0.00038446 | 0.00041907 | 0.00045553 | 0.00049368 | 0.00053334 | 0.00057423
IND606 | 1e-06 | 0.00014338 | 0.00015742 | 0.00017246 | 0.00018847 | 0.00020543 | 0.0002233 | 0.00024201 | 0.00026144 | 0.00028148 | IND606 | 1 | 1.0778e-06 | 0.00015454 | 0.00016967 | 0.00018588 | 0.00020314 | 0.00022142 | 0.00024068 | 0.00026084 | 0.00028178 | 0.00030338 | IND606 | 0.94 | 1.0132e-06 | 0.00014527 | 0.00015949 | 0.00017472 | 0.00019095 | 0.00020814 | 0.00022624 | 0.00024519 | 0.00026488 | 0.00028518 | IND606 | 11487 | 1.2188e-08 | 1.7476e-06 | 1.9188e-06 | 2.102e-06 | 2.2972e-06 | 2.5039e-06 | 2.7217e-06 | 2.9497e-06 | 3.1866e-06 | 3.4308e-06
IND607 | 1e-06 | 0.00072054 | 0.00079111 | 0.00086665 | 0.00094712 | 0.0010324 | 0.0011222 | 0.0012162 | 0.0013138 | 0.0014145 | IND607 | 1 | 1.0778e-06 | 0.00077661 | 0.00085267 | 0.00093409 | 0.0010208 | 0.0011127 | 0.0012095 | 0.0013108 | 0.0014161 | 0.0015246 | IND607 | 0.94 | 1.0132e-06 | 0.00073001 | 0.00080151 | 0.00087805 | 0.00095957 | 0.001046 | 0.0011369 | 0.0012322 | 0.0013311 | 0.0014331 | IND607 | 11487 | 1.2188e-08 | 8.7823e-06 | 9.6424e-06 | 1.0563e-05 | 1.1544e-05 | 1.2583e-05 | 1.3678e-05 | 1.4823e-05 | 1.6013e-05 | 1.7241e-05
IND701 | 17.3351 | 17.7049 | 18.0826 | 18.4683 | 18.8623 | 19.2646 | 19.6756 | 20.0953 | 20.524 | 20.9618 | IND701 | 1 | 18.6841 | 19.0827 | 19.4898 | 19.9055 | 20.3301 | 20.7638 | 21.2067 | 21.6591 | 22.1211 | 22.593 | IND701 | 0.03 | 0.56052 | 0.57248 | 0.58469 | 0.59717 | 0.6099 | 0.62291 | 0.6362 | 0.64977 | 0.66363 | 0.67779 | IND701 | 4249 | 0.078155 | 0.079822 | 0.081525 | 0.083264 | 0.08504 | 0.086854 | 0.088707 | 0.090599 | 0.092532 | 0.094506
IND703 | 1.9439 | 1.9561 | 1.9548 | 1.9395 | 1.9107 | 1.869 | 1.8156 | 1.7521 | 1.6806 | 1.6032 | IND703 | 1 | 2.0951 | 2.1084 | 2.1069 | 2.0904 | 2.0594 | 2.0144 | 1.9569 | 1.8885 | 1.8114 | 1.7279 | IND703 | 0.6 | 1.2571 | 1.265 | 1.2641 | 1.2543 | 1.2356 | 1.2086 | 1.1741 | 1.1331 | 1.0868 | 1.0367 | IND703 | 19594 | 0.040414 | 0.040669 | 0.04064 | 0.040323 | 0.039724 | 0.038857 | 0.037747 | 0.036428 | 0.03494 | 0.033331
IND705 | 1e-06 | 3.0794 | 3.3809 | 3.7037 | 4.0475 | 4.4118 | 4.7955 | 5.197 | 5.6142 | 6.0445 | IND705 | 1 | 1.0778e-06 | 3.319 | 3.644 | 3.9919 | 4.3625 | 4.7551 | 5.1687 | 5.6014 | 6.0511 | 6.5148 | IND705 | 0.6 | 6.4669e-07 | 1.9914 | 2.1864 | 2.3952 | 2.6175 | 2.8531 | 3.1012 | 3.3609 | 3.6307 | 3.9089 | IND705 | 19594 | 2.0791e-08 | 0.064022 | 0.070291 | 0.077002 | 0.084151 | 0.091724 | 0.099701 | 0.10805 | 0.11672 | 0.12567
IND709 | 36.5795 | 38.8044 | 40.335 | 41.0551 | 40.9167 | 39.9512 | 38.2652 | 36.0234 | 33.4219 | 30.6592 | IND709 | 1 | 39.426 | 41.8241 | 43.4739 | 44.25 | 44.1008 | 43.0602 | 41.243 | 38.8267 | 36.0228 | 33.0451 | IND709 | -0.83 | -32.7236 | -34.714 | -36.0833 | -36.7275 | -36.6037 | -35.74 | -34.2317 | -32.2262 | -29.8989 | -27.4274 | IND709 | 4318 | 0.1676 | 0.17779 | 0.1848 | 0.1881 | 0.18747 | 0.18304 | 0.17532 | 0.16505 | 0.15313 | 0.14047
IND721 | 60.8355 | 62.1332 | 63.4586 | 64.8122 | 66.1948 | 67.6068 | 69.0489 | 70.5218 | 72.0262 | 73.5626 | IND721 | 1 | 65.5696 | 66.9683 | 68.3968 | 69.8558 | 71.346 | 72.8679 | 74.4223 | 76.0098 | 77.6312 | 79.2872 | IND721 | 0 | 0 | 0 | 0 | 0 | 0 | 0 | 0 | 0 | 0 | 0 | IND721 | 3861 | 0.24923 | 0.25455 | 0.25998 | 0.26552 | 0.27119 | 0.27697 | 0.28288 | 0.28891 | 0.29508 | 0.30137
IND724 | 0.0001 | 5.1991 | 5.7333 | 6.3103 | 6.931 | 7.5958 | 8.3045 | 9.0562 | 9.8488 | 10.6796 | IND724 | 1 | 0.00010778 | 5.6037 | 6.1794 | 6.8013 | 7.4703 | 8.1869 | 8.9508 | 9.7609 | 10.6152 | 11.5107 | IND724 | 0 | 0 | 0 | 0 | 0 | 0 | 0 | 0 | 0 | 0 | 0 | IND724 | 3429 | 3.6384e-07 | 0.018916 | 0.02086 | 0.022959 | 0.025218 | 0.027637 | 0.030215 | 0.03295 | 0.035834 | 0.038857
IND729 | 43.8232 | 46.4888 | 48.3225 | 49.1851 | 49.0194 | 47.8627 | 45.8428 | 43.1571 | 40.0403 | 36.7305 | IND729 | 1 | 47.2335 | 50.1065 | 52.0829 | 53.0127 | 52.834 | 51.5873 | 49.4102 | 46.5155 | 43.1562 | 39.5889 | IND729 | -0.83 | -39.2038 | -41.5884 | -43.2288 | -44.0005 | -43.8522 | -42.8174 | -41.0105 | -38.6079 | -35.8197 | -32.8588 | IND729 | 4318 | 0.20078 | 0.213 | 0.2214 | 0.22535 | 0.22459 | 0.21929 | 0.21004 | 0.19773 | 0.18345 | 0.16829
IND732 | 15.8293 | 17.6048 | 19.5542 | 21.6892 | 24.0212 | 26.5608 | 29.3181 | 32.3016 | 35.5183 | 38.9732 | IND732 | 1 | 17.0612 | 18.9748 | 21.0759 | 23.3771 | 25.8905 | 28.6278 | 31.5996 | 34.8153 | 38.2823 | 42.006 | IND732 | 0 | 0 | 0 | 0 | 0 | 0 | 0 | 0 | 0 | 0 | 0 | IND732 | 6421 | 0.10785 | 0.11994 | 0.13323 | 0.14777 | 0.16366 | 0.18096 | 0.19975 | 0.22007 | 0.24199 | 0.26553
IND733 | 33.8543 | 33.998 | 33.9001 | 33.559 | 32.9811 | 32.1813 | 31.1824 | 30.0149 | 28.7146 | 27.3218 | IND733 | 1 | 36.4888 | 36.6437 | 36.5382 | 36.1705 | 35.5477 | 34.6856 | 33.609 | 32.3506 | 30.9492 | 29.448 | IND733 | 1.4 | 51.0844 | 51.3012 | 51.1535 | 50.6388 | 49.7667 | 48.5598 | 47.0526 | 45.2908 | 43.3288 | 41.2272 | IND733 | 4029 | 0.14473 | 0.14534 | 0.14492 | 0.14347 | 0.141 | 0.13758 | 0.13331 | 0.12831 | 0.12276 | 0.1168
IND801 | 391.4425 | 399.1399 | 404.2553 | 406.5921 | 406.0307 | 402.543 | 396.2017 | 387.185 | 375.7734 | 362.3392 | IND801 | 1 | 421.9042 | 430.2007 | 435.7141 | 438.2327 | 437.6277 | 433.8685 | 427.0338 | 417.3155 | 405.0157 | 390.5361 | IND801 | 0.62 | 261.5806 | 266.7244 | 270.1428 | 271.7043 | 271.3291 | 268.9985 | 264.761 | 258.7356 | 251.1098 | 242.1324 | IND801 | 3311 | 1.3752 | 1.4023 | 1.4202 | 1.4284 | 1.4265 | 1.4142 | 1.3919 | 1.3603 | 1.3202 | 1.273
IND802 | 27.0416 | 29.0329 | 31.05 | 33.0688 | 35.0618 | 36.9979 | 38.8434 | 40.563 | 42.1206 | 43.4812 | IND802 | 1 | 29.146 | 31.2922 | 33.4663 | 35.6422 | 37.7903 | 39.877 | 41.8662 | 43.7195 | 45.3984 | 46.8649 | IND802 | 0.62 | 18.0705 | 19.4012 | 20.7491 | 22.0982 | 23.43 | 24.7238 | 25.957 | 27.1061 | 28.147 | 29.0562 | IND802 | 3311 | 0.095003 | 0.102 | 0.10908 | 0.11618 | 0.12318 | 0.12998 | 0.13646 | 0.14251 | 0.14798 | 0.15276
IND804 | 58.5832 | 59.7352 | 60.5007 | 60.8504 | 60.7664 | 60.2444 | 59.2954 | 57.946 | 56.2381 | 54.2276 | IND804 | 1 | 63.142 | 64.3837 | 65.2088 | 65.5858 | 65.4952 | 64.9326 | 63.9097 | 62.4553 | 60.6145 | 58.4475 | IND804 | 0.62 | 39.1481 | 39.9179 | 40.4295 | 40.6632 | 40.607 | 40.2582 | 39.624 | 38.7223 | 37.581 | 36.2375 | IND804 | 3311 | 0.20581 | 0.20986 | 0.21255 | 0.21378 | 0.21348 | 0.21165 | 0.20832 | 0.20358 | 0.19758 | 0.19051
IND808 | 1e-06 | 7.5411 | 8.0165 | 8.5188 | 9.0492 | 9.6089 | 10.1991 | 10.8211 | 11.476 | 12.165 | IND808 | 1 | 1.0778e-06 | 8.128 | 8.6403 | 9.1817 | 9.7534 | 10.3567 | 10.9928 | 11.6632 | 12.369 | 13.1116 | IND808 | 0.64 | 6.898e-07 | 5.2019 | 5.5298 | 5.8763 | 6.2422 | 6.6283 | 7.0354 | 7.4644 | 7.9162 | 8.3915 | IND808 | 3311 | 3.5132e-09 | 0.026493 | 0.028163 | 0.029928 | 0.031792 | 0.033758 | 0.035832 | 0.038017 | 0.040317 | 0.042738
IND901 | 1e-06 | 0.022111 | 0.024698 | 0.02756 | 0.030722 | 0.034209 | 0.038044 | 0.042254 | 0.046864 | 0.051899 | IND901 | 1 | 1.0778e-06 | 0.023831 | 0.026619 | 0.029705 | 0.033113 | 0.036871 | 0.041004 | 0.045542 | 0.050511 | 0.055938 | IND901 | 0.91 | 9.8082e-07 | 0.021686 | 0.024224 | 0.027031 | 0.030133 | 0.033552 | 0.037314 | 0.041443 | 0.045965 | 0.050904 | IND901 | 7101 | 7.5346e-09 | 0.0001666 | 0.00018609 | 0.00020766 | 0.00023148 | 0.00025775 | 0.00028665 | 0.00031837 | 0.0003531 | 0.00039104
IND902 | 1e-06 | 0.0093461 | 0.01044 | 0.01165 | 0.012986 | 0.01446 | 0.016081 | 0.01786 | 0.019809 | 0.021938 | IND902 | 1 | 1.0778e-06 | 0.010073 | 0.011252 | 0.012556 | 0.013997 | 0.015585 | 0.017332 | 0.01925 | 0.021351 | 0.023645 | IND902 | 1.28 | 1.3796e-06 | 0.012894 | 0.014402 | 0.016072 | 0.017916 | 0.019949 | 0.022185 | 0.02464 | 0.027329 | 0.030265 | IND902 | 4046 | 4.2931e-09 | 4.0123e-05 | 4.4818e-05 | 5.0013e-05 | 5.5751e-05 | 6.2077e-05 | 6.9037e-05 | 7.6676e-05 | 8.5042e-05 | 9.418e-05
INL107 | 1e-06 | 1.4013 | 1.5385 | 1.6855 | 1.842 | 2.0079 | 2.1826 | 2.3655 | 2.5555 | 2.7515 | INL107 | 1 | 1.0778e-06 | 1.5103 | 1.6583 | 1.8167 | 1.9854 | 2.1642 | 2.3525 | 2.5496 | 2.7544 | 2.9656 | INL107 | 0.9 | 9.7004e-07 | 1.3593 | 1.4924 | 1.635 | 1.7868 | 1.9477 | 2.1172 | 2.2946 | 2.4789 | 2.669 | INL107 | 7348 | 7.7967e-09 | 0.010925 | 0.011996 | 0.013141 | 0.014362 | 0.015655 | 0.017017 | 0.018443 | 0.019925 | 0.021453
INL110 | 1e-06 | 5.211 | 5.7215 | 6.2679 | 6.8501 | 7.4669 | 8.1166 | 8.7966 | 9.5033 | 10.2321 | INL110 | 1 | 1.0778e-06 | 5.6165 | 6.1667 | 6.7557 | 7.3832 | 8.048 | 8.7483 | 9.4812 | 10.2428 | 11.0284 | INL110 | 0.9 | 9.7004e-07 | 5.0549 | 5.55 | 6.0801 | 6.6448 | 7.2432 | 7.8734 | 8.5331 | 9.2186 | 9.9255 | INL110 | 7348 | 7.7967e-09 | 0.040629 | 0.044609 | 0.048869 | 0.053408 | 0.058217 | 0.063283 | 0.068585 | 0.074095 | 0.079777
INL111 | 1.0603 | 1.1844 | 1.3217 | 1.4733 | 1.6405 | 1.8244 | 2.0263 | 2.2474 | 2.4889 | 2.7519 | INL111 | 1 | 1.1428 | 1.2766 | 1.4245 | 1.588 | 1.7682 | 1.9664 | 2.184 | 2.4223 | 2.6826 | 2.9661 | INL111 | 0.9 | 1.0286 | 1.1489 | 1.2821 | 1.4292 | 1.5913 | 1.7698 | 1.9656 | 2.1801 | 2.4143 | 2.6695 | INL111 | 7348 | 0.0082671 | 0.0092344 | 0.010305 | 0.011487 | 0.012791 | 0.014225 | 0.015799 | 0.017522 | 0.019405 | 0.021456
INL113 | 1e-06 | 5.4099 | 5.9398 | 6.5072 | 7.1115 | 7.7519 | 8.4264 | 9.1323 | 9.866 | 10.6226 | INL113 | 1 | 1.0778e-06 | 5.8309 | 6.4021 | 7.0135 | 7.6649 | 8.3551 | 9.0821 | 9.843 | 10.6338 | 11.4493 | INL113 | 0.9 | 9.7004e-07 | 5.2478 | 5.7619 | 6.3122 | 6.8984 | 7.5196 | 8.1739 | 8.8587 | 9.5704 | 10.3043 | INL113 | 7348 | 7.7967e-09 | 0.042179 | 0.046311 | 0.050735 | 0.055447 | 0.060439 | 0.065698 | 0.071202 | 0.076923 | 0.082822
INL114 | 1e-06 | 0.010103 | 0.011092 | 0.012151 | 0.01328 | 0.014475 | 0.015734 | 0.017052 | 0.018422 | 0.019834 | INL114 | 1 | 1.0778e-06 | 0.010889 | 0.011955 | 0.013097 | 0.014313 | 0.015602 | 0.016959 | 0.018379 | 0.019855 | 0.021377 | INL114 | 0.94 | 1.0132e-06 | 0.010236 | 0.011238 | 0.012311 | 0.013454 | 0.014666 | 0.015941 | 0.017277 | 0.018664 | 0.020095 | INL114 | 11487 | 1.2188e-08 | 0.00012314 | 0.0001352 | 0.00014811 | 0.00016186 | 0.00017643 | 0.00019178 | 0.00020784 | 0.00022453 | 0.00024174
INL115 | 1e-06 | 0.05077 | 0.055742 | 0.061065 | 0.066735 | 0.072743 | 0.079071 | 0.085693 | 0.092575 | 0.099672 | INL115 | 1 | 1.0778e-06 | 0.054721 | 0.06008 | 0.065817 | 0.071929 | 0.078404 | 0.085224 | 0.092362 | 0.099779 | 0.10743 | INL115 | 0.94 | 1.0132e-06 | 0.051437 | 0.056475 | 0.061868 | 0.067613 | 0.0737 | 0.080111 | 0.08682 | 0.093792 | 0.10098 | INL115 | 11487 | 1.2188e-08 | 0.00061881 | 0.00067941 | 0.00074429 | 0.0008134 | 0.00088663 | 0.00096375 | 0.0010445 | 0.0011283 | 0.0012148
INL202 | 1e-06 | 48.7529 | 53.5287 | 58.6413 | 64.0877 | 69.8586 | 75.9372 | 82.2991 | 88.9107 | 95.7291 | INL202 | 1 | 1.0778e-06 | 52.5468 | 57.6942 | 63.2047 | 69.075 | 75.2949 | 81.8466 | 88.7035 | 95.8296 | 103.1787 | INL202 | 0.9 | 9.7004e-07 | 47.2921 | 51.9248 | 56.8843 | 62.1675 | 67.7654 | 73.6619 | 79.8332 | 86.2467 | 92.8608 | INL202 | 7348 | 7.7967e-09 | 0.38011 | 0.41735 | 0.45721 | 0.49967 | 0.54467 | 0.59206 | 0.64166 | 0.69321 | 0.74637
INL203 | 1e-06 | 9.2296 | 10.1335 | 11.101 | 12.1317 | 13.2236 | 14.3738 | 15.5774 | 16.8281 | 18.1178 | INL203 | 1 | 1.0778e-06 | 9.9479 | 10.9221 | 11.9649 | 13.0758 | 14.2527 | 15.4923 | 16.7896 | 18.1377 | 19.5278 | INL203 | 1.91 | 2.0586e-06 | 19.0004 | 20.8611 | 22.853 | 24.9747 | 27.2227 | 29.5903 | 32.0681 | 34.6429 | 37.298 | INL203 | 15560 | 1.651e-08 | 0.15238 | 0.16731 | 0.18328 | 0.2003 | 0.21833 | 0.23731 | 0.25719 | 0.27784 | 0.29913
INL207 | 1e-06 | 1.1607 | 1.2744 | 1.3961 | 1.5258 | 1.6632 | 1.8079 | 1.9594 | 2.1168 | 2.2791 | INL207 | 1 | 1.0778e-06 | 1.251 | 1.3736 | 1.5048 | 1.6445 | 1.7926 | 1.9486 | 2.1119 | 2.2815 | 2.4565 | INL207 | 0.9 | 9.7004e-07 | 1.1259 | 1.2362 | 1.3543 | 1.4801 | 1.6134 | 1.7537 | 1.9007 | 2.0534 | 2.2108 | INL207 | 7348 | 7.7967e-09 | 0.0090497 | 0.0099362 | 0.010885 | 0.011896 | 0.012967 | 0.014096 | 0.015277 | 0.016504 | 0.01777
INL210 | 1e-06 | 4.3164 | 4.7392 | 5.1919 | 5.6741 | 6.185 | 6.7232 | 7.2864 | 7.8718 | 8.4755 | INL210 | 1 | 1.0778e-06 | 4.6523 | 5.108 | 5.5959 | 6.1156 | 6.6663 | 7.2464 | 7.8535 | 8.4844 | 9.135 | INL210 | 0.9 | 9.7004e-07 | 4.1871 | 4.5972 | 5.0363 | 5.5041 | 5.9997 | 6.5217 | 7.0681 | 7.6359 | 8.2215 | INL210 | 7348 | 7.7967e-09 | 0.033654 | 0.03695 | 0.04048 | 0.044239 | 0.048223 | 0.052419 | 0.05681 | 0.061374 | 0.066081
INL211 | 1e-06 | 0.59802 | 0.66799 | 0.74542 | 0.83094 | 0.92523 | 1.029 | 1.1428 | 1.2675 | 1.4037 | INL211 | 1 | 1.0778e-06 | 0.64456 | 0.71997 | 0.80342 | 0.89561 | 0.99723 | 1.109 | 1.2318 | 1.3662 | 1.513 | INL211 | 0.9 | 9.7004e-07 | 0.5801 | 0.64798 | 0.72308 | 0.80605 | 0.89751 | 0.99813 | 1.1086 | 1.2295 | 1.3617 | INL211 | 7348 | 7.7967e-09 | 0.0046626 | 0.0052081 | 0.0058118 | 0.0064786 | 0.0072138 | 0.0080226 | 0.0089103 | 0.0098825 | 0.010944
INL213 | 1e-06 | 4.4811 | 4.9201 | 5.39 | 5.8906 | 6.421 | 6.9798 | 7.5645 | 8.3149 | 9.1185 | INL213 | 1 | 1.0778e-06 | 4.8298 | 5.303 | 5.8095 | 6.349 | 6.9207 | 7.5229 | 8.1532 | 8.9619 | 9.8281 | INL213 | 0.9 | 9.7004e-07 | 4.3469 | 4.7727 | 5.2285 | 5.7141 | 6.2287 | 6.7706 | 7.3379 | 8.0657 | 8.8453 | INL213 | 7348 | 7.7967e-09 | 0.034938 | 0.038361 | 0.042024 | 0.045928 | 0.050063 | 0.054419 | 0.058978 | 0.064829 | 0.071094
INL214 | 1e-06 | 4.1221 | 4.526 | 4.9583 | 5.4189 | 5.9069 | 6.421 | 6.9591 | 7.5183 | 8.095 | INL214 | 1 | 1.0778e-06 | 4.4429 | 4.8782 | 5.3442 | 5.8406 | 6.3666 | 6.9207 | 7.5006 | 8.1033 | 8.7249 | INL214 | 0.93 | 1.0024e-06 | 4.1319 | 4.5367 | 4.9701 | 5.4318 | 5.921 | 6.4362 | 6.9756 | 7.5361 | 8.1142 | INL214 | 5759 | 6.1107e-09 | 0.025189 | 0.027657 | 0.030299 | 0.033113 | 0.036095 | 0.039237 | 0.042525 | 0.045942 | 0.049466
INL215 | 1e-06 | 0.0060617 | 0.0066554 | 0.0072909 | 0.0079679 | 0.0086852 | 0.0094407 | 0.010231 | 0.011053 | 0.0119 | INL215 | 1 | 1.0778e-06 | 0.0065334 | 0.0071733 | 0.0078583 | 0.0085879 | 0.009361 | 0.010175 | 0.011028 | 0.011913 | 0.012826 | INL215 | 0.94 | 1.0132e-06 | 0.0061414 | 0.0067429 | 0.0073868 | 0.0080727 | 0.0087994 | 0.0095648 | 0.010366 | 0.011198 | 0.012057 | INL215 | 11487 | 1.2188e-08 | 7.3883e-05 | 8.1119e-05 | 8.8865e-05 | 9.7116e-05 | 0.00010586 | 0.00011507 | 0.0001247 | 0.00013472 | 0.00014505
INL216 | 1e-06 | 0.030462 | 0.033445 | 0.036639 | 0.040041 | 0.043646 | 0.047443 | 0.051416 | 0.055545 | 0.059803 | INL216 | 1 | 1.0778e-06 | 0.032832 | 0.036048 | 0.03949 | 0.043157 | 0.047042 | 0.051134 | 0.055417 | 0.059867 | 0.064457 | INL216 | 0.94 | 1.0132e-06 | 0.030862 | 0.033885 | 0.037121 | 0.040568 | 0.04422 | 0.048066 | 0.052092 | 0.056275 | 0.060589 | INL216 | 11487 | 1.2188e-08 | 0.00037128 | 0.00040765 | 0.00044658 | 0.00048804 | 0.00053198 | 0.00057825 | 0.00062668 | 0.00067701 | 0.00072891
INL303 | 1e-06 | 101.3169 | 111.2418 | 121.8668 | 133.1854 | 145.1782 | 157.8108 | 171.0318 | 184.7718 | 198.9418 | INL303 | 1 | 1.0778e-06 | 109.2013 | 119.8986 | 131.3504 | 143.5498 | 156.4759 | 170.0915 | 184.3414 | 199.1506 | 214.4233 | INL303 | 0.9 | 9.7004e-07 | 98.2812 | 107.9087 | 118.2154 | 129.1948 | 140.8283 | 153.0823 | 165.9072 | 179.2356 | 192.9809 | INL303 | 7348 | 7.7967e-09 | 0.78994 | 0.86732 | 0.95016 | 1.0384 | 1.1319 | 1.2304 | 1.3335 | 1.4406 | 1.5511
INL307 | 1e-06 | 1.8132 | 1.9909 | 2.181 | 2.3836 | 2.5982 | 2.8243 | 3.0609 | 3.3068 | 3.5604 | INL307 | 1 | 1.0778e-06 | 1.9543 | 2.1458 | 2.3507 | 2.5691 | 2.8004 | 3.0441 | 3.2991 | 3.5641 | 3.8375 | INL307 | 0.9 | 9.7004e-07 | 1.7589 | 1.9312 | 2.1157 | 2.3122 | 2.5204 | 2.7397 | 2.9692 | 3.2077 | 3.4537 | INL307 | 7348 | 7.7967e-09 | 0.014137 | 0.015522 | 0.017005 | 0.018584 | 0.020258 | 0.02202 | 0.023865 | 0.025782 | 0.02776
INL310 | 1e-06 | 6.743 | 7.4035 | 8.1107 | 8.864 | 9.6621 | 10.5029 | 11.3828 | 12.2972 | 13.2403 | INL310 | 1 | 1.0778e-06 | 7.2677 | 7.9797 | 8.7418 | 9.5537 | 10.414 | 11.3202 | 12.2686 | 13.2542 | 14.2706 | INL310 | 0.9 | 9.7004e-07 | 6.541 | 7.1817 | 7.8676 | 8.5984 | 9.3726 | 10.1882 | 11.0417 | 11.9287 | 12.8435 | INL310 | 7348 | 7.7967e-09 | 0.052573 | 0.057723 | 0.063237 | 0.06911 | 0.075333 | 0.081888 | 0.088748 | 0.095878 | 0.10323
INL311 | 1e-06 | 0.93422 | 1.0435 | 1.1645 | 1.2981 | 1.4454 | 1.6074 | 1.7853 | 1.9801 | 2.1929 | INL311 | 1 | 1.0778e-06 | 1.0069 | 1.1247 | 1.2551 | 1.3991 | 1.5579 | 1.7325 | 1.9242 | 2.1342 | 2.3635 | INL311 | 0.9 | 9.7004e-07 | 0.90623 | 1.0123 | 1.1296 | 1.2592 | 1.4021 | 1.5593 | 1.7318 | 1.9208 | 2.1272 | INL311 | 7348 | 7.7967e-09 | 0.0072839 | 0.0081361 | 0.0090791 | 0.010121 | 0.011269 | 0.012533 | 0.01392 | 0.015438 | 0.017097
INL313 | 1e-06 | 7.0003 | 7.6861 | 8.4202 | 9.2022 | 10.0309 | 10.9037 | 11.8172 | 12.9893 | 14.2448 | INL313 | 1 | 1.0778e-06 | 7.5451 | 8.2842 | 9.0755 | 9.9184 | 10.8115 | 11.7522 | 12.7368 | 14.0002 | 15.3533 | INL313 | 0.9 | 9.7004e-07 | 6.7906 | 7.4558 | 8.1679 | 8.9265 | 9.7303 | 10.577 | 11.4631 | 12.6001 | 13.818 | INL313 | 7348 | 7.7967e-09 | 0.05458 | 0.059926 | 0.06565 | 0.071747 | 0.078208 | 0.085013 | 0.092135 | 0.10127 | 0.11106
INL314 | 1e-06 | 0.040411 | 0.044369 | 0.048606 | 0.053119 | 0.057901 | 0.062938 | 0.068209 | 0.073687 | 0.079335 | INL314 | 1 | 1.0778e-06 | 0.043556 | 0.047822 | 0.052388 | 0.057253 | 0.062407 | 0.067836 | 0.073517 | 0.079421 | 0.085509 | INL314 | 0.94 | 1.0132e-06 | 0.040943 | 0.044953 | 0.049245 | 0.053818 | 0.058663 | 0.063766 | 0.069106 | 0.074656 | 0.080379 | INL314 | 11487 | 1.2188e-08 | 0.00049255 | 0.00054079 | 0.00059243 | 0.00064744 | 0.00070573 | 0.00076712 | 0.00083137 | 0.00089813 | 0.00096698
INL315 | 1e-06 | 0.20308 | 0.22297 | 0.24426 | 0.26694 | 0.29097 | 0.31628 | 0.34277 | 0.3703 | 0.39869 | INL315 | 1 | 1.0778e-06 | 0.21888 | 0.24032 | 0.26327 | 0.28771 | 0.31362 | 0.3409 | 0.36945 | 0.39912 | 0.42971 | INL315 | 0.94 | 1.0132e-06 | 0.20575 | 0.2259 | 0.24747 | 0.27045 | 0.2948 | 0.32044 | 0.34728 | 0.37517 | 0.40393 | INL315 | 11487 | 1.2188e-08 | 0.0024752 | 0.0027177 | 0.0029772 | 0.0032536 | 0.0035465 | 0.003855 | 0.0041779 | 0.0045134 | 0.0048594
INL402 | 1e-06 | 4.3923 | 4.8227 | 5.2835 | 5.7744 | 6.2946 | 6.8425 | 7.4161 | 8.0122 | 8.627 | INL402 | 1 | 1.0778e-06 | 4.7341 | 5.198 | 5.6946 | 6.2237 | 6.7844 | 7.375 | 7.9932 | 8.6357 | 9.2984 | INL402 | 1.28 | 1.3796e-06 | 6.0597 | 6.6534 | 7.2891 | 7.9664 | 8.684 | 9.44 | 10.2313 | 11.0537 | 11.9019 | INL402 | 4046 | 4.2931e-09 | 0.018857 | 0.020704 | 0.022682 | 0.02479 | 0.027023 | 0.029376 | 0.031838 | 0.034397 | 0.037037
INL405 | 1e-06 | 0.54799 | 0.6121 | 0.68305 | 0.76142 | 0.84782 | 0.94288 | 1.0472 | 1.1615 | 1.2863 | INL405 | 1 | 1.0778e-06 | 0.59063 | 0.65974 | 0.73621 | 0.82068 | 0.9138 | 1.0163 | 1.1287 | 1.2519 | 1.3864 | INL405 | 0.95 | 1.0239e-06 | 0.5611 | 0.62675 | 0.6994 | 0.77964 | 0.86811 | 0.96544 | 1.0723 | 1.1893 | 1.3171 | INL405 | 7712 | 8.183e-09 | 0.0044842 | 0.0050088 | 0.0055894 | 0.0062307 | 0.0069377 | 0.0077155 | 0.0085693 | 0.0095043 | 0.010526
INL408 | 1e-06 | 3.1864 | 3.4985 | 3.8326 | 4.1885 | 4.5656 | 4.9628 | 5.3786 | 5.8106 | 6.2561 | INL408 | 1 | 1.0778e-06 | 3.4343 | 3.7707 | 4.1308 | 4.5144 | 4.9209 | 5.349 | 5.7971 | 6.2628 | 6.743 | INL408 | 0.95 | 1.0239e-06 | 3.2626 | 3.5822 | 3.9243 | 4.2887 | 4.6749 | 5.0816 | 5.5073 | 5.9496 | 6.4058 | INL408 | 8773 | 9.3087e-09 | 0.029661 | 0.032566 | 0.035677 | 0.03899 | 0.0425 | 0.046198 | 0.050068 | 0.054089 | 0.058237
INL410 | 1e-06 | 0.52307 | 0.58427 | 0.65199 | 0.7268 | 0.80927 | 0.90001 | 0.9996 | 1.1087 | 1.2278 | INL410 | 1 | 1.0778e-06 | 0.56378 | 0.62974 | 0.70273 | 0.78336 | 0.87225 | 0.97004 | 1.0774 | 1.1949 | 1.3233 | INL410 | 0.78 | 8.407e-07 | 0.43975 | 0.4912 | 0.54813 | 0.61102 | 0.68036 | 0.75663 | 0.84036 | 0.93205 | 1.0322 | INL410 | 7485 | 7.9421e-09 | 0.0041543 | 0.0046403 | 0.0051782 | 0.0057723 | 0.0064273 | 0.0071479 | 0.0079389 | 0.0088051 | 0.0097512
INL412 | 1e-06 | 0.11823 | 0.13207 | 0.14738 | 0.16428 | 0.18293 | 0.20344 | 0.22595 | 0.2506 | 0.27753 | INL412 | 1 | 1.0778e-06 | 0.12744 | 0.14234 | 0.15884 | 0.17707 | 0.19716 | 0.21927 | 0.24353 | 0.2701 | 0.29912 | INL412 | 0.78 | 8.407e-07 | 0.099399 | 0.11103 | 0.1239 | 0.13811 | 0.15379 | 0.17103 | 0.18995 | 0.21068 | 0.23332 | INL412 | 7485 | 7.9421e-09 | 0.00093903 | 0.0010489 | 0.0011705 | 0.0013048 | 0.0014528 | 0.0016157 | 0.0017945 | 0.0019903 | 0.0022041
INL413 | 1e-06 | 0.38527 | 0.43034 | 0.48022 | 0.53532 | 0.59607 | 0.6629 | 0.73625 | 0.81658 | 0.90433 | INL413 | 1 | 1.0778e-06 | 0.41525 | 0.46383 | 0.5176 | 0.57698 | 0.64245 | 0.71448 | 0.79355 | 0.88013 | 0.9747 | INL413 | 0.87 | 9.377e-07 | 0.36127 | 0.40353 | 0.45031 | 0.50197 | 0.55894 | 0.6216 | 0.69039 | 0.76571 | 0.84799 | INL413 | 9272 | 9.8382e-09 | 0.0037904 | 0.0042338 | 0.0047246 | 0.0052666 | 0.0058643 | 0.0065217 | 0.0072434 | 0.0080337 | 0.008897
INL414 | 1e-06 | 0.15123 | 0.16892 | 0.1885 | 0.21013 | 0.23397 | 0.26021 | 0.289 | 0.32053 | 0.35497 | INL414 | 1 | 1.0778e-06 | 0.163 | 0.18207 | 0.20317 | 0.22648 | 0.25218 | 0.28045 | 0.31149 | 0.34547 | 0.3826 | INL414 | 0.87 | 9.377e-07 | 0.14181 | 0.1584 | 0.17676 | 0.19704 | 0.2194 | 0.244 | 0.271 | 0.30056 | 0.33286 | INL414 | 11058 | 1.1733e-08 | 0.0017744 | 0.001982 | 0.0022117 | 0.0024655 | 0.0027453 | 0.0030531 | 0.0033909 | 0.0037609 | 0.004165
INL416 | 1e-06 | 0.044896 | 0.050149 | 0.055962 | 0.062383 | 0.069461 | 0.077249 | 0.085798 | 0.095159 | 0.10538 | INL416 | 1 | 1.0778e-06 | 0.04839 | 0.054052 | 0.060317 | 0.067237 | 0.074867 | 0.083261 | 0.092474 | 0.10256 | 0.11358 | INL416 | 0.92 | 9.9159e-07 | 0.044519 | 0.049727 | 0.055491 | 0.061858 | 0.068878 | 0.0766 | 0.085076 | 0.094359 | 0.1045 | INL416 | 9756 | 1.0352e-08 | 0.00046476 | 0.00051913 | 0.0005793 | 0.00064577 | 0.00071905 | 0.00079967 | 0.00088816 | 0.00098506 | 0.0010909
INL418 | 1e-06 | 0.46376 | 0.51802 | 0.57806 | 0.64439 | 0.71751 | 0.79795 | 0.88626 | 0.98295 | 1.0886 | INL418 | 1 | 1.0778e-06 | 0.49985 | 0.55833 | 0.62305 | 0.69454 | 0.77335 | 0.86005 | 0.95522 | 1.0594 | 1.1733 | INL418 | 0.9 | 9.7004e-07 | 0.44987 | 0.5025 | 0.56074 | 0.62508 | 0.69601 | 0.77405 | 0.8597 | 0.9535 | 1.056 | INL418 | 7186 | 7.6248e-09 | 0.0035361 | 0.0039498 | 0.0044076 | 0.0049134 | 0.0054709 | 0.0060843 | 0.0067576 | 0.0074948 | 0.0083002
INL419 | 1e-06 | 0.26701 | 0.29825 | 0.33283 | 0.37101 | 0.41311 | 0.45943 | 0.51027 | 0.56594 | 0.62675 | INL419 | 1 | 1.0778e-06 | 0.28779 | 0.32146 | 0.35873 | 0.39988 | 0.44526 | 0.49518 | 0.54998 | 0.60998 | 0.67553 | INL419 | 0.9 | 9.7004e-07 | 0.25901 | 0.28932 | 0.32285 | 0.3599 | 0.40073 | 0.44566 | 0.49498 | 0.54899 | 0.60797 | INL419 | 7186 | 7.6248e-09 | 0.0020359 | 0.0022741 | 0.0025377 | 0.0028289 | 0.0031499 | 0.0035031 | 0.0038907 | 0.0043152 | 0.0047789
INL420 | 1e-06 | 0.18303 | 0.20444 | 0.22814 | 0.25431 | 0.28317 | 0.31492 | 0.34977 | 0.38793 | 0.42961 | INL420 | 1 | 1.0778e-06 | 0.19727 | 0.22035 | 0.24589 | 0.2741 | 0.30521 | 0.33943 | 0.37699 | 0.41812 | 0.46305 | INL420 | 0.9 | 9.7004e-07 | 0.17754 | 0.19832 | 0.2213 | 0.24669 | 0.27469 | 0.30548 | 0.33929 | 0.37631 | 0.41674 | INL420 | 7186 | 7.6248e-09 | 0.0013956 | 0.0015588 | 0.0017395 | 0.0019391 | 0.0021591 | 0.0024012 | 0.0026669 | 0.0029579 | 0.0032757
INL421 | 1e-06 | 0.17277 | 0.19299 | 0.21536 | 0.24007 | 0.26731 | 0.29728 | 0.33017 | 0.3662 | 0.40555 | INL421 | 1 | 1.0778e-06 | 0.18622 | 0.20801 | 0.23212 | 0.25875 | 0.28811 | 0.32041 | 0.35587 | 0.3947 | 0.43711 | INL421 | 0.9 | 9.7004e-07 | 0.1676 | 0.18721 | 0.2089 | 0.23287 | 0.2593 | 0.28837 | 0.32028 | 0.35523 | 0.39339 | INL421 | 7186 | 7.6248e-09 | 0.0013174 | 0.0014715 | 0.0016421 | 0.0018305 | 0.0020382 | 0.0022667 | 0.0025175 | 0.0027922 | 0.0030922
INL424 | 1e-06 | 0.51954 | 0.57043 | 0.62491 | 0.68295 | 0.74444 | 0.80921 | 0.87699 | 0.94744 | 1.0201 | INL424 | 1 | 1.0778e-06 | 0.55997 | 0.61482 | 0.67354 | 0.73609 | 0.80237 | 0.87218 | 0.94524 | 1.0212 | 1.0995 | INL424 | 0.96 | 1.0347e-06 | 0.53758 | 0.59023 | 0.6466 | 0.70665 | 0.77028 | 0.83729 | 0.90743 | 0.98032 | 1.0555 | INL424 | 8602 | 9.1273e-09 | 0.004742 | 0.0052065 | 0.0057038 | 0.0062335 | 0.0067947 | 0.0073859 | 0.0080046 | 0.0086476 | 0.0093106
INL425 | 1e-06 | 0.56669 | 0.62221 | 0.68165 | 0.74497 | 0.81206 | 0.88274 | 0.9567 | 1.0336 | 1.1129 | INL425 | 1 | 1.0778e-06 | 0.61079 | 0.67063 | 0.73469 | 0.80294 | 0.87525 | 0.95143 | 1.0312 | 1.114 | 1.1995 | INL425 | 0.92 | 9.9159e-07 | 0.56193 | 0.61698 | 0.67592 | 0.73871 | 0.80523 | 0.87531 | 0.94866 | 1.0249 | 1.1035 | INL425 | 5673 | 6.0194e-09 | 0.0034112 | 0.0037454 | 0.0041031 | 0.0044843 | 0.0048882 | 0.0053136 | 0.0057588 | 0.0062216 | 0.0066988
INL426 | 1e-06 | 0.066007 | 0.07373 | 0.082276 | 0.091716 | 0.10212 | 0.11357 | 0.12614 | 0.1399 | 0.15494 | INL426 | 1 | 1.0778e-06 | 0.071144 | 0.079467 | 0.088678 | 0.098853 | 0.11007 | 0.12241 | 0.13596 | 0.15079 | 0.16699 | INL426 | 0.92 | 9.9159e-07 | 0.065452 | 0.07311 | 0.081584 | 0.090945 | 0.10126 | 0.11262 | 0.12508 | 0.13873 | 0.15363 | INL426 | 5673 | 6.0194e-09 | 0.00039732 | 0.00044381 | 0.00049525 | 0.00055208 | 0.00061472 | 0.00068364 | 0.00075929 | 0.00084214 | 0.00093263
INL428 | 1e-06 | 0.60587 | 0.66519 | 0.72869 | 0.79633 | 0.86799 | 0.94346 | 1.0224 | 1.1045 | 1.1891 | INL428 | 1 | 1.0778e-06 | 0.65302 | 0.71696 | 0.7854 | 0.8583 | 0.93553 | 1.0169 | 1.102 | 1.1904 | 1.2816 | INL428 | 4.56 | 4.9149e-06 | 2.9778 | 3.2693 | 3.5814 | 3.9138 | 4.266 | 4.637 | 5.0251 | 5.4284 | 5.8443 | INL428 | 36534 | 3.8765e-08 | 0.023487 | 0.025786 | 0.028248 | 0.03087 | 0.033648 | 0.036573 | 0.039635 | 0.042816 | 0.046096
INL429 | 1e-06 | 0.36232 | 0.40471 | 0.45162 | 0.50344 | 0.56057 | 0.62342 | 0.69241 | 0.76795 | 0.85047 | INL429 | 1 | 1.0778e-06 | 0.39052 | 0.43621 | 0.48677 | 0.54262 | 0.60419 | 0.67193 | 0.74629 | 0.82771 | 0.91665 | INL429 | 0.81 | 8.7303e-07 | 0.31632 | 0.35333 | 0.39428 | 0.43952 | 0.4894 | 0.54426 | 0.60449 | 0.67045 | 0.74249 | INL429 | 6323 | 6.7091e-09 | 0.0024309 | 0.0027153 | 0.00303 | 0.0033777 | 0.0037609 | 0.0041826 | 0.0046454 | 0.0051523 | 0.0057059
INL430 | 1e-06 | 0.044791 | 0.050031 | 0.055831 | 0.062236 | 0.069298 | 0.077068 | 0.085596 | 0.094935 | 0.10514 | INL430 | 1 | 1.0778e-06 | 0.048277 | 0.053925 | 0.060175 | 0.06708 | 0.074691 | 0.083065 | 0.092257 | 0.10232 | 0.11332 | INL430 | 0.97 | 1.0455e-06 | 0.046828 | 0.052307 | 0.05837 | 0.065067 | 0.07245 | 0.080573 | 0.08949 | 0.099253 | 0.10992 | INL430 | 8454 | 8.9703e-09 | 0.00040179 | 0.00044879 | 0.00050081 | 0.00055828 | 0.00062163 | 0.00069132 | 0.00076782 | 0.00085159 | 0.0009431
INL502 | 1e-06 | 0.12937 | 0.14451 | 0.16126 | 0.17976 | 0.20016 | 0.2226 | 0.24724 | 0.27421 | 0.30368 | INL502 | 1 | 1.0778e-06 | 0.13944 | 0.15576 | 0.17381 | 0.19375 | 0.21574 | 0.23993 | 0.26648 | 0.29555 | 0.32731 | INL502 | 2.24 | 2.4143e-06 | 0.31235 | 0.34889 | 0.38933 | 0.43401 | 0.48325 | 0.53743 | 0.59691 | 0.66203 | 0.73317 | INL502 | 7061 | 7.4922e-09 | 0.0009693 | 0.0010827 | 0.0012082 | 0.0013468 | 0.0014997 | 0.0016678 | 0.0018523 | 0.0020544 | 0.0022752
INL503 | 1e-06 | 0.075435 | 0.084261 | 0.094027 | 0.10482 | 0.11671 | 0.12979 | 0.14416 | 0.15989 | 0.17707 | INL503 | 1 | 1.0778e-06 | 0.081305 | 0.090818 | 0.10134 | 0.11297 | 0.12579 | 0.13989 | 0.15538 | 0.17233 | 0.19084 | INL503 | 0.93 | 1.0024e-06 | 0.075614 | 0.084461 | 0.09425 | 0.10506 | 0.11699 | 0.1301 | 0.1445 | 0.16027 | 0.17749 | INL503 | 5759 | 6.1107e-09 | 0.00046096 | 0.00051489 | 0.00057457 | 0.0006405 | 0.00071318 | 0.00079313 | 0.0008809 | 0.00097701 | 0.001082
INL505 | 1e-06 | 0.06745 | 0.075342 | 0.084075 | 0.093721 | 0.10436 | 0.11606 | 0.1289 | 0.14296 | 0.15832 | INL505 | 1 | 1.0778e-06 | 0.072699 | 0.081205 | 0.090617 | 0.10101 | 0.11248 | 0.12509 | 0.13893 | 0.15409 | 0.17064 | INL505 | 0.92 | 9.9159e-07 | 0.066883 | 0.074708 | 0.083368 | 0.092933 | 0.10348 | 0.11508 | 0.12781 | 0.14176 | 0.15699 | INL505 | 5673 | 6.0194e-09 | 0.00040601 | 0.00045351 | 0.00050608 | 0.00056415 | 0.00062816 | 0.00069859 | 0.0007759 | 0.00086055 | 0.00095302
INL508 | 1e-06 | 1.422 | 1.5613 | 1.7105 | 1.8694 | 2.0377 | 2.2151 | 2.4007 | 2.5936 | 2.7926 | INL508 | 1 | 1.0778e-06 | 1.5327 | 1.6828 | 1.8436 | 2.0149 | 2.1963 | 2.3875 | 2.5875 | 2.7954 | 3.0099 | INL508 | 0.92 | 9.9159e-07 | 1.4101 | 1.5482 | 1.6961 | 1.8537 | 2.0206 | 2.1965 | 2.3805 | 2.5718 | 2.7691 | INL508 | 5673 | 6.0194e-09 | 0.0085598 | 0.0093984 | 0.010296 | 0.011253 | 0.012266 | 0.013334 | 0.014451 | 0.015612 | 0.01681
INL509 | 1e-06 | 0.8456 | 0.94454 | 1.054 | 1.175 | 1.3083 | 1.455 | 1.616 | 1.7923 | 1.9849 | INL509 | 1 | 1.0778e-06 | 0.91141 | 1.018 | 1.136 | 1.2664 | 1.4101 | 1.5682 | 1.7417 | 1.9317 | 2.1393 | INL509 | 0.83 | 8.9459e-07 | 0.75647 | 0.84497 | 0.94292 | 1.0511 | 1.1704 | 1.3016 | 1.4456 | 1.6034 | 1.7756 | INL509 | 6678 | 7.0858e-09 | 0.0059918 | 0.0066928 | 0.0074686 | 0.0083255 | 0.0092702 | 0.01031 | 0.01145 | 0.0127 | 0.014064
INL511 | 1e-06 | 0.14158 | 0.15544 | 0.17028 | 0.18608 | 0.20283 | 0.22046 | 0.23892 | 0.2581 | 0.27787 | INL511 | 1 | 1.0778e-06 | 0.15259 | 0.16753 | 0.18353 | 0.20056 | 0.21861 | 0.23762 | 0.25751 | 0.27818 | 0.2995 | INL511 | 4.01 | 4.3221e-06 | 0.6119 | 0.67181 | 0.73594 | 0.80426 | 0.87663 | 0.95286 | 1.0326 | 1.1155 | 1.201 | INL511 | 29195 | 3.0978e-08 | 0.0043857 | 0.0048151 | 0.0052748 | 0.0057644 | 0.0062832 | 0.0068295 | 0.0074013 | 0.0079953 | 0.0086079
INL552 | 12.1917 | 12.8552 | 13.5472 | 14.2683 | 15.0186 | 15.7984 | 16.6079 | 17.4471 | 18.3159 | 19.2141 | INL552 | 1 | 13.1404 | 13.8555 | 14.6015 | 15.3786 | 16.1873 | 17.0278 | 17.9004 | 18.8049 | 19.7413 | 20.7093 | INL552 | 0.55 | 7.2272 | 7.6205 | 8.0308 | 8.4582 | 8.903 | 9.3653 | 9.8452 | 10.3427 | 10.8577 | 11.3901 | INL552 | 5941 | 0.076854 | 0.081036 | 0.085399 | 0.089944 | 0.094674 | 0.09959 | 0.10469 | 0.10998 | 0.11546 | 0.12112
INL601 | 1e-06 | 1.8684 | 2.0514 | 2.2473 | 2.456 | 2.6771 | 2.91 | 3.1537 | 3.407 | 3.6681 | INL601 | 1 | 1.0778e-06 | 2.0138 | 2.2111 | 2.4222 | 2.6471 | 2.8854 | 3.1364 | 3.3991 | 3.6721 | 3.9536 | INL601 | 0.87 | 9.377e-07 | 1.752 | 1.9236 | 2.1073 | 2.303 | 2.5103 | 2.7287 | 2.9572 | 3.1947 | 3.4396 | INL601 | 11058 | 1.1733e-08 | 0.021923 | 0.02407 | 0.026368 | 0.028817 | 0.031411 | 0.034144 | 0.037003 | 0.039975 | 0.043039
INL602 | 1e-06 | 0.00063238 | 0.00070637 | 0.00078824 | 0.00087868 | 0.00097839 | 0.0010881 | 0.0012085 | 0.0013403 | 0.0014844 | INL602 | 1 | 1.0778e-06 | 0.00068159 | 0.00076134 | 0.00084958 | 0.00094706 | 0.0010545 | 0.0011728 | 0.0013025 | 0.0014446 | 0.0015999 | INL602 | 0.94 | 1.0132e-06 | 0.0006407 | 0.00071566 | 0.00079861 | 0.00089024 | 0.00099125 | 0.0011024 | 0.0012244 | 0.001358 | 0.0015039 | INL602 | 11487 | 1.2188e-08 | 7.7077e-06 | 8.6095e-06 | 9.6075e-06 | 1.071e-05 | 1.1925e-05 | 1.3262e-05 | 1.473e-05 | 1.6337e-05 | 1.8092e-05
INL603 | 1e-06 | 0.2805 | 0.31332 | 0.34963 | 0.38975 | 0.43397 | 0.48263 | 0.53604 | 0.59452 | 0.6584 | INL603 | 1 | 1.0778e-06 | 0.30233 | 0.3377 | 0.37684 | 0.42008 | 0.46774 | 0.52019 | 0.57775 | 0.64079 | 0.70964 | INL603 | 0.79 | 8.5148e-07 | 0.23884 | 0.26678 | 0.2977 | 0.33186 | 0.36952 | 0.41095 | 0.45642 | 0.50622 | 0.56061 | INL603 | 6033 | 6.4014e-09 | 0.0017956 | 0.0020057 | 0.0022381 | 0.0024949 | 0.002778 | 0.0030895 | 0.0034314 | 0.0038058 | 0.0042147
INL604 | 1e-06 | 0.36675 | 0.40966 | 0.45715 | 0.5096 | 0.56743 | 0.63104 | 0.70087 | 0.77734 | 0.86087 | INL604 | 1 | 1.0778e-06 | 0.3953 | 0.44154 | 0.49272 | 0.54926 | 0.61158 | 0.68015 | 0.75542 | 0.83784 | 0.92786 | INL604 | 0.88 | 9.4848e-07 | 0.34786 | 0.38856 | 0.4336 | 0.48335 | 0.53819 | 0.59853 | 0.66477 | 0.7373 | 0.81652 | INL604 | 7485 | 7.9421e-09 | 0.0029128 | 0.0032536 | 0.0036307 | 0.0040473 | 0.0045066 | 0.0050118 | 0.0055664 | 0.0061737 | 0.0068371
INL605 | 1e-06 | 0.032597 | 0.03579 | 0.039208 | 0.04285 | 0.046708 | 0.050772 | 0.055025 | 0.059445 | 0.064003 | INL605 | 1 | 1.0778e-06 | 0.035134 | 0.038575 | 0.04226 | 0.046184 | 0.050343 | 0.054723 | 0.059307 | 0.064071 | 0.068983 | INL605 | 0.97 | 1.0455e-06 | 0.03408 | 0.037418 | 0.040992 | 0.044799 | 0.048832 | 0.053081 | 0.057527 | 0.062148 | 0.066914 | INL605 | 8454 | 8.9703e-09 | 0.00029241 | 0.00032105 | 0.00035171 | 0.00038437 | 0.00041898 | 0.00045543 | 0.00049359 | 0.00053323 | 0.00057412
INL606 | 1e-06 | 0.00014336 | 0.0001574 | 0.00017243 | 0.00018844 | 0.00020541 | 0.00022328 | 0.00024197 | 0.00026141 | 0.00028145 | INL606 | 1 | 1.0778e-06 | 0.00015452 | 0.00016965 | 0.00018585 | 0.00020311 | 0.00022139 | 0.00024065 | 0.0002608 | 0.00028175 | 0.00030335 | INL606 | 0.94 | 1.0132e-06 | 0.00014525 | 0.00015947 | 0.0001747 | 0.00019092 | 0.00020811 | 0.00022621 | 0.00024516 | 0.00026484 | 0.00028515 | INL606 | 11487 | 1.2188e-08 | 1.7473e-06 | 1.9185e-06 | 2.1017e-06 | 2.2968e-06 | 2.5036e-06 | 2.7214e-06 | 2.9493e-06 | 3.1862e-06 | 3.4304e-06
INL607 | 1e-06 | 0.00072043 | 0.00079099 | 0.00086653 | 0.00094699 | 0.0010322 | 0.001122 | 0.001216 | 0.0013137 | 0.0014144 | INL607 | 1 | 1.0778e-06 | 0.0007765 | 0.00085255 | 0.00093396 | 0.0010207 | 0.0011126 | 0.0012093 | 0.0013106 | 0.0014159 | 0.0015244 | INL607 | 0.94 | 1.0132e-06 | 0.00072991 | 0.00080139 | 0.00087792 | 0.00095944 | 0.0010458 | 0.0011368 | 0.001232 | 0.0013309 | 0.001433 | INL607 | 11487 | 1.2188e-08 | 8.781e-06 | 9.641e-06 | 1.0562e-05 | 1.1542e-05 | 1.2581e-05 | 1.3676e-05 | 1.4821e-05 | 1.6011e-05 | 1.7239e-05
INL701 | 17.3351 | 17.7049 | 18.0826 | 18.4683 | 18.8623 | 19.2646 | 19.6756 | 20.0953 | 20.524 | 20.9618 | INL701 | 1 | 18.6841 | 19.0827 | 19.4898 | 19.9055 | 20.3301 | 20.7638 | 21.2067 | 21.6591 | 22.1211 | 22.593 | INL701 | 0.03 | 0.56052 | 0.57248 | 0.58469 | 0.59717 | 0.6099 | 0.62291 | 0.6362 | 0.64977 | 0.66363 | 0.67779 | INL701 | 4128 | 0.075929 | 0.077549 | 0.079203 | 0.080893 | 0.082618 | 0.084381 | 0.086181 | 0.088019 | 0.089897 | 0.091814
INL703 | 1.942 | 1.9544 | 1.9532 | 1.9382 | 1.9096 | 1.8681 | 1.8149 | 1.7517 | 1.6804 | 1.6031 | INL703 | 1 | 2.0931 | 2.1065 | 2.1052 | 2.089 | 2.0582 | 2.0134 | 1.9562 | 1.888 | 1.8111 | 1.7279 | INL703 | 0.6 | 1.2559 | 1.2639 | 1.2631 | 1.2534 | 1.2349 | 1.2081 | 1.1737 | 1.1328 | 1.0867 | 1.0367 | INL703 | 19594 | 0.040375 | 0.040634 | 0.040609 | 0.040296 | 0.039701 | 0.038838 | 0.037733 | 0.036419 | 0.034936 | 0.03333
INL705 | 1e-06 | 3.0793 | 3.3809 | 3.7037 | 4.0475 | 4.4118 | 4.7954 | 5.1969 | 5.6142 | 6.0444 | INL705 | 1 | 1.0778e-06 | 3.319 | 3.644 | 3.9919 | 4.3625 | 4.7551 | 5.1686 | 5.6014 | 6.051 | 6.5147 | INL705 | 0.6 | 6.4669e-07 | 1.9914 | 2.1864 | 2.3951 | 2.6175 | 2.853 | 3.1012 | 3.3608 | 3.6306 | 3.9088 | INL705 | 19594 | 2.0791e-08 | 0.064021 | 0.07029 | 0.077001 | 0.084149 | 0.091723 | 0.0997 | 0.10805 | 0.11672 | 0.12567
INL709 | 36.6779 | 38.8989 | 40.4216 | 41.13 | 40.9771 | 39.995 | 38.2919 | 36.0337 | 33.4177 | 30.6432 | INL709 | 1 | 39.5322 | 41.926 | 43.5672 | 44.3307 | 44.1659 | 43.1074 | 41.2717 | 38.8378 | 36.0182 | 33.0278 | INL709 | -0.73 | -28.8585 | -30.606 | -31.804 | -32.3614 | -32.2411 | -31.4684 | -30.1283 | -28.3516 | -26.2933 | -24.1103 | INL709 | 4245 | 0.16521 | 0.17521 | 0.18207 | 0.18526 | 0.18457 | 0.18015 | 0.17248 | 0.1623 | 0.15052 | 0.13802
INL721 | 60.8355 | 62.1332 | 63.4586 | 64.8122 | 66.1948 | 67.6068 | 69.0489 | 70.5218 | 72.0262 | 73.5626 | INL721 | 1 | 65.5696 | 66.9683 | 68.3968 | 69.8558 | 71.346 | 72.8679 | 74.4223 | 76.0098 | 77.6312 | 79.2872 | INL721 | 0 | 0 | 0 | 0 | 0 | 0 | 0 | 0 | 0 | 0 | 0 | INL721 | 3710 | 0.23948 | 0.24459 | 0.24981 | 0.25514 | 0.26058 | 0.26614 | 0.27182 | 0.27761 | 0.28354 | 0.28958
INL724 | 0.0001 | 5.1971 | 5.7311 | 6.3079 | 6.9284 | 7.593 | 8.3016 | 9.053 | 9.8454 | 10.676 | INL724 | 1 | 0.00010778 | 5.6015 | 6.1771 | 6.7987 | 7.4676 | 8.1839 | 8.9476 | 9.7575 | 10.6115 | 11.5068 | INL724 | 0 | 0 | 0 | 0 | 0 | 0 | 0 | 0 | 0 | 0 | 0 | INL724 | 3429 | 3.6384e-07 | 0.018909 | 0.020852 | 0.022951 | 0.025208 | 0.027627 | 0.030204 | 0.032938 | 0.035821 | 0.038844
INL729 | 43.9412 | 46.602 | 48.4262 | 49.2749 | 49.0916 | 47.9151 | 45.8747 | 43.1693 | 40.0353 | 36.7114 | INL729 | 1 | 47.3606 | 50.2285 | 52.1947 | 53.1094 | 52.9119 | 51.6438 | 49.4446 | 46.5287 | 43.1508 | 39.5682 | INL729 | -0.73 | -34.5733 | -36.6668 | -38.1021 | -38.7699 | -38.6257 | -37.7 | -36.0946 | -33.966 | -31.5001 | -28.8848 | INL729 | 4245 | 0.19792 | 0.20991 | 0.21812 | 0.22195 | 0.22112 | 0.21582 | 0.20663 | 0.19444 | 0.18033 | 0.16536
INL732 | 15.8658 | 17.6452 | 19.5989 | 21.7385 | 24.0755 | 26.6205 | 29.3836 | 32.3732 | 35.5965 | 39.0583 | INL732 | 1 | 17.1005 | 19.0184 | 21.1241 | 23.4302 | 25.949 | 28.6921 | 31.6702 | 34.8925 | 38.3666 | 42.0978 | INL732 | 0 | 0 | 0 | 0 | 0 | 0 | 0 | 0 | 0 | 0 | 0 | INL732 | 6421 | 0.1081 | 0.12022 | 0.13353 | 0.14811 | 0.16403 | 0.18137 | 0.20019 | 0.22056 | 0.24252 | 0.26611
INL733 | 33.9405 | 34.0763 | 33.9695 | 33.6186 | 33.0304 | 32.2199 | 31.2105 | 30.0327 | 28.7229 | 27.3215 | INL733 | 1 | 36.5817 | 36.7281 | 36.6129 | 36.2348 | 35.6008 | 34.7272 | 33.6393 | 32.3698 | 30.9581 | 29.4476 | INL733 | 1.4 | 51.2144 | 51.4193 | 51.2581 | 50.7287 | 49.8411 | 48.6181 | 47.095 | 45.3178 | 43.3414 | 41.2267 | INL733 | 4029 | 0.1451 | 0.14568 | 0.14522 | 0.14372 | 0.14121 | 0.13774 | 0.13343 | 0.12839 | 0.12279 | 0.1168
INL801 | 396.2338 | 403.6092 | 408.3341 | 410.2181 | 409.1511 | 405.1174 | 398.2052 | 388.6098 | 376.6301 | 362.6568 | INL801 | 1 | 427.0684 | 435.0178 | 440.1103 | 442.1409 | 440.9908 | 436.6433 | 429.1932 | 418.8511 | 405.9391 | 390.8785 | INL801 | 0.64 | 273.3238 | 278.4114 | 281.6706 | 282.9702 | 282.2341 | 279.4517 | 274.6836 | 268.0647 | 259.801 | 250.1622 | INL801 | 3311 | 1.392 | 1.418 | 1.4346 | 1.4412 | 1.4374 | 1.4233 | 1.399 | 1.3653 | 1.3232 | 1.2741
INL802 | 27.3726 | 29.3738 | 31.3978 | 33.4202 | 35.4127 | 37.3437 | 39.1791 | 40.8831 | 42.4194 | 43.7531 | INL802 | 1 | 29.5027 | 31.6596 | 33.8412 | 36.021 | 38.1685 | 40.2498 | 42.228 | 44.0646 | 45.7205 | 47.1579 | INL802 | 0.64 | 18.8818 | 20.2621 | 21.6584 | 23.0534 | 24.4279 | 25.7599 | 27.0259 | 28.2013 | 29.2611 | 30.181 | INL802 | 3311 | 0.096165 | 0.1032 | 0.11031 | 0.11741 | 0.12441 | 0.1312 | 0.13764 | 0.14363 | 0.14903 | 0.15371
INL808 | 1e-06 | 7.6334 | 8.1141 | 8.622 | 9.1583 | 9.7241 | 10.3207 | 10.9494 | 11.6112 | 12.3074 | INL808 | 1 | 1.0778e-06 | 8.2275 | 8.7456 | 9.293 | 9.871 | 10.4808 | 11.1239 | 11.8014 | 12.5148 | 13.2652 | INL808 | 0.64 | 6.898e-07 | 5.2656 | 5.5972 | 5.9475 | 6.3174 | 6.7077 | 7.1193 | 7.5529 | 8.0095 | 8.4897 | INL808 | 3311 | 3.5132e-09 | 0.026818 | 0.028507 | 0.030291 | 0.032175 | 0.034163 | 0.036259 | 0.038467 | 0.040792 | 0.043238
INL901 | 1e-06 | 0.022105 | 0.024691 | 0.027553 | 0.030714 | 0.034199 | 0.038034 | 0.042242 | 0.046851 | 0.051885 | INL901 | 1 | 1.0778e-06 | 0.023825 | 0.026612 | 0.029697 | 0.033104 | 0.036861 | 0.040993 | 0.04553 | 0.050497 | 0.055923 | INL901 | 0.91 | 9.8082e-07 | 0.021681 | 0.024217 | 0.027024 | 0.030125 | 0.033543 | 0.037304 | 0.041432 | 0.045952 | 0.05089 | INL901 | 7101 | 7.5346e-09 | 0.00016655 | 0.00018604 | 0.0002076 | 0.00023142 | 0.00025768 | 0.00028657 | 0.00031828 | 0.00035301 | 0.00039094
INL902 | 1e-06 | 0.0093426 | 0.010436 | 0.011645 | 0.012981 | 0.014454 | 0.016075 | 0.017854 | 0.019802 | 0.021929 | INL902 | 1 | 1.0778e-06 | 0.01007 | 0.011248 | 0.012551 | 0.013992 | 0.015579 | 0.017326 | 0.019243 | 0.021343 | 0.023636 | INL902 | 1.28 | 1.3796e-06 | 0.012889 | 0.014397 | 0.016066 | 0.017909 | 0.019941 | 0.022177 | 0.024631 | 0.027319 | 0.030254 | INL902 | 4046 | 4.2931e-09 | 4.0108e-05 | 4.4801e-05 | 4.9994e-05 | 5.573e-05 | 6.2054e-05 | 6.9011e-05 | 7.6648e-05 | 8.5011e-05 | 9.4145e-05
RMF114 | 1012.334 | 1022.9418 | 1033.8681 | 1045.1184 | 1056.6983 | 1068.6136 | 1090.9934 | 1113.7254 | 1136.8188 | 1160.283 | RMF114 | 0.13 | 141.8447 | 143.331 | 144.862 | 146.4383 | 148.0609 | 149.7304 | 152.8662 | 156.0513 | 159.2871 | 162.5748 | RMF114 | 0 | 0 | 0 | 0 | 0 | 0 | 0 | 0 | 0 | 0 | 0 | RMF114 | 324 | 0.34803 | 0.35167 | 0.35543 | 0.3593 | 0.36328 | 0.36737 | 0.37507 | 0.38288 | 0.39082 | 0.39889
RMF115 | 91.7953 | 93.6752 | 95.5935 | 97.5511 | 99.5489 | 101.5875 | 103.6679 | 105.7908 | 107.9573 | 110.1681 | RMF115 | 0.11 | 10.8833 | 11.1061 | 11.3336 | 11.5657 | 11.8025 | 12.0442 | 12.2909 | 12.5426 | 12.7994 | 13.0615 | RMF115 | 0.03 | 2.9682 | 3.0289 | 3.091 | 3.1543 | 3.2189 | 3.2848 | 3.3521 | 3.4207 | 3.4908 | 3.5622 | RMF115 | 272 | 0.026493 | 0.027036 | 0.027589 | 0.028154 | 0.028731 | 0.029319 | 0.02992 | 0.030532 | 0.031158 | 0.031796
RMF116 | 2218.828 | 2476.3574 | 2761.0854 | 3075.3126 | 3421.417 | 3801.8321 | 4219.0187 | 4675.4323 | 5173.4847 | 5715.4999 | RMF116 | 0.13 | 310.8944 | 346.9785 | 386.8736 | 430.902 | 479.3969 | 532.6994 | 591.1541 | 655.1052 | 724.8905 | 800.8358 | RMF116 | 0.12 | 286.9794 | 320.2879 | 357.1141 | 397.7557 | 442.5203 | 491.7225 | 545.6807 | 604.7125 | 669.1297 | 739.233 | RMF116 | 301 | 0.70865 | 0.7909 | 0.88184 | 0.9822 | 1.0927 | 1.2142 | 1.3475 | 1.4932 | 1.6523 | 1.8254
RMF120 | 119.8167 | 133.7233 | 149.0986 | 166.0669 | 184.7565 | 205.2989 | 227.827 | 252.4733 | 279.3682 | 308.637 | RMF120 | 0.05 | 6.457 | 7.2065 | 8.0351 | 8.9495 | 9.9567 | 11.0638 | 12.2778 | 13.606 | 15.0554 | 16.6327 | RMF120 | 0 | 0 | 0 | 0 | 0 | 0 | 0 | 0 | 0 | 0 | 0 | RMF120 | 95 | 0.012078 | 0.01348 | 0.015029 | 0.01674 | 0.018624 | 0.020694 | 0.022965 | 0.02545 | 0.028161 | 0.031111
RMF121 | 252.9464 | 282.3047 | 314.7637 | 350.5856 | 390.0415 | 433.4089 | 480.9681 | 532.9993 | 589.7773 | 651.567 | RMF121 | 0.1 | 27.263 | 30.4273 | 33.9258 | 37.7868 | 42.0394 | 46.7136 | 51.8397 | 57.4477 | 63.5673 | 70.2271 | RMF121 | -0.01 | -2.7263 | -3.0427 | -3.3926 | -3.7787 | -4.2039 | -4.6714 | -5.184 | -5.7448 | -6.3567 | -7.0227 | RMF121 | 124 | 0.033281 | 0.037144 | 0.041414 | 0.046127 | 0.051319 | 0.057025 | 0.063282 | 0.070128 | 0.077598 | 0.085728
RMF122 | 31.9511 | 35.6595 | 39.7596 | 44.2845 | 49.2684 | 54.7464 | 60.7539 | 67.3262 | 74.4982 | 82.3032 | RMF122 | 0.22 | 7.5763 | 8.4556 | 9.4278 | 10.5008 | 11.6825 | 12.9815 | 14.406 | 15.9644 | 17.665 | 19.5158 | RMF122 | 0.08 | 2.755 | 3.0748 | 3.4283 | 3.8185 | 4.2482 | 4.7205 | 5.2385 | 5.8052 | 6.4236 | 7.0966 | RMF122 | 495 | 0.016782 | 0.018729 | 0.020883 | 0.023259 | 0.025877 | 0.028754 | 0.03191 | 0.035362 | 0.039129 | 0.043228
RMF124 | 2096.7924 | 2193.214 | 2292.6372 | 2395.074 | 2500.5333 | 2609.0214 | 2720.542 | 2835.0964 | 2952.684 | 3073.3022 | RMF124 | 0.17 | 384.1937 | 401.861 | 420.0782 | 438.8476 | 458.1709 | 478.049 | 498.4829 | 519.4726 | 541.0181 | 563.1189 | RMF124 | 0.38 | 858.786 | 898.2775 | 938.9983 | 980.9535 | 1024.1466 | 1068.5802 | 1114.2559 | 1161.1741 | 1209.3346 | 1258.7363 | RMF124 | 433 | 0.96336 | 1.0077 | 1.0533 | 1.1004 | 1.1489 | 1.1987 | 1.2499 | 1.3026 | 1.3566 | 1.412
RMF140 | 110.9407 | 112.1032 | 113.3006 | 114.5335 | 115.8026 | 117.1083 | 119.5609 | 122.0521 | 124.5829 | 127.1543 | RMF140 | 0.13 | 15.5446 | 15.7075 | 15.8753 | 16.048 | 16.2258 | 16.4088 | 16.7525 | 17.1015 | 17.4561 | 17.8164 | RMF140 | 0 | 0 | 0 | 0 | 0 | 0 | 0 | 0 | 0 | 0 | 0 | RMF140 | 324 | 0.03814 | 0.03854 | 0.038951 | 0.039375 | 0.039811 | 0.04026 | 0.041103 | 0.04196 | 0.04283 | 0.043714
RMF141 | 10.0598 | 10.2658 | 10.476 | 10.6905 | 10.9095 | 11.1329 | 11.3609 | 11.5935 | 11.8309 | 12.0732 | RMF141 | 0.11 | 1.1927 | 1.2171 | 1.242 | 1.2675 | 1.2934 | 1.3199 | 1.3469 | 1.3745 | 1.4027 | 1.4314 | RMF141 | 0.03 | 0.32528 | 0.33194 | 0.33874 | 0.34567 | 0.35275 | 0.35998 | 0.36735 | 0.37487 | 0.38255 | 0.39038 | RMF141 | 272 | 0.0029034 | 0.0029628 | 0.0030235 | 0.0030854 | 0.0031486 | 0.0032131 | 0.0032789 | 0.003346 | 0.0034145 | 0.0034845
RMF142 | 243.1592 | 271.3816 | 302.5847 | 337.0206 | 374.9498 | 416.6391 | 462.3582 | 512.3761 | 566.9572 | 626.3562 | RMF142 | 0.13 | 34.0706 | 38.025 | 42.3971 | 47.2221 | 52.5367 | 58.378 | 64.784 | 71.7923 | 79.4401 | 87.7628 | RMF142 | 0.12 | 31.4498 | 35.1 | 39.1358 | 43.5897 | 48.4954 | 53.8874 | 59.8006 | 66.2699 | 73.3293 | 81.0118 | RMF142 | 301 | 0.077661 | 0.086674 | 0.09664 | 0.10764 | 0.11975 | 0.13307 | 0.14767 | 0.16364 | 0.18108 | 0.20005
RMF146 | 13.1306 | 14.6546 | 16.3396 | 18.1991 | 20.2473 | 22.4985 | 24.9673 | 27.6683 | 30.6157 | 33.8232 | RMF146 | 0.05 | 0.70762 | 0.78975 | 0.88056 | 0.98077 | 1.0911 | 1.2125 | 1.3455 | 1.4911 | 1.6499 | 1.8228 | RMF146 | 0 | 0 | 0 | 0 | 0 | 0 | 0 | 0 | 0 | 0 | 0 | RMF146 | 100 | 0.0013932 | 0.001555 | 0.0017337 | 0.001931 | 0.0021484 | 0.0023872 | 0.0026492 | 0.0029358 | 0.0032485 | 0.0035889
RMF147 | 27.7202 | 30.9375 | 34.4947 | 38.4203 | 42.7443 | 47.4969 | 52.7088 | 58.4109 | 64.6331 | 71.4046 | RMF147 | 0.1 | 2.9877 | 3.3345 | 3.7179 | 4.141 | 4.6071 | 5.1193 | 5.6811 | 6.2956 | 6.9663 | 7.6961 | RMF147 | -0.01 | -0.29877 | -0.33345 | -0.37179 | -0.4141 | -0.46071 | -0.51193 | -0.56811 | -0.62956 | -0.69663 | -0.76961 | RMF147 | 119 | 0.0035001 | 0.0039064 | 0.0043555 | 0.0048512 | 0.0053972 | 0.0059973 | 0.0066554 | 0.0073754 | 0.008161 | 0.009016
RMF148 | 3.5015 | 3.9079 | 4.3572 | 4.8531 | 5.3993 | 5.9996 | 6.658 | 7.3782 | 8.1642 | 9.0195 | RMF148 | 0.21 | 0.79253 | 0.88452 | 0.98622 | 1.0985 | 1.2221 | 1.358 | 1.507 | 1.67 | 1.8479 | 2.0415 | RMF148 | 0.08 | 0.30192 | 0.33696 | 0.3757 | 0.41846 | 0.46556 | 0.51732 | 0.57409 | 0.63619 | 0.70396 | 0.77771 | RMF148 | 473 | 0.0017573 | 0.0019613 | 0.0021868 | 0.0024357 | 0.0027098 | 0.0030111 | 0.0033415 | 0.003703 | 0.0040975 | 0.0045268
RMF150 | 229.7855 | 240.3522 | 251.2479 | 262.4739 | 274.031 | 285.9202 | 298.1416 | 310.6955 | 323.5818 | 336.8002 | RMF150 | 0.17 | 42.1034 | 44.0396 | 46.036 | 48.0929 | 50.2105 | 52.3889 | 54.6283 | 56.9285 | 59.2897 | 61.7117 | RMF150 | 0.38 | 94.1135 | 98.4414 | 102.9039 | 107.5018 | 112.2352 | 117.1047 | 122.1102 | 127.252 | 132.5298 | 137.9437 | RMF150 | 433 | 0.10557 | 0.11043 | 0.11543 | 0.12059 | 0.1259 | 0.13136 | 0.13698 | 0.14275 | 0.14867 | 0.15474
RMF202 | 284.6206 | 297.709 | 311.2048 | 325.1097 | 339.4248 | 354.1511 | 369.289 | 384.8387 | 400.8002 | 417.173 | RMF202 | 0.17 | 52.1508 | 54.549 | 57.0218 | 59.5696 | 62.1926 | 64.8908 | 67.6646 | 70.5137 | 73.4383 | 76.4383 | RMF202 | 0.38 | 116.5724 | 121.9331 | 127.4605 | 133.1556 | 139.0187 | 145.0501 | 151.2502 | 157.6189 | 164.1562 | 170.8621 | RMF202 | 433 | 0.13077 | 0.13678 | 0.14298 | 0.14937 | 0.15595 | 0.16271 | 0.16967 | 0.17681 | 0.18414 | 0.19167
RMO114 | 245.9599 | 248.5372 | 251.1919 | 253.9253 | 256.7388 | 259.6338 | 265.0712 | 270.5943 | 276.2051 | 281.9061 | RMO114 | 0.13 | 34.463 | 34.8242 | 35.1961 | 35.5791 | 35.9733 | 36.379 | 37.1409 | 37.9147 | 38.7009 | 39.4997 | RMO114 | 0 | 0 | 0 | 0 | 0 | 0 | 0 | 0 | 0 | 0 | 0 | RMO114 | 309 | 0.080643 | 0.081488 | 0.082358 | 0.083254 | 0.084177 | 0.085126 | 0.086909 | 0.08872 | 0.090559 | 0.092429
RMO115 | 15.3204 | 15.6341 | 15.9543 | 16.281 | 16.6144 | 16.9546 | 17.3018 | 17.6562 | 18.0177 | 18.3867 | RMO115 | 0.11 | 1.8164 | 1.8536 | 1.8915 | 1.9303 | 1.9698 | 2.0101 | 2.0513 | 2.0933 | 2.1362 | 2.1799 | RMO115 | 0.03 | 0.49538 | 0.50552 | 0.51587 | 0.52644 | 0.53722 | 0.54822 | 0.55945 | 0.5709 | 0.5826 | 0.59453 | RMO115 | 272 | 0.0044216 | 0.0045122 | 0.0046046 | 0.0046989 | 0.0047951 | 0.0048933 | 0.0049935 | 0.0050958 | 0.0052001 | 0.0053066
RMO124 | 749.8889 | 784.3728 | 819.9301 | 856.5652 | 894.2813 | 933.0806 | 972.9644 | 1013.9332 | 1055.9868 | 1099.1242 | RMO124 | 0.09 | 72.742 | 76.0871 | 79.5363 | 83.09 | 86.7486 | 90.5123 | 94.3812 | 98.3553 | 102.4346 | 106.6191 | RMO124 | 0.42 | 339.4628 | 355.073 | 371.1693 | 387.7534 | 404.8269 | 422.3907 | 440.4454 | 458.9914 | 478.0284 | 497.556 | RMO124 | 268 | 0.21324 | 0.22305 | 0.23316 | 0.24358 | 0.2543 | 0.26534 | 0.27668 | 0.28833 | 0.30029 | 0.31255
RMO140 | 27.9434 | 28.2362 | 28.5378 | 28.8483 | 29.168 | 29.4969 | 30.1146 | 30.7421 | 31.3795 | 32.0272 | RMO140 | 0.13 | 3.9153 | 3.9564 | 3.9986 | 4.0421 | 4.0869 | 4.133 | 4.2196 | 4.3075 | 4.3968 | 4.4875 | RMO140 | 0 | 0 | 0 | 0 | 0 | 0 | 0 | 0 | 0 | 0 | 0 | RMO140 | 309 | 0.0091618 | 0.0092578 | 0.0093567 | 0.0094585 | 0.0095633 | 0.0096711 | 0.0098737 | 0.010079 | 0.010288 | 0.010501
RMO141 | 1.7405 | 1.7762 | 1.8126 | 1.8497 | 1.8876 | 1.9262 | 1.9657 | 2.0059 | 2.047 | 2.0889 | RMO141 | 0.11 | 0.20636 | 0.21058 | 0.2149 | 0.2193 | 0.22379 | 0.22837 | 0.23305 | 0.23782 | 0.24269 | 0.24766 | RMO141 | 0.03 | 0.05628 | 0.057432 | 0.058608 | 0.059808 | 0.061033 | 0.062283 | 0.063559 | 0.06486 | 0.066188 | 0.067544 | RMO141 | 272 | 0.00050234 | 0.00051262 | 0.00052312 | 0.00053384 | 0.00054477 | 0.00055592 | 0.00056731 | 0.00057893 | 0.00059078 | 0.00060288
RMO150 | 90.8741 | 95.053 | 99.3619 | 103.8015 | 108.3721 | 113.0739 | 117.9072 | 122.8719 | 127.9681 | 133.1956 | RMO150 | 0.09 | 8.8151 | 9.2205 | 9.6385 | 10.0691 | 10.5125 | 10.9686 | 11.4374 | 11.919 | 12.4134 | 12.9205 | RMO150 | 0.42 | 41.1373 | 43.029 | 44.9796 | 46.9893 | 49.0583 | 51.1868 | 53.3747 | 55.6221 | 57.9291 | 60.2955 | RMO150 | 268 | 0.025842 | 0.02703 | 0.028255 | 0.029518 | 0.030817 | 0.032154 | 0.033529 | 0.034941 | 0.03639 | 0.037876
RMO202 | 55.8497 | 58.418 | 61.0662 | 63.7947 | 66.6037 | 69.4933 | 72.4638 | 75.515 | 78.6471 | 81.8598 | RMO202 | 0.09 | 5.4176 | 5.6668 | 5.9236 | 6.1883 | 6.4608 | 6.7411 | 7.0293 | 7.3252 | 7.6291 | 7.9407 | RMO202 | 0.42 | 25.2823 | 26.4449 | 27.6437 | 28.8788 | 30.1504 | 31.4585 | 32.8032 | 34.1844 | 35.6023 | 37.0566 | RMO202 | 268 | 0.015882 | 0.016612 | 0.017365 | 0.018141 | 0.01894 | 0.019762 | 0.020606 | 0.021474 | 0.022365 | 0.023278
RSF115 | 121.1385 | 123.6192 | 126.1508 | 128.7341 | 131.3704 | 134.0607 | 136.8061 | 139.6077 | 142.4667 | 145.3842 | RSF115 | 0.11 | 14.3622 | 14.6563 | 14.9564 | 15.2627 | 15.5753 | 15.8943 | 16.2197 | 16.5519 | 16.8909 | 17.2368 | RSF115 | 0.03 | 3.917 | 3.9972 | 4.079 | 4.1626 | 4.2478 | 4.3348 | 4.4236 | 4.5142 | 4.6066 | 4.7009 | RSF115 | 272 | 0.034962 | 0.035678 | 0.036408 | 0.037154 | 0.037915 | 0.038691 | 0.039484 | 0.040292 | 0.041117 | 0.041959
RSF116 | 2928.0939 | 3267.9446 | 3643.6882 | 4058.3606 | 4515.1001 | 5017.1178 | 5567.6614 | 6169.9712 | 6827.23 | 7542.5046 | RSF116 | 0.25 | 788.9889 | 880.5633 | 981.8092 | 1093.5447 | 1216.6153 | 1351.8864 | 1500.233 | 1662.5283 | 1839.6298 | 2032.364 | RSF116 | 0.31 | 978.3463 | 1091.8985 | 1217.4434 | 1355.9954 | 1508.603 | 1676.3391 | 1860.2889 | 2061.5351 | 2281.141 | 2520.1313 | RSF116 | 532 | 1.6529 | 1.8447 | 2.0568 | 2.2909 | 2.5487 | 2.8321 | 3.1429 | 3.4829 | 3.8539 | 4.2577
RSF124 | 1383.5244 | 1447.1461 | 1512.7484 | 1580.3392 | 1649.9243 | 1721.5079 | 1795.0924 | 1870.6787 | 1948.2664 | 2027.8538 | RSF124 | 0.24 | 357.8854 | 374.3428 | 391.3126 | 408.7968 | 426.7968 | 445.3138 | 464.3484 | 483.9008 | 503.9709 | 524.5583 | RSF124 | 0.62 | 924.5372 | 967.0523 | 1010.8909 | 1056.0583 | 1102.5584 | 1150.394 | 1199.5667 | 1250.0771 | 1301.9249 | 1355.109 | RSF124 | 649 | 0.95274 | 0.99655 | 1.0417 | 1.0883 | 1.1362 | 1.1855 | 1.2362 | 1.2882 | 1.3416 | 1.3964
RSF141 | 36.1607 | 36.9013 | 37.6569 | 38.4281 | 39.2151 | 40.0181 | 40.8376 | 41.6739 | 42.5274 | 43.3983 | RSF141 | 0.11 | 4.2872 | 4.375 | 4.4646 | 4.556 | 4.6493 | 4.7446 | 4.8417 | 4.9409 | 5.042 | 5.1453 | RSF141 | 0.03 | 1.1692 | 1.1932 | 1.2176 | 1.2426 | 1.268 | 1.294 | 1.3205 | 1.3475 | 1.3751 | 1.4033 | RSF141 | 272 | 0.010436 | 0.01065 | 0.010868 | 0.011091 | 0.011318 | 0.01155 | 0.011786 | 0.012028 | 0.012274 | 0.012525
RSF142 | 874.0579 | 975.5059 | 1087.6681 | 1211.4509 | 1347.7911 | 1497.6471 | 1661.9885 | 1841.7825 | 2037.9791 | 2251.4939 | RSF142 | 0.25 | 235.5191 | 262.8547 | 293.0774 | 326.4312 | 363.1688 | 403.5482 | 447.8307 | 496.2771 | 549.1432 | 606.6758 | RSF142 | 0.31 | 292.0437 | 325.9399 | 363.416 | 404.7747 | 450.3293 | 500.3997 | 555.3101 | 615.3836 | 680.9376 | 752.278 | RSF142 | 532 | 0.4934 | 0.55066 | 0.61398 | 0.68385 | 0.76081 | 0.8454 | 0.93817 | 1.0397 | 1.1504 | 1.2709
RSF150 | 412.9924 | 431.9839 | 451.5667 | 471.743 | 492.5147 | 513.8829 | 535.8485 | 558.4116 | 581.5721 | 605.3295 | RSF150 | 0.24 | 106.8315 | 111.7441 | 116.8097 | 122.0289 | 127.402 | 132.9295 | 138.6115 | 144.448 | 150.4391 | 156.5846 | RSF150 | 0.62 | 275.9813 | 288.6723 | 301.7585 | 315.2413 | 329.1219 | 343.4012 | 358.0796 | 373.1573 | 388.6343 | 404.5101 | RSF150 | 649 | 0.2844 | 0.29748 | 0.31096 | 0.32486 | 0.33916 | 0.35388 | 0.369 | 0.38454 | 0.40049 | 0.41685
RSF202 | 75.0895 | 78.5425 | 82.103 | 85.7715 | 89.5481 | 93.4333 | 97.427 | 101.5294 | 105.7404 | 110.0599 | RSF202 | 0.24 | 19.4239 | 20.3171 | 21.2381 | 22.1871 | 23.164 | 24.169 | 25.2021 | 26.2633 | 27.3526 | 28.4699 | RSF202 | 0.62 | 50.1784 | 52.4859 | 54.8652 | 57.3166 | 59.8403 | 62.4366 | 65.1054 | 67.8468 | 70.6608 | 73.5473 | RSF202 | 649 | 0.051709 | 0.054087 | 0.056539 | 0.059065 | 0.061666 | 0.064341 | 0.067091 | 0.069916 | 0.072816 | 0.075791
RSF801 | 1e-06 | 931.7873 | 1039.9357 | 1159.506 | 1291.4644 | 1436.8094 | 1596.5631 | 1771.7588 | 1963.4278 | 2172.5828 | RSF801 | 0.33 | 3.5568e-07 | 331.4184 | 369.8847 | 412.4135 | 459.3485 | 511.0448 | 567.8661 | 630.1797 | 698.3526 | 772.7449 | RSF801 | 0.32 | 3.449e-07 | 321.3754 | 358.676 | 399.9161 | 445.4288 | 495.5586 | 550.658 | 611.0834 | 677.1904 | 749.3284 | RSF801 | 1046 | 1.1099e-09 | 1.0342 | 1.1542 | 1.2869 | 1.4334 | 1.5947 | 1.772 | 1.9664 | 2.1792 | 2.4113
RSF803 | 1e-06 | 2795.362 | 3119.8071 | 3478.518 | 3874.3931 | 4310.4283 | 4789.6894 | 5315.2765 | 5890.2834 | 6517.7483 | RSF803 | 0.65 | 7.0058e-07 | 1958.3815 | 2185.6821 | 2436.9886 | 2714.3318 | 3019.8104 | 3355.5723 | 3723.7894 | 4126.6291 | 4566.22 | RSF803 | 0.37 | 3.9879e-07 | 1114.771 | 1244.1575 | 1387.2089 | 1545.0812 | 1718.969 | 1910.095 | 2119.6955 | 2349.0043 | 2599.2329 | RSF803 | 3162 | 3.3551e-09 | 9.3787 | 10.4673 | 11.6708 | 12.999 | 14.4619 | 16.0699 | 17.8333 | 19.7625 | 21.8677
RSF950 | 12000 | 12000 | 12000 | 12000 | 12000 | 12000 | 12000 | 12000 | 12000 | 12000 | RSF950 | 1.1456 | 14816.9656 | 14816.9656 | 14816.9656 | 14816.9656 | 14816.9656 | 14816.9656 | 14816.9656 | 14816.9656 | 14816.9656 | 14816.9656 | RSF950 | 0.94983 | 12284.9979 | 12284.9979 | 12284.9979 | 12284.9979 | 12284.9979 | 12284.9979 | 12284.9979 | 12284.9979 | 12284.9979 | 12284.9979 | RSF950 | 1.6501 | 0.02101 | 0.02101 | 0.02101 | 0.02101 | 0.02101 | 0.02101 | 0.02101 | 0.02101 | 0.02101 | 0.02101
CDRGSD | 2100 | 2100 | 2240 | 2240 | 2240 | 2240 | 2240 | 2240 | 2240 | 2240 | CDRGSD | 1 | 2263.4202 | 2263.4202 | 2414.3149 | 2414.3149 | 2414.3149 | 2414.3149 | 2414.3149 | 2414.3149 | 2414.3149 | 2414.3149 | CDRGSD | 0.6272 | 1419.6172 | 1419.6172 | 1514.2583 | 1514.2583 | 1514.2583 | 1514.2583 | 1514.2583 | 1514.2583 | 1514.2583 | 1514.2583 | CDRGSD | 10.827 | 0.024125 | 0.024125 | 0.025734 | 0.025734 | 0.025734 | 0.025734 | 0.025734 | 0.025734 | 0.025734 | 0.025734
CDRGSLD | 5400 | 5400 | 5760 | 5760 | 5760 | 5760 | 5760 | 5760 | 5760 | 5760 | CDRGSLD | 1 | 5820.2234 | 5820.2234 | 6208.2383 | 6208.2383 | 6208.2383 | 6208.2383 | 6208.2383 | 6208.2383 | 6208.2383 | 6208.2383 | CDRGSLD | 0.6272 | 3650.4441 | 3650.4441 | 3893.8071 | 3893.8071 | 3893.8071 | 3893.8071 | 3893.8071 | 3893.8071 | 3893.8071 | 3893.8071 | CDRGSLD | 10.827 | 0.062036 | 0.062036 | 0.066172 | 0.066172 | 0.066172 | 0.066172 | 0.066172 | 0.066172 | 0.066172 | 0.066172
BOCGS | 1122 | 1122 | 1122 | 1122 | 1122 | 1122 | 1122 | 1122 | 1122 | 1122 | BOCGS | 1 | 1209.3131 | 1209.3131 | 1209.3131 | 1209.3131 | 1209.3131 | 1209.3131 | 1209.3131 | 1209.3131 | 1209.3131 | 1209.3131 | BOCGS | 0 | 0 | 0 | 0 | 0 | 0 | 0 | 0 | 0 | 0 | 0 | BOCGS | 6.06 | 0.0072145 | 0.0072145 | 0.0072145 | 0.0072145 | 0.0072145 | 0.0072145 | 0.0072145 | 0.0072145 | 0.0072145 | 0.0072145
BOCGSD | 1878 | 1878 | 1878 | 1878 | 1878 | 1878 | 1878 | 1878 | 1878 | 1878 | BOCGSD | 1 | 2024.1444 | 2024.1444 | 2024.1444 | 2024.1444 | 2024.1444 | 2024.1444 | 2024.1444 | 2024.1444 | 2024.1444 | 2024.1444 | BOCGSD | 0 | 0 | 0 | 0 | 0 | 0 | 0 | 0 | 0 | 0 | 0 | BOCGSD | 6.06 | 0.012076 | 0.012076 | 0.012076 | 0.012076 | 0.012076 | 0.012076 | 0.012076 | 0.012076 | 0.012076 | 0.012076
CS317 | 232.15 | 232.15 | 232.15 | 232.15 | 232.15 | 232.15 | 232.15 | 232.15 | 232.15 | 232.15 | CS317 | 1 | 250.2157 | 250.2157 | 250.2157 | 250.2157 | 250.2157 | 250.2157 | 250.2157 | 250.2157 | 250.2157 | 250.2157 | CS317 | 0.245 | 61.3029 | 61.3029 | 61.3029 | 61.3029 | 61.3029 | 61.3029 | 61.3029 | 61.3029 | 61.3029 | 61.3029 | CS317 | -316.21 | -0.077891 | -0.077891 | -0.077891 | -0.077891 | -0.077891 | -0.077891 | -0.077891 | -0.077891 | -0.077891 | -0.077891
CD317 | 510.73 | 510.73 | 510.73 | 510.73 | 510.73 | 510.73 | 510.73 | 510.73 | 510.73 | 510.73 | CD317 | 1 | 550.4746 | 550.4746 | 550.4746 | 550.4746 | 550.4746 | 550.4746 | 550.4746 | 550.4746 | 550.4746 | 550.4746 | CD317 | 0.245 | 134.8663 | 134.8663 | 134.8663 | 134.8663 | 134.8663 | 134.8663 | 134.8663 | 134.8663 | 134.8663 | 134.8663 | CD317 | -316.21 | -0.17136 | -0.17136 | -0.17136 | -0.17136 | -0.17136 | -0.17136 | -0.17136 | -0.17136 | -0.17136 | -0.17136
CL317 | 3900.12 | 3900.12 | 3900.12 | 3900.12 | 3900.12 | 3900.12 | 3900.12 | 3900.12 | 3900.12 | 3900.12 | CL317 | 1 | 4203.624 | 4203.624 | 4203.624 | 4203.624 | 4203.624 | 4203.624 | 4203.624 | 4203.624 | 4203.624 | 4203.624 | CL317 | 0.245 | 1029.8879 | 1029.8879 | 1029.8879 | 1029.8879 | 1029.8879 | 1029.8879 | 1029.8879 | 1029.8879 | 1029.8879 | 1029.8879 | CL317 | -316.21 | -1.3086 | -1.3086 | -1.3086 | -1.3086 | -1.3086 | -1.3086 | -1.3086 | -1.3086 | -1.3086 | -1.3086
[11 empty] | RES |  | 17.5103 | 20.0154 | 20.5153 | 21.0637 | 21.6645 | 22.3216 | 23.0412 | 23.8254 | 24.6781 | 25.6035 | RES |  | 16.6088 | 18.3549 | 18.855 | 19.3976 | 19.9861 | 20.6238 | 21.314 | 22.06 | 22.8651 | 23.7326 | RES |  | 6.3216 | 17.2156 | 18.9462 | 20.8485 | 22.9365 | 25.2247 | 27.7325 | 30.4701 | 33.4524 | 36.6937
[11 empty] | BUS |  | 29.9084 | 32.2283 | 33.6536 | 34.5411 | 35.4265 | 36.3087 | 37.189 | 38.0706 | 38.9591 | 39.8601 | BUS |  | 21.4429 | 23.0851 | 24.2714 | 25.1519 | 26.0612 | 26.9944 | 27.9454 | 28.907 | 29.8752 | 30.8446 | BUS |  | 57.7218 | 69.9796 | 74.4898 | 79.0779 | 83.7363 | 88.4537 | 93.2286 | 98.0619 | 102.9722 | 108.0351
[11 empty] | Total |  | 47.4187 | 52.2436 | 54.1689 | 55.6048 | 57.091 | 58.6303 | 60.2302 | 61.8959 | 63.6373 | 65.4636 | Total |  | 38.0517 | 41.44 | 43.1264 | 44.5495 | 46.0474 | 47.6182 | 49.2594 | 50.967 | 52.7403 | 54.5772 | Total |  | 64.0434 | 87.1952 | 93.436 | 99.9264 | 106.6728 | 113.6784 | 120.961 | 128.532 | 136.4245 | 144.7288
[14 empty] | 99.6623 | 153.8311 | 209.4359 | 266.5269 | 325.1572 | 385.3874 | 447.2834 | 510.9207 | 576.3843 |  |  |  | 79.4917 | 122.6181 | 167.1676 | 213.2149 | 260.8331 | 310.0925 | 361.0595 | 413.7998 | 468.377 |  |  |  | 151.2386 | 244.6746 | 344.601 | 451.2738 | 564.9522 | 685.9132 | 814.4452 | 950.8698 | 1095.5985

## Programs (hidden)
DRAFT (Attorney-Client Work Product)
|  |  |  | Sum kW | Win kW | Ann kWh | New or
| Measure |  | Program | Red @ | Red @ | Red @ | Existing
| Name | MEASURE DESCRIPTION | Code | Meter | Meter | Meter | Program
1 | CD111 | Premium T8, Elecctronic Ballast | Business Lighting | 1 | 0.62 | 3311 | Existing
2 | CD112 | Premium T8, EB, Reflector | Business Lighting | 1 | 0.62 | 3311 | Existing
3 | CD121 | ROB Premium T8, 1EB | Business Lighting | 1 | 0.62 | 3311 | Existing
4 | CD122 | ROB Premium T8, EB, Reflector | Business Lighting | 1 | 0.62 | 3311 | Existing
5 | CD125 | LED Linear Tube 22W | Business Lighting | 1 | 0.64 | 3311 | new
6 | CD141 | CFL Hardwired, Modular 18W | Business Lighting | 1 | 0.62 | 3311 | Existing
7 | CD151 | PSMH, 250W, magnetic ballast | Business Lighting | 1 | 0.62 | 3311 | New
8 | CD153 | High Bay T5 | Business Lighting | 1 | 0.62 | 3311 | Existing
9 | CD154 | LED High Bay 83W | Business Lighting | 1 | 0.64 | 3311 | new
10 | CD301 | Centrifugal Chiller, 0.51 kW/ton, 500 tons | Business HVAC | 1 | 0.03 | 4249 | existing
11 | CD302 | High Efficiency Chiller Motors | Business Motors | 1 | 0 | 4825 | new
12 | CD305 | Chiller - Tune Up/Diagnostics | Business HVAC | 1 | 0.05 | 3429 | new
13 | CD313 | Chiller - Ceiling Insulation | Business Building Envelope | 1 | 0.87 | 1846 | existing
14 | CD321 | DX Packaged System, EER=10.9, 10 tons | Business HVAC | 1 | 0 | 3861 | existing
15 | CD326 | DX Tune Up/ Advanced Diagnostics | Business HVAC | 1 | 0 | 3429 | new
16 | CD334 | DX -Ceiling Insulation | Business Building Envelope | 1 | 0.87 | 1846 | existing
17 | CD338 | Dehumidification Hybrid Desiccant Heat Pump PER 5 TON | Business HVAC | 1 | 1.4 | 4029 | new
18 | CD341 | Packaged HP System, EER=10.9, 10 tons | Business HVAC | 1 | 0 | 3861 | existing
19 | CD349 | HP-Ceiling Insulation | Business Building Envelope | 1 | 0.87 | 1846 | existing
20 | CD362 | Occupancy Sensor (hotels) | Business HVAC | 1 | 0.58 | 3558 | new
21 | CD405 | Demand Control Ventilation (DCV) | Business HVAC | 1 | 5.63 | 2066 | existing
22 | CD406 | Energy Recovery Ventilation (ERV) | Business HVAC | 1 | 2.96 | 1517 | existing
23 | CL111 | Premium T8, Elecctronic Ballast | Business Lighting | 1 | 0.64 | 3311 | Existing
24 | CL112 | Premium T8, EB, Reflector | Business Lighting | 1 | 0.64 | 3311 | Existing
25 | CL121 | ROB Premium T8, 1EB | Business Lighting | 1 | 0.64 | 3311 | Existing
26 | CL122 | ROB Premium T8, EB, Reflector | Business Lighting | 1 | 0.64 | 3311 | Existing
27 | CL125 | LED Linear Tube 22W | Business Lighting | 1 | 0.64 | 3311 | new
28 | CL141 | CFL Hardwired, Modular 18W | Business Lighting | 1 | 0.64 | 3311 | Existing
29 | CL151 | PSMH, 250W, magnetic ballast | Business Lighting | 1 | 0.64 | 3311 | New
30 | CL154 | LED High Bay 83W | Business Lighting | 1 | 0.64 | 3311 | new
31 | CL301 | Centrifugal Chiller, 0.51 kW/ton, 500 tons | Business HVAC | 1 | 0.03 | 4128 | existing
32 | CL302 | High Efficiency Chiller Motors | Business Motors | 1 | 0 | 4825 | new
33 | CL304 | Chiller - EMS | Business HVAC | 1 | 0.15 | 5069 | new
34 | CL305 | Chiller - Tune Up/Diagnostics | Business HVAC | 1 | 0.05 | 3429 | new
35 | CL313 | Chiller - Ceiling Insulation | Business Building Envelope | 1 | 0.69 | 1825 | existing
36 | CL321 | DX Packaged System, EER=10.9, 10 tons | Business HVAC | 1 | 0 | 3710 | existing
37 | CL326 | DX Tune Up/ Advanced Diagnostics | Business HVAC | 1 | 0 | 3429 | new
38 | CL334 | DX -Ceiling Insulation | Business Building Envelope | 1 | 0.69 | 1825 | existing
39 | CL338 | Dehumidification Hybrid Desiccant Heat Pump PER 5 TON | Business HVAC | 1 | 1.4 | 4029 | new
40 | CL341 | Packaged HP System, EER=10.9, 10 tons | Business HVAC | 1 | 0 | 3710 | existing
41 | CL349 | HP-Ceiling Insulation | Business Building Envelope | 1 | 0.69 | 1825 | existing
42 | CL362 | Occupancy Sensor (hotels) | Business HVAC | 1 | 0.58 | 3558 | new
43 | CL405 | Demand Control Ventilation (DCV) | Business HVAC | 1 | 5.63 | 2066 | existing
44 | CL406 | Energy Recovery Ventilation (ERV) | Business HVAC | 1 | 2.96 | 1517 | existing
45 | CS111 | Premium T8, Elecctronic Ballast | Business Lighting | 1 | 0.66 | 3311 | Existing
46 | CS112 | Premium T8, EB, Reflector | Business Lighting | 1 | 0.66 | 3311 | Existing
47 | CS121 | ROB Premium T8, 1EB | Business Lighting | 1 | 0.66 | 3311 | Existing
48 | CS122 | ROB Premium T8, EB, Reflector | Business Lighting | 1 | 0.66 | 3311 | Existing
49 | CS125 | LED Linear Tube 22W | Business Lighting | 1 | 0.64 | 3311 | new
50 | CS132 | Flood LED 14W | Business Lighting | 1 | 0.64 | 3311 | new
51 | CS141 | CFL Hardwired, Modular 18W | Business Lighting | 1 | 0.66 | 3311 | Existing
52 | CS151 | PSMH, 250W, magnetic ballast | Business Lighting | 1 | 0.66 | 3311 | New
53 | CS153 | High Bay T5 | Business Lighting | 1 | 0.66 | 3311 | Existing
54 | CS154 | LED High Bay 83W | Business Lighting | 1 | 0.64 | 3311 | new
55 | CS313 | Chiller - Ceiling Insulation | Business Building Envelope | 1 | 1.17 | 1836 | existing
56 | CS326 | DX Tune Up/ Advanced Diagnostics | Business HVAC | 1 | 0 | 3429 | new
57 | CS334 | DX -Ceiling Insulation | Business Building Envelope | 1 | 1.17 | 1836 | existing
58 | CS338 | Dehumidification Hybrid Desiccant Heat Pump PER 5 TON | Business HVAC | 1 | 1.4 | 4029 | new
59 | CS349 | HP-Ceiling Insulation | Business Building Envelope | 1 | 1.17 | 1836 | existing
60 | CS405 | Demand Control Ventilation (DCV) | Business HVAC | 1 | 5.63 | 2066 | existing
61 | CS406 | Energy Recovery Ventilation (ERV) | Business HVAC | 1 | 2.96 | 1517 | existing
62 | IND402 | O&M/drives spinning machines | Miscellaneous | 1 | 1.28 | 4046 | new
63 | IND701 | Centrifugal Chiller, 0.51 kW/ton, 500 tons | Business HVAC | 1 | 0.03 | 4249 | existing
64 | IND721 | DX Packaged System, EER=10.9, 10 tons | Business HVAC | 1 | 0 | 3861 | existing
65 | IND724 | DX Tune Up/ Advanced Diagnostics | Business HVAC | 1 | 0 | 3429 | new
66 | IND733 | Dehumidification Hybrid Desiccant Heat Pump PER 5 TON | Business HVAC | 1 | 1.4 | 4029 | new
67 | IND801 | Premium T8, Elecctronic Ballast | Business Lighting | 1 | 0.62 | 3311 | existing
68 | IND802 | CFL Hardwired, Modular 18W | Business Lighting | 1 | 0.62 | 3311 | existing
69 | IND804 | High Bay T5 | Business Lighting | 1 | 0.62 | 3311 | existing
70 | IND806 | LED Linear Tube 22W | Business Lighting | 1 | 0.64 | 3311 | new
71 | IND808 | LED High Bay 83W | Business Lighting | 1 | 0.64 | 3311 | new
72 | IND902 | Membranes for wastewater | Miscellaneous | 1 | 1.28 | 4046 | new
73 | INL214 | Optimize drying process | Miscellaneous | 1 | 0.93 | 5759 | new
74 | INL402 | O&M/drives spinning machines | Miscellaneous | 1 | 1.28 | 4046 | new
75 | INL425 | Drives - Process Control | Miscellaneous | 1 | 0.92 | 5673 | new
76 | INL426 | Efficient drives - rolling | Miscellaneous | 1 | 0.92 | 5673 | new
77 | INL502 | Drying (UV/IR) | Miscellaneous | 1 | 2.24 | 7061 | new
78 | INL503 | Heat Pumps - Drying | Miscellaneous | 1 | 0.93 | 5759 | new
79 | INL505 | Efficient electric melting | Miscellaneous | 1 | 0.92 | 5673 | new
80 | INL508 | Heating - Process Control | Miscellaneous | 1 | 0.92 | 5673 | new
81 | INL603 | New transformers welding | Miscellaneous | 1 | 0.79 | 6033 | new
82 | INL701 | Centrifugal Chiller, 0.51 kW/ton, 500 tons | Business HVAC | 1 | 0.03 | 4128 | existing
83 | INL721 | DX Packaged System, EER=10.9, 10 tons | Business HVAC | 1 | 0 | 3710 | existing
84 | INL724 | DX Tune Up/ Advanced Diagnostics | Business HVAC | 1 | 0 | 3429 | new
85 | INL733 | Dehumidification Hybrid Desiccant Heat Pump PER 5 TON | Business HVAC | 1 | 1.4 | 4029 | new
86 | INL801 | Premium T8, Elecctronic Ballast | Business Lighting | 1 | 0.64 | 3311 | existing
87 | INL802 | CFL Hardwired, Modular 18W | Business Lighting | 1 | 0.64 | 3311 | existing
88 | INL806 | LED Linear Tube 22W | Business Lighting | 1 | 0.64 | 3311 | new
89 | INL808 | LED High Bay 83W | Business Lighting | 1 | 0.64 | 3311 | new
90 | INL902 | Membranes for wastewater | Miscellaneous | 1 | 1.28 | 4046 | new
91 | RMF114 | Proper Refrigerant Charging and Air Flow - SS AC | Residential Low Income Weatherization | 0.13 | 0 | 324 | Existing
92 | RMF115 | Electronically Commutated Motors (ECM) on an Air Handler Unit | Residential HVAC | 0.11 | 0.03 | 272 | Existing
93 | RMF116 | Duct Repair - SS AC | Residential Duct Testing and Repair | 0.13 | 0.12 | 301 | Existing
94 | RMF122 | Single Pane Clear Windows to Dbl Pane Low-E Windows - SS AC | Residential Building Envelope | 0.22 | 0.08 | 495 | New
95 | RMF124 | Ceiling R-0 to R-19 Insulation - SS AC | Residential Building Envelope | 0.17 | 0.38 | 433 | Existing
96 | RMF140 | Proper Refrigerant Charging and Air Flow | Residential Low Income Weatherization | 0.13 | 0 | 324 | Existing
97 | RMF141 | Electronically Commutated Motors (ECM) on an Air Handler Unit | Residential HVAC | 0.11 | 0.03 | 272 | Existing
98 | RMF142 | Duct Repair - SS HP | Residential Duct Testing and Repair | 0.13 | 0.12 | 301 | Existing
99 | RMF148 | Single Pane Clear Windows to Dbl Pane Low-E Windows - SS HP | Residential Building Envelope | 0.21 | 0.08 | 473 | New
100 | RMF150 | Ceiling R-0 to R-19 Insulation - SS HP | Residential Building Envelope | 0.17 | 0.38 | 433 | Existing
101 | RMF202 | Ceiling R-0 to R-19 Insulation- Room AC | Residential Building Envelope | 0.17 | 0.38 | 433 | Existing
102 | RMO114 | Proper Refrigerant Charging and Air Flow - SS AC | Residential Low Income Weatherization | 0.13 | 0 | 309 | Existing
103 | RMO115 | Electronically Commutated Motors (ECM) on an Air Handler Unit | Residential HVAC | 0.11 | 0.03 | 272 | Existing
104 | RMO121 | Default Window With Sunscreen - SS AC | Residential Building Envelope | 0.13 | -0.02 | 131 | New
105 | RMO124 | Ceiling R-0 to R-19 Insulation - SS AC | Residential Building Envelope | 0.09 | 0.42 | 268 | Existing
106 | RMO140 | Proper Refrigerant Charging and Air Flow | Residential Low Income Weatherization | 0.13 | 0 | 309 | Existing
107 | RMO141 | Electronically Commutated Motors (ECM) on an Air Handler Unit | Residential HVAC | 0.11 | 0.03 | 272 | Existing
108 | RMO150 | Ceiling R-0 to R-19 Insulation - SS HP | Residential Building Envelope | 0.09 | 0.42 | 268 | Existing
109 | RMO202 | Ceiling R-0 to R-19 Insulation- Room AC | Residential Building Envelope | 0.09 | 0.42 | 268 | Existing
110 | RSF103 | 17 SEER Split-System Air Conditioner | Residential HVAC | 0.25 | 0 | 491 | Existing
111 | RSF115 | Electronically Commutated Motors (ECM) on an Air Handler Unit | Residential HVAC | 0.11 | 0.03 | 272 | Existing
112 | RSF116 | Duct Repair - SS AC | Residential Duct Testing and Repair | 0.25 | 0.31 | 532 | Existing
113 | RSF124 | Ceiling R-0 to R-19 Insulation - SS AC | Residential Building Envelope | 0.24 | 0.62 | 649 | Existing
114 | RSF132 | 15 SEER Split-System Heat Pump- SS HP | Residential HVAC | 0.13 | 0.32 | 380 | Existing
115 | RSF141 | Electronically Commutated Motors (ECM) on an Air Handler Unit | Residential HVAC | 0.11 | 0.03 | 272 | Existing
116 | RSF142 | Duct Repair - SS HP | Residential Duct Testing and Repair | 0.25 | 0.31 | 532 | Existing
117 | RSF150 | Ceiling R-0 to R-19 Insulation - SS HP | Residential Building Envelope | 0.24 | 0.62 | 649 | Existing
118 | RSF202 | Ceiling R-0 to R-19 Insulation- Room AC | Residential Building Envelope | 0.24 | 0.62 | 649 | Existing

## Measures-Programs (hidden)
[7 empty] | 1 | 2 | 3 | 4 | 5 | 6 | 7 | 8 | 9 | 10 | 11 | 12 | 13 | 14 | 15 | 16 | 17 | 18 | 19 | 20 | 21 | 22 | 23 | 24 | 25 | 26 | 27 | 28 | 29 | 30 | 31 | 32 | 33 | 34 | 35
DRAFT (Attorney-Client Work Product) | [6 empty] | 10: Source:G:\Goals DSM\2015 Goals\FINALS\AC Revisions January 15 2014\4Additional_6Feb14\[RIM LP INPUT (No CO2 4 additional measures) February 7 2014.xlsx]Summer MW
[8 empty] | 74 | 88 |  | 89 |  | 90 | 91 |  | RIM NO CO2-(SUM MW @meter) | [13 empty] | 86 | 29 | 63 | 69 | 73 | 75 | 77 | 87
#PROG | MEAS_NAME | NAME_PROG | Program Bundle | TK_LABEL | New-Existing | indexLP | Meas_Code | Post-rebate payback | Post-Rebate Payback Acceptance | Program market acceptance rate | Maximum Share of Installations (Smax) | Ramp-Up rate | First Year Share of Installations (So) | Program Growth Rate | Ramp-up Shape | 2015 | 2016 | 2017 | 2018 | 2019 | 2020 | 2021 | 2022 | 2023 | 2024 | TOTAL_SUM_MW | Calibration Incentive (Existing) | RIM Max Incentive | %Dif. Existing/Calib. | Payback Acceptance Curve | Measure Life | Total Applicable Measure Units | Measure Bundle Start Year | Pre-rebate payback | Incentive Cost (% of Incremental Cost) | FPL Incentive One-time Cost | Pre-Rebate Payback Acceptance | a | b | NAME_PROG | Program Bundle
13 | Premium T8, Elecctronic Ballast | Business Lighting | Business Lighting - Existing | 3 | Existing | 1 | CD111 | 1.7488 | 48.32% | 80% | 38.65% | 10 | 3.865% | 0.1 | 10% | 0.10268 | 0.1147 | 0.12799 | 0.14268 | 0.15887 | 0.17668 | 0.19623 | 0.21764 | 0.24103 | 0.2665 | 1.745 | 100 | 86.507 | -13.49% | Non-Residential - Generic | 15 | 2.6261 | 2015 | 1.9585 | 1.634% | 86.507 | 0.43943 | 1.0658 | -0.4524 | Business Lighting | Business Lighting - Existing
13 | Premium T8, EB, Reflector | Business Lighting | Business Lighting - Existing | 3 | Existing | 2 | CD112 | 1.8385 | 46.39% | 80% | 37.12% | 10 | 3.712% | 0.1 | 10% | 0.066591 | 0.074382 | 0.083003 | 0.092527 | 0.10303 | 0.11458 | 0.12726 | 0.14114 | 0.15631 | 0.17283 | 1.1316 | 100 | 86.507 | -13.49% | Non-Residential - Generic | 15 | 1.7735 | 2015 | 2.0481 | 2.351% | 86.507 | 0.42196 | 1.0658 | -0.4524 | Business Lighting | Business Lighting - Existing
13 | ROB Premium T8, 1EB | Business Lighting | Business Lighting - Existing | 3 | Existing | 3 | CD121 | 1.7488 | 48.32% | 80% | 38.65% | 10 | 3.865% | 0.1 | 10% | 0.02537 | 0.028338 | 0.031623 | 0.035251 | 0.039252 | 0.043652 | 0.048483 | 0.053773 | 0.05955 | 0.065844 | 0.43114 | 100 | 86.507 | -13.49% | Non-Residential - Generic | 15 | 0.64882 | 2015 | 1.9585 | 1.634% | 86.507 | 0.43943 | 1.0658 | -0.4524 | Business Lighting | Business Lighting - Existing
13 | ROB Premium T8, EB, Reflector | Business Lighting | Business Lighting - Existing | 3 | Existing | 4 | CD122 | 1.8385 | 46.39% | 80% | 37.12% | 10 | 3.712% | 0.1 | 10% | 0.024527 | 0.027397 | 0.030573 | 0.03408 | 0.037948 | 0.042202 | 0.046872 | 0.051986 | 0.057572 | 0.063657 | 0.41681 | 100 | 86.507 | -13.49% | Non-Residential - Generic | 15 | 0.65323 | 2015 | 2.0481 | 2.351% | 86.507 | 0.42196 | 1.0658 | -0.4524 | Business Lighting | Business Lighting - Existing
13 | LED Linear Tube 22W | Business Lighting | Business Lighting - LED | 3 | New | 5 | CD125 | 3.2565 | 24.43% | 10% | 2.443% | 10 | 0.2443% | 0.05 | 5% | 0.12783 | 0.15264 | 0.16267 | 0.1733 | 0.18457 | 0.1965 | 0.20915 | 0.22252 | 0.23667 | 0.25163 | 1.9175 |  | 90.4657 |  | Non-Residential - Generic | 15 | 64.8027 | 2016 | 3.4758 | 42.46% | 90.4657 | 0.22119 | 1.0658 | -0.4524 | Business Lighting | Business Lighting - LED
13 | CFL Hardwired, Modular 18W | Business Lighting | Business Lighting - CFL | 3 | Existing | 6 | CD141 | 1.8661 | 45.82% | 80% | 36.65% | 10 | 3.665% | 0.1 | 10% | 0.064499 | 0.072045 | 0.080396 | 0.08962 | 0.09979 | 0.11098 | 0.12326 | 0.13671 | 0.1514 | 0.1674 | 1.0961 | 75 | 74.0985 | -1.202% | Non-Residential - Generic | 12 | 1.7394 | 2015 | 2.0457 | 2.235% | 74.0985 | 0.42242 | 1.0658 | -0.4524 | Business Lighting | Business Lighting - CFL
13 | PSMH, 250W, magnetic ballast | Business Lighting | Business Lighting - Existing | 3 | New | 7 | CD151 | 4.0929 | 16.73% | 80% | 13.38% | 10 | 1.338% | 0.1 | 10% | 0.019442 | 0.021717 | 0.024234 | 0.027014 | 0.03008 | 0.033452 | 0.037154 | 0.041208 | 0.045635 | 0.050459 | 0.33039 | 0 | 183.3349 |  | Non-Residential - Generic | 15 | 1.4358 | 2015 | 4.6356 | 56.86% | 183.3349 | 0.13089 | 1.0658 | -0.4524 | Business Lighting | Business Lighting - Existing
13 | High Bay T5 | Business Lighting | Business Lighting - Existing | 3 | Existing | 8 | CD153 | 1.6926 | 49.56% | 80% | 39.65% | 10 | 3.965% | 0.1 | 10% | 0.076674 | 0.085645 | 0.095572 | 0.10654 | 0.11863 | 0.13193 | 0.14653 | 0.16251 | 0.17997 | 0.199 | 1.303 | 100 | 2.6848 | -97.32% | Non-Residential - Generic | 15 | 1.9117 | 2015 | 1.6991 | 1.634% | 2.6848 | 0.49413 | 1.0658 | -0.4524 | Business Lighting | Business Lighting - Existing
13 | LED High Bay 83W | Business Lighting | Business Lighting - LED | 3 | New | 9 | CD154 | 2.0955 | 41.3% | 10% | 4.13% | 10 | 0.413% | 0.05 | 5% | 0.12508 | 0.15052 | 0.16014 | 0.17032 | 0.18107 | 0.19244 | 0.20445 | 0.21712 | 0.23047 | 0.24455 | 1.8762 |  | 90.4657 |  | Non-Residential - Generic | 15 | 37.7924 | 2016 | 2.3148 | 13.6% | 90.4657 | 0.37401 | 1.0658 | -0.4524 | Business Lighting | Business Lighting - LED
11 | Centrifugal Chiller, 0.51 kW/ton, 500 tons | HVAC | Business HVAC - Chiller | 3 | Existing | 10 | CD301 | 2.2713 | 38.14% | 90% | 34.33% | 2 | 17.16% | 0.2 | 20% | 0.60893 | 0.62192 | 0.63519 | 0.64874 | 0.66258 | 0.67671 | 0.69115 | 0.70589 | 0.72095 | 0.73633 | 6.7084 | 99 | 201.4724 | 103.5% | Non-Residential - Generic | 25 | 0.60192 | 2015 | 2.8236 | 29.17% | 201.4724 | 0.29711 | 1.0658 | -0.4524 | HVAC | Business HVAC - Chiller
17 | High Efficiency Chiller Motors | New (Motors & Misc) |  | 3 | New | 11 | CD302 | 3.6607 | 20.34% | 60% | 12.21% | 10 | 1.221% | 0.1 | 10% | 0.07128 | 0.078668 | 0.086661 | 0.095276 | 0.10452 | 0.1144 | 0.1249 | 0.136 | 0.14767 | 0.15986 | 1.1192 | 0 | 36.7409 |  | Non-Residential - Generic | 20 | 5.7723 | 2015 | 3.7603 | 46.81% | 36.7409 | 0.19448 | 1.0658 | -0.4524 | New (Motors & Misc)
11 | Chiller - Tune Up/Diagnostics | HVAC | Business HVAC - Tune Up | 3 | New | 12 | CD305 | 2.0196 | 42.74% | 30% | 12.82% | 10 | 1.282% | 0.1 | 10% | 0.1055 | 0.11011 | 0.12145 | 0.1337 | 0.14689 | 0.16102 | 0.17609 | 0.19209 | 0.20897 | 0.22667 | 1.5825 | 0 | 105.4965 |  | Non-Residential - Generic | 10 | 8.9043 | 2016 | 2.3756 | 15.81% | 105.4965 | 0.36386 | 1.0658 | -0.4524 | HVAC | Business HVAC - Tune Up
12 | Chiller - Ceiling Insulation | Building Envelope |  | 3 | Existing | 13 | CD313 | 1.9194 | 44.73% | 60% | 26.84% | 3 | 8.945% | 0.2 | 20% | 0.041121 | 0.043587 | 0.045266 | 0.046027 | 0.045822 | 0.044687 | 0.042748 | 0.040192 | 0.037241 | 0.03412 | 0.42081 | 185 | 153.2683 | -17.15% | Non-Residential - Generic | 20 | 0.45441 | 2015 | 2.5593 | 21.85% | 153.2683 | 0.33484 | 1.0658 | -0.4524 | Business Building Envelope
11 | DX Packaged System, EER=10.9, 10 tons | HVAC | Business HVAC - Chiller | 3 | Existing | 14 | CD321 | 3.9926 | 17.51% | 90% | 15.76% | 2 | 7.878% | 0.2 | 20% | 0.45152 | 0.46115 | 0.47099 | 0.48104 | 0.4913 | 0.50178 | 0.51248 | 0.52342 | 0.53458 | 0.54598 | 4.9742 | 165 | 164.2938 | -0.428% | Non-Residential - Generic | 15 | 0.44633 | 2015 | 4.4695 | 55.25% | 164.2938 | 0.1411 | 1.0658 | -0.4524 | HVAC | Business HVAC - Chiller
11 | DX Tune Up/ Advanced Diagnostics | HVAC | Business HVAC - Tune Up | 3 | New | 15 | CD326 | 2.4444 | 35.27% | 30% | 10.58% | 10 | 1.058% | 0.1 | 10% | 0.095305 | 0.098253 | 0.10861 | 0.11985 | 0.13201 | 0.14511 | 0.15916 | 0.17417 | 0.19012 | 0.20698 | 1.4296 | 0 | 86.418 |  | Non-Residential - Generic | 10 | 9.6289 | 2016 | 2.7206 | 26.49% | 86.418 | 0.31127 | 1.0658 | -0.4524 | HVAC | Business HVAC - Tune Up
12 | DX -Ceiling Insulation | Building Envelope |  | 3 | Existing | 16 | CD334 | 1.9194 | 44.73% | 60% | 26.84% | 3 | 8.945% | 0.2 | 20% | 0.10221 | 0.10834 | 0.11251 | 0.1144 | 0.11389 | 0.11107 | 0.10625 | 0.099897 | 0.092563 | 0.084806 | 1.0459 | 185 | 153.2683 | -17.15% | Non-Residential - Generic | 20 | 1.1294 | 2015 | 2.5593 | 21.85% | 153.2683 | 0.33484 | 1.0658 | -0.4524 | Business Building Envelope
11 | Dehumidification Hybrid Desiccant Heat Pump PER 5 TON | HVAC | Business HVAC - New Misc. | 3 | New | 17 | CD338 | 2.5813 | 33.15% | 80% | 26.52% | 4 | 6.63% | 0.1 | 10% | 0.030543 | 0.033592 | 0.036872 | 0.040391 | 0.04415 | 0.048152 | 0.052397 | 0.056882 | 0.061603 | 0.066553 | 0.47113 |  | 491.9686 |  | Non-Residential - Generic | 15 | 0.45534 | 2015 | 3.9738 | 49.67% | 491.9686 | 0.17658 | 1.0658 | -0.4524 | HVAC | Business HVAC - New Misc.
11 | Packaged HP System, EER=10.9, 10 tons | HVAC | Business HVAC - Chiller | 3 | Existing | 18 | CD341 | 4.371 | 14.75% | 90% | 13.28% | 2 | 6.639% | 0.2 | 20% | 0.16371 | 0.1672 | 0.17077 | 0.17441 | 0.17813 | 0.18193 | 0.18581 | 0.18978 | 0.19383 | 0.19796 | 1.8035 | 165 | 74.3462 | -54.94% | Non-Residential - Generic | 15 | 0.16183 | 2015 | 4.5927 | 56.45% | 74.3462 | 0.13345 | 1.0658 | -0.4524 | HVAC | Business HVAC - Chiller
12 | HP-Ceiling Insulation | Building Envelope |  | 3 | Existing | 19 | CD349 | 1.9194 | 44.73% | 60% | 26.84% | 3 | 8.945% | 0.2 | 20% | 0.0097123 | 0.010295 | 0.010691 | 0.010871 | 0.010823 | 0.010555 | 0.010097 | 0.0094928 | 0.0087959 | 0.0080588 | 0.09939 | 185 | 153.2683 | -17.15% | Non-Residential - Generic | 20 | 0.10733 | 2015 | 2.5593 | 21.85% | 153.2683 | 0.33484 | 1.0658 | -0.4524 | Business Building Envelope
11 | Occupancy Sensor (hotels) | HVAC | Business HVAC - New Misc. | 3 | New | 20 | CD362 | 8.4485 | 2.332% | 80% | 1.866% | 4 | 0.4664% | 0.1 | 10% | 0.017987 | 0.019692 | 0.021511 | 0.023444 | 0.025489 | 0.027642 | 0.0299 | 0.032257 | 0.034707 | 0.037239 | 0.26987 | 0 | 217.5452 |  | Non-Residential - Generic | 15 | 3.8119 | 2015 | 9.1294 | 78.09% | 217.5452 | 0.017139 | 1.0658 | -0.4524 | HVAC | Business HVAC - New Misc.
11 | Demand Control Ventilation (DCV) | HVAC | DCV-ERV | 3 | Existing | 21 | CD405 | 6.2885 | 6.197% | 80% | 1.239% | 4 | 0.3098% | 0.1 | 10% | 0.34236 | 0.34795 | 0.35367 | 0.35952 | 0.3655 | 0.37162 | 0.37788 | 0.38428 | 0.39082 | 0.39751 | 3.6911 | 600 | 1985.8083 | 231% | Non-Residential - Generic | 15 | 67.0418 | 2015 | 15.5579 | 87.14% | 1985.8083 | 0.00093526 | 1.0658 | -0.4524 | HVAC | DCV-ERV
11 | Energy Recovery Ventilation (ERV) | HVAC | DCV-ERV | 3 | Existing | 22 | CD406 | 5.479 | 8.937% | 80% | 1.787% | 4 | 0.4469% | 0.1 | 10% | 0.19032 | 0.20841 | 0.2277 | 0.24821 | 0.26992 | 0.2928 | 0.3168 | 0.34186 | 0.36792 | 0.39488 | 2.8588 | 415 | 1108.3386 | 167.1% | Non-Residential - Generic | 14 | 41.7021 | 2015 | 10.7841 | 81.45% | 1108.3386 | 0.0081073 | 1.0658 | -0.4524 | HVAC | DCV-ERV
13 | Premium T8, Elecctronic Ballast | Business Lighting | Business Lighting - Existing | 3 | Existing | 23 | CL111 | 1.813 | 46.93% | 80% | 37.55% | 10 | 3.755% | 0.1 | 10% | 0.064145 | 0.07165 | 0.079955 | 0.089128 | 0.099242 | 0.11037 | 0.12258 | 0.13596 | 0.15056 | 0.16648 | 1.0901 | 100 | 31.4232 | -68.58% | Non-Residential - Generic | 15 | 1.6888 | 2015 | 1.8864 | 1.634% | 31.4232 | 0.454 | 1.0658 | -0.4524 | Business Lighting | Business Lighting - Existing
13 | Premium T8, EB, Reflector | Business Lighting | Business Lighting - Existing | 3 | Existing | 24 | CL112 | 1.8994 | 45.13% | 80% | 36.11% | 10 | 3.611% | 0.1 | 10% | 0.04166 | 0.046534 | 0.051928 | 0.057886 | 0.064454 | 0.071681 | 0.079613 | 0.088299 | 0.097787 | 0.10812 | 0.70796 | 100 | 31.4232 | -68.58% | Non-Residential - Generic | 15 | 1.1405 | 2015 | 1.9728 | 1.634% | 31.4232 | 0.4366 | 1.0658 | -0.4524 | Business Lighting | Business Lighting - Existing
13 | ROB Premium T8, 1EB | Business Lighting | Business Lighting - Existing | 3 | Existing | 25 | CL121 | 1.813 | 46.93% | 80% | 37.55% | 10 | 3.755% | 0.1 | 10% | 0.015848 | 0.017702 | 0.019754 | 0.022021 | 0.02452 | 0.027269 | 0.030286 | 0.033591 | 0.0372 | 0.041132 | 0.26932 | 100 | 31.4232 | -68.58% | Non-Residential - Generic | 15 | 0.41725 | 2015 | 1.8864 | 1.634% | 31.4232 | 0.454 | 1.0658 | -0.4524 | Business Lighting | Business Lighting - Existing
13 | ROB Premium T8, EB, Reflector | Business Lighting | Business Lighting - Existing | 3 | Existing | 26 | CL122 | 1.8994 | 45.13% | 80% | 36.11% | 10 | 3.611% | 0.1 | 10% | 0.23017 | 0.24801 | 0.26627 | 0.28476 | 0.30327 | 0.32154 | 0.33931 | 0.35626 | 0.37208 | 0.38645 | 3.1081 | 100 | 31.4232 | -68.58% | Non-Residential - Generic | 15 | 6.3014 | 2015 | 1.9728 | 1.634% | 31.4232 | 0.4366 | 1.0658 | -0.4524 | Business Lighting | Business Lighting - Existing
13 | LED Linear Tube 22W | Business Lighting | Business Lighting - LED | 3 | New | 27 | CL125 | 3.2778 | 24.19% | 10% | 2.419% | 10 | 0.2419% | 0.05 | 5% | 0.081429 | 0.097224 | 0.10361 | 0.11038 | 0.11756 | 0.12517 | 0.13323 | 0.14175 | 0.15077 | 0.1603 | 1.2214 |  | 30.0054 |  | Non-Residential - Generic | 15 | 41.6744 | 2016 | 3.3478 | 40.26% | 30.0054 | 0.23437 | 1.0658 | -0.4524 | Business Lighting | Business Lighting - LED
13 | CFL Hardwired, Modular 18W | Business Lighting | Business Lighting - CFL | 3 | Existing | 28 | CL141 | 1.9144 | 44.83% | 80% | 35.86% | 10 | 3.586% | 0.1 | 10% | 0.040582 | 0.04533 | 0.050585 | 0.056388 | 0.062787 | 0.069826 | 0.077553 | 0.086015 | 0.095257 | 0.10533 | 0.68965 | 75 | 23.9813 | -68.02% | Non-Residential - Generic | 12 | 1.1186 | 2015 | 1.9704 | 1.634% | 23.9813 | 0.43706 | 1.0658 | -0.4524 | Business Lighting | Business Lighting - CFL
13 | PSMH, 250W, magnetic ballast | Business Lighting | Business Lighting - Existing | 3 | New | 29 | CL151 | 4.0625 | 16.96% | 80% | 13.57% | 10 | 1.357% | 0.1 | 10% | 0.19014 | 0.20957 | 0.23053 | 0.25305 | 0.27714 | 0.30278 | 0.32994 | 0.35852 | 0.38843 | 0.41951 | 2.9596 | 0 | 170.8737 |  | Non-Residential - Generic | 15 | 13.8506 | 2015 | 4.5601 | 56.14% | 170.8737 | 0.13544 | 1.0658 | -0.4524 | Business Lighting | Business Lighting - Existing
13 | LED High Bay 83W | Business Lighting | Business Lighting - LED | 3 | New | 30 | CL154 | 2.1595 | 40.12% | 10% | 4.012% | 10 | 0.4012% | 0.05 | 5% | 0.078183 | 0.094037 | 0.10006 | 0.10643 | 0.11316 | 0.12028 | 0.1278 | 0.13574 | 0.14411 | 0.15293 | 1.1727 |  | 30.0054 |  | Non-Residential - Generic | 15 | 24.3041 | 2016 | 2.2296 | 10.3% | 30.0054 | 0.38871 | 1.0658 | -0.4524 | Business Lighting | Business Lighting - LED
11 | Centrifugal Chiller, 0.51 kW/ton, 500 tons | HVAC | Business HVAC - Chiller | 3 | Existing | 31 | CL301 | 2.057 | 42.03% | 90% | 37.82% | 2 | 18.91% | 0.2 | 20% | 0.3916 | 0.39996 | 0.40849 | 0.4172 | 0.4261 | 0.43519 | 0.44447 | 0.45395 | 0.46364 | 0.47353 | 4.3141 | 99 | 295.8202 | 198.8% | Non-Residential - Generic | 25 | 0.3871 | 2015 | 2.8858 | 30.69% | 295.8202 | 0.28887 | 1.0658 | -0.4524 | HVAC | Business HVAC - Chiller
17 | High Efficiency Chiller Motors | New (Motors & Misc) |  | 3 | New | 32 | CL302 | 3.4069 | 22.82% | 60% | 13.69% | 10 | 1.369% | 0.1 | 10% | 0.051417 | 0.056663 | 0.062322 | 0.0684 | 0.074901 | 0.081819 | 0.089141 | 0.096847 | 0.1049 | 0.11327 | 0.79969 | 0 | 159.7402 |  | Non-Residential - Generic | 20 | 3.7122 | 2015 | 3.85 | 48.05% | 159.7402 | 0.18674 | 1.0658 | -0.4524 | New (Motors & Misc)
11 | Chiller - EMS | HVAC | Business HVAC - New Misc. | 3 | New | 33 | CL304 | 2.7043 | 31.36% | 80% | 25.09% | 4 | 6.272% | 0.1 | 10% | 0.065356 | 0.067466 | 0.069259 | 0.070696 | 0.071745 | 0.072383 | 0.072599 | 0.072395 | 0.071784 | 0.070794 | 0.70448 | 0 | 55.0341 |  | Non-Residential - Generic | 10 | 1.0301 | 2015 | 2.8522 | 29.88% | 55.0341 | 0.29329 | 1.0658 | -0.4524 | HVAC | Business HVAC - New Misc.
11 | Chiller - Tune Up/Diagnostics | HVAC | Business HVAC - Tune Up | 3 | New | 34 | CL305 | 2.0256 | 42.63% | 30% | 12.79% | 10 | 1.279% | 0.1 | 10% | 0.067674 | 0.070618 | 0.077893 | 0.085754 | 0.094216 | 0.10328 | 0.11296 | 0.12322 | 0.13406 | 0.14543 | 1.0151 | 0 | 106.7136 |  | Non-Residential - Generic | 10 | 5.7263 | 2016 | 2.3875 | 16.23% | 106.7136 | 0.3619 | 1.0658 | -0.4524 | HVAC | Business HVAC - Tune Up
12 | Chiller - Ceiling Insulation | Building Envelope |  | 3 | Existing | 35 | CL313 | 1.9138 | 44.84% | 60% | 26.9% | 3 | 8.968% | 0.2 | 20% | 0.026512 | 0.028095 | 0.029169 | 0.029651 | 0.029508 | 0.028768 | 0.027509 | 0.025853 | 0.023946 | 0.021931 | 0.27094 | 185 | 137.2014 | -25.84% | Non-Residential - Generic | 20 | 0.29223 | 2015 | 2.4657 | 18.89% | 137.2014 | 0.34933 | 1.0658 | -0.4524 | Business Building Envelope
11 | DX Packaged System, EER=10.9, 10 tons | HVAC | Business HVAC - Chiller | 3 | Existing | 36 | CL321 | 3.9257 | 18.05% | 90% | 16.24% | 2 | 8.121% | 0.2 | 20% | 0.29037 | 0.29657 | 0.30289 | 0.30935 | 0.31595 | 0.32269 | 0.32958 | 0.33661 | 0.34379 | 0.35112 | 3.1989 | 165 | 216.0031 | 30.91% | Non-Residential - Generic | 15 | 0.28703 | 2015 | 4.5661 | 56.2% | 216.0031 | 0.13507 | 1.0658 | -0.4524 | HVAC | Business HVAC - Chiller
11 | DX Tune Up/ Advanced Diagnostics | HVAC | Business HVAC - Tune Up | 3 | New | 37 | CL326 | 2.4994 | 34.4% | 30% | 10.32% | 10 | 1.032% | 0.1 | 10% | 0.05987 | 0.061633 | 0.068149 | 0.075224 | 0.082879 | 0.091131 | 0.09999 | 0.10946 | 0.11953 | 0.13018 | 0.89805 | 0 | 67.3334 |  | Non-Residential - Generic | 10 | 6.1923 | 2016 | 2.7141 | 26.31% | 67.3334 | 0.31219 | 1.0658 | -0.4524 | HVAC | Business HVAC - Tune Up
12 | DX -Ceiling Insulation | Building Envelope |  | 3 | Existing | 38 | CL334 | 1.9138 | 44.84% | 60% | 26.9% | 3 | 8.968% | 0.2 | 20% | 0.065896 | 0.069831 | 0.072499 | 0.073697 | 0.073343 | 0.071502 | 0.068373 | 0.064259 | 0.059518 | 0.05451 | 0.67343 | 185 | 137.2014 | -25.84% | Non-Residential - Generic | 20 | 0.72633 | 2015 | 2.4657 | 18.89% | 137.2014 | 0.34933 | 1.0658 | -0.4524 | Business Building Envelope
11 | Dehumidification Hybrid Desiccant Heat Pump PER 5 TON | HVAC | Business HVAC - New Misc. | 3 | New | 39 | CL338 | 2.4699 | 34.87% | 80% | 27.89% | 4 | 6.973% | 0.1 | 10% | 0.020657 | 0.02272 | 0.024939 | 0.027318 | 0.029861 | 0.032567 | 0.035438 | 0.038472 | 0.041665 | 0.045013 | 0.31865 |  | 533.9321 |  | Non-Residential - Generic | 15 | 0.29283 | 2015 | 3.9856 | 49.82% | 533.9321 | 0.17563 | 1.0658 | -0.4524 | HVAC | Business HVAC - New Misc.
11 | Packaged HP System, EER=10.9, 10 tons | HVAC | Business HVAC - Chiller | 3 | Existing | 40 | CL341 | 4.3625 | 14.81% | 90% | 13.33% | 2 | 6.665% | 0.2 | 20% | 0.10528 | 0.10753 | 0.10982 | 0.11216 | 0.11456 | 0.117 | 0.1195 | 0.12205 | 0.12465 | 0.12731 | 1.1599 | 165 | 114.5072 | -30.6% | Non-Residential - Generic | 15 | 0.10407 | 2015 | 4.7129 | 57.56% | 114.5072 | 0.12639 | 1.0658 | -0.4524 | HVAC | Business HVAC - Chiller
12 | HP-Ceiling Insulation | Building Envelope |  | 3 | Existing | 41 | CL349 | 1.9138 | 44.84% | 60% | 26.9% | 3 | 8.968% | 0.2 | 20% | 0.0062618 | 0.0066357 | 0.0068893 | 0.0070031 | 0.0069695 | 0.0067945 | 0.0064972 | 0.0061063 | 0.0056558 | 0.0051799 | 0.063993 | 185 | 137.2014 | -25.84% | Non-Residential - Generic | 20 | 0.06902 | 2015 | 2.4657 | 18.89% | 137.2014 | 0.34933 | 1.0658 | -0.4524 | Business Building Envelope
11 | Occupancy Sensor (hotels) | HVAC | Business HVAC - New Misc. | 3 | New | 42 | CL362 | 8.3937 | 2.391% | 80% | 1.913% | 4 | 0.4781% | 0.1 | 10% | 0.011858 | 0.012981 | 0.014178 | 0.01545 | 0.016795 | 0.018211 | 0.019696 | 0.021245 | 0.022855 | 0.024518 | 0.17779 | 0 | 234.2692 |  | Non-Residential - Generic | 15 | 2.4514 | 2015 | 9.1267 | 78.09% | 234.2692 | 0.01716 | 1.0658 | -0.4524 | HVAC | Business HVAC - New Misc.
11 | Demand Control Ventilation (DCV) | HVAC | DCV-ERV | 3 | Existing | 43 | CL405 | 6.3839 | 5.935% | 80% | 1.187% | 4 | 0.2967% | 0.1 | 10% | 0.22017 | 0.22377 | 0.22744 | 0.23121 | 0.23505 | 0.23899 | 0.24301 | 0.24713 | 0.25134 | 0.25564 | 2.3737 | 600 | 1940.093 | 223.3% | Non-Residential - Generic | 15 | 43.1143 | 2015 | 15.2756 | 86.91% | 1940.093 | 0.0010627 | 1.0658 | -0.4524 | HVAC | DCV-ERV
11 | Energy Recovery Ventilation (ERV) | HVAC | DCV-ERV | 3 | Existing | 44 | CL406 | 5.6591 | 8.238% | 80% | 1.648% | 4 | 0.4119% | 0.1 | 10% | 0.11282 | 0.12358 | 0.13507 | 0.1473 | 0.16024 | 0.1739 | 0.18824 | 0.20322 | 0.21882 | 0.23498 | 1.6982 | 415 | 1014.5142 | 144.5% | Non-Residential - Generic | 14 | 26.8184 | 2015 | 10.2947 | 80.57% | 1014.5142 | 0.010116 | 1.0658 | -0.4524 | HVAC | DCV-ERV
13 | Premium T8, Elecctronic Ballast | Business Lighting | Business Lighting - Existing | 3 | Existing | 45 | CS111 | 1.9818 | 43.48% | 80% | 34.79% | 10 | 3.479% | 0.1 | 10% | 0.026155 | 0.029215 | 0.032602 | 0.036342 | 0.040466 | 0.045003 | 0.049983 | 0.055436 | 0.061393 | 0.067882 | 0.44448 | 100 | 184.9029 | 84.9% | Non-Residential - Generic | 15 | 0.74325 | 2015 | 2.5699 | 22.18% | 184.9029 | 0.33324 | 1.0658 | -0.4524 | Business Lighting | Business Lighting - Existing
13 | Premium T8, EB, Reflector | Business Lighting | Business Lighting - Existing | 3 | Existing | 46 | CS112 | 1.9818 | 43.48% | 80% | 34.79% | 10 | 3.479% | 0.1 | 10% | 0.017664 | 0.019731 | 0.022017 | 0.024544 | 0.027329 | 0.030393 | 0.033756 | 0.037439 | 0.041462 | 0.045844 | 0.30018 | 100 | 221.9029 | 121.9% | Non-Residential - Generic | 15 | 0.50195 | 2015 | 2.6876 | 25.58% | 221.9029 | 0.31597 | 1.0658 | -0.4524 | Business Lighting | Business Lighting - Existing
13 | ROB Premium T8, 1EB | Business Lighting | Business Lighting - Existing | 3 | Existing | 47 | CS121 | 1.9818 | 43.48% | 80% | 34.79% | 10 | 3.479% | 0.1 | 10% | 0.0064621 | 0.0072182 | 0.0080549 | 0.008979 | 0.0099979 | 0.011119 | 0.012349 | 0.013697 | 0.015168 | 0.016771 | 0.10982 | 100 | 184.9029 | 84.9% | Non-Residential - Generic | 15 | 0.18363 | 2015 | 2.5699 | 22.18% | 184.9029 | 0.33324 | 1.0658 | -0.4524 | Business Lighting | Business Lighting - Existing
13 | ROB Premium T8, EB, Reflector | Business Lighting | Business Lighting - Existing | 3 | Existing | 48 | CS122 | 1.9818 | 43.48% | 80% | 34.79% | 10 | 3.479% | 0.1 | 10% | 0.097592 | 0.1053 | 0.11321 | 0.12126 | 0.12936 | 0.1374 | 0.14526 | 0.15283 | 0.15996 | 0.16652 | 1.3287 | 100 | 221.9029 | 121.9% | Non-Residential - Generic | 15 | 2.7733 | 2015 | 2.6876 | 25.58% | 221.9029 | 0.31597 | 1.0658 | -0.4524 | Business Lighting | Business Lighting - Existing
13 | LED Linear Tube 22W | Business Lighting | Business Lighting - LED | 3 | New | 49 | CS125 | 3.1984 | 25.08% | 10% | 2.508% | 10 | 0.2508% | 0.05 | 5% | 0.037133 | 0.044354 | 0.047263 | 0.050349 | 0.053619 | 0.057084 | 0.060752 | 0.064633 | 0.068737 | 0.073075 | 0.557 |  | 428.3944 |  | Non-Residential - Generic | 15 | 18.341 | 2016 | 4.5609 | 56.15% | 428.3944 | 0.13539 | 1.0658 | -0.4524 | Business Lighting | Business Lighting - LED
13 | Flood LED 14W | Business Lighting | Business Lighting - LED Flood | 3 | New | 50 | CS132 | 1.9818 | 43.48% | 20% | 8.696% | 10 | 0.8696% | 0.05 | 5% | 0.066722 | 0.082001 | 0.086849 | 0.091943 | 0.09729 | 0.1029 | 0.10877 | 0.11492 | 0.12136 | 0.12808 | 1.0008 |  | 18.9029 |  | Non-Residential - Generic | 11 | 9.778 | 2016 | 2.0419 | 2.052% | 18.9029 | 0.42315 | 1.0658 | -0.4524 | Business Lighting | Business Lighting - LED Flood
13 | CFL Hardwired, Modular 18W | Business Lighting | Business Lighting - CFL | 3 | Existing | 51 | CS141 | 1.9818 | 43.48% | 80% | 34.79% | 10 | 3.479% | 0.1 | 10% | 0.017324 | 0.019351 | 0.021594 | 0.024072 | 0.026803 | 0.029809 | 0.033107 | 0.036719 | 0.040665 | 0.044963 | 0.29441 | 75 | 220.9029 | 194.5% | Non-Residential - Generic | 12 | 0.4923 | 2015 | 2.6844 | 25.49% | 220.9029 | 0.31642 | 1.0658 | -0.4524 | Business Lighting | Business Lighting - CFL
13 | PSMH, 250W, magnetic ballast | Business Lighting | Business Lighting - Existing | 3 | New | 52 | CS151 | 4.2639 | 15.49% | 80% | 12.39% | 10 | 1.239% | 0.1 | 10% | 0.076396 | 0.084299 | 0.092847 | 0.10205 | 0.11193 | 0.12248 | 0.13369 | 0.14553 | 0.15797 | 0.17096 | 1.1982 | 0 | 225.3842 |  | Non-Residential - Generic | 15 | 6.0957 | 2015 | 4.9807 | 59.85% | 225.3842 | 0.11197 | 1.0658 | -0.4524 | Business Lighting | Business Lighting - Existing
13 | High Bay T5 | Business Lighting | Business Lighting - Existing | 3 | Existing | 53 | CS153 | 1.9818 | 43.48% | 80% | 34.79% | 10 | 3.479% | 0.1 | 10% | 0.2856 | 0.30815 | 0.33131 | 0.35487 | 0.37856 | 0.40208 | 0.4251 | 0.44724 | 0.46811 | 0.48731 | 3.8883 | 100 | 77.9029 | -22.1% | Non-Residential - Generic | 15 | 8.1158 | 2015 | 2.2296 | 10.3% | 77.9029 | 0.38871 | 1.0658 | -0.4524 | Business Lighting | Business Lighting - Existing
13 | LED High Bay 83W | Business Lighting | Business Lighting - LED | 3 | New | 54 | CS154 | 1.9818 | 43.48% | 10% | 4.348% | 10 | 0.4348% | 0.05 | 5% | 0.037232 | 0.044851 | 0.047707 | 0.050727 | 0.053919 | 0.057291 | 0.060851 | 0.064605 | 0.068563 | 0.072731 | 0.55848 |  | 331.9029 |  | Non-Residential - Generic | 15 | 10.6963 | 2016 | 3.0374 | 34.15% | 331.9029 | 0.26971 | 1.0658 | -0.4524 | Business Lighting | Business Lighting - LED
12 | Chiller - Ceiling Insulation | Building Envelope |  | 3 | Existing | 55 | CS313 | 1.9818 | 43.48% | 60% | 26.09% | 3 | 8.696% | 0.2 | 20% | 0.011315 | 0.012025 | 0.012526 | 0.012779 | 0.012769 | 0.012502 | 0.012009 | 0.011339 | 0.010552 | 0.0097078 | 0.11752 | 185 | 267.4832 | 44.59% | Non-Residential - Generic | 20 | 0.12861 | 2015 | 3.516 | 43.12% | 267.4832 | 0.21721 | 1.0658 | -0.4524 | Business Building Envelope
11 | DX Tune Up/ Advanced Diagnostics | HVAC | Business HVAC - Tune Up | 3 | New | 56 | CS326 | 2.1291 | 40.68% | 30% | 12.2% | 10 | 1.22% | 0.1 | 10% | 0.030834 | 0.032072 | 0.035396 | 0.038993 | 0.042869 | 0.047029 | 0.051474 | 0.056198 | 0.061194 | 0.066445 | 0.4625 | 0 | 157.7414 |  | Non-Residential - Generic | 10 | 2.7252 | 2016 | 2.6135 | 23.47% | 157.7414 | 0.32673 | 1.0658 | -0.4524 | HVAC | Business HVAC - Tune Up
12 | DX -Ceiling Insulation | Building Envelope |  | 3 | Existing | 57 | CS334 | 1.9818 | 43.48% | 60% | 26.09% | 3 | 8.696% | 0.2 | 20% | 0.028123 | 0.029889 | 0.031133 | 0.031763 | 0.031736 | 0.031073 | 0.029848 | 0.028184 | 0.026227 | 0.024129 | 0.2921 | 185 | 267.4832 | 44.59% | Non-Residential - Generic | 20 | 0.31966 | 2015 | 3.516 | 43.12% | 267.4832 | 0.21721 | 1.0658 | -0.4524 | Business Building Envelope
11 | Dehumidification Hybrid Desiccant Heat Pump PER 5 TON | HVAC | Business HVAC - New Misc. | 3 | New | 58 | CS338 | 3.4813 | 22.06% | 80% | 17.65% | 4 | 4.413% | 0.1 | 10% | 0.0057533 | 0.0063276 | 0.0069456 | 0.0076083 | 0.0083165 | 0.0090704 | 0.00987 | 0.010715 | 0.011604 | 0.012537 | 0.088747 |  | 72.0779 |  | Non-Residential - Generic | 15 | 0.12888 | 2015 | 3.6697 | 45.5% | 72.0779 | 0.20262 | 1.0658 | -0.4524 | HVAC | Business HVAC - New Misc.
12 | HP-Ceiling Insulation | Building Envelope |  | 3 | Existing | 59 | CS349 | 1.9818 | 43.48% | 60% | 26.09% | 3 | 8.696% | 0.2 | 20% | 0.0026724 | 0.0028402 | 0.0029584 | 0.0030183 | 0.0030158 | 0.0029527 | 0.0028364 | 0.0026782 | 0.0024923 | 0.0022929 | 0.027757 | 185 | 267.4832 | 44.59% | Non-Residential - Generic | 20 | 0.030376 | 2015 | 3.516 | 43.12% | 267.4832 | 0.21721 | 1.0658 | -0.4524 | Business Building Envelope
11 | Demand Control Ventilation (DCV) | HVAC | DCV-ERV | 3 | Existing | 60 | CS405 | 5.4989 | 8.857% | 80% | 1.771% | 4 | 0.4428% | 0.1 | 10% | 0.096898 | 0.09848 | 0.1001 | 0.10175 | 0.10345 | 0.10518 | 0.10695 | 0.10876 | 0.11061 | 0.11251 | 1.0447 | 600 | 2254.1758 | 275.7% | Non-Residential - Generic | 15 | 18.9747 | 2015 | 16.9889 | 88.23% | 2254.1758 | 0.00048954 | 1.0658 | -0.4524 | HVAC | DCV-ERV
11 | Energy Recovery Ventilation (ERV) | HVAC | DCV-ERV | 3 | Existing | 61 | CS406 | 3.5602 | 21.29% | 80% | 4.258% | 4 | 1.065% | 0.1 | 10% | 0.12833 | 0.13967 | 0.15162 | 0.16416 | 0.17724 | 0.19082 | 0.20483 | 0.21921 | 0.23388 | 0.24875 | 1.8585 | 415 | 1740.1446 | 319.3% | Non-Residential - Generic | 14 | 11.8029 | 2015 | 15.6399 | 87.21% | 1740.1446 | 0.0009012 | 1.0658 | -0.4524 | HVAC | DCV-ERV
17 | O&M/drives spinning machines | New (Motors & Misc) |  | 3 | New | 62 | IND402 | 1.9825 | 43.47% | 60% | 17.39% | 10 | 1.739% | 0.1 | 10% | 0.0042614 | 0.0046789 | 0.0051259 | 0.0056021 | 0.0061067 | 0.0066383 | 0.0071947 | 0.0077729 | 0.0083693 | 0.0089793 | 0.06473 | 0 | 55.1098 |  | Non-Residential - Generic | 10 | 0.24227 | 2015 | 2.1423 | 6.642% | 55.1098 | 0.40436 | 1.0658 | -0.4524 | New (Motors & Misc)
11 | Centrifugal Chiller, 0.51 kW/ton, 500 tons | HVAC | Business HVAC - Chiller | 3 | Existing | 63 | IND701 | 2.2713 | 38.14% | 90% | 34.33% | 2 | 17.16% | 0.2 | 20% | 0.017171 | 0.017537 | 0.017911 | 0.018293 | 0.018683 | 0.019082 | 0.019489 | 0.019905 | 0.020329 | 0.020763 | 0.18916 | #N/A | 201.4724 |  | Non-Residential - Generic | 25 | 0.016973 | 2015 | 2.8236 | 29.17% | 201.4724 | 0.29711 | 1.0658 | -0.4524 | HVAC | Business HVAC - Chiller
11 | DX Packaged System, EER=10.9, 10 tons | HVAC | Business HVAC - Chiller | 3 | Existing | 64 | IND721 | 3.9926 | 17.51% | 90% | 15.76% | 2 | 7.878% | 0.2 | 20% | 0.060258 | 0.061544 | 0.062857 | 0.064197 | 0.065567 | 0.066966 | 0.068394 | 0.069853 | 0.071343 | 0.072865 | 0.66384 | #N/A | 164.2938 |  | Non-Residential - Generic | 15 | 0.89347 | 2015 | 4.4695 | 55.25% | 164.2938 | 0.1411 | 1.0658 | -0.4524 | HVAC | Business HVAC - Chiller
11 | DX Tune Up/ Advanced Diagnostics | HVAC | Business HVAC - Tune Up | 3 | New | 65 | IND724 | 2.4444 | 35.27% | 30% | 10.58% | 10 | 1.058% | 0.1 | 10% | 0.0037849 | 0.003902 | 0.0043134 | 0.0047599 | 0.0052427 | 0.0057629 | 0.006321 | 0.006917 | 0.0075503 | 0.0082199 | 0.056774 |  | 86.418 |  | Non-Residential - Generic | 10 | 0.03824 | 2016 | 2.7206 | 26.49% | 86.418 | 0.31127 | 1.0658 | -0.4524 | HVAC | Business HVAC - Tune Up
11 | Dehumidification Hybrid Desiccant Heat Pump PER 5 TON | HVAC | Business HVAC - New Misc. | 3 | New | 66 | IND733 | 2.5813 | 33.15% | 80% | 26.52% | 4 | 6.63% | 0.1 | 10% | 0.025049 | 0.025761 | 0.026341 | 0.026776 | 0.027054 | 0.02717 | 0.027123 | 0.026915 | 0.026555 | 0.026057 | 0.2648 |  | 491.9686 |  | Non-Residential - Generic | 15 | 0.37344 | 2015 | 3.9738 | 49.67% | 491.9686 | 0.17658 | 1.0658 | -0.4524 | HVAC | Business HVAC - New Misc.
13 | Premium T8, Elecctronic Ballast | Business Lighting | Business Lighting - Existing Industrial | 3 | Existing | 67 | IND801 | 1.7488 | 48.32% | 80% | 38.65% | 5 | 7.73% | 0.1 | 10% | 0.378 | 0.38625 | 0.39208 | 0.39528 | 0.39572 | 0.39335 | 0.38822 | 0.38045 | 0.3703 | 0.35809 | 3.8377 | #N/A | 86.507 |  | Non-Residential - Generic | 15 | 4.8335 | 2015 | 1.9585 | 1.634% | 86.507 | 0.43943 | 1.0658 | -0.4524 | Business Lighting | Business Lighting - Existing Industrial
13 | CFL Hardwired, Modular 18W | Business Lighting | Business Lighting - CFL | 3 | Existing | 68 | IND802 | 1.8661 | 45.82% | 80% | 36.65% | 10 | 3.665% | 0.1 | 10% | 0.024763 | 0.026668 | 0.028614 | 0.030581 | 0.032547 | 0.034482 | 0.036359 | 0.038143 | 0.039801 | 0.0413 | 0.33326 | #N/A | 74.0985 |  | Non-Residential - Generic | 12 | 0.66781 | 2015 | 2.0457 | 2.235% | 74.0985 | 0.42242 | 1.0658 | -0.4524 | Business Lighting | Business Lighting - CFL
13 | High Bay T5 | Business Lighting | Business Lighting - Existing Industrial | 3 | Existing | 69 | IND804 | 1.6926 | 49.56% | 80% | 39.65% | 5 | 7.929% | 0.1 | 10% | 0.058028 | 0.059169 | 0.059927 | 0.060273 | 0.06019 | 0.059673 | 0.058733 | 0.057396 | 0.055705 | 0.053713 | 0.58281 | #N/A | 2.6848 |  | Non-Residential - Generic | 15 | 0.72338 | 2015 | 1.6991 | 1.634% | 2.6848 | 0.49413 | 1.0658 | -0.4524 | Business Lighting | Business Lighting - Existing Industrial
13 | LED Linear Tube 22W | Business Lighting | Business Lighting - New Industrial | 3 | New | 70 | IND806 | 3.2561 | 24.43% | 40% | 9.772% | 10 | 0.9772% | 0.1 | 10% | 0.069029 | 0.076367 | 0.084344 | 0.092986 | 0.10231 | 0.11234 | 0.12307 | 0.13451 | 0.14663 | 0.1594 | 1.101 |  | 90.6176 |  | Non-Residential - Generic | 15 | 6.9826 | 2015 | 3.4758 | 42.46% | 90.6176 | 0.22119 | 1.0658 | -0.4524 | Business Lighting | Business Lighting - New Industrial
13 | LED High Bay 83W | Business Lighting | Business Lighting - New Industrial | 3 | New | 71 | IND808 | 2.0761 | 41.67% | 40% | 16.67% | 10 | 1.667% | 0.1 | 10% | 0.024595 | 0.027024 | 0.029629 | 0.032408 | 0.035359 | 0.038473 | 0.04174 | 0.045144 | 0.048665 | 0.052277 | 0.37531 |  | 90.4657 |  | Non-Residential - Generic | 15 | 1.4588 | 2015 | 2.2954 | 12.87% | 90.4657 | 0.3773 | 1.0658 | -0.4524 | Business Lighting | Business Lighting - New Industrial
17 | Membranes for wastewater | New (Motors & Misc) |  | 3 | New | 72 | IND902 | 2.8201 | 29.76% | 60% | 11.9% | 10 | 1.19% | 0.1 | 10% | 6.2053e-06 | 6.9313e-06 | 7.7347e-06 | 8.6222e-06 | 9.6006e-06 | 1.0677e-05 | 1.1858e-05 | 1.3152e-05 | 1.4566e-05 | 1.6105e-05 | 0.00010545 | 0 | 333.1879 |  | Non-Residential - Generic | 15 | 0.00051532 | 2015 | 3.786 | 47.17% | 333.1879 | 0.19223 | 1.0658 | -0.4524 | New (Motors & Misc)
17 | Optimize drying process | New (Motors & Misc) |  | 3 | New | 73 | INL214 | 2.9907 | 27.55% | 60% | 11.02% | 10 | 1.102% | 0.1 | 10% | 0.002532 | 0.0027977 | 0.0030859 | 0.0033972 | 0.0037323 | 0.0040914 | 0.0044744 | 0.0048809 | 0.0053099 | 0.0057602 | 0.040062 | 0 | 39.5396 |  | Non-Residential - Generic | 10 | 0.22715 | 2015 | 3.0842 | 35.15% | 39.5396 | 0.26406 | 1.0658 | -0.4524 | New (Motors & Misc)
17 | O&M/drives spinning machines | New (Motors & Misc) |  | 3 | New | 74 | INL402 | 1.9834 | 43.45% | 60% | 17.38% | 10 | 1.738% | 0.1 | 10% | 0.0042598 | 0.0046772 | 0.0051241 | 0.0056002 | 0.0061046 | 0.0066361 | 0.0071923 | 0.0077705 | 0.0083667 | 0.0089766 | 0.064708 | 0 | 59.574 |  | Non-Residential - Generic | 10 | 0.24227 | 2015 | 2.1573 | 7.29% | 59.574 | 0.40163 | 1.0658 | -0.4524 | New (Motors & Misc)
17 | Drives - Process Control | New (Motors & Misc) |  | 3 | New | 75 | INL425 | 3.7291 | 19.72% | 60% | 7.89% | 10 | 0.789% | 0.1 | 10% | 0.00024925 | 0.00027627 | 0.00030573 | 0.00033778 | 0.00037252 | 0.00041004 | 0.00045041 | 0.00049365 | 0.00053977 | 0.00058873 | 0.0040242 | 0 | 106.219 |  | Non-Residential - Generic | 15 | 0.031228 | 2015 | 3.9825 | 49.78% | 106.219 | 0.17588 | 1.0658 | -0.4524 | New (Motors & Misc)
17 | Efficient drives - rolling | New (Motors & Misc) |  | 3 | New | 76 | INL426 | 1.9956 | 43.21% | 60% | 17.28% | 10 | 1.728% | 0.1 | 10% | 6.3602e-05 | 7.1044e-05 | 7.9278e-05 | 8.8375e-05 | 9.8403e-05 | 0.00010944 | 0.00012155 | 0.00013481 | 0.00014929 | 0.00016507 | 0.0010809 | 0 | 47.691 |  | Non-Residential - Generic | 10 | 0.0036374 | 2015 | 2.1094 | 5.185% | 47.691 | 0.41043 | 1.0658 | -0.4524 | New (Motors & Misc)
17 | Drying (UV/IR) | New (Motors & Misc) |  | 3 | New | 77 | INL502 | 3.0652 | 26.63% | 60% | 10.65% | 10 | 1.065% | 0.1 | 10% | 7.6794e-05 | 8.5779e-05 | 9.5721e-05 | 0.0001067 | 0.00011881 | 0.00013213 | 0.00014675 | 0.00016277 | 0.00018026 | 0.00019931 | 0.001305 | 0 | 127.3335 |  | Non-Residential - Generic | 8 | 0.0071253 | 2015 | 3.3281 | 39.91% | 127.3335 | 0.23648 | 1.0658 | -0.4524 | New (Motors & Misc)
17 | Heat Pumps - Drying | New (Motors & Misc) |  | 3 | New | 78 | INL503 | 8.8203 | 1.971% | 60% | 0.7884% | 10 | 0.07884% | 0.1 | 10% | 3.3156e-06 | 3.7035e-06 | 4.1328e-06 | 4.6069e-06 | 5.1297e-06 | 5.7048e-06 | 6.3361e-06 | 7.0274e-06 | 7.7825e-06 | 8.605e-06 | 5.6344e-05 | 0 | 95.9139 |  | Non-Residential - Generic | 15 | 0.0041568 | 2015 | 9.047 | 77.89% | 95.9139 | 0.01779 | 1.0658 | -0.4524 | New (Motors & Misc)
17 | Efficient electric melting | New (Motors & Misc) |  | 3 | New | 79 | INL505 | 3.7774 | 19.3% | 60% | 7.719% | 10 | 0.7719% | 0.1 | 10% | 2.9026e-05 | 3.2422e-05 | 3.618e-05 | 4.0331e-05 | 4.4907e-05 | 4.9942e-05 | 5.5468e-05 | 6.152e-05 | 6.8131e-05 | 7.5332e-05 | 0.00049326 | 0 | 160.9573 |  | Non-Residential - Generic | 20 | 0.0037169 | 2015 | 4.1615 | 51.94% | 160.9573 | 0.1622 | 1.0658 | -0.4524 | New (Motors & Misc)
17 | Heating - Process Control | New (Motors & Misc) |  | 3 | New | 80 | INL508 | 3.7291 | 19.72% | 60% | 7.89% | 10 | 0.789% | 0.1 | 10% | 0.00062547 | 0.00069325 | 0.00076719 | 0.00084761 | 0.00093478 | 0.0010289 | 0.0011302 | 0.0012387 | 0.0013545 | 0.0014773 | 0.010098 | 0 | 106.219 |  | Non-Residential - Generic | 15 | 0.078363 | 2015 | 3.9825 | 49.78% | 106.219 | 0.17588 | 1.0658 | -0.4524 | New (Motors & Misc)
17 | New transformers welding | New (Motors & Misc) |  | 3 | New | 81 | INL603 | 2.3975 | 36.03% | 60% | 14.41% | 10 | 1.441% | 0.1 | 10% | 0.0002253 | 0.00025166 | 0.00028084 | 0.00031306 | 0.00034858 | 0.00038766 | 0.00043056 | 0.00047754 | 0.00052885 | 0.00058474 | 0.0038288 | 0 | 18.6515 |  | Non-Residential - Generic | 15 | 0.015455 | 2015 | 2.4403 | 18.04% | 18.6515 | 0.35336 | 1.0658 | -0.4524 | New (Motors & Misc)
11 | Centrifugal Chiller, 0.51 kW/ton, 500 tons | HVAC | Business HVAC - Chiller | 3 | Existing | 82 | INL701 | 2.057 | 42.03% | 90% | 37.82% | 2 | 18.91% | 0.2 | 20% | 0.017171 | 0.017537 | 0.017911 | 0.018293 | 0.018683 | 0.019082 | 0.019489 | 0.019905 | 0.020329 | 0.020763 | 0.18916 | #N/A | 295.8202 |  | Non-Residential - Generic | 25 | 0.016973 | 2015 | 2.8858 | 30.69% | 295.8202 | 0.28887 | 1.0658 | -0.4524 | HVAC | Business HVAC - Chiller
11 | DX Packaged System, EER=10.9, 10 tons | HVAC | Business HVAC - Chiller | 3 | Existing | 83 | INL721 | 3.9257 | 18.05% | 90% | 16.24% | 2 | 8.121% | 0.2 | 20% | 0.060258 | 0.061544 | 0.062857 | 0.064197 | 0.065567 | 0.066966 | 0.068394 | 0.069853 | 0.071343 | 0.072865 | 0.66384 | #N/A | 216.0031 |  | Non-Residential - Generic | 15 | 0.89347 | 2015 | 4.5661 | 56.2% | 216.0031 | 0.13507 | 1.0658 | -0.4524 | HVAC | Business HVAC - Chiller
11 | DX Tune Up/ Advanced Diagnostics | HVAC | Business HVAC - Tune Up | 3 | New | 84 | INL724 | 2.4994 | 34.4% | 30% | 10.32% | 10 | 1.032% | 0.1 | 10% | 0.0036972 | 0.0038061 | 0.0042085 | 0.0046454 | 0.0051181 | 0.0056278 | 0.0061748 | 0.0067595 | 0.0073814 | 0.0080393 | 0.055458 |  | 67.3334 |  | Non-Residential - Generic | 10 | 0.03824 | 2016 | 2.7141 | 26.31% | 67.3334 | 0.31219 | 1.0658 | -0.4524 | HVAC | Business HVAC - Tune Up
11 | Dehumidification Hybrid Desiccant Heat Pump PER 5 TON | HVAC | Business HVAC - New Misc. | 3 | New | 85 | INL733 | 2.4699 | 34.87% | 80% | 27.89% | 4 | 6.973% | 0.1 | 10% | 0.026344 | 0.026996 | 0.027499 | 0.027841 | 0.028013 | 0.02801 | 0.027835 | 0.027493 | 0.026996 | 0.026363 | 0.27339 |  | 533.9321 |  | Non-Residential - Generic | 15 | 0.37344 | 2015 | 3.9856 | 49.82% | 533.9321 | 0.17563 | 1.0658 | -0.4524 | HVAC | Business HVAC - New Misc.
13 | Premium T8, Elecctronic Ballast | Business Lighting | Business Lighting - Existing Industrial | 3 | Existing | 86 | INL801 | 1.813 | 46.93% | 80% | 37.55% | 5 | 7.509% | 0.1 | 10% | 0.36718 | 0.37607 | 0.38269 | 0.38684 | 0.38835 | 0.38715 | 0.38326 | 0.37677 | 0.36789 | 0.35691 | 3.7731 | #N/A | 31.4232 |  | Non-Residential - Generic | 15 | 4.8335 | 2015 | 1.8864 | 1.634% | 31.4232 | 0.454 | 1.0658 | -0.4524 | Business Lighting | Business Lighting - Existing Industrial
13 | CFL Hardwired, Modular 18W | Business Lighting | Business Lighting - CFL | 3 | Existing | 87 | INL802 | 1.9144 | 44.83% | 80% | 35.86% | 10 | 3.586% | 0.1 | 10% | 0.024228 | 0.026112 | 0.028042 | 0.029998 | 0.031958 | 0.033894 | 0.035779 | 0.037581 | 0.039265 | 0.0408 | 0.32766 | #N/A | 23.9813 |  | Non-Residential - Generic | 12 | 0.66781 | 2015 | 1.9704 | 1.634% | 23.9813 | 0.43706 | 1.0658 | -0.4524 | Business Lighting | Business Lighting - CFL
13 | LED Linear Tube 22W | Business Lighting | Business Lighting - New Industrial | 3 | New | 88 | INL806 | 3.2774 | 24.2% | 40% | 9.678% | 10 | 0.9678% | 0.1 | 10% | 0.068367 | 0.075642 | 0.083552 | 0.092122 | 0.10137 | 0.11132 | 0.12198 | 0.13333 | 0.14536 | 0.15805 | 1.0911 |  | 30.1573 |  | Non-Residential - Generic | 15 | 6.9826 | 2015 | 3.3478 | 40.26% | 30.1573 | 0.23437 | 1.0658 | -0.4524 | Business Lighting | Business Lighting - New Industrial
13 | LED High Bay 83W | Business Lighting | Business Lighting - New Industrial | 3 | New | 89 | INL808 | 2.1408 | 40.46% | 40% | 16.19% | 10 | 1.619% | 0.1 | 10% | 0.023885 | 0.026257 | 0.028802 | 0.031521 | 0.034412 | 0.037466 | 0.040676 | 0.044025 | 0.047496 | 0.051063 | 0.3656 |  | 30.0054 |  | Non-Residential - Generic | 15 | 1.4588 | 2015 | 2.2109 | 9.538% | 30.0054 | 0.39201 | 1.0658 | -0.4524 | Business Lighting | Business Lighting - New Industrial
17 | Membranes for wastewater | New (Motors & Misc) |  | 3 | New | 90 | INL902 | 2.7092 | 31.29% | 60% | 12.52% | 10 | 1.252% | 0.1 | 10% | 6.5244e-06 | 7.2878e-06 | 8.1325e-06 | 9.0656e-06 | 1.0094e-05 | 1.1226e-05 | 1.2468e-05 | 1.3829e-05 | 1.5315e-05 | 1.6933e-05 | 0.00011088 | 0 | 377.9137 |  | Non-Residential - Generic | 15 | 0.00051532 | 2015 | 3.8124 | 47.54% | 377.9137 | 0.18995 | 1.0658 | -0.4524 | New (Motors & Misc)
9 | Proper Refrigerant Charging and Air Flow - SS AC | Low-Income Weatherization |  | 2 | Existing | 91 | RMF114 | 2.1299 | 65.6% | 30% | 19.68% | 10 | 1.968% | 0.1 | 10% | 0.1316 | 0.13298 | 0.1344 | 0.13587 | 0.13737 | 0.13892 | 0.14183 | 0.14478 | 0.14779 | 0.15084 | 1.3964 | 0 | 11.4608 |  | Residential - Generic | 5 | 99201.8815 | 2015 | 2.4967 | 99.49% | 11.4608 | 0.58994 | 1.2154 | -0.2895 | Low-Income Weatherization
5 | Electronically Commutated Motors (ECM) on an Air Handler Unit | Air Conditioning | Residential HVAC -ECM | 2 | Existing | 92 | RMF115 | 1.983 | 94.69% | 50% | 47.34% | 2 | 23.67% | 0.1 | 10% | 0.25244 | 0.25761 | 0.26288 | 0.26827 | 0.27376 | 0.27937 | 0.28509 | 0.29092 | 0.29688 | 0.30296 | 2.7702 | 25 | 80.9916 | 224% | Residential - HVAC | 15 | 44976.6159 | 2015 | 5.0712 | 99.75% | 80.9916 | 0.87384 | 0.997 | -0.026 | Air Conditioning | Residential HVAC -ECM
8 | Duct Repair - SS AC | Duct System Testing & Repair |  | 2 | Existing | 93 | RMF116 | 3.7517 | 90.43% | 40% | 36.17% | 10 | 3.617% | 0.1 | 10% | 0.15243 | 0.17012 | 0.18968 | 0.21127 | 0.23504 | 0.26118 | 0.28983 | 0.32119 | 0.3554 | 0.39264 | 2.5788 | 60 | 33.1134 | -44.81% | Residential - HVAC | 18 | 31763.1468 | 2015 | 4.8927 | 99.74% | 33.1134 | 0.87791 | 0.997 | -0.026 | Duct System Testing & Repair
6 | Single Pane Clear Windows to Dbl Pane Low-E Windows - SS AC | Building Envelope | Residential Building Envelope - Windows | 2 | New | 94 | RMF122 | 7.3957 | 14.28% | 60% | 8.571% | 10 | 0.8571% | 0.1 | 10% | 0.0014668 | 0.0016371 | 0.0018253 | 0.0020331 | 0.0022619 | 0.0025133 | 0.0027891 | 0.0030909 | 0.0034201 | 0.0037785 | 0.024816 | 0 | 261.0122 |  | Residential - Generic | 30 | 762.3155 | 2015 | 12.8644 | 99.9% | 261.0122 | 0.02933 | 1.2154 | -0.2895 | Residential Building Envelope | Residential Building Envelope - Windows
6 | Ceiling R-0 to R-19 Insulation - SS AC | Building Envelope | Existing | 2 | Existing | 95 | RMF124 | 1.983 | 68.45% | 90% | 61.61% | 2 | 30.8% | 0.05 | 5% | 0.35645 | 0.37285 | 0.38975 | 0.40716 | 0.42509 | 0.44353 | 0.46249 | 0.48197 | 0.50196 | 0.52246 | 4.3637 | 265.31 | 192.2072 | -27.55% | Residential - Generic | 20 | 6670.2608 | 2015 | 6.5867 | 99.8% | 192.2072 | 0.18054 | 1.2154 | -0.2895 | Residential Building Envelope | Existing
9 | Proper Refrigerant Charging and Air Flow | Low-Income Weatherization |  | 2 | Existing | 97 | RMF140 | 2.1299 | 65.6% | 30% | 19.68% | 10 | 1.968% | 0.1 | 10% | 0.014422 | 0.014573 | 0.014729 | 0.014889 | 0.015054 | 0.015224 | 0.015543 | 0.015867 | 0.016196 | 0.01653 | 0.15303 | 0 | 11.4608 |  | Residential - Generic | 5 | 10871.4391 | 2015 | 2.4967 | 99.49% | 11.4608 | 0.58994 | 1.2154 | -0.2895 | Low-Income Weatherization
5 | Electronically Commutated Motors (ECM) on an Air Handler Unit | Air Conditioning | Residential HVAC -ECM | 2 | Existing | 98 | RMF141 | 1.983 | 94.69% | 50% | 47.34% | 2 | 23.67% | 0.1 | 10% | 0.027664 | 0.028231 | 0.028809 | 0.029399 | 0.030001 | 0.030615 | 0.031242 | 0.031882 | 0.032535 | 0.033201 | 0.30358 | 25 | 80.9916 | 224% | Residential - HVAC | 15 | 4928.9442 | 2015 | 5.0712 | 99.75% | 80.9916 | 0.87384 | 0.997 | -0.026 | Air Conditioning | Residential HVAC -ECM
8 | Duct Repair - SS HP | Duct System Testing & Repair |  | 2 | Existing | 99 | RMF142 | 3.7517 | 90.43% | 40% | 36.17% | 10 | 3.617% | 0.1 | 10% | 0.016704 | 0.018643 | 0.020787 | 0.023152 | 0.025758 | 0.028622 | 0.031763 | 0.035199 | 0.038948 | 0.043029 | 0.28261 | 60 | 33.1134 | -44.81% | Residential - HVAC | 18 | 3480.8928 | 2015 | 4.8927 | 99.74% | 33.1134 | 0.87791 | 0.997 | -0.026 | Duct System Testing & Repair
6 | Single Pane Clear Windows to Dbl Pane Low-E Windows - SS HP | Building Envelope | Residential Building Envelope - Windows | 2 | New | 100 | RMF148 | 8.0862 | 11.7% | 60% | 7.018% | 10 | 0.7018% | 0.1 | 10% | 0.00012564 | 0.00014023 | 0.00015635 | 0.00017414 | 0.00019374 | 0.00021528 | 0.00023891 | 0.00026475 | 0.00029295 | 0.00032364 | 0.0021256 | 0 | 245.2108 |  | Residential - Generic | 30 | 83.5414 | 2015 | 13.4627 | 99.9% | 245.2108 | 0.024665 | 1.2154 | -0.2895 | Residential Building Envelope | Residential Building Envelope - Windows
6 | Ceiling R-0 to R-19 Insulation - SS HP | Building Envelope | Existing | 2 | Existing | 101 | RMF150 | 1.983 | 68.45% | 90% | 61.61% | 2 | 30.8% | 0.05 | 5% | 0.039064 | 0.04086 | 0.042712 | 0.044621 | 0.046585 | 0.048606 | 0.050684 | 0.052818 | 0.055009 | 0.057256 | 0.47822 | 265.31 | 192.2072 | -27.55% | Residential - Generic | 20 | 730.9875 | 2015 | 6.5867 | 99.8% | 192.2072 | 0.18054 | 1.2154 | -0.2895 | Residential Building Envelope | Existing
6 | Ceiling R-0 to R-19 Insulation- Room AC | Building Envelope | Existing | 2 | Existing | 102 | RMF202 | 1.983 | 68.45% | 90% | 61.61% | 2 | 30.8% | 0.05 | 5% | 0.048386 | 0.050611 | 0.052905 | 0.055269 | 0.057702 | 0.060206 | 0.062779 | 0.065423 | 0.068136 | 0.070919 | 0.59233 | 265.31 | 192.2072 | -27.55% | Residential - Generic | 20 | 905.4277 | 2015 | 6.5867 | 99.8% | 192.2072 | 0.18054 | 1.2154 | -0.2895 | Residential Building Envelope | Existing
9 | Proper Refrigerant Charging and Air Flow - SS AC | Low-Income Weatherization |  | 2 | Existing | 103 | RMO114 | 2.1086 | 66.01% | 30% | 19.8% | 10 | 1.98% | 0.1 | 10% | 0.031975 | 0.03231 | 0.032655 | 0.03301 | 0.033376 | 0.033752 | 0.034459 | 0.035177 | 0.035907 | 0.036648 | 0.33927 | 0 | 15.1768 |  | Residential - Generic | 5 | 24102.4055 | 2015 | 2.6179 | 99.51% | 15.1768 | 0.5696 | 1.2154 | -0.2895 | Low-Income Weatherization
5 | Electronically Commutated Motors (ECM) on an Air Handler Unit | Air Conditioning | Residential HVAC -ECM | 2 | Existing | 104 | RMO115 | 1.983 | 94.69% | 50% | 47.34% | 2 | 23.67% | 0.1 | 10% | 0.042131 | 0.042994 | 0.043874 | 0.044773 | 0.04569 | 0.046625 | 0.04758 | 0.048554 | 0.049549 | 0.050563 | 0.46233 | 25 | 80.9916 | 224% | Residential - HVAC | 15 | 7506.458 | 2015 | 5.0712 | 99.75% | 80.9916 | 0.87384 | 0.997 | -0.026 | Air Conditioning | Residential HVAC -ECM
6 | Default Window With Sunscreen - SS AC | Building Envelope | Residential Building Envelope - Treatment | 2 | New | 105 | RMO121 | 6.331 | 19.44% | 60% | 11.66% | 10 | 1.166% | 0.1 | 10% | 0.0015587 | 0.0017396 | 0.0019396 | 0.0021603 | 0.0024034 | 0.0026707 | 0.0029637 | 0.0032844 | 0.0036342 | 0.004015 | 0.02637 | 0 | 11.0309 |  | Residential - Generic | 10 | 1007.2225 | 2015 | 7.2044 | 99.82% | 11.0309 | 0.15098 | 1.2154 | -0.2895 | Residential Building Envelope | Residential Building Envelope - Treatment
6 | Ceiling R-0 to R-19 Insulation - SS AC | Building Envelope | Existing | 2 | Existing | 106 | RMO124 | 8.0054 | 11.97% | 90% | 10.78% | 2 | 5.388% | 0.05 | 5% | 0.011805 | 0.012348 | 0.012907 | 0.013484 | 0.014078 | 0.014688 | 0.015316 | 0.015961 | 0.016623 | 0.017302 | 0.14451 | 265.31 | 124.1314 | -53.21% | Residential - Generic | 20 | 2385.5269 | 2015 | 12.8091 | 99.9% | 124.1314 | 0.029803 | 1.2154 | -0.2895 | Residential Building Envelope | Existing
9 | Proper Refrigerant Charging and Air Flow | Low-Income Weatherization |  | 2 | Existing | 108 | RMO140 | 2.1086 | 66.01% | 30% | 19.8% | 10 | 1.98% | 0.1 | 10% | 0.0036326 | 0.0036707 | 0.0037099 | 0.0037503 | 0.0037918 | 0.0038346 | 0.0039149 | 0.0039965 | 0.0040793 | 0.0041635 | 0.038544 | 0 | 15.1768 |  | Residential - Generic | 5 | 2738.2615 | 2015 | 2.6179 | 99.51% | 15.1768 | 0.5696 | 1.2154 | -0.2895 | Low-Income Weatherization
5 | Electronically Commutated Motors (ECM) on an Air Handler Unit | Air Conditioning | Residential HVAC -ECM | 2 | Existing | 109 | RMO141 | 1.983 | 94.69% | 50% | 47.34% | 2 | 23.67% | 0.1 | 10% | 0.0047865 | 0.0048845 | 0.0049845 | 0.0050866 | 0.0051908 | 0.0052971 | 0.0054055 | 0.0055162 | 0.0056292 | 0.0057445 | 0.052525 | 25 | 80.9916 | 224% | Residential - HVAC | 15 | 852.8047 | 2015 | 5.0712 | 99.75% | 80.9916 | 0.87384 | 0.997 | -0.026 | Air Conditioning | Residential HVAC -ECM
6 | Ceiling R-0 to R-19 Insulation - SS HP | Building Envelope | Existing | 2 | Existing | 110 | RMO150 | 8.0054 | 11.97% | 90% | 10.78% | 2 | 5.388% | 0.05 | 5% | 0.0014305 | 0.0014963 | 0.0015641 | 0.001634 | 0.001706 | 0.00178 | 0.0018561 | 0.0019342 | 0.0020145 | 0.0020968 | 0.017513 | 265.31 | 124.1314 | -53.21% | Residential - Generic | 20 | 289.0863 | 2015 | 12.8091 | 99.9% | 124.1314 | 0.029803 | 1.2154 | -0.2895 | Residential Building Envelope | Existing
6 | Ceiling R-0 to R-19 Insulation- Room AC | Building Envelope | Existing | 2 | Existing | 111 | RMO202 | 8.0054 | 11.97% | 90% | 10.78% | 2 | 5.388% | 0.05 | 5% | 0.00087918 | 0.00091961 | 0.0009613 | 0.0010042 | 0.0010485 | 0.001094 | 0.0011407 | 0.0011887 | 0.0012381 | 0.0012886 | 0.010763 | 265.31 | 124.1314 | -53.21% | Residential - Generic | 20 | 177.6676 | 2015 | 12.8091 | 99.9% | 124.1314 | 0.029803 | 1.2154 | -0.2895 | Residential Building Envelope | Existing
5 | 17 SEER Split-System Air Conditioner - 13SSAC | Air Conditioning | Existing | 2 | Existing | 112 | RSF103 | 9.5073 | 77.86% | 90% | 70.08% | 2 | 35.04% | 0.1 | 10% | 7.3201 | 7.8432 | 8.3828 | 8.9373 | 9.5053 | 10.0851 | 10.6751 | 11.2739 | 11.8799 | 12.4917 | 98.3945 | 770 | 207.8948 | -73% | Residential - HVAC | 15 | 81888.0511 | 2015 | 13.8985 | 99.91% | 207.8948 | 0.69464 | 0.997 | -0.026 | Air Conditioning | Existing
5 | Electronically Commutated Motors (ECM) on an Air Handler Unit | Air Conditioning | Residential HVAC -ECM | 2 | Existing | 113 | RSF115 | 1.983 | 94.69% | 50% | 47.34% | 2 | 23.67% | 0.1 | 10% | 0.33313 | 0.33995 | 0.34691 | 0.35402 | 0.36127 | 0.36867 | 0.37622 | 0.38392 | 0.39178 | 0.39981 | 3.6557 | 25 | 80.9916 | 224% | Residential - HVAC | 15 | 59353.7471 | 2015 | 5.0712 | 99.75% | 80.9916 | 0.87384 | 0.997 | -0.026 | Air Conditioning | Residential HVAC -ECM
8 | Duct Repair - SS AC | Duct System Testing & Repair |  | 2 | Existing | 114 | RSF116 | 5.3353 | 86.79% | 40% | 34.71% | 10 | 3.471% | 0.1 | 10% | 0.37123 | 0.41431 | 0.46195 | 0.51452 | 0.57243 | 0.63608 | 0.70587 | 0.78224 | 0.86556 | 0.95625 | 6.2804 | 154 | 313.3178 | 103.5% | Residential - HVAC | 18 | 41916.4881 | 2015 | 11.4433 | 99.89% | 313.3178 | 0.74043 | 0.997 | -0.026 | Duct System Testing & Repair
6 | Ceiling R-0 to R-19 Insulation - SS AC | Building Envelope | Existing | 2 | Existing | 115 | RSF124 | 1.983 | 68.45% | 90% | 61.61% | 2 | 30.8% | 0.05 | 5% | 0.33205 | 0.34732 | 0.36306 | 0.37928 | 0.39598 | 0.41316 | 0.43082 | 0.44896 | 0.46758 | 0.48668 | 4.0649 | 265.31 | 272.9064 | 2.863% | Residential - Generic | 20 | 4401.2312 | 2015 | 6.3441 | 99.8% | 272.9064 | 0.19368 | 1.2154 | -0.2895 | Residential Building Envelope | Existing
5 | 15 SEER Split-System Heat Pump- SS HP | Air Conditioning | Residential HVAC - Heat Pump | 2 | Existing | 116 | RSF132 | 10.2073 | 76.46% | 10% | 7.646% | 10 | 0.7646% | 0.1 | 10% | 0.13 | 0.13266 | 0.13538 | 0.13815 | 0.14098 | 0.14387 | 0.14681 | 0.14982 | 0.15289 | 0.15602 | 1.4266 | 375 | 110 | -70.67% | Residential - HVAC | 15 | 1401.3871 | 2015 | 13.2095 | 99.9% | 110 | 0.70719 | 0.997 | -0.026 | Air Conditioning | Residential HVAC - Heat Pump
5 | Electronically Commutated Motors (ECM) on an Air Handler Unit | Air Conditioning | Residential HVAC -ECM | 2 | Existing | 117 | RSF141 | 1.983 | 94.69% | 50% | 47.34% | 2 | 23.67% | 0.1 | 10% | 0.099442 | 0.10148 | 0.10356 | 0.10568 | 0.10784 | 0.11005 | 0.1123 | 0.1146 | 0.11695 | 0.11935 | 1.0912 | 25 | 80.9916 | 224% | Residential - HVAC | 15 | 17717.5365 | 2015 | 5.0712 | 99.75% | 80.9916 | 0.87384 | 0.997 | -0.026 | Air Conditioning | Residential HVAC -ECM
8 | Duct Repair - SS HP | Duct System Testing & Repair |  | 2 | Existing | 118 | RSF142 | 5.3353 | 86.79% | 40% | 34.71% | 10 | 3.471% | 0.1 | 10% | 0.11081 | 0.12368 | 0.1379 | 0.15359 | 0.17087 | 0.18987 | 0.21071 | 0.2335 | 0.25838 | 0.28545 | 1.8748 | 154 | 313.3178 | 103.5% | Residential - HVAC | 18 | 12512.3845 | 2015 | 11.4433 | 99.89% | 313.3178 | 0.74043 | 0.997 | -0.026 | Duct System Testing & Repair
6 | Ceiling R-0 to R-19 Insulation - SS HP | Building Envelope | Existing | 2 | Existing | 119 | RSF150 | 1.983 | 68.45% | 90% | 61.61% | 2 | 30.8% | 0.05 | 5% | 0.099118 | 0.10368 | 0.10838 | 0.11322 | 0.1182 | 0.12333 | 0.1286 | 0.13402 | 0.13958 | 0.14528 | 1.2134 | 265.31 | 272.9064 | 2.863% | Residential - Generic | 20 | 1313.8004 | 2015 | 6.3441 | 99.8% | 272.9064 | 0.19368 | 1.2154 | -0.2895 | Residential Building Envelope | Existing
6 | Ceiling R-0 to R-19 Insulation- Room AC | Building Envelope | Existing | 2 | Existing | 120 | RSF202 | 1.983 | 68.45% | 90% | 61.61% | 2 | 30.8% | 0.05 | 5% | 0.018021 | 0.01885 | 0.019705 | 0.020585 | 0.021492 | 0.022424 | 0.023382 | 0.024367 | 0.025378 | 0.026414 | 0.22062 | 265.31 | 272.9064 | 2.863% | Residential - Generic | 20 | 238.8728 | 2015 | 6.3441 | 99.8% | 272.9064 | 0.19368 | 1.2154 | -0.2895 | Residential Building Envelope | Existing
1 | On Call | Residential On Call |  | 1 | Existing | 121 | RSF950 | [8 empty] | 13.7472 | 13.7472 | 13.7472 | 13.7472 | 13.7472 | 13.7472 | 13.7472 | 13.7472 | 13.7472 | 13.7472 | 137.4717 | [13 empty] | Residential On Call
2 | CDR | C/I Demand Reduction (CDR) |  | 1 | Existing | 122 | CDRGSD | [8 empty] | 2.1 | 2.1 | 2.24 | 2.24 | 2.24 | 2.24 | 2.24 | 2.24 | 2.24 | 2.24 | 22.12 | [13 empty] | C/I Demand Reduction (CDR)
2 | CDR | C/I Demand Reduction (CDR) |  | 1 | Existing | 123 | CDRGSLD | [8 empty] | 5.4 | 5.4 | 5.76 | 5.76 | 5.76 | 5.76 | 5.76 | 5.76 | 5.76 | 5.76 | 56.88 | [13 empty] | C/I Demand Reduction (CDR)
3 | BOC | Business On Call |  | 1 | Existing | 124 | BOCGS | [8 empty] | 1.122 | 1.122 | 1.122 | 1.122 | 1.122 | 1.122 | 1.122 | 1.122 | 1.122 | 1.122 | 11.22 | [13 empty] | Business On Call
3 | BOC | Business On Call |  | 1 | Existing | 125 | BOCGSD | [8 empty] | 1.878 | 1.878 | 1.878 | 1.878 | 1.878 | 1.878 | 1.878 | 1.878 | 1.878 | 1.878 | 18.78 | [13 empty] | Business On Call
11 | TES | HVAC | TES | 3 | Existing | 126 | CS317 | [8 empty] | 0.23215 | 0.23215 | 0.23215 | 0.23215 | 0.23215 | 0.23215 | 0.23215 | 0.23215 | 0.23215 | 0.23215 | 2.3215 | 620 |  | -100% | [10 empty] | HVAC | TES
11 | TES | HVAC | TES | 3 | Existing | 127 | CD317 | [8 empty] | 0.51073 | 0.51073 | 0.51073 | 0.51073 | 0.51073 | 0.51073 | 0.51073 | 0.51073 | 0.51073 | 0.51073 | 5.1073 | 620 |  | -100% | [10 empty] | HVAC | TES
11 | TES | HVAC | TES | 3 | Existing | 128 | CL317 | [8 empty] | 3.9001 | 3.9001 | 3.9001 | 3.9001 | 3.9001 | 3.9001 | 3.9001 | 3.9001 | 3.9001 | 3.9001 | 39.0012 | 620 |  | -100% | [10 empty] | HVAC | TES
[16 empty] | 46.1805 | 47.2961 | 48.9015 | 50.0438 | 51.2219 | 52.435 | 53.685 | 54.9704 | 56.2919 | 57.6503 | 528.6853

## 570MW Ach. Pot (hidden)
(attorney-client work product) | [11 empty] | 01 23 2014 |  | (attorney-client work product) | [9 empty] | 01 23 2014 |  |  | (attorney-client work product) | [9 empty] | 01 23 2014 |  |  | (attorney-client work product) | [9 empty] | 01 23 2014
337 MW case - out of 570 MW of Achievable Potential | [13 empty] | 337 MW case - out of 570 MW of Achievable Potential | [12 empty] | 337 MW case - out of 570 MW of Achievable Potential | [12 empty] | 337 MW case - out of 570 MW of Achievable Potential
Measure | Measure | Program |  |  | Annual Participants | [7 empty] | Summer | Expansion Factor |  |  | Summer KWs (Generator) | [8 empty] | Winter | Expansion Factor |  |  | Winter KWs (Generator) | [8 empty] | Energy | Expansion Factor |  |  | GWH (Generator)
ID | Name | Name | 2015 | 2016 | 2017 | 2018 | 2019 | 2020 | 2021 | 2022 | 2023 | 2024 | Factor | 1.0778 | 2015 | 2016 | 2017 | 2018 | 2019 | 2020 | 2021 | 2022 | 2023 | 2024 |  | Factor | 1.0778 | 2015 | 2016 | 2017 | 2018 | 2019 | 2020 | 2021 | 2022 | 2023 | 2024 |  | Factor | 1.0611 | 2015 | 2016 | 2017 | 2018 | 2019 | 2020 | 2021 | 2022 | 2023 | 2024
CD305 | Chiller - Tune Up/Diagnostics | Business HVAC | 5.8963 | 8.8444 | 13.2666 | 19.8999 | 29.8498 | 44.7747 | 67.162 | 100.743 | 151.1145 | 226.6717 | 1 | CD305 | 6.3551 | 9.5326 | 14.299 | 21.4484 | 32.1727 | 48.259 | 72.3885 | 108.5827 | 162.8741 | 244.3112 |  | 0.05 | CD305 | 0.31775 | 0.47663 | 0.71495 | 1.0724 | 1.6086 | 2.4129 | 3.6194 | 5.4291 | 8.1437 | 12.2156 |  | 3429 | CD305 | 0.021453 | 0.032179 | 0.048269 | 0.072404 | 0.10861 | 0.16291 | 0.24436 | 0.36654 | 0.54982 | 0.82472
CD313 | Chiller - Ceiling Insulation | Business Building Envelope | 31.8615 | 34.0918 | 36.4782 | 39.0317 | 41.7639 | 44.6874 | 42.4193 | 39.4499 | 36.6884 | 34.1202 | 1 | CD313 | 34.3409 | 36.7448 | 39.3169 | 42.0691 | 45.0139 | 48.1649 | 45.7203 | 42.5199 | 39.5435 | 36.7755 |  | 0.87 | CD313 | 29.8766 | 31.9679 | 34.2057 | 36.6001 | 39.1621 | 41.9035 | 39.7767 | 36.9923 | 34.4028 | 31.9946 |  | 1846 | CD313 | 0.062408 | 0.066777 | 0.071451 | 0.076453 | 0.081804 | 0.087531 | 0.083088 | 0.077272 | 0.071863 | 0.066832
CD326 | DX Tune Up/ Advanced Diagnostics | Business HVAC | 5.384 | 8.076 | 12.1139 | 18.1709 | 27.2563 | 40.8845 | 61.3268 | 91.9901 | 137.9852 | 206.9778 | 1 | CD326 | 5.8029 | 8.7044 | 13.0566 | 19.5849 | 29.3774 | 44.0661 | 66.0991 | 99.1487 | 148.7231 | 223.0846 |  | 0 | CD326 | 0 | 0 | 0 | 0 | 0 | 0 | 0 | 0 | 0 | 0 |  | 3429 | CD326 | 0.019589 | 0.029384 | 0.044075 | 0.066113 | 0.099169 | 0.14875 | 0.22313 | 0.3347 | 0.50205 | 0.75307
CD334 | DX -Ceiling Insulation | Business Building Envelope | 79.1921 | 84.7356 | 90.6671 | 97.0138 | 103.8047 | 111.071 | 105.4337 | 98.0534 | 91.1896 | 84.8064 | 1 | CD334 | 85.3548 | 91.3296 | 97.7227 | 104.5633 | 111.8827 | 119.7145 | 113.6385 | 105.6838 | 98.2859 | 91.4059 |  | 0.87 | CD334 | 74.2587 | 79.4568 | 85.0187 | 90.9701 | 97.338 | 104.1516 | 98.8655 | 91.9449 | 85.5088 | 79.5231 |  | 1846 | CD334 | 0.15512 | 0.16597 | 0.17759 | 0.19002 | 0.20333 | 0.21756 | 0.20652 | 0.19206 | 0.17862 | 0.16611
CD341 | Packaged HP System, EER=10.9, 10 tons | Business HVAC | 5.1494 | 7.7241 | 11.5862 | 17.3793 | 26.069 | 39.1035 | 58.6552 | 87.9828 | 131.9742 | 197.9614 | 1 | CD341 | 5.5502 | 8.3252 | 12.4878 | 18.7318 | 28.0977 | 42.1465 | 63.2197 | 94.8296 | 142.2444 | 213.3665 |  | 0 | CD341 | 0 | 0 | 0 | 0 | 0 | 0 | 0 | 0 | 0 | 0 |  | 3861 | CD341 | 0.021096 | 0.031644 | 0.047466 | 0.071199 | 0.1068 | 0.1602 | 0.2403 | 0.36045 | 0.54067 | 0.811
CD349 | HP-Ceiling Insulation | Business Building Envelope | 7.5253 | 8.0521 | 8.6157 | 9.2188 | 9.8641 | 10.5546 | 10.0189 | 9.3176 | 8.6654 | 8.0588 | 1 | CD349 | 8.1109 | 8.6787 | 9.2862 | 9.9362 | 10.6317 | 11.376 | 10.7986 | 10.0427 | 9.3397 | 8.6859 |  | 0.87 | CD349 | 7.0565 | 7.5504 | 8.079 | 8.6445 | 9.2496 | 9.8971 | 9.3948 | 8.7371 | 8.1255 | 7.5567 |  | 1846 | CD349 | 0.01474 | 0.015772 | 0.016876 | 0.018057 | 0.019321 | 0.020674 | 0.019624 | 0.018251 | 0.016973 | 0.015785
CL305 | Chiller - Tune Up/Diagnostics | Business HVAC | 3.7829 | 5.6743 | 8.5114 | 12.7672 | 19.1507 | 28.7261 | 43.0891 | 64.6337 | 96.9506 | 145.4259 | 1 | CL305 | 4.0772 | 6.1159 | 9.1738 | 13.7607 | 20.641 | 30.9615 | 46.4423 | 69.6635 | 104.4952 | 156.7428 |  | 0.05 | CL305 | 0.20386 | 0.30579 | 0.45869 | 0.68803 | 1.0321 | 1.5481 | 2.3221 | 3.4832 | 5.2248 | 7.8371 |  | 3429 | CL305 | 0.013764 | 0.020645 | 0.030968 | 0.046452 | 0.069678 | 0.10452 | 0.15678 | 0.23516 | 0.35275 | 0.52912
CL313 | Chiller - Ceiling Insulation | Business Building Envelope | 13.7249 | 14.6857 | 15.7137 | 16.8136 | 17.9906 | 19.2499 | 20.5974 | 22.0393 | 23.582 | 21.9313 | 1 | CL313 | 14.793 | 15.8285 | 16.9365 | 18.1221 | 19.3906 | 20.748 | 22.2003 | 23.7543 | 25.4171 | 23.6379 |  | 0.69 | CL313 | 10.2072 | 10.9217 | 11.6862 | 12.5042 | 13.3795 | 14.3161 | 15.3182 | 16.3905 | 17.5378 | 16.3102 |  | 1825 | CL313 | 0.026578 | 0.028438 | 0.030429 | 0.032559 | 0.034838 | 0.037277 | 0.039886 | 0.042678 | 0.045665 | 0.042469
CL326 | DX Tune Up/ Advanced Diagnostics | Business HVAC | 3.3863 | 5.0795 | 7.6193 | 11.4289 | 17.1434 | 25.715 | 38.5726 | 57.8589 | 86.7883 | 130.1824 | 1 | CL326 | 3.6499 | 5.4748 | 8.2122 | 12.3183 | 18.4774 | 27.7162 | 41.5743 | 62.3614 | 93.5421 | 140.3131 |  | 0 | CL326 | 0 | 0 | 0 | 0 | 0 | 0 | 0 | 0 | 0 | 0 |  | 3429 | CL326 | 0.012321 | 0.018481 | 0.027722 | 0.041583 | 0.062374 | 0.093562 | 0.14034 | 0.21051 | 0.31577 | 0.47366
CL334 | DX -Ceiling Insulation | Business Building Envelope | 34.1135 | 36.5015 | 39.0566 | 41.7906 | 44.7159 | 47.846 | 51.1952 | 54.7789 | 58.6134 | 54.5105 | 1 | CL334 | 36.7682 | 39.342 | 42.0959 | 45.0427 | 48.1957 | 51.5693 | 55.1792 | 59.0417 | 63.1747 | 58.7524 |  | 0.69 | CL334 | 25.3701 | 27.146 | 29.0462 | 31.0794 | 33.255 | 35.5828 | 38.0736 | 40.7388 | 43.5905 | 40.5392 |  | 1825 | CL334 | 0.066059 | 0.070683 | 0.075631 | 0.080925 | 0.08659 | 0.092651 | 0.099137 | 0.10608 | 0.1135 | 0.10556
CL341 | Packaged HP System, EER=10.9, 10 tons | Business HVAC | 3.3116 | 4.9674 | 7.451 | 11.1766 | 16.7649 | 25.1473 | 37.7209 | 56.5814 | 84.8721 | 127.3081 | 1 | CL341 | 3.5693 | 5.3539 | 8.0309 | 12.0463 | 18.0695 | 27.1042 | 40.6563 | 60.9845 | 91.4768 | 137.2152 |  | 0 | CL341 | 0 | 0 | 0 | 0 | 0 | 0 | 0 | 0 | 0 | 0 |  | 3710 | CL341 | 0.013036 | 0.019554 | 0.029332 | 0.043997 | 0.065996 | 0.098994 | 0.14849 | 0.22274 | 0.3341 | 0.50116
CL349 | HP-Ceiling Insulation | Business Building Envelope | 3.2417 | 3.4686 | 3.7114 | 3.9712 | 4.2492 | 4.5466 | 4.8649 | 5.2054 | 5.5698 | 5.1799 | 1 | CL349 | 3.4939 | 3.7385 | 4.0002 | 4.2802 | 4.5798 | 4.9004 | 5.2434 | 5.6105 | 6.0032 | 5.583 |  | 0.69 | CL349 | 2.4108 | 2.5796 | 2.7601 | 2.9533 | 3.1601 | 3.3813 | 3.618 | 3.8712 | 4.1422 | 3.8523 |  | 1825 | CL349 | 0.0062773 | 0.0067167 | 0.0071869 | 0.00769 | 0.0082283 | 0.0088043 | 0.0094206 | 0.01008 | 0.010786 | 0.010031
CS132 | Flood LED 14W | Business Lighting | 44.6453 | 51.7886 | 60.0747 | 69.6867 | 80.8366 | 93.7704 | 108.7737 | 114.9249 | 121.3575 | 128.0775 | 1 | CS132 | 48.1196 | 55.8187 | 64.7497 | 75.1097 | 87.1272 | 101.0676 | 117.2384 | 123.8682 | 130.8014 | 138.0443 |  | 0.64 | CS132 | 30.7965 | 35.724 | 41.4398 | 48.0702 | 55.7614 | 64.6832 | 75.0326 | 79.2757 | 83.7129 | 88.3484 |  | 3311 | CS132 | 0.15685 | 0.18194 | 0.21105 | 0.24482 | 0.28399 | 0.32943 | 0.38214 | 0.40375 | 0.42635 | 0.44996
CS153 | High Bay T5 | Business Lighting | 158.2467 | 183.5662 | 212.9367 | 247.0066 | 286.5277 | 332.3721 | 385.5516 | 447.2399 | 468.109 | 487.3057 | 1 | CS153 | 170.5613 | 197.8511 | 229.5073 | 266.2285 | 308.825 | 358.237 | 415.5549 | 482.0437 | 504.5369 | 525.2274 |  | 0.66 | CS153 | 112.5705 | 130.5817 | 151.4748 | 175.7108 | 203.8245 | 236.4364 | 274.2663 | 318.1489 | 332.9943 | 346.6501 |  | 3311 | CS153 | 0.55595 | 0.6449 | 0.74809 | 0.86778 | 1.0066 | 1.1677 | 1.3545 | 1.5712 | 1.6446 | 1.712
CS313 | Chiller - Ceiling Insulation | Business Building Envelope | 11.3146 | 12.0252 | 12.5257 | 12.7791 | 12.7686 | 12.5016 | 12.0089 | 11.2242 | 10.4385 | 9.7078 | 1 | CS313 | 12.1951 | 12.961 | 13.5005 | 13.7735 | 13.7622 | 13.4745 | 12.9434 | 12.0976 | 11.2508 | 10.4632 |  | 1.17 | CS313 | 14.2682 | 15.1643 | 15.7956 | 16.115 | 16.1018 | 15.7652 | 15.1438 | 14.1542 | 13.1634 | 12.242 |  | 1836 | CS313 | 0.022042 | 0.023427 | 0.024402 | 0.024895 | 0.024875 | 0.024355 | 0.023395 | 0.021866 | 0.020335 | 0.018912
CS326 | DX Tune Up/ Advanced Diagnostics | Business HVAC | 1.7284 | 2.5926 | 3.8889 | 5.8333 | 8.75 | 13.125 | 19.6875 | 29.5312 | 44.2968 | 66.4453 | 1 | CS326 | 1.8629 | 2.7943 | 4.1915 | 6.2873 | 9.4309 | 14.1464 | 21.2196 | 31.8293 | 47.744 | 71.616 |  | 0 | CS326 | 0 | 0 | 0 | 0 | 0 | 0 | 0 | 0 | 0 | 0 |  | 3429 | CS326 | 0.0062886 | 0.0094329 | 0.014149 | 0.021224 | 0.031836 | 0.047754 | 0.071631 | 0.10745 | 0.16117 | 0.24175
CS334 | DX -Ceiling Insulation | Business Building Envelope | 28.1226 | 29.8888 | 31.1329 | 31.7626 | 31.7365 | 31.073 | 29.8483 | 27.8979 | 25.945 | 24.1289 | 1 | CS334 | 30.311 | 32.2147 | 33.5556 | 34.2343 | 34.2062 | 33.4911 | 32.1711 | 30.0689 | 27.964 | 26.0066 |  | 1.17 | CS334 | 35.4639 | 37.6912 | 39.2601 | 40.0541 | 40.0212 | 39.1845 | 37.6402 | 35.1806 | 32.7179 | 30.4277 |  | 1836 | CS334 | 0.054786 | 0.058227 | 0.060651 | 0.061877 | 0.061826 | 0.060534 | 0.058148 | 0.054348 | 0.050544 | 0.047006
CS349 | HP-Ceiling Insulation | Business Building Envelope | 2.6724 | 2.8402 | 2.9584 | 3.0183 | 3.0158 | 2.9527 | 2.8364 | 2.651 | 2.4654 | 2.2929 | 1 | CS349 | 2.8803 | 3.0612 | 3.1886 | 3.2531 | 3.2505 | 3.1825 | 3.0571 | 2.8573 | 2.6573 | 2.4713 |  | 1.17 | CS349 | 3.37 | 3.5816 | 3.7307 | 3.8062 | 3.803 | 3.7235 | 3.5768 | 3.3431 | 3.109 | 2.8914 |  | 1836 | CS349 | 0.0052061 | 0.0055331 | 0.0057634 | 0.0058799 | 0.0058751 | 0.0057523 | 0.0055256 | 0.0051645 | 0.004803 | 0.0044668
RMF114 | Proper Refrigerant Charging and Air Flow - SS AC | Residential Low Income Weatherization | 30.1816 | 45.2724 | 67.9087 | 101.863 | 152.7945 | 229.1917 | 343.7876 | 515.6813 | 773.522 | 1160.283 | 0.13 | RMF114 | 4.2289 | 6.3434 | 9.5151 | 14.2727 | 21.409 | 32.1135 | 48.1703 | 72.2555 | 108.3832 | 162.5748 |  | 0 | RMF114 | 0 | 0 | 0 | 0 | 0 | 0 | 0 | 0 | 0 | 0 |  | 324 | RMF114 | 0.010376 | 0.015564 | 0.023346 | 0.035019 | 0.052529 | 0.078793 | 0.11819 | 0.17728 | 0.26593 | 0.39889
RMF140 | Proper Refrigerant Charging and Air Flow | Residential Low Income Weatherization | 3.3076 | 4.9614 | 7.442 | 11.1631 | 16.7446 | 25.1169 | 37.6753 | 56.513 | 84.7695 | 127.1543 | 0.13 | RMF140 | 0.46345 | 0.69517 | 1.0428 | 1.5641 | 2.3462 | 3.5193 | 5.2789 | 7.9184 | 11.8776 | 17.8164 |  | 0 | RMF140 | 0 | 0 | 0 | 0 | 0 | 0 | 0 | 0 | 0 | 0 |  | 324 | RMF140 | 0.0011371 | 0.0017056 | 0.0025585 | 0.0038377 | 0.0057566 | 0.0086348 | 0.012952 | 0.019428 | 0.029143 | 0.043714
RMO114 | Proper Refrigerant Charging and Air Flow - SS AC | Residential Low Income Weatherization | 7.333 | 10.9995 | 16.4993 | 24.749 | 37.1234 | 55.6851 | 83.5277 | 125.2916 | 187.9374 | 281.9061 | 0.13 | RMO114 | 1.0275 | 1.5412 | 2.3118 | 3.4677 | 5.2016 | 7.8024 | 11.7036 | 17.5554 | 26.3331 | 39.4997 |  | 0 | RMO114 | 0 | 0 | 0 | 0 | 0 | 0 | 0 | 0 | 0 | 0 |  | 309 | RMO114 | 0.0024043 | 0.0036064 | 0.0054096 | 0.0081144 | 0.012172 | 0.018257 | 0.027386 | 0.041079 | 0.061619 | 0.092429
RMO140 | Proper Refrigerant Charging and Air Flow | Residential Low Income Weatherization | 0.8331 | 1.2497 | 1.8745 | 2.8117 | 4.2176 | 6.3264 | 9.4895 | 14.2343 | 21.3515 | 32.0272 | 0.13 | RMO140 | 0.11673 | 0.1751 | 0.26265 | 0.39397 | 0.59095 | 0.88643 | 1.3296 | 1.9945 | 2.9917 | 4.4875 |  | 0 | RMO140 | 0 | 0 | 0 | 0 | 0 | 0 | 0 | 0 | 0 | 0 |  | 309 | RMO140 | 0.00027315 | 0.00040972 | 0.00061458 | 0.00092188 | 0.0013828 | 0.0020742 | 0.0031113 | 0.004667 | 0.0070005 | 0.010501
RSF103 | 17 SEER Split-System Air Conditioner | Residential HVAC | 3043.7011 | 3743.7523 | 4604.8154 | 5663.9229 | 6966.6252 | 8568.949 | 10539.8073 | 12963.9629 | 15945.6744 | 19613.1795 | 0.25 | RSF103 | 820.1398 | 1008.772 | 1240.7896 | 1526.1711 | 1877.1905 | 2308.9443 | 2840.0015 | 3493.2019 | 4296.6383 | 5284.8651 |  | 0 | RSF103 | 0 | 0 | 0 | 0 | 0 | 0 | 0 | 0 | 0 | 0 |  | 491 | RSF103 | 1.5857 | 1.9504 | 2.399 | 2.9508 | 3.6295 | 4.4643 | 5.4911 | 6.754 | 8.3074 | 10.2182
RSF950 | Residential On-Call | Residential On-Call | 12000 | 12000 | 12000 | 12000 | 12000 | 12000 | 12000 | 12000 | 12000 | 12000 | 1.1456 | RSF950 | 14816.9656 | 14816.9656 | 14816.9656 | 14816.9656 | 14816.9656 | 14816.9656 | 14816.9656 | 14816.9656 | 14816.9656 | 14816.9656 |  | 0.94983 | RSF950 | 12284.9979 | 12284.9979 | 12284.9979 | 12284.9979 | 12284.9979 | 12284.9979 | 12284.9979 | 12284.9979 | 12284.9979 | 12284.9979 |  | 1.6501 | RSF950 | 0.02101 | 0.02101 | 0.02101 | 0.02101 | 0.02101 | 0.02101 | 0.02101 | 0.02101 | 0.02101 | 0.02101
CDRGSD | Commercial Demand Reduction GSD | Commercial Demand Reduction | 1400 | 2100 | 2240 | 2240 | 2240 | 2240 | 2240 | 2240 | 2240 | 2240 | 1 | CDRGSD | 1508.9468 | 2263.4202 | 2414.3149 | 2414.3149 | 2414.3149 | 2414.3149 | 2414.3149 | 2414.3149 | 2414.3149 | 2414.3149 |  | 0.6272 | CDRGSD | 946.4114 | 1419.6172 | 1514.2583 | 1514.2583 | 1514.2583 | 1514.2583 | 1514.2583 | 1514.2583 | 1514.2583 | 1514.2583 |  | 10.827 | CDRGSD | 0.016084 | 0.024125 | 0.025734 | 0.025734 | 0.025734 | 0.025734 | 0.025734 | 0.025734 | 0.025734 | 0.025734
CDRGSLD | Commercial Demand Reduction GSLD | Commercial Demand Reduction | 3600 | 5400 | 5760 | 5760 | 5760 | 5760 | 5760 | 5760 | 5760 | 5760 | 1 | CDRGSLD | 3880.1489 | 5820.2234 | 6208.2383 | 6208.2383 | 6208.2383 | 6208.2383 | 6208.2383 | 6208.2383 | 6208.2383 | 6208.2383 |  | 0.6272 | CDRGSLD | 2433.6294 | 3650.4441 | 3893.8071 | 3893.8071 | 3893.8071 | 3893.8071 | 3893.8071 | 3893.8071 | 3893.8071 | 3893.8071 |  | 10.827 | CDRGSLD | 0.041358 | 0.062036 | 0.066172 | 0.066172 | 0.066172 | 0.066172 | 0.066172 | 0.066172 | 0.066172 | 0.066172
BOCGS | Business On Call GS | Business On Call | 1122 | 1122 | 1122 | 1122 | 1122 | 1122 | 1122 | 1122 | 1122 | 1122 | 1 | BOCGS | 1209.3131 | 1209.3131 | 1209.3131 | 1209.3131 | 1209.3131 | 1209.3131 | 1209.3131 | 1209.3131 | 1209.3131 | 1209.3131 |  | 0 | BOCGS | 0 | 0 | 0 | 0 | 0 | 0 | 0 | 0 | 0 | 0 |  | 6.06 | BOCGS | 0.0072145 | 0.0072145 | 0.0072145 | 0.0072145 | 0.0072145 | 0.0072145 | 0.0072145 | 0.0072145 | 0.0072145 | 0.0072145
BOCGSD | Business On Call GSD | Business On Call | 1878 | 1878 | 1878 | 1878 | 1878 | 1878 | 1878 | 1878 | 1878 | 1878 | 1 | BOCGSD | 2024.1444 | 2024.1444 | 2024.1444 | 2024.1444 | 2024.1444 | 2024.1444 | 2024.1444 | 2024.1444 | 2024.1444 | 2024.1444 |  | 0 | BOCGSD | 0 | 0 | 0 | 0 | 0 | 0 | 0 | 0 | 0 | 0 |  | 6.06 | BOCGSD | 0.012076 | 0.012076 | 0.012076 | 0.012076 | 0.012076 | 0.012076 | 0.012076 | 0.012076 | 0.012076 | 0.012076
CS317 | TES GS | Business HVAC | 232.15 | 232.15 | 232.15 | 232.15 | 232.15 | 232.15 | 232.15 | 232.15 | 232.15 | 232.15 | 1 | CS317 | 250.2157 | 250.2157 | 250.2157 | 250.2157 | 250.2157 | 250.2157 | 250.2157 | 250.2157 | 250.2157 | 250.2157 |  | 0.245 | CS317 | 61.3029 | 61.3029 | 61.3029 | 61.3029 | 61.3029 | 61.3029 | 61.3029 | 61.3029 | 61.3029 | 61.3029 |  | -316.21 | CS317 | -0.077891 | -0.077891 | -0.077891 | -0.077891 | -0.077891 | -0.077891 | -0.077891 | -0.077891 | -0.077891 | -0.077891
CD317 | TES GSD | Business HVAC | 44.8378 | 67.2566 | 100.8849 | 151.3274 | 226.9911 | 340.4867 | 510.73 | 510.73 | 510.73 | 510.73 | 1 | CD317 | 48.327 | 72.4905 | 108.7357 | 163.1036 | 244.6554 | 366.983 | 550.4746 | 550.4746 | 550.4746 | 550.4746 |  | 0.245 | CD317 | 11.8401 | 17.7602 | 26.6403 | 39.9604 | 59.9406 | 89.9108 | 134.8663 | 134.8663 | 134.8663 | 134.8663 |  | -316.21 | CD317 | -0.015044 | -0.022566 | -0.033849 | -0.050773 | -0.07616 | -0.11424 | -0.17136 | -0.17136 | -0.17136 | -0.17136
CL317 | TES GSLD | Business HVAC | 770.3941 | 1155.5911 | 1733.3867 | 2600.08 | 3900.12 | 3900.12 | 3900.12 | 3900.12 | 3900.12 | 3900.12 | 1 | CL317 | 830.3455 | 1245.5182 | 1868.2773 | 2802.416 | 4203.624 | 4203.624 | 4203.624 | 4203.624 | 4203.624 | 4203.624 |  | 0.245 | CL317 | 203.4346 | 305.152 | 457.7279 | 686.5919 | 1029.8879 | 1029.8879 | 1029.8879 | 1029.8879 | 1029.8879 | 1029.8879 |  | -316.21 | CL317 | -0.25848 | -0.38772 | -0.58159 | -0.87238 | -1.3086 | -1.3086 | -1.3086 | -1.3086 | -1.3086 | -1.3086
[15 empty] | 27887.18 | 31279.688 | 32794.4389 | 34173.3716 | 36140.3418 | 36867.3907 | 37790.1197 | 38717.2046 | 39856.5886 | 41324.237 | 356830.561 |  |  | 18302.7869 | 20138.4219 | 20679.4049 | 20967.1869 | 21380.8915 | 21467.1512 | 21556.7682 | 21598.8098 | 21614.4941 | 21623.5087 | 209329.4241 |  |  | 2.5798 | 3.0397 | 3.541 | 4.1038 | 4.7327 | 6.0725 | 7.7335 | 9.9112 | 12.5858 | 16.1117 | 70.4117

## Red @ Meter (hidden)
RIM w/CO2 (Batch File 3-5-14) |  |  |  |  | RIM w/o CO2 (Batch File 3-5-14) |  |  |  |  | TRC w/CO2 (Batch File 3-5-14) |  |  |  |  | TRC w/o CO2 (Batch File 3-5-14)
|  | Sum kW | Win kW | Ann kWh |  |  | Sum kW | Win kW | Ann kWh |  |  | Sum kW | Win kW | Ann kWh |  |  | Sum kW | Win kW | Ann kWh
Measure |  | Red @ | Red @ | Red @ | Measure |  | Red @ | Red @ | Red @ | Measure |  | Red @ | Red @ | Red @ | Measure |  | Red @ | Red @ | Red @
Name | MEASURE DESCRIPTION | Meter | Meter | Meter | Name | MEASURE DESCRIPTION | Meter | Meter | Meter | Name | MEASURE DESCRIPTION | Meter | Meter | Meter | Name | MEASURE DESCRIPTION | Meter | Meter | Meter
CD111 | Premium T8, Elecctronic Ballast | 1 | 0.62 | 3311 | CD111 | Premium T8, Elecctronic Ballast | 1 | 0.62 | 3311 | CD111 | Premium T8, Elecctronic Ballast | 1 | 0.62 | 3311 | CD111 | Premium T8, Elecctronic Ballast | 1 | 0.62 | 3311
CD112 | Premium T8, EB, Reflector | 1 | 0.62 | 3311 | CD112 | Premium T8, EB, Reflector | 1 | 0.62 | 3311 | CD112 | Premium T8, EB, Reflector | 1 | 0.62 | 3311 | CD112 | Premium T8, EB, Reflector | 1 | 0.62 | 3311
CD121 | ROB Premium T8, 1EB | 1 | 0.62 | 3311 | CD121 | ROB Premium T8, 1EB | 1 | 0.62 | 3311 | CD121 | ROB Premium T8, 1EB | 1 | 0.62 | 3311 | CD121 | ROB Premium T8, 1EB | 1 | 0.62 | 3311
CD122 | ROB Premium T8, EB, Reflector | 1 | 0.62 | 3311 | CD122 | ROB Premium T8, EB, Reflector | 1 | 0.62 | 3311 | CD122 | ROB Premium T8, EB, Reflector | 1 | 0.62 | 3311 | CD122 | ROB Premium T8, EB, Reflector | 1 | 0.62 | 3311
CD141 | CFL Hardwired, Modular 18W | 1 | 0.62 | 3311 | CD141 | CFL Hardwired, Modular 18W | 1 | 0.62 | 3311 | CD141 | CFL Hardwired, Modular 18W | 1 | 0.62 | 3311 | CD141 | CFL Hardwired, Modular 18W | 1 | 0.62 | 3311
CD151 | PSMH, 250W, magnetic ballast | 1 | 0.62 | 3311 | CD151 | PSMH, 250W, magnetic ballast | 1 | 0.62 | 3311 | CD151 | PSMH, 250W, magnetic ballast | 1 | 0.62 | 3311 | CD151 | PSMH, 250W, magnetic ballast | 1 | 0.62 | 3311
CD153 | High Bay T5 | 1 | 0.62 | 3311 | CD153 | High Bay T5 | 1 | 0.62 | 3311 | CD153 | High Bay T5 | 1 | 0.62 | 3311 | CD153 | High Bay T5 | 1 | 0.62 | 3311
CD154 | LED High Bay 83W | 1 | 0.64 | 3311 | CD154 | LED High Bay 83W | 1 | 0.64 | 3311 | CD154 | LED High Bay 83W | 1 | 0.64 | 3311 | CD154 | LED High Bay 83W | 1 | 0.64 | 3311
CD301 | Centrifugal Chiller, 0.51 kW/ton, 500 tons | 1 | 0.03 | 4249 | CD301 | Centrifugal Chiller, 0.51 kW/ton, 500 tons | 1 | 0.03 | 4249 | CD202 | Outdoor Lighting Controls Merc Vpr(Photocell/Timeclock) | 1 | 0.73 | 22098 | CD202 | Outdoor Lighting Controls Merc Vpr(Photocell/Timeclock) | 1 | 0.73 | 22098
CD302 | High Efficiency Chiller Motors | 1 | 0 | 4825 | CD302 | High Efficiency Chiller Motors | 1 | 0 | 4825 | CD203 | Outdoor LED 104W | 0 | 0 | 3311 | CD203 | Outdoor LED 104W | 0 | 0 | 3311
CD305 | Chiller - Tune Up/Diagnostics | 1 | 0.05 | 3429 | CD305 | Chiller - Tune Up/Diagnostics | 1 | 0.05 | 3429 | CD301 | Centrifugal Chiller, 0.51 kW/ton, 500 tons | 1 | 0.03 | 4249 | CD301 | Centrifugal Chiller, 0.51 kW/ton, 500 tons | 1 | 0.03 | 4249
CD313 | Chiller - Ceiling Insulation | 1 | 0.87 | 1846 | CD313 | Chiller - Ceiling Insulation | 1 | 0.87 | 1846 | CD302 | High Efficiency Chiller Motors | 1 | 0 | 4825 | CD302 | High Efficiency Chiller Motors | 1 | 0 | 4825
CD321 | DX Packaged System, EER=10.9, 10 tons | 1 | 0 | 3861 | CD321 | DX Packaged System, EER=10.9, 10 tons | 1 | 0 | 3861 | CD304 | Chiller - EMS | 1 | 0.15 | 5069 | CD304 | Chiller - EMS | 1 | 0.15 | 5069
CD326 | DX Tune Up/ Advanced Diagnostics | 1 | 0 | 3429 | CD326 | DX Tune Up/ Advanced Diagnostics | 1 | 0 | 3429 | CD305 | Chiller - Tune Up/Diagnostics | 1 | 0.05 | 3429 | CD305 | Chiller - Tune Up/Diagnostics | 1 | 0.05 | 3429
CD334 | DX -Ceiling Insulation | 1 | 0.87 | 1846 | CD334 | DX -Ceiling Insulation | 1 | 0.87 | 1846 | CD306 | Chiller - VSD for Pumps and Towers | 1 | 0.04 | 5069 | CD306 | Chiller - VSD for Pumps and Towers | 1 | 0.04 | 5069
CD338 | Dehumidification Hybrid Desiccant Heat Pump PER 5 TON | 1 | 1.4 | 4029 | CD338 | Dehumidification Hybrid Desiccant Heat Pump PER 5 TON | 1 | 1.4 | 4029 | CD311 | Chiller - Window Film (Standard) | 1 | -0.83 | 4318 | CD311 | Chiller - Window Film (Standard) | 1 | -0.83 | 4318
CD341 | Packaged HP System, EER=10.9, 10 tons | 1 | 0 | 3861 | CD341 | Packaged HP System, EER=10.9, 10 tons | 1 | 0 | 3861 | CD313 | Chiller - Ceiling Insulation | 1 | 0.87 | 1846 | CD313 | Chiller - Ceiling Insulation | 1 | 0.87 | 1846
CD349 | HP-Ceiling Insulation | 1 | 0.87 | 1846 | CD349 | HP-Ceiling Insulation | 1 | 0.87 | 1846 | CD321 | DX Packaged System, EER=10.9, 10 tons | 1 | 0 | 3861 | CD321 | DX Packaged System, EER=10.9, 10 tons | 1 | 0 | 3861
CD362 | Occupancy Sensor (hotels) | 1 | 0.58 | 3558 | CD362 | Occupancy Sensor (hotels) | 1 | 0.58 | 3558 | CD326 | DX Tune Up/ Advanced Diagnostics | 1 | 0 | 3429 | CD326 | DX Tune Up/ Advanced Diagnostics | 1 | 0 | 3429
CD405 | Demand Control Ventilation (DCV) | 1 | 5.63 | 2066 | CD405 | Demand Control Ventilation (DCV) | 1 | 5.63 | 2066 | CD332 | DX -Window Film (Standard) | 1 | -0.83 | 4318 | CD332 | DX -Window Film (Standard) | 1 | -0.83 | 4318
CD406 | Energy Recovery Ventilation (ERV) | 1 | 2.96 | 1517 | CD406 | Energy Recovery Ventilation (ERV) | 1 | 2.96 | 1517 | CD334 | DX -Ceiling Insulation | 1 | 0.87 | 1846 | CD334 | DX -Ceiling Insulation | 1 | 0.87 | 1846
CL151 | PSMH, 250W, magnetic ballast | 1 | 0.64 | 3311 | CL111 | Premium T8, Elecctronic Ballast | 1 | 0.64 | 3311 | CD337 | Run Time Optimizer | 1 | 0 | 6421 | CD337 | Run Time Optimizer | 1 | 0 | 6421
CL161 | LED Exit Sign | 1 | 1.11 | 7418 | CL112 | Premium T8, EB, Reflector | 1 | 0.64 | 3311 | CD338 | Dehumidification Hybrid Desiccant Heat Pump PER 5 TON | 1 | 1.4 | 4029 | CD338 | Dehumidification Hybrid Desiccant Heat Pump PER 5 TON | 1 | 1.4 | 4029
CL301 | Centrifugal Chiller, 0.51 kW/ton, 500 tons | 1 | 0.03 | 4128 | CL121 | ROB Premium T8, 1EB | 1 | 0.64 | 3311 | CD341 | Packaged HP System, EER=10.9, 10 tons | 1 | 0 | 3861 | CD341 | Packaged HP System, EER=10.9, 10 tons | 1 | 0 | 3861
CL302 | High Efficiency Chiller Motors | 1 | 0 | 4825 | CL122 | ROB Premium T8, EB, Reflector | 1 | 0.64 | 3311 | CD347 | HP-Window Film (Standard) | 1 | -0.83 | 4318 | CD347 | HP-Window Film (Standard) | 1 | -0.83 | 4318
CL304 | Chiller - EMS | 1 | 0.15 | 5069 | CL141 | CFL Hardwired, Modular 18W | 1 | 0.64 | 3311 | CD349 | HP-Ceiling Insulation | 1 | 0.87 | 1846 | CD349 | HP-Ceiling Insulation | 1 | 0.87 | 1846
CL305 | Chiller - Tune Up/Diagnostics | 1 | 0.05 | 3429 | CL151 | PSMH, 250W, magnetic ballast | 1 | 0.64 | 3311 | CD362 | Occupancy Sensor (hotels) | 1 | 0.58 | 3558 | CD362 | Occupancy Sensor (hotels) | 1 | 0.58 | 3558
CL313 | Chiller - Ceiling Insulation | 1 | 0.69 | 1825 | CL154 | LED High Bay 83W | 1 | 0.64 | 3311 | CD402 | Variable Speed Drive Control | 1 | 1.82 | 31603 | CD402 | Variable Speed Drive Control | 1 | 1.82 | 31603
CL321 | DX Packaged System, EER=10.9, 10 tons | 1 | 0 | 3710 | CL301 | Centrifugal Chiller, 0.51 kW/ton, 500 tons | 1 | 0.03 | 4128 | CD405 | Demand Control Ventilation (DCV) | 1 | 5.63 | 2066 | CD405 | Demand Control Ventilation (DCV) | 1 | 5.63 | 2066
CL326 | DX Tune Up/ Advanced Diagnostics | 1 | 0 | 3429 | CL302 | High Efficiency Chiller Motors | 1 | 0 | 4825 | CD406 | Energy Recovery Ventilation (ERV) | 1 | 2.96 | 1517 | CD406 | Energy Recovery Ventilation (ERV) | 1 | 2.96 | 1517
CL334 | DX -Ceiling Insulation | 1 | 0.69 | 1825 | CL304 | Chiller - EMS | 1 | 0.15 | 5069 | CD501 | High-efficiency fan motors | 1 | 0.82 | 8067 | CD501 | High-efficiency fan motors | 1 | 0.82 | 8067
CL338 | Dehumidification Hybrid Desiccant Heat Pump PER 5 TON | 1 | 1.4 | 4029 | CL305 | Chiller - Tune Up/Diagnostics | 1 | 0.05 | 3429 | CD504 | Evaporator fan controller for MT walk-ins | 1 | 0.82 | 8067 | CD504 | Evaporator fan controller for MT walk-ins | 1 | 0.82 | 8067
CL341 | Packaged HP System, EER=10.9, 10 tons | 1 | 0 | 3710 | CL313 | Chiller - Ceiling Insulation | 1 | 0.69 | 1825 | CD506 | Compressor VSD retrofit | 1 | 0.82 | 16131 | CD506 | Compressor VSD retrofit | 1 | 0.82 | 16131
CL349 | HP-Ceiling Insulation | 1 | 0.69 | 1825 | CL321 | DX Packaged System, EER=10.9, 10 tons | 1 | 0 | 3710 | CD509 | Demand Hot Gas Defrost | 1 | 0.86 | 4872 | CD509 | Demand Hot Gas Defrost | 1 | 0.86 | 4872
CL362 | Occupancy Sensor (hotels) | 1 | 0.58 | 3558 | CL326 | DX Tune Up/ Advanced Diagnostics | 1 | 0 | 3429 | CD513 | High R-Value Glass Doors | 1 | 0.86 | 4872 | CD513 | High R-Value Glass Doors | 1 | 0.86 | 4872
CL405 | Demand Control Ventilation (DCV) | 1 | 5.63 | 2066 | CL334 | DX -Ceiling Insulation | 1 | 0.69 | 1825 | CD514 | Multiplex Compressor System | 1 | 0.82 | 8067 | CD514 | Multiplex Compressor System | 1 | 0.82 | 8067
CL406 | Energy Recovery Ventilation (ERV) | 1 | 2.96 | 1517 | CL338 | Dehumidification Hybrid Desiccant Heat Pump PER 5 TON | 1 | 1.4 | 4029 | CD515 | Oversized Air Cooled Condenser | 1 | 0.82 | 8067 | CD515 | Oversized Air Cooled Condenser | 1 | 0.82 | 8067
CL732 | Copier Power Management Enabling | 1 | 2.72 | 11611 | CL341 | Packaged HP System, EER=10.9, 10 tons | 1 | 0 | 3710 | CD606 | Demand controlled circulating systems | 1 | 0.69 | 11048 | CD606 | Demand controlled circulating systems | 1 | 0.69 | 11048
CS111 | Premium T8, Elecctronic Ballast | 1 | 0.66 | 3311 | CL349 | HP-Ceiling Insulation | 1 | 0.69 | 1825 | CD608 | Heat Recovery Unit | 1 | 0.62 | 4304 | CD608 | Heat Recovery Unit | 1 | 0.62 | 4304
CS112 | Premium T8, EB, Reflector | 1 | 0.66 | 3311 | CL362 | Occupancy Sensor (hotels) | 1 | 0.58 | 3558 | CD609 | Heat Trap | 1 | 0.69 | 11048 | CD609 | Heat Trap | 1 | 0.69 | 11048
CS121 | ROB Premium T8, 1EB | 1 | 0.66 | 3311 | CL405 | Demand Control Ventilation (DCV) | 1 | 5.63 | 2066 | CD610 | Hot Water Pipe Insulation | 1 | 0.69 | 11048 | CD732 | Copier Power Management Enabling | 1 | 2.72 | 11611
CS122 | ROB Premium T8, EB, Reflector | 1 | 0.66 | 3311 | CL406 | Energy Recovery Ventilation (ERV) | 1 | 2.96 | 1517 | CD732 | Copier Power Management Enabling | 1 | 2.72 | 11611 | CL111 | Premium T8, Elecctronic Ballast | 1 | 0.64 | 3311
CS132 | Flood LED 14W | 1 | 0.64 | 3311 | CS111 | Premium T8, Elecctronic Ballast | 1 | 0.66 | 3311 | CL111 | Premium T8, Elecctronic Ballast | 1 | 0.64 | 3311 | CL112 | Premium T8, EB, Reflector | 1 | 0.64 | 3311
CS141 | CFL Hardwired, Modular 18W | 1 | 0.66 | 3311 | CS112 | Premium T8, EB, Reflector | 1 | 0.66 | 3311 | CL112 | Premium T8, EB, Reflector | 1 | 0.64 | 3311 | CL121 | ROB Premium T8, 1EB | 1 | 0.64 | 3311
CS151 | PSMH, 250W, magnetic ballast | 1 | 0.66 | 3311 | CS121 | ROB Premium T8, 1EB | 1 | 0.66 | 3311 | CL121 | ROB Premium T8, 1EB | 1 | 0.64 | 3311 | CL122 | ROB Premium T8, EB, Reflector | 1 | 0.64 | 3311
CS153 | High Bay T5 | 1 | 0.66 | 3311 | CS122 | ROB Premium T8, EB, Reflector | 1 | 0.66 | 3311 | CL122 | ROB Premium T8, EB, Reflector | 1 | 0.64 | 3311 | CL141 | CFL Hardwired, Modular 18W | 1 | 0.64 | 3311
CS154 | LED High Bay 83W | 1 | 0.64 | 3311 | CS132 | Flood LED 14W | 1 | 0.64 | 3311 | CL141 | CFL Hardwired, Modular 18W | 1 | 0.64 | 3311 | CL151 | PSMH, 250W, magnetic ballast | 1 | 0.64 | 3311
CS313 | Chiller - Ceiling Insulation | 1 | 1.17 | 1836 | CS141 | CFL Hardwired, Modular 18W | 1 | 0.66 | 3311 | CL151 | PSMH, 250W, magnetic ballast | 1 | 0.64 | 3311 | CL154 | LED High Bay 83W | 1 | 0.64 | 3311
CS326 | DX Tune Up/ Advanced Diagnostics | 1 | 0 | 3429 | CS151 | PSMH, 250W, magnetic ballast | 1 | 0.66 | 3311 | CL154 | LED High Bay 83W | 1 | 0.64 | 3311 | CL161 | LED Exit Sign | 1 | 1.11 | 7418
CS334 | DX -Ceiling Insulation | 1 | 1.17 | 1836 | CS153 | High Bay T5 | 1 | 0.66 | 3311 | CL161 | LED Exit Sign | 1 | 1.11 | 7418 | CL202 | Outdoor Lighting Controls Merc Vpr(Photocell/Timeclock) | 1 | 0.73 | 22098
CS338 | Dehumidification Hybrid Desiccant Heat Pump PER 5 TON | 1 | 1.4 | 4029 | CS154 | LED High Bay 83W | 1 | 0.64 | 3311 | CL202 | Outdoor Lighting Controls Merc Vpr(Photocell/Timeclock) | 1 | 0.73 | 22098 | CL203 | Outdoor LED 104W | 0 | 0 | 3311
CS349 | HP-Ceiling Insulation | 1 | 1.17 | 1836 | CS313 | Chiller - Ceiling Insulation | 1 | 1.17 | 1836 | CL203 | Outdoor LED 104W | 0 | 0 | 3311 | CL301 | Centrifugal Chiller, 0.51 kW/ton, 500 tons | 1 | 0.03 | 4128
CS405 | Demand Control Ventilation (DCV) | 1 | 5.63 | 2066 | CS326 | DX Tune Up/ Advanced Diagnostics | 1 | 0 | 3429 | CL301 | Centrifugal Chiller, 0.51 kW/ton, 500 tons | 1 | 0.03 | 4128 | CL302 | High Efficiency Chiller Motors | 1 | 0 | 4825
CS406 | Energy Recovery Ventilation (ERV) | 1 | 2.96 | 1517 | CS334 | DX -Ceiling Insulation | 1 | 1.17 | 1836 | CL302 | High Efficiency Chiller Motors | 1 | 0 | 4825 | CL304 | Chiller - EMS | 1 | 0.15 | 5069
IND402 | O&M/drives spinning machines | 1 | 1.28 | 4046 | CS338 | Dehumidification Hybrid Desiccant Heat Pump PER 5 TON | 1 | 1.4 | 4029 | CL304 | Chiller - EMS | 1 | 0.15 | 5069 | CL305 | Chiller - Tune Up/Diagnostics | 1 | 0.05 | 3429
IND425 | Drives - Process Control | 1 | 0.92 | 5673 | CS349 | HP-Ceiling Insulation | 1 | 1.17 | 1836 | CL305 | Chiller - Tune Up/Diagnostics | 1 | 0.05 | 3429 | CL306 | Chiller - VSD for Pumps and Towers | 1 | 0.04 | 5069
IND502 | Drying (UV/IR) | 1 | 2.24 | 7061 | CS405 | Demand Control Ventilation (DCV) | 1 | 5.63 | 2066 | CL306 | Chiller - VSD for Pumps and Towers | 1 | 0.04 | 5069 | CL311 | Chiller - Window Film (Standard) | 1 | -0.73 | 4245
IND503 | Heat Pumps - Drying | 1 | 0.93 | 5759 | CS406 | Energy Recovery Ventilation (ERV) | 1 | 2.96 | 1517 | CL311 | Chiller - Window Film (Standard) | 1 | -0.73 | 4245 | CL313 | Chiller - Ceiling Insulation | 1 | 0.69 | 1825
IND505 | Efficient electric melting | 1 | 0.92 | 5673 | IND402 | O&M/drives spinning machines | 1 | 1.28 | 4046 | CL313 | Chiller - Ceiling Insulation | 1 | 0.69 | 1825 | CL321 | DX Packaged System, EER=10.9, 10 tons | 1 | 0 | 3710
IND508 | Heating - Process Control | 1 | 0.92 | 5673 | IND701 | Centrifugal Chiller, 0.51 kW/ton, 500 tons | 1 | 0.03 | 4249 | CL321 | DX Packaged System, EER=10.9, 10 tons | 1 | 0 | 3710 | CL326 | DX Tune Up/ Advanced Diagnostics | 1 | 0 | 3429
IND701 | Centrifugal Chiller, 0.51 kW/ton, 500 tons | 1 | 0.03 | 4249 | IND721 | DX Packaged System, EER=10.9, 10 tons | 1 | 0 | 3861 | CL326 | DX Tune Up/ Advanced Diagnostics | 1 | 0 | 3429 | CL332 | DX -Window Film (Standard) | 1 | -0.73 | 4245
IND721 | DX Packaged System, EER=10.9, 10 tons | 1 | 0 | 3861 | IND724 | DX Tune Up/ Advanced Diagnostics | 1 | 0 | 3429 | CL332 | DX -Window Film (Standard) | 1 | -0.73 | 4245 | CL334 | DX -Ceiling Insulation | 1 | 0.69 | 1825
IND724 | DX Tune Up/ Advanced Diagnostics | 1 | 0 | 3429 | IND733 | Dehumidification Hybrid Desiccant Heat Pump PER 5 TON | 1 | 1.4 | 4029 | CL334 | DX -Ceiling Insulation | 1 | 0.69 | 1825 | CL337 | Run Time Optimizer | 1 | 0 | 6421
IND733 | Dehumidification Hybrid Desiccant Heat Pump PER 5 TON | 1 | 1.4 | 4029 | IND801 | Premium T8, Elecctronic Ballast | 1 | 0.62 | 3311 | CL337 | Run Time Optimizer | 1 | 0 | 6421 | CL338 | Dehumidification Hybrid Desiccant Heat Pump PER 5 TON | 1 | 1.4 | 4029
IND801 | Premium T8, Elecctronic Ballast | 1 | 0.62 | 3311 | IND802 | CFL Hardwired, Modular 18W | 1 | 0.62 | 3311 | CL338 | Dehumidification Hybrid Desiccant Heat Pump PER 5 TON | 1 | 1.4 | 4029 | CL341 | Packaged HP System, EER=10.9, 10 tons | 1 | 0 | 3710
IND802 | CFL Hardwired, Modular 18W | 1 | 0.62 | 3311 | IND804 | High Bay T5 | 1 | 0.62 | 3311 | CL341 | Packaged HP System, EER=10.9, 10 tons | 1 | 0 | 3710 | CL347 | HP-Window Film (Standard) | 1 | -0.73 | 4245
IND804 | High Bay T5 | 1 | 0.62 | 3311 | IND808 | LED High Bay 83W | 1 | 0.64 | 3311 | CL347 | HP-Window Film (Standard) | 1 | -0.73 | 4245 | CL349 | HP-Ceiling Insulation | 1 | 0.69 | 1825
IND808 | LED High Bay 83W | 1 | 0.64 | 3311 | IND902 | Membranes for wastewater | 1 | 1.28 | 4046 | CL349 | HP-Ceiling Insulation | 1 | 0.69 | 1825 | CL362 | Occupancy Sensor (hotels) | 1 | 0.58 | 3558
IND902 | Membranes for wastewater | 1 | 1.28 | 4046 | INL214 | Optimize drying process | 1 | 0.93 | 5759 | CL362 | Occupancy Sensor (hotels) | 1 | 0.58 | 3558 | CL402 | Variable Speed Drive Control | 1 | 1.82 | 31603
INL214 | Optimize drying process | 1 | 0.93 | 5759 | INL402 | O&M/drives spinning machines | 1 | 1.28 | 4046 | CL402 | Variable Speed Drive Control | 1 | 1.82 | 31603 | CL403 | Air Handler Optimization | 1 | 1.82 | 31603
INL402 | O&M/drives spinning machines | 1 | 1.28 | 4046 | INL425 | Drives - Process Control | 1 | 0.92 | 5673 | CL403 | Air Handler Optimization | 1 | 1.82 | 31603 | CL405 | Demand Control Ventilation (DCV) | 1 | 5.63 | 2066
INL425 | Drives - Process Control | 1 | 0.92 | 5673 | INL426 | Efficient drives - rolling | 1 | 0.92 | 5673 | CL405 | Demand Control Ventilation (DCV) | 1 | 5.63 | 2066 | CL406 | Energy Recovery Ventilation (ERV) | 1 | 2.96 | 1517
INL426 | Efficient drives - rolling | 1 | 0.92 | 5673 | INL502 | Drying (UV/IR) | 1 | 2.24 | 7061 | CL406 | Energy Recovery Ventilation (ERV) | 1 | 2.96 | 1517 | CL501 | High-efficiency fan motors | 1 | 0.82 | 8067
INL428 | Drives - Scheduling | 1 | 4.56 | 36534 | INL503 | Heat Pumps - Drying | 1 | 0.93 | 5759 | CL501 | High-efficiency fan motors | 1 | 0.82 | 8067 | CL504 | Evaporator fan controller for MT walk-ins | 1 | 0.82 | 8067
INL429 | Machinery | 1 | 0.81 | 6323 | INL505 | Efficient electric melting | 1 | 0.92 | 5673 | CL504 | Evaporator fan controller for MT walk-ins | 1 | 0.82 | 8067 | CL506 | Compressor VSD retrofit | 1 | 0.82 | 16131
INL502 | Drying (UV/IR) | 1 | 2.24 | 7061 | INL508 | Heating - Process Control | 1 | 0.92 | 5673 | CL506 | Compressor VSD retrofit | 1 | 0.82 | 16131 | CL508 | Refrigeration Commissioning | 1 | 0.82 | 8067
INL503 | Heat Pumps - Drying | 1 | 0.93 | 5759 | INL603 | New transformers welding | 1 | 0.79 | 6033 | CL508 | Refrigeration Commissioning | 1 | 0.82 | 8067 | CL509 | Demand Hot Gas Defrost | 1 | 0.86 | 4872
INL505 | Efficient electric melting | 1 | 0.92 | 5673 | INL701 | Centrifugal Chiller, 0.51 kW/ton, 500 tons | 1 | 0.03 | 4128 | CL509 | Demand Hot Gas Defrost | 1 | 0.86 | 4872 | CL513 | High R-Value Glass Doors | 1 | 0.86 | 4872
INL508 | Heating - Process Control | 1 | 0.92 | 5673 | INL721 | DX Packaged System, EER=10.9, 10 tons | 1 | 0 | 3710 | CL513 | High R-Value Glass Doors | 1 | 0.86 | 4872 | CL514 | Multiplex Compressor System | 1 | 0.82 | 8067
INL509 | Efficient Curing ovens | 1 | 0.83 | 6678 | INL724 | DX Tune Up/ Advanced Diagnostics | 1 | 0 | 3429 | CL514 | Multiplex Compressor System | 1 | 0.82 | 8067 | CL515 | Oversized Air Cooled Condenser | 1 | 0.82 | 8067
INL511 | Heating - Scheduling | 1 | 4.01 | 29195 | INL733 | Dehumidification Hybrid Desiccant Heat Pump PER 5 TON | 1 | 1.4 | 4029 | CL515 | Oversized Air Cooled Condenser | 1 | 0.82 | 8067 | CL608 | Heat Recovery Unit | 1 | 0.62 | 4304
INL603 | New transformers welding | 1 | 0.79 | 6033 | INL801 | Premium T8, Elecctronic Ballast | 1 | 0.64 | 3311 | CL606 | Demand controlled circulating systems | 1 | 0.69 | 11048 | CL609 | Heat Trap | 1 | 0.69 | 11048
INL701 | Centrifugal Chiller, 0.51 kW/ton, 500 tons | 1 | 0.03 | 4128 | INL802 | CFL Hardwired, Modular 18W | 1 | 0.64 | 3311 | CL608 | Heat Recovery Unit | 1 | 0.62 | 4304 | CL610 | Hot Water Pipe Insulation | 1 | 0.69 | 11048
INL721 | DX Packaged System, EER=10.9, 10 tons | 1 | 0 | 3710 | INL808 | LED High Bay 83W | 1 | 0.64 | 3311 | CL609 | Heat Trap | 1 | 0.69 | 11048 | CL732 | Copier Power Management Enabling | 1 | 2.72 | 11611
INL724 | DX Tune Up/ Advanced Diagnostics | 1 | 0 | 3429 | INL902 | Membranes for wastewater | 1 | 1.28 | 4046 | CL610 | Hot Water Pipe Insulation | 1 | 0.69 | 11048 | CS111 | Premium T8, Elecctronic Ballast | 1 | 0.66 | 3311
INL733 | Dehumidification Hybrid Desiccant Heat Pump PER 5 TON | 1 | 1.4 | 4029 | RMF114 | Proper Refrigerant Charging and Air Flow - SS AC | 0.13 | 0 | 324 | CL732 | Copier Power Management Enabling | 1 | 2.72 | 11611 | CS112 | Premium T8, EB, Reflector | 1 | 0.66 | 3311
INL902 | Membranes for wastewater | 1 | 1.28 | 4046 | RMF115 | Electronically Commutated Motors (ECM) on an Air Handler Unit | 0.11 | 0.03 | 272 | CS111 | Premium T8, Elecctronic Ballast | 1 | 0.66 | 3311 | CS121 | ROB Premium T8, 1EB | 1 | 0.66 | 3311
RMF114 | Proper Refrigerant Charging and Air Flow - SS AC | 0.13 | 0 | 324 | RMF116 | Duct Repair - SS AC | 0.13 | 0.12 | 301 | CS112 | Premium T8, EB, Reflector | 1 | 0.66 | 3311 | CS122 | ROB Premium T8, EB, Reflector | 1 | 0.66 | 3311
RMF115 | Electronically Commutated Motors (ECM) on an Air Handler Unit | 0.11 | 0.03 | 272 | RMF122 | Single Pane Clear Windows to Dbl Pane Low-E Windows - SS AC | 0.22 | 0.08 | 495 | CS121 | ROB Premium T8, 1EB | 1 | 0.66 | 3311 | CS132 | Flood LED 14W | 1 | 0.64 | 3311
RMF116 | Duct Repair - SS AC | 0.13 | 0.12 | 301 | RMF124 | Ceiling R-0 to R-19 Insulation - SS AC | 0.17 | 0.38 | 433 | CS122 | ROB Premium T8, EB, Reflector | 1 | 0.66 | 3311 | CS141 | CFL Hardwired, Modular 18W | 1 | 0.66 | 3311
RMF122 | Single Pane Clear Windows to Dbl Pane Low-E Windows - SS AC | 0.22 | 0.08 | 495 | RMF140 | Proper Refrigerant Charging and Air Flow | 0.13 | 0 | 324 | CS132 | Flood LED 14W | 1 | 0.64 | 3311 | CS151 | PSMH, 250W, magnetic ballast | 1 | 0.66 | 3311
RMF124 | Ceiling R-0 to R-19 Insulation - SS AC | 0.17 | 0.38 | 433 | RMF141 | Electronically Commutated Motors (ECM) on an Air Handler Unit | 0.11 | 0.03 | 272 | CS141 | CFL Hardwired, Modular 18W | 1 | 0.66 | 3311 | CS153 | High Bay T5 | 1 | 0.66 | 3311
RMF140 | Proper Refrigerant Charging and Air Flow | 0.13 | 0 | 324 | RMF142 | Duct Repair - SS HP | 0.13 | 0.12 | 301 | CS151 | PSMH, 250W, magnetic ballast | 1 | 0.66 | 3311 | CS154 | LED High Bay 83W | 1 | 0.64 | 3311
RMF141 | Electronically Commutated Motors (ECM) on an Air Handler Unit | 0.11 | 0.03 | 272 | RMF148 | Single Pane Clear Windows to Dbl Pane Low-E Windows - SS HP | 0.21 | 0.08 | 473 | CS153 | High Bay T5 | 1 | 0.66 | 3311 | CS202 | Outdoor Lighting Controls Merc Vpr(Photocell/Timeclock) | 1 | 0.73 | 22098
RMF142 | Duct Repair - SS HP | 0.13 | 0.12 | 301 | RMF150 | Ceiling R-0 to R-19 Insulation - SS HP | 0.17 | 0.38 | 433 | CS154 | LED High Bay 83W | 1 | 0.64 | 3311 | CS203 | Outdoor LED 104W | 0 | 0 | 3311
RMF148 | Single Pane Clear Windows to Dbl Pane Low-E Windows - SS HP | 0.21 | 0.08 | 473 | RMF202 | Ceiling R-0 to R-19 Insulation- Room AC | 0.17 | 0.38 | 433 | CS202 | Outdoor Lighting Controls Merc Vpr(Photocell/Timeclock) | 1 | 0.73 | 22098 | CS302 | High Efficiency Chiller Motors | 1 | 0 | 4825
RMF150 | Ceiling R-0 to R-19 Insulation - SS HP | 0.17 | 0.38 | 433 | RMO114 | Proper Refrigerant Charging and Air Flow - SS AC | 0.13 | 0 | 309 | CS203 | Outdoor LED 104W | 0 | 0 | 3311 | CS304 | Chiller - EMS | 1 | 0.15 | 5069
RMF202 | Ceiling R-0 to R-19 Insulation- Room AC | 0.17 | 0.38 | 433 | RMO115 | Electronically Commutated Motors (ECM) on an Air Handler Unit | 0.11 | 0.03 | 272 | CS302 | High Efficiency Chiller Motors | 1 | 0 | 4825 | CS305 | Chiller - Tune Up/Diagnostics | 1 | 0.05 | 3429
RMO114 | Proper Refrigerant Charging and Air Flow - SS AC | 0.13 | 0 | 309 | RMO121 | Default Window With Sunscreen - SS AC | 0.13 | -0.02 | 131 | CS304 | Chiller - EMS | 1 | 0.15 | 5069 | CS306 | Chiller - VSD for Pumps and Towers | 1 | 0.04 | 5069
RMO115 | Electronically Commutated Motors (ECM) on an Air Handler Unit | 0.11 | 0.03 | 272 | RMO124 | Ceiling R-0 to R-19 Insulation - SS AC | 0.09 | 0.42 | 268 | CS305 | Chiller - Tune Up/Diagnostics | 1 | 0.05 | 3429 | CS311 | Chiller - Window Film (Standard) | 1 | -0.83 | 4210
RMO124 | Ceiling R-0 to R-19 Insulation - SS AC | 0.09 | 0.42 | 268 | RMO140 | Proper Refrigerant Charging and Air Flow | 0.13 | 0 | 309 | CS306 | Chiller - VSD for Pumps and Towers | 1 | 0.04 | 5069 | CS313 | Chiller - Ceiling Insulation | 1 | 1.17 | 1836
RMO140 | Proper Refrigerant Charging and Air Flow | 0.13 | 0 | 309 | RMO141 | Electronically Commutated Motors (ECM) on an Air Handler Unit | 0.11 | 0.03 | 272 | CS311 | Chiller - Window Film (Standard) | 1 | -0.83 | 4210 | CS321 | DX Packaged System, EER=10.9, 10 tons | 1 | 0 | 3666
RMO141 | Electronically Commutated Motors (ECM) on an Air Handler Unit | 0.11 | 0.03 | 272 | RMO150 | Ceiling R-0 to R-19 Insulation - SS HP | 0.09 | 0.42 | 268 | CS313 | Chiller - Ceiling Insulation | 1 | 1.17 | 1836 | CS326 | DX Tune Up/ Advanced Diagnostics | 1 | 0 | 3429
RMO150 | Ceiling R-0 to R-19 Insulation - SS HP | 0.09 | 0.42 | 268 | RMO202 | Ceiling R-0 to R-19 Insulation- Room AC | 0.09 | 0.42 | 268 | CS321 | DX Packaged System, EER=10.9, 10 tons | 1 | 0 | 3666 | CS332 | DX -Window Film (Standard) | 1 | -0.83 | 4210
RMO202 | Ceiling R-0 to R-19 Insulation- Room AC | 0.09 | 0.42 | 268 | RSF103 | 17 SEER Split-System Air Conditioner | 0.25 | 0 | 491 | CS326 | DX Tune Up/ Advanced Diagnostics | 1 | 0 | 3429 | CS334 | DX -Ceiling Insulation | 1 | 1.17 | 1836
RSF103 | 17 SEER Split-System Air Conditioner | 0.25 | 0 | 491 | RSF115 | Electronically Commutated Motors (ECM) on an Air Handler Unit | 0.11 | 0.03 | 272 | CS332 | DX -Window Film (Standard) | 1 | -0.83 | 4210 | CS337 | Run Time Optimizer | 1 | 0 | 6421
RSF115 | Electronically Commutated Motors (ECM) on an Air Handler Unit | 0.11 | 0.03 | 272 | RSF116 | Duct Repair - SS AC | 0.25 | 0.31 | 532 | CS334 | DX -Ceiling Insulation | 1 | 1.17 | 1836 | CS338 | Dehumidification Hybrid Desiccant Heat Pump PER 5 TON | 1 | 1.4 | 4029
RSF116 | Duct Repair - SS AC | 0.25 | 0.31 | 532 | RSF124 | Ceiling R-0 to R-19 Insulation - SS AC | 0.24 | 0.62 | 649 | CS337 | Run Time Optimizer | 1 | 0 | 6421 | CS341 | Packaged HP System, EER=10.9, 10 tons | 1 | 0 | 3666
RSF124 | Ceiling R-0 to R-19 Insulation - SS AC | 0.24 | 0.62 | 649 | RSF141 | Electronically Commutated Motors (ECM) on an Air Handler Unit | 0.11 | 0.03 | 272 | CS338 | Dehumidification Hybrid Desiccant Heat Pump PER 5 TON | 1 | 1.4 | 4029 | CS347 | HP-Window Film (Standard) | 1 | -0.83 | 4210
RSF127 | Weather Strip/Caulk w/Blower Door - SS AC | 0.07 | 0.09 | 160 | RSF142 | Duct Repair - SS HP | 0.25 | 0.31 | 532 | CS341 | Packaged HP System, EER=10.9, 10 tons | 1 | 0 | 3666 | CS349 | HP-Ceiling Insulation | 1 | 1.17 | 1836
RSF141 | Electronically Commutated Motors (ECM) on an Air Handler Unit | 0.11 | 0.03 | 272 | RSF150 | Ceiling R-0 to R-19 Insulation - SS HP | 0.24 | 0.62 | 649 | CS347 | HP-Window Film (Standard) | 1 | -0.83 | 4210 | CS362 | Occupancy Sensor (hotels) | 1 | 0.58 | 3558
RSF142 | Duct Repair - SS HP | 0.25 | 0.31 | 532 | RSF202 | Ceiling R-0 to R-19 Insulation- Room AC | 0.24 | 0.62 | 649 | CS349 | HP-Ceiling Insulation | 1 | 1.17 | 1836 | CS402 | Variable Speed Drive Control | 1 | 1.82 | 31603
RSF150 | Ceiling R-0 to R-19 Insulation - SS HP | 0.24 | 0.62 | 649 | [5 empty] | CS362 | Occupancy Sensor (hotels) | 1 | 0.58 | 3558 | CS405 | Demand Control Ventilation (DCV) | 1 | 5.63 | 2066
RSF153 | Weather Strip/Caulk w/Blower Door - SS HP | 0.07 | 0.09 | 160 | [5 empty] | CS402 | Variable Speed Drive Control | 1 | 1.82 | 31603 | CS406 | Energy Recovery Ventilation (ERV) | 1 | 2.96 | 1517
RSF202 | Ceiling R-0 to R-19 Insulation- Room AC | 0.24 | 0.62 | 649 | [5 empty] | CS405 | Demand Control Ventilation (DCV) | 1 | 5.63 | 2066 | CS501 | High-efficiency fan motors | 1 | 0.82 | 8067
RSF205 | Weather Strip/Caulk w/Blower Door - Room AC | 0.07 | 0.09 | 160 | [5 empty] | CS406 | Energy Recovery Ventilation (ERV) | 1 | 2.96 | 1517 | CS504 | Evaporator fan controller for MT walk-ins | 1 | 0.82 | 8067
[10 empty] | CS501 | High-efficiency fan motors | 1 | 0.82 | 8067 | CS506 | Compressor VSD retrofit | 1 | 0.82 | 16131
[10 empty] | CS504 | Evaporator fan controller for MT walk-ins | 1 | 0.82 | 8067 | CS509 | Demand Hot Gas Defrost | 1 | 0.86 | 4872
[10 empty] | CS506 | Compressor VSD retrofit | 1 | 0.82 | 16131 | CS513 | High R-Value Glass Doors | 1 | 0.86 | 4872
[10 empty] | CS509 | Demand Hot Gas Defrost | 1 | 0.86 | 4872 | CS514 | Multiplex Compressor System | 1 | 0.82 | 8067
[10 empty] | CS513 | High R-Value Glass Doors | 1 | 0.86 | 4872 | CS515 | Oversized Air Cooled Condenser | 1 | 0.82 | 8067
[10 empty] | CS514 | Multiplex Compressor System | 1 | 0.82 | 8067 | CS608 | Heat Recovery Unit | 1 | 0.62 | 4304
[10 empty] | CS515 | Oversized Air Cooled Condenser | 1 | 0.82 | 8067 | CS610 | Hot Water Pipe Insulation | 1 | 0.69 | 11048
[10 empty] | CS606 | Demand controlled circulating systems | 1 | 0.69 | 11048 | CS732 | Copier Power Management Enabling | 1 | 2.72 | 11611
[10 empty] | CS608 | Heat Recovery Unit | 1 | 0.62 | 4304 | IND107 | Comp Air - Motor practices-1 (1-5 HP) | 1 | 0.9 | 7348
[10 empty] | CS610 | Hot Water Pipe Insulation | 1 | 0.69 | 11048 | IND110 | Comp Air - Motor practices-1 (6-100 HP) | 1 | 0.9 | 7348
[10 empty] | CS732 | Copier Power Management Enabling | 1 | 2.72 | 11611 | IND111 | Comp Air - Replace 100+ HP motor | 1 | 0.9 | 7348
[10 empty] | IND107 | Comp Air - Motor practices-1 (1-5 HP) | 1 | 0.9 | 7348 | IND113 | Comp Air - Motor practices-1 (100+ HP) | 1 | 0.9 | 7348
[10 empty] | IND110 | Comp Air - Motor practices-1 (6-100 HP) | 1 | 0.9 | 7348 | IND114 | Power recovery | 1 | 0.94 | 11487
[10 empty] | IND111 | Comp Air - Replace 100+ HP motor | 1 | 0.9 | 7348 | IND115 | Refinery Controls | 1 | 0.94 | 11487
[10 empty] | IND113 | Comp Air - Motor practices-1 (100+ HP) | 1 | 0.9 | 7348 | IND202 | Fans - Controls | 1 | 0.9 | 7348
[10 empty] | IND114 | Power recovery | 1 | 0.94 | 11487 | IND203 | Fans - System Optimization | 1 | 1.91 | 15560
[10 empty] | IND115 | Refinery Controls | 1 | 0.94 | 11487 | IND207 | Fans - Motor practices-1 (1-5 HP) | 1 | 0.9 | 7348
[10 empty] | IND202 | Fans - Controls | 1 | 0.9 | 7348 | IND210 | Fans - Motor practices-1 (6-100 HP) | 1 | 0.9 | 7348
[10 empty] | IND203 | Fans - System Optimization | 1 | 1.91 | 15560 | IND211 | Fans - Replace 100+ HP motor | 1 | 0.9 | 7348
[10 empty] | IND207 | Fans - Motor practices-1 (1-5 HP) | 1 | 0.9 | 7348 | IND213 | Fans - Motor practices-1 (100+ HP) | 1 | 0.9 | 7348
[10 empty] | IND210 | Fans - Motor practices-1 (6-100 HP) | 1 | 0.9 | 7348 | IND214 | Optimize drying process | 1 | 0.93 | 5759
[10 empty] | IND211 | Fans - Replace 100+ HP motor | 1 | 0.9 | 7348 | IND215 | Power recovery | 1 | 0.94 | 11487
[10 empty] | IND213 | Fans - Motor practices-1 (100+ HP) | 1 | 0.9 | 7348 | IND216 | Refinery Controls | 1 | 0.94 | 11487
[10 empty] | IND214 | Optimize drying process | 1 | 0.93 | 5759 | IND303 | Pumps - System Optimization | 1 | 0.9 | 7348
[10 empty] | IND215 | Power recovery | 1 | 0.94 | 11487 | IND307 | Pumps - Motor practices-1 (1-5 HP) | 1 | 0.9 | 7348
[10 empty] | IND216 | Refinery Controls | 1 | 0.94 | 11487 | IND310 | Pumps - Motor practices-1 (6-100 HP) | 1 | 0.9 | 7348
[10 empty] | IND303 | Pumps - System Optimization | 1 | 0.9 | 7348 | IND311 | Pumps - Replace 100+ HP motor | 1 | 0.9 | 7348
[10 empty] | IND307 | Pumps - Motor practices-1 (1-5 HP) | 1 | 0.9 | 7348 | IND313 | Pumps - Motor practices-1 (100+ HP) | 1 | 0.9 | 7348
[10 empty] | IND310 | Pumps - Motor practices-1 (6-100 HP) | 1 | 0.9 | 7348 | IND314 | Power recovery | 1 | 0.94 | 11487
[10 empty] | IND311 | Pumps - Replace 100+ HP motor | 1 | 0.9 | 7348 | IND315 | Refinery Controls | 1 | 0.94 | 11487
[10 empty] | IND313 | Pumps - Motor practices-1 (100+ HP) | 1 | 0.9 | 7348 | IND402 | O&M/drives spinning machines | 1 | 1.28 | 4046
[10 empty] | IND314 | Power recovery | 1 | 0.94 | 11487 | IND405 | Drives - EE motor | 1 | 0.95 | 7712
[10 empty] | IND315 | Refinery Controls | 1 | 0.94 | 11487 | IND408 | Optimization control PM | 1 | 0.95 | 8773
[10 empty] | IND402 | O&M/drives spinning machines | 1 | 1.28 | 4046 | IND410 | Efficient Printing press (fewer cylinders) | 1 | 0.78 | 7485
[10 empty] | IND405 | Drives - EE motor | 1 | 0.95 | 7712 | IND412 | Efficient drives | 1 | 0.78 | 7485
[10 empty] | IND408 | Optimization control PM | 1 | 0.95 | 8773 | IND413 | Clean Room - Controls | 1 | 0.87 | 9272
[10 empty] | IND410 | Efficient Printing press (fewer cylinders) | 1 | 0.78 | 7485 | IND414 | Clean Room - New Designs | 1 | 0.87 | 11058
[10 empty] | IND412 | Efficient drives | 1 | 0.78 | 7485 | IND416 | Process Drives - ASD | 1 | 0.92 | 9756
[10 empty] | IND413 | Clean Room - Controls | 1 | 0.87 | 9272 | IND418 | Extruders/injection Moulding-multipump | 1 | 0.9 | 7186
[10 empty] | IND414 | Clean Room - New Designs | 1 | 0.87 | 11058 | IND419 | Direct drive Extruders | 1 | 0.9 | 7186
[10 empty] | IND416 | Process Drives - ASD | 1 | 0.92 | 9756 | IND420 | Injection Moulding - Impulse Cooling | 1 | 0.9 | 7186
[10 empty] | IND418 | Extruders/injection Moulding-multipump | 1 | 0.9 | 7186 | IND421 | Injection Moulding - Direct drive | 1 | 0.9 | 7186
[10 empty] | IND419 | Direct drive Extruders | 1 | 0.9 | 7186 | IND424 | Process optimization | 1 | 0.96 | 8602
[10 empty] | IND420 | Injection Moulding - Impulse Cooling | 1 | 0.9 | 7186 | IND425 | Drives - Process Control | 1 | 0.92 | 5673
[10 empty] | IND421 | Injection Moulding - Direct drive | 1 | 0.9 | 7186 | IND426 | Efficient drives - rolling | 1 | 0.92 | 5673
[10 empty] | IND424 | Process optimization | 1 | 0.96 | 8602 | IND428 | Drives - Scheduling | 1 | 4.56 | 36534
[10 empty] | IND425 | Drives - Process Control | 1 | 0.92 | 5673 | IND429 | Machinery | 1 | 0.81 | 6323
[10 empty] | IND426 | Efficient drives - rolling | 1 | 0.92 | 5673 | IND430 | Efficient Machinery | 1 | 0.97 | 8454
[10 empty] | IND428 | Drives - Scheduling | 1 | 4.56 | 36534 | IND502 | Drying (UV/IR) | 1 | 2.24 | 7061
[10 empty] | IND429 | Machinery | 1 | 0.81 | 6323 | IND503 | Heat Pumps - Drying | 1 | 0.93 | 5759
[10 empty] | IND430 | Efficient Machinery | 1 | 0.97 | 8454 | IND505 | Efficient electric melting | 1 | 0.92 | 5673
[10 empty] | IND502 | Drying (UV/IR) | 1 | 2.24 | 7061 | IND508 | Heating - Process Control | 1 | 0.92 | 5673
[10 empty] | IND503 | Heat Pumps - Drying | 1 | 0.93 | 5759 | IND509 | Efficient Curing ovens | 1 | 0.83 | 6678
[10 empty] | IND505 | Efficient electric melting | 1 | 0.92 | 5673 | IND511 | Heating - Scheduling | 1 | 4.01 | 29195
[10 empty] | IND508 | Heating - Process Control | 1 | 0.92 | 5673 | IND552 | Optimization Refrigeration | 1 | 0.55 | 5941
[10 empty] | IND509 | Efficient Curing ovens | 1 | 0.83 | 6678 | IND601 | Other Process Controls (batch + site) | 1 | 0.87 | 11058
[10 empty] | IND511 | Heating - Scheduling | 1 | 4.01 | 29195 | IND602 | Efficient desalter | 1 | 0.94 | 11487
[10 empty] | IND552 | Optimization Refrigeration | 1 | 0.55 | 5941 | IND603 | New transformers welding | 1 | 0.79 | 6033
[10 empty] | IND601 | Other Process Controls (batch + site) | 1 | 0.87 | 11058 | IND604 | Efficient processes (welding, etc.) | 1 | 0.88 | 7485
[10 empty] | IND602 | Efficient desalter | 1 | 0.94 | 11487 | IND605 | Process control | 1 | 0.97 | 8454
[10 empty] | IND603 | New transformers welding | 1 | 0.79 | 6033 | IND606 | Power recovery | 1 | 0.94 | 11487
[10 empty] | IND604 | Efficient processes (welding, etc.) | 1 | 0.88 | 7485 | IND607 | Refinery Controls | 1 | 0.94 | 11487
[10 empty] | IND605 | Process control | 1 | 0.97 | 8454 | IND701 | Centrifugal Chiller, 0.51 kW/ton, 500 tons | 1 | 0.03 | 4249
[10 empty] | IND606 | Power recovery | 1 | 0.94 | 11487 | IND703 | Chiller - EMS | 1 | 0.6 | 19594
[10 empty] | IND607 | Refinery Controls | 1 | 0.94 | 11487 | IND705 | Chiller VSD - for Pumps and Towers | 1 | 0.6 | 19594
[10 empty] | IND701 | Centrifugal Chiller, 0.51 kW/ton, 500 tons | 1 | 0.03 | 4249 | IND709 | Chiller -Window Film (Standard) | 1 | -0.83 | 4318
[10 empty] | IND703 | Chiller - EMS | 1 | 0.6 | 19594 | IND721 | DX Packaged System, EER=10.9, 10 tons | 1 | 0 | 3861
[10 empty] | IND705 | Chiller VSD - for Pumps and Towers | 1 | 0.6 | 19594 | IND724 | DX Tune Up/ Advanced Diagnostics | 1 | 0 | 3429
[10 empty] | IND709 | Chiller -Window Film (Standard) | 1 | -0.83 | 4318 | IND729 | DX -Window Film (Standard) | 1 | -0.83 | 4318
[10 empty] | IND721 | DX Packaged System, EER=10.9, 10 tons | 1 | 0 | 3861 | IND732 | Run Time Optimizer | 1 | 0 | 6421
[10 empty] | IND724 | DX Tune Up/ Advanced Diagnostics | 1 | 0 | 3429 | IND733 | Dehumidification Hybrid Desiccant Heat Pump PER 5 TON | 1 | 1.4 | 4029
[10 empty] | IND729 | DX -Window Film (Standard) | 1 | -0.83 | 4318 | IND801 | Premium T8, Elecctronic Ballast | 1 | 0.62 | 3311
[10 empty] | IND732 | Run Time Optimizer | 1 | 0 | 6421 | IND802 | CFL Hardwired, Modular 18W | 1 | 0.62 | 3311
[10 empty] | IND733 | Dehumidification Hybrid Desiccant Heat Pump PER 5 TON | 1 | 1.4 | 4029 | IND804 | High Bay T5 | 1 | 0.62 | 3311
[10 empty] | IND801 | Premium T8, Elecctronic Ballast | 1 | 0.62 | 3311 | IND808 | LED High Bay 83W | 1 | 0.64 | 3311
[10 empty] | IND802 | CFL Hardwired, Modular 18W | 1 | 0.62 | 3311 | IND901 | Replace V-belts | 1 | 0.91 | 7101
[10 empty] | IND804 | High Bay T5 | 1 | 0.62 | 3311 | IND902 | Membranes for wastewater | 1 | 1.28 | 4046
[10 empty] | IND808 | LED High Bay 83W | 1 | 0.64 | 3311 | INL107 | Comp Air - Motor practices-1 (1-5 HP) | 1 | 0.9 | 7348
[10 empty] | IND901 | Replace V-belts | 1 | 0.91 | 7101 | INL110 | Comp Air - Motor practices-1 (6-100 HP) | 1 | 0.9 | 7348
[10 empty] | IND902 | Membranes for wastewater | 1 | 1.28 | 4046 | INL111 | Comp Air - Replace 100+ HP motor | 1 | 0.9 | 7348
[10 empty] | INL107 | Comp Air - Motor practices-1 (1-5 HP) | 1 | 0.9 | 7348 | INL113 | Comp Air - Motor practices-1 (100+ HP) | 1 | 0.9 | 7348
[10 empty] | INL110 | Comp Air - Motor practices-1 (6-100 HP) | 1 | 0.9 | 7348 | INL114 | Power recovery | 1 | 0.94 | 11487
[10 empty] | INL111 | Comp Air - Replace 100+ HP motor | 1 | 0.9 | 7348 | INL115 | Refinery Controls | 1 | 0.94 | 11487
[10 empty] | INL113 | Comp Air - Motor practices-1 (100+ HP) | 1 | 0.9 | 7348 | INL202 | Fans - Controls | 1 | 0.9 | 7348
[10 empty] | INL114 | Power recovery | 1 | 0.94 | 11487 | INL203 | Fans - System Optimization | 1 | 1.91 | 15560
[10 empty] | INL115 | Refinery Controls | 1 | 0.94 | 11487 | INL207 | Fans - Motor practices-1 (1-5 HP) | 1 | 0.9 | 7348
[10 empty] | INL202 | Fans - Controls | 1 | 0.9 | 7348 | INL210 | Fans - Motor practices-1 (6-100 HP) | 1 | 0.9 | 7348
[10 empty] | INL203 | Fans - System Optimization | 1 | 1.91 | 15560 | INL211 | Fans - Replace 100+ HP motor | 1 | 0.9 | 7348
[10 empty] | INL207 | Fans - Motor practices-1 (1-5 HP) | 1 | 0.9 | 7348 | INL213 | Fans - Motor practices-1 (100+ HP) | 1 | 0.9 | 7348
[10 empty] | INL210 | Fans - Motor practices-1 (6-100 HP) | 1 | 0.9 | 7348 | INL214 | Optimize drying process | 1 | 0.93 | 5759
[10 empty] | INL211 | Fans - Replace 100+ HP motor | 1 | 0.9 | 7348 | INL215 | Power recovery | 1 | 0.94 | 11487
[10 empty] | INL213 | Fans - Motor practices-1 (100+ HP) | 1 | 0.9 | 7348 | INL216 | Refinery Controls | 1 | 0.94 | 11487
[10 empty] | INL214 | Optimize drying process | 1 | 0.93 | 5759 | INL303 | Pumps - System Optimization | 1 | 0.9 | 7348
[10 empty] | INL215 | Power recovery | 1 | 0.94 | 11487 | INL307 | Pumps - Motor practices-1 (1-5 HP) | 1 | 0.9 | 7348
[10 empty] | INL216 | Refinery Controls | 1 | 0.94 | 11487 | INL310 | Pumps - Motor practices-1 (6-100 HP) | 1 | 0.9 | 7348
[10 empty] | INL303 | Pumps - System Optimization | 1 | 0.9 | 7348 | INL311 | Pumps - Replace 100+ HP motor | 1 | 0.9 | 7348
[10 empty] | INL307 | Pumps - Motor practices-1 (1-5 HP) | 1 | 0.9 | 7348 | INL313 | Pumps - Motor practices-1 (100+ HP) | 1 | 0.9 | 7348
[10 empty] | INL310 | Pumps - Motor practices-1 (6-100 HP) | 1 | 0.9 | 7348 | INL314 | Power recovery | 1 | 0.94 | 11487
[10 empty] | INL311 | Pumps - Replace 100+ HP motor | 1 | 0.9 | 7348 | INL315 | Refinery Controls | 1 | 0.94 | 11487
[10 empty] | INL313 | Pumps - Motor practices-1 (100+ HP) | 1 | 0.9 | 7348 | INL402 | O&M/drives spinning machines | 1 | 1.28 | 4046
[10 empty] | INL314 | Power recovery | 1 | 0.94 | 11487 | INL405 | Drives - EE motor | 1 | 0.95 | 7712
[10 empty] | INL315 | Refinery Controls | 1 | 0.94 | 11487 | INL408 | Optimization control PM | 1 | 0.95 | 8773
[10 empty] | INL402 | O&M/drives spinning machines | 1 | 1.28 | 4046 | INL410 | Efficient Printing press (fewer cylinders) | 1 | 0.78 | 7485
[10 empty] | INL405 | Drives - EE motor | 1 | 0.95 | 7712 | INL412 | Efficient drives | 1 | 0.78 | 7485
[10 empty] | INL408 | Optimization control PM | 1 | 0.95 | 8773 | INL413 | Clean Room - Controls | 1 | 0.87 | 9272
[10 empty] | INL410 | Efficient Printing press (fewer cylinders) | 1 | 0.78 | 7485 | INL414 | Clean Room - New Designs | 1 | 0.87 | 11058
[10 empty] | INL412 | Efficient drives | 1 | 0.78 | 7485 | INL416 | Process Drives - ASD | 1 | 0.92 | 9756
[10 empty] | INL413 | Clean Room - Controls | 1 | 0.87 | 9272 | INL418 | Extruders/injection Moulding-multipump | 1 | 0.9 | 7186
[10 empty] | INL414 | Clean Room - New Designs | 1 | 0.87 | 11058 | INL419 | Direct drive Extruders | 1 | 0.9 | 7186
[10 empty] | INL416 | Process Drives - ASD | 1 | 0.92 | 9756 | INL420 | Injection Moulding - Impulse Cooling | 1 | 0.9 | 7186
[10 empty] | INL418 | Extruders/injection Moulding-multipump | 1 | 0.9 | 7186 | INL421 | Injection Moulding - Direct drive | 1 | 0.9 | 7186
[10 empty] | INL419 | Direct drive Extruders | 1 | 0.9 | 7186 | INL424 | Process optimization | 1 | 0.96 | 8602
[10 empty] | INL420 | Injection Moulding - Impulse Cooling | 1 | 0.9 | 7186 | INL425 | Drives - Process Control | 1 | 0.92 | 5673
[10 empty] | INL421 | Injection Moulding - Direct drive | 1 | 0.9 | 7186 | INL426 | Efficient drives - rolling | 1 | 0.92 | 5673
[10 empty] | INL424 | Process optimization | 1 | 0.96 | 8602 | INL428 | Drives - Scheduling | 1 | 4.56 | 36534
[10 empty] | INL425 | Drives - Process Control | 1 | 0.92 | 5673 | INL429 | Machinery | 1 | 0.81 | 6323
[10 empty] | INL426 | Efficient drives - rolling | 1 | 0.92 | 5673 | INL430 | Efficient Machinery | 1 | 0.97 | 8454
[10 empty] | INL428 | Drives - Scheduling | 1 | 4.56 | 36534 | INL502 | Drying (UV/IR) | 1 | 2.24 | 7061
[10 empty] | INL429 | Machinery | 1 | 0.81 | 6323 | INL503 | Heat Pumps - Drying | 1 | 0.93 | 5759
[10 empty] | INL430 | Efficient Machinery | 1 | 0.97 | 8454 | INL505 | Efficient electric melting | 1 | 0.92 | 5673
[10 empty] | INL502 | Drying (UV/IR) | 1 | 2.24 | 7061 | INL508 | Heating - Process Control | 1 | 0.92 | 5673
[10 empty] | INL503 | Heat Pumps - Drying | 1 | 0.93 | 5759 | INL509 | Efficient Curing ovens | 1 | 0.83 | 6678
[10 empty] | INL505 | Efficient electric melting | 1 | 0.92 | 5673 | INL511 | Heating - Scheduling | 1 | 4.01 | 29195
[10 empty] | INL508 | Heating - Process Control | 1 | 0.92 | 5673 | INL552 | Optimization Refrigeration | 1 | 0.55 | 5941
[10 empty] | INL509 | Efficient Curing ovens | 1 | 0.83 | 6678 | INL601 | Other Process Controls (batch + site) | 1 | 0.87 | 11058
[10 empty] | INL511 | Heating - Scheduling | 1 | 4.01 | 29195 | INL602 | Efficient desalter | 1 | 0.94 | 11487
[10 empty] | INL552 | Optimization Refrigeration | 1 | 0.55 | 5941 | INL603 | New transformers welding | 1 | 0.79 | 6033
[10 empty] | INL601 | Other Process Controls (batch + site) | 1 | 0.87 | 11058 | INL604 | Efficient processes (welding, etc.) | 1 | 0.88 | 7485
[10 empty] | INL602 | Efficient desalter | 1 | 0.94 | 11487 | INL605 | Process control | 1 | 0.97 | 8454
[10 empty] | INL603 | New transformers welding | 1 | 0.79 | 6033 | INL606 | Power recovery | 1 | 0.94 | 11487
[10 empty] | INL604 | Efficient processes (welding, etc.) | 1 | 0.88 | 7485 | INL607 | Refinery Controls | 1 | 0.94 | 11487
[10 empty] | INL605 | Process control | 1 | 0.97 | 8454 | INL701 | Centrifugal Chiller, 0.51 kW/ton, 500 tons | 1 | 0.03 | 4128
[10 empty] | INL606 | Power recovery | 1 | 0.94 | 11487 | INL703 | Chiller - EMS | 1 | 0.6 | 19594
[10 empty] | INL607 | Refinery Controls | 1 | 0.94 | 11487 | INL705 | Chiller VSD - for Pumps and Towers | 1 | 0.6 | 19594
[10 empty] | INL701 | Centrifugal Chiller, 0.51 kW/ton, 500 tons | 1 | 0.03 | 4128 | INL709 | Chiller -Window Film (Standard) | 1 | -0.73 | 4245
[10 empty] | INL703 | Chiller - EMS | 1 | 0.6 | 19594 | INL721 | DX Packaged System, EER=10.9, 10 tons | 1 | 0 | 3710
[10 empty] | INL705 | Chiller VSD - for Pumps and Towers | 1 | 0.6 | 19594 | INL724 | DX Tune Up/ Advanced Diagnostics | 1 | 0 | 3429
[10 empty] | INL709 | Chiller -Window Film (Standard) | 1 | -0.73 | 4245 | INL729 | DX -Window Film (Standard) | 1 | -0.73 | 4245
[10 empty] | INL721 | DX Packaged System, EER=10.9, 10 tons | 1 | 0 | 3710 | INL732 | Run Time Optimizer | 1 | 0 | 6421
[10 empty] | INL724 | DX Tune Up/ Advanced Diagnostics | 1 | 0 | 3429 | INL733 | Dehumidification Hybrid Desiccant Heat Pump PER 5 TON | 1 | 1.4 | 4029
[10 empty] | INL729 | DX -Window Film (Standard) | 1 | -0.73 | 4245 | INL801 | Premium T8, Elecctronic Ballast | 1 | 0.64 | 3311
[10 empty] | INL732 | Run Time Optimizer | 1 | 0 | 6421 | INL802 | CFL Hardwired, Modular 18W | 1 | 0.64 | 3311
[10 empty] | INL733 | Dehumidification Hybrid Desiccant Heat Pump PER 5 TON | 1 | 1.4 | 4029 | INL808 | LED High Bay 83W | 1 | 0.64 | 3311
[10 empty] | INL801 | Premium T8, Elecctronic Ballast | 1 | 0.64 | 3311 | INL901 | Replace V-belts | 1 | 0.91 | 7101
[10 empty] | INL802 | CFL Hardwired, Modular 18W | 1 | 0.64 | 3311 | INL902 | Membranes for wastewater | 1 | 1.28 | 4046
[10 empty] | INL808 | LED High Bay 83W | 1 | 0.64 | 3311 | RMF114 | Proper Refrigerant Charging and Air Flow - SS AC | 0.13 | 0 | 324
[10 empty] | INL901 | Replace V-belts | 1 | 0.91 | 7101 | RMF115 | Electronically Commutated Motors (ECM) on an Air Handler Unit | 0.11 | 0.03 | 272
[10 empty] | INL902 | Membranes for wastewater | 1 | 1.28 | 4046 | RMF116 | Duct Repair - SS AC | 0.13 | 0.12 | 301
[10 empty] | RMF114 | Proper Refrigerant Charging and Air Flow - SS AC | 0.13 | 0 | 324 | RMF120 | Window Tinting - SS AC | 0.05 | 0 | 95
[10 empty] | RMF115 | Electronically Commutated Motors (ECM) on an Air Handler Unit | 0.11 | 0.03 | 272 | RMF121 | Default Window With Sunscreen - SS AC | 0.1 | -0.01 | 124
[10 empty] | RMF116 | Duct Repair - SS AC | 0.13 | 0.12 | 301 | RMF122 | Single Pane Clear Windows to Dbl Pane Low-E Windows - SS AC | 0.22 | 0.08 | 495
[10 empty] | RMF120 | Window Tinting - SS AC | 0.05 | 0 | 95 | RMF124 | Ceiling R-0 to R-19 Insulation - SS AC | 0.17 | 0.38 | 433
[10 empty] | RMF122 | Single Pane Clear Windows to Dbl Pane Low-E Windows - SS AC | 0.22 | 0.08 | 495 | RMF140 | Proper Refrigerant Charging and Air Flow | 0.13 | 0 | 324
[10 empty] | RMF124 | Ceiling R-0 to R-19 Insulation - SS AC | 0.17 | 0.38 | 433 | RMF141 | Electronically Commutated Motors (ECM) on an Air Handler Unit | 0.11 | 0.03 | 272
[10 empty] | RMF140 | Proper Refrigerant Charging and Air Flow | 0.13 | 0 | 324 | RMF142 | Duct Repair - SS HP | 0.13 | 0.12 | 301
[10 empty] | RMF141 | Electronically Commutated Motors (ECM) on an Air Handler Unit | 0.11 | 0.03 | 272 | RMF146 | Window Tinting - SS HP | 0.05 | 0 | 100
[10 empty] | RMF142 | Duct Repair - SS HP | 0.13 | 0.12 | 301 | RMF147 | Default Window With Sunscreen - SS HP | 0.1 | -0.01 | 119
[10 empty] | RMF146 | Window Tinting - SS HP | 0.05 | 0 | 100 | RMF148 | Single Pane Clear Windows to Dbl Pane Low-E Windows - SS HP | 0.21 | 0.08 | 473
[10 empty] | RMF148 | Single Pane Clear Windows to Dbl Pane Low-E Windows - SS HP | 0.21 | 0.08 | 473 | RMF150 | Ceiling R-0 to R-19 Insulation - SS HP | 0.17 | 0.38 | 433
[10 empty] | RMF150 | Ceiling R-0 to R-19 Insulation - SS HP | 0.17 | 0.38 | 433 | RMF202 | Ceiling R-0 to R-19 Insulation- Room AC | 0.17 | 0.38 | 433
[10 empty] | RMF202 | Ceiling R-0 to R-19 Insulation- Room AC | 0.17 | 0.38 | 433 | RMO114 | Proper Refrigerant Charging and Air Flow - SS AC | 0.13 | 0 | 309
[10 empty] | RMO114 | Proper Refrigerant Charging and Air Flow - SS AC | 0.13 | 0 | 309 | RMO115 | Electronically Commutated Motors (ECM) on an Air Handler Unit | 0.11 | 0.03 | 272
[10 empty] | RMO115 | Electronically Commutated Motors (ECM) on an Air Handler Unit | 0.11 | 0.03 | 272 | RMO124 | Ceiling R-0 to R-19 Insulation - SS AC | 0.09 | 0.42 | 268
[10 empty] | RMO124 | Ceiling R-0 to R-19 Insulation - SS AC | 0.09 | 0.42 | 268 | RMO140 | Proper Refrigerant Charging and Air Flow | 0.13 | 0 | 309
[10 empty] | RMO140 | Proper Refrigerant Charging and Air Flow | 0.13 | 0 | 309 | RMO141 | Electronically Commutated Motors (ECM) on an Air Handler Unit | 0.11 | 0.03 | 272
[10 empty] | RMO141 | Electronically Commutated Motors (ECM) on an Air Handler Unit | 0.11 | 0.03 | 272 | RMO150 | Ceiling R-0 to R-19 Insulation - SS HP | 0.09 | 0.42 | 268
[10 empty] | RMO150 | Ceiling R-0 to R-19 Insulation - SS HP | 0.09 | 0.42 | 268 | RMO202 | Ceiling R-0 to R-19 Insulation- Room AC | 0.09 | 0.42 | 268
[10 empty] | RMO202 | Ceiling R-0 to R-19 Insulation- Room AC | 0.09 | 0.42 | 268 | RSF115 | Electronically Commutated Motors (ECM) on an Air Handler Unit | 0.11 | 0.03 | 272
[10 empty] | RSF115 | Electronically Commutated Motors (ECM) on an Air Handler Unit | 0.11 | 0.03 | 272 | RSF116 | Duct Repair - SS AC | 0.25 | 0.31 | 532
[10 empty] | RSF116 | Duct Repair - SS AC | 0.25 | 0.31 | 532 | RSF124 | Ceiling R-0 to R-19 Insulation - SS AC | 0.24 | 0.62 | 649
[10 empty] | RSF124 | Ceiling R-0 to R-19 Insulation - SS AC | 0.24 | 0.62 | 649 | RSF141 | Electronically Commutated Motors (ECM) on an Air Handler Unit | 0.11 | 0.03 | 272
[10 empty] | RSF141 | Electronically Commutated Motors (ECM) on an Air Handler Unit | 0.11 | 0.03 | 272 | RSF142 | Duct Repair - SS HP | 0.25 | 0.31 | 532
[10 empty] | RSF142 | Duct Repair - SS HP | 0.25 | 0.31 | 532 | RSF150 | Ceiling R-0 to R-19 Insulation - SS HP | 0.24 | 0.62 | 649
[10 empty] | RSF150 | Ceiling R-0 to R-19 Insulation - SS HP | 0.24 | 0.62 | 649 | RSF202 | Ceiling R-0 to R-19 Insulation- Room AC | 0.24 | 0.62 | 649
[10 empty] | RSF202 | Ceiling R-0 to R-19 Insulation- Room AC | 0.24 | 0.62 | 649 | RSF801 | Two Speed Pool Pump (1.5 hp) | 0.33 | 0.32 | 1046
[10 empty] | RSF801 | Two Speed Pool Pump (1.5 hp) | 0.33 | 0.32 | 1046 | RSF803 | Variable-Speed Pool Pump (<1 hp) | 0.65 | 0.37 | 3162
[10 empty] | RSF803 | Variable-Speed Pool Pump (<1 hp) | 0.65 | 0.37 | 3162

## Sheet1 (hidden)
Lookup Codes | 1 |  | 2 | 4 | 5 | 6 | 8
Row ID | Measure ID | Program Name | Rate Class | Sub-Sector | Tech ID or One-off Program Number | Measure Code | Efficient Measure
1 | CD111 | Business Lighting | CD | Commercial | CLT802 | 111 | Premium T8, Elecctronic Ballast
2 | CD112 | Business Lighting | CD | Commercial | CLT801 | 112 | Premium T8, EB, Reflector
3 | CD113 | Business Lighting | CD | Commercial | CLOC01 | 113 | Occupancy Sensor
4 | CD114 | Business Lighting | CD | Commercial | CCDI01 | 114 | Continuous Dimming
5 | CD115 | Retrocommissioning | CD | Commercial | CLTN01 | 115 | Lighting Control Tuneup
6 | CD121 | Business Lighting | CD | Commercial | CLT802 | 121 | ROB Premium T8, 1EB
7 | CD122 | Business Lighting | CD | Commercial | CLT801 | 122 | ROB Premium T8, EB, Reflector
8 | CD123 | Business Lighting | CD | Commercial | CLOC01 | 123 | Occupancy Sensor
9 | CD124 | Retrocommissioning | CD | Commercial | CLTN01 | 124 | Lighting Control Tuneup
10 | CD125 | Business Lighting | CD | Commercial | CLT990 | 125 | LED Linear Tube 22W
11 | CD131 | Business Lighting | CD | Commercial | CCFS01 | 131 | CFL Screw-in 18W
12 | CD132 | Business Lighting | CD | Commercial | CLT991 | 132 | Flood LED 14W
13 | CD141 | Business Lighting | CD | Commercial | CCFL01 | 141 | CFL Hardwired, Modular 18W
14 | CD146 | Business Lighting | CD | Commercial | CLT992 | 146 | LED (12-Watt)
15 | CD151 | Business Lighting | CD | Commercial | CHIB03 | 151 | PSMH, 250W, magnetic ballast
16 | CD153 | Business Lighting | CD | Commercial | CHIB01 | 153 | High Bay T5
17 | CD154 | Business Lighting | CD | Commercial | CLT993 | 154 | LED High Bay 83W
18 | CD161 | Business Lighting | CD | Commercial | CLED01 | 161 | LED Exit Sign
19 | CD201 | Business Lighting | CD | Commercial | CHIB02 | 201 | High Pressure Sodium 250W Lamp
20 | CD202 | Business Lighting | CD | Commercial | COLC01 | 202 | Outdoor Lighting Controls Merc Vpr(Photocell/Timeclock)
21 | CD203 | Business Lighting | CD | Commercial | CLT994 | 203 | Outdoor LED 104W
22 | CD211 | Business Lighting | CD | Commercial | COLC01 | 211 | Outdoor Lighting Controls HID (Photocell/Timeclock)
23 | CD301 | HVAC | CD | Commercial | CCHL01 | 301 | Centrifugal Chiller, 0.51 kW/ton, 500 tons
24 | CD302 | Business Motors | CD | Commercial | CHFM01 | 302 | High Efficiency Chiller Motors
25 | CD304 | HVAC | CD | Commercial | CEMS01 | 304 | Chiller - EMS
26 | CD305 | HVAC | CD | Commercial | CCHT01 | 305 | Chiller - Tune Up/Diagnostics
27 | CD306 | Business Motors | CD | Commercial | CVSD01 | 306 | Chiller - VSD for Pumps and Towers
28 | CD307 | Retrocommissioning | CD | Commercial | CEMO01 | 307 | Chiller - EMS Optimization
29 | CD308 | HVAC | CD | Commercial | CAER01 | 308 | Chiller - Aerosole Duct Sealing
30 | CD309 | HVAC | CD | Commercial | CDCT01 | 309 | Chiller -Duct/Pipe Insulation
31 | CD311 | Business Building Envelope | CD | Commercial | CWIN01 | 311 | Chiller - Window Film (Standard)
32 | CD313 | Business Building Envelope | CD | Commercial | CCEI01 | 313 | Chiller - Ceiling Insulation
33 | CD314 | Business Building Envelope | CD | Commercial | CROF01 | 314 | Chiller - Roof Insulation
34 | CD315 | Business Building Envelope | CD | Commercial | CCLR01 | 315 | Chiller - Cool Roof
35 | CD321 | HVAC | CD | Commercial | CDXP01 | 321 | DX Packaged System, EER=10.9, 10 tons
36 | CD322 | HVAC | CD | Commercial | CDXP05 | 322 | Hybrid Dessicant-DX System (Trane CDQ)
37 | CD323 | HVAC | CD | Commercial | CDXP03 | 323 | Geothermal Heat Pump, EER=13, 10 tons
38 | CD326 | HVAC | CD | Commercial | CTNU01 | 326 | DX Tune Up/ Advanced Diagnostics
39 | CD327 | Retrocommissioning | CD | Commercial | CDXC01 | 327 | DX - Coil Cleaning
40 | CD328 | Retrocommissioning | CD | Commercial | COPT01 | 328 | DX - Optimize Controls
41 | CD329 | HVAC | CD | Commercial | CAER01 | 329 | DX - Aerosole Duct Sealing
42 | CD330 | HVAC | CD | Commercial | CDCT01 | 330 | DX - Duct / Pipe Insulation
43 | CD332 | Business Building Envelope | CD | Commercial | CWIN01 | 332 | DX -Window Film (Standard)
44 | CD334 | Business Building Envelope | CD | Commercial | CCEI01 | 334 | DX -Ceiling Insulation
45 | CD335 | Business Building Envelope | CD | Commercial | CROF01 | 335 | DX - Roof Insulation
46 | CD336 | Business Building Envelope | CD | Commercial | CCLR01 | 336 | DX - Cool Roof
47 | CD337 | HVAC | CD | Commercial | CDX990 | 337 | Run Time Optimizer
48 | CD338 | HVAC | CD | Commercial | CDX991 | 338 | Dehumidification Hybrid Desiccant Heat Pump PER 5 TON
49 | CD341 | HVAC | CD | Commercial | CDXP01 | 341 | Packaged HP System, EER=10.9, 10 tons
50 | CD342 | HVAC | CD | Commercial | CDXP03 | 342 | Geothermal Heat Pump, EER=13, 10 tons
51 | CD344 | HVAC | CD | Commercial | CAER01 | 344 | HP- Aerosole Duct Sealing
52 | CD345 | HVAC | CD | Commercial | CDCT01 | 345 | HP- Duct/Pipe Insulation
53 | CD347 | Business Building Envelope | CD | Commercial | CWIN01 | 347 | HP-Window Film (Standard)
54 | CD349 | Business Building Envelope | CD | Commercial | CCEI01 | 349 | HP-Ceiling Insulation
55 | CD350 | Business Building Envelope | CD | Commercial | CROF01 | 350 | HP-Roof Insulation
56 | CD351 | Business Building Envelope | CD | Commercial | CCLR01 | 351 | Cool Roof - DX
57 | CD361 | HVAC | CD | Commercial | CDXP04 | 361 | HE PTAC, EER=9.6, 1 ton
58 | CD362 | HVAC | CD | Commercial | CDCV02 | 362 | Occupancy Sensor (hotels)
59 | CD401 | Business Motors | CD | Commercial | CHFM01 | 401 | High Efficiency Fan Motor, 15hp, 1800rpm, 92.4%
60 | CD402 | Business Motors | CD | Commercial | CVSD01 | 402 | Variable Speed Drive Control
61 | CD403 | Retrocommissioning | CD | Commercial | CAIR01 | 403 | Air Handler Optimization
62 | CD404 | HVAC | CD | Commercial | CDXP02 | 404 | Electronically Commutated Motors (ECM) on an Air Handler Unit
63 | CD405 | HVAC | CD | Commercial | CDCV01 | 405 | Demand Control Ventilation (DCV)
64 | CD406 | HVAC | CD | Commercial | CERV01 | 406 | Energy Recovery Ventilation (ERV)
65 | CD407 | HVAC | CD | Commercial | CSMA01 | 407 | Separate Makeup Air / Exhaust Hoods AC
66 | CD501 | Business Motors | CD | Commercial | CHFM01 | 501 | High-efficiency fan motors
67 | CD502 | Business Refrigeration | CD | Commercial | CRSC01 | 502 | Strip curtains for walk-ins
68 | CD503 | Business Refrigeration | CD | Commercial | CRNC01 | 503 | Night covers for display cases
69 | CD504 | Business Refrigeration | CD | Commercial | CEFC01 | 504 | Evaporator fan controller for MT walk-ins
70 | CD505 | Business Refrigeration | CD | Commercial | CEFC01 | 505 | Efficient compressor motor
71 | CD506 | Business Refrigeration | CD | Commercial | CCMP01 | 506 | Compressor VSD retrofit
72 | CD507 | Business Refrigeration | CD | Commercial | CFHP01 | 507 | Floating head pressure controls
73 | CD508 | Business Refrigeration | CD | Commercial | CREF01 | 508 | Refrigeration Commissioning
74 | CD509 | Business Refrigeration | CD | Commercial | CDHG01 | 509 | Demand Hot Gas Defrost
75 | CD510 | Business Refrigeration | CD | Commercial | CDDE01 | 510 | Demand Defrost Electric
76 | CD511 | Business Refrigeration | CD | Commercial | CANS01 | 511 | Anti-sweat (humidistat) controls
77 | CD513 | Business Refrigeration | CD | Commercial | CHRV01 | 513 | High R-Value Glass Doors
78 | CD514 | Business Refrigeration | CD | Commercial | CRPL01 | 514 | Multiplex Compressor System
79 | CD515 | Business Refrigeration | CD | Commercial | CROS01 | 515 | Oversized Air Cooled Condenser
80 | CD516 | Business Refrigeration | CD | Commercial | CFCR01 | 516 | Freezer-Cooler Replacement Gaskets
81 | CD517 | Business Refrigeration | CD | Commercial | CRLE01 | 517 | LED Display Lighting
82 | CD518 | Business Refrigeration | CD | Commercial | CRLE09 | 518 | Ice Machine
83 | CD603 | Business Water Heating | CD | Commercial | CHPW01 | 603 | Heat Pump Water Heater (air source)
84 | CD606 | Business Water Heating | CD | Commercial | CDCS01 | 606 | Demand controlled circulating systems
85 | CD608 | Business Water Heating | CD | Commercial | CHRU01 | 608 | Heat Recovery Unit
86 | CD609 | Business Water Heating | CD | Commercial | CHTT01 | 609 | Heat Trap
87 | CD610 | Business Water Heating | CD | Commercial | CHWP01 | 610 | Hot Water Pipe Insulation
88 | CD611 | Business Water Heating | CD | Commercial | CHWP99 | 611 | 0.5 Faucet Aerator (DI) - Commercial
89 | CD612 | Business Water Heating | CD | Commercial | CHWP99 | 612 | 1.0 gpm Faucet Aerator (DI) -Commercial
90 | CD613 | Business Water Heating | CD | Commercial | CHWP99 | 613 | 1.5 gpm Faucet Aerator (DI) - Commercial
91 | CD701 | Bus_Misc | CD | Commercial | CPCP01 | 701 | PC Manual Power Management Enabling
92 | CD702 | Bus_Misc | CD | Commercial | CPCP01 | 702 | PC Network Power Management Enabling
93 | CD703 | Bus_Misc | CD | Commercial | CPCP99 | 703 | Server Virtulization
94 | CD711 | Bus_Misc | CD | Commercial | CEST01 | 711 | Energy Star or Better Monitor
95 | CD712 | Bus_Misc | CD | Commercial | CMPM01 | 712 | Monitor Power Management Enabling
96 | CD721 | Bus_Misc | CD | Commercial | CEST01 | 721 | Energy Star or Better Monitor
97 | CD722 | Bus_Misc | CD | Commercial | CMPM01 | 722 | Monitor Power Management Enabling
98 | CD731 | Bus_Misc | CD | Commercial | CEST01 | 731 | Energy Star or Better Copier
99 | CD732 | Bus_Misc | CD | Commercial | CCPM01 | 732 | Copier Power Management Enabling
100 | CD741 | Bus_Misc | CD | Commercial | CPCP01 | 741 | Printer Power Management Enabling
101 | CD801 | Bus_Misc | CD | Commercial | CCNV01 | 801 | Restaurant - Convection Oven
102 | CD811 | Bus_Misc | CD | Commercial | COOK01 | 811 | Restaurant - Efficient Fryer
103 | CD812 | Bus_Misc | CD | Commercial | COOK99 | 812 | Griddle
104 | CD813 | Bus_Misc | CD | Commercial | COOK99 | 813 | Steamer
105 | CD814 | Bus_Misc | CD | Commercial | COOK99 | 814 | Holding Cabinet
106 | CD901 | Bus_Misc | CD | Commercial | CVND01 | 901 | Vending Misers (cooled machines only)
107 | CL111 | Business Lighting | CL | Commercial | CLT802 | 111 | Premium T8, Elecctronic Ballast
108 | CL112 | Business Lighting | CL | Commercial | CLT801 | 112 | Premium T8, EB, Reflector
109 | CL113 | Business Lighting | CL | Commercial | CLOC01 | 113 | Occupancy Sensor
110 | CL114 | Business Lighting | CL | Commercial | CCDI01 | 114 | Continuous Dimming
111 | CL115 | Retrocommissioning | CL | Commercial | CLTN01 | 115 | Lighting Control Tuneup
112 | CL121 | Business Lighting | CL | Commercial | CLT802 | 121 | ROB Premium T8, 1EB
113 | CL122 | Business Lighting | CL | Commercial | CLT801 | 122 | ROB Premium T8, EB, Reflector
114 | CL123 | Business Lighting | CL | Commercial | CLOC01 | 123 | Occupancy Sensor
115 | CL124 | Retrocommissioning | CL | Commercial | CLTN01 | 124 | Lighting Control Tuneup
116 | CL125 | Business Lighting | CL | Commercial | CLT990 | 125 | LED Linear Tube 22W
117 | CL131 | Business Lighting | CL | Commercial | CCFS01 | 131 | CFL Screw-in 18W
118 | CL132 | Business Lighting | CL | Commercial | CLT991 | 132 | Flood LED 14W
119 | CL141 | Business Lighting | CL | Commercial | CCFL01 | 141 | CFL Hardwired, Modular 18W
120 | CL146 | Business Lighting | CL | Commercial | CLT992 | 146 | LED (12-Watt)
121 | CL151 | Business Lighting | CL | Commercial | CHIB03 | 151 | PSMH, 250W, magnetic ballast
122 | CL153 | Business Lighting | CL | Commercial | CHIB01 | 153 | High Bay T5
123 | CL154 | Business Lighting | CL | Commercial | CLT993 | 154 | LED High Bay 83W
124 | CL161 | Business Lighting | CL | Commercial | CLED01 | 161 | LED Exit Sign
125 | CL201 | Business Lighting | CL | Commercial | CHIB02 | 201 | High Pressure Sodium 250W Lamp
126 | CL202 | Business Lighting | CL | Commercial | COLC01 | 202 | Outdoor Lighting Controls Merc Vpr(Photocell/Timeclock)
127 | CL203 | Business Lighting | CL | Commercial | CLT994 | 203 | Outdoor LED 104W
128 | CL211 | Business Lighting | CL | Commercial | COLC01 | 211 | Outdoor Lighting Controls HID (Photocell/Timeclock)
129 | CL301 | HVAC | CL | Commercial | CCHL01 | 301 | Centrifugal Chiller, 0.51 kW/ton, 500 tons
130 | CL302 | Business Motors | CL | Commercial | CHFM01 | 302 | High Efficiency Chiller Motors
131 | CL304 | HVAC | CL | Commercial | CEMS01 | 304 | Chiller - EMS
132 | CL305 | HVAC | CL | Commercial | CCHT01 | 305 | Chiller - Tune Up/Diagnostics
133 | CL306 | Business Motors | CL | Commercial | CVSD01 | 306 | Chiller - VSD for Pumps and Towers
134 | CL307 | Retrocommissioning | CL | Commercial | CEMO01 | 307 | Chiller - EMS Optimization
135 | CL308 | HVAC | CL | Commercial | CAER01 | 308 | Chiller - Aerosole Duct Sealing
136 | CL309 | HVAC | CL | Commercial | CDCT01 | 309 | Chiller -Duct/Pipe Insulation
137 | CL311 | Business Building Envelope | CL | Commercial | CWIN01 | 311 | Chiller - Window Film (Standard)
138 | CL313 | Business Building Envelope | CL | Commercial | CCEI01 | 313 | Chiller - Ceiling Insulation
139 | CL314 | Business Building Envelope | CL | Commercial | CROF01 | 314 | Chiller - Roof Insulation
140 | CL315 | Business Building Envelope | CL | Commercial | CCLR01 | 315 | Chiller - Cool Roof
141 | CL321 | HVAC | CL | Commercial | CDXP01 | 321 | DX Packaged System, EER=10.9, 10 tons
142 | CL322 | HVAC | CL | Commercial | CDXP05 | 322 | Hybrid Dessicant-DX System (Trane CDQ)
143 | CL323 | HVAC | CL | Commercial | CDXP03 | 323 | Geothermal Heat Pump, EER=13, 10 tons
144 | CL326 | HVAC | CL | Commercial | CTNU01 | 326 | DX Tune Up/ Advanced Diagnostics
145 | CL327 | Retrocommissioning | CL | Commercial | CDXC01 | 327 | DX - Coil Cleaning
146 | CL328 | Retrocommissioning | CL | Commercial | COPT01 | 328 | DX - Optimize Controls
147 | CL329 | HVAC | CL | Commercial | CAER01 | 329 | DX - Aerosole Duct Sealing
148 | CL330 | HVAC | CL | Commercial | CDCT01 | 330 | DX - Duct / Pipe Insulation
149 | CL332 | Business Building Envelope | CL | Commercial | CWIN01 | 332 | DX -Window Film (Standard)
150 | CL334 | Business Building Envelope | CL | Commercial | CCEI01 | 334 | DX -Ceiling Insulation
151 | CL335 | Business Building Envelope | CL | Commercial | CROF01 | 335 | DX - Roof Insulation
152 | CL336 | Business Building Envelope | CL | Commercial | CCLR01 | 336 | DX - Cool Roof
153 | CL337 | HVAC | CL | Commercial | CDX990 | 337 | Run Time Optimizer
154 | CL338 | HVAC | CL | Commercial | CDX991 | 338 | Dehumidification Hybrid Desiccant Heat Pump PER 5 TON
155 | CL341 | HVAC | CL | Commercial | CDXP01 | 341 | Packaged HP System, EER=10.9, 10 tons
156 | CL342 | HVAC | CL | Commercial | CDXP03 | 342 | Geothermal Heat Pump, EER=13, 10 tons
157 | CL344 | HVAC | CL | Commercial | CAER01 | 344 | HP- Aerosole Duct Sealing
158 | CL345 | HVAC | CL | Commercial | CDCT01 | 345 | HP- Duct/Pipe Insulation
159 | CL347 | Business Building Envelope | CL | Commercial | CWIN01 | 347 | HP-Window Film (Standard)
160 | CL349 | Business Building Envelope | CL | Commercial | CCEI01 | 349 | HP-Ceiling Insulation
161 | CL350 | Business Building Envelope | CL | Commercial | CROF01 | 350 | HP-Roof Insulation
162 | CL351 | Business Building Envelope | CL | Commercial | CCLR01 | 351 | Cool Roof - DX
163 | CL361 | HVAC | CL | Commercial | CDXP04 | 361 | HE PTAC, EER=9.6, 1 ton
164 | CL362 | HVAC | CL | Commercial | CDCV02 | 362 | Occupancy Sensor (hotels)
165 | CL401 | Business Motors | CL | Commercial | CHFM01 | 401 | High Efficiency Fan Motor, 15hp, 1800rpm, 92.4%
166 | CL402 | Business Motors | CL | Commercial | CVSD01 | 402 | Variable Speed Drive Control
167 | CL403 | Retrocommissioning | CL | Commercial | CAIR01 | 403 | Air Handler Optimization
168 | CL404 | HVAC | CL | Commercial | CDXP02 | 404 | Electronically Commutated Motors (ECM) on an Air Handler Unit
169 | CL405 | HVAC | CL | Commercial | CDCV01 | 405 | Demand Control Ventilation (DCV)
170 | CL406 | HVAC | CL | Commercial | CERV01 | 406 | Energy Recovery Ventilation (ERV)
171 | CL407 | HVAC | CL | Commercial | CSMA01 | 407 | Separate Makeup Air / Exhaust Hoods AC
172 | CL501 | Business Motors | CL | Commercial | CHFM01 | 501 | High-efficiency fan motors
173 | CL502 | Business Refrigeration | CL | Commercial | CRSC01 | 502 | Strip curtains for walk-ins
174 | CL503 | Business Refrigeration | CL | Commercial | CRNC01 | 503 | Night covers for display cases
175 | CL504 | Business Refrigeration | CL | Commercial | CEFC01 | 504 | Evaporator fan controller for MT walk-ins
176 | CL505 | Business Refrigeration | CL | Commercial | CEFC01 | 505 | Efficient compressor motor
177 | CL506 | Business Refrigeration | CL | Commercial | CCMP01 | 506 | Compressor VSD retrofit
178 | CL507 | Business Refrigeration | CL | Commercial | CFHP01 | 507 | Floating head pressure controls
179 | CL508 | Business Refrigeration | CL | Commercial | CREF01 | 508 | Refrigeration Commissioning
180 | CL509 | Business Refrigeration | CL | Commercial | CDHG01 | 509 | Demand Hot Gas Defrost
181 | CL510 | Business Refrigeration | CL | Commercial | CDDE01 | 510 | Demand Defrost Electric
182 | CL511 | Business Refrigeration | CL | Commercial | CANS01 | 511 | Anti-sweat (humidistat) controls
183 | CL513 | Business Refrigeration | CL | Commercial | CHRV01 | 513 | High R-Value Glass Doors
184 | CL514 | Business Refrigeration | CL | Commercial | CRPL01 | 514 | Multiplex Compressor System
185 | CL515 | Business Refrigeration | CL | Commercial | CROS01 | 515 | Oversized Air Cooled Condenser
186 | CL516 | Business Refrigeration | CL | Commercial | CFCR01 | 516 | Freezer-Cooler Replacement Gaskets
187 | CL517 | Business Refrigeration | CL | Commercial | CRLE01 | 517 | LED Display Lighting
188 | CL518 | Business Refrigeration | CL | Commercial | CRLE09 | 518 | Ice Machine
189 | CL603 | Business Water Heating | CL | Commercial | CHPW01 | 603 | Heat Pump Water Heater (air source)
190 | CL606 | Business Water Heating | CL | Commercial | CDCS01 | 606 | Demand controlled circulating systems
191 | CL608 | Business Water Heating | CL | Commercial | CHRU01 | 608 | Heat Recovery Unit
192 | CL609 | Business Water Heating | CL | Commercial | CHTT01 | 609 | Heat Trap
193 | CL610 | Business Water Heating | CL | Commercial | CHWP01 | 610 | Hot Water Pipe Insulation
194 | CL611 | Business Water Heating | CL | Commercial | CHWP99 | 611 | 0.5 Faucet Aerator (DI) - Commercial
195 | CL612 | Business Water Heating | CL | Commercial | CHWP99 | 612 | 1.0 gpm Faucet Aerator (DI) -Commercial
196 | CL613 | Business Water Heating | CL | Commercial | CHWP99 | 613 | 1.5 gpm Faucet Aerator (DI) - Commercial
197 | CL701 | Bus_Misc | CL | Commercial | CPCP01 | 701 | PC Manual Power Management Enabling
198 | CL702 | Bus_Misc | CL | Commercial | CPCP01 | 702 | PC Network Power Management Enabling
199 | CL703 | Bus_Misc | CL | Commercial | CPCP99 | 703 | Server Virtulization
200 | CL711 | Bus_Misc | CL | Commercial | CEST01 | 711 | Energy Star or Better Monitor
201 | CL712 | Bus_Misc | CL | Commercial | CMPM01 | 712 | Monitor Power Management Enabling
202 | CL721 | Bus_Misc | CL | Commercial | CEST01 | 721 | Energy Star or Better Monitor
203 | CL722 | Bus_Misc | CL | Commercial | CMPM01 | 722 | Monitor Power Management Enabling
204 | CL731 | Bus_Misc | CL | Commercial | CEST01 | 731 | Energy Star or Better Copier
205 | CL732 | Bus_Misc | CL | Commercial | CCPM01 | 732 | Copier Power Management Enabling
206 | CL741 | Bus_Misc | CL | Commercial | CPCP01 | 741 | Printer Power Management Enabling
207 | CL801 | Bus_Misc | CL | Commercial | CCNV01 | 801 | Restaurant - Convection Oven
208 | CL811 | Bus_Misc | CL | Commercial | COOK01 | 811 | Restaurant - Efficient Fryer
209 | CL812 | Bus_Misc | CL | Commercial | COOK99 | 812 | Griddle
210 | CL813 | Bus_Misc | CL | Commercial | COOK99 | 813 | Steamer
211 | CL814 | Bus_Misc | CL | Commercial | COOK99 | 814 | Holding Cabinet
212 | CL901 | Bus_Misc | CL | Commercial | CVND01 | 901 | Vending Misers (cooled machines only)
213 | CS111 | Business Lighting | CS | Commercial | CLT802 | 111 | Premium T8, Elecctronic Ballast
214 | CS112 | Business Lighting | CS | Commercial | CLT801 | 112 | Premium T8, EB, Reflector
215 | CS113 | Business Lighting | CS | Commercial | CLOC01 | 113 | Occupancy Sensor
216 | CS114 | Business Lighting | CS | Commercial | CCDI01 | 114 | Continuous Dimming
217 | CS115 | Retrocommissioning | CS | Commercial | CLTN01 | 115 | Lighting Control Tuneup
218 | CS121 | Business Lighting | CS | Commercial | CLT802 | 121 | ROB Premium T8, 1EB
219 | CS122 | Business Lighting | CS | Commercial | CLT801 | 122 | ROB Premium T8, EB, Reflector
220 | CS123 | Business Lighting | CS | Commercial | CLOC01 | 123 | Occupancy Sensor
221 | CS124 | Retrocommissioning | CS | Commercial | CLTN01 | 124 | Lighting Control Tuneup
222 | CS125 | Business Lighting | CS | Commercial | CLT990 | 125 | LED Linear Tube 22W
223 | CS131 | Business Lighting | CS | Commercial | CCFS01 | 131 | CFL Screw-in 18W
224 | CS132 | Business Lighting | CS | Commercial | CLT991 | 132 | Flood LED 14W
225 | CS141 | Business Lighting | CS | Commercial | CCFL01 | 141 | CFL Hardwired, Modular 18W
226 | CS146 | Business Lighting | CS | Commercial | CLT992 | 146 | LED (12-Watt)
227 | CS151 | Business Lighting | CS | Commercial | CHIB03 | 151 | PSMH, 250W, magnetic ballast
228 | CS153 | Business Lighting | CS | Commercial | CHIB01 | 153 | High Bay T5
229 | CS154 | Business Lighting | CS | Commercial | CLT993 | 154 | LED High Bay 83W
230 | CS161 | Business Lighting | CS | Commercial | CLED01 | 161 | LED Exit Sign
231 | CS201 | Business Lighting | CS | Commercial | CHIB02 | 201 | High Pressure Sodium 250W Lamp
232 | CS202 | Business Lighting | CS | Commercial | COLC01 | 202 | Outdoor Lighting Controls Merc Vpr(Photocell/Timeclock)
233 | CS203 | Business Lighting | CS | Commercial | CLT994 | 203 | Outdoor LED 104W
234 | CS211 | Business Lighting | CS | Commercial | COLC01 | 211 | Outdoor Lighting Controls HID (Photocell/Timeclock)
235 | CS302 | Business Motors | CS | Commercial | CHFM01 | 302 | High Efficiency Chiller Motors
236 | CS304 | HVAC | CS | Commercial | CEMS01 | 304 | Chiller - EMS
237 | CS305 | HVAC | CS | Commercial | CCHT01 | 305 | Chiller - Tune Up/Diagnostics
238 | CS306 | Business Motors | CS | Commercial | CVSD01 | 306 | Chiller - VSD for Pumps and Towers
239 | CS307 | Retrocommissioning | CS | Commercial | CEMO01 | 307 | Chiller - EMS Optimization
240 | CS308 | HVAC | CS | Commercial | CAER01 | 308 | Chiller - Aerosole Duct Sealing
241 | CS309 | HVAC | CS | Commercial | CDCT01 | 309 | Chiller -Duct/Pipe Insulation
242 | CS311 | Business Building Envelope | CS | Commercial | CWIN01 | 311 | Chiller - Window Film (Standard)
243 | CS313 | Business Building Envelope | CS | Commercial | CCEI01 | 313 | Chiller - Ceiling Insulation
244 | CS314 | Business Building Envelope | CS | Commercial | CROF01 | 314 | Chiller - Roof Insulation
245 | CS315 | Business Building Envelope | CS | Commercial | CCLR01 | 315 | Chiller - Cool Roof
246 | CS321 | HVAC | CS | Commercial | CDXP01 | 321 | DX Packaged System, EER=10.9, 10 tons
247 | CS322 | HVAC | CS | Commercial | CDXP05 | 322 | Hybrid Dessicant-DX System (Trane CDQ)
248 | CS323 | HVAC | CS | Commercial | CDXP03 | 323 | Geothermal Heat Pump, EER=13, 10 tons
249 | CS326 | HVAC | CS | Commercial | CTNU01 | 326 | DX Tune Up/ Advanced Diagnostics
250 | CS327 | Retrocommissioning | CS | Commercial | CDXC01 | 327 | DX - Coil Cleaning
251 | CS328 | Retrocommissioning | CS | Commercial | COPT01 | 328 | DX - Optimize Controls
252 | CS329 | HVAC | CS | Commercial | CAER01 | 329 | DX - Aerosole Duct Sealing
253 | CS330 | HVAC | CS | Commercial | CDCT01 | 330 | DX - Duct / Pipe insulation
254 | CS332 | Business Building Envelope | CS | Commercial | CWIN01 | 332 | DX -Window Film (Standard)
255 | CS334 | Business Building Envelope | CS | Commercial | CCEI01 | 334 | DX -Ceiling Insulation
256 | CS335 | Business Building Envelope | CS | Commercial | CROF01 | 335 | DX - Roof Insulation
257 | CS336 | Business Building Envelope | CS | Commercial | CCLR01 | 336 | DX - Cool Roof
258 | CS337 | HVAC | CS | Commercial | CDX990 | 337 | Run Time Optimizer
259 | CS338 | HVAC | CS | Commercial | CDX991 | 338 | Dehumidification Hybrid Desiccant Heat Pump PER 5 TON
260 | CS341 | HVAC | CS | Commercial | CDXP01 | 341 | Packaged HP System, EER=10.9, 10 tons
261 | CS342 | HVAC | CS | Commercial | CDXP03 | 342 | Geothermal Heat Pump, EER=13, 10 tons
262 | CS344 | HVAC | CS | Commercial | CAER01 | 344 | HP- Aerosole Duct Sealing
263 | CS345 | HVAC | CS | Commercial | CDCT01 | 345 | HP- Duct/Pipe Insulation
264 | CS347 | Business Building Envelope | CS | Commercial | CWIN01 | 347 | HP-Window Film (Standard)
265 | CS349 | Business Building Envelope | CS | Commercial | CCEI01 | 349 | HP-Ceiling Insulation
266 | CS350 | Business Building Envelope | CS | Commercial | CROF01 | 350 | HP-Roof Insulation
267 | CS351 | Business Building Envelope | CS | Commercial | CCLR01 | 351 | Cool Roof - DX
268 | CS361 | HVAC | CS | Commercial | CDXP04 | 361 | HE PTAC, EER=9.6, 1 ton
269 | CS362 | HVAC | CS | Commercial | CDCV02 | 362 | Occupancy Sensor (hotels)
270 | CS401 | Business Motors | CS | Commercial | CHFM01 | 401 | High Efficiency Fan Motor, 15hp, 1800rpm, 92.4%
271 | CS402 | Business Motors | CS | Commercial | CVSD01 | 402 | Variable Speed Drive Control
272 | CS403 | Retrocommissioning | CS | Commercial | CAIR01 | 403 | Air Handler Optimization
273 | CS404 | HVAC | CS | Commercial | CDXP02 | 404 | Electronically Commutated Motors (ECM) on an Air Handler Unit
274 | CS405 | HVAC | CS | Commercial | CDCV01 | 405 | Demand Control Ventilation (DCV)
275 | CS406 | HVAC | CS | Commercial | CERV01 | 406 | Energy Recovery Ventilation (ERV)
276 | CS407 | HVAC | CS | Commercial | CSMA01 | 407 | Separate Makeup Air / Exhaust Hoods AC
277 | CS501 | Business Motors | CS | Commercial | CHFM01 | 501 | High-efficiency fan motors
278 | CS502 | Business Refrigeration | CS | Commercial | CRSC01 | 502 | Strip curtains for walk-ins
279 | CS503 | Business Refrigeration | CS | Commercial | CRNC01 | 503 | Night covers for display cases
280 | CS504 | Business Refrigeration | CS | Commercial | CEFC01 | 504 | Evaporator fan controller for MT walk-ins
281 | CS505 | Business Refrigeration | CS | Commercial | CEFC01 | 505 | Efficient compressor motor
282 | CS506 | Business Refrigeration | CS | Commercial | CCMP01 | 506 | Compressor VSD retrofit
283 | CS507 | Business Refrigeration | CS | Commercial | CFHP01 | 507 | Floating head pressure controls
284 | CS508 | Business Refrigeration | CS | Commercial | CREF01 | 508 | Refrigeration Commissioning
285 | CS509 | Business Refrigeration | CS | Commercial | CDHG01 | 509 | Demand Hot Gas Defrost
286 | CS510 | Business Refrigeration | CS | Commercial | CDDE01 | 510 | Demand Defrost Electric
287 | CS511 | Business Refrigeration | CS | Commercial | CANS01 | 511 | Anti-sweat (humidistat) controls
288 | CS513 | Business Refrigeration | CS | Commercial | CHRV01 | 513 | High R-Value Glass Doors
289 | CS514 | Business Refrigeration | CS | Commercial | CRPL01 | 514 | Multiplex Compressor System
290 | CS515 | Business Refrigeration | CS | Commercial | CROS01 | 515 | Oversized Air Cooled Condenser
291 | CS516 | Business Refrigeration | CS | Commercial | CFCR01 | 516 | Freezer-Cooler Replacement Gaskets
292 | CS517 | Business Refrigeration | CS | Commercial | CRLE01 | 517 | LED Display Lighting
293 | CS518 | Business Refrigeration | CS | Commercial | CRLE09 | 518 | Ice Machine
294 | CS603 | Business Water Heating | CS | Commercial | CHPW01 | 603 | Heat Pump Water Heater (air source)
295 | CS606 | Business Water Heating | CS | Commercial | CDCS01 | 606 | Demand controlled circulating systems
296 | CS608 | Business Water Heating | CS | Commercial | CHRU01 | 608 | Heat Recovery Unit
297 | CS609 | Business Water Heating | CS | Commercial | CHTT01 | 609 | Heat Trap
298 | CS610 | Business Water Heating | CS | Commercial | CHWP01 | 610 | Hot Water Pipe Insulation
299 | CS611 | Business Water Heating | CS | Commercial | CHWP99 | 611 | 0.5 Faucet Aerator (DI) - Commercial
300 | CS612 | Business Water Heating | CS | Commercial | CHWP99 | 612 | 1.0 gpm Faucet Aerator (DI) -Commercial
301 | CS613 | Business Water Heating | CS | Commercial | CHWP99 | 613 | 1.5 gpm Faucet Aerator (DI) - Commercial
302 | CS701 | Bus_Misc | CS | Commercial | CPCP01 | 701 | PC Manual Power Management Enabling
303 | CS702 | Bus_Misc | CS | Commercial | CPCP01 | 702 | PC Network Power Management Enabling
304 | CS703 | Bus_Misc | CS | Commercial | CPCP99 | 703 | Server Virtulization
305 | CS711 | Bus_Misc | CS | Commercial | CEST01 | 711 | Energy Star or Better Monitor
306 | CS712 | Bus_Misc | CS | Commercial | CMPM01 | 712 | Monitor Power Management Enabling
307 | CS721 | Bus_Misc | CS | Commercial | CEST01 | 721 | Energy Star or Better Monitor
308 | CS722 | Bus_Misc | CS | Commercial | CMPM01 | 722 | Monitor Power Management Enabling
309 | CS731 | Bus_Misc | CS | Commercial | CEST01 | 731 | Energy Star or Better Copier
310 | CS732 | Bus_Misc | CS | Commercial | CCPM01 | 732 | Copier Power Management Enabling
311 | CS741 | Bus_Misc | CS | Commercial | CPCP01 | 741 | Printer Power Management Enabling
312 | CS801 | Bus_Misc | CS | Commercial | CCNV01 | 801 | Restaurant - Convection Oven
313 | CS811 | Bus_Misc | CS | Commercial | COOK01 | 811 | Restaurant - Efficient Fryer
314 | CS812 | Bus_Misc | CS | Commercial | COOK99 | 812 | Griddle
315 | CS813 | Bus_Misc | CS | Commercial | COOK99 | 813 | Steamer
316 | CS814 | Bus_Misc | CS | Commercial | COOK99 | 814 | Holding Cabinet
317 | CS901 | Bus_Misc | CS | Commercial | CVND01 | 901 | Vending Misers (cooled machines only)
318 | IND101 | Bus_Misc | IND | Industrial | 0 | 101 | Compressed Air-O&M
319 | IND102 | Bus_Misc | IND | Industrial | 0 | 102 | Compressed Air - Controls
320 | IND103 | Bus_Misc | IND | Industrial | 0 | 103 | Compressed Air - System Optimization
321 | IND104 | Bus_Misc | IND | Industrial | 0 | 104 | Compressed Air- Sizing
322 | IND105 | Business Motors | IND | Industrial | 0 | 105 | Comp Air - Replace 1-5 HP motor
323 | IND106 | Bus_Misc | IND | Industrial | 0 | 106 | Comp Air - ASD (1-5 hp)
324 | IND107 | Bus_Misc | IND | Industrial | 0 | 107 | Comp Air - Motor practices-1 (1-5 HP)
325 | IND108 | Business Motors | IND | Industrial | 0 | 108 | Comp Air - Replace 6-100 HP motor
326 | IND109 | Bus_Misc | IND | Industrial | 0 | 109 | Comp Air - ASD (6-100 hp)
327 | IND110 | Bus_Misc | IND | Industrial | 0 | 110 | Comp Air - Motor practices-1 (6-100 HP)
328 | IND111 | Business Motors | IND | Industrial | 0 | 111 | Comp Air - Replace 100+ HP motor
329 | IND112 | Bus_Misc | IND | Industrial | 0 | 112 | Comp Air - ASD (100+ hp)
330 | IND113 | Bus_Misc | IND | Industrial | 0 | 113 | Comp Air - Motor practices-1 (100+ HP)
331 | IND114 | Bus_Misc | IND | Industrial | 0 | 114 | Power recovery
332 | IND115 | Bus_Misc | IND | Industrial | 0 | 115 | Refinery Controls
333 | IND201 | Bus_Misc | IND | Industrial | 0 | 201 | Fans - O&M
334 | IND202 | Bus_Misc | IND | Industrial | 0 | 202 | Fans - Controls
335 | IND203 | Bus_Misc | IND | Industrial | 0 | 203 | Fans - System Optimization
336 | IND204 | Bus_Misc | IND | Industrial | 0 | 204 | Fans- Improve components
337 | IND205 | Bus_Misc | IND | Industrial | 0 | 205 | Fans - Replace 1-5 HP motor
338 | IND206 | Bus_Misc | IND | Industrial | 0 | 206 | Fans - ASD (1-5 hp)
339 | IND207 | Bus_Misc | IND | Industrial | 0 | 207 | Fans - Motor practices-1 (1-5 HP)
340 | IND208 | Bus_Misc | IND | Industrial | 0 | 208 | Fans - Replace 6-100 HP motor
341 | IND209 | Bus_Misc | IND | Industrial | 0 | 209 | Fans - ASD (6-100 hp)
342 | IND210 | Bus_Misc | IND | Industrial | 0 | 210 | Fans - Motor practices-1 (6-100 HP)
343 | IND211 | Bus_Misc | IND | Industrial | 0 | 211 | Fans - Replace 100+ HP motor
344 | IND212 | Bus_Misc | IND | Industrial | 0 | 212 | Fans - ASD (100+ hp)
345 | IND213 | Bus_Misc | IND | Industrial | 0 | 213 | Fans - Motor practices-1 (100+ HP)
346 | IND214 | Bus_Misc | IND | Industrial | 0 | 214 | Optimize drying process
347 | IND215 | Bus_Misc | IND | Industrial | 0 | 215 | Power recovery
348 | IND216 | Bus_Misc | IND | Industrial | 0 | 216 | Refinery Controls
349 | IND301 | Bus_Misc | IND | Industrial | 0 | 301 | Pumps - O&M
350 | IND302 | Bus_Misc | IND | Industrial | 0 | 302 | Pumps - Controls
351 | IND303 | Bus_Misc | IND | Industrial | 0 | 303 | Pumps - System Optimization
352 | IND304 | Bus_Misc | IND | Industrial | 0 | 304 | Pumps - Sizing
353 | IND305 | Bus_Misc | IND | Industrial | 0 | 305 | Pumps - Replace 1-5 HP motor
354 | IND306 | Bus_Misc | IND | Industrial | 0 | 306 | Pumps - ASD (1-5 hp)
355 | IND307 | Bus_Misc | IND | Industrial | 0 | 307 | Pumps - Motor practices-1 (1-5 HP)
356 | IND308 | Bus_Misc | IND | Industrial | 0 | 308 | Pumps - Replace 6-100 HP motor
357 | IND309 | Bus_Misc | IND | Industrial | 0 | 309 | Pumps - ASD (6-100 hp)
358 | IND310 | Bus_Misc | IND | Industrial | 0 | 310 | Pumps - Motor practices-1 (6-100 HP)
359 | IND311 | Bus_Misc | IND | Industrial | 0 | 311 | Pumps - Replace 100+ HP motor
360 | IND312 | Bus_Misc | IND | Industrial | 0 | 312 | Pumps - ASD (100+ hp)
361 | IND313 | Bus_Misc | IND | Industrial | 0 | 313 | Pumps - Motor practices-1 (100+ HP)
362 | IND314 | Bus_Misc | IND | Industrial | 0 | 314 | Power recovery
363 | IND315 | Bus_Misc | IND | Industrial | 0 | 315 | Refinery Controls
364 | IND401 | Bus_Misc | IND | Industrial | 0 | 401 | Bakery - Process (Mixing) - O&M
365 | IND402 | Bus_Misc | IND | Industrial | 0 | 402 | O&M/drives spinning machines
366 | IND403 | Bus_Misc | IND | Industrial | 0 | 403 | Air conveying systems
367 | IND404 | Bus_Misc | IND | Industrial | 0 | 404 | Replace V-Belts
368 | IND405 | Bus_Misc | IND | Industrial | 0 | 405 | Drives - EE motor
369 | IND406 | Bus_Misc | IND | Industrial | 0 | 406 | Gap Forming papermachine
370 | IND407 | Bus_Misc | IND | Industrial | 0 | 407 | High Consistency forming
371 | IND408 | Bus_Misc | IND | Industrial | 0 | 408 | Optimization control PM
372 | IND409 | Bus_Misc | IND | Industrial | 0 | 409 | Efficient practices printing press
373 | IND410 | Bus_Misc | IND | Industrial | 0 | 410 | Efficient Printing press (fewer cylinders)
374 | IND411 | Bus_Misc | IND | Industrial | 0 | 411 | Light cylinders
375 | IND412 | Bus_Misc | IND | Industrial | 0 | 412 | Efficient drives
376 | IND413 | Bus_Misc | IND | Industrial | 0 | 413 | Clean Room - Controls
377 | IND414 | Bus_Misc | IND | Industrial | 0 | 414 | Clean Room - New Designs
378 | IND415 | Bus_Misc | IND | Industrial | 0 | 415 | Drives - Process Controls (batch + site)
379 | IND416 | Bus_Misc | IND | Industrial | 0 | 416 | Process Drives - ASD
380 | IND417 | Bus_Misc | IND | Industrial | 0 | 417 | O&M - Extruders/Injection Moulding
381 | IND418 | Bus_Misc | IND | Industrial | 0 | 418 | Extruders/injection Moulding-multipump
382 | IND419 | Bus_Misc | IND | Industrial | 0 | 419 | Direct drive Extruders
383 | IND420 | Bus_Misc | IND | Industrial | 0 | 420 | Injection Moulding - Impulse Cooling
384 | IND421 | Bus_Misc | IND | Industrial | 0 | 421 | Injection Moulding - Direct drive
385 | IND422 | Bus_Misc | IND | Industrial | 0 | 422 | Efficient grinding
386 | IND423 | Bus_Misc | IND | Industrial | 0 | 423 | Process control
387 | IND424 | Bus_Misc | IND | Industrial | 0 | 424 | Process optimization
388 | IND425 | Bus_Misc | IND | Industrial | 0 | 425 | Drives - Process Control
389 | IND426 | Bus_Misc | IND | Industrial | 0 | 426 | Efficient drives - rolling
390 | IND427 | Bus_Misc | IND | Industrial | 0 | 427 | Drives - Optimization process (M&T)
391 | IND428 | Bus_Misc | IND | Industrial | 0 | 428 | Drives - Scheduling
392 | IND429 | Bus_Misc | IND | Industrial | 0 | 429 | Machinery
393 | IND430 | Bus_Misc | IND | Industrial | 0 | 430 | Efficient Machinery
394 | IND501 | Bus_Misc | IND | Industrial | 0 | 501 | Bakery - Process
395 | IND502 | Bus_Misc | IND | Industrial | 0 | 502 | Drying (UV/IR)
396 | IND503 | Bus_Misc | IND | Industrial | 0 | 503 | Heat Pumps - Drying
397 | IND504 | Bus_Misc | IND | Industrial | 0 | 504 | Top-heating (glass)
398 | IND505 | Bus_Misc | IND | Industrial | 0 | 505 | Efficient electric melting
399 | IND506 | Bus_Misc | IND | Industrial | 0 | 506 | Intelligent extruder (DOE)
400 | IND507 | Bus_Misc | IND | Industrial | 0 | 507 | Near Net Shape Casting
401 | IND508 | Bus_Misc | IND | Industrial | 0 | 508 | Heating - Process Control
402 | IND509 | Bus_Misc | IND | Industrial | 0 | 509 | Efficient Curing ovens
403 | IND510 | Bus_Misc | IND | Industrial | 0 | 510 | Heating - Optimization process (M&T)
404 | IND511 | Bus_Misc | IND | Industrial | 0 | 511 | Heating - Scheduling
405 | IND551 | Business Refrigeration | IND | Industrial | 0 | 551 | Efficient Refrigeration - Operations
406 | IND552 | Business Refrigeration | IND | Industrial | 0 | 552 | Optimization Refrigeration
407 | IND601 | Bus_Misc | IND | Industrial | 0 | 601 | Other Process Controls (batch + site)
408 | IND602 | Bus_Misc | IND | Industrial | 0 | 602 | Efficient desalter
409 | IND603 | Bus_Misc | IND | Industrial | 0 | 603 | New transformers welding
410 | IND604 | Bus_Misc | IND | Industrial | 0 | 604 | Efficient processes (welding, etc.)
411 | IND605 | Bus_Misc | IND | Industrial | 0 | 605 | Process control
412 | IND606 | Bus_Misc | IND | Industrial | 0 | 606 | Power recovery
413 | IND607 | Bus_Misc | IND | Industrial | 0 | 607 | Refinery Controls
414 | IND701 | HVAC | IND | Industrial | 0 | 701 | Centrifugal Chiller, 0.51 kW/ton, 500 tons
415 | IND702 | Bus_Misc | IND | Industrial | 0 | 702 | High Efficiency Chiller Motors
416 | IND703 | HVAC | IND | Industrial | 0 | 703 | Chiller - EMS
417 | IND704 | Retrocommissioning | IND | Industrial | 0 | 704 | Chiller- Tune Up/Diagnostics
418 | IND705 | Bus_Misc | IND | Industrial | 0 | 705 | Chiller VSD - for Pumps and Towers
419 | IND706 | Retrocommissioning | IND | Industrial | 0 | 706 | Chiller - EMS Optimization
420 | IND707 | HVAC | IND | Industrial | 0 | 707 | Chiller - Aerosole Duct Sealing
421 | IND708 | HVAC | IND | Industrial | 0 | 708 | Chiller - Duct/Pipe Insulation
422 | IND709 | Business Building Envelope | IND | Industrial | 0 | 709 | Chiller -Window Film (Standard)
423 | IND710 | Business Building Envelope | IND | Industrial | 0 | 710 | Chiller - Roof Insulation
424 | IND711 | Business Building Envelope | IND | Industrial | 0 | 711 | Chiller -Cool Roof
425 | IND721 | HVAC | IND | Industrial | 0 | 721 | DX Packaged System, EER=10.9, 10 tons
426 | IND722 | HVAC | IND | Industrial | 0 | 722 | Hybrid Dessicant-DX System (Trane CDQ)
427 | IND723 | HVAC | IND | Industrial | 0 | 723 | Geothermal Heat Pump, EER=13, 10 tons
428 | IND724 | HVAC | IND | Industrial | 0 | 724 | DX Tune Up/ Advanced Diagnostics
429 | IND725 | Retrocommissioning | IND | Industrial | 0 | 725 | DX Coil Cleaning
430 | IND726 | Retrocommissioning | IND | Industrial | 0 | 726 | DX -Optimize Controls
431 | IND727 | HVAC | IND | Industrial | 0 | 727 | DX -Aerosole Duct Sealing
432 | IND728 | HVAC | IND | Industrial | 0 | 728 | DX - Duct/Pipe Insulation
433 | IND729 | Business Building Envelope | IND | Industrial | 0 | 729 | DX -Window Film (Standard)
434 | IND730 | Business Building Envelope | IND | Industrial | 0 | 730 | DX -Roof Insulation
435 | IND731 | Business Building Envelope | IND | Industrial | 0 | 731 | DX - Cool Roof
436 | IND732 | HVAC | IND | Industrial | 0 | 732 | Run Time Optimizer
437 | IND733 | HVAC | IND | Industrial | 0 | 733 | Dehumidification Hybrid Desiccant Heat Pump PER 5 TON
438 | IND801 | Business Lighting | IND | Industrial | 0 | 801 | Premium T8, Elecctronic Ballast
439 | IND802 | Business Lighting | IND | Industrial | 0 | 802 | CFL Hardwired, Modular 18W
440 | IND803 | Business Lighting | IND | Industrial | 0 | 803 | CFL Screw-in 18W
441 | IND804 | Business Lighting | IND | Industrial | 0 | 804 | High Bay T5
442 | IND805 | Business Lighting | IND | Industrial | 0 | 805 | Occupancy Sensor
443 | IND806 | Business Lighting | IND | Industrial | 0 | 806 | LED Linear Tube 22W
444 | IND807 | Business Lighting | IND | Industrial | 0 | 807 | Flood LED 14W
445 | IND808 | Business Lighting | IND | Industrial | 0 | 808 | LED High Bay 83W
446 | IND901 | Bus_Misc | IND | Industrial | 0 | 901 | Replace V-belts
447 | IND902 | Bus_Misc | IND | Industrial | 0 | 902 | Membranes for wastewater
448 | INL101 | Bus_Misc | INL | Industrial | 0 | 101 | Compressed Air-O&M
449 | INL102 | Bus_Misc | INL | Industrial | 0 | 102 | Compressed Air - Controls
450 | INL103 | Bus_Misc | INL | Industrial | 0 | 103 | Compressed Air - System Optimization
451 | INL104 | Bus_Misc | INL | Industrial | 0 | 104 | Compressed Air- Sizing
452 | INL105 | Business Motors | INL | Industrial | 0 | 105 | Comp Air - Replace 1-5 HP motor
453 | INL106 | Bus_Misc | INL | Industrial | 0 | 106 | Comp Air - ASD (1-5 hp)
454 | INL107 | Bus_Misc | INL | Industrial | 0 | 107 | Comp Air - Motor practices-1 (1-5 HP)
455 | INL108 | Business Motors | INL | Industrial | 0 | 108 | Comp Air - Replace 6-100 HP motor
456 | INL109 | Bus_Misc | INL | Industrial | 0 | 109 | Comp Air - ASD (6-100 hp)
457 | INL110 | Bus_Misc | INL | Industrial | 0 | 110 | Comp Air - Motor practices-1 (6-100 HP)
458 | INL111 | Business Motors | INL | Industrial | 0 | 111 | Comp Air - Replace 100+ HP motor
459 | INL112 | Bus_Misc | INL | Industrial | 0 | 112 | Comp Air - ASD (100+ hp)
460 | INL113 | Bus_Misc | INL | Industrial | 0 | 113 | Comp Air - Motor practices-1 (100+ HP)
461 | INL114 | Bus_Misc | INL | Industrial | 0 | 114 | Power recovery
462 | INL115 | Bus_Misc | INL | Industrial | 0 | 115 | Refinery Controls
463 | INL201 | Bus_Misc | INL | Industrial | 0 | 201 | Fans - O&M
464 | INL202 | Bus_Misc | INL | Industrial | 0 | 202 | Fans - Controls
465 | INL203 | Bus_Misc | INL | Industrial | 0 | 203 | Fans - System Optimization
466 | INL204 | Bus_Misc | INL | Industrial | 0 | 204 | Fans- Improve components
467 | INL205 | Bus_Misc | INL | Industrial | 0 | 205 | Fans - Replace 1-5 HP motor
468 | INL206 | Bus_Misc | INL | Industrial | 0 | 206 | Fans - ASD (1-5 hp)
469 | INL207 | Bus_Misc | INL | Industrial | 0 | 207 | Fans - Motor practices-1 (1-5 HP)
470 | INL208 | Bus_Misc | INL | Industrial | 0 | 208 | Fans - Replace 6-100 HP motor
471 | INL209 | Bus_Misc | INL | Industrial | 0 | 209 | Fans - ASD (6-100 hp)
472 | INL210 | Bus_Misc | INL | Industrial | 0 | 210 | Fans - Motor practices-1 (6-100 HP)
473 | INL211 | Bus_Misc | INL | Industrial | 0 | 211 | Fans - Replace 100+ HP motor
474 | INL212 | Bus_Misc | INL | Industrial | 0 | 212 | Fans - ASD (100+ hp)
475 | INL213 | Bus_Misc | INL | Industrial | 0 | 213 | Fans - Motor practices-1 (100+ HP)
476 | INL214 | Bus_Misc | INL | Industrial | 0 | 214 | Optimize drying process
477 | INL215 | Bus_Misc | INL | Industrial | 0 | 215 | Power recovery
478 | INL216 | Bus_Misc | INL | Industrial | 0 | 216 | Refinery Controls
479 | INL301 | Bus_Misc | INL | Industrial | 0 | 301 | Pumps - O&M
480 | INL302 | Bus_Misc | INL | Industrial | 0 | 302 | Pumps - Controls
481 | INL303 | Bus_Misc | INL | Industrial | 0 | 303 | Pumps - System Optimization
482 | INL304 | Bus_Misc | INL | Industrial | 0 | 304 | Pumps - Sizing
483 | INL305 | Bus_Misc | INL | Industrial | 0 | 305 | Pumps - Replace 1-5 HP motor
484 | INL306 | Bus_Misc | INL | Industrial | 0 | 306 | Pumps - ASD (1-5 hp)
485 | INL307 | Bus_Misc | INL | Industrial | 0 | 307 | Pumps - Motor practices-1 (1-5 HP)
486 | INL308 | Bus_Misc | INL | Industrial | 0 | 308 | Pumps - Replace 6-100 HP motor
487 | INL309 | Bus_Misc | INL | Industrial | 0 | 309 | Pumps - ASD (6-100 hp)
488 | INL310 | Bus_Misc | INL | Industrial | 0 | 310 | Pumps - Motor practices-1 (6-100 HP)
489 | INL311 | Bus_Misc | INL | Industrial | 0 | 311 | Pumps - Replace 100+ HP motor
490 | INL312 | Bus_Misc | INL | Industrial | 0 | 312 | Pumps - ASD (100+ hp)
491 | INL313 | Bus_Misc | INL | Industrial | 0 | 313 | Pumps - Motor practices-1 (100+ HP)
492 | INL314 | Bus_Misc | INL | Industrial | 0 | 314 | Power recovery
493 | INL315 | Bus_Misc | INL | Industrial | 0 | 315 | Refinery Controls
494 | INL401 | Bus_Misc | INL | Industrial | 0 | 401 | Bakery - Process (Mixing) - O&M
495 | INL402 | Bus_Misc | INL | Industrial | 0 | 402 | O&M/drives spinning machines
496 | INL403 | Bus_Misc | INL | Industrial | 0 | 403 | Air conveying systems
497 | INL404 | Bus_Misc | INL | Industrial | 0 | 404 | Replace V-Belts
498 | INL405 | Bus_Misc | INL | Industrial | 0 | 405 | Drives - EE motor
499 | INL406 | Bus_Misc | INL | Industrial | 0 | 406 | Gap Forming papermachine
500 | INL407 | Bus_Misc | INL | Industrial | 0 | 407 | High Consistency forming
501 | INL408 | Bus_Misc | INL | Industrial | 0 | 408 | Optimization control PM
502 | INL409 | Bus_Misc | INL | Industrial | 0 | 409 | Efficient practices printing press
503 | INL410 | Bus_Misc | INL | Industrial | 0 | 410 | Efficient Printing press (fewer cylinders)
504 | INL411 | Bus_Misc | INL | Industrial | 0 | 411 | Light cylinders
505 | INL412 | Bus_Misc | INL | Industrial | 0 | 412 | Efficient drives
506 | INL413 | Bus_Misc | INL | Industrial | 0 | 413 | Clean Room - Controls
507 | INL414 | Bus_Misc | INL | Industrial | 0 | 414 | Clean Room - New Designs
508 | INL415 | Bus_Misc | INL | Industrial | 0 | 415 | Drives - Process Controls (batch + site)
509 | INL416 | Bus_Misc | INL | Industrial | 0 | 416 | Process Drives - ASD
510 | INL417 | Bus_Misc | INL | Industrial | 0 | 417 | O&M - Extruders/Injection Moulding
511 | INL418 | Bus_Misc | INL | Industrial | 0 | 418 | Extruders/injection Moulding-multipump
512 | INL419 | Bus_Misc | INL | Industrial | 0 | 419 | Direct drive Extruders
513 | INL420 | Bus_Misc | INL | Industrial | 0 | 420 | Injection Moulding - Impulse Cooling
514 | INL421 | Bus_Misc | INL | Industrial | 0 | 421 | Injection Moulding - Direct drive
515 | INL422 | Bus_Misc | INL | Industrial | 0 | 422 | Efficient grinding
516 | INL423 | Bus_Misc | INL | Industrial | 0 | 423 | Process control
517 | INL424 | Bus_Misc | INL | Industrial | 0 | 424 | Process optimization
518 | INL425 | Bus_Misc | INL | Industrial | 0 | 425 | Drives - Process Control
519 | INL426 | Bus_Misc | INL | Industrial | 0 | 426 | Efficient drives - rolling
520 | INL427 | Bus_Misc | INL | Industrial | 0 | 427 | Drives - Optimization process (M&T)
521 | INL428 | Bus_Misc | INL | Industrial | 0 | 428 | Drives - Scheduling
522 | INL429 | Bus_Misc | INL | Industrial | 0 | 429 | Machinery
523 | INL430 | Bus_Misc | INL | Industrial | 0 | 430 | Efficient Machinery
524 | INL501 | Bus_Misc | INL | Industrial | 0 | 501 | Bakery - Process
525 | INL502 | Bus_Misc | INL | Industrial | 0 | 502 | Drying (UV/IR)
526 | INL503 | Bus_Misc | INL | Industrial | 0 | 503 | Heat Pumps - Drying
527 | INL504 | Bus_Misc | INL | Industrial | 0 | 504 | Top-heating (glass)
528 | INL505 | Bus_Misc | INL | Industrial | 0 | 505 | Efficient electric melting
529 | INL506 | Bus_Misc | INL | Industrial | 0 | 506 | Intelligent extruder (DOE)
530 | INL507 | Bus_Misc | INL | Industrial | 0 | 507 | Near Net Shape Casting
531 | INL508 | Bus_Misc | INL | Industrial | 0 | 508 | Heating - Process Control
532 | INL509 | Bus_Misc | INL | Industrial | 0 | 509 | Efficient Curing ovens
533 | INL510 | Bus_Misc | INL | Industrial | 0 | 510 | Heating - Optimization process (M&T)
534 | INL511 | Bus_Misc | INL | Industrial | 0 | 511 | Heating - Scheduling
535 | INL551 | Business Refrigeration | INL | Industrial | 0 | 551 | Efficient Refrigeration - Operations
536 | INL552 | Business Refrigeration | INL | Industrial | 0 | 552 | Optimization Refrigeration
537 | INL601 | Bus_Misc | INL | Industrial | 0 | 601 | Other Process Controls (batch + site)
538 | INL602 | Bus_Misc | INL | Industrial | 0 | 602 | Efficient desalter
539 | INL603 | Bus_Misc | INL | Industrial | 0 | 603 | New transformers welding
540 | INL604 | Bus_Misc | INL | Industrial | 0 | 604 | Efficient processes (welding, etc.)
541 | INL605 | Bus_Misc | INL | Industrial | 0 | 605 | Process control
542 | INL606 | Bus_Misc | INL | Industrial | 0 | 606 | Power recovery
543 | INL607 | Bus_Misc | INL | Industrial | 0 | 607 | Refinery Controls
544 | INL701 | HVAC | INL | Industrial | 0 | 701 | Centrifugal Chiller, 0.51 kW/ton, 500 tons
545 | INL702 | Bus_Misc | INL | Industrial | 0 | 702 | High Efficiency Chiller Motors
546 | INL703 | HVAC | INL | Industrial | 0 | 703 | Chiller - EMS
547 | INL704 | Retrocommissioning | INL | Industrial | 0 | 704 | Chiller- Tune Up/Diagnostics
548 | INL705 | Bus_Misc | INL | Industrial | 0 | 705 | Chiller VSD - for Pumps and Towers
549 | INL706 | Retrocommissioning | INL | Industrial | 0 | 706 | Chiller - EMS Optimization
550 | INL707 | HVAC | INL | Industrial | 0 | 707 | Chiller - Aerosole Duct Sealing
551 | INL708 | HVAC | INL | Industrial | 0 | 708 | Chiller - Duct/Pipe Insulation
552 | INL709 | Business Building Envelope | INL | Industrial | 0 | 709 | Chiller -Window Film (Standard)
553 | INL710 | Business Building Envelope | INL | Industrial | 0 | 710 | Chiller - Roof Insulation
554 | INL711 | Business Building Envelope | INL | Industrial | 0 | 711 | Chiller -Cool Roof
555 | INL721 | HVAC | INL | Industrial | 0 | 721 | DX Packaged System, EER=10.9, 10 tons
556 | INL722 | Bus_Misc | INL | Industrial | 0 | 722 | Hybrid Dessicant-DX System (Trane CDQ)
557 | INL723 | Bus_Misc | INL | Industrial | 0 | 723 | Geothermal Heat Pump, EER=13, 10 tons
558 | INL724 | HVAC | INL | Industrial | 0 | 724 | DX Tune Up/ Advanced Diagnostics
559 | INL725 | Retrocommissioning | INL | Industrial | 0 | 725 | DX Coil Cleaning
560 | INL726 | Retrocommissioning | INL | Industrial | 0 | 726 | DX -Optimize Controls
561 | INL727 | HVAC | INL | Industrial | 0 | 727 | DX -Aerosole Duct Sealing
562 | INL728 | HVAC | INL | Industrial | 0 | 728 | DX - Duct/Pipe Insulation
563 | INL729 | Business Building Envelope | INL | Industrial | 0 | 729 | DX -Window Film (Standard)
564 | INL730 | Business Building Envelope | INL | Industrial | 0 | 730 | DX -Roof Insulation
565 | INL731 | Business Building Envelope | INL | Industrial | 0 | 731 | DX - Cool Roof
566 | INL732 | HVAC | INL | Industrial | 0 | 732 | Run Time Optimizer
567 | INL733 | HVAC | INL | Industrial | 0 | 733 | Dehumidification Hybrid Desiccant Heat Pump PER 5 TON
568 | INL801 | Business Lighting | INL | Industrial | 0 | 801 | Premium T8, Elecctronic Ballast
569 | INL802 | Business Lighting | INL | Industrial | 0 | 802 | CFL Hardwired, Modular 18W
570 | INL803 | Business Lighting | INL | Industrial | 0 | 803 | CFL Screw-in 18W
571 | INL804 | Business Lighting | INL | Industrial | 0 | 804 | High Bay T5
572 | INL805 | Business Lighting | INL | Industrial | 0 | 805 | Occupancy Sensor
573 | INL806 | Business Lighting | INL | Industrial | 0 | 806 | LED Linear Tube 22W
574 | INL807 | Business Lighting | INL | Industrial | 0 | 807 | Flood LED 14W
575 | INL808 | Business Lighting | INL | Industrial | 0 | 808 | LED High Bay 83W
576 | INL901 | Bus_Misc | INL | Industrial | 0 | 901 | Replace V-belts
577 | INL902 | Bus_Misc | INL | Industrial | 0 | 902 | Membranes for wastewater
578 | RMF102 | Air Conditioning | RMF | Multi Family | 0 | 102 | 15 SEER Split-System Air Conditioner
579 | RMF103 | Air Conditioning | RMF | Multi Family | 0 | 103 | 17 SEER Split-System Air Conditioner
580 | RMF104 | Air Conditioning | RMF | Multi Family | 0 | 104 | 19 SEER Split-System Air Conditioner
581 | RMF105 | Air Conditioning | RMF | Multi Family | 0 | 105 | 14 SEER Split-System Heat Pump
582 | RMF106 | Air Conditioning | RMF | Multi Family | 0 | 106 | 15 SEER Split-System Heat Pump
583 | RMF107 | Air Conditioning | RMF | Multi Family | 0 | 107 | 17 SEER Split-System Heat Pump
584 | RMF111 | Residential Building Envelope | RMF | Multi Family | 0 | 111 | Sealed Attic w/Sprayed Foam Insulated Roof Deck - SS AC
585 | RMF112 | Residential AC Tuneup | RMF | Multi Family | 0 | 112 | AC Maintenance (Outdoor Coil Cleaning) - SS AC
586 | RMF113 | Residential AC Tuneup | RMF | Multi Family | 0 | 113 | AC Maintenance (Indoor Coil Cleaning) - SS AC
587 | RMF114 | Residential Low Income Weatherization | RMF | Multi Family | 0 | 114 | Proper Refrigerant Charging and Air Flow - SS AC
588 | RMF115 | Air Conditioning | RMF | Multi Family | 0 | 115 | Electronically Commutated Motors (ECM) on an Air Handler Unit
589 | RMF116 | Residential Duct Testing and Repair | RMF | Multi Family | 0 | 116 | Duct Repair - SS AC
590 | RMF117 | Residential Building Envelope | RMF | Multi Family | 0 | 117 | Reflective Roof - SS AC
591 | RMF118 | Residential Building Envelope | RMF | Multi Family | 0 | 118 | Radient Barrier - SS AC
592 | RMF119 | Residential Building Envelope | RMF | Multi Family | 0 | 119 | Window Film - SS AC
593 | RMF120 | Residential Building Envelope | RMF | Multi Family | 0 | 120 | Window Tinting - SS AC
594 | RMF121 | Residential Building Envelope | RMF | Multi Family | 0 | 121 | Default Window With Sunscreen - SS AC
595 | RMF122 | Residential Building Envelope | RMF | Multi Family | 0 | 122 | Single Pane Clear Windows to Dbl Pane Low-E Windows - SS AC
596 | RMF124 | Residential Building Envelope | RMF | Multi Family | 0 | 124 | Ceiling R-0 to R-19 Insulation - SS AC
597 | RMF125 | Residential Building Envelope | RMF | Multi Family | 0 | 125 | Ceiling R-19 to R-38 Insulation - SS AC
598 | RMF126 | Residential Building Envelope | RMF | Multi Family | 0 | 126 | Wall 2x4 R-0 to Blow-In R-13 Insulation - SS AC
599 | RMF127 | Residential Building Envelope | RMF | Multi Family | 0 | 127 | Weather Strip/Caulk w/Blower Door - SS AC
600 | RMF132 | Air Conditioning | RMF | Multi Family | 0 | 132 | 15 SEER Split-System Heat Pump SS HP
601 | RMF133 | Air Conditioning | RMF | Multi Family | 0 | 133 | 17 SEER Split-System Heat Pump SS HP
602 | RMF137 | Residential Building Envelope | RMF | Multi Family | 0 | 137 | Sealed Attics
603 | RMF138 | Residential AC Tuneup | RMF | Multi Family | 0 | 138 | AC Maintenance (Outdoor Coil Cleaning) - SS HP
604 | RMF139 | Residential AC Tuneup | RMF | Multi Family | 0 | 139 | AC Maintenance (Indoor Coil Cleaning) - SS HP
605 | RMF140 | Residential Low Income Weatherization | RMF | Multi Family | 0 | 140 | Proper Refrigerant Charging and Air Flow
606 | RMF141 | Air Conditioning | RMF | Multi Family | 0 | 141 | Electronically Commutated Motors (ECM) on an Air Handler Unit
607 | RMF142 | Residential Duct Testing and Repair | RMF | Multi Family | 0 | 142 | Duct Repair - SS HP
608 | RMF143 | Residential Building Envelope | RMF | Multi Family | 0 | 143 | Reflective Roof- SS HP
609 | RMF144 | Residential Building Envelope | RMF | Multi Family | 0 | 144 | Radient Barrier - SS HP
610 | RMF145 | Residential Building Envelope | RMF | Multi Family | 0 | 145 | Window Film - SS HP
611 | RMF146 | Residential Building Envelope | RMF | Multi Family | 0 | 146 | Window Tinting - SS HP
612 | RMF147 | Residential Building Envelope | RMF | Multi Family | 0 | 147 | Default Window With Sunscreen - SS HP
613 | RMF148 | Residential Building Envelope | RMF | Multi Family | 0 | 148 | Single Pane Clear Windows to Dbl Pane Low-E Windows - SS HP
614 | RMF150 | Residential Building Envelope | RMF | Multi Family | 0 | 150 | Ceiling R-0 to R-19 Insulation - SS HP
615 | RMF151 | Residential Building Envelope | RMF | Multi Family | 0 | 151 | Ceiling R-19 to R-38 Insulation- SS HP
616 | RMF152 | Residential Building Envelope | RMF | Multi Family | 0 | 152 | Wall 2x4 R-0 to Blow-In R-13 Insulation - SS HP
617 | RMF153 | Residential Building Envelope | RMF | Multi Family | 0 | 153 | Weather Strip/Caulk w/Blower Door - SS HP
618 | RMF191 | Air Conditioning | RMF | Multi Family | 0 | 191 | HE Room Air Conditioner - EER 11
619 | RMF192 | Air Conditioning | RMF | Multi Family | 0 | 192 | HE Room Air Conditioner - EER 12
620 | RMF196 | Residential Building Envelope | RMF | Multi Family | 0 | 196 | Reflective Roof - Room AC
621 | RMF197 | Residential Building Envelope | RMF | Multi Family | 0 | 197 | Window Film- Room AC
622 | RMF198 | Residential Building Envelope | RMF | Multi Family | 0 | 198 | Window Tinting - Room AC
623 | RMF199 | Residential Building Envelope | RMF | Multi Family | 0 | 199 | Default Window With Sunscreen - Room AC
624 | RMF200 | Residential Building Envelope | RMF | Multi Family | 0 | 200 | Single Pane Clear Windows to Dbl Pane Low-E Windows - Room AC
625 | RMF202 | Residential Building Envelope | RMF | Multi Family | 0 | 202 | Ceiling R-0 to R-19 Insulation- Room AC
626 | RMF203 | Residential Building Envelope | RMF | Multi Family | 0 | 203 | Ceiling R-19 to R-38 Insulation- Room AC
627 | RMF204 | Residential Building Envelope | RMF | Multi Family | 0 | 204 | Wall 2x4 R-0 to Blow-In R-13 Insulation- Room AC
628 | RMF205 | Residential Building Envelope | RMF | Multi Family | 0 | 205 | Weather Strip/Caulk w/Blower Door - Room AC
629 | RMF221 | Lighting | RMF | Multi Family | 0 | 221 | CFL (18-Watt integral ballast), 0.5 hr/day
630 | RMF223 | Lighting | RMF | Multi Family | 0 | 223 | LED (12-Watt) Indoor
631 | RMF231 | Lighting | RMF | Multi Family | 0 | 231 | CFL (18-Watt integral ballast), 2.5 hr/day
632 | RMF241 | Lighting | RMF | Multi Family | 0 | 241 | CFL (18-Watt integral ballast), 6.0 hr/day
633 | RMF251a | Lighting | RMF | Multi Family | 0 | 251a | ROB 2L4'T8, 1EB - Indoor
634 | RMF251b | Lighting | RMF | Multi Family | 0 | 251b | ROB 2L4'T8, 1EB - Outdoor
635 | RMF252a | Lighting | RMF | Multi Family | 0 | 252a | RET 2L4'T8, 1EB - Indoor
636 | RMF252b | Lighting | RMF | Multi Family | 0 | 252b | RET 2L4'T8, 1EB - Outdoor
637 | RMF263 | Lighting | RMF | Multi Family | 0 | 263 | LED Directional 13W (Flood, Outdoor)
638 | RMF301 | Appliances | RMF | Multi Family | 0 | 301 | HE Refrigerator - Energy Star version of above
639 | RMF302 | Appliances | RMF | Multi Family | 0 | 302 | Fridge Appliance Recycling
640 | RMF351 | Res_Misc | RMF | Multi Family | 0 | 351 | HE Freezer
641 | RMF352 | Appliances | RMF | Multi Family | 0 | 352 | Freeze Appliance Recycling
642 | RMF401 | Res_Misc | RMF | Multi Family | 0 | 401 | Heat Pump Water Heater (EF=2.9)
643 | RMF404 | Res_Misc | RMF | Multi Family | 0 | 404 | AC Heat Recovery Units
644 | RMF405 | Residential Low Income Energy Audit | RMF | Multi Family | 0 | 405 | Low Flow Showerhead
645 | RMF406 | Residential Low Income Energy Audit | RMF | Multi Family | 0 | 406 | Pipe Wrap
646 | RMF407 | Residential Low Income Energy Audit | RMF | Multi Family | 0 | 407 | Faucet Aerators
647 | RMF408 | Residential Low Income Energy Audit | RMF | Multi Family | 0 | 408 | Water Heater Blanket
648 | RMF409 | Res_Misc | RMF | Multi Family | 0 | 409 | Water Heater Temperature Check and Adjustment
649 | RMF410 | Res_Misc | RMF | Multi Family | 0 | 410 | Water Heater Timeclock
650 | RMF411 | Res_Misc | RMF | Multi Family | 0 | 411 | Heat Trap
651 | RMF502 | Res_Misc | RMF | Multi Family | 0 | 502 | Energy Star CW CEE Tier 2 (MEF=2.0)
652 | RMF503 | Res_Misc | RMF | Multi Family | 0 | 503 | Energy Star CW CEE Tier 3 (MEF=2.2)
653 | RMF610 | Res_Misc | RMF | Multi Family | 0 | 610 | High Efficiency CD (EF=3.01 w/moisture sensor)
654 | RMF701 | Res_Misc | RMF | Multi Family | 0 | 701 | Energy Star DW (EF=0.68)
655 | RMF901 | Res_Misc | RMF | Multi Family | 0 | 901 | Energy Star TV
656 | RMF911 | Res_Misc | RMF | Multi Family | 0 | 911 | Energy Star Large Screen TV
657 | RMF921 | Res_Misc | RMF | Multi Family | 0 | 921 | Energy Star Set-Top Box
658 | RMF931 | Res_Misc | RMF | Multi Family | 0 | 931 | Energy Star DVD Player
659 | RMF941 | Res_Misc | RMF | Multi Family | 0 | 941 | Energy Star VCR
660 | RMF951 | Res_Misc | RMF | Multi Family | 0 | 951 | Energy Star Desktop PC
661 | RMF961 | Res_Misc | RMF | Multi Family | 0 | 961 | Energy Star Laptop PC
662 | RMF962 | Appliances | RMF | Multi Family | 0 | 962 | Smart Plug
663 | RMO102 | Air Conditioning | RMO | Mobile Home | 0 | 102 | 15 SEER Split-System Air Conditioner
664 | RMO103 | Air Conditioning | RMO | Mobile Home | 0 | 103 | 17 SEER Split-System Air Conditioner
665 | RMO104 | Air Conditioning | RMO | Mobile Home | 0 | 104 | 19 SEER Split-System Air Conditioner
666 | RMO105 | Air Conditioning | RMO | Mobile Home | 0 | 105 | 14 SEER Split-System Heat Pump
667 | RMO106 | Air Conditioning | RMO | Mobile Home | 0 | 106 | 15 SEER Split-System Heat Pump
668 | RMO107 | Air Conditioning | RMO | Mobile Home | 0 | 107 | 17 SEER Split-System Heat Pump
669 | RMO111 | Residential Building Envelope | RMO | Mobile Home | 0 | 111 | Sealed Attic w/Sprayed Foam Insulated Roof Deck - SS AC
670 | RMO112 | Residential AC Tuneup | RMO | Mobile Home | 0 | 112 | AC Maintenance (Outdoor Coil Cleaning) - SS AC
671 | RMO113 | Residential AC Tuneup | RMO | Mobile Home | 0 | 113 | AC Maintenance (Indoor Coil Cleaning) - SS AC
672 | RMO114 | Residential Low Income Weatherization | RMO | Mobile Home | 0 | 114 | Proper Refrigerant Charging and Air Flow - SS AC
673 | RMO115 | Air Conditioning | RMO | Mobile Home | 0 | 115 | Electronically Commutated Motors (ECM) on an Air Handler Unit
674 | RMO116 | Residential Duct Testing and Repair | RMO | Mobile Home | 0 | 116 | Duct Repair - SS AC
675 | RMO117 | Residential Building Envelope | RMO | Mobile Home | 0 | 117 | Reflective Roof - SS AC
676 | RMO118 | Residential Building Envelope | RMO | Mobile Home | 0 | 118 | Radient Barrier - SS AC
677 | RMO119 | Residential Building Envelope | RMO | Mobile Home | 0 | 119 | Window Film - SS AC
678 | RMO120 | Residential Building Envelope | RMO | Mobile Home | 0 | 120 | Window Tinting - SS AC
679 | RMO121 | Residential Building Envelope | RMO | Mobile Home | 0 | 121 | Default Window With Sunscreen - SS AC
680 | RMO122 | Residential Building Envelope | RMO | Mobile Home | 0 | 122 | Single Pane Clear Windows to Dbl Pane Low-E Windows - SS AC
681 | RMO124 | Residential Building Envelope | RMO | Mobile Home | 0 | 124 | Ceiling R-0 to R-19 Insulation - SS AC
682 | RMO125 | Residential Building Envelope | RMO | Mobile Home | 0 | 125 | Ceiling R-19 to R-38 Insulation - SS AC
683 | RMO126 | Residential Building Envelope | RMO | Mobile Home | 0 | 126 | Wall 2x4 R-0 to Blow-In R-13 Insulation - SS AC
684 | RMO127 | Residential Building Envelope | RMO | Mobile Home | 0 | 127 | Weather Strip/Caulk w/Blower Door - SS AC
685 | RMO132 | Air Conditioning | RMO | Mobile Home | 0 | 132 | 15 SEER Split-System Heat Pump SS HP
686 | RMO133 | Air Conditioning | RMO | Mobile Home | 0 | 133 | 17 SEER Split-System Heat Pump SS HP
687 | RMO137 | Residential Building Envelope | RMO | Mobile Home | 0 | 137 | Sealed Attics
688 | RMO138 | Residential AC Tuneup | RMO | Mobile Home | 0 | 138 | AC Maintenance (Outdoor Coil Cleaning) - SS HP
689 | RMO139 | Residential AC Tuneup | RMO | Mobile Home | 0 | 139 | AC Maintenance (Indoor Coil Cleaning) - SS HP
690 | RMO140 | Residential Low Income Weatherization | RMO | Mobile Home | 0 | 140 | Proper Refrigerant Charging and Air Flow
691 | RMO141 | Air Conditioning | RMO | Mobile Home | 0 | 141 | Electronically Commutated Motors (ECM) on an Air Handler Unit
692 | RMO142 | Residential Duct Testing and Repair | RMO | Mobile Home | 0 | 142 | Duct Repair - SS HP
693 | RMO143 | Residential Building Envelope | RMO | Mobile Home | 0 | 143 | Reflective Roof- SS HP
694 | RMO144 | Residential Building Envelope | RMO | Mobile Home | 0 | 144 | Radient Barrier - SS HP
695 | RMO145 | Residential Building Envelope | RMO | Mobile Home | 0 | 145 | Window Film - SS HP
696 | RMO146 | Residential Building Envelope | RMO | Mobile Home | 0 | 146 | Window Tinting - SS HP
697 | RMO147 | Residential Building Envelope | RMO | Mobile Home | 0 | 147 | Default Window With Sunscreen - SS HP
698 | RMO148 | Residential Building Envelope | RMO | Mobile Home | 0 | 148 | Single Pane Clear Windows to Dbl Pane Low-E Windows - SS HP
699 | RMO150 | Residential Building Envelope | RMO | Mobile Home | 0 | 150 | Ceiling R-0 to R-19 Insulation - SS HP
700 | RMO151 | Residential Building Envelope | RMO | Mobile Home | 0 | 151 | Ceiling R-19 to R-38 Insulation- SS HP
701 | RMO152 | Residential Building Envelope | RMO | Mobile Home | 0 | 152 | Wall 2x4 R-0 to Blow-In R-13 Insulation - SS HP
702 | RMO153 | Residential Building Envelope | RMO | Mobile Home | 0 | 153 | Weather Strip/Caulk w/Blower Door - SS HP
703 | RMO191 | Air Conditioning | RMO | Mobile Home | 0 | 191 | HE Room Air Conditioner - EER 11
704 | RMO192 | Air Conditioning | RMO | Mobile Home | 0 | 192 | HE Room Air Conditioner - EER 12
705 | RMO196 | Residential Building Envelope | RMO | Mobile Home | 0 | 196 | Reflective Roof - Room AC
706 | RMO197 | Residential Building Envelope | RMO | Mobile Home | 0 | 197 | Window Film- Room AC
707 | RMO198 | Residential Building Envelope | RMO | Mobile Home | 0 | 198 | Window Tinting - Room AC
708 | RMO199 | Residential Building Envelope | RMO | Mobile Home | 0 | 199 | Default Window With Sunscreen - Room AC
709 | RMO200 | Residential Building Envelope | RMO | Mobile Home | 0 | 200 | Single Pane Clear Windows to Dbl Pane Low-E Windows - Room AC
710 | RMO202 | Residential Building Envelope | RMO | Mobile Home | 0 | 202 | Ceiling R-0 to R-19 Insulation- Room AC
711 | RMO203 | Residential Building Envelope | RMO | Mobile Home | 0 | 203 | Ceiling R-19 to R-38 Insulation- Room AC
712 | RMO204 | Residential Building Envelope | RMO | Mobile Home | 0 | 204 | Wall 2x4 R-0 to Blow-In R-13 Insulation- Room AC
713 | RMO205 | Residential Building Envelope | RMO | Mobile Home | 0 | 205 | Weather Strip/Caulk w/Blower Door - Room AC
714 | RMO221 | Lighting | RMO | Mobile Home | 0 | 221 | CFL (18-Watt integral ballast), 0.5 hr/day
715 | RMO223 | Lighting | RMO | Mobile Home | 0 | 223 | LED (12-Watt) Indoor
716 | RMO231 | Lighting | RMO | Mobile Home | 0 | 231 | CFL (18-Watt integral ballast), 2.5 hr/day
717 | RMO241 | Lighting | RMO | Mobile Home | 0 | 241 | CFL (18-Watt integral ballast), 6.0 hr/day
718 | RMO251a | Lighting | RMO | Mobile Home | 0 | 251a | ROB 2L4'T8, 1EB - Indoor
719 | RMO251b | Lighting | RMO | Mobile Home | 0 | 251b | ROB 2L4'T8, 1EB - Outdoor
720 | RMO252a | Lighting | RMO | Mobile Home | 0 | 252a | RET 2L4'T8, 1EB - Indoor
721 | RMO252b | Lighting | RMO | Mobile Home | 0 | 252b | RET 2L4'T8, 1EB - Indoor
722 | RMO263 | Lighting | RMO | Mobile Home | 0 | 263 | LED Directional 13W (Flood, Outdoor)
723 | RMO301 | Appliances | RMO | Mobile Home | 0 | 301 | HE Refrigerator - Energy Star version of above
724 | RMO302 | Appliances | RMO | Mobile Home | 0 | 302 | Fridge Appliance Recycling
725 | RMO351 | Res_Misc | RMO | Mobile Home | 0 | 351 | HE Freezer
726 | RMO352 | Appliances | RMO | Mobile Home | 0 | 352 | Freeze Appliance Recycling
727 | RMO401 | Res_Misc | RMO | Mobile Home | 0 | 401 | Heat Pump Water Heater (EF=2.9)
728 | RMO404 | Res_Misc | RMO | Mobile Home | 0 | 404 | AC Heat Recovery Units
729 | RMO405 | Residential Low Income Energy Audit | RMO | Mobile Home | 0 | 405 | Low Flow Showerhead
730 | RMO406 | Residential Low Income Energy Audit | RMO | Mobile Home | 0 | 406 | Pipe Wrap
731 | RMO407 | Residential Low Income Energy Audit | RMO | Mobile Home | 0 | 407 | Faucet Aerators
732 | RMO408 | Residential Low Income Energy Audit | RMO | Mobile Home | 0 | 408 | Water Heater Blanket
733 | RMO409 | Residential Low Income Energy Audit | RMO | Mobile Home | 0 | 409 | Water Heater Temperature Check and Adjustment
734 | RMO410 | Residential Low Income Energy Audit | RMO | Mobile Home | 0 | 410 | Water Heater Timeclock
735 | RMO411 | Res_Misc | RMO | Mobile Home | 0 | 411 | Heat Trap
736 | RMO502 | Res_Misc | RMO | Mobile Home | 0 | 502 | Energy Star CW CEE Tier 2 (MEF=2.0)
737 | RMO503 | Res_Misc | RMO | Mobile Home | 0 | 503 | Energy Star CW CEE Tier 3 (MEF=2.2)
738 | RMO610 | Res_Misc | RMO | Mobile Home | 0 | 610 | High Efficiency CD (EF=3.01 w/moisture sensor)
739 | RMO701 | Res_Misc | RMO | Mobile Home | 0 | 701 | Energy Star DW (EF=0.68)
740 | RMO901 | Res_Misc | RMO | Mobile Home | 0 | 901 | Energy Star TV
741 | RMO911 | Res_Misc | RMO | Mobile Home | 0 | 911 | Energy Star Large Screen TV
742 | RMO921 | Res_Misc | RMO | Mobile Home | 0 | 921 | Energy Star Set-Top Box
743 | RMO931 | Res_Misc | RMO | Mobile Home | 0 | 931 | Energy Star DVD Player
744 | RMO941 | Res_Misc | RMO | Mobile Home | 0 | 941 | Energy Star VCR
745 | RMO951 | Res_Misc | RMO | Mobile Home | 0 | 951 | Energy Star Desktop PC
746 | RMO961 | Res_Misc | RMO | Mobile Home | 0 | 961 | Energy Star Laptop PC
747 | RMO962 | Appliances | RMO | Mobile Home | 0 | 962 | Smart Plug
748 | RSF102 | Air Conditioning | RSF | Single Family | 0 | 102 | 15 SEER Split-System Air Conditioner
749 | RSF103 | Air Conditioning | RSF | Single Family | 0 | 103 | 17 SEER Split-System Air Conditioner
750 | RSF104 | Air Conditioning | RSF | Single Family | 0 | 104 | 19 SEER Split-System Air Conditioner
751 | RSF105 | Air Conditioning | RSF | Single Family | 0 | 105 | 14 SEER Split-System Heat Pump
752 | RSF106 | Air Conditioning | RSF | Single Family | 0 | 106 | 15 SEER Split-System Heat Pump
753 | RSF107 | Air Conditioning | RSF | Single Family | 0 | 107 | 17 SEER Split-System Heat Pump
754 | RSF111 | Residential Building Envelope | RSF | Single Family | 0 | 111 | Sealed Attic w/Sprayed Foam Insulated Roof Deck - SS AC
755 | RSF112 | Residential AC Tuneup | RSF | Single Family | 0 | 112 | AC Maintenance (Outdoor Coil Cleaning) - SS AC
756 | RSF113 | Residential AC Tuneup | RSF | Single Family | 0 | 113 | AC Maintenance (Indoor Coil Cleaning) - SS AC
757 | RSF114 | Residential Low Income Weatherization | RSF | Single Family | 0 | 114 | Proper Refrigerant Charging and Air Flow - SS AC
758 | RSF115 | Air Conditioning | RSF | Single Family | 0 | 115 | Electronically Commutated Motors (ECM) on an Air Handler Unit
759 | RSF116 | Residential Duct Testing and Repair | RSF | Single Family | 0 | 116 | Duct Repair - SS AC
760 | RSF117 | Residential Building Envelope | RSF | Single Family | 0 | 117 | Reflective Roof - SS AC
761 | RSF118 | Residential Building Envelope | RSF | Single Family | 0 | 118 | Radient Barrier - SS AC
762 | RSF119 | Residential Building Envelope | RSF | Single Family | 0 | 119 | Window Film - SS AC
763 | RSF120 | Residential Building Envelope | RSF | Single Family | 0 | 120 | Window Tinting - SS AC
764 | RSF121 | Residential Building Envelope | RSF | Single Family | 0 | 121 | Default Window With Sunscreen - SS AC
765 | RSF122 | Residential Building Envelope | RSF | Single Family | 0 | 122 | Single Pane Clear Windows to Dbl Pane Low-E Windows - SS AC
766 | RSF124 | Residential Building Envelope | RSF | Single Family | 0 | 124 | Ceiling R-0 to R-19 Insulation - SS AC
767 | RSF125 | Residential Building Envelope | RSF | Single Family | 0 | 125 | Ceiling R-19 to R-38 Insulation - SS AC
768 | RSF126 | Residential Building Envelope | RSF | Single Family | 0 | 126 | Wall 2x4 R-0 to Blow-In R-13 Insulation - SS AC
769 | RSF127 | Residential Building Envelope | RSF | Single Family | 0 | 127 | Weather Strip/Caulk w/Blower Door - SS AC
770 | RSF132 | Air Conditioning | RSF | Single Family | 0 | 132 | 15 SEER Split-System Heat Pump- SS HP
771 | RSF133 | Air Conditioning | RSF | Single Family | 0 | 133 | 17 SEER Split-System Heat Pump- SS HP
772 | RSF137 | Residential Building Envelope | RSF | Single Family | 0 | 137 | Sealed Attics
773 | RSF138 | Residential AC Tuneup | RSF | Single Family | 0 | 138 | AC Maintenance (Outdoor Coil Cleaning) - SS HP
774 | RSF139 | Residential AC Tuneup | RSF | Single Family | 0 | 139 | AC Maintenance (Indoor Coil Cleaning) - SS HP
775 | RSF140 | Residential Low Income Weatherization | RSF | Single Family | 0 | 140 | Proper Refrigerant Charging and Air Flow
776 | RSF141 | Air Conditioning | RSF | Single Family | 0 | 141 | Electronically Commutated Motors (ECM) on an Air Handler Unit
777 | RSF142 | Residential Duct Testing and Repair | RSF | Single Family | 0 | 142 | Duct Repair - SS HP
778 | RSF143 | Residential Building Envelope | RSF | Single Family | 0 | 143 | Reflective Roof- SS HP
779 | RSF144 | Residential Building Envelope | RSF | Single Family | 0 | 144 | Radient Barrier - SS HP
780 | RSF145 | Residential Building Envelope | RSF | Single Family | 0 | 145 | Window Film - SS HP
781 | RSF146 | Residential Building Envelope | RSF | Single Family | 0 | 146 | Window Tinting - SS HP
782 | RSF147 | Residential Building Envelope | RSF | Single Family | 0 | 147 | Default Window With Sunscreen - SS HP
783 | RSF148 | Residential Building Envelope | RSF | Single Family | 0 | 148 | Single Pane Clear Windows to Dbl Pane Low-E Windows - SS HP
784 | RSF150 | Residential Building Envelope | RSF | Single Family | 0 | 150 | Ceiling R-0 to R-19 Insulation - SS HP
785 | RSF151 | Residential Building Envelope | RSF | Single Family | 0 | 151 | Ceiling R-19 to R-38 Insulation- SS HP
786 | RSF152 | Residential Building Envelope | RSF | Single Family | 0 | 152 | Wall 2x4 R-0 to Blow-In R-13 Insulation - SS HP
787 | RSF153 | Residential Building Envelope | RSF | Single Family | 0 | 153 | Weather Strip/Caulk w/Blower Door - SS HP
788 | RSF191 | Air Conditioning | RSF | Single Family | 0 | 191 | HE Room Air Conditioner - EER 11
789 | RSF192 | Air Conditioning | RSF | Single Family | 0 | 192 | HE Room Air Conditioner - EER 12
790 | RSF196 | Residential Building Envelope | RSF | Single Family | 0 | 196 | Reflective Roof - Room AC
791 | RSF197 | Residential Building Envelope | RSF | Single Family | 0 | 197 | Window Film- Room AC
792 | RSF198 | Residential Building Envelope | RSF | Single Family | 0 | 198 | Window Tinting - Room AC
793 | RSF199 | Residential Building Envelope | RSF | Single Family | 0 | 199 | Default Window With Sunscreen - Room AC
794 | RSF200 | Residential Building Envelope | RSF | Single Family | 0 | 200 | Single Pane Clear Windows to Dbl Pane Low-E Windows - Room AC
795 | RSF202 | Residential Building Envelope | RSF | Single Family | 0 | 202 | Ceiling R-0 to R-19 Insulation- Room AC
796 | RSF203 | Residential Building Envelope | RSF | Single Family | 0 | 203 | Ceiling R-19 to R-38 Insulation- Room AC
797 | RSF204 | Residential Building Envelope | RSF | Single Family | 0 | 204 | Wall 2x4 R-0 to Blow-In R-13 Insulation- Room AC
798 | RSF205 | Residential Building Envelope | RSF | Single Family | 0 | 205 | Weather Strip/Caulk w/Blower Door - Room AC
799 | RSF221 | Lighting | RSF | Single Family | 0 | 221 | CFL (18-Watt integral ballast), 0.5 hr/day
800 | RSF223 | Lighting | RSF | Single Family | 0 | 223 | LED (12-Watt) Indoor
801 | RSF231 | Lighting | RSF | Single Family | 0 | 231 | CFL (18-Watt integral ballast), 2.5 hr/day
802 | RSF241 | Lighting | RSF | Single Family | 0 | 241 | CFL (18-Watt integral ballast), 6.0 hr/day
803 | RSF251a | Lighting | RSF | Single Family | 0 | 251a | ROB 2L4'T8, 1EB - Indoor
804 | RSF251b | Lighting | RSF | Single Family | 0 | 251b | ROB 2L4'T8, 1EB - Outdoor
805 | RSF252a | Lighting | RSF | Single Family | 0 | 252a | RET 2L4'T8, 1EB - Indoor
806 | RSF252b | Lighting | RSF | Single Family | 0 | 252b | RET 2L4'T8, 1EB - Outdoor
807 | RSF263 | Lighting | RSF | Single Family | 0 | 263 | LED Directional 13W (Flood, Outdoor)
808 | RSF301 | Appliances | RSF | Single Family | 0 | 301 | HE Refrigerator - Energy Star version of above
809 | RSF302 | Appliances | RSF | Single Family | 0 | 302 | Fridge Appliance Recycling
810 | RSF351 | Res_Misc | RSF | Single Family | 0 | 351 | HE Freezer
811 | RSF352 | Appliances | RSF | Single Family | 0 | 352 | Freeze Appliance Recycling
812 | RSF401 | Res_Misc | RSF | Single Family | 0 | 401 | Heat Pump Water Heater (EF=2.9)
813 | RSF404 | Res_Misc | RSF | Single Family | 0 | 404 | AC Heat Recovery Units
814 | RSF405 | Residential Low Income Energy Audit | RSF | Single Family | 0 | 405 | Low Flow Showerhead
815 | RSF406 | Residential Low Income Energy Audit | RSF | Single Family | 0 | 406 | Pipe Wrap
816 | RSF407 | Residential Low Income Energy Audit | RSF | Single Family | 0 | 407 | Faucet Aerators
817 | RSF408 | Residential Low Income Energy Audit | RSF | Single Family | 0 | 408 | Water Heater Blanket
818 | RSF409 | Res_Misc | RSF | Single Family | 0 | 409 | Water Heater Temperature Check and Adjustment
819 | RSF410 | Res_Misc | RSF | Single Family | 0 | 410 | Water Heater Timeclock
820 | RSF411 | Res_Misc | RSF | Single Family | 0 | 411 | Heat Trap
821 | RSF502 | Res_Misc | RSF | Single Family | 0 | 502 | Energy Star CW CEE Tier 2 (MEF=2.0)
822 | RSF503 | Res_Misc | RSF | Single Family | 0 | 503 | Energy Star CW CEE Tier 3 (MEF=2.2)
823 | RSF610 | Res_Misc | RSF | Single Family | 0 | 610 | High Efficiency CD (EF=3.01 w/moisture sensor)
824 | RSF701 | Res_Misc | RSF | Single Family | 0 | 701 | Energy Star DW (EF=0.68)
825 | RSF801 | Pool Pumps | RSF | Single Family | 0 | 801 | Two Speed Pool Pump (1.5 hp)
826 | RSF802 | Pool Pumps | RSF | Single Family | 0 | 802 | High Efficiency One Speed Pool Pump (1.5 hp)
827 | RSF803 | Pool Pumps | RSF | Single Family | 0 | 803 | Variable-Speed Pool Pump (<1 hp)
828 | RSF804 | Pool Pumps | RSF | Single Family | 0 | 804 | PV-Powered Pool Pumps
829 | RSF901 | Res_Misc | RSF | Single Family | 0 | 901 | Energy Star TV
830 | RSF911 | Res_Misc | RSF | Single Family | 0 | 911 | Energy Star Large Screen TV
831 | RSF921 | Res_Misc | RSF | Single Family | 0 | 921 | Energy Star Set-Top Box
832 | RSF931 | Res_Misc | RSF | Single Family | 0 | 931 | Energy Star DVD Player
833 | RSF941 | Res_Misc | RSF | Single Family | 0 | 941 | Energy Star VCR
834 | RSF951 | Res_Misc | RSF | Single Family | 0 | 951 | Energy Star Desktop PC
835 | RSF961 | Res_Misc | RSF | Single Family | 0 | 961 | Energy Star Laptop PC
836 | RSF962 | Appliances | RSF | Single Family | 0 | 962 | Smart Plug

## Batch
Florida Power & Light Company
Docket No. 130199-EI
Sierra Club's First Set of Interrogatories
Interrogatory No. 18
Attachment No. 3-REVISED
Tab 3 of 3
|  | Sum kW | Win kW | Ann kWh
Measure |  | Red. @ | Red. @ | Red. @
Name | MEASURE DESCRIPTION | Meter | Meter | Meter
CD111 | Premium T8, Elecctronic Ballast | 1 | 0.62 | 3311
CD112 | Premium T8, EB, Reflector | 1 | 0.62 | 3311
CD113 | Occupancy Sensor | 1 | 0.62 | 3311
CD114 | Continuous Dimming | 1 | 0.62 | 3311
CD115 | Lighting Control Tuneup | 1 | 0.62 | 3311
CD121 | ROB Premium T8, 1EB | 1 | 0.62 | 3311
CD122 | ROB Premium T8, EB, Reflector | 1 | 0.62 | 3311
CD123 | Occupancy Sensor | 1 | 0.62 | 3311
CD124 | Lighting Control Tuneup | 1 | 0.62 | 3311
CD125 | LED Linear Tube 22W | 1 | 0.64 | 3311
CD131 | CFL Screw-in 18W | 1 | 0.62 | 3311
CD132 | Flood LED 14W | 1 | 0.64 | 3311
CD141 | CFL Hardwired, Modular 18W | 1 | 0.62 | 3311
CD146 | LED (12-Watt) | 1 | 0.64 | 3311
CD151 | PSMH, 250W, magnetic ballast | 1 | 0.62 | 3311
CD153 | High Bay T5 | 1 | 0.62 | 3311
CD154 | LED High Bay 83W | 1 | 0.64 | 3311
CD161 | LED Exit Sign | 1 | 1.11 | 7418
CD201 | High Pressure Sodium 250W Lamp | 1 | 0.73 | 22098
CD202 | Outdoor Lighting Controls Merc Vpr(Photocell/Timeclock) | 1 | 0.73 | 22098
CD203 | Outdoor LED 104W | 0 | 0 | 3311
CD211 | Outdoor Lighting Controls HID (Photocell/Timeclock) | 1 | 0 | 22097
CD301 | Centrifugal Chiller, 0.51 kW/ton, 500 tons | 1 | 0.03 | 4249
CD302 | High Efficiency Chiller Motors | 1 | 0 | 4825
CD304 | Chiller - EMS | 1 | 0.15 | 5069
CD305 | Chiller - Tune Up/Diagnostics | 1 | 0.05 | 3429
CD306 | Chiller - VSD for Pumps and Towers | 1 | 0.04 | 5069
CD307 | Chiller - EMS Optimization | 1 | 0.15 | 20272
CD308 | Chiller - Aerosole Duct Sealing | 1 | 0.04 | 5069
CD309 | Chiller -Duct/Pipe Insulation | 1 | 0.04 | 5069
CD311 | Chiller - Window Film (Standard) | 1 | -0.83 | 4318
CD313 | Chiller - Ceiling Insulation | 1 | 0.87 | 1846
CD314 | Chiller - Roof Insulation | 1 | 1.13 | 2166
CD315 | Chiller - Cool Roof | 1 | 0 | 1953
CD321 | DX Packaged System, EER=10.9, 10 tons | 1 | 0 | 3861
CD322 | Hybrid Dessicant-DX System (Trane CDQ) | 1 | 0 | 3861
CD323 | Geothermal Heat Pump, EER=13, 10 tons | 1 | 0.07 | 3861
CD326 | DX Tune Up/ Advanced Diagnostics | 1 | 0 | 3429
CD327 | DX - Coil Cleaning | 1 | 0 | 3429
CD328 | DX - Optimize Controls | 1 | 0.15 | 20272
CD329 | DX - Aerosole Duct Sealing | 1 | 0 | 5069
CD330 | DX - Duct / Pipe Insulation | 1 | 0 | 5069
CD332 | DX -Window Film (Standard) | 1 | -0.83 | 4318
CD334 | DX -Ceiling Insulation | 1 | 0.87 | 1846
CD335 | DX - Roof Insulation | 1 | 1.13 | 2166
CD336 | DX - Cool Roof | 1 | 0 | 1953
CD337 | Run Time Optimizer | 1 | 0 | 6421
CD338 | Dehumidification Hybrid Desiccant Heat Pump PER 5 TON | 1 | 1.4 | 4029
CD341 | Packaged HP System, EER=10.9, 10 tons | 1 | 0 | 3861
CD342 | Geothermal Heat Pump, EER=13, 10 tons | 1 | 0 | 3861
CD344 | HP- Aerosole Duct Sealing | 1 | 0.04 | 5069
CD345 | HP- Duct/Pipe Insulation | 1 | 0.04 | 5069
CD347 | HP-Window Film (Standard) | 1 | -0.83 | 4318
CD349 | HP-Ceiling Insulation | 1 | 0.87 | 1846
CD350 | HP-Roof Insulation | 1 | 1.13 | 2166
CD351 | Cool Roof - DX | 1 | 0 | 1953
CD361 | HE PTAC, EER=9.6, 1 ton | 1 | 0 | 3861
CD362 | Occupancy Sensor (hotels) | 1 | 0.58 | 3558
CD401 | High Efficiency Fan Motor, 15hp, 1800rpm, 92.4% | 1 | 1.82 | 7903
CD402 | Variable Speed Drive Control | 1 | 1.82 | 31603
CD403 | Air Handler Optimization | 1 | 1.82 | 31603
CD404 | Electronically Commutated Motors (ECM) on an Air Handler Unit | 1 | 0 | 3861
CD405 | Demand Control Ventilation (DCV) | 1 | 5.63 | 2066
CD406 | Energy Recovery Ventilation (ERV) | 1 | 2.96 | 1517
CD407 | Separate Makeup Air / Exhaust Hoods AC | 1 | 0.2 | 8315
CD501 | High-efficiency fan motors | 1 | 0.82 | 8067
CD502 | Strip curtains for walk-ins | 1 | 0.82 | 8067
CD503 | Night covers for display cases | 0 | 1.77 | 17378
CD504 | Evaporator fan controller for MT walk-ins | 1 | 0.82 | 8067
CD505 | Efficient compressor motor | 1 | 0.82 | 8067
CD506 | Compressor VSD retrofit | 1 | 0.82 | 16131
CD507 | Floating head pressure controls | 1 | 0.82 | 8067
CD508 | Refrigeration Commissioning | 1 | 0.82 | 8067
CD509 | Demand Hot Gas Defrost | 1 | 0.86 | 4872
CD510 | Demand Defrost Electric | 1 | 0.82 | 8067
CD511 | Anti-sweat (humidistat) controls | 1 | 0.86 | 4872
CD513 | High R-Value Glass Doors | 1 | 0.86 | 4872
CD514 | Multiplex Compressor System | 1 | 0.82 | 8067
CD515 | Oversized Air Cooled Condenser | 1 | 0.82 | 8067
CD516 | Freezer-Cooler Replacement Gaskets | 1 | 0.82 | 8067
CD517 | LED Display Lighting | 1 | 0.82 | 8067
CD518 | Ice Machine | 1 | 1 | 8985
CD603 | Heat Pump Water Heater (air source) | 1 | 0.62 | 4304
CD606 | Demand controlled circulating systems | 1 | 0.69 | 11048
CD608 | Heat Recovery Unit | 1 | 0.62 | 4304
CD609 | Heat Trap | 1 | 0.69 | 11048
CD610 | Hot Water Pipe Insulation | 1 | 0.69 | 11048
CD611 | 0.5 Faucet Aerator (DI) - Commercial | 1 | 1 | 49103
CD612 | 1.0 gpm Faucet Aerator (DI) -Commercial | 1 | 0.8 | 7050
CD613 | 1.5 gpm Faucet Aerator (DI) - Commercial | 1 | 1 | 13222
CD701 | PC Manual Power Management Enabling | 1 | 2.72 | 11611
CD702 | PC Network Power Management Enabling | 1 | 2.72 | 11611
CD703 | Server Virtulization | 1 | 0 | 8768
CD711 | Energy Star or Better Monitor | 1 | 1.79 | 7644
CD712 | Monitor Power Management Enabling | 1 | 2.72 | 11611
CD721 | Energy Star or Better Monitor | 1 | 1.79 | 7644
CD722 | Monitor Power Management Enabling | 1 | 2.72 | 12085
CD731 | Energy Star or Better Copier | 1 | 1.79 | 7644
CD732 | Copier Power Management Enabling | 1 | 2.72 | 11611
CD741 | Printer Power Management Enabling | 1 | 2.72 | 11611
CD801 | Restaurant - Convection Oven | 1 | 0.37 | 8760
CD811 | Restaurant - Efficient Fryer | 1 | 0.39 | 8971
CD812 | Griddle | 1 | 1 | 5046
CD813 | Steamer | 1 | 1 | 4357
CD814 | Holding Cabinet | 1 | 1 | 5445
CD901 | Vending Misers (cooled machines only) | 1 | 1.45 | 13428
CL111 | Premium T8, Elecctronic Ballast | 1 | 0.64 | 3311
CL112 | Premium T8, EB, Reflector | 1 | 0.64 | 3311
CL113 | Occupancy Sensor | 1 | 0.64 | 3311
CL114 | Continuous Dimming | 1 | 0.64 | 3311
CL115 | Lighting Control Tuneup | 1 | 0.64 | 3311
CL121 | ROB Premium T8, 1EB | 1 | 0.64 | 3311
CL122 | ROB Premium T8, EB, Reflector | 1 | 0.64 | 3311
CL123 | Occupancy Sensor | 1 | 0.64 | 3311
CL124 | Lighting Control Tuneup | 1 | 0.64 | 3311
CL125 | LED Linear Tube 22W | 1 | 0.64 | 3311
CL131 | CFL Screw-in 18W | 1 | 0.64 | 3311
CL132 | Flood LED 14W | 1 | 0.64 | 3311
CL141 | CFL Hardwired, Modular 18W | 1 | 0.64 | 3311
CL146 | LED (12-Watt) | 1 | 0.64 | 3311
CL151 | PSMH, 250W, magnetic ballast | 1 | 0.64 | 3311
CL153 | High Bay T5 | 1 | 0.64 | 3311
CL154 | LED High Bay 83W | 1 | 0.64 | 3311
CL161 | LED Exit Sign | 1 | 1.11 | 7418
CL201 | High Pressure Sodium 250W Lamp | 1 | 0.73 | 22098
CL202 | Outdoor Lighting Controls Merc Vpr(Photocell/Timeclock) | 1 | 0.73 | 22098
CL203 | Outdoor LED 104W | 0 | 0 | 3311
CL211 | Outdoor Lighting Controls HID (Photocell/Timeclock) | 1 | 0 | 22097
CL301 | Centrifugal Chiller, 0.51 kW/ton, 500 tons | 1 | 0.03 | 4128
CL302 | High Efficiency Chiller Motors | 1 | 0 | 4825
CL304 | Chiller - EMS | 1 | 0.15 | 5069
CL305 | Chiller - Tune Up/Diagnostics | 1 | 0.05 | 3429
CL306 | Chiller - VSD for Pumps and Towers | 1 | 0.04 | 5069
CL307 | Chiller - EMS Optimization | 1 | 0.15 | 20272
CL308 | Chiller - Aerosole Duct Sealing | 1 | 0.04 | 5069
CL309 | Chiller -Duct/Pipe Insulation | 1 | 0.04 | 5069
CL311 | Chiller - Window Film (Standard) | 1 | -0.73 | 4245
CL313 | Chiller - Ceiling Insulation | 1 | 0.69 | 1825
CL314 | Chiller - Roof Insulation | 1 | 1.42 | 2026
CL315 | Chiller - Cool Roof | 1 | 0 | 1968
CL321 | DX Packaged System, EER=10.9, 10 tons | 1 | 0 | 3710
CL322 | Hybrid Dessicant-DX System (Trane CDQ) | 1 | 0 | 3710
CL323 | Geothermal Heat Pump, EER=13, 10 tons | 1 | 0.07 | 3710
CL326 | DX Tune Up/ Advanced Diagnostics | 1 | 0 | 3429
CL327 | DX - Coil Cleaning | 1 | 0 | 3429
CL328 | DX - Optimize Controls | 1 | 0.15 | 20272
CL329 | DX - Aerosole Duct Sealing | 1 | 0 | 5069
CL330 | DX - Duct / Pipe Insulation | 1 | 0 | 5069
CL332 | DX -Window Film (Standard) | 1 | -0.73 | 4245
CL334 | DX -Ceiling Insulation | 1 | 0.69 | 1825
CL335 | DX - Roof Insulation | 1 | 1.42 | 2026
CL336 | DX - Cool Roof | 1 | 0 | 1968
CL337 | Run Time Optimizer | 1 | 0 | 6421
CL338 | Dehumidification Hybrid Desiccant Heat Pump PER 5 TON | 1 | 1.4 | 4029
CL341 | Packaged HP System, EER=10.9, 10 tons | 1 | 0 | 3710
CL342 | Geothermal Heat Pump, EER=13, 10 tons | 1 | 0 | 3710
CL344 | HP- Aerosole Duct Sealing | 1 | 0.04 | 5069
CL345 | HP- Duct/Pipe Insulation | 1 | 0.04 | 5069
CL347 | HP-Window Film (Standard) | 1 | -0.73 | 4245
CL349 | HP-Ceiling Insulation | 1 | 0.69 | 1825
CL350 | HP-Roof Insulation | 1 | 1.42 | 2026
CL351 | Cool Roof - DX | 1 | 0 | 1968
CL361 | HE PTAC, EER=9.6, 1 ton | 1 | 0 | 3710
CL362 | Occupancy Sensor (hotels) | 1 | 0.58 | 3558
CL401 | High Efficiency Fan Motor, 15hp, 1800rpm, 92.4% | 1 | 1.82 | 7903
CL402 | Variable Speed Drive Control | 1 | 1.82 | 31603
CL403 | Air Handler Optimization | 1 | 1.82 | 31603
CL404 | Electronically Commutated Motors (ECM) on an Air Handler Unit | 1 | 0 | 3710
CL405 | Demand Control Ventilation (DCV) | 1 | 5.63 | 2066
CL406 | Energy Recovery Ventilation (ERV) | 1 | 2.96 | 1517
CL407 | Separate Makeup Air / Exhaust Hoods AC | 1 | 0.2 | 8315
CL501 | High-efficiency fan motors | 1 | 0.82 | 8067
CL502 | Strip curtains for walk-ins | 1 | 0.82 | 8067
CL503 | Night covers for display cases | 0 | 1.77 | 17378
CL504 | Evaporator fan controller for MT walk-ins | 1 | 0.82 | 8067
CL505 | Efficient compressor motor | 1 | 0.82 | 8067
CL506 | Compressor VSD retrofit | 1 | 0.82 | 16131
CL507 | Floating head pressure controls | 1 | 0.82 | 8067
CL508 | Refrigeration Commissioning | 1 | 0.82 | 8067
CL509 | Demand Hot Gas Defrost | 1 | 0.86 | 4872
CL510 | Demand Defrost Electric | 1 | 0.82 | 8067
CL511 | Anti-sweat (humidistat) controls | 1 | 0.86 | 4872
CL513 | High R-Value Glass Doors | 1 | 0.86 | 4872
CL514 | Multiplex Compressor System | 1 | 0.82 | 8067
CL515 | Oversized Air Cooled Condenser | 1 | 0.82 | 8067
CL516 | Freezer-Cooler Replacement Gaskets | 1 | 0.82 | 8067
CL517 | LED Display Lighting | 1 | 0.82 | 8067
CL518 | Ice Machine | 1 | 1 | 8985
CL603 | Heat Pump Water Heater (air source) | 1 | 0.62 | 4304
CL606 | Demand controlled circulating systems | 1 | 0.69 | 11048
CL608 | Heat Recovery Unit | 1 | 0.62 | 4304
CL609 | Heat Trap | 1 | 0.69 | 11048
CL610 | Hot Water Pipe Insulation | 1 | 0.69 | 11048
CL611 | 0.5 Faucet Aerator (DI) - Commercial | 1 | 1 | 49103
CL612 | 1.0 gpm Faucet Aerator (DI) -Commercial | 1 | 0.8 | 7050
CL613 | 1.5 gpm Faucet Aerator (DI) - Commercial | 1 | 1 | 13222
CL701 | PC Manual Power Management Enabling | 1 | 2.72 | 11611
CL702 | PC Network Power Management Enabling | 1 | 2.72 | 11611
CL703 | Server Virtulization | 1 | 0 | 8768
CL711 | Energy Star or Better Monitor | 1 | 1.79 | 7644
CL712 | Monitor Power Management Enabling | 1 | 2.72 | 11611
CL721 | Energy Star or Better Monitor | 1 | 1.79 | 7644
CL722 | Monitor Power Management Enabling | 1 | 2.72 | 12085
CL731 | Energy Star or Better Copier | 1 | 1.79 | 7644
CL732 | Copier Power Management Enabling | 1 | 2.72 | 11611
CL741 | Printer Power Management Enabling | 1 | 2.72 | 11611
CL801 | Restaurant - Convection Oven | 1 | 0.37 | 8760
CL811 | Restaurant - Efficient Fryer | 1 | 0.39 | 8971
CL812 | Griddle | 1 | 1 | 5046
CL813 | Steamer | 1 | 1 | 4357
CL814 | Holding Cabinet | 1 | 1 | 5445
CL901 | Vending Misers (cooled machines only) | 1 | 1.45 | 13428
CS111 | Premium T8, Elecctronic Ballast | 1 | 0.66 | 3311
CS112 | Premium T8, EB, Reflector | 1 | 0.66 | 3311
CS113 | Occupancy Sensor | 1 | 0.66 | 3311
CS114 | Continuous Dimming | 1 | 0.66 | 3311
CS115 | Lighting Control Tuneup | 1 | 0.66 | 3311
CS121 | ROB Premium T8, 1EB | 1 | 0.66 | 3311
CS122 | ROB Premium T8, EB, Reflector | 1 | 0.66 | 3311
CS123 | Occupancy Sensor | 1 | 0.66 | 3311
CS124 | Lighting Control Tuneup | 1 | 0.66 | 3311
CS125 | LED Linear Tube 22W | 1 | 0.64 | 3311
CS131 | CFL Screw-in 18W | 1 | 0.66 | 3311
CS132 | Flood LED 14W | 1 | 0.64 | 3311
CS141 | CFL Hardwired, Modular 18W | 1 | 0.66 | 3311
CS146 | LED (12-Watt) | 1 | 0.64 | 3311
CS151 | PSMH, 250W, magnetic ballast | 1 | 0.66 | 3311
CS153 | High Bay T5 | 1 | 0.66 | 3311
CS154 | LED High Bay 83W | 1 | 0.64 | 3311
CS161 | LED Exit Sign | 1 | 1.11 | 7418
CS201 | High Pressure Sodium 250W Lamp | 1 | 0.73 | 22098
CS202 | Outdoor Lighting Controls Merc Vpr(Photocell/Timeclock) | 1 | 0.73 | 22098
CS203 | Outdoor LED 104W | 0 | 0 | 3311
CS211 | Outdoor Lighting Controls HID (Photocell/Timeclock) | 1 | 0 | 22097
CS302 | High Efficiency Chiller Motors | 1 | 0 | 4825
CS304 | Chiller - EMS | 1 | 0.15 | 5069
CS305 | Chiller - Tune Up/Diagnostics | 1 | 0.05 | 3429
CS306 | Chiller - VSD for Pumps and Towers | 1 | 0.04 | 5069
CS307 | Chiller - EMS Optimization | 1 | 0.15 | 20272
CS308 | Chiller - Aerosole Duct Sealing | 1 | 0.04 | 5069
CS309 | Chiller -Duct/Pipe Insulation | 1 | 0.04 | 5069
CS311 | Chiller - Window Film (Standard) | 1 | -0.83 | 4210
CS313 | Chiller - Ceiling Insulation | 1 | 1.17 | 1836
CS314 | Chiller - Roof Insulation | 1 | 0.97 | 2274
CS315 | Chiller - Cool Roof | 1 | 0 | 1833
CS321 | DX Packaged System, EER=10.9, 10 tons | 1 | 0 | 3666
CS322 | Hybrid Dessicant-DX System (Trane CDQ) | 1 | 0 | 3666
CS323 | Geothermal Heat Pump, EER=13, 10 tons | 1 | 0.07 | 3666
CS326 | DX Tune Up/ Advanced Diagnostics | 1 | 0 | 3429
CS327 | DX - Coil Cleaning | 1 | 0 | 3429
CS328 | DX - Optimize Controls | 1 | 0.15 | 20272
CS329 | DX - Aerosole Duct Sealing | 1 | 0 | 5069
CS330 | DX - Duct / Pipe insulation | 1 | 0 | 5069
CS332 | DX -Window Film (Standard) | 1 | -0.83 | 4210
CS334 | DX -Ceiling Insulation | 1 | 1.17 | 1836
CS335 | DX - Roof Insulation | 1 | 0.97 | 2274
CS336 | DX - Cool Roof | 1 | 0 | 1833
CS337 | Run Time Optimizer | 1 | 0 | 6421
CS338 | Dehumidification Hybrid Desiccant Heat Pump PER 5 TON | 1 | 1.4 | 4029
CS341 | Packaged HP System, EER=10.9, 10 tons | 1 | 0 | 3666
CS342 | Geothermal Heat Pump, EER=13, 10 tons | 1 | 0 | 3666
CS344 | HP- Aerosole Duct Sealing | 1 | 0.04 | 5069
CS345 | HP- Duct/Pipe Insulation | 1 | 0.04 | 5069
CS347 | HP-Window Film (Standard) | 1 | -0.83 | 4210
CS349 | HP-Ceiling Insulation | 1 | 1.17 | 1836
CS350 | HP-Roof Insulation | 1 | 0.97 | 2274
CS351 | Cool Roof - DX | 1 | 0 | 1833
CS361 | HE PTAC, EER=9.6, 1 ton | 1 | 0 | 3666
CS362 | Occupancy Sensor (hotels) | 1 | 0.58 | 3558
CS401 | High Efficiency Fan Motor, 15hp, 1800rpm, 92.4% | 1 | 1.82 | 7903
CS402 | Variable Speed Drive Control | 1 | 1.82 | 31603
CS403 | Air Handler Optimization | 1 | 1.82 | 31603
CS404 | Electronically Commutated Motors (ECM) on an Air Handler Unit | 1 | 0 | 3666
CS405 | Demand Control Ventilation (DCV) | 1 | 5.63 | 2066
CS406 | Energy Recovery Ventilation (ERV) | 1 | 2.96 | 1517
CS407 | Separate Makeup Air / Exhaust Hoods AC | 1 | 0.2 | 8315
CS501 | High-efficiency fan motors | 1 | 0.82 | 8067
CS502 | Strip curtains for walk-ins | 1 | 0.82 | 8067
CS503 | Night covers for display cases | 0 | 1.77 | 17378
CS504 | Evaporator fan controller for MT walk-ins | 1 | 0.82 | 8067
CS505 | Efficient compressor motor | 1 | 0.82 | 8067
CS506 | Compressor VSD retrofit | 1 | 0.82 | 16131
CS507 | Floating head pressure controls | 1 | 0.82 | 8067
CS508 | Refrigeration Commissioning | 1 | 0.82 | 8067
CS509 | Demand Hot Gas Defrost | 1 | 0.86 | 4872
CS510 | Demand Defrost Electric | 1 | 0.82 | 8067
CS511 | Anti-sweat (humidistat) controls | 1 | 0.86 | 4872
CS513 | High R-Value Glass Doors | 1 | 0.86 | 4872
CS514 | Multiplex Compressor System | 1 | 0.82 | 8067
CS515 | Oversized Air Cooled Condenser | 1 | 0.82 | 8067
CS516 | Freezer-Cooler Replacement Gaskets | 1 | 0.82 | 8067
CS517 | LED Display Lighting | 1 | 0.82 | 8067
CS518 | Ice Machine | 1 | 1 | 8985
CS603 | Heat Pump Water Heater (air source) | 1 | 0.62 | 4304
CS606 | Demand controlled circulating systems | 1 | 0.69 | 11048
CS608 | Heat Recovery Unit | 1 | 0.62 | 4304
CS609 | Heat Trap | 1 | 0.69 | 11048
CS610 | Hot Water Pipe Insulation | 1 | 0.69 | 11048
CS611 | 0.5 Faucet Aerator (DI) - Commercial | 1 | 1 | 49103
CS612 | 1.0 gpm Faucet Aerator (DI) -Commercial | 1 | 0.8 | 7050
CS613 | 1.5 gpm Faucet Aerator (DI) - Commercial | 1 | 1 | 13222
CS701 | PC Manual Power Management Enabling | 1 | 2.72 | 11611
CS702 | PC Network Power Management Enabling | 1 | 2.72 | 11611
CS703 | Server Virtulization | 1 | 0 | 8768
CS711 | Energy Star or Better Monitor | 1 | 1.79 | 7644
CS712 | Monitor Power Management Enabling | 1 | 2.72 | 11611
CS721 | Energy Star or Better Monitor | 1 | 1.79 | 7644
CS722 | Monitor Power Management Enabling | 1 | 2.72 | 12085
CS731 | Energy Star or Better Copier | 1 | 1.79 | 7644
CS732 | Copier Power Management Enabling | 1 | 2.72 | 11611
CS741 | Printer Power Management Enabling | 1 | 2.72 | 11611
CS801 | Restaurant - Convection Oven | 1 | 0.37 | 8760
CS811 | Restaurant - Efficient Fryer | 1 | 0.39 | 8971
CS812 | Griddle | 1 | 1 | 5046
CS813 | Steamer | 1 | 1 | 4357
CS814 | Holding Cabinet | 1 | 1 | 5445
CS901 | Vending Misers (cooled machines only) | 1 | 1.45 | 13428
IND101 | Compressed Air-O&M | 1 | 0.9 | 7348
IND102 | Compressed Air - Controls | 1 | 0.9 | 7348
IND103 | Compressed Air - System Optimization | 1 | 0.9 | 7348
IND104 | Compressed Air- Sizing | 1 | 0.9 | 7348
IND105 | Comp Air - Replace 1-5 HP motor | 1 | 0.9 | 7348
IND106 | Comp Air - ASD (1-5 hp) | 1 | 9.99 | 81258
IND107 | Comp Air - Motor practices-1 (1-5 HP) | 1 | 0.9 | 7348
IND108 | Comp Air - Replace 6-100 HP motor | 1 | 0.9 | 7348
IND109 | Comp Air - ASD (6-100 hp) | 1 | 9.99 | 81258
IND110 | Comp Air - Motor practices-1 (6-100 HP) | 1 | 0.9 | 7348
IND111 | Comp Air - Replace 100+ HP motor | 1 | 0.9 | 7348
IND112 | Comp Air - ASD (100+ hp) | 1 | 9.99 | 81258
IND113 | Comp Air - Motor practices-1 (100+ HP) | 1 | 0.9 | 7348
IND114 | Power recovery | 1 | 0.94 | 11487
IND115 | Refinery Controls | 1 | 0.94 | 11487
IND201 | Fans - O&M | 1 | 0.9 | 7348
IND202 | Fans - Controls | 1 | 0.9 | 7348
IND203 | Fans - System Optimization | 1 | 1.91 | 15560
IND204 | Fans- Improve components | 1 | 0.9 | 7348
IND205 | Fans - Replace 1-5 HP motor | 1 | 0.9 | 7348
IND206 | Fans - ASD (1-5 hp) | 1 | 9.99 | 81258
IND207 | Fans - Motor practices-1 (1-5 HP) | 1 | 0.9 | 7348
IND208 | Fans - Replace 6-100 HP motor | 1 | 0.9 | 7348
IND209 | Fans - ASD (6-100 hp) | 1 | 9.99 | 81258
IND210 | Fans - Motor practices-1 (6-100 HP) | 1 | 0.9 | 7348
IND211 | Fans - Replace 100+ HP motor | 1 | 0.9 | 7348
IND212 | Fans - ASD (100+ hp) | 1 | 9.99 | 81258
IND213 | Fans - Motor practices-1 (100+ HP) | 1 | 0.9 | 7348
IND214 | Optimize drying process | 1 | 0.93 | 5759
IND215 | Power recovery | 1 | 0.94 | 11487
IND216 | Refinery Controls | 1 | 0.94 | 11487
IND301 | Pumps - O&M | 1 | 0.9 | 7348
IND302 | Pumps - Controls | 1 | 0.9 | 7348
IND303 | Pumps - System Optimization | 1 | 0.9 | 7348
IND304 | Pumps - Sizing | 1 | 0.9 | 7348
IND305 | Pumps - Replace 1-5 HP motor | 1 | 0.9 | 7348
IND306 | Pumps - ASD (1-5 hp) | 1 | 9.99 | 81258
IND307 | Pumps - Motor practices-1 (1-5 HP) | 1 | 0.9 | 7348
IND308 | Pumps - Replace 6-100 HP motor | 1 | 0.9 | 7348
IND309 | Pumps - ASD (6-100 hp) | 1 | 9.99 | 81258
IND310 | Pumps - Motor practices-1 (6-100 HP) | 1 | 0.9 | 7348
IND311 | Pumps - Replace 100+ HP motor | 1 | 0.9 | 7348
IND312 | Pumps - ASD (100+ hp) | 1 | 9.99 | 81258
IND313 | Pumps - Motor practices-1 (100+ HP) | 1 | 0.9 | 7348
IND314 | Power recovery | 1 | 0.94 | 11487
IND315 | Refinery Controls | 1 | 0.94 | 11487
IND401 | Bakery - Process (Mixing) - O&M | 1 | 0.92 | 7427
IND402 | O&M/drives spinning machines | 1 | 1.28 | 4046
IND403 | Air conveying systems | 1 | 3.86 | 23782
IND404 | Replace V-Belts | 1 | 0.93 | 5759
IND405 | Drives - EE motor | 1 | 0.95 | 7712
IND406 | Gap Forming papermachine | 1 | 0.95 | 8773
IND407 | High Consistency forming | 1 | 0.95 | 8773
IND408 | Optimization control PM | 1 | 0.95 | 8773
IND409 | Efficient practices printing press | 1 | 0.78 | 7485
IND410 | Efficient Printing press (fewer cylinders) | 1 | 0.78 | 7485
IND411 | Light cylinders | 1 | 0.78 | 7485
IND412 | Efficient drives | 1 | 0.78 | 7485
IND413 | Clean Room - Controls | 1 | 0.87 | 9272
IND414 | Clean Room - New Designs | 1 | 0.87 | 11058
IND415 | Drives - Process Controls (batch + site) | 1 | 0.92 | 8444
IND416 | Process Drives - ASD | 1 | 0.92 | 9756
IND417 | O&M - Extruders/Injection Moulding | 1 | 0.9 | 7186
IND418 | Extruders/injection Moulding-multipump | 1 | 0.9 | 7186
IND419 | Direct drive Extruders | 1 | 0.9 | 7186
IND420 | Injection Moulding - Impulse Cooling | 1 | 0.9 | 7186
IND421 | Injection Moulding - Direct drive | 1 | 0.9 | 7186
IND422 | Efficient grinding | 1 | 0.96 | 8602
IND423 | Process control | 1 | 0.96 | 8602
IND424 | Process optimization | 1 | 0.96 | 8602
IND425 | Drives - Process Control | 1 | 0.92 | 5673
IND426 | Efficient drives - rolling | 1 | 0.92 | 5673
IND427 | Drives - Optimization process (M&T) | 1 | 0.79 | 6033
IND428 | Drives - Scheduling | 1 | 4.56 | 36534
IND429 | Machinery | 1 | 0.81 | 6323
IND430 | Efficient Machinery | 1 | 0.97 | 8454
IND501 | Bakery - Process | 1 | 0.92 | 7427
IND502 | Drying (UV/IR) | 1 | 2.24 | 7061
IND503 | Heat Pumps - Drying | 1 | 0.93 | 5759
IND504 | Top-heating (glass) | 1 | 0.96 | 8602
IND505 | Efficient electric melting | 1 | 0.92 | 5673
IND506 | Intelligent extruder (DOE) | 1 | 0.92 | 5673
IND507 | Near Net Shape Casting | 1 | 0.92 | 5673
IND508 | Heating - Process Control | 1 | 0.92 | 5673
IND509 | Efficient Curing ovens | 1 | 0.83 | 6678
IND510 | Heating - Optimization process (M&T) | 1 | 0.77 | 5557
IND511 | Heating - Scheduling | 1 | 4.01 | 29195
IND551 | Efficient Refrigeration - Operations | 1 | 0.55 | 5941
IND552 | Optimization Refrigeration | 1 | 0.55 | 5941
IND601 | Other Process Controls (batch + site) | 1 | 0.87 | 11058
IND602 | Efficient desalter | 1 | 0.94 | 11487
IND603 | New transformers welding | 1 | 0.79 | 6033
IND604 | Efficient processes (welding, etc.) | 1 | 0.88 | 7485
IND605 | Process control | 1 | 0.97 | 8454
IND606 | Power recovery | 1 | 0.94 | 11487
IND607 | Refinery Controls | 1 | 0.94 | 11487
IND701 | Centrifugal Chiller, 0.51 kW/ton, 500 tons | 1 | 0.03 | 4249
IND702 | High Efficiency Chiller Motors | 1 | 0.6 | 19594
IND703 | Chiller - EMS | 1 | 0.6 | 19594
IND704 | Chiller- Tune Up/Diagnostics | 1 | 0.6 | 19594
IND705 | Chiller VSD - for Pumps and Towers | 1 | 0.6 | 19594
IND706 | Chiller - EMS Optimization | 1 | 0.6 | 19594
IND707 | Chiller - Aerosole Duct Sealing | 1 | 0.6 | 19594
IND708 | Chiller - Duct/Pipe Insulation | 1 | 0.6 | 19594
IND709 | Chiller -Window Film (Standard) | 1 | -0.83 | 4318
IND710 | Chiller - Roof Insulation | 1 | 1.13 | 2166
IND711 | Chiller -Cool Roof | 1 | 0 | 1953
IND721 | DX Packaged System, EER=10.9, 10 tons | 1 | 0 | 3861
IND722 | Hybrid Dessicant-DX System (Trane CDQ) | 1 | 0 | 3861
IND723 | Geothermal Heat Pump, EER=13, 10 tons | 1 | 0.07 | 3861
IND724 | DX Tune Up/ Advanced Diagnostics | 1 | 0 | 3429
IND725 | DX Coil Cleaning | 1 | 0 | 3429
IND726 | DX -Optimize Controls | 1 | 0.15 | 20272
IND727 | DX -Aerosole Duct Sealing | 1 | 0 | 5069
IND728 | DX - Duct/Pipe Insulation | 1 | 0 | 5069
IND729 | DX -Window Film (Standard) | 1 | -0.83 | 4318
IND730 | DX -Roof Insulation | 1 | 1.13 | 2166
IND731 | DX - Cool Roof | 1 | 0 | 1953
IND732 | Run Time Optimizer | 1 | 0 | 6421
IND733 | Dehumidification Hybrid Desiccant Heat Pump PER 5 TON | 1 | 1.4 | 4029
IND801 | Premium T8, Elecctronic Ballast | 1 | 0.62 | 3311
IND802 | CFL Hardwired, Modular 18W | 1 | 0.62 | 3311
IND803 | CFL Screw-in 18W | 1 | 0.62 | 3311
IND804 | High Bay T5 | 1 | 0.62 | 3311
IND805 | Occupancy Sensor | 1 | 0.62 | 3311
IND806 | LED Linear Tube 22W | 1 | 0.64 | 3311
IND807 | Flood LED 14W | 1 | 0.64 | 3311
IND808 | LED High Bay 83W | 1 | 0.64 | 3311
IND901 | Replace V-belts | 1 | 0.91 | 7101
IND902 | Membranes for wastewater | 1 | 1.28 | 4046
INL101 | Compressed Air-O&M | 1 | 0.9 | 7348
INL102 | Compressed Air - Controls | 1 | 0.9 | 7348
INL103 | Compressed Air - System Optimization | 1 | 0.9 | 7348
INL104 | Compressed Air- Sizing | 1 | 0.9 | 7348
INL105 | Comp Air - Replace 1-5 HP motor | 1 | 0.9 | 7348
INL106 | Comp Air - ASD (1-5 hp) | 1 | 9.99 | 81258
INL107 | Comp Air - Motor practices-1 (1-5 HP) | 1 | 0.9 | 7348
INL108 | Comp Air - Replace 6-100 HP motor | 1 | 0.9 | 7348
INL109 | Comp Air - ASD (6-100 hp) | 1 | 9.99 | 81258
INL110 | Comp Air - Motor practices-1 (6-100 HP) | 1 | 0.9 | 7348
INL111 | Comp Air - Replace 100+ HP motor | 1 | 0.9 | 7348
INL112 | Comp Air - ASD (100+ hp) | 1 | 9.99 | 81258
INL113 | Comp Air - Motor practices-1 (100+ HP) | 1 | 0.9 | 7348
INL114 | Power recovery | 1 | 0.94 | 11487
INL115 | Refinery Controls | 1 | 0.94 | 11487
INL201 | Fans - O&M | 1 | 0.9 | 7348
INL202 | Fans - Controls | 1 | 0.9 | 7348
INL203 | Fans - System Optimization | 1 | 1.91 | 15560
INL204 | Fans- Improve components | 1 | 0.9 | 7348
INL205 | Fans - Replace 1-5 HP motor | 1 | 0.9 | 7348
INL206 | Fans - ASD (1-5 hp) | 1 | 9.99 | 81258
INL207 | Fans - Motor practices-1 (1-5 HP) | 1 | 0.9 | 7348
INL208 | Fans - Replace 6-100 HP motor | 1 | 0.9 | 7348
INL209 | Fans - ASD (6-100 hp) | 1 | 9.99 | 81258
INL210 | Fans - Motor practices-1 (6-100 HP) | 1 | 0.9 | 7348
INL211 | Fans - Replace 100+ HP motor | 1 | 0.9 | 7348
INL212 | Fans - ASD (100+ hp) | 1 | 9.99 | 81258
INL213 | Fans - Motor practices-1 (100+ HP) | 1 | 0.9 | 7348
INL214 | Optimize drying process | 1 | 0.93 | 5759
INL215 | Power recovery | 1 | 0.94 | 11487
INL216 | Refinery Controls | 1 | 0.94 | 11487
INL301 | Pumps - O&M | 1 | 0.9 | 7348
INL302 | Pumps - Controls | 1 | 0.9 | 7348
INL303 | Pumps - System Optimization | 1 | 0.9 | 7348
INL304 | Pumps - Sizing | 1 | 0.9 | 7348
INL305 | Pumps - Replace 1-5 HP motor | 1 | 0.9 | 7348
INL306 | Pumps - ASD (1-5 hp) | 1 | 9.99 | 81258
INL307 | Pumps - Motor practices-1 (1-5 HP) | 1 | 0.9 | 7348
INL308 | Pumps - Replace 6-100 HP motor | 1 | 0.9 | 7348
INL309 | Pumps - ASD (6-100 hp) | 1 | 9.99 | 81258
INL310 | Pumps - Motor practices-1 (6-100 HP) | 1 | 0.9 | 7348
INL311 | Pumps - Replace 100+ HP motor | 1 | 0.9 | 7348
INL312 | Pumps - ASD (100+ hp) | 1 | 9.99 | 81258
INL313 | Pumps - Motor practices-1 (100+ HP) | 1 | 0.9 | 7348
INL314 | Power recovery | 1 | 0.94 | 11487
INL315 | Refinery Controls | 1 | 0.94 | 11487
INL401 | Bakery - Process (Mixing) - O&M | 1 | 0.92 | 7427
INL402 | O&M/drives spinning machines | 1 | 1.28 | 4046
INL403 | Air conveying systems | 1 | 3.86 | 23782
INL404 | Replace V-Belts | 1 | 0.93 | 5759
INL405 | Drives - EE motor | 1 | 0.95 | 7712
INL406 | Gap Forming papermachine | 1 | 0.95 | 8773
INL407 | High Consistency forming | 1 | 0.95 | 8773
INL408 | Optimization control PM | 1 | 0.95 | 8773
INL409 | Efficient practices printing press | 1 | 0.78 | 7485
INL410 | Efficient Printing press (fewer cylinders) | 1 | 0.78 | 7485
INL411 | Light cylinders | 1 | 0.78 | 7485
INL412 | Efficient drives | 1 | 0.78 | 7485
INL413 | Clean Room - Controls | 1 | 0.87 | 9272
INL414 | Clean Room - New Designs | 1 | 0.87 | 11058
INL415 | Drives - Process Controls (batch + site) | 1 | 0.92 | 8444
INL416 | Process Drives - ASD | 1 | 0.92 | 9756
INL417 | O&M - Extruders/Injection Moulding | 1 | 0.9 | 7186
INL418 | Extruders/injection Moulding-multipump | 1 | 0.9 | 7186
INL419 | Direct drive Extruders | 1 | 0.9 | 7186
INL420 | Injection Moulding - Impulse Cooling | 1 | 0.9 | 7186
INL421 | Injection Moulding - Direct drive | 1 | 0.9 | 7186
INL422 | Efficient grinding | 1 | 0.96 | 8602
INL423 | Process control | 1 | 0.96 | 8602
INL424 | Process optimization | 1 | 0.96 | 8602
INL425 | Drives - Process Control | 1 | 0.92 | 5673
INL426 | Efficient drives - rolling | 1 | 0.92 | 5673
INL427 | Drives - Optimization process (M&T) | 1 | 0.79 | 6033
INL428 | Drives - Scheduling | 1 | 4.56 | 36534
INL429 | Machinery | 1 | 0.81 | 6323
INL430 | Efficient Machinery | 1 | 0.97 | 8454
INL501 | Bakery - Process | 1 | 0.92 | 7427
INL502 | Drying (UV/IR) | 1 | 2.24 | 7061
INL503 | Heat Pumps - Drying | 1 | 0.93 | 5759
INL504 | Top-heating (glass) | 1 | 0.96 | 8602
INL505 | Efficient electric melting | 1 | 0.92 | 5673
INL506 | Intelligent extruder (DOE) | 1 | 0.92 | 5673
INL507 | Near Net Shape Casting | 1 | 0.92 | 5673
INL508 | Heating - Process Control | 1 | 0.92 | 5673
INL509 | Efficient Curing ovens | 1 | 0.83 | 6678
INL510 | Heating - Optimization process (M&T) | 1 | 0.77 | 5557
INL511 | Heating - Scheduling | 1 | 4.01 | 29195
INL551 | Efficient Refrigeration - Operations | 1 | 0.55 | 5941
INL552 | Optimization Refrigeration | 1 | 0.55 | 5941
INL601 | Other Process Controls (batch + site) | 1 | 0.87 | 11058
INL602 | Efficient desalter | 1 | 0.94 | 11487
INL603 | New transformers welding | 1 | 0.79 | 6033
INL604 | Efficient processes (welding, etc.) | 1 | 0.88 | 7485
INL605 | Process control | 1 | 0.97 | 8454
INL606 | Power recovery | 1 | 0.94 | 11487
INL607 | Refinery Controls | 1 | 0.94 | 11487
INL701 | Centrifugal Chiller, 0.51 kW/ton, 500 tons | 1 | 0.03 | 4128
INL702 | High Efficiency Chiller Motors | 1 | 0.6 | 19594
INL703 | Chiller - EMS | 1 | 0.6 | 19594
INL704 | Chiller- Tune Up/Diagnostics | 1 | 0.6 | 19594
INL705 | Chiller VSD - for Pumps and Towers | 1 | 0.6 | 19594
INL706 | Chiller - EMS Optimization | 1 | 0.6 | 19594
INL707 | Chiller - Aerosole Duct Sealing | 1 | 0.6 | 19594
INL708 | Chiller - Duct/Pipe Insulation | 1 | 0.6 | 19594
INL709 | Chiller -Window Film (Standard) | 1 | -0.73 | 4245
INL710 | Chiller - Roof Insulation | 1 | 1.42 | 2026
INL711 | Chiller -Cool Roof | 1 | 0 | 1968
INL721 | DX Packaged System, EER=10.9, 10 tons | 1 | 0 | 3710
INL722 | Hybrid Dessicant-DX System (Trane CDQ) | 1 | 0 | 3710
INL723 | Geothermal Heat Pump, EER=13, 10 tons | 1 | 0.07 | 3710
INL724 | DX Tune Up/ Advanced Diagnostics | 1 | 0 | 3429
INL725 | DX Coil Cleaning | 1 | 0 | 3429
INL726 | DX -Optimize Controls | 1 | 0.15 | 20272
INL727 | DX -Aerosole Duct Sealing | 1 | 0 | 5069
INL728 | DX - Duct/Pipe Insulation | 1 | 0 | 5069
INL729 | DX -Window Film (Standard) | 1 | -0.73 | 4245
INL730 | DX -Roof Insulation | 1 | 1.42 | 2026
INL731 | DX - Cool Roof | 1 | 0 | 1968
INL732 | Run Time Optimizer | 1 | 0 | 6421
INL733 | Dehumidification Hybrid Desiccant Heat Pump PER 5 TON | 1 | 1.4 | 4029
INL801 | Premium T8, Elecctronic Ballast | 1 | 0.64 | 3311
INL802 | CFL Hardwired, Modular 18W | 1 | 0.64 | 3311
INL803 | CFL Screw-in 18W | 1 | 0.64 | 3311
INL804 | High Bay T5 | 1 | 0.64 | 3311
INL805 | Occupancy Sensor | 1 | 0.64 | 3311
INL806 | LED Linear Tube 22W | 1 | 0.64 | 3311
INL807 | Flood LED 14W | 1 | 0.64 | 3311
INL808 | LED High Bay 83W | 1 | 0.64 | 3311
INL901 | Replace V-belts | 1 | 0.91 | 7101
INL902 | Membranes for wastewater | 1 | 1.28 | 4046
RMF102 | 15 SEER Split-System Air Conditioner | 0.09 | 0 | 186
RMF103 | 17 SEER Split-System Air Conditioner | 0.18 | 0 | 358
RMF104 | 19 SEER Split-System Air Conditioner | 0.36 | 0 | 715
RMF105 | 14 SEER Split-System Heat Pump | 0.02 | 0.37 | 534
RMF106 | 15 SEER Split-System Heat Pump | 0.09 | 0.23 | 278
RMF107 | 17 SEER Split-System Heat Pump | 0.25 | 0.63 | 755
RMF111 | Sealed Attic w/Sprayed Foam Insulated Roof Deck - SS AC | 0.12 | 0.19 | 294
RMF112 | AC Maintenance (Outdoor Coil Cleaning) - SS AC | 0.09 | 0 | 210
RMF113 | AC Maintenance (Indoor Coil Cleaning) - SS AC | 0.09 | 0 | 207
RMF114 | Proper Refrigerant Charging and Air Flow - SS AC | 0.13 | 0 | 324
RMF115 | Electronically Commutated Motors (ECM) on an Air Handler Unit | 0.11 | 0.03 | 272
RMF116 | Duct Repair - SS AC | 0.13 | 0.12 | 301
RMF117 | Reflective Roof - SS AC | 0.33 | 0 | 673
RMF118 | Radient Barrier - SS AC | 0.16 | 0.05 | 261
RMF119 | Window Film - SS AC | 0.03 | -0.01 | 95
RMF120 | Window Tinting - SS AC | 0.05 | 0 | 95
RMF121 | Default Window With Sunscreen - SS AC | 0.1 | -0.01 | 124
RMF122 | Single Pane Clear Windows to Dbl Pane Low-E Windows - SS AC | 0.22 | 0.08 | 495
RMF124 | Ceiling R-0 to R-19 Insulation - SS AC | 0.17 | 0.38 | 433
RMF125 | Ceiling R-19 to R-38 Insulation - SS AC | 0 | 0.01 | 13
RMF126 | Wall 2x4 R-0 to Blow-In R-13 Insulation - SS AC | 0.01 | 0.02 | 33
RMF127 | Weather Strip/Caulk w/Blower Door - SS AC | 0.05 | 0.06 | 124
RMF132 | 15 SEER Split-System Heat Pump SS HP | 0.09 | 0.23 | 278
RMF133 | 17 SEER Split-System Heat Pump SS HP | 0.25 | 0.63 | 755
RMF137 | Sealed Attics | 0.11 | 0.29 | 281
RMF138 | AC Maintenance (Outdoor Coil Cleaning) - SS HP | 0.09 | 0 | 208
RMF139 | AC Maintenance (Indoor Coil Cleaning) - SS HP | 0.09 | 0 | 205
RMF140 | Proper Refrigerant Charging and Air Flow | 0.13 | 0 | 324
RMF141 | Electronically Commutated Motors (ECM) on an Air Handler Unit | 0.11 | 0.03 | 272
RMF142 | Duct Repair - SS HP | 0.13 | 0.12 | 301
RMF143 | Reflective Roof- SS HP | 0.33 | 0 | 673
RMF144 | Radient Barrier - SS HP | 0.15 | 0.05 | 249
RMF145 | Window Film - SS HP | 0.03 | -0.01 | 100
RMF146 | Window Tinting - SS HP | 0.05 | 0 | 100
RMF147 | Default Window With Sunscreen - SS HP | 0.1 | -0.01 | 119
RMF148 | Single Pane Clear Windows to Dbl Pane Low-E Windows - SS HP | 0.21 | 0.08 | 473
RMF150 | Ceiling R-0 to R-19 Insulation - SS HP | 0.17 | 0.38 | 433
RMF151 | Ceiling R-19 to R-38 Insulation- SS HP | 0 | 0.01 | 12
RMF152 | Wall 2x4 R-0 to Blow-In R-13 Insulation - SS HP | 0.01 | 0.03 | 31
RMF153 | Weather Strip/Caulk w/Blower Door - SS HP | 0.05 | 0.06 | 124
RMF191 | HE Room Air Conditioner - EER 11 | 0.09 | 0 | 169
RMF192 | HE Room Air Conditioner - EER 12 | 0.04 | 0 | 232
RMF196 | Reflective Roof - Room AC | 0.33 | 0 | 673
RMF197 | Window Film- Room AC | 0.02 | 0 | 59
RMF198 | Window Tinting - Room AC | 0.03 | 0 | 59
RMF199 | Default Window With Sunscreen - Room AC | 0.06 | -0.01 | 77
RMF200 | Single Pane Clear Windows to Dbl Pane Low-E Windows - Room AC | 0.14 | 0.05 | 307
RMF202 | Ceiling R-0 to R-19 Insulation- Room AC | 0.17 | 0.38 | 433
RMF203 | Ceiling R-19 to R-38 Insulation- Room AC | 0 | 0 | 12
RMF204 | Wall 2x4 R-0 to Blow-In R-13 Insulation- Room AC | 0.01 | 0 | 20
RMF205 | Weather Strip/Caulk w/Blower Door - Room AC | 0.05 | 0.06 | 124
RMF221 | CFL (18-Watt integral ballast), 0.5 hr/day | 0 | 0 | 27
RMF223 | LED (12-Watt) Indoor | 0.0020512 | 0.0029249 | 39.2055
RMF231 | CFL (18-Watt integral ballast), 2.5 hr/day | 0.01 | 0.02 | 239
RMF241 | CFL (18-Watt integral ballast), 6.0 hr/day | 0.01 | 0.01 | 130
RMF251a | ROB 2L4'T8, 1EB - Indoor | 0 | 0 | 20
RMF251b | ROB 2L4'T8, 1EB - Outdoor | 0 | 0 | 20
RMF252a | RET 2L4'T8, 1EB - Indoor | 0 | 0 | 20
RMF252b | RET 2L4'T8, 1EB - Outdoor | 0 | 0 | 20
RMF263 | LED Directional 13W (Flood, Outdoor) | 0 | 0 | 88
RMF301 | HE Refrigerator - Energy Star version of above | 0.03 | 0.03 | 206
RMF302 | Fridge Appliance Recycling | 0 | 0.12 | 1003
RMF351 | HE Freezer | 0.01 | 0.01 | 52
RMF352 | Freeze Appliance Recycling | 0 | 0.15 | 809
RMF401 | Heat Pump Water Heater (EF=2.9) | 0.07 | 0.25 | 1394
RMF404 | AC Heat Recovery Units | 0.07 | 0 | 150
RMF405 | Low Flow Showerhead | 0.01 | 0.03 | 99
RMF406 | Pipe Wrap | 0 | 0.01 | 26
RMF407 | Faucet Aerators | 0 | 0.01 | 39
RMF408 | Water Heater Blanket | 0.01 | 0.04 | 134
RMF409 | Water Heater Temperature Check and Adjustment | 0 | 0 | 13
RMF410 | Water Heater Timeclock | 0.01 | 0.02 | 65
RMF411 | Heat Trap | 0.01 | 0.03 | 118
RMF502 | Energy Star CW CEE Tier 2 (MEF=2.0) | 0.02 | 0.02 | 167
RMF503 | Energy Star CW CEE Tier 3 (MEF=2.2) | 0.03 | 0.03 | 226
RMF610 | High Efficiency CD (EF=3.01 w/moisture sensor) | 1e-06 | 1e-06 | 1e-06
RMF701 | Energy Star DW (EF=0.68) | 0.02 | 0.01 | 163
RMF901 | Energy Star TV | 0 | 0 | 11
RMF911 | Energy Star Large Screen TV | 0.01 | 0 | 43
RMF921 | Energy Star Set-Top Box | 0.01 | 0.01 | 48
RMF931 | Energy Star DVD Player | 0 | 0 | 26
RMF941 | Energy Star VCR | 0.01 | 0.01 | 54
RMF951 | Energy Star Desktop PC | 0 | 0 | 30
RMF961 | Energy Star Laptop PC | 0 | 0 | 12
RMF962 | Smart Plug | 0 | 0 | 250
RMO102 | 15 SEER Split-System Air Conditioner | 0.08 | 0 | 163
RMO103 | 17 SEER Split-System Air Conditioner | 0.16 | 0 | 314
RMO104 | 19 SEER Split-System Air Conditioner | 0.31 | 0 | 627
RMO105 | 14 SEER Split-System Heat Pump | 0.01 | 0.74 | 519
RMO106 | 15 SEER Split-System Heat Pump | 0.08 | 0.2 | 244
RMO107 | 17 SEER Split-System Heat Pump | 0.22 | 0.55 | 662
RMO111 | Sealed Attic w/Sprayed Foam Insulated Roof Deck - SS AC | 0.15 | 0.39 | 311
RMO112 | AC Maintenance (Outdoor Coil Cleaning) - SS AC | 0.12 | 0 | 222
RMO113 | AC Maintenance (Indoor Coil Cleaning) - SS AC | 0.12 | 0 | 219
RMO114 | Proper Refrigerant Charging and Air Flow - SS AC | 0.13 | 0 | 309
RMO115 | Electronically Commutated Motors (ECM) on an Air Handler Unit | 0.11 | 0.03 | 272
RMO116 | Duct Repair - SS AC | 0.14 | 0.25 | 269
RMO117 | Reflective Roof - SS AC | 0.49 | 0 | 1094
RMO118 | Radient Barrier - SS AC | 0.26 | 0.13 | 345
RMO119 | Window Film - SS AC | 0.05 | -0.02 | 114
RMO120 | Window Tinting - SS AC | 0.07 | 0 | 114
RMO121 | Default Window With Sunscreen - SS AC | 0.13 | -0.02 | 131
RMO122 | Single Pane Clear Windows to Dbl Pane Low-E Windows - SS AC | 0.29 | 0.17 | 523
RMO124 | Ceiling R-0 to R-19 Insulation - SS AC | 0.09 | 0.42 | 268
RMO125 | Ceiling R-19 to R-38 Insulation - SS AC | 0.01 | 0.01 | 12
RMO126 | Wall 2x4 R-0 to Blow-In R-13 Insulation - SS AC | 0.02 | 0.04 | 35
RMO127 | Weather Strip/Caulk w/Blower Door - SS AC | 0.05 | 0.09 | 131
RMO132 | 15 SEER Split-System Heat Pump SS HP | 0.08 | 0.2 | 244
RMO133 | 17 SEER Split-System Heat Pump SS HP | 0.22 | 0.55 | 662
RMO137 | Sealed Attics | 0.14 | 0.6 | 291
RMO138 | AC Maintenance (Outdoor Coil Cleaning) - SS HP | 0.12 | 0 | 215
RMO139 | AC Maintenance (Indoor Coil Cleaning) - SS HP | 0.11 | 0 | 212
RMO140 | Proper Refrigerant Charging and Air Flow | 0.13 | 0 | 309
RMO141 | Electronically Commutated Motors (ECM) on an Air Handler Unit | 0.11 | 0.03 | 272
RMO142 | Duct Repair - SS HP | 0.14 | 0.25 | 269
RMO143 | Reflective Roof- SS HP | 0.49 | 0 | 1094
RMO144 | Radient Barrier - SS HP | 0.24 | 0.12 | 323
RMO145 | Window Film - SS HP | 0.04 | -0.01 | 119
RMO146 | Window Tinting - SS HP | 0.07 | 0 | 119
RMO147 | Default Window With Sunscreen - SS HP | 0.12 | -0.02 | 123
RMO148 | Single Pane Clear Windows to Dbl Pane Low-E Windows - SS HP | 0.27 | 0.16 | 489
RMO150 | Ceiling R-0 to R-19 Insulation - SS HP | 0.09 | 0.42 | 268
RMO151 | Ceiling R-19 to R-38 Insulation- SS HP | 0.01 | 0.02 | 11
RMO152 | Wall 2x4 R-0 to Blow-In R-13 Insulation - SS HP | 0.02 | 0.07 | 32
RMO153 | Weather Strip/Caulk w/Blower Door - SS HP | 0.05 | 0.09 | 131
RMO191 | HE Room Air Conditioner - EER 11 | 0.1 | 0 | 143
RMO192 | HE Room Air Conditioner - EER 12 | 0.01 | 0 | 121
RMO196 | Reflective Roof - Room AC | 0.49 | 0 | 1094
RMO197 | Window Film- Room AC | 0.02 | -0.01 | 57
RMO198 | Window Tinting - Room AC | 0.03 | 0 | 57
RMO199 | Default Window With Sunscreen - Room AC | 0.07 | -0.01 | 66
RMO200 | Single Pane Clear Windows to Dbl Pane Low-E Windows - Room AC | 0.14 | 0.08 | 261
RMO202 | Ceiling R-0 to R-19 Insulation- Room AC | 0.09 | 0.42 | 268
RMO203 | Ceiling R-19 to R-38 Insulation- Room AC | 0 | 0.01 | 11
RMO204 | Wall 2x4 R-0 to Blow-In R-13 Insulation- Room AC | 0.01 | 0.01 | 17
RMO205 | Weather Strip/Caulk w/Blower Door - Room AC | 0.05 | 0.09 | 131
RMO221 | CFL (18-Watt integral ballast), 0.5 hr/day | 0 | 0 | 27
RMO223 | LED (12-Watt) Indoor | 0.0020512 | 0.0029249 | 39.2055
RMO231 | CFL (18-Watt integral ballast), 2.5 hr/day | 0.01 | 0.02 | 244
RMO241 | CFL (18-Watt integral ballast), 6.0 hr/day | 0.01 | 0.01 | 132
RMO251a | ROB 2L4'T8, 1EB - Indoor | 0 | 0 | 20
RMO251b | ROB 2L4'T8, 1EB - Outdoor | 0 | 0 | 20
RMO252a | RET 2L4'T8, 1EB - Indoor | 0 | 0 | 20
RMO252b | RET 2L4'T8, 1EB - Indoor | 0 | 0 | 20
RMO263 | LED Directional 13W (Flood, Outdoor) | 0 | 0 | 88
RMO301 | HE Refrigerator - Energy Star version of above | 0.03 | 0.03 | 206
RMO302 | Fridge Appliance Recycling | 0 | 0.12 | 1003
RMO351 | HE Freezer | 0.01 | 0.01 | 52
RMO352 | Freeze Appliance Recycling | 0 | 0.15 | 809
RMO401 | Heat Pump Water Heater (EF=2.9) | 0.07 | 0.25 | 1394
RMO404 | AC Heat Recovery Units | 0.07 | 0 | 175
RMO405 | Low Flow Showerhead | 0.01 | 0.03 | 117
RMO406 | Pipe Wrap | 0 | 0.01 | 30
RMO407 | Faucet Aerators | 0 | 0.01 | 46
RMO408 | Water Heater Blanket | 0.01 | 0.04 | 156
RMO409 | Water Heater Temperature Check and Adjustment | 0 | 0 | 15
RMO410 | Water Heater Timeclock | 0.01 | 0.02 | 76
RMO411 | Heat Trap | 0.01 | 0.03 | 137
RMO502 | Energy Star CW CEE Tier 2 (MEF=2.0) | 0.02 | 0.02 | 167
RMO503 | Energy Star CW CEE Tier 3 (MEF=2.2) | 0.03 | 0.03 | 226
RMO610 | High Efficiency CD (EF=3.01 w/moisture sensor) | 1e-06 | 1e-06 | 1e-06
RMO701 | Energy Star DW (EF=0.68) | 0.02 | 0.01 | 163
RMO901 | Energy Star TV | 0 | 0 | 11
RMO911 | Energy Star Large Screen TV | 0.01 | 0 | 43
RMO921 | Energy Star Set-Top Box | 0.01 | 0.01 | 48
RMO931 | Energy Star DVD Player | 0 | 0 | 26
RMO941 | Energy Star VCR | 0.01 | 0.01 | 54
RMO951 | Energy Star Desktop PC | 0 | 0 | 30
RMO961 | Energy Star Laptop PC | 0 | 0 | 12
RMO962 | Smart Plug | 0 | 0 | 250
RSF102 | 15 SEER Split-System Air Conditioner | 0.13 | 0 | 255
RSF103 | 17 SEER Split-System Air Conditioner | 0.25 | 0 | 491
RSF104 | 19 SEER Split-System Air Conditioner | 0.49 | 0 | 979
RSF105 | 14 SEER Split-System Heat Pump | 0 | 0.8 | 789
RSF106 | 15 SEER Split-System Heat Pump | 0.13 | 0.32 | 380
RSF107 | 17 SEER Split-System Heat Pump | 0.35 | 0.86 | 1034
RSF111 | Sealed Attic w/Sprayed Foam Insulated Roof Deck - SS AC | 0.18 | 0.42 | 475
RSF112 | AC Maintenance (Outdoor Coil Cleaning) - SS AC | 0.14 | 0 | 339
RSF113 | AC Maintenance (Indoor Coil Cleaning) - SS AC | 0.14 | 0 | 335
RSF114 | Proper Refrigerant Charging and Air Flow - SS AC | 0.2 | 0 | 415
RSF115 | Electronically Commutated Motors (ECM) on an Air Handler Unit | 0.11 | 0.03 | 272
RSF116 | Duct Repair - SS AC | 0.25 | 0.31 | 532
RSF117 | Reflective Roof - SS AC | 0.44 | 0 | 952
RSF118 | Radient Barrier - SS AC | 0.38 | 0.16 | 634
RSF119 | Window Film - SS AC | 0.03 | -0.01 | 99
RSF120 | Window Tinting - SS AC | 0.05 | 0 | 99
RSF121 | Default Window With Sunscreen - SS AC | 0.16 | -0.02 | 201
RSF122 | Single Pane Clear Windows to Dbl Pane Low-E Windows - SS AC | 0.35 | 0.18 | 799
RSF124 | Ceiling R-0 to R-19 Insulation - SS AC | 0.24 | 0.62 | 649
RSF125 | Ceiling R-19 to R-38 Insulation - SS AC | 0.01 | 0.02 | 22
RSF126 | Wall 2x4 R-0 to Blow-In R-13 Insulation - SS AC | 0.02 | 0.05 | 53
RSF127 | Weather Strip/Caulk w/Blower Door - SS AC | 0.07 | 0.09 | 160
RSF132 | 15 SEER Split-System Heat Pump- SS HP | 0.13 | 0.32 | 380
RSF133 | 17 SEER Split-System Heat Pump- SS HP | 0.35 | 0.86 | 1034
RSF137 | Sealed Attics | 0.17 | 0.65 | 451
RSF138 | AC Maintenance (Outdoor Coil Cleaning) - SS HP | 0.14 | 0 | 334
RSF139 | AC Maintenance (Indoor Coil Cleaning) - SS HP | 0.14 | 0 | 330
RSF140 | Proper Refrigerant Charging and Air Flow | 0.2 | 0 | 415
RSF141 | Electronically Commutated Motors (ECM) on an Air Handler Unit | 0.11 | 0.03 | 272
RSF142 | Duct Repair - SS HP | 0.25 | 0.31 | 532
RSF143 | Reflective Roof- SS HP | 0.44 | 0 | 952
RSF144 | Radient Barrier - SS HP | 0.36 | 0.16 | 602
RSF145 | Window Film - SS HP | 0.03 | -0.01 | 104
RSF146 | Window Tinting - SS HP | 0.05 | 0 | 104
RSF147 | Default Window With Sunscreen - SS HP | 0.15 | -0.02 | 191
RSF148 | Single Pane Clear Windows to Dbl Pane Low-E Windows - SS HP | 0.33 | 0.17 | 759
RSF150 | Ceiling R-0 to R-19 Insulation - SS HP | 0.24 | 0.62 | 649
RSF151 | Ceiling R-19 to R-38 Insulation- SS HP | 0.01 | 0.03 | 21
RSF152 | Wall 2x4 R-0 to Blow-In R-13 Insulation - SS HP | 0.02 | 0.07 | 50
RSF153 | Weather Strip/Caulk w/Blower Door - SS HP | 0.07 | 0.09 | 160
RSF191 | HE Room Air Conditioner - EER 11 | 0.1 | 0 | 184
RSF192 | HE Room Air Conditioner - EER 12 | 0.04 | 0 | 185
RSF196 | Reflective Roof - Room AC | 0.44 | 0 | 952
RSF197 | Window Film- Room AC | 0.01 | 0 | 42
RSF198 | Window Tinting - Room AC | 0.02 | 0 | 42
RSF199 | Default Window With Sunscreen - Room AC | 0.07 | -0.01 | 84
RSF200 | Single Pane Clear Windows to Dbl Pane Low-E Windows - Room AC | 0.15 | 0.08 | 335
RSF202 | Ceiling R-0 to R-19 Insulation- Room AC | 0.24 | 0.62 | 649
RSF203 | Ceiling R-19 to R-38 Insulation- Room AC | 0.01 | 0.01 | 20
RSF204 | Wall 2x4 R-0 to Blow-In R-13 Insulation- Room AC | 0.01 | 0.01 | 22
RSF205 | Weather Strip/Caulk w/Blower Door - Room AC | 0.07 | 0.09 | 160
RSF221 | CFL (18-Watt integral ballast), 0.5 hr/day | 0 | 0 | 27
RSF223 | LED (12-Watt) Indoor | 0.0020512 | 0.0029249 | 39.2055
RSF231 | CFL (18-Watt integral ballast), 2.5 hr/day | 0.01 | 0.02 | 243
RSF241 | CFL (18-Watt integral ballast), 6.0 hr/day | 0.01 | 0.01 | 132
RSF251a | ROB 2L4'T8, 1EB - Indoor | 0 | 0 | 20
RSF251b | ROB 2L4'T8, 1EB - Outdoor | 0 | 0 | 20
RSF252a | RET 2L4'T8, 1EB - Indoor | 0 | 0 | 20
RSF252b | RET 2L4'T8, 1EB - Outdoor | 0 | 0 | 20
RSF263 | LED Directional 13W (Flood, Outdoor) | 0 | 0 | 88
RSF301 | HE Refrigerator - Energy Star version of above | 0.03 | 0.03 | 206
RSF302 | Fridge Appliance Recycling | 0 | 0.12 | 1003
RSF351 | HE Freezer | 0.01 | 0.01 | 52
RSF352 | Freeze Appliance Recycling | 0 | 0.15 | 809
RSF401 | Heat Pump Water Heater (EF=2.9) | 0.07 | 0.25 | 1394
RSF404 | AC Heat Recovery Units | 0.09 | 0 | 230
RSF405 | Low Flow Showerhead | 0.01 | 0.04 | 154
RSF406 | Pipe Wrap | 0 | 0.01 | 40
RSF407 | Faucet Aerators | 0.01 | 0.02 | 60
RSF408 | Water Heater Blanket | 0.02 | 0.05 | 205
RSF409 | Water Heater Temperature Check and Adjustment | 0 | 0.01 | 20
RSF410 | Water Heater Timeclock | 0.01 | 0.03 | 100
RSF411 | Heat Trap | 0.02 | 0.05 | 181
RSF502 | Energy Star CW CEE Tier 2 (MEF=2.0) | 0.02 | 0.02 | 167
RSF503 | Energy Star CW CEE Tier 3 (MEF=2.2) | 0.03 | 0.03 | 226
RSF610 | High Efficiency CD (EF=3.01 w/moisture sensor) | 1e-06 | 1e-06 | 1e-06
RSF701 | Energy Star DW (EF=0.68) | 0.02 | 0.02 | 212
RSF801 | Two Speed Pool Pump (1.5 hp) | 0.33 | 0.32 | 1046
RSF802 | High Efficiency One Speed Pool Pump (1.5 hp) | 0.16 | 0.03 | 736
RSF803 | Variable-Speed Pool Pump (<1 hp) | 0.65 | 0.37 | 3162
RSF804 | PV-Powered Pool Pumps | 0.31 | 0.34 | 2183
RSF901 | Energy Star TV | 0 | 0 | 11
RSF911 | Energy Star Large Screen TV | 0.01 | 0 | 43
RSF921 | Energy Star Set-Top Box | 0.01 | 0.01 | 48
RSF931 | Energy Star DVD Player | 0 | 0 | 26
RSF941 | Energy Star VCR | 0.01 | 0.01 | 54
RSF951 | Energy Star Desktop PC | 0 | 0 | 30
RSF961 | Energy Star Laptop PC | 0 | 0 | 12
RSF962 | Smart Plug | 0 | 0 | 250
RSF950 | Residential On Call | 1.1456 | 0.94983 | 1.6501
CDRGSD | C/I Demand Reduction (CDR) | 1 | 0.6272 | 10.827
CDRGSLD | C/I Demand Reduction (CDR) | 1 | 0.6272 | 10.827
BOCGS | Business On Call | 1 | 0 | 6.06
BOCGSD | Business On Call | 1 | 0 | 6.06
CS317 | HVAC | 1 | 0.245 | -316.21
CD317 | HVAC | 1 | 0.245 | -316.21
CL317 | HVAC | 1 | 0.245 | -316.21