## Sorted-SumRatio
Florida Power & Light Company
Docket No. 130199-EI
Staff's Fourth Set of Interrogatories
Interrogatory No. 102
Attachment No. 1
Tab 1 of 2
SORTED BY THIS VALUE
# | Measure Code | Measure Name | Dropped out in Step: | Summer kW Reduction | Winter kW Reduction | Annual kWh Reduction | Energy-to- Summer Demand Ratio | Energy-to- Winter Demand Ratio
1 | IND106 | Comp Air - ASD (1-5 hp) | 1 | 1 | 9.99 | 81258 | 81258 | 8133.9339
2 | IND109 | Comp Air - ASD (6-100 hp) | 1 | 1 | 9.99 | 81258 | 81258 | 8133.9339
3 | IND112 | Comp Air - ASD (100+ hp) | 1 | 1 | 9.99 | 81258 | 81258 | 8133.9339
4 | IND206 | Fans - ASD (1-5 hp) | 1 | 1 | 9.99 | 81258 | 81258 | 8133.9339
5 | IND209 | Fans - ASD (6-100 hp) | 1 | 1 | 9.99 | 81258 | 81258 | 8133.9339
6 | IND212 | Fans - ASD (100+ hp) | 1 | 1 | 9.99 | 81258 | 81258 | 8133.9339
7 | IND306 | Pumps - ASD (1-5 hp) | 1 | 1 | 9.99 | 81258 | 81258 | 8133.9339
8 | IND309 | Pumps - ASD (6-100 hp) | 1 | 1 | 9.99 | 81258 | 81258 | 8133.9339
9 | IND312 | Pumps - ASD (100+ hp) | 1 | 1 | 9.99 | 81258 | 81258 | 8133.9339
10 | INL106 | Comp Air - ASD (1-5 hp) | 1 | 1 | 9.99 | 81258 | 81258 | 8133.9339
11 | INL109 | Comp Air - ASD (6-100 hp) | 1 | 1 | 9.99 | 81258 | 81258 | 8133.9339
12 | INL112 | Comp Air - ASD (100+ hp) | 1 | 1 | 9.99 | 81258 | 81258 | 8133.9339
13 | INL206 | Fans - ASD (1-5 hp) | 1 | 1 | 9.99 | 81258 | 81258 | 8133.9339
14 | INL209 | Fans - ASD (6-100 hp) | 1 | 1 | 9.99 | 81258 | 81258 | 8133.9339
15 | INL212 | Fans - ASD (100+ hp) | 1 | 1 | 9.99 | 81258 | 81258 | 8133.9339
16 | INL306 | Pumps - ASD (1-5 hp) | 1 | 1 | 9.99 | 81258 | 81258 | 8133.9339
17 | INL309 | Pumps - ASD (6-100 hp) | 1 | 1 | 9.99 | 81258 | 81258 | 8133.9339
18 | INL312 | Pumps - ASD (100+ hp) | 1 | 1 | 9.99 | 81258 | 81258 | 8133.9339
19 | RMO105 | 14 SEER Split-System Heat Pump | 1 | 0.01 | 0.74 | 519 | 51900 | 701.3514
20 | CD611 | 0.5 Faucet Aerator (DI) - Commercial | 1 | 1 | 1 | 49103 | 49103 | 49103
21 | CL611 | 0.5 Faucet Aerator (DI) - Commercial | 1 | 1 | 1 | 49103 | 49103 | 49103
22 | CS611 | 0.5 Faucet Aerator (DI) - Commercial | 1 | 1 | 1 | 49103 | 49103 | 49103
23 | IND428 | Drives - Scheduling | 1 | 1 | 4.56 | 36534 | 36534 | 8011.8421
24 | INL428 | Drives - Scheduling | 1 | 1 | 4.56 | 36534 | 36534 | 8011.8421
25 | CD402 | Variable Speed Drive Control | 1 | 1 | 1.82 | 31603 | 31603 | 17364.2857
26 | CD403 | Air Handler Optimization | 1 | 1 | 1.82 | 31603 | 31603 | 17364.2857
27 | CL402 | Variable Speed Drive Control | 1 | 1 | 1.82 | 31603 | 31603 | 17364.2857
28 | CL403 | Air Handler Optimization | 1 | 1 | 1.82 | 31603 | 31603 | 17364.2857
29 | CS402 | Variable Speed Drive Control | 1 | 1 | 1.82 | 31603 | 31603 | 17364.2857
30 | CS403 | Air Handler Optimization | 1 | 1 | 1.82 | 31603 | 31603 | 17364.2857
31 | IND511 | Heating - Scheduling | 1 | 1 | 4.01 | 29195 | 29195 | 7280.5486
32 | INL511 | Heating - Scheduling | 1 | 1 | 4.01 | 29195 | 29195 | 7280.5486
33 | RMF105 | 14 SEER Split-System Heat Pump | 1 | 0.02 | 0.37 | 534 | 26700 | 1443.2432
34 | RMO231 | CFL (18-Watt integral ballast), 2.5 hr/day | 1 | 0.01 | 0.02 | 244 | 24400 | 12200
35 | RSF231 | CFL (18-Watt integral ballast), 2.5 hr/day | 1 | 0.01 | 0.02 | 243 | 24300 | 12150
36 | RMF231 | CFL (18-Watt integral ballast), 2.5 hr/day | 1 | 0.01 | 0.02 | 239 | 23900 | 11950
37 | IND403 | Air conveying systems | 1 | 1 | 3.86 | 23782 | 23782 | 6161.1399
38 | INL403 | Air conveying systems | 1 | 1 | 3.86 | 23782 | 23782 | 6161.1399
39 | CD201 | High Pressure Sodium 250W Lamp | 1 | 1 | 0.73 | 22098 | 22098 | 30271.2329
40 | CD202 | Outdoor Lighting Controls Merc Vpr(Photocell/Timeclock) | 1 | 1 | 0.73 | 22098 | 22098 | 30271.2329
41 | CL201 | High Pressure Sodium 250W Lamp | 1 | 1 | 0.73 | 22098 | 22098 | 30271.2329
42 | CL202 | Outdoor Lighting Controls Merc Vpr(Photocell/Timeclock) | 1 | 1 | 0.73 | 22098 | 22098 | 30271.2329
43 | CS201 | High Pressure Sodium 250W Lamp | 1 | 1 | 0.73 | 22098 | 22098 | 30271.2329
44 | CS202 | Outdoor Lighting Controls Merc Vpr(Photocell/Timeclock) | 1 | 1 | 0.73 | 22098 | 22098 | 30271.2329
45 | CD211 | Outdoor Lighting Controls HID (Photocell/Timeclock) | 1 | 1 | 0 | 22097 | 22097 | 0
46 | CL211 | Outdoor Lighting Controls HID (Photocell/Timeclock) | 1 | 1 | 0 | 22097 | 22097 | 0
47 | CS211 | Outdoor Lighting Controls HID (Photocell/Timeclock) | 1 | 1 | 0 | 22097 | 22097 | 0
48 | CD307 | Chiller - EMS Optimization | 1 | 1 | 0.15 | 20272 | 20272 | 135146.6667
49 | CD328 | DX - Optimize Controls | 1 | 1 | 0.15 | 20272 | 20272 | 135146.6667
50 | CL307 | Chiller - EMS Optimization | 1 | 1 | 0.15 | 20272 | 20272 | 135146.6667
51 | CL328 | DX - Optimize Controls | 1 | 1 | 0.15 | 20272 | 20272 | 135146.6667
52 | CS307 | Chiller - EMS Optimization | 1 | 1 | 0.15 | 20272 | 20272 | 135146.6667
53 | CS328 | DX - Optimize Controls | 1 | 1 | 0.15 | 20272 | 20272 | 135146.6667
54 | IND726 | DX -Optimize Controls | 1 | 1 | 0.15 | 20272 | 20272 | 135146.6667
55 | INL726 | DX -Optimize Controls | 1 | 1 | 0.15 | 20272 | 20272 | 135146.6667
56 | RMF401 | Heat Pump Water Heater (EF=2.9) | 1 | 0.07 | 0.25 | 1394 | 19914.2857 | 5576
57 | RMO401 | Heat Pump Water Heater (EF=2.9) | 1 | 0.07 | 0.25 | 1394 | 19914.2857 | 5576
58 | RSF401 | Heat Pump Water Heater (EF=2.9) | 1 | 0.07 | 0.25 | 1394 | 19914.2857 | 5576
59 | IND702 | High Efficiency Chiller Motors | 1 | 1 | 0.6 | 19594 | 19594 | 32656.6667
60 | IND703 | Chiller - EMS | 1 | 1 | 0.6 | 19594 | 19594 | 32656.6667
61 | IND704 | Chiller- Tune Up/Diagnostics | 1 | 1 | 0.6 | 19594 | 19594 | 32656.6667
62 | IND705 | Chiller VSD - for Pumps and Towers | 1 | 1 | 0.6 | 19594 | 19594 | 32656.6667
63 | IND706 | Chiller - EMS Optimization | 1 | 1 | 0.6 | 19594 | 19594 | 32656.6667
64 | IND707 | Chiller - Aerosole Duct Sealing | 1 | 1 | 0.6 | 19594 | 19594 | 32656.6667
65 | IND708 | Chiller - Duct/Pipe Insulation | 1 | 1 | 0.6 | 19594 | 19594 | 32656.6667
66 | INL702 | High Efficiency Chiller Motors | 1 | 1 | 0.6 | 19594 | 19594 | 32656.6667
67 | INL703 | Chiller - EMS | 1 | 1 | 0.6 | 19594 | 19594 | 32656.6667
68 | INL704 | Chiller- Tune Up/Diagnostics | 1 | 1 | 0.6 | 19594 | 19594 | 32656.6667
69 | INL705 | Chiller VSD - for Pumps and Towers | 1 | 1 | 0.6 | 19594 | 19594 | 32656.6667
70 | INL706 | Chiller - EMS Optimization | 1 | 1 | 0.6 | 19594 | 19594 | 32656.6667
71 | INL707 | Chiller - Aerosole Duct Sealing | 1 | 1 | 0.6 | 19594 | 19594 | 32656.6667
72 | INL708 | Chiller - Duct/Pipe Insulation | 1 | 1 | 0.6 | 19594 | 19594 | 32656.6667
73 | RMF223 | LED (12-Watt) Indoor | 1 | 0.0020512 | 0.0029249 | 39.2055 | 19113.158 | 13404.2544
74 | RMO223 | LED (12-Watt) Indoor | 1 | 0.0020512 | 0.0029249 | 39.2055 | 19113.158 | 13404.2544
75 | RSF223 | LED (12-Watt) Indoor | 1 | 0.0020512 | 0.0029249 | 39.2055 | 19113.158 | 13404.2544
76 | CD506 | Compressor VSD retrofit | 1 | 1 | 0.82 | 16131 | 16131 | 19671.9512
77 | CL506 | Compressor VSD retrofit | 1 | 1 | 0.82 | 16131 | 16131 | 19671.9512
78 | CS506 | Compressor VSD retrofit | 1 | 1 | 0.82 | 16131 | 16131 | 19671.9512
79 | RMO408 | Water Heater Blanket | 1 | 0.01 | 0.04 | 156 | 15600 | 3900
80 | IND203 | Fans - System Optimization | 1 | 1 | 1.91 | 15560 | 15560 | 8146.5969
81 | INL203 | Fans - System Optimization | 1 | 1 | 1.91 | 15560 | 15560 | 8146.5969
82 | RSF405 | Low Flow Showerhead | 1 | 0.01 | 0.04 | 154 | 15400 | 3850
83 | RMO411 | Heat Trap | 1 | 0.01 | 0.03 | 137 | 13700 | 4566.6667
84 | CD901 | Vending Misers (cooled machines only) | 1 | 1 | 1.45 | 13428 | 13428 | 9260.6897
85 | CL901 | Vending Misers (cooled machines only) | 1 | 1 | 1.45 | 13428 | 13428 | 9260.6897
86 | CS901 | Vending Misers (cooled machines only) | 1 | 1 | 1.45 | 13428 | 13428 | 9260.6897
87 | RMF408 | Water Heater Blanket | 1 | 0.01 | 0.04 | 134 | 13400 | 3350
88 | CD613 | 1.5 gpm Faucet Aerator (DI) - Commercial | 1 | 1 | 1 | 13222 | 13222 | 13222
89 | CL613 | 1.5 gpm Faucet Aerator (DI) - Commercial | 1 | 1 | 1 | 13222 | 13222 | 13222
90 | CS613 | 1.5 gpm Faucet Aerator (DI) - Commercial | 1 | 1 | 1 | 13222 | 13222 | 13222
91 | RMO241 | CFL (18-Watt integral ballast), 6.0 hr/day | 1 | 0.01 | 0.01 | 132 | 13200 | 13200
92 | RSF241 | CFL (18-Watt integral ballast), 6.0 hr/day | 1 | 0.01 | 0.01 | 132 | 13200 | 13200
93 | RMF241 | CFL (18-Watt integral ballast), 6.0 hr/day | 1 | 0.01 | 0.01 | 130 | 13000 | 13000
94 | RMO192 | HE Room Air Conditioner - EER 12 | 1 | 0.01 | 0 | 121 | 12100 | 0
95 | CD722 | Monitor Power Management Enabling | 1 | 1 | 2.72 | 12085 | 12085 | 4443.0147
96 | CS722 | Monitor Power Management Enabling | 1 | 1 | 2.72 | 12085 | 12085 | 4443.0147
97 | CL722 | Monitor Power Management Enabling | 2 | 1 | 2.72 | 12085 | 12085 | 4443.0147
98 | RMF411 | Heat Trap | 1 | 0.01 | 0.03 | 118 | 11800 | 3933.3333
99 | RMO405 | Low Flow Showerhead | 1 | 0.01 | 0.03 | 117 | 11700 | 3900
100 | CD701 | PC Manual Power Management Enabling | 1 | 1 | 2.72 | 11611 | 11611 | 4268.75
101 | CD702 | PC Network Power Management Enabling | 1 | 1 | 2.72 | 11611 | 11611 | 4268.75
102 | CD712 | Monitor Power Management Enabling | 1 | 1 | 2.72 | 11611 | 11611 | 4268.75
103 | CD732 | Copier Power Management Enabling | 1 | 1 | 2.72 | 11611 | 11611 | 4268.75
104 | CD741 | Printer Power Management Enabling | 1 | 1 | 2.72 | 11611 | 11611 | 4268.75
105 | CS701 | PC Manual Power Management Enabling | 1 | 1 | 2.72 | 11611 | 11611 | 4268.75
106 | CS702 | PC Network Power Management Enabling | 1 | 1 | 2.72 | 11611 | 11611 | 4268.75
107 | CS712 | Monitor Power Management Enabling | 1 | 1 | 2.72 | 11611 | 11611 | 4268.75
108 | CS732 | Copier Power Management Enabling | 1 | 1 | 2.72 | 11611 | 11611 | 4268.75
109 | CS741 | Printer Power Management Enabling | 1 | 1 | 2.72 | 11611 | 11611 | 4268.75
110 | CL701 | PC Manual Power Management Enabling | 2 | 1 | 2.72 | 11611 | 11611 | 4268.75
111 | CL702 | PC Network Power Management Enabling | 2 | 1 | 2.72 | 11611 | 11611 | 4268.75
112 | CL712 | Monitor Power Management Enabling | 2 | 1 | 2.72 | 11611 | 11611 | 4268.75
113 | CL732 | Copier Power Management Enabling | 2 | 1 | 2.72 | 11611 | 11611 | 4268.75
114 | CL741 | Printer Power Management Enabling | 2 | 1 | 2.72 | 11611 | 11611 | 4268.75
115 | IND114 | Power recovery | 1 | 1 | 0.94 | 11487 | 11487 | 12220.2128
116 | IND115 | Refinery Controls | 1 | 1 | 0.94 | 11487 | 11487 | 12220.2128
117 | IND215 | Power recovery | 1 | 1 | 0.94 | 11487 | 11487 | 12220.2128
118 | IND216 | Refinery Controls | 1 | 1 | 0.94 | 11487 | 11487 | 12220.2128
119 | IND314 | Power recovery | 1 | 1 | 0.94 | 11487 | 11487 | 12220.2128
120 | IND315 | Refinery Controls | 1 | 1 | 0.94 | 11487 | 11487 | 12220.2128
121 | IND602 | Efficient desalter | 1 | 1 | 0.94 | 11487 | 11487 | 12220.2128
122 | IND606 | Power recovery | 1 | 1 | 0.94 | 11487 | 11487 | 12220.2128
123 | IND607 | Refinery Controls | 1 | 1 | 0.94 | 11487 | 11487 | 12220.2128
124 | INL114 | Power recovery | 1 | 1 | 0.94 | 11487 | 11487 | 12220.2128
125 | INL115 | Refinery Controls | 1 | 1 | 0.94 | 11487 | 11487 | 12220.2128
126 | INL215 | Power recovery | 1 | 1 | 0.94 | 11487 | 11487 | 12220.2128
127 | INL216 | Refinery Controls | 1 | 1 | 0.94 | 11487 | 11487 | 12220.2128
128 | INL314 | Power recovery | 1 | 1 | 0.94 | 11487 | 11487 | 12220.2128
129 | INL315 | Refinery Controls | 1 | 1 | 0.94 | 11487 | 11487 | 12220.2128
130 | INL602 | Efficient desalter | 1 | 1 | 0.94 | 11487 | 11487 | 12220.2128
131 | INL606 | Power recovery | 1 | 1 | 0.94 | 11487 | 11487 | 12220.2128
132 | INL607 | Refinery Controls | 1 | 1 | 0.94 | 11487 | 11487 | 12220.2128
133 | IND414 | Clean Room - New Designs | 1 | 1 | 0.87 | 11058 | 11058 | 12710.3448
134 | IND601 | Other Process Controls (batch + site) | 1 | 1 | 0.87 | 11058 | 11058 | 12710.3448
135 | INL414 | Clean Room - New Designs | 1 | 1 | 0.87 | 11058 | 11058 | 12710.3448
136 | INL601 | Other Process Controls (batch + site) | 1 | 1 | 0.87 | 11058 | 11058 | 12710.3448
137 | CD606 | Demand controlled circulating systems | 1 | 1 | 0.69 | 11048 | 11048 | 16011.5942
138 | CD609 | Heat Trap | 1 | 1 | 0.69 | 11048 | 11048 | 16011.5942
139 | CD610 | Hot Water Pipe Insulation | 1 | 1 | 0.69 | 11048 | 11048 | 16011.5942
140 | CL606 | Demand controlled circulating systems | 1 | 1 | 0.69 | 11048 | 11048 | 16011.5942
141 | CL609 | Heat Trap | 1 | 1 | 0.69 | 11048 | 11048 | 16011.5942
142 | CL610 | Hot Water Pipe Insulation | 1 | 1 | 0.69 | 11048 | 11048 | 16011.5942
143 | CS606 | Demand controlled circulating systems | 1 | 1 | 0.69 | 11048 | 11048 | 16011.5942
144 | CS609 | Heat Trap | 1 | 1 | 0.69 | 11048 | 11048 | 16011.5942
145 | CS610 | Hot Water Pipe Insulation | 1 | 1 | 0.69 | 11048 | 11048 | 16011.5942
146 | RSF701 | Energy Star DW (EF=0.68) | 1 | 0.02 | 0.02 | 212 | 10600 | 10600
147 | RSF408 | Water Heater Blanket | 1 | 0.02 | 0.05 | 205 | 10250 | 4100
148 | RSF410 | Water Heater Timeclock | 1 | 0.01 | 0.03 | 100 | 10000 | 3333.3333
149 | RMF405 | Low Flow Showerhead | 1 | 0.01 | 0.03 | 99 | 9900 | 3300
150 | IND416 | Process Drives - ASD | 1 | 1 | 0.92 | 9756 | 9756 | 10604.3478
151 | INL416 | Process Drives - ASD | 1 | 1 | 0.92 | 9756 | 9756 | 10604.3478
152 | IND413 | Clean Room - Controls | 1 | 1 | 0.87 | 9272 | 9272 | 10657.4713
153 | INL413 | Clean Room - Controls | 1 | 1 | 0.87 | 9272 | 9272 | 10657.4713
154 | RSF411 | Heat Trap | 1 | 0.02 | 0.05 | 181 | 9050 | 3620
155 | CD518 | Ice Machine | 1 | 1 | 1 | 8985 | 8985 | 8985
156 | CL518 | Ice Machine | 1 | 1 | 1 | 8985 | 8985 | 8985
157 | CS518 | Ice Machine | 1 | 1 | 1 | 8985 | 8985 | 8985
158 | CD811 | Restaurant - Efficient Fryer | 1 | 1 | 0.39 | 8971 | 8971 | 23002.5641
159 | CL811 | Restaurant - Efficient Fryer | 1 | 1 | 0.39 | 8971 | 8971 | 23002.5641
160 | CS811 | Restaurant - Efficient Fryer | 1 | 1 | 0.39 | 8971 | 8971 | 23002.5641
161 | IND406 | Gap Forming papermachine | 1 | 1 | 0.95 | 8773 | 8773 | 9234.7368
162 | IND407 | High Consistency forming | 1 | 1 | 0.95 | 8773 | 8773 | 9234.7368
163 | IND408 | Optimization control PM | 1 | 1 | 0.95 | 8773 | 8773 | 9234.7368
164 | INL406 | Gap Forming papermachine | 1 | 1 | 0.95 | 8773 | 8773 | 9234.7368
165 | INL407 | High Consistency forming | 1 | 1 | 0.95 | 8773 | 8773 | 9234.7368
166 | INL408 | Optimization control PM | 1 | 1 | 0.95 | 8773 | 8773 | 9234.7368
167 | CD703 | Server Virtulization | 1 | 1 | 0 | 8768 | 8768 | 0
168 | CL703 | Server Virtulization | 1 | 1 | 0 | 8768 | 8768 | 0
169 | CS703 | Server Virtulization | 1 | 1 | 0 | 8768 | 8768 | 0
170 | CD801 | Restaurant - Convection Oven | 1 | 1 | 0.37 | 8760 | 8760 | 23675.6757
171 | CL801 | Restaurant - Convection Oven | 1 | 1 | 0.37 | 8760 | 8760 | 23675.6757
172 | CS801 | Restaurant - Convection Oven | 1 | 1 | 0.37 | 8760 | 8760 | 23675.6757
173 | IND422 | Efficient grinding | 1 | 1 | 0.96 | 8602 | 8602 | 8960.4167
174 | IND423 | Process control | 1 | 1 | 0.96 | 8602 | 8602 | 8960.4167
175 | IND424 | Process optimization | 1 | 1 | 0.96 | 8602 | 8602 | 8960.4167
176 | IND504 | Top-heating (glass) | 1 | 1 | 0.96 | 8602 | 8602 | 8960.4167
177 | INL422 | Efficient grinding | 1 | 1 | 0.96 | 8602 | 8602 | 8960.4167
178 | INL423 | Process control | 1 | 1 | 0.96 | 8602 | 8602 | 8960.4167
179 | INL424 | Process optimization | 1 | 1 | 0.96 | 8602 | 8602 | 8960.4167
180 | INL504 | Top-heating (glass) | 1 | 1 | 0.96 | 8602 | 8602 | 8960.4167
181 | IND430 | Efficient Machinery | 1 | 1 | 0.97 | 8454 | 8454 | 8715.4639
182 | IND605 | Process control | 1 | 1 | 0.97 | 8454 | 8454 | 8715.4639
183 | INL430 | Efficient Machinery | 1 | 1 | 0.97 | 8454 | 8454 | 8715.4639
184 | INL605 | Process control | 1 | 1 | 0.97 | 8454 | 8454 | 8715.4639
185 | IND415 | Drives - Process Controls (batch + site) | 1 | 1 | 0.92 | 8444 | 8444 | 9178.2609
186 | INL415 | Drives - Process Controls (batch + site) | 1 | 1 | 0.92 | 8444 | 8444 | 9178.2609
187 | RMF502 | Energy Star CW CEE Tier 2 (MEF=2.0) | 1 | 0.02 | 0.02 | 167 | 8350 | 8350
188 | RMO502 | Energy Star CW CEE Tier 2 (MEF=2.0) | 1 | 0.02 | 0.02 | 167 | 8350 | 8350
189 | RSF502 | Energy Star CW CEE Tier 2 (MEF=2.0) | 1 | 0.02 | 0.02 | 167 | 8350 | 8350
190 | CD407 | Separate Makeup Air / Exhaust Hoods AC | 1 | 1 | 0.2 | 8315 | 8315 | 41575
191 | CL407 | Separate Makeup Air / Exhaust Hoods AC | 1 | 1 | 0.2 | 8315 | 8315 | 41575
192 | CS407 | Separate Makeup Air / Exhaust Hoods AC | 1 | 1 | 0.2 | 8315 | 8315 | 41575
193 | RMF701 | Energy Star DW (EF=0.68) | 1 | 0.02 | 0.01 | 163 | 8150 | 16300
194 | RMO701 | Energy Star DW (EF=0.68) | 1 | 0.02 | 0.01 | 163 | 8150 | 16300
195 | CD501 | High-efficiency fan motors | 1 | 1 | 0.82 | 8067 | 8067 | 9837.8049
196 | CD502 | Strip curtains for walk-ins | 1 | 1 | 0.82 | 8067 | 8067 | 9837.8049
197 | CD504 | Evaporator fan controller for MT walk-ins | 1 | 1 | 0.82 | 8067 | 8067 | 9837.8049
198 | CD505 | Efficient compressor motor | 1 | 1 | 0.82 | 8067 | 8067 | 9837.8049
199 | CD507 | Floating head pressure controls | 1 | 1 | 0.82 | 8067 | 8067 | 9837.8049
200 | CD508 | Refrigeration Commissioning | 1 | 1 | 0.82 | 8067 | 8067 | 9837.8049
201 | CD510 | Demand Defrost Electric | 1 | 1 | 0.82 | 8067 | 8067 | 9837.8049
202 | CD514 | Multiplex Compressor System | 1 | 1 | 0.82 | 8067 | 8067 | 9837.8049
203 | CD515 | Oversized Air Cooled Condenser | 1 | 1 | 0.82 | 8067 | 8067 | 9837.8049
204 | CD516 | Freezer-Cooler Replacement Gaskets | 1 | 1 | 0.82 | 8067 | 8067 | 9837.8049
205 | CD517 | LED Display Lighting | 1 | 1 | 0.82 | 8067 | 8067 | 9837.8049
206 | CL501 | High-efficiency fan motors | 1 | 1 | 0.82 | 8067 | 8067 | 9837.8049
207 | CL502 | Strip curtains for walk-ins | 1 | 1 | 0.82 | 8067 | 8067 | 9837.8049
208 | CL504 | Evaporator fan controller for MT walk-ins | 1 | 1 | 0.82 | 8067 | 8067 | 9837.8049
209 | CL505 | Efficient compressor motor | 1 | 1 | 0.82 | 8067 | 8067 | 9837.8049
210 | CL507 | Floating head pressure controls | 1 | 1 | 0.82 | 8067 | 8067 | 9837.8049
211 | CL508 | Refrigeration Commissioning | 1 | 1 | 0.82 | 8067 | 8067 | 9837.8049
212 | CL510 | Demand Defrost Electric | 1 | 1 | 0.82 | 8067 | 8067 | 9837.8049
213 | CL514 | Multiplex Compressor System | 1 | 1 | 0.82 | 8067 | 8067 | 9837.8049
214 | CL515 | Oversized Air Cooled Condenser | 1 | 1 | 0.82 | 8067 | 8067 | 9837.8049
215 | CL516 | Freezer-Cooler Replacement Gaskets | 1 | 1 | 0.82 | 8067 | 8067 | 9837.8049
216 | CL517 | LED Display Lighting | 1 | 1 | 0.82 | 8067 | 8067 | 9837.8049
217 | CS501 | High-efficiency fan motors | 1 | 1 | 0.82 | 8067 | 8067 | 9837.8049
218 | CS502 | Strip curtains for walk-ins | 1 | 1 | 0.82 | 8067 | 8067 | 9837.8049
219 | CS504 | Evaporator fan controller for MT walk-ins | 1 | 1 | 0.82 | 8067 | 8067 | 9837.8049
220 | CS505 | Efficient compressor motor | 1 | 1 | 0.82 | 8067 | 8067 | 9837.8049
221 | CS507 | Floating head pressure controls | 1 | 1 | 0.82 | 8067 | 8067 | 9837.8049
222 | CS508 | Refrigeration Commissioning | 1 | 1 | 0.82 | 8067 | 8067 | 9837.8049
223 | CS510 | Demand Defrost Electric | 1 | 1 | 0.82 | 8067 | 8067 | 9837.8049
224 | CS514 | Multiplex Compressor System | 1 | 1 | 0.82 | 8067 | 8067 | 9837.8049
225 | CS515 | Oversized Air Cooled Condenser | 1 | 1 | 0.82 | 8067 | 8067 | 9837.8049
226 | CS516 | Freezer-Cooler Replacement Gaskets | 1 | 1 | 0.82 | 8067 | 8067 | 9837.8049
227 | CS517 | LED Display Lighting | 1 | 1 | 0.82 | 8067 | 8067 | 9837.8049
228 | CD401 | High Efficiency Fan Motor, 15hp, 1800rpm, 92.4% | 1 | 1 | 1.82 | 7903 | 7903 | 4342.3077
229 | CS401 | High Efficiency Fan Motor, 15hp, 1800rpm, 92.4% | 1 | 1 | 1.82 | 7903 | 7903 | 4342.3077
230 | CL401 | High Efficiency Fan Motor, 15hp, 1800rpm, 92.4% | 2 | 1 | 1.82 | 7903 | 7903 | 4342.3077
231 | IND405 | Drives - EE motor | 1 | 1 | 0.95 | 7712 | 7712 | 8117.8947
232 | INL405 | Drives - EE motor | 1 | 1 | 0.95 | 7712 | 7712 | 8117.8947
233 | CD711 | Energy Star or Better Monitor | 1 | 1 | 1.79 | 7644 | 7644 | 4270.3911
234 | CD721 | Energy Star or Better Monitor | 1 | 1 | 1.79 | 7644 | 7644 | 4270.3911
235 | CD731 | Energy Star or Better Copier | 1 | 1 | 1.79 | 7644 | 7644 | 4270.3911
236 | CS711 | Energy Star or Better Monitor | 1 | 1 | 1.79 | 7644 | 7644 | 4270.3911
237 | CS721 | Energy Star or Better Monitor | 1 | 1 | 1.79 | 7644 | 7644 | 4270.3911
238 | CS731 | Energy Star or Better Copier | 1 | 1 | 1.79 | 7644 | 7644 | 4270.3911
239 | CL711 | Energy Star or Better Monitor | 2 | 1 | 1.79 | 7644 | 7644 | 4270.3911
240 | CL721 | Energy Star or Better Monitor | 2 | 1 | 1.79 | 7644 | 7644 | 4270.3911
241 | CL731 | Energy Star or Better Copier | 2 | 1 | 1.79 | 7644 | 7644 | 4270.3911
242 | RMO410 | Water Heater Timeclock | 1 | 0.01 | 0.02 | 76 | 7600 | 3800
243 | RMF503 | Energy Star CW CEE Tier 3 (MEF=2.2) | 1 | 0.03 | 0.03 | 226 | 7533.3333 | 7533.3333
244 | RMO503 | Energy Star CW CEE Tier 3 (MEF=2.2) | 1 | 0.03 | 0.03 | 226 | 7533.3333 | 7533.3333
245 | RSF503 | Energy Star CW CEE Tier 3 (MEF=2.2) | 1 | 0.03 | 0.03 | 226 | 7533.3333 | 7533.3333
246 | IND409 | Efficient practices printing press | 1 | 1 | 0.78 | 7485 | 7485 | 9596.1538
247 | IND410 | Efficient Printing press (fewer cylinders) | 1 | 1 | 0.78 | 7485 | 7485 | 9596.1538
248 | IND411 | Light cylinders | 1 | 1 | 0.78 | 7485 | 7485 | 9596.1538
249 | IND412 | Efficient drives | 1 | 1 | 0.78 | 7485 | 7485 | 9596.1538
250 | IND604 | Efficient processes (welding, etc.) | 1 | 1 | 0.88 | 7485 | 7485 | 8505.6818
251 | INL409 | Efficient practices printing press | 1 | 1 | 0.78 | 7485 | 7485 | 9596.1538
252 | INL410 | Efficient Printing press (fewer cylinders) | 1 | 1 | 0.78 | 7485 | 7485 | 9596.1538
253 | INL411 | Light cylinders | 1 | 1 | 0.78 | 7485 | 7485 | 9596.1538
254 | INL412 | Efficient drives | 1 | 1 | 0.78 | 7485 | 7485 | 9596.1538
255 | INL604 | Efficient processes (welding, etc.) | 1 | 1 | 0.88 | 7485 | 7485 | 8505.6818
256 | IND401 | Bakery - Process (Mixing) - O&M | 1 | 1 | 0.92 | 7427 | 7427 | 8072.8261
257 | IND501 | Bakery - Process | 1 | 1 | 0.92 | 7427 | 7427 | 8072.8261
258 | INL401 | Bakery - Process (Mixing) - O&M | 1 | 1 | 0.92 | 7427 | 7427 | 8072.8261
259 | INL501 | Bakery - Process | 1 | 1 | 0.92 | 7427 | 7427 | 8072.8261
260 | CD161 | LED Exit Sign | 1 | 1 | 1.11 | 7418 | 7418 | 6682.8829
261 | CS161 | LED Exit Sign | 1 | 1 | 1.11 | 7418 | 7418 | 6682.8829
262 | CL161 | LED Exit Sign | 2 | 1 | 1.11 | 7418 | 7418 | 6682.8829
263 | IND101 | Compressed Air-O&M | 1 | 1 | 0.9 | 7348 | 7348 | 8164.4444
264 | IND102 | Compressed Air - Controls | 1 | 1 | 0.9 | 7348 | 7348 | 8164.4444
265 | IND103 | Compressed Air - System Optimization | 1 | 1 | 0.9 | 7348 | 7348 | 8164.4444
266 | IND104 | Compressed Air- Sizing | 1 | 1 | 0.9 | 7348 | 7348 | 8164.4444
267 | IND105 | Comp Air - Replace 1-5 HP motor | 1 | 1 | 0.9 | 7348 | 7348 | 8164.4444
268 | IND107 | Comp Air - Motor practices-1 (1-5 HP) | 1 | 1 | 0.9 | 7348 | 7348 | 8164.4444
269 | IND108 | Comp Air - Replace 6-100 HP motor | 1 | 1 | 0.9 | 7348 | 7348 | 8164.4444
270 | IND110 | Comp Air - Motor practices-1 (6-100 HP) | 1 | 1 | 0.9 | 7348 | 7348 | 8164.4444
271 | IND111 | Comp Air - Replace 100+ HP motor | 1 | 1 | 0.9 | 7348 | 7348 | 8164.4444
272 | IND113 | Comp Air - Motor practices-1 (100+ HP) | 1 | 1 | 0.9 | 7348 | 7348 | 8164.4444
273 | IND201 | Fans - O&M | 1 | 1 | 0.9 | 7348 | 7348 | 8164.4444
274 | IND202 | Fans - Controls | 1 | 1 | 0.9 | 7348 | 7348 | 8164.4444
275 | IND204 | Fans- Improve components | 1 | 1 | 0.9 | 7348 | 7348 | 8164.4444
276 | IND205 | Fans - Replace 1-5 HP motor | 1 | 1 | 0.9 | 7348 | 7348 | 8164.4444
277 | IND207 | Fans - Motor practices-1 (1-5 HP) | 1 | 1 | 0.9 | 7348 | 7348 | 8164.4444
278 | IND208 | Fans - Replace 6-100 HP motor | 1 | 1 | 0.9 | 7348 | 7348 | 8164.4444
279 | IND210 | Fans - Motor practices-1 (6-100 HP) | 1 | 1 | 0.9 | 7348 | 7348 | 8164.4444
280 | IND211 | Fans - Replace 100+ HP motor | 1 | 1 | 0.9 | 7348 | 7348 | 8164.4444
281 | IND213 | Fans - Motor practices-1 (100+ HP) | 1 | 1 | 0.9 | 7348 | 7348 | 8164.4444
282 | IND301 | Pumps - O&M | 1 | 1 | 0.9 | 7348 | 7348 | 8164.4444
283 | IND302 | Pumps - Controls | 1 | 1 | 0.9 | 7348 | 7348 | 8164.4444
284 | IND303 | Pumps - System Optimization | 1 | 1 | 0.9 | 7348 | 7348 | 8164.4444
285 | IND304 | Pumps - Sizing | 1 | 1 | 0.9 | 7348 | 7348 | 8164.4444
286 | IND305 | Pumps - Replace 1-5 HP motor | 1 | 1 | 0.9 | 7348 | 7348 | 8164.4444
287 | IND307 | Pumps - Motor practices-1 (1-5 HP) | 1 | 1 | 0.9 | 7348 | 7348 | 8164.4444
288 | IND308 | Pumps - Replace 6-100 HP motor | 1 | 1 | 0.9 | 7348 | 7348 | 8164.4444
289 | IND310 | Pumps - Motor practices-1 (6-100 HP) | 1 | 1 | 0.9 | 7348 | 7348 | 8164.4444
290 | IND311 | Pumps - Replace 100+ HP motor | 1 | 1 | 0.9 | 7348 | 7348 | 8164.4444
291 | IND313 | Pumps - Motor practices-1 (100+ HP) | 1 | 1 | 0.9 | 7348 | 7348 | 8164.4444
292 | INL101 | Compressed Air-O&M | 2 | 1 | 0.9 | 7348 | 7348 | 8164.4444
293 | INL102 | Compressed Air - Controls | 2 | 1 | 0.9 | 7348 | 7348 | 8164.4444
294 | INL103 | Compressed Air - System Optimization | 2 | 1 | 0.9 | 7348 | 7348 | 8164.4444
295 | INL104 | Compressed Air- Sizing | 2 | 1 | 0.9 | 7348 | 7348 | 8164.4444
296 | INL105 | Comp Air - Replace 1-5 HP motor | 2 | 1 | 0.9 | 7348 | 7348 | 8164.4444
297 | INL107 | Comp Air - Motor practices-1 (1-5 HP) | 2 | 1 | 0.9 | 7348 | 7348 | 8164.4444
298 | INL108 | Comp Air - Replace 6-100 HP motor | 2 | 1 | 0.9 | 7348 | 7348 | 8164.4444
299 | INL110 | Comp Air - Motor practices-1 (6-100 HP) | 2 | 1 | 0.9 | 7348 | 7348 | 8164.4444
300 | INL111 | Comp Air - Replace 100+ HP motor | 2 | 1 | 0.9 | 7348 | 7348 | 8164.4444
301 | INL113 | Comp Air - Motor practices-1 (100+ HP) | 2 | 1 | 0.9 | 7348 | 7348 | 8164.4444
302 | INL201 | Fans - O&M | 2 | 1 | 0.9 | 7348 | 7348 | 8164.4444
303 | INL202 | Fans - Controls | 2 | 1 | 0.9 | 7348 | 7348 | 8164.4444
304 | INL204 | Fans- Improve components | 2 | 1 | 0.9 | 7348 | 7348 | 8164.4444
305 | INL205 | Fans - Replace 1-5 HP motor | 2 | 1 | 0.9 | 7348 | 7348 | 8164.4444
306 | INL207 | Fans - Motor practices-1 (1-5 HP) | 2 | 1 | 0.9 | 7348 | 7348 | 8164.4444
307 | INL208 | Fans - Replace 6-100 HP motor | 2 | 1 | 0.9 | 7348 | 7348 | 8164.4444
308 | INL210 | Fans - Motor practices-1 (6-100 HP) | 2 | 1 | 0.9 | 7348 | 7348 | 8164.4444
309 | INL211 | Fans - Replace 100+ HP motor | 2 | 1 | 0.9 | 7348 | 7348 | 8164.4444
310 | INL213 | Fans - Motor practices-1 (100+ HP) | 2 | 1 | 0.9 | 7348 | 7348 | 8164.4444
311 | INL301 | Pumps - O&M | 2 | 1 | 0.9 | 7348 | 7348 | 8164.4444
312 | INL302 | Pumps - Controls | 2 | 1 | 0.9 | 7348 | 7348 | 8164.4444
313 | INL303 | Pumps - System Optimization | 2 | 1 | 0.9 | 7348 | 7348 | 8164.4444
314 | INL304 | Pumps - Sizing | 2 | 1 | 0.9 | 7348 | 7348 | 8164.4444
315 | INL305 | Pumps - Replace 1-5 HP motor | 2 | 1 | 0.9 | 7348 | 7348 | 8164.4444
316 | INL307 | Pumps - Motor practices-1 (1-5 HP) | 2 | 1 | 0.9 | 7348 | 7348 | 8164.4444
317 | INL308 | Pumps - Replace 6-100 HP motor | 2 | 1 | 0.9 | 7348 | 7348 | 8164.4444
318 | INL310 | Pumps - Motor practices-1 (6-100 HP) | 2 | 1 | 0.9 | 7348 | 7348 | 8164.4444
319 | INL311 | Pumps - Replace 100+ HP motor | 2 | 1 | 0.9 | 7348 | 7348 | 8164.4444
320 | INL313 | Pumps - Motor practices-1 (100+ HP) | 2 | 1 | 0.9 | 7348 | 7348 | 8164.4444
321 | IND417 | O&M - Extruders/Injection Moulding | 1 | 1 | 0.9 | 7186 | 7186 | 7984.4444
322 | IND418 | Extruders/injection Moulding-multipump | 1 | 1 | 0.9 | 7186 | 7186 | 7984.4444
323 | IND419 | Direct drive Extruders | 1 | 1 | 0.9 | 7186 | 7186 | 7984.4444
324 | IND420 | Injection Moulding - Impulse Cooling | 1 | 1 | 0.9 | 7186 | 7186 | 7984.4444
325 | IND421 | Injection Moulding - Direct drive | 1 | 1 | 0.9 | 7186 | 7186 | 7984.4444
326 | INL417 | O&M - Extruders/Injection Moulding | 2 | 1 | 0.9 | 7186 | 7186 | 7984.4444
327 | INL418 | Extruders/injection Moulding-multipump | 2 | 1 | 0.9 | 7186 | 7186 | 7984.4444
328 | INL419 | Direct drive Extruders | 2 | 1 | 0.9 | 7186 | 7186 | 7984.4444
329 | INL420 | Injection Moulding - Impulse Cooling | 2 | 1 | 0.9 | 7186 | 7186 | 7984.4444
330 | INL421 | Injection Moulding - Direct drive | 2 | 1 | 0.9 | 7186 | 7186 | 7984.4444
331 | IND901 | Replace V-belts | 1 | 1 | 0.91 | 7101 | 7101 | 7803.2967
332 | INL901 | Replace V-belts | 2 | 1 | 0.91 | 7101 | 7101 | 7803.2967
333 | IND502 | Drying (UV/IR) | 2 | 1 | 2.24 | 7061 | 7061 | 3152.2321
334 | CD612 | 1.0 gpm Faucet Aerator (DI) -Commercial | 1 | 1 | 0.8 | 7050 | 7050 | 8812.5
335 | CL612 | 1.0 gpm Faucet Aerator (DI) -Commercial | 1 | 1 | 0.8 | 7050 | 7050 | 8812.5
336 | CS612 | 1.0 gpm Faucet Aerator (DI) -Commercial | 1 | 1 | 0.8 | 7050 | 7050 | 8812.5
337 | RSF804 | PV-Powered Pool Pumps | 1 | 0.31 | 0.34 | 2183 | 7041.9355 | 6420.5882
338 | RMF301 | HE Refrigerator - Energy Star version of above | 1 | 0.03 | 0.03 | 206 | 6866.6667 | 6866.6667
339 | RMO301 | HE Refrigerator - Energy Star version of above | 1 | 0.03 | 0.03 | 206 | 6866.6667 | 6866.6667
340 | RSF301 | HE Refrigerator - Energy Star version of above | 1 | 0.03 | 0.03 | 206 | 6866.6667 | 6866.6667
341 | RESSWH | Residential Solar Water Heater | 1 | 0.22 | 0.45 | 1482 | 6736.3636 | 3293.3333
342 | LOWINCOMESWH | Low-Income Solar Water Heater | 1 | 0.22 | 0.45 | 1482 | 6736.3636 | 3293.3333
343 | IND509 | Efficient Curing ovens | 1 | 1 | 0.83 | 6678 | 6678 | 8045.7831
344 | INL509 | Efficient Curing ovens | 2 | 1 | 0.83 | 6678 | 6678 | 8045.7831
345 | RMF410 | Water Heater Timeclock | 1 | 0.01 | 0.02 | 65 | 6500 | 3250
346 | CD337 | Run Time Optimizer | 1 | 1 | 0 | 6421 | 6421 | 0
347 | CS337 | Run Time Optimizer | 1 | 1 | 0 | 6421 | 6421 | 0
348 | IND732 | Run Time Optimizer | 1 | 1 | 0 | 6421 | 6421 | 0
349 | CL337 | Run Time Optimizer | 2 | 1 | 0 | 6421 | 6421 | 0
350 | INL732 | Run Time Optimizer | 2 | 1 | 0 | 6421 | 6421 | 0
351 | IND429 | Machinery | 1 | 1 | 0.81 | 6323 | 6323 | 7806.1728
352 | INL429 | Machinery | 2 | 1 | 0.81 | 6323 | 6323 | 7806.1728
353 | IND427 | Drives - Optimization process (M&T) | 2 | 1 | 0.79 | 6033 | 6033 | 7636.7089
354 | IND603 | New transformers welding | 2 | 1 | 0.79 | 6033 | 6033 | 7636.7089
355 | INL427 | Drives - Optimization process (M&T) | 2 | 1 | 0.79 | 6033 | 6033 | 7636.7089
356 | RSF407 | Faucet Aerators | 1 | 0.01 | 0.02 | 60 | 6000 | 3000
357 | IND551 | Efficient Refrigeration - Operations | 1 | 1 | 0.55 | 5941 | 5941 | 10801.8182
358 | IND552 | Optimization Refrigeration | 1 | 1 | 0.55 | 5941 | 5941 | 10801.8182
359 | INL551 | Efficient Refrigeration - Operations | 2 | 1 | 0.55 | 5941 | 5941 | 10801.8182
360 | INL552 | Optimization Refrigeration | 2 | 1 | 0.55 | 5941 | 5941 | 10801.8182
361 | RMF192 | HE Room Air Conditioner - EER 12 | 1 | 0.04 | 0 | 232 | 5800 | 0
362 | IND214 | Optimize drying process | 2 | 1 | 0.93 | 5759 | 5759 | 6192.4731
363 | IND404 | Replace V-Belts | 2 | 1 | 0.93 | 5759 | 5759 | 6192.4731
364 | IND503 | Heat Pumps - Drying | 2 | 1 | 0.93 | 5759 | 5759 | 6192.4731
365 | INL404 | Replace V-Belts | 4 | 1 | 0.93 | 5759 | 5759 | 6192.4731
366 | IND425 | Drives - Process Control | 2 | 1 | 0.92 | 5673 | 5673 | 6166.3043
367 | IND426 | Efficient drives - rolling | 2 | 1 | 0.92 | 5673 | 5673 | 6166.3043
368 | IND505 | Efficient electric melting | 2 | 1 | 0.92 | 5673 | 5673 | 6166.3043
369 | IND506 | Intelligent extruder (DOE) | 2 | 1 | 0.92 | 5673 | 5673 | 6166.3043
370 | IND507 | Near Net Shape Casting | 2 | 1 | 0.92 | 5673 | 5673 | 6166.3043
371 | IND508 | Heating - Process Control | 2 | 1 | 0.92 | 5673 | 5673 | 6166.3043
372 | INL506 | Intelligent extruder (DOE) | 3 | 1 | 0.92 | 5673 | 5673 | 6166.3043
373 | INL507 | Near Net Shape Casting | 4 | 1 | 0.92 | 5673 | 5673 | 6166.3043
374 | IND510 | Heating - Optimization process (M&T) | 2 | 1 | 0.77 | 5557 | 5557 | 7216.8831
375 | INL510 | Heating - Optimization process (M&T) | 4 | 1 | 0.77 | 5557 | 5557 | 7216.8831
376 | CS814 | Holding Cabinet | 1 | 1 | 1 | 5445 | 5445 | 5445
377 | CD814 | Holding Cabinet | 3 | 1 | 1 | 5445 | 5445 | 5445
378 | CL814 | Holding Cabinet | 3 | 1 | 1 | 5445 | 5445 | 5445
379 | RMF941 | Energy Star VCR | 1 | 0.01 | 0.01 | 54 | 5400 | 5400
380 | RMO941 | Energy Star VCR | 1 | 0.01 | 0.01 | 54 | 5400 | 5400
381 | RSF941 | Energy Star VCR | 1 | 0.01 | 0.01 | 54 | 5400 | 5400
382 | RMF351 | HE Freezer | 1 | 0.01 | 0.01 | 52 | 5200 | 5200
383 | RMO351 | HE Freezer | 1 | 0.01 | 0.01 | 52 | 5200 | 5200
384 | RSF351 | HE Freezer | 1 | 0.01 | 0.01 | 52 | 5200 | 5200
385 | CD306 | Chiller - VSD for Pumps and Towers | 1 | 1 | 0.04 | 5069 | 5069 | 126725
386 | CS304 | Chiller - EMS | 1 | 1 | 0.15 | 5069 | 5069 | 33793.3333
387 | CS306 | Chiller - VSD for Pumps and Towers | 1 | 1 | 0.04 | 5069 | 5069 | 126725
388 | CS308 | Chiller - Aerosole Duct Sealing | 1 | 1 | 0.04 | 5069 | 5069 | 126725
389 | CS309 | Chiller -Duct/Pipe Insulation | 1 | 1 | 0.04 | 5069 | 5069 | 126725
390 | CS329 | DX - Aerosole Duct Sealing | 1 | 1 | 0 | 5069 | 5069 | 0
391 | CS330 | DX - Duct / Pipe insulation | 1 | 1 | 0 | 5069 | 5069 | 0
392 | CS344 | HP- Aerosole Duct Sealing | 1 | 1 | 0.04 | 5069 | 5069 | 126725
393 | CS345 | HP- Duct/Pipe Insulation | 1 | 1 | 0.04 | 5069 | 5069 | 126725
394 | CD304 | Chiller - EMS | 2 | 1 | 0.15 | 5069 | 5069 | 33793.3333
395 | CL306 | Chiller - VSD for Pumps and Towers | 2 | 1 | 0.04 | 5069 | 5069 | 126725
396 | CD309 | Chiller -Duct/Pipe Insulation | 3 | 1 | 0.04 | 5069 | 5069 | 126725
397 | CD330 | DX - Duct / Pipe Insulation | 3 | 1 | 0 | 5069 | 5069 | 0
398 | CD345 | HP- Duct/Pipe Insulation | 3 | 1 | 0.04 | 5069 | 5069 | 126725
399 | CL309 | Chiller -Duct/Pipe Insulation | 3 | 1 | 0.04 | 5069 | 5069 | 126725
400 | CL330 | DX - Duct / Pipe Insulation | 3 | 1 | 0 | 5069 | 5069 | 0
401 | CL345 | HP- Duct/Pipe Insulation | 3 | 1 | 0.04 | 5069 | 5069 | 126725
402 | IND728 | DX - Duct/Pipe Insulation | 3 | 1 | 0 | 5069 | 5069 | 0
403 | INL728 | DX - Duct/Pipe Insulation | 3 | 1 | 0 | 5069 | 5069 | 0
404 | CD308 | Chiller - Aerosole Duct Sealing | 4 | 1 | 0.04 | 5069 | 5069 | 126725
405 | CD329 | DX - Aerosole Duct Sealing | 4 | 1 | 0 | 5069 | 5069 | 0
406 | CD344 | HP- Aerosole Duct Sealing | 4 | 1 | 0.04 | 5069 | 5069 | 126725
407 | CL308 | Chiller - Aerosole Duct Sealing | 4 | 1 | 0.04 | 5069 | 5069 | 126725
408 | CL329 | DX - Aerosole Duct Sealing | 4 | 1 | 0 | 5069 | 5069 | 0
409 | CL344 | HP- Aerosole Duct Sealing | 4 | 1 | 0.04 | 5069 | 5069 | 126725
410 | IND727 | DX -Aerosole Duct Sealing | 4 | 1 | 0 | 5069 | 5069 | 0
411 | INL727 | DX -Aerosole Duct Sealing | 4 | 1 | 0 | 5069 | 5069 | 0
412 | CS812 | Griddle | 1 | 1 | 1 | 5046 | 5046 | 5046
413 | CD812 | Griddle | 3 | 1 | 1 | 5046 | 5046 | 5046
414 | CL812 | Griddle | 3 | 1 | 1 | 5046 | 5046 | 5046
415 | CS509 | Demand Hot Gas Defrost | 1 | 1 | 0.86 | 4872 | 4872 | 5665.1163
416 | CS511 | Anti-sweat (humidistat) controls | 1 | 1 | 0.86 | 4872 | 4872 | 5665.1163
417 | CS513 | High R-Value Glass Doors | 1 | 1 | 0.86 | 4872 | 4872 | 5665.1163
418 | CD509 | Demand Hot Gas Defrost | 2 | 1 | 0.86 | 4872 | 4872 | 5665.1163
419 | CD511 | Anti-sweat (humidistat) controls | 2 | 1 | 0.86 | 4872 | 4872 | 5665.1163
420 | CD513 | High R-Value Glass Doors | 2 | 1 | 0.86 | 4872 | 4872 | 5665.1163
421 | CL509 | Demand Hot Gas Defrost | 2 | 1 | 0.86 | 4872 | 4872 | 5665.1163
422 | CL511 | Anti-sweat (humidistat) controls | 2 | 1 | 0.86 | 4872 | 4872 | 5665.1163
423 | CL513 | High R-Value Glass Doors | 2 | 1 | 0.86 | 4872 | 4872 | 5665.1163
424 | RSF803 | Variable-Speed Pool Pump (<1 hp) | 1 | 0.65 | 0.37 | 3162 | 4864.6154 | 8545.9459
425 | CS302 | High Efficiency Chiller Motors | 1 | 1 | 0 | 4825 | 4825 | 0
426 | RMF921 | Energy Star Set-Top Box | 1 | 0.01 | 0.01 | 48 | 4800 | 4800
427 | RMO921 | Energy Star Set-Top Box | 1 | 0.01 | 0.01 | 48 | 4800 | 4800
428 | RSF921 | Energy Star Set-Top Box | 1 | 0.01 | 0.01 | 48 | 4800 | 4800
429 | RSF192 | HE Room Air Conditioner - EER 12 | 1 | 0.04 | 0 | 185 | 4625 | 0
430 | RSF802 | High Efficiency One Speed Pool Pump (1.5 hp) | 1 | 0.16 | 0.03 | 736 | 4600 | 24533.3333
431 | CS813 | Steamer | 1 | 1 | 1 | 4357 | 4357 | 4357
432 | CD813 | Steamer | 4 | 1 | 1 | 4357 | 4357 | 4357
433 | CL813 | Steamer | 4 | 1 | 1 | 4357 | 4357 | 4357
434 | CD311 | Chiller - Window Film (Standard) | 1 | 1 | -0.83 | 4318 | 4318 | -5202.4096
435 | CD332 | DX -Window Film (Standard) | 1 | 1 | -0.83 | 4318 | 4318 | -5202.4096
436 | CD347 | HP-Window Film (Standard) | 1 | 1 | -0.83 | 4318 | 4318 | -5202.4096
437 | IND709 | Chiller -Window Film (Standard) | 1 | 1 | -0.83 | 4318 | 4318 | -5202.4096
438 | IND729 | DX -Window Film (Standard) | 1 | 1 | -0.83 | 4318 | 4318 | -5202.4096
439 | CD603 | Heat Pump Water Heater (air source) | 1 | 1 | 0.62 | 4304 | 4304 | 6941.9355
440 | CD608 | Heat Recovery Unit | 1 | 1 | 0.62 | 4304 | 4304 | 6941.9355
441 | CL603 | Heat Pump Water Heater (air source) | 1 | 1 | 0.62 | 4304 | 4304 | 6941.9355
442 | CL608 | Heat Recovery Unit | 1 | 1 | 0.62 | 4304 | 4304 | 6941.9355
443 | CS603 | Heat Pump Water Heater (air source) | 1 | 1 | 0.62 | 4304 | 4304 | 6941.9355
444 | CS608 | Heat Recovery Unit | 1 | 1 | 0.62 | 4304 | 4304 | 6941.9355
445 | RMF911 | Energy Star Large Screen TV | 1 | 0.01 | 0 | 43 | 4300 | 0
446 | RMO911 | Energy Star Large Screen TV | 1 | 0.01 | 0 | 43 | 4300 | 0
447 | RSF911 | Energy Star Large Screen TV | 1 | 0.01 | 0 | 43 | 4300 | 0
448 | CL311 | Chiller - Window Film (Standard) | 2 | 1 | -0.73 | 4245 | 4245 | -5815.0685
449 | CL332 | DX -Window Film (Standard) | 2 | 1 | -0.73 | 4245 | 4245 | -5815.0685
450 | CL347 | HP-Window Film (Standard) | 2 | 1 | -0.73 | 4245 | 4245 | -5815.0685
451 | INL709 | Chiller -Window Film (Standard) | 2 | 1 | -0.73 | 4245 | 4245 | -5815.0685
452 | INL729 | DX -Window Film (Standard) | 2 | 1 | -0.73 | 4245 | 4245 | -5815.0685
453 | CS311 | Chiller - Window Film (Standard) | 1 | 1 | -0.83 | 4210 | 4210 | -5072.2892
454 | CS332 | DX -Window Film (Standard) | 1 | 1 | -0.83 | 4210 | 4210 | -5072.2892
455 | CS347 | HP-Window Film (Standard) | 1 | 1 | -0.83 | 4210 | 4210 | -5072.2892
456 | RSF197 | Window Film- Room AC | 1 | 0.01 | 0 | 42 | 4200 | 0
457 | CD322 | Hybrid Dessicant-DX System (Trane CDQ) | 3 | 1 | 0 | 3861 | 3861 | 0
458 | CD323 | Geothermal Heat Pump, EER=13, 10 tons | 3 | 1 | 0.07 | 3861 | 3861 | 55157.1429
459 | CD342 | Geothermal Heat Pump, EER=13, 10 tons | 3 | 1 | 0 | 3861 | 3861 | 0
460 | IND722 | Hybrid Dessicant-DX System (Trane CDQ) | 3 | 1 | 0 | 3861 | 3861 | 0
461 | IND723 | Geothermal Heat Pump, EER=13, 10 tons | 3 | 1 | 0.07 | 3861 | 3861 | 55157.1429
462 | CD361 | HE PTAC, EER=9.6, 1 ton | 4 | 1 | 0 | 3861 | 3861 | 0
463 | CD404 | Electronically Commutated Motors (ECM) on an Air Handler Unit | 4 | 1 | 0 | 3861 | 3861 | 0
464 | CL322 | Hybrid Dessicant-DX System (Trane CDQ) | 3 | 1 | 0 | 3710 | 3710 | 0
465 | CL323 | Geothermal Heat Pump, EER=13, 10 tons | 3 | 1 | 0.07 | 3710 | 3710 | 53000
466 | CL342 | Geothermal Heat Pump, EER=13, 10 tons | 3 | 1 | 0 | 3710 | 3710 | 0
467 | INL722 | Hybrid Dessicant-DX System (Trane CDQ) | 3 | 1 | 0 | 3710 | 3710 | 0
468 | INL723 | Geothermal Heat Pump, EER=13, 10 tons | 3 | 1 | 0.07 | 3710 | 3710 | 53000
469 | CL361 | HE PTAC, EER=9.6, 1 ton | 4 | 1 | 0 | 3710 | 3710 | 0
470 | CL404 | Electronically Commutated Motors (ECM) on an Air Handler Unit | 4 | 1 | 0 | 3710 | 3710 | 0
471 | CS323 | Geothermal Heat Pump, EER=13, 10 tons | 1 | 1 | 0.07 | 3666 | 3666 | 52371.4286
472 | CS341 | Packaged HP System, EER=10.9, 10 tons | 1 | 1 | 0 | 3666 | 3666 | 0
473 | CS342 | Geothermal Heat Pump, EER=13, 10 tons | 1 | 1 | 0 | 3666 | 3666 | 0
474 | CS321 | DX Packaged System, EER=10.9, 10 tons | 2 | 1 | 0 | 3666 | 3666 | 0
475 | CS322 | Hybrid Dessicant-DX System (Trane CDQ) | 2 | 1 | 0 | 3666 | 3666 | 0
476 | CS361 | HE PTAC, EER=9.6, 1 ton | 2 | 1 | 0 | 3666 | 3666 | 0
477 | CS404 | Electronically Commutated Motors (ECM) on an Air Handler Unit | 2 | 1 | 0 | 3666 | 3666 | 0
478 | BUSSWH | Business Solar Water Heater | 1 | 1 | 0.071071 | 3655.6557 | 3655.6557 | 51436.6197
479 | CS362 | Occupancy Sensor (hotels) | 2 | 1 | 0.58 | 3558 | 3558 | 6134.4828
480 | RSF145 | Window Film - SS HP | 2 | 0.03 | -0.01 | 104 | 3466.6667 | -10400
481 | CD327 | DX - Coil Cleaning | 2 | 1 | 0 | 3429 | 3429 | 0
482 | CL327 | DX - Coil Cleaning | 2 | 1 | 0 | 3429 | 3429 | 0
483 | CS305 | Chiller - Tune Up/Diagnostics | 2 | 1 | 0.05 | 3429 | 3429 | 68580
484 | IND725 | DX Coil Cleaning | 2 | 1 | 0 | 3429 | 3429 | 0
485 | INL725 | DX Coil Cleaning | 2 | 1 | 0 | 3429 | 3429 | 0
486 | CS327 | DX - Coil Cleaning | 4 | 1 | 0 | 3429 | 3429 | 0
487 | RMF145 | Window Film - SS HP | 2 | 0.03 | -0.01 | 100 | 3333.3333 | -10000
488 | CD131 | CFL Screw-in 18W | 2 | 1 | 0.62 | 3311 | 3311 | 5340.3226
489 | CL131 | CFL Screw-in 18W | 2 | 1 | 0.64 | 3311 | 3311 | 5173.4375
490 | CS131 | CFL Screw-in 18W | 2 | 1 | 0.66 | 3311 | 3311 | 5016.6667
491 | IND803 | CFL Screw-in 18W | 2 | 1 | 0.62 | 3311 | 3311 | 5340.3226
492 | INL803 | CFL Screw-in 18W | 2 | 1 | 0.64 | 3311 | 3311 | 5173.4375
493 | CD113 | Occupancy Sensor | 3 | 1 | 0.62 | 3311 | 3311 | 5340.3226
494 | CD114 | Continuous Dimming | 3 | 1 | 0.62 | 3311 | 3311 | 5340.3226
495 | CD123 | Occupancy Sensor | 3 | 1 | 0.62 | 3311 | 3311 | 5340.3226
496 | CD125 | LED Linear Tube 22W | 3 | 1 | 0.64 | 3311 | 3311 | 5173.4375
497 | CD146 | LED (12-Watt) | 3 | 1 | 0.64 | 3311 | 3311 | 5173.4375
498 | CL113 | Occupancy Sensor | 3 | 1 | 0.64 | 3311 | 3311 | 5173.4375
499 | CL114 | Continuous Dimming | 3 | 1 | 0.64 | 3311 | 3311 | 5173.4375
500 | CL123 | Occupancy Sensor | 3 | 1 | 0.64 | 3311 | 3311 | 5173.4375
501 | CL125 | LED Linear Tube 22W | 3 | 1 | 0.64 | 3311 | 3311 | 5173.4375
502 | CL146 | LED (12-Watt) | 3 | 1 | 0.64 | 3311 | 3311 | 5173.4375
503 | CS113 | Occupancy Sensor | 3 | 1 | 0.66 | 3311 | 3311 | 5016.6667
504 | CS114 | Continuous Dimming | 3 | 1 | 0.66 | 3311 | 3311 | 5016.6667
505 | CS123 | Occupancy Sensor | 3 | 1 | 0.66 | 3311 | 3311 | 5016.6667
506 | CS125 | LED Linear Tube 22W | 3 | 1 | 0.64 | 3311 | 3311 | 5173.4375
507 | CS146 | LED (12-Watt) | 3 | 1 | 0.64 | 3311 | 3311 | 5173.4375
508 | IND805 | Occupancy Sensor | 3 | 1 | 0.62 | 3311 | 3311 | 5340.3226
509 | IND806 | LED Linear Tube 22W | 3 | 1 | 0.64 | 3311 | 3311 | 5173.4375
510 | INL805 | Occupancy Sensor | 3 | 1 | 0.64 | 3311 | 3311 | 5173.4375
511 | INL806 | LED Linear Tube 22W | 3 | 1 | 0.64 | 3311 | 3311 | 5173.4375
512 | CD115 | Lighting Control Tuneup | 4 | 1 | 0.62 | 3311 | 3311 | 5340.3226
513 | CD124 | Lighting Control Tuneup | 4 | 1 | 0.62 | 3311 | 3311 | 5340.3226
514 | CD132 | Flood LED 14W | 4 | 1 | 0.64 | 3311 | 3311 | 5173.4375
515 | CL115 | Lighting Control Tuneup | 4 | 1 | 0.64 | 3311 | 3311 | 5173.4375
516 | CL124 | Lighting Control Tuneup | 4 | 1 | 0.64 | 3311 | 3311 | 5173.4375
517 | CL132 | Flood LED 14W | 4 | 1 | 0.64 | 3311 | 3311 | 5173.4375
518 | CL153 | High Bay T5 | 4 | 1 | 0.64 | 3311 | 3311 | 5173.4375
519 | CS115 | Lighting Control Tuneup | 4 | 1 | 0.66 | 3311 | 3311 | 5016.6667
520 | CS124 | Lighting Control Tuneup | 4 | 1 | 0.66 | 3311 | 3311 | 5016.6667
521 | IND807 | Flood LED 14W | 4 | 1 | 0.64 | 3311 | 3311 | 5173.4375
522 | INL804 | High Bay T5 | 4 | 1 | 0.64 | 3311 | 3311 | 5173.4375
523 | INL807 | Flood LED 14W | 4 | 1 | 0.64 | 3311 | 3311 | 5173.4375
524 | RMF126 | Wall 2x4 R-0 to Blow-In R-13 Insulation - SS AC | 2 | 0.01 | 0.02 | 33 | 3300 | 1650
525 | RSF119 | Window Film - SS AC | 2 | 0.03 | -0.01 | 99 | 3300 | -9900
526 | RESPV | Residential PV | 1 | 2.7786 | 0.10134 | 9104.0488 | 3276.4706 | 89838.7097
527 | RSF801 | Two Speed Pool Pump (1.5 hp) | 2 | 0.33 | 0.32 | 1046 | 3169.697 | 3268.75
528 | RMF119 | Window Film - SS AC | 2 | 0.03 | -0.01 | 95 | 3166.6667 | -9500
529 | BUSPV_SCHOOLS | Business PV for Schools | 1 | 1 | 0.029703 | 3160.3985 | 3160.3985 | 106400
530 | BUSPV | Business PV | 2 | 1 | 0.029703 | 3160.3985 | 3160.3985 | 106400
531 | RMF152 | Wall 2x4 R-0 to Blow-In R-13 Insulation - SS HP | 2 | 0.01 | 0.03 | 31 | 3100 | 1033.3333
532 | RMF106 | 15 SEER Split-System Heat Pump | 3 | 0.09 | 0.23 | 278 | 3088.8889 | 1208.6957
533 | RMF132 | 15 SEER Split-System Heat Pump SS HP | 3 | 0.09 | 0.23 | 278 | 3088.8889 | 1208.6957
534 | RMO106 | 15 SEER Split-System Heat Pump | 3 | 0.08 | 0.2 | 244 | 3050 | 1220
535 | RMO132 | 15 SEER Split-System Heat Pump SS HP | 3 | 0.08 | 0.2 | 244 | 3050 | 1220
536 | RMF107 | 17 SEER Split-System Heat Pump | 3 | 0.25 | 0.63 | 755 | 3020 | 1198.4127
537 | RMF133 | 17 SEER Split-System Heat Pump SS HP | 3 | 0.25 | 0.63 | 755 | 3020 | 1198.4127
538 | RMO107 | 17 SEER Split-System Heat Pump | 3 | 0.22 | 0.55 | 662 | 3009.0909 | 1203.6364
539 | RMO133 | 17 SEER Split-System Heat Pump SS HP | 3 | 0.22 | 0.55 | 662 | 3009.0909 | 1203.6364
540 | RMO145 | Window Film - SS HP | 2 | 0.04 | -0.01 | 119 | 2975 | -11900
541 | RSF107 | 17 SEER Split-System Heat Pump | 3 | 0.35 | 0.86 | 1034 | 2954.2857 | 1202.3256
542 | RSF133 | 17 SEER Split-System Heat Pump- SS HP | 3 | 0.35 | 0.86 | 1034 | 2954.2857 | 1202.3256
543 | RMF197 | Window Film- Room AC | 2 | 0.02 | 0 | 59 | 2950 | 0
544 | RSF106 | 15 SEER Split-System Heat Pump | 3 | 0.13 | 0.32 | 380 | 2923.0769 | 1187.5
545 | RSF132 | 15 SEER Split-System Heat Pump- SS HP | 3 | 0.13 | 0.32 | 380 | 2923.0769 | 1187.5
546 | RMO197 | Window Film- Room AC | 2 | 0.02 | -0.01 | 57 | 2850 | -5700
547 | RSF137 | Sealed Attics | 3 | 0.17 | 0.65 | 451 | 2652.9412 | 693.8462
548 | RSF126 | Wall 2x4 R-0 to Blow-In R-13 Insulation - SS AC | 2 | 0.02 | 0.05 | 53 | 2650 | 1060
549 | RSF111 | Sealed Attic w/Sprayed Foam Insulated Roof Deck - SS AC | 3 | 0.18 | 0.42 | 475 | 2638.8889 | 1130.9524
550 | RMO127 | Weather Strip/Caulk w/Blower Door - SS AC | 2 | 0.05 | 0.09 | 131 | 2620 | 1455.5556
551 | RMO153 | Weather Strip/Caulk w/Blower Door - SS HP | 2 | 0.05 | 0.09 | 131 | 2620 | 1455.5556
552 | RMO205 | Weather Strip/Caulk w/Blower Door - Room AC | 2 | 0.05 | 0.09 | 131 | 2620 | 1455.5556
553 | RSF404 | AC Heat Recovery Units | 2 | 0.09 | 0 | 230 | 2555.5556 | 0
554 | RMF137 | Sealed Attics | 3 | 0.11 | 0.29 | 281 | 2554.5455 | 968.9655
555 | RSF152 | Wall 2x4 R-0 to Blow-In R-13 Insulation - SS HP | 2 | 0.02 | 0.07 | 50 | 2500 | 714.2857
556 | RMO404 | AC Heat Recovery Units | 2 | 0.07 | 0 | 175 | 2500 | 0
557 | RMF127 | Weather Strip/Caulk w/Blower Door - SS AC | 2 | 0.05 | 0.06 | 124 | 2480 | 2066.6667
558 | RMF153 | Weather Strip/Caulk w/Blower Door - SS HP | 2 | 0.05 | 0.06 | 124 | 2480 | 2066.6667
559 | RMF205 | Weather Strip/Caulk w/Blower Door - Room AC | 2 | 0.05 | 0.06 | 124 | 2480 | 2066.6667
560 | RMF111 | Sealed Attic w/Sprayed Foam Insulated Roof Deck - SS AC | 3 | 0.12 | 0.19 | 294 | 2450 | 1547.3684
561 | RSF112 | AC Maintenance (Outdoor Coil Cleaning) - SS AC | 2 | 0.14 | 0 | 339 | 2421.4286 | 0
562 | RSF113 | AC Maintenance (Indoor Coil Cleaning) - SS AC | 2 | 0.14 | 0 | 335 | 2392.8571 | 0
563 | RSF138 | AC Maintenance (Outdoor Coil Cleaning) - SS HP | 2 | 0.14 | 0 | 334 | 2385.7143 | 0
564 | RSF139 | AC Maintenance (Indoor Coil Cleaning) - SS HP | 2 | 0.14 | 0 | 330 | 2357.1429 | 0
565 | RMF112 | AC Maintenance (Outdoor Coil Cleaning) - SS AC | 2 | 0.09 | 0 | 210 | 2333.3333 | 0
566 | RMF138 | AC Maintenance (Outdoor Coil Cleaning) - SS HP | 2 | 0.09 | 0 | 208 | 2311.1111 | 0
567 | RMF113 | AC Maintenance (Indoor Coil Cleaning) - SS AC | 2 | 0.09 | 0 | 207 | 2300 | 0
568 | RSF148 | Single Pane Clear Windows to Dbl Pane Low-E Windows - SS HP | 3 | 0.33 | 0.17 | 759 | 2300 | 4464.7059
569 | RSF127 | Weather Strip/Caulk w/Blower Door - SS AC | 3 | 0.07 | 0.09 | 160 | 2285.7143 | 1777.7778
570 | RSF153 | Weather Strip/Caulk w/Blower Door - SS HP | 3 | 0.07 | 0.09 | 160 | 2285.7143 | 1777.7778
571 | RSF205 | Weather Strip/Caulk w/Blower Door - Room AC | 3 | 0.07 | 0.09 | 160 | 2285.7143 | 1777.7778
572 | RSF122 | Single Pane Clear Windows to Dbl Pane Low-E Windows - SS AC | 3 | 0.35 | 0.18 | 799 | 2282.8571 | 4438.8889
573 | RMO119 | Window Film - SS AC | 2 | 0.05 | -0.02 | 114 | 2280 | -5700
574 | RMF139 | AC Maintenance (Indoor Coil Cleaning) - SS HP | 2 | 0.09 | 0 | 205 | 2277.7778 | 0
575 | CS314 | Chiller - Roof Insulation | 3 | 1 | 0.97 | 2274 | 2274 | 2344.3299
576 | CS335 | DX - Roof Insulation | 3 | 1 | 0.97 | 2274 | 2274 | 2344.3299
577 | CS350 | HP-Roof Insulation | 3 | 1 | 0.97 | 2274 | 2274 | 2344.3299
578 | RSF200 | Single Pane Clear Windows to Dbl Pane Low-E Windows - Room AC | 3 | 0.15 | 0.08 | 335 | 2233.3333 | 4187.5
579 | RMO117 | Reflective Roof - SS AC | 3 | 0.49 | 0 | 1094 | 2232.6531 | 0
580 | RMO143 | Reflective Roof- SS HP | 3 | 0.49 | 0 | 1094 | 2232.6531 | 0
581 | RMO196 | Reflective Roof - Room AC | 3 | 0.49 | 0 | 1094 | 2232.6531 | 0
582 | RSF125 | Ceiling R-19 to R-38 Insulation - SS AC | 2 | 0.01 | 0.02 | 22 | 2200 | 1100
583 | RSF204 | Wall 2x4 R-0 to Blow-In R-13 Insulation- Room AC | 2 | 0.01 | 0.01 | 22 | 2200 | 2200
584 | RMF200 | Single Pane Clear Windows to Dbl Pane Low-E Windows - Room AC | 3 | 0.14 | 0.05 | 307 | 2192.8571 | 6140
585 | CD314 | Chiller - Roof Insulation | 3 | 1 | 1.13 | 2166 | 2166 | 1916.8142
586 | CD335 | DX - Roof Insulation | 3 | 1 | 1.13 | 2166 | 2166 | 1916.8142
587 | CD350 | HP-Roof Insulation | 3 | 1 | 1.13 | 2166 | 2166 | 1916.8142
588 | IND710 | Chiller - Roof Insulation | 3 | 1 | 1.13 | 2166 | 2166 | 1916.8142
589 | IND730 | DX -Roof Insulation | 3 | 1 | 1.13 | 2166 | 2166 | 1916.8142
590 | RSF117 | Reflective Roof - SS AC | 3 | 0.44 | 0 | 952 | 2163.6364 | 0
591 | RSF143 | Reflective Roof- SS HP | 3 | 0.44 | 0 | 952 | 2163.6364 | 0
592 | RSF196 | Reflective Roof - Room AC | 3 | 0.44 | 0 | 952 | 2163.6364 | 0
593 | RMF404 | AC Heat Recovery Units | 2 | 0.07 | 0 | 150 | 2142.8571 | 0
594 | RSF151 | Ceiling R-19 to R-38 Insulation- SS HP | 2 | 0.01 | 0.03 | 21 | 2100 | 700
595 | RSF198 | Window Tinting - Room AC | 2 | 0.02 | 0 | 42 | 2100 | 0
596 | RSF146 | Window Tinting - SS HP | 2 | 0.05 | 0 | 104 | 2080 | 0
597 | RMO137 | Sealed Attics | 3 | 0.14 | 0.6 | 291 | 2078.5714 | 485
598 | RSF114 | Proper Refrigerant Charging and Air Flow - SS AC | 4 | 0.2 | 0 | 415 | 2075 | 0
599 | RSF140 | Proper Refrigerant Charging and Air Flow | 4 | 0.2 | 0 | 415 | 2075 | 0
600 | RMO111 | Sealed Attic w/Sprayed Foam Insulated Roof Deck - SS AC | 3 | 0.15 | 0.39 | 311 | 2073.3333 | 797.4359
601 | RMF102 | 15 SEER Split-System Air Conditioner | 3 | 0.09 | 0 | 186 | 2066.6667 | 0
602 | RMF117 | Reflective Roof - SS AC | 3 | 0.33 | 0 | 673 | 2039.3939 | 0
603 | RMF143 | Reflective Roof- SS HP | 3 | 0.33 | 0 | 673 | 2039.3939 | 0
604 | RMF196 | Reflective Roof - Room AC | 3 | 0.33 | 0 | 673 | 2039.3939 | 0
605 | RMO102 | 15 SEER Split-System Air Conditioner | 3 | 0.08 | 0 | 163 | 2037.5 | 0
606 | CL314 | Chiller - Roof Insulation | 3 | 1 | 1.42 | 2026 | 2026 | 1426.7606
607 | CL335 | DX - Roof Insulation | 3 | 1 | 1.42 | 2026 | 2026 | 1426.7606
608 | CL350 | HP-Roof Insulation | 3 | 1 | 1.42 | 2026 | 2026 | 1426.7606
609 | INL710 | Chiller - Roof Insulation | 3 | 1 | 1.42 | 2026 | 2026 | 1426.7606
610 | INL730 | DX -Roof Insulation | 3 | 1 | 1.42 | 2026 | 2026 | 1426.7606
611 | RMO104 | 19 SEER Split-System Air Conditioner | 3 | 0.31 | 0 | 627 | 2022.5806 | 0
612 | RMF146 | Window Tinting - SS HP | 2 | 0.05 | 0 | 100 | 2000 | 0
613 | RMF204 | Wall 2x4 R-0 to Blow-In R-13 Insulation- Room AC | 2 | 0.01 | 0 | 20 | 2000 | 0
614 | RSF203 | Ceiling R-19 to R-38 Insulation- Room AC | 2 | 0.01 | 0.01 | 20 | 2000 | 2000
615 | RSF104 | 19 SEER Split-System Air Conditioner | 3 | 0.49 | 0 | 979 | 1997.9592 | 0
616 | RMF103 | 17 SEER Split-System Air Conditioner | 3 | 0.18 | 0 | 358 | 1988.8889 | 0
617 | RMF104 | 19 SEER Split-System Air Conditioner | 3 | 0.36 | 0 | 715 | 1986.1111 | 0
618 | RSF120 | Window Tinting - SS AC | 2 | 0.05 | 0 | 99 | 1980 | 0
619 | CL315 | Chiller - Cool Roof | 3 | 1 | 0 | 1968 | 1968 | 0
620 | CL336 | DX - Cool Roof | 3 | 1 | 0 | 1968 | 1968 | 0
621 | CL351 | Cool Roof - DX | 3 | 1 | 0 | 1968 | 1968 | 0
622 | INL711 | Chiller -Cool Roof | 3 | 1 | 0 | 1968 | 1968 | 0
623 | INL731 | DX - Cool Roof | 3 | 1 | 0 | 1968 | 1968 | 0
624 | RMF198 | Window Tinting - Room AC | 2 | 0.03 | 0 | 59 | 1966.6667 | 0
625 | RMO103 | 17 SEER Split-System Air Conditioner | 3 | 0.16 | 0 | 314 | 1962.5 | 0
626 | RSF102 | 15 SEER Split-System Air Conditioner | 3 | 0.13 | 0 | 255 | 1961.5385 | 0
627 | CD315 | Chiller - Cool Roof | 3 | 1 | 0 | 1953 | 1953 | 0
628 | CD336 | DX - Cool Roof | 3 | 1 | 0 | 1953 | 1953 | 0
629 | CD351 | Cool Roof - DX | 3 | 1 | 0 | 1953 | 1953 | 0
630 | IND711 | Chiller -Cool Roof | 3 | 1 | 0 | 1953 | 1953 | 0
631 | IND731 | DX - Cool Roof | 3 | 1 | 0 | 1953 | 1953 | 0
632 | RMO139 | AC Maintenance (Indoor Coil Cleaning) - SS HP | 2 | 0.11 | 0 | 212 | 1927.2727 | 0
633 | RMO116 | Duct Repair - SS AC | 3 | 0.14 | 0.25 | 269 | 1921.4286 | 1076
634 | RMO142 | Duct Repair - SS HP | 3 | 0.14 | 0.25 | 269 | 1921.4286 | 1076
635 | RMF120 | Window Tinting - SS AC | 2 | 0.05 | 0 | 95 | 1900 | 0
636 | RMO198 | Window Tinting - Room AC | 2 | 0.03 | 0 | 57 | 1900 | 0
637 | RMF191 | HE Room Air Conditioner - EER 11 | 2 | 0.09 | 0 | 169 | 1877.7778 | 0
638 | RMO200 | Single Pane Clear Windows to Dbl Pane Low-E Windows - Room AC | 3 | 0.14 | 0.08 | 261 | 1864.2857 | 3262.5
639 | RMO112 | AC Maintenance (Outdoor Coil Cleaning) - SS AC | 2 | 0.12 | 0 | 222 | 1850 | 0
640 | RSF191 | HE Room Air Conditioner - EER 11 | 2 | 0.1 | 0 | 184 | 1840 | 0
641 | CS315 | Chiller - Cool Roof | 3 | 1 | 0 | 1833 | 1833 | 0
642 | CS336 | DX - Cool Roof | 3 | 1 | 0 | 1833 | 1833 | 0
643 | CS351 | Cool Roof - DX | 3 | 1 | 0 | 1833 | 1833 | 0
644 | RMO113 | AC Maintenance (Indoor Coil Cleaning) - SS AC | 2 | 0.12 | 0 | 219 | 1825 | 0
645 | RMO148 | Single Pane Clear Windows to Dbl Pane Low-E Windows - SS HP | 3 | 0.27 | 0.16 | 489 | 1811.1111 | 3056.25
646 | RMO122 | Single Pane Clear Windows to Dbl Pane Low-E Windows - SS AC | 3 | 0.29 | 0.17 | 523 | 1803.4483 | 3076.4706
647 | RMO138 | AC Maintenance (Outdoor Coil Cleaning) - SS HP | 2 | 0.12 | 0 | 215 | 1791.6667 | 0
648 | RMO126 | Wall 2x4 R-0 to Blow-In R-13 Insulation - SS AC | 2 | 0.02 | 0.04 | 35 | 1750 | 875
649 | RMO204 | Wall 2x4 R-0 to Blow-In R-13 Insulation- Room AC | 2 | 0.01 | 0.01 | 17 | 1700 | 1700
650 | RMO146 | Window Tinting - SS HP | 2 | 0.07 | 0 | 119 | 1700 | 0
651 | RSF144 | Radient Barrier - SS HP | 3 | 0.36 | 0.16 | 602 | 1672.2222 | 3762.5
652 | RSF118 | Radient Barrier - SS AC | 3 | 0.38 | 0.16 | 634 | 1668.4211 | 3962.5
653 | RMF144 | Radient Barrier - SS HP | 3 | 0.15 | 0.05 | 249 | 1660 | 4980
654 | RMF118 | Radient Barrier - SS AC | 3 | 0.16 | 0.05 | 261 | 1631.25 | 5220
655 | RMO120 | Window Tinting - SS AC | 2 | 0.07 | 0 | 114 | 1628.5714 | 0
656 | RMO152 | Wall 2x4 R-0 to Blow-In R-13 Insulation - SS HP | 2 | 0.02 | 0.07 | 32 | 1600 | 457.1429
657 | RMO191 | HE Room Air Conditioner - EER 11 | 2 | 0.1 | 0 | 143 | 1430 | 0
658 | RMO144 | Radient Barrier - SS HP | 3 | 0.24 | 0.12 | 323 | 1345.8333 | 2691.6667
659 | RMO118 | Radient Barrier - SS AC | 3 | 0.26 | 0.13 | 345 | 1326.9231 | 2653.8462
660 | RMF199 | Default Window With Sunscreen - Room AC | 2 | 0.06 | -0.01 | 77 | 1283.3333 | -7700
661 | RSF147 | Default Window With Sunscreen - SS HP | 3 | 0.15 | -0.02 | 191 | 1273.3333 | -9550
662 | RSF121 | Default Window With Sunscreen - SS AC | 3 | 0.16 | -0.02 | 201 | 1256.25 | -10050
663 | RMF121 | Default Window With Sunscreen - SS AC | 2 | 0.1 | -0.01 | 124 | 1240 | -12400
664 | RMO125 | Ceiling R-19 to R-38 Insulation - SS AC | 2 | 0.01 | 0.01 | 12 | 1200 | 1200
665 | RSF199 | Default Window With Sunscreen - Room AC | 2 | 0.07 | -0.01 | 84 | 1200 | -8400
666 | RMF147 | Default Window With Sunscreen - SS HP | 2 | 0.1 | -0.01 | 119 | 1190 | -11900
667 | RMO151 | Ceiling R-19 to R-38 Insulation- SS HP | 2 | 0.01 | 0.02 | 11 | 1100 | 550
668 | RMO147 | Default Window With Sunscreen - SS HP | 2 | 0.12 | -0.02 | 123 | 1025 | -6150
669 | RMO199 | Default Window With Sunscreen - Room AC | 2 | 0.07 | -0.01 | 66 | 942.8571 | -6600
670 | RMF610 | High Efficiency CD (EF=3.01 w/moisture sensor) | 2 | 1e-06 | 1e-06 | 1e-06 | 1 | 1
671 | RMO610 | High Efficiency CD (EF=3.01 w/moisture sensor) | 2 | 1e-06 | 1e-06 | 1e-06 | 1 | 1
672 | RSF610 | High Efficiency CD (EF=3.01 w/moisture sensor) | 2 | 1e-06 | 1e-06 | 1e-06 | 1 | 1
673 | CD203 | Outdoor LED 104W | 1 | 0 | 0 | 3311 | 0 | 0
674 | CD503 | Night covers for display cases | 1 | 0 | 1.77 | 17378 | 0 | 9818.0791
675 | CL203 | Outdoor LED 104W | 1 | 0 | 0 | 3311 | 0 | 0
676 | CL503 | Night covers for display cases | 1 | 0 | 1.77 | 17378 | 0 | 9818.0791
677 | CS203 | Outdoor LED 104W | 1 | 0 | 0 | 3311 | 0 | 0
678 | CS503 | Night covers for display cases | 1 | 0 | 1.77 | 17378 | 0 | 9818.0791
679 | RMF125 | Ceiling R-19 to R-38 Insulation - SS AC | 1 | 0 | 0.01 | 13 | 0 | 1300
680 | RMF151 | Ceiling R-19 to R-38 Insulation- SS HP | 1 | 0 | 0.01 | 12 | 0 | 1200
681 | RMF203 | Ceiling R-19 to R-38 Insulation- Room AC | 1 | 0 | 0 | 12 | 0 | 0
682 | RMF221 | CFL (18-Watt integral ballast), 0.5 hr/day | 1 | 0 | 0 | 27 | 0 | 0
683 | RMF251a | ROB 2L4'T8, 1EB - Indoor | 1 | 0 | 0 | 20 | 0 | 0
684 | RMF251b | ROB 2L4'T8, 1EB - Outdoor | 1 | 0 | 0 | 20 | 0 | 0
685 | RMF252a | RET 2L4'T8, 1EB - Indoor | 1 | 0 | 0 | 20 | 0 | 0
686 | RMF252b | RET 2L4'T8, 1EB - Outdoor | 1 | 0 | 0 | 20 | 0 | 0
687 | RMF263 | LED Directional 13W (Flood, Outdoor) | 1 | 0 | 0 | 88 | 0 | 0
688 | RMF302 | Fridge Appliance Recycling | 1 | 0 | 0.12 | 1003 | 0 | 8358.3333
689 | RMF352 | Freeze Appliance Recycling | 1 | 0 | 0.15 | 809 | 0 | 5393.3333
690 | RMF406 | Pipe Wrap | 1 | 0 | 0.01 | 26 | 0 | 2600
691 | RMF407 | Faucet Aerators | 1 | 0 | 0.01 | 39 | 0 | 3900
692 | RMF409 | Water Heater Temperature Check and Adjustment | 1 | 0 | 0 | 13 | 0 | 0
693 | RMF901 | Energy Star TV | 1 | 0 | 0 | 11 | 0 | 0
694 | RMF931 | Energy Star DVD Player | 1 | 0 | 0 | 26 | 0 | 0
695 | RMF951 | Energy Star Desktop PC | 1 | 0 | 0 | 30 | 0 | 0
696 | RMF961 | Energy Star Laptop PC | 1 | 0 | 0 | 12 | 0 | 0
697 | RMF962 | Smart Plug | 1 | 0 | 0 | 250 | 0 | 0
698 | RMO203 | Ceiling R-19 to R-38 Insulation- Room AC | 1 | 0 | 0.01 | 11 | 0 | 1100
699 | RMO221 | CFL (18-Watt integral ballast), 0.5 hr/day | 1 | 0 | 0 | 27 | 0 | 0
700 | RMO251a | ROB 2L4'T8, 1EB - Indoor | 1 | 0 | 0 | 20 | 0 | 0
701 | RMO251b | ROB 2L4'T8, 1EB - Outdoor | 1 | 0 | 0 | 20 | 0 | 0
702 | RMO252a | RET 2L4'T8, 1EB - Indoor | 1 | 0 | 0 | 20 | 0 | 0
703 | RMO252b | RET 2L4'T8, 1EB - Indoor | 1 | 0 | 0 | 20 | 0 | 0
704 | RMO263 | LED Directional 13W (Flood, Outdoor) | 1 | 0 | 0 | 88 | 0 | 0
705 | RMO302 | Fridge Appliance Recycling | 1 | 0 | 0.12 | 1003 | 0 | 8358.3333
706 | RMO352 | Freeze Appliance Recycling | 1 | 0 | 0.15 | 809 | 0 | 5393.3333
707 | RMO406 | Pipe Wrap | 1 | 0 | 0.01 | 30 | 0 | 3000
708 | RMO407 | Faucet Aerators | 1 | 0 | 0.01 | 46 | 0 | 4600
709 | RMO409 | Water Heater Temperature Check and Adjustment | 1 | 0 | 0 | 15 | 0 | 0
710 | RMO901 | Energy Star TV | 1 | 0 | 0 | 11 | 0 | 0
711 | RMO931 | Energy Star DVD Player | 1 | 0 | 0 | 26 | 0 | 0
712 | RMO951 | Energy Star Desktop PC | 1 | 0 | 0 | 30 | 0 | 0
713 | RMO961 | Energy Star Laptop PC | 1 | 0 | 0 | 12 | 0 | 0
714 | RMO962 | Smart Plug | 1 | 0 | 0 | 250 | 0 | 0
715 | RSF105 | 14 SEER Split-System Heat Pump | 1 | 0 | 0.8 | 789 | 0 | 986.25
716 | RSF221 | CFL (18-Watt integral ballast), 0.5 hr/day | 1 | 0 | 0 | 27 | 0 | 0
717 | RSF251a | ROB 2L4'T8, 1EB - Indoor | 1 | 0 | 0 | 20 | 0 | 0
718 | RSF251b | ROB 2L4'T8, 1EB - Outdoor | 1 | 0 | 0 | 20 | 0 | 0
719 | RSF252a | RET 2L4'T8, 1EB - Indoor | 1 | 0 | 0 | 20 | 0 | 0
720 | RSF252b | RET 2L4'T8, 1EB - Outdoor | 1 | 0 | 0 | 20 | 0 | 0
721 | RSF263 | LED Directional 13W (Flood, Outdoor) | 1 | 0 | 0 | 88 | 0 | 0
722 | RSF302 | Fridge Appliance Recycling | 1 | 0 | 0.12 | 1003 | 0 | 8358.3333
723 | RSF352 | Freeze Appliance Recycling | 1 | 0 | 0.15 | 809 | 0 | 5393.3333
724 | RSF406 | Pipe Wrap | 1 | 0 | 0.01 | 40 | 0 | 4000
725 | RSF409 | Water Heater Temperature Check and Adjustment | 1 | 0 | 0.01 | 20 | 0 | 2000
726 | RSF901 | Energy Star TV | 1 | 0 | 0 | 11 | 0 | 0
727 | RSF931 | Energy Star DVD Player | 1 | 0 | 0 | 26 | 0 | 0
728 | RSF951 | Energy Star Desktop PC | 1 | 0 | 0 | 30 | 0 | 0
729 | RSF961 | Energy Star Laptop PC | 1 | 0 | 0 | 12 | 0 | 0
730 | RSF962 | Smart Plug | 1 | 0 | 0 | 250 | 0 | 0

## Sorted-WinRatio
Florida Power & Light Company
Docket No. 130199-EI
Staff's Fourth Set of Interrogatories
Interrogatory No. 102
Attachment No. 1
Tab 2 of 2
SORTED BY THIS VALUE
# | Measure Code | Measure Name | Dropped out in Step: | Summer kW Reduction | Winter kW Reduction | Annual kWh Reduction | Energy-to- Summer Demand Ratio | Energy-to- Winter Demand Ratio
1 | CD307 | Chiller - EMS Optimization | 1 | 1 | 0.15 | 20272 | 20272 | 135146.6667
2 | CD328 | DX - Optimize Controls | 1 | 1 | 0.15 | 20272 | 20272 | 135146.6667
3 | CL307 | Chiller - EMS Optimization | 1 | 1 | 0.15 | 20272 | 20272 | 135146.6667
4 | CL328 | DX - Optimize Controls | 1 | 1 | 0.15 | 20272 | 20272 | 135146.6667
5 | CS307 | Chiller - EMS Optimization | 1 | 1 | 0.15 | 20272 | 20272 | 135146.6667
6 | CS328 | DX - Optimize Controls | 1 | 1 | 0.15 | 20272 | 20272 | 135146.6667
7 | IND726 | DX -Optimize Controls | 1 | 1 | 0.15 | 20272 | 20272 | 135146.6667
8 | INL726 | DX -Optimize Controls | 1 | 1 | 0.15 | 20272 | 20272 | 135146.6667
9 | CD306 | Chiller - VSD for Pumps and Towers | 1 | 1 | 0.04 | 5069 | 5069 | 126725
10 | CS306 | Chiller - VSD for Pumps and Towers | 1 | 1 | 0.04 | 5069 | 5069 | 126725
11 | CS308 | Chiller - Aerosole Duct Sealing | 1 | 1 | 0.04 | 5069 | 5069 | 126725
12 | CS309 | Chiller -Duct/Pipe Insulation | 1 | 1 | 0.04 | 5069 | 5069 | 126725
13 | CS344 | HP- Aerosole Duct Sealing | 1 | 1 | 0.04 | 5069 | 5069 | 126725
14 | CS345 | HP- Duct/Pipe Insulation | 1 | 1 | 0.04 | 5069 | 5069 | 126725
15 | CL306 | Chiller - VSD for Pumps and Towers | 2 | 1 | 0.04 | 5069 | 5069 | 126725
16 | CD309 | Chiller -Duct/Pipe Insulation | 3 | 1 | 0.04 | 5069 | 5069 | 126725
17 | CD345 | HP- Duct/Pipe Insulation | 3 | 1 | 0.04 | 5069 | 5069 | 126725
18 | CL309 | Chiller -Duct/Pipe Insulation | 3 | 1 | 0.04 | 5069 | 5069 | 126725
19 | CL345 | HP- Duct/Pipe Insulation | 3 | 1 | 0.04 | 5069 | 5069 | 126725
20 | CD308 | Chiller - Aerosole Duct Sealing | 4 | 1 | 0.04 | 5069 | 5069 | 126725
21 | CD344 | HP- Aerosole Duct Sealing | 4 | 1 | 0.04 | 5069 | 5069 | 126725
22 | CL308 | Chiller - Aerosole Duct Sealing | 4 | 1 | 0.04 | 5069 | 5069 | 126725
23 | CL344 | HP- Aerosole Duct Sealing | 4 | 1 | 0.04 | 5069 | 5069 | 126725
24 | BUSPV_SCHOOLS | Business PV for Schools | 1 | 1 | 0.029703 | 3160.3985 | 3160.3985 | 106400
25 | BUSPV | Business PV | 2 | 1 | 0.029703 | 3160.3985 | 3160.3985 | 106400
26 | RESPV | Residential PV | 1 | 2.7786 | 0.10134 | 9104.0488 | 3276.4706 | 89838.7097
27 | CS305 | Chiller - Tune Up/Diagnostics | 2 | 1 | 0.05 | 3429 | 3429 | 68580
28 | CD323 | Geothermal Heat Pump, EER=13, 10 tons | 3 | 1 | 0.07 | 3861 | 3861 | 55157.1429
29 | IND723 | Geothermal Heat Pump, EER=13, 10 tons | 3 | 1 | 0.07 | 3861 | 3861 | 55157.1429
30 | CL323 | Geothermal Heat Pump, EER=13, 10 tons | 3 | 1 | 0.07 | 3710 | 3710 | 53000
31 | INL723 | Geothermal Heat Pump, EER=13, 10 tons | 3 | 1 | 0.07 | 3710 | 3710 | 53000
32 | CS323 | Geothermal Heat Pump, EER=13, 10 tons | 1 | 1 | 0.07 | 3666 | 3666 | 52371.4286
33 | BUSSWH | Business Solar Water Heater | 1 | 1 | 0.071071 | 3655.6557 | 3655.6557 | 51436.6197
34 | CD611 | 0.5 Faucet Aerator (DI) - Commercial | 1 | 1 | 1 | 49103 | 49103 | 49103
35 | CL611 | 0.5 Faucet Aerator (DI) - Commercial | 1 | 1 | 1 | 49103 | 49103 | 49103
36 | CS611 | 0.5 Faucet Aerator (DI) - Commercial | 1 | 1 | 1 | 49103 | 49103 | 49103
37 | CD407 | Separate Makeup Air / Exhaust Hoods AC | 1 | 1 | 0.2 | 8315 | 8315 | 41575
38 | CL407 | Separate Makeup Air / Exhaust Hoods AC | 1 | 1 | 0.2 | 8315 | 8315 | 41575
39 | CS407 | Separate Makeup Air / Exhaust Hoods AC | 1 | 1 | 0.2 | 8315 | 8315 | 41575
40 | CS304 | Chiller - EMS | 1 | 1 | 0.15 | 5069 | 5069 | 33793.3333
41 | CD304 | Chiller - EMS | 2 | 1 | 0.15 | 5069 | 5069 | 33793.3333
42 | IND702 | High Efficiency Chiller Motors | 1 | 1 | 0.6 | 19594 | 19594 | 32656.6667
43 | IND703 | Chiller - EMS | 1 | 1 | 0.6 | 19594 | 19594 | 32656.6667
44 | IND704 | Chiller- Tune Up/Diagnostics | 1 | 1 | 0.6 | 19594 | 19594 | 32656.6667
45 | IND705 | Chiller VSD - for Pumps and Towers | 1 | 1 | 0.6 | 19594 | 19594 | 32656.6667
46 | IND706 | Chiller - EMS Optimization | 1 | 1 | 0.6 | 19594 | 19594 | 32656.6667
47 | IND707 | Chiller - Aerosole Duct Sealing | 1 | 1 | 0.6 | 19594 | 19594 | 32656.6667
48 | IND708 | Chiller - Duct/Pipe Insulation | 1 | 1 | 0.6 | 19594 | 19594 | 32656.6667
49 | INL702 | High Efficiency Chiller Motors | 1 | 1 | 0.6 | 19594 | 19594 | 32656.6667
50 | INL703 | Chiller - EMS | 1 | 1 | 0.6 | 19594 | 19594 | 32656.6667
51 | INL704 | Chiller- Tune Up/Diagnostics | 1 | 1 | 0.6 | 19594 | 19594 | 32656.6667
52 | INL705 | Chiller VSD - for Pumps and Towers | 1 | 1 | 0.6 | 19594 | 19594 | 32656.6667
53 | INL706 | Chiller - EMS Optimization | 1 | 1 | 0.6 | 19594 | 19594 | 32656.6667
54 | INL707 | Chiller - Aerosole Duct Sealing | 1 | 1 | 0.6 | 19594 | 19594 | 32656.6667
55 | INL708 | Chiller - Duct/Pipe Insulation | 1 | 1 | 0.6 | 19594 | 19594 | 32656.6667
56 | CD201 | High Pressure Sodium 250W Lamp | 1 | 1 | 0.73 | 22098 | 22098 | 30271.2329
57 | CD202 | Outdoor Lighting Controls Merc Vpr(Photocell/Timeclock) | 1 | 1 | 0.73 | 22098 | 22098 | 30271.2329
58 | CL201 | High Pressure Sodium 250W Lamp | 1 | 1 | 0.73 | 22098 | 22098 | 30271.2329
59 | CL202 | Outdoor Lighting Controls Merc Vpr(Photocell/Timeclock) | 1 | 1 | 0.73 | 22098 | 22098 | 30271.2329
60 | CS201 | High Pressure Sodium 250W Lamp | 1 | 1 | 0.73 | 22098 | 22098 | 30271.2329
61 | CS202 | Outdoor Lighting Controls Merc Vpr(Photocell/Timeclock) | 1 | 1 | 0.73 | 22098 | 22098 | 30271.2329
62 | RSF802 | High Efficiency One Speed Pool Pump (1.5 hp) | 1 | 0.16 | 0.03 | 736 | 4600 | 24533.3333
63 | CD801 | Restaurant - Convection Oven | 1 | 1 | 0.37 | 8760 | 8760 | 23675.6757
64 | CL801 | Restaurant - Convection Oven | 1 | 1 | 0.37 | 8760 | 8760 | 23675.6757
65 | CS801 | Restaurant - Convection Oven | 1 | 1 | 0.37 | 8760 | 8760 | 23675.6757
66 | CD811 | Restaurant - Efficient Fryer | 1 | 1 | 0.39 | 8971 | 8971 | 23002.5641
67 | CL811 | Restaurant - Efficient Fryer | 1 | 1 | 0.39 | 8971 | 8971 | 23002.5641
68 | CS811 | Restaurant - Efficient Fryer | 1 | 1 | 0.39 | 8971 | 8971 | 23002.5641
69 | CD506 | Compressor VSD retrofit | 1 | 1 | 0.82 | 16131 | 16131 | 19671.9512
70 | CL506 | Compressor VSD retrofit | 1 | 1 | 0.82 | 16131 | 16131 | 19671.9512
71 | CS506 | Compressor VSD retrofit | 1 | 1 | 0.82 | 16131 | 16131 | 19671.9512
72 | CD402 | Variable Speed Drive Control | 1 | 1 | 1.82 | 31603 | 31603 | 17364.2857
73 | CD403 | Air Handler Optimization | 1 | 1 | 1.82 | 31603 | 31603 | 17364.2857
74 | CL402 | Variable Speed Drive Control | 1 | 1 | 1.82 | 31603 | 31603 | 17364.2857
75 | CL403 | Air Handler Optimization | 1 | 1 | 1.82 | 31603 | 31603 | 17364.2857
76 | CS402 | Variable Speed Drive Control | 1 | 1 | 1.82 | 31603 | 31603 | 17364.2857
77 | CS403 | Air Handler Optimization | 1 | 1 | 1.82 | 31603 | 31603 | 17364.2857
78 | RMF701 | Energy Star DW (EF=0.68) | 1 | 0.02 | 0.01 | 163 | 8150 | 16300
79 | RMO701 | Energy Star DW (EF=0.68) | 1 | 0.02 | 0.01 | 163 | 8150 | 16300
80 | CD606 | Demand controlled circulating systems | 1 | 1 | 0.69 | 11048 | 11048 | 16011.5942
81 | CD609 | Heat Trap | 1 | 1 | 0.69 | 11048 | 11048 | 16011.5942
82 | CD610 | Hot Water Pipe Insulation | 1 | 1 | 0.69 | 11048 | 11048 | 16011.5942
83 | CL606 | Demand controlled circulating systems | 1 | 1 | 0.69 | 11048 | 11048 | 16011.5942
84 | CL609 | Heat Trap | 1 | 1 | 0.69 | 11048 | 11048 | 16011.5942
85 | CL610 | Hot Water Pipe Insulation | 1 | 1 | 0.69 | 11048 | 11048 | 16011.5942
86 | CS606 | Demand controlled circulating systems | 1 | 1 | 0.69 | 11048 | 11048 | 16011.5942
87 | CS609 | Heat Trap | 1 | 1 | 0.69 | 11048 | 11048 | 16011.5942
88 | CS610 | Hot Water Pipe Insulation | 1 | 1 | 0.69 | 11048 | 11048 | 16011.5942
89 | RMF223 | LED (12-Watt) Indoor | 1 | 0.0020512 | 0.0029249 | 39.2055 | 19113.158 | 13404.2544
90 | RMO223 | LED (12-Watt) Indoor | 1 | 0.0020512 | 0.0029249 | 39.2055 | 19113.158 | 13404.2544
91 | RSF223 | LED (12-Watt) Indoor | 1 | 0.0020512 | 0.0029249 | 39.2055 | 19113.158 | 13404.2544
92 | CD613 | 1.5 gpm Faucet Aerator (DI) - Commercial | 1 | 1 | 1 | 13222 | 13222 | 13222
93 | CL613 | 1.5 gpm Faucet Aerator (DI) - Commercial | 1 | 1 | 1 | 13222 | 13222 | 13222
94 | CS613 | 1.5 gpm Faucet Aerator (DI) - Commercial | 1 | 1 | 1 | 13222 | 13222 | 13222
95 | RMO241 | CFL (18-Watt integral ballast), 6.0 hr/day | 1 | 0.01 | 0.01 | 132 | 13200 | 13200
96 | RSF241 | CFL (18-Watt integral ballast), 6.0 hr/day | 1 | 0.01 | 0.01 | 132 | 13200 | 13200
97 | RMF241 | CFL (18-Watt integral ballast), 6.0 hr/day | 1 | 0.01 | 0.01 | 130 | 13000 | 13000
98 | IND414 | Clean Room - New Designs | 1 | 1 | 0.87 | 11058 | 11058 | 12710.3448
99 | IND601 | Other Process Controls (batch + site) | 1 | 1 | 0.87 | 11058 | 11058 | 12710.3448
100 | INL414 | Clean Room - New Designs | 1 | 1 | 0.87 | 11058 | 11058 | 12710.3448
101 | INL601 | Other Process Controls (batch + site) | 1 | 1 | 0.87 | 11058 | 11058 | 12710.3448
102 | IND114 | Power recovery | 1 | 1 | 0.94 | 11487 | 11487 | 12220.2128
103 | IND115 | Refinery Controls | 1 | 1 | 0.94 | 11487 | 11487 | 12220.2128
104 | IND215 | Power recovery | 1 | 1 | 0.94 | 11487 | 11487 | 12220.2128
105 | IND216 | Refinery Controls | 1 | 1 | 0.94 | 11487 | 11487 | 12220.2128
106 | IND314 | Power recovery | 1 | 1 | 0.94 | 11487 | 11487 | 12220.2128
107 | IND315 | Refinery Controls | 1 | 1 | 0.94 | 11487 | 11487 | 12220.2128
108 | IND602 | Efficient desalter | 1 | 1 | 0.94 | 11487 | 11487 | 12220.2128
109 | IND606 | Power recovery | 1 | 1 | 0.94 | 11487 | 11487 | 12220.2128
110 | IND607 | Refinery Controls | 1 | 1 | 0.94 | 11487 | 11487 | 12220.2128
111 | INL114 | Power recovery | 1 | 1 | 0.94 | 11487 | 11487 | 12220.2128
112 | INL115 | Refinery Controls | 1 | 1 | 0.94 | 11487 | 11487 | 12220.2128
113 | INL215 | Power recovery | 1 | 1 | 0.94 | 11487 | 11487 | 12220.2128
114 | INL216 | Refinery Controls | 1 | 1 | 0.94 | 11487 | 11487 | 12220.2128
115 | INL314 | Power recovery | 1 | 1 | 0.94 | 11487 | 11487 | 12220.2128
116 | INL315 | Refinery Controls | 1 | 1 | 0.94 | 11487 | 11487 | 12220.2128
117 | INL602 | Efficient desalter | 1 | 1 | 0.94 | 11487 | 11487 | 12220.2128
118 | INL606 | Power recovery | 1 | 1 | 0.94 | 11487 | 11487 | 12220.2128
119 | INL607 | Refinery Controls | 1 | 1 | 0.94 | 11487 | 11487 | 12220.2128
120 | RMO231 | CFL (18-Watt integral ballast), 2.5 hr/day | 1 | 0.01 | 0.02 | 244 | 24400 | 12200
121 | RSF231 | CFL (18-Watt integral ballast), 2.5 hr/day | 1 | 0.01 | 0.02 | 243 | 24300 | 12150
122 | RMF231 | CFL (18-Watt integral ballast), 2.5 hr/day | 1 | 0.01 | 0.02 | 239 | 23900 | 11950
123 | IND551 | Efficient Refrigeration - Operations | 1 | 1 | 0.55 | 5941 | 5941 | 10801.8182
124 | IND552 | Optimization Refrigeration | 1 | 1 | 0.55 | 5941 | 5941 | 10801.8182
125 | INL551 | Efficient Refrigeration - Operations | 2 | 1 | 0.55 | 5941 | 5941 | 10801.8182
126 | INL552 | Optimization Refrigeration | 2 | 1 | 0.55 | 5941 | 5941 | 10801.8182
127 | IND413 | Clean Room - Controls | 1 | 1 | 0.87 | 9272 | 9272 | 10657.4713
128 | INL413 | Clean Room - Controls | 1 | 1 | 0.87 | 9272 | 9272 | 10657.4713
129 | IND416 | Process Drives - ASD | 1 | 1 | 0.92 | 9756 | 9756 | 10604.3478
130 | INL416 | Process Drives - ASD | 1 | 1 | 0.92 | 9756 | 9756 | 10604.3478
131 | RSF701 | Energy Star DW (EF=0.68) | 1 | 0.02 | 0.02 | 212 | 10600 | 10600
132 | CD501 | High-efficiency fan motors | 1 | 1 | 0.82 | 8067 | 8067 | 9837.8049
133 | CD502 | Strip curtains for walk-ins | 1 | 1 | 0.82 | 8067 | 8067 | 9837.8049
134 | CD504 | Evaporator fan controller for MT walk-ins | 1 | 1 | 0.82 | 8067 | 8067 | 9837.8049
135 | CD505 | Efficient compressor motor | 1 | 1 | 0.82 | 8067 | 8067 | 9837.8049
136 | CD507 | Floating head pressure controls | 1 | 1 | 0.82 | 8067 | 8067 | 9837.8049
137 | CD508 | Refrigeration Commissioning | 1 | 1 | 0.82 | 8067 | 8067 | 9837.8049
138 | CD510 | Demand Defrost Electric | 1 | 1 | 0.82 | 8067 | 8067 | 9837.8049
139 | CD514 | Multiplex Compressor System | 1 | 1 | 0.82 | 8067 | 8067 | 9837.8049
140 | CD515 | Oversized Air Cooled Condenser | 1 | 1 | 0.82 | 8067 | 8067 | 9837.8049
141 | CD516 | Freezer-Cooler Replacement Gaskets | 1 | 1 | 0.82 | 8067 | 8067 | 9837.8049
142 | CD517 | LED Display Lighting | 1 | 1 | 0.82 | 8067 | 8067 | 9837.8049
143 | CL501 | High-efficiency fan motors | 1 | 1 | 0.82 | 8067 | 8067 | 9837.8049
144 | CL502 | Strip curtains for walk-ins | 1 | 1 | 0.82 | 8067 | 8067 | 9837.8049
145 | CL504 | Evaporator fan controller for MT walk-ins | 1 | 1 | 0.82 | 8067 | 8067 | 9837.8049
146 | CL505 | Efficient compressor motor | 1 | 1 | 0.82 | 8067 | 8067 | 9837.8049
147 | CL507 | Floating head pressure controls | 1 | 1 | 0.82 | 8067 | 8067 | 9837.8049
148 | CL508 | Refrigeration Commissioning | 1 | 1 | 0.82 | 8067 | 8067 | 9837.8049
149 | CL510 | Demand Defrost Electric | 1 | 1 | 0.82 | 8067 | 8067 | 9837.8049
150 | CL514 | Multiplex Compressor System | 1 | 1 | 0.82 | 8067 | 8067 | 9837.8049
151 | CL515 | Oversized Air Cooled Condenser | 1 | 1 | 0.82 | 8067 | 8067 | 9837.8049
152 | CL516 | Freezer-Cooler Replacement Gaskets | 1 | 1 | 0.82 | 8067 | 8067 | 9837.8049
153 | CL517 | LED Display Lighting | 1 | 1 | 0.82 | 8067 | 8067 | 9837.8049
154 | CS501 | High-efficiency fan motors | 1 | 1 | 0.82 | 8067 | 8067 | 9837.8049
155 | CS502 | Strip curtains for walk-ins | 1 | 1 | 0.82 | 8067 | 8067 | 9837.8049
156 | CS504 | Evaporator fan controller for MT walk-ins | 1 | 1 | 0.82 | 8067 | 8067 | 9837.8049
157 | CS505 | Efficient compressor motor | 1 | 1 | 0.82 | 8067 | 8067 | 9837.8049
158 | CS507 | Floating head pressure controls | 1 | 1 | 0.82 | 8067 | 8067 | 9837.8049
159 | CS508 | Refrigeration Commissioning | 1 | 1 | 0.82 | 8067 | 8067 | 9837.8049
160 | CS510 | Demand Defrost Electric | 1 | 1 | 0.82 | 8067 | 8067 | 9837.8049
161 | CS514 | Multiplex Compressor System | 1 | 1 | 0.82 | 8067 | 8067 | 9837.8049
162 | CS515 | Oversized Air Cooled Condenser | 1 | 1 | 0.82 | 8067 | 8067 | 9837.8049
163 | CS516 | Freezer-Cooler Replacement Gaskets | 1 | 1 | 0.82 | 8067 | 8067 | 9837.8049
164 | CS517 | LED Display Lighting | 1 | 1 | 0.82 | 8067 | 8067 | 9837.8049
165 | CD503 | Night covers for display cases | 1 | 0 | 1.77 | 17378 | 0 | 9818.0791
166 | CL503 | Night covers for display cases | 1 | 0 | 1.77 | 17378 | 0 | 9818.0791
167 | CS503 | Night covers for display cases | 1 | 0 | 1.77 | 17378 | 0 | 9818.0791
168 | IND409 | Efficient practices printing press | 1 | 1 | 0.78 | 7485 | 7485 | 9596.1538
169 | IND410 | Efficient Printing press (fewer cylinders) | 1 | 1 | 0.78 | 7485 | 7485 | 9596.1538
170 | IND411 | Light cylinders | 1 | 1 | 0.78 | 7485 | 7485 | 9596.1538
171 | IND412 | Efficient drives | 1 | 1 | 0.78 | 7485 | 7485 | 9596.1538
172 | INL409 | Efficient practices printing press | 1 | 1 | 0.78 | 7485 | 7485 | 9596.1538
173 | INL410 | Efficient Printing press (fewer cylinders) | 1 | 1 | 0.78 | 7485 | 7485 | 9596.1538
174 | INL411 | Light cylinders | 1 | 1 | 0.78 | 7485 | 7485 | 9596.1538
175 | INL412 | Efficient drives | 1 | 1 | 0.78 | 7485 | 7485 | 9596.1538
176 | CD901 | Vending Misers (cooled machines only) | 1 | 1 | 1.45 | 13428 | 13428 | 9260.6897
177 | CL901 | Vending Misers (cooled machines only) | 1 | 1 | 1.45 | 13428 | 13428 | 9260.6897
178 | CS901 | Vending Misers (cooled machines only) | 1 | 1 | 1.45 | 13428 | 13428 | 9260.6897
179 | IND406 | Gap Forming papermachine | 1 | 1 | 0.95 | 8773 | 8773 | 9234.7368
180 | IND407 | High Consistency forming | 1 | 1 | 0.95 | 8773 | 8773 | 9234.7368
181 | IND408 | Optimization control PM | 1 | 1 | 0.95 | 8773 | 8773 | 9234.7368
182 | INL406 | Gap Forming papermachine | 1 | 1 | 0.95 | 8773 | 8773 | 9234.7368
183 | INL407 | High Consistency forming | 1 | 1 | 0.95 | 8773 | 8773 | 9234.7368
184 | INL408 | Optimization control PM | 1 | 1 | 0.95 | 8773 | 8773 | 9234.7368
185 | IND415 | Drives - Process Controls (batch + site) | 1 | 1 | 0.92 | 8444 | 8444 | 9178.2609
186 | INL415 | Drives - Process Controls (batch + site) | 1 | 1 | 0.92 | 8444 | 8444 | 9178.2609
187 | CD518 | Ice Machine | 1 | 1 | 1 | 8985 | 8985 | 8985
188 | CL518 | Ice Machine | 1 | 1 | 1 | 8985 | 8985 | 8985
189 | CS518 | Ice Machine | 1 | 1 | 1 | 8985 | 8985 | 8985
190 | IND422 | Efficient grinding | 1 | 1 | 0.96 | 8602 | 8602 | 8960.4167
191 | IND423 | Process control | 1 | 1 | 0.96 | 8602 | 8602 | 8960.4167
192 | IND424 | Process optimization | 1 | 1 | 0.96 | 8602 | 8602 | 8960.4167
193 | IND504 | Top-heating (glass) | 1 | 1 | 0.96 | 8602 | 8602 | 8960.4167
194 | INL422 | Efficient grinding | 1 | 1 | 0.96 | 8602 | 8602 | 8960.4167
195 | INL423 | Process control | 1 | 1 | 0.96 | 8602 | 8602 | 8960.4167
196 | INL424 | Process optimization | 1 | 1 | 0.96 | 8602 | 8602 | 8960.4167
197 | INL504 | Top-heating (glass) | 1 | 1 | 0.96 | 8602 | 8602 | 8960.4167
198 | CD612 | 1.0 gpm Faucet Aerator (DI) -Commercial | 1 | 1 | 0.8 | 7050 | 7050 | 8812.5
199 | CL612 | 1.0 gpm Faucet Aerator (DI) -Commercial | 1 | 1 | 0.8 | 7050 | 7050 | 8812.5
200 | CS612 | 1.0 gpm Faucet Aerator (DI) -Commercial | 1 | 1 | 0.8 | 7050 | 7050 | 8812.5
201 | IND430 | Efficient Machinery | 1 | 1 | 0.97 | 8454 | 8454 | 8715.4639
202 | IND605 | Process control | 1 | 1 | 0.97 | 8454 | 8454 | 8715.4639
203 | INL430 | Efficient Machinery | 1 | 1 | 0.97 | 8454 | 8454 | 8715.4639
204 | INL605 | Process control | 1 | 1 | 0.97 | 8454 | 8454 | 8715.4639
205 | RSF803 | Variable-Speed Pool Pump (<1 hp) | 1 | 0.65 | 0.37 | 3162 | 4864.6154 | 8545.9459
206 | IND604 | Efficient processes (welding, etc.) | 1 | 1 | 0.88 | 7485 | 7485 | 8505.6818
207 | INL604 | Efficient processes (welding, etc.) | 1 | 1 | 0.88 | 7485 | 7485 | 8505.6818
208 | RMF302 | Fridge Appliance Recycling | 1 | 0 | 0.12 | 1003 | 0 | 8358.3333
209 | RMO302 | Fridge Appliance Recycling | 1 | 0 | 0.12 | 1003 | 0 | 8358.3333
210 | RSF302 | Fridge Appliance Recycling | 1 | 0 | 0.12 | 1003 | 0 | 8358.3333
211 | RMF502 | Energy Star CW CEE Tier 2 (MEF=2.0) | 1 | 0.02 | 0.02 | 167 | 8350 | 8350
212 | RMO502 | Energy Star CW CEE Tier 2 (MEF=2.0) | 1 | 0.02 | 0.02 | 167 | 8350 | 8350
213 | RSF502 | Energy Star CW CEE Tier 2 (MEF=2.0) | 1 | 0.02 | 0.02 | 167 | 8350 | 8350
214 | IND101 | Compressed Air-O&M | 1 | 1 | 0.9 | 7348 | 7348 | 8164.4444
215 | IND102 | Compressed Air - Controls | 1 | 1 | 0.9 | 7348 | 7348 | 8164.4444
216 | IND103 | Compressed Air - System Optimization | 1 | 1 | 0.9 | 7348 | 7348 | 8164.4444
217 | IND104 | Compressed Air- Sizing | 1 | 1 | 0.9 | 7348 | 7348 | 8164.4444
218 | IND105 | Comp Air - Replace 1-5 HP motor | 1 | 1 | 0.9 | 7348 | 7348 | 8164.4444
219 | IND107 | Comp Air - Motor practices-1 (1-5 HP) | 1 | 1 | 0.9 | 7348 | 7348 | 8164.4444
220 | IND108 | Comp Air - Replace 6-100 HP motor | 1 | 1 | 0.9 | 7348 | 7348 | 8164.4444
221 | IND110 | Comp Air - Motor practices-1 (6-100 HP) | 1 | 1 | 0.9 | 7348 | 7348 | 8164.4444
222 | IND111 | Comp Air - Replace 100+ HP motor | 1 | 1 | 0.9 | 7348 | 7348 | 8164.4444
223 | IND113 | Comp Air - Motor practices-1 (100+ HP) | 1 | 1 | 0.9 | 7348 | 7348 | 8164.4444
224 | IND201 | Fans - O&M | 1 | 1 | 0.9 | 7348 | 7348 | 8164.4444
225 | IND202 | Fans - Controls | 1 | 1 | 0.9 | 7348 | 7348 | 8164.4444
226 | IND204 | Fans- Improve components | 1 | 1 | 0.9 | 7348 | 7348 | 8164.4444
227 | IND205 | Fans - Replace 1-5 HP motor | 1 | 1 | 0.9 | 7348 | 7348 | 8164.4444
228 | IND207 | Fans - Motor practices-1 (1-5 HP) | 1 | 1 | 0.9 | 7348 | 7348 | 8164.4444
229 | IND208 | Fans - Replace 6-100 HP motor | 1 | 1 | 0.9 | 7348 | 7348 | 8164.4444
230 | IND210 | Fans - Motor practices-1 (6-100 HP) | 1 | 1 | 0.9 | 7348 | 7348 | 8164.4444
231 | IND211 | Fans - Replace 100+ HP motor | 1 | 1 | 0.9 | 7348 | 7348 | 8164.4444
232 | IND213 | Fans - Motor practices-1 (100+ HP) | 1 | 1 | 0.9 | 7348 | 7348 | 8164.4444
233 | IND301 | Pumps - O&M | 1 | 1 | 0.9 | 7348 | 7348 | 8164.4444
234 | IND302 | Pumps - Controls | 1 | 1 | 0.9 | 7348 | 7348 | 8164.4444
235 | IND303 | Pumps - System Optimization | 1 | 1 | 0.9 | 7348 | 7348 | 8164.4444
236 | IND304 | Pumps - Sizing | 1 | 1 | 0.9 | 7348 | 7348 | 8164.4444
237 | IND305 | Pumps - Replace 1-5 HP motor | 1 | 1 | 0.9 | 7348 | 7348 | 8164.4444
238 | IND307 | Pumps - Motor practices-1 (1-5 HP) | 1 | 1 | 0.9 | 7348 | 7348 | 8164.4444
239 | IND308 | Pumps - Replace 6-100 HP motor | 1 | 1 | 0.9 | 7348 | 7348 | 8164.4444
240 | IND310 | Pumps - Motor practices-1 (6-100 HP) | 1 | 1 | 0.9 | 7348 | 7348 | 8164.4444
241 | IND311 | Pumps - Replace 100+ HP motor | 1 | 1 | 0.9 | 7348 | 7348 | 8164.4444
242 | IND313 | Pumps - Motor practices-1 (100+ HP) | 1 | 1 | 0.9 | 7348 | 7348 | 8164.4444
243 | INL101 | Compressed Air-O&M | 2 | 1 | 0.9 | 7348 | 7348 | 8164.4444
244 | INL102 | Compressed Air - Controls | 2 | 1 | 0.9 | 7348 | 7348 | 8164.4444
245 | INL103 | Compressed Air - System Optimization | 2 | 1 | 0.9 | 7348 | 7348 | 8164.4444
246 | INL104 | Compressed Air- Sizing | 2 | 1 | 0.9 | 7348 | 7348 | 8164.4444
247 | INL105 | Comp Air - Replace 1-5 HP motor | 2 | 1 | 0.9 | 7348 | 7348 | 8164.4444
248 | INL107 | Comp Air - Motor practices-1 (1-5 HP) | 2 | 1 | 0.9 | 7348 | 7348 | 8164.4444
249 | INL108 | Comp Air - Replace 6-100 HP motor | 2 | 1 | 0.9 | 7348 | 7348 | 8164.4444
250 | INL110 | Comp Air - Motor practices-1 (6-100 HP) | 2 | 1 | 0.9 | 7348 | 7348 | 8164.4444
251 | INL111 | Comp Air - Replace 100+ HP motor | 2 | 1 | 0.9 | 7348 | 7348 | 8164.4444
252 | INL113 | Comp Air - Motor practices-1 (100+ HP) | 2 | 1 | 0.9 | 7348 | 7348 | 8164.4444
253 | INL201 | Fans - O&M | 2 | 1 | 0.9 | 7348 | 7348 | 8164.4444
254 | INL202 | Fans - Controls | 2 | 1 | 0.9 | 7348 | 7348 | 8164.4444
255 | INL204 | Fans- Improve components | 2 | 1 | 0.9 | 7348 | 7348 | 8164.4444
256 | INL205 | Fans - Replace 1-5 HP motor | 2 | 1 | 0.9 | 7348 | 7348 | 8164.4444
257 | INL207 | Fans - Motor practices-1 (1-5 HP) | 2 | 1 | 0.9 | 7348 | 7348 | 8164.4444
258 | INL208 | Fans - Replace 6-100 HP motor | 2 | 1 | 0.9 | 7348 | 7348 | 8164.4444
259 | INL210 | Fans - Motor practices-1 (6-100 HP) | 2 | 1 | 0.9 | 7348 | 7348 | 8164.4444
260 | INL211 | Fans - Replace 100+ HP motor | 2 | 1 | 0.9 | 7348 | 7348 | 8164.4444
261 | INL213 | Fans - Motor practices-1 (100+ HP) | 2 | 1 | 0.9 | 7348 | 7348 | 8164.4444
262 | INL301 | Pumps - O&M | 2 | 1 | 0.9 | 7348 | 7348 | 8164.4444
263 | INL302 | Pumps - Controls | 2 | 1 | 0.9 | 7348 | 7348 | 8164.4444
264 | INL303 | Pumps - System Optimization | 2 | 1 | 0.9 | 7348 | 7348 | 8164.4444
265 | INL304 | Pumps - Sizing | 2 | 1 | 0.9 | 7348 | 7348 | 8164.4444
266 | INL305 | Pumps - Replace 1-5 HP motor | 2 | 1 | 0.9 | 7348 | 7348 | 8164.4444
267 | INL307 | Pumps - Motor practices-1 (1-5 HP) | 2 | 1 | 0.9 | 7348 | 7348 | 8164.4444
268 | INL308 | Pumps - Replace 6-100 HP motor | 2 | 1 | 0.9 | 7348 | 7348 | 8164.4444
269 | INL310 | Pumps - Motor practices-1 (6-100 HP) | 2 | 1 | 0.9 | 7348 | 7348 | 8164.4444
270 | INL311 | Pumps - Replace 100+ HP motor | 2 | 1 | 0.9 | 7348 | 7348 | 8164.4444
271 | INL313 | Pumps - Motor practices-1 (100+ HP) | 2 | 1 | 0.9 | 7348 | 7348 | 8164.4444
272 | IND203 | Fans - System Optimization | 1 | 1 | 1.91 | 15560 | 15560 | 8146.5969
273 | INL203 | Fans - System Optimization | 1 | 1 | 1.91 | 15560 | 15560 | 8146.5969
274 | IND106 | Comp Air - ASD (1-5 hp) | 1 | 1 | 9.99 | 81258 | 81258 | 8133.9339
275 | IND109 | Comp Air - ASD (6-100 hp) | 1 | 1 | 9.99 | 81258 | 81258 | 8133.9339
276 | IND112 | Comp Air - ASD (100+ hp) | 1 | 1 | 9.99 | 81258 | 81258 | 8133.9339
277 | IND206 | Fans - ASD (1-5 hp) | 1 | 1 | 9.99 | 81258 | 81258 | 8133.9339
278 | IND209 | Fans - ASD (6-100 hp) | 1 | 1 | 9.99 | 81258 | 81258 | 8133.9339
279 | IND212 | Fans - ASD (100+ hp) | 1 | 1 | 9.99 | 81258 | 81258 | 8133.9339
280 | IND306 | Pumps - ASD (1-5 hp) | 1 | 1 | 9.99 | 81258 | 81258 | 8133.9339
281 | IND309 | Pumps - ASD (6-100 hp) | 1 | 1 | 9.99 | 81258 | 81258 | 8133.9339
282 | IND312 | Pumps - ASD (100+ hp) | 1 | 1 | 9.99 | 81258 | 81258 | 8133.9339
283 | INL106 | Comp Air - ASD (1-5 hp) | 1 | 1 | 9.99 | 81258 | 81258 | 8133.9339
284 | INL109 | Comp Air - ASD (6-100 hp) | 1 | 1 | 9.99 | 81258 | 81258 | 8133.9339
285 | INL112 | Comp Air - ASD (100+ hp) | 1 | 1 | 9.99 | 81258 | 81258 | 8133.9339
286 | INL206 | Fans - ASD (1-5 hp) | 1 | 1 | 9.99 | 81258 | 81258 | 8133.9339
287 | INL209 | Fans - ASD (6-100 hp) | 1 | 1 | 9.99 | 81258 | 81258 | 8133.9339
288 | INL212 | Fans - ASD (100+ hp) | 1 | 1 | 9.99 | 81258 | 81258 | 8133.9339
289 | INL306 | Pumps - ASD (1-5 hp) | 1 | 1 | 9.99 | 81258 | 81258 | 8133.9339
290 | INL309 | Pumps - ASD (6-100 hp) | 1 | 1 | 9.99 | 81258 | 81258 | 8133.9339
291 | INL312 | Pumps - ASD (100+ hp) | 1 | 1 | 9.99 | 81258 | 81258 | 8133.9339
292 | IND405 | Drives - EE motor | 1 | 1 | 0.95 | 7712 | 7712 | 8117.8947
293 | INL405 | Drives - EE motor | 1 | 1 | 0.95 | 7712 | 7712 | 8117.8947
294 | IND401 | Bakery - Process (Mixing) - O&M | 1 | 1 | 0.92 | 7427 | 7427 | 8072.8261
295 | IND501 | Bakery - Process | 1 | 1 | 0.92 | 7427 | 7427 | 8072.8261
296 | INL401 | Bakery - Process (Mixing) - O&M | 1 | 1 | 0.92 | 7427 | 7427 | 8072.8261
297 | INL501 | Bakery - Process | 1 | 1 | 0.92 | 7427 | 7427 | 8072.8261
298 | IND509 | Efficient Curing ovens | 1 | 1 | 0.83 | 6678 | 6678 | 8045.7831
299 | INL509 | Efficient Curing ovens | 2 | 1 | 0.83 | 6678 | 6678 | 8045.7831
300 | IND428 | Drives - Scheduling | 1 | 1 | 4.56 | 36534 | 36534 | 8011.8421
301 | INL428 | Drives - Scheduling | 1 | 1 | 4.56 | 36534 | 36534 | 8011.8421
302 | IND417 | O&M - Extruders/Injection Moulding | 1 | 1 | 0.9 | 7186 | 7186 | 7984.4444
303 | IND418 | Extruders/injection Moulding-multipump | 1 | 1 | 0.9 | 7186 | 7186 | 7984.4444
304 | IND419 | Direct drive Extruders | 1 | 1 | 0.9 | 7186 | 7186 | 7984.4444
305 | IND420 | Injection Moulding - Impulse Cooling | 1 | 1 | 0.9 | 7186 | 7186 | 7984.4444
306 | IND421 | Injection Moulding - Direct drive | 1 | 1 | 0.9 | 7186 | 7186 | 7984.4444
307 | INL417 | O&M - Extruders/Injection Moulding | 2 | 1 | 0.9 | 7186 | 7186 | 7984.4444
308 | INL418 | Extruders/injection Moulding-multipump | 2 | 1 | 0.9 | 7186 | 7186 | 7984.4444
309 | INL419 | Direct drive Extruders | 2 | 1 | 0.9 | 7186 | 7186 | 7984.4444
310 | INL420 | Injection Moulding - Impulse Cooling | 2 | 1 | 0.9 | 7186 | 7186 | 7984.4444
311 | INL421 | Injection Moulding - Direct drive | 2 | 1 | 0.9 | 7186 | 7186 | 7984.4444
312 | IND429 | Machinery | 1 | 1 | 0.81 | 6323 | 6323 | 7806.1728
313 | INL429 | Machinery | 2 | 1 | 0.81 | 6323 | 6323 | 7806.1728
314 | IND901 | Replace V-belts | 1 | 1 | 0.91 | 7101 | 7101 | 7803.2967
315 | INL901 | Replace V-belts | 2 | 1 | 0.91 | 7101 | 7101 | 7803.2967
316 | IND427 | Drives - Optimization process (M&T) | 2 | 1 | 0.79 | 6033 | 6033 | 7636.7089
317 | IND603 | New transformers welding | 2 | 1 | 0.79 | 6033 | 6033 | 7636.7089
318 | INL427 | Drives - Optimization process (M&T) | 2 | 1 | 0.79 | 6033 | 6033 | 7636.7089
319 | RMF503 | Energy Star CW CEE Tier 3 (MEF=2.2) | 1 | 0.03 | 0.03 | 226 | 7533.3333 | 7533.3333
320 | RMO503 | Energy Star CW CEE Tier 3 (MEF=2.2) | 1 | 0.03 | 0.03 | 226 | 7533.3333 | 7533.3333
321 | RSF503 | Energy Star CW CEE Tier 3 (MEF=2.2) | 1 | 0.03 | 0.03 | 226 | 7533.3333 | 7533.3333
322 | IND511 | Heating - Scheduling | 1 | 1 | 4.01 | 29195 | 29195 | 7280.5486
323 | INL511 | Heating - Scheduling | 1 | 1 | 4.01 | 29195 | 29195 | 7280.5486
324 | IND510 | Heating - Optimization process (M&T) | 2 | 1 | 0.77 | 5557 | 5557 | 7216.8831
325 | INL510 | Heating - Optimization process (M&T) | 4 | 1 | 0.77 | 5557 | 5557 | 7216.8831
326 | CD603 | Heat Pump Water Heater (air source) | 1 | 1 | 0.62 | 4304 | 4304 | 6941.9355
327 | CD608 | Heat Recovery Unit | 1 | 1 | 0.62 | 4304 | 4304 | 6941.9355
328 | CL603 | Heat Pump Water Heater (air source) | 1 | 1 | 0.62 | 4304 | 4304 | 6941.9355
329 | CL608 | Heat Recovery Unit | 1 | 1 | 0.62 | 4304 | 4304 | 6941.9355
330 | CS603 | Heat Pump Water Heater (air source) | 1 | 1 | 0.62 | 4304 | 4304 | 6941.9355
331 | CS608 | Heat Recovery Unit | 1 | 1 | 0.62 | 4304 | 4304 | 6941.9355
332 | RMF301 | HE Refrigerator - Energy Star version of above | 1 | 0.03 | 0.03 | 206 | 6866.6667 | 6866.6667
333 | RMO301 | HE Refrigerator - Energy Star version of above | 1 | 0.03 | 0.03 | 206 | 6866.6667 | 6866.6667
334 | RSF301 | HE Refrigerator - Energy Star version of above | 1 | 0.03 | 0.03 | 206 | 6866.6667 | 6866.6667
335 | CD161 | LED Exit Sign | 1 | 1 | 1.11 | 7418 | 7418 | 6682.8829
336 | CS161 | LED Exit Sign | 1 | 1 | 1.11 | 7418 | 7418 | 6682.8829
337 | CL161 | LED Exit Sign | 2 | 1 | 1.11 | 7418 | 7418 | 6682.8829
338 | RSF804 | PV-Powered Pool Pumps | 1 | 0.31 | 0.34 | 2183 | 7041.9355 | 6420.5882
339 | IND214 | Optimize drying process | 2 | 1 | 0.93 | 5759 | 5759 | 6192.4731
340 | IND404 | Replace V-Belts | 2 | 1 | 0.93 | 5759 | 5759 | 6192.4731
341 | IND503 | Heat Pumps - Drying | 2 | 1 | 0.93 | 5759 | 5759 | 6192.4731
342 | INL404 | Replace V-Belts | 4 | 1 | 0.93 | 5759 | 5759 | 6192.4731
343 | IND425 | Drives - Process Control | 2 | 1 | 0.92 | 5673 | 5673 | 6166.3043
344 | IND426 | Efficient drives - rolling | 2 | 1 | 0.92 | 5673 | 5673 | 6166.3043
345 | IND505 | Efficient electric melting | 2 | 1 | 0.92 | 5673 | 5673 | 6166.3043
346 | IND506 | Intelligent extruder (DOE) | 2 | 1 | 0.92 | 5673 | 5673 | 6166.3043
347 | IND507 | Near Net Shape Casting | 2 | 1 | 0.92 | 5673 | 5673 | 6166.3043
348 | IND508 | Heating - Process Control | 2 | 1 | 0.92 | 5673 | 5673 | 6166.3043
349 | INL506 | Intelligent extruder (DOE) | 3 | 1 | 0.92 | 5673 | 5673 | 6166.3043
350 | INL507 | Near Net Shape Casting | 4 | 1 | 0.92 | 5673 | 5673 | 6166.3043
351 | IND403 | Air conveying systems | 1 | 1 | 3.86 | 23782 | 23782 | 6161.1399
352 | INL403 | Air conveying systems | 1 | 1 | 3.86 | 23782 | 23782 | 6161.1399
353 | RMF200 | Single Pane Clear Windows to Dbl Pane Low-E Windows - Room AC | 3 | 0.14 | 0.05 | 307 | 2192.8571 | 6140
354 | CS362 | Occupancy Sensor (hotels) | 2 | 1 | 0.58 | 3558 | 3558 | 6134.4828
355 | CS509 | Demand Hot Gas Defrost | 1 | 1 | 0.86 | 4872 | 4872 | 5665.1163
356 | CS511 | Anti-sweat (humidistat) controls | 1 | 1 | 0.86 | 4872 | 4872 | 5665.1163
357 | CS513 | High R-Value Glass Doors | 1 | 1 | 0.86 | 4872 | 4872 | 5665.1163
358 | CD509 | Demand Hot Gas Defrost | 2 | 1 | 0.86 | 4872 | 4872 | 5665.1163
359 | CD511 | Anti-sweat (humidistat) controls | 2 | 1 | 0.86 | 4872 | 4872 | 5665.1163
360 | CD513 | High R-Value Glass Doors | 2 | 1 | 0.86 | 4872 | 4872 | 5665.1163
361 | CL509 | Demand Hot Gas Defrost | 2 | 1 | 0.86 | 4872 | 4872 | 5665.1163
362 | CL511 | Anti-sweat (humidistat) controls | 2 | 1 | 0.86 | 4872 | 4872 | 5665.1163
363 | CL513 | High R-Value Glass Doors | 2 | 1 | 0.86 | 4872 | 4872 | 5665.1163
364 | RMF401 | Heat Pump Water Heater (EF=2.9) | 1 | 0.07 | 0.25 | 1394 | 19914.2857 | 5576
365 | RMO401 | Heat Pump Water Heater (EF=2.9) | 1 | 0.07 | 0.25 | 1394 | 19914.2857 | 5576
366 | RSF401 | Heat Pump Water Heater (EF=2.9) | 1 | 0.07 | 0.25 | 1394 | 19914.2857 | 5576
367 | CS814 | Holding Cabinet | 1 | 1 | 1 | 5445 | 5445 | 5445
368 | CD814 | Holding Cabinet | 3 | 1 | 1 | 5445 | 5445 | 5445
369 | CL814 | Holding Cabinet | 3 | 1 | 1 | 5445 | 5445 | 5445
370 | RMF941 | Energy Star VCR | 1 | 0.01 | 0.01 | 54 | 5400 | 5400
371 | RMO941 | Energy Star VCR | 1 | 0.01 | 0.01 | 54 | 5400 | 5400
372 | RSF941 | Energy Star VCR | 1 | 0.01 | 0.01 | 54 | 5400 | 5400
373 | RMF352 | Freeze Appliance Recycling | 1 | 0 | 0.15 | 809 | 0 | 5393.3333
374 | RMO352 | Freeze Appliance Recycling | 1 | 0 | 0.15 | 809 | 0 | 5393.3333
375 | RSF352 | Freeze Appliance Recycling | 1 | 0 | 0.15 | 809 | 0 | 5393.3333
376 | CD131 | CFL Screw-in 18W | 2 | 1 | 0.62 | 3311 | 3311 | 5340.3226
377 | IND803 | CFL Screw-in 18W | 2 | 1 | 0.62 | 3311 | 3311 | 5340.3226
378 | CD113 | Occupancy Sensor | 3 | 1 | 0.62 | 3311 | 3311 | 5340.3226
379 | CD114 | Continuous Dimming | 3 | 1 | 0.62 | 3311 | 3311 | 5340.3226
380 | CD123 | Occupancy Sensor | 3 | 1 | 0.62 | 3311 | 3311 | 5340.3226
381 | IND805 | Occupancy Sensor | 3 | 1 | 0.62 | 3311 | 3311 | 5340.3226
382 | CD115 | Lighting Control Tuneup | 4 | 1 | 0.62 | 3311 | 3311 | 5340.3226
383 | CD124 | Lighting Control Tuneup | 4 | 1 | 0.62 | 3311 | 3311 | 5340.3226
384 | RMF118 | Radient Barrier - SS AC | 3 | 0.16 | 0.05 | 261 | 1631.25 | 5220
385 | RMF351 | HE Freezer | 1 | 0.01 | 0.01 | 52 | 5200 | 5200
386 | RMO351 | HE Freezer | 1 | 0.01 | 0.01 | 52 | 5200 | 5200
387 | RSF351 | HE Freezer | 1 | 0.01 | 0.01 | 52 | 5200 | 5200
388 | CL131 | CFL Screw-in 18W | 2 | 1 | 0.64 | 3311 | 3311 | 5173.4375
389 | INL803 | CFL Screw-in 18W | 2 | 1 | 0.64 | 3311 | 3311 | 5173.4375
390 | CD125 | LED Linear Tube 22W | 3 | 1 | 0.64 | 3311 | 3311 | 5173.4375
391 | CD146 | LED (12-Watt) | 3 | 1 | 0.64 | 3311 | 3311 | 5173.4375
392 | CL113 | Occupancy Sensor | 3 | 1 | 0.64 | 3311 | 3311 | 5173.4375
393 | CL114 | Continuous Dimming | 3 | 1 | 0.64 | 3311 | 3311 | 5173.4375
394 | CL123 | Occupancy Sensor | 3 | 1 | 0.64 | 3311 | 3311 | 5173.4375
395 | CL125 | LED Linear Tube 22W | 3 | 1 | 0.64 | 3311 | 3311 | 5173.4375
396 | CL146 | LED (12-Watt) | 3 | 1 | 0.64 | 3311 | 3311 | 5173.4375
397 | CS125 | LED Linear Tube 22W | 3 | 1 | 0.64 | 3311 | 3311 | 5173.4375
398 | CS146 | LED (12-Watt) | 3 | 1 | 0.64 | 3311 | 3311 | 5173.4375
399 | IND806 | LED Linear Tube 22W | 3 | 1 | 0.64 | 3311 | 3311 | 5173.4375
400 | INL805 | Occupancy Sensor | 3 | 1 | 0.64 | 3311 | 3311 | 5173.4375
401 | INL806 | LED Linear Tube 22W | 3 | 1 | 0.64 | 3311 | 3311 | 5173.4375
402 | CD132 | Flood LED 14W | 4 | 1 | 0.64 | 3311 | 3311 | 5173.4375
403 | CL115 | Lighting Control Tuneup | 4 | 1 | 0.64 | 3311 | 3311 | 5173.4375
404 | CL124 | Lighting Control Tuneup | 4 | 1 | 0.64 | 3311 | 3311 | 5173.4375
405 | CL132 | Flood LED 14W | 4 | 1 | 0.64 | 3311 | 3311 | 5173.4375
406 | CL153 | High Bay T5 | 4 | 1 | 0.64 | 3311 | 3311 | 5173.4375
407 | IND807 | Flood LED 14W | 4 | 1 | 0.64 | 3311 | 3311 | 5173.4375
408 | INL804 | High Bay T5 | 4 | 1 | 0.64 | 3311 | 3311 | 5173.4375
409 | INL807 | Flood LED 14W | 4 | 1 | 0.64 | 3311 | 3311 | 5173.4375
410 | CS812 | Griddle | 1 | 1 | 1 | 5046 | 5046 | 5046
411 | CD812 | Griddle | 3 | 1 | 1 | 5046 | 5046 | 5046
412 | CL812 | Griddle | 3 | 1 | 1 | 5046 | 5046 | 5046
413 | CS131 | CFL Screw-in 18W | 2 | 1 | 0.66 | 3311 | 3311 | 5016.6667
414 | CS113 | Occupancy Sensor | 3 | 1 | 0.66 | 3311 | 3311 | 5016.6667
415 | CS114 | Continuous Dimming | 3 | 1 | 0.66 | 3311 | 3311 | 5016.6667
416 | CS123 | Occupancy Sensor | 3 | 1 | 0.66 | 3311 | 3311 | 5016.6667
417 | CS115 | Lighting Control Tuneup | 4 | 1 | 0.66 | 3311 | 3311 | 5016.6667
418 | CS124 | Lighting Control Tuneup | 4 | 1 | 0.66 | 3311 | 3311 | 5016.6667
419 | RMF144 | Radient Barrier - SS HP | 3 | 0.15 | 0.05 | 249 | 1660 | 4980
420 | RMF921 | Energy Star Set-Top Box | 1 | 0.01 | 0.01 | 48 | 4800 | 4800
421 | RMO921 | Energy Star Set-Top Box | 1 | 0.01 | 0.01 | 48 | 4800 | 4800
422 | RSF921 | Energy Star Set-Top Box | 1 | 0.01 | 0.01 | 48 | 4800 | 4800
423 | RMO407 | Faucet Aerators | 1 | 0 | 0.01 | 46 | 0 | 4600
424 | RMO411 | Heat Trap | 1 | 0.01 | 0.03 | 137 | 13700 | 4566.6667
425 | RSF148 | Single Pane Clear Windows to Dbl Pane Low-E Windows - SS HP | 3 | 0.33 | 0.17 | 759 | 2300 | 4464.7059
426 | CD722 | Monitor Power Management Enabling | 1 | 1 | 2.72 | 12085 | 12085 | 4443.0147
427 | CS722 | Monitor Power Management Enabling | 1 | 1 | 2.72 | 12085 | 12085 | 4443.0147
428 | CL722 | Monitor Power Management Enabling | 2 | 1 | 2.72 | 12085 | 12085 | 4443.0147
429 | RSF122 | Single Pane Clear Windows to Dbl Pane Low-E Windows - SS AC | 3 | 0.35 | 0.18 | 799 | 2282.8571 | 4438.8889
430 | CS813 | Steamer | 1 | 1 | 1 | 4357 | 4357 | 4357
431 | CD813 | Steamer | 4 | 1 | 1 | 4357 | 4357 | 4357
432 | CL813 | Steamer | 4 | 1 | 1 | 4357 | 4357 | 4357
433 | CD401 | High Efficiency Fan Motor, 15hp, 1800rpm, 92.4% | 1 | 1 | 1.82 | 7903 | 7903 | 4342.3077
434 | CS401 | High Efficiency Fan Motor, 15hp, 1800rpm, 92.4% | 1 | 1 | 1.82 | 7903 | 7903 | 4342.3077
435 | CL401 | High Efficiency Fan Motor, 15hp, 1800rpm, 92.4% | 2 | 1 | 1.82 | 7903 | 7903 | 4342.3077
436 | CD711 | Energy Star or Better Monitor | 1 | 1 | 1.79 | 7644 | 7644 | 4270.3911
437 | CD721 | Energy Star or Better Monitor | 1 | 1 | 1.79 | 7644 | 7644 | 4270.3911
438 | CD731 | Energy Star or Better Copier | 1 | 1 | 1.79 | 7644 | 7644 | 4270.3911
439 | CS711 | Energy Star or Better Monitor | 1 | 1 | 1.79 | 7644 | 7644 | 4270.3911
440 | CS721 | Energy Star or Better Monitor | 1 | 1 | 1.79 | 7644 | 7644 | 4270.3911
441 | CS731 | Energy Star or Better Copier | 1 | 1 | 1.79 | 7644 | 7644 | 4270.3911
442 | CL711 | Energy Star or Better Monitor | 2 | 1 | 1.79 | 7644 | 7644 | 4270.3911
443 | CL721 | Energy Star or Better Monitor | 2 | 1 | 1.79 | 7644 | 7644 | 4270.3911
444 | CL731 | Energy Star or Better Copier | 2 | 1 | 1.79 | 7644 | 7644 | 4270.3911
445 | CD701 | PC Manual Power Management Enabling | 1 | 1 | 2.72 | 11611 | 11611 | 4268.75
446 | CD702 | PC Network Power Management Enabling | 1 | 1 | 2.72 | 11611 | 11611 | 4268.75
447 | CD712 | Monitor Power Management Enabling | 1 | 1 | 2.72 | 11611 | 11611 | 4268.75
448 | CD732 | Copier Power Management Enabling | 1 | 1 | 2.72 | 11611 | 11611 | 4268.75
449 | CD741 | Printer Power Management Enabling | 1 | 1 | 2.72 | 11611 | 11611 | 4268.75
450 | CS701 | PC Manual Power Management Enabling | 1 | 1 | 2.72 | 11611 | 11611 | 4268.75
451 | CS702 | PC Network Power Management Enabling | 1 | 1 | 2.72 | 11611 | 11611 | 4268.75
452 | CS712 | Monitor Power Management Enabling | 1 | 1 | 2.72 | 11611 | 11611 | 4268.75
453 | CS732 | Copier Power Management Enabling | 1 | 1 | 2.72 | 11611 | 11611 | 4268.75
454 | CS741 | Printer Power Management Enabling | 1 | 1 | 2.72 | 11611 | 11611 | 4268.75
455 | CL701 | PC Manual Power Management Enabling | 2 | 1 | 2.72 | 11611 | 11611 | 4268.75
456 | CL702 | PC Network Power Management Enabling | 2 | 1 | 2.72 | 11611 | 11611 | 4268.75
457 | CL712 | Monitor Power Management Enabling | 2 | 1 | 2.72 | 11611 | 11611 | 4268.75
458 | CL732 | Copier Power Management Enabling | 2 | 1 | 2.72 | 11611 | 11611 | 4268.75
459 | CL741 | Printer Power Management Enabling | 2 | 1 | 2.72 | 11611 | 11611 | 4268.75
460 | RSF200 | Single Pane Clear Windows to Dbl Pane Low-E Windows - Room AC | 3 | 0.15 | 0.08 | 335 | 2233.3333 | 4187.5
461 | RSF408 | Water Heater Blanket | 1 | 0.02 | 0.05 | 205 | 10250 | 4100
462 | RSF406 | Pipe Wrap | 1 | 0 | 0.01 | 40 | 0 | 4000
463 | RSF118 | Radient Barrier - SS AC | 3 | 0.38 | 0.16 | 634 | 1668.4211 | 3962.5
464 | RMF411 | Heat Trap | 1 | 0.01 | 0.03 | 118 | 11800 | 3933.3333
465 | RMF407 | Faucet Aerators | 1 | 0 | 0.01 | 39 | 0 | 3900
466 | RMO405 | Low Flow Showerhead | 1 | 0.01 | 0.03 | 117 | 11700 | 3900
467 | RMO408 | Water Heater Blanket | 1 | 0.01 | 0.04 | 156 | 15600 | 3900
468 | RSF405 | Low Flow Showerhead | 1 | 0.01 | 0.04 | 154 | 15400 | 3850
469 | RMO410 | Water Heater Timeclock | 1 | 0.01 | 0.02 | 76 | 7600 | 3800
470 | RSF144 | Radient Barrier - SS HP | 3 | 0.36 | 0.16 | 602 | 1672.2222 | 3762.5
471 | RSF411 | Heat Trap | 1 | 0.02 | 0.05 | 181 | 9050 | 3620
472 | RMF408 | Water Heater Blanket | 1 | 0.01 | 0.04 | 134 | 13400 | 3350
473 | RSF410 | Water Heater Timeclock | 1 | 0.01 | 0.03 | 100 | 10000 | 3333.3333
474 | RMF405 | Low Flow Showerhead | 1 | 0.01 | 0.03 | 99 | 9900 | 3300
475 | RESSWH | Residential Solar Water Heater | 1 | 0.22 | 0.45 | 1482 | 6736.3636 | 3293.3333
476 | LOWINCOMESWH | Low-Income Solar Water Heater | 1 | 0.22 | 0.45 | 1482 | 6736.3636 | 3293.3333
477 | RSF801 | Two Speed Pool Pump (1.5 hp) | 2 | 0.33 | 0.32 | 1046 | 3169.697 | 3268.75
478 | RMO200 | Single Pane Clear Windows to Dbl Pane Low-E Windows - Room AC | 3 | 0.14 | 0.08 | 261 | 1864.2857 | 3262.5
479 | RMF410 | Water Heater Timeclock | 1 | 0.01 | 0.02 | 65 | 6500 | 3250
480 | IND502 | Drying (UV/IR) | 2 | 1 | 2.24 | 7061 | 7061 | 3152.2321
481 | RMO122 | Single Pane Clear Windows to Dbl Pane Low-E Windows - SS AC | 3 | 0.29 | 0.17 | 523 | 1803.4483 | 3076.4706
482 | RMO148 | Single Pane Clear Windows to Dbl Pane Low-E Windows - SS HP | 3 | 0.27 | 0.16 | 489 | 1811.1111 | 3056.25
483 | RMO406 | Pipe Wrap | 1 | 0 | 0.01 | 30 | 0 | 3000
484 | RSF407 | Faucet Aerators | 1 | 0.01 | 0.02 | 60 | 6000 | 3000
485 | RMO144 | Radient Barrier - SS HP | 3 | 0.24 | 0.12 | 323 | 1345.8333 | 2691.6667
486 | RMO118 | Radient Barrier - SS AC | 3 | 0.26 | 0.13 | 345 | 1326.9231 | 2653.8462
487 | RMF406 | Pipe Wrap | 1 | 0 | 0.01 | 26 | 0 | 2600
488 | CS314 | Chiller - Roof Insulation | 3 | 1 | 0.97 | 2274 | 2274 | 2344.3299
489 | CS335 | DX - Roof Insulation | 3 | 1 | 0.97 | 2274 | 2274 | 2344.3299
490 | CS350 | HP-Roof Insulation | 3 | 1 | 0.97 | 2274 | 2274 | 2344.3299
491 | RSF204 | Wall 2x4 R-0 to Blow-In R-13 Insulation- Room AC | 2 | 0.01 | 0.01 | 22 | 2200 | 2200
492 | RMF127 | Weather Strip/Caulk w/Blower Door - SS AC | 2 | 0.05 | 0.06 | 124 | 2480 | 2066.6667
493 | RMF153 | Weather Strip/Caulk w/Blower Door - SS HP | 2 | 0.05 | 0.06 | 124 | 2480 | 2066.6667
494 | RMF205 | Weather Strip/Caulk w/Blower Door - Room AC | 2 | 0.05 | 0.06 | 124 | 2480 | 2066.6667
495 | RSF409 | Water Heater Temperature Check and Adjustment | 1 | 0 | 0.01 | 20 | 0 | 2000
496 | RSF203 | Ceiling R-19 to R-38 Insulation- Room AC | 2 | 0.01 | 0.01 | 20 | 2000 | 2000
497 | CD314 | Chiller - Roof Insulation | 3 | 1 | 1.13 | 2166 | 2166 | 1916.8142
498 | CD335 | DX - Roof Insulation | 3 | 1 | 1.13 | 2166 | 2166 | 1916.8142
499 | CD350 | HP-Roof Insulation | 3 | 1 | 1.13 | 2166 | 2166 | 1916.8142
500 | IND710 | Chiller - Roof Insulation | 3 | 1 | 1.13 | 2166 | 2166 | 1916.8142
501 | IND730 | DX -Roof Insulation | 3 | 1 | 1.13 | 2166 | 2166 | 1916.8142
502 | RSF127 | Weather Strip/Caulk w/Blower Door - SS AC | 3 | 0.07 | 0.09 | 160 | 2285.7143 | 1777.7778
503 | RSF153 | Weather Strip/Caulk w/Blower Door - SS HP | 3 | 0.07 | 0.09 | 160 | 2285.7143 | 1777.7778
504 | RSF205 | Weather Strip/Caulk w/Blower Door - Room AC | 3 | 0.07 | 0.09 | 160 | 2285.7143 | 1777.7778
505 | RMO204 | Wall 2x4 R-0 to Blow-In R-13 Insulation- Room AC | 2 | 0.01 | 0.01 | 17 | 1700 | 1700
506 | RMF126 | Wall 2x4 R-0 to Blow-In R-13 Insulation - SS AC | 2 | 0.01 | 0.02 | 33 | 3300 | 1650
507 | RMF111 | Sealed Attic w/Sprayed Foam Insulated Roof Deck - SS AC | 3 | 0.12 | 0.19 | 294 | 2450 | 1547.3684
508 | RMO127 | Weather Strip/Caulk w/Blower Door - SS AC | 2 | 0.05 | 0.09 | 131 | 2620 | 1455.5556
509 | RMO153 | Weather Strip/Caulk w/Blower Door - SS HP | 2 | 0.05 | 0.09 | 131 | 2620 | 1455.5556
510 | RMO205 | Weather Strip/Caulk w/Blower Door - Room AC | 2 | 0.05 | 0.09 | 131 | 2620 | 1455.5556
511 | RMF105 | 14 SEER Split-System Heat Pump | 1 | 0.02 | 0.37 | 534 | 26700 | 1443.2432
512 | CL314 | Chiller - Roof Insulation | 3 | 1 | 1.42 | 2026 | 2026 | 1426.7606
513 | CL335 | DX - Roof Insulation | 3 | 1 | 1.42 | 2026 | 2026 | 1426.7606
514 | CL350 | HP-Roof Insulation | 3 | 1 | 1.42 | 2026 | 2026 | 1426.7606
515 | INL710 | Chiller - Roof Insulation | 3 | 1 | 1.42 | 2026 | 2026 | 1426.7606
516 | INL730 | DX -Roof Insulation | 3 | 1 | 1.42 | 2026 | 2026 | 1426.7606
517 | RMF125 | Ceiling R-19 to R-38 Insulation - SS AC | 1 | 0 | 0.01 | 13 | 0 | 1300
518 | RMO106 | 15 SEER Split-System Heat Pump | 3 | 0.08 | 0.2 | 244 | 3050 | 1220
519 | RMO132 | 15 SEER Split-System Heat Pump SS HP | 3 | 0.08 | 0.2 | 244 | 3050 | 1220
520 | RMF106 | 15 SEER Split-System Heat Pump | 3 | 0.09 | 0.23 | 278 | 3088.8889 | 1208.6957
521 | RMF132 | 15 SEER Split-System Heat Pump SS HP | 3 | 0.09 | 0.23 | 278 | 3088.8889 | 1208.6957
522 | RMO107 | 17 SEER Split-System Heat Pump | 3 | 0.22 | 0.55 | 662 | 3009.0909 | 1203.6364
523 | RMO133 | 17 SEER Split-System Heat Pump SS HP | 3 | 0.22 | 0.55 | 662 | 3009.0909 | 1203.6364
524 | RSF107 | 17 SEER Split-System Heat Pump | 3 | 0.35 | 0.86 | 1034 | 2954.2857 | 1202.3256
525 | RSF133 | 17 SEER Split-System Heat Pump- SS HP | 3 | 0.35 | 0.86 | 1034 | 2954.2857 | 1202.3256
526 | RMF151 | Ceiling R-19 to R-38 Insulation- SS HP | 1 | 0 | 0.01 | 12 | 0 | 1200
527 | RMO125 | Ceiling R-19 to R-38 Insulation - SS AC | 2 | 0.01 | 0.01 | 12 | 1200 | 1200
528 | RMF107 | 17 SEER Split-System Heat Pump | 3 | 0.25 | 0.63 | 755 | 3020 | 1198.4127
529 | RMF133 | 17 SEER Split-System Heat Pump SS HP | 3 | 0.25 | 0.63 | 755 | 3020 | 1198.4127
530 | RSF106 | 15 SEER Split-System Heat Pump | 3 | 0.13 | 0.32 | 380 | 2923.0769 | 1187.5
531 | RSF132 | 15 SEER Split-System Heat Pump- SS HP | 3 | 0.13 | 0.32 | 380 | 2923.0769 | 1187.5
532 | RSF111 | Sealed Attic w/Sprayed Foam Insulated Roof Deck - SS AC | 3 | 0.18 | 0.42 | 475 | 2638.8889 | 1130.9524
533 | RMO203 | Ceiling R-19 to R-38 Insulation- Room AC | 1 | 0 | 0.01 | 11 | 0 | 1100
534 | RSF125 | Ceiling R-19 to R-38 Insulation - SS AC | 2 | 0.01 | 0.02 | 22 | 2200 | 1100
535 | RMO116 | Duct Repair - SS AC | 3 | 0.14 | 0.25 | 269 | 1921.4286 | 1076
536 | RMO142 | Duct Repair - SS HP | 3 | 0.14 | 0.25 | 269 | 1921.4286 | 1076
537 | RSF126 | Wall 2x4 R-0 to Blow-In R-13 Insulation - SS AC | 2 | 0.02 | 0.05 | 53 | 2650 | 1060
538 | RMF152 | Wall 2x4 R-0 to Blow-In R-13 Insulation - SS HP | 2 | 0.01 | 0.03 | 31 | 3100 | 1033.3333
539 | RSF105 | 14 SEER Split-System Heat Pump | 1 | 0 | 0.8 | 789 | 0 | 986.25
540 | RMF137 | Sealed Attics | 3 | 0.11 | 0.29 | 281 | 2554.5455 | 968.9655
541 | RMO126 | Wall 2x4 R-0 to Blow-In R-13 Insulation - SS AC | 2 | 0.02 | 0.04 | 35 | 1750 | 875
542 | RMO111 | Sealed Attic w/Sprayed Foam Insulated Roof Deck - SS AC | 3 | 0.15 | 0.39 | 311 | 2073.3333 | 797.4359
543 | RSF152 | Wall 2x4 R-0 to Blow-In R-13 Insulation - SS HP | 2 | 0.02 | 0.07 | 50 | 2500 | 714.2857
544 | RMO105 | 14 SEER Split-System Heat Pump | 1 | 0.01 | 0.74 | 519 | 51900 | 701.3514
545 | RSF151 | Ceiling R-19 to R-38 Insulation- SS HP | 2 | 0.01 | 0.03 | 21 | 2100 | 700
546 | RSF137 | Sealed Attics | 3 | 0.17 | 0.65 | 451 | 2652.9412 | 693.8462
547 | RMO151 | Ceiling R-19 to R-38 Insulation- SS HP | 2 | 0.01 | 0.02 | 11 | 1100 | 550
548 | RMO137 | Sealed Attics | 3 | 0.14 | 0.6 | 291 | 2078.5714 | 485
549 | RMO152 | Wall 2x4 R-0 to Blow-In R-13 Insulation - SS HP | 2 | 0.02 | 0.07 | 32 | 1600 | 457.1429
550 | RMF610 | High Efficiency CD (EF=3.01 w/moisture sensor) | 2 | 1e-06 | 1e-06 | 1e-06 | 1 | 1
551 | RMO610 | High Efficiency CD (EF=3.01 w/moisture sensor) | 2 | 1e-06 | 1e-06 | 1e-06 | 1 | 1
552 | RSF610 | High Efficiency CD (EF=3.01 w/moisture sensor) | 2 | 1e-06 | 1e-06 | 1e-06 | 1 | 1
553 | CD203 | Outdoor LED 104W | 1 | 0 | 0 | 3311 | 0 | 0
554 | CD211 | Outdoor Lighting Controls HID (Photocell/Timeclock) | 1 | 1 | 0 | 22097 | 22097 | 0
555 | CD337 | Run Time Optimizer | 1 | 1 | 0 | 6421 | 6421 | 0
556 | CD703 | Server Virtulization | 1 | 1 | 0 | 8768 | 8768 | 0
557 | CL203 | Outdoor LED 104W | 1 | 0 | 0 | 3311 | 0 | 0
558 | CL211 | Outdoor Lighting Controls HID (Photocell/Timeclock) | 1 | 1 | 0 | 22097 | 22097 | 0
559 | CL703 | Server Virtulization | 1 | 1 | 0 | 8768 | 8768 | 0
560 | CS203 | Outdoor LED 104W | 1 | 0 | 0 | 3311 | 0 | 0
561 | CS211 | Outdoor Lighting Controls HID (Photocell/Timeclock) | 1 | 1 | 0 | 22097 | 22097 | 0
562 | CS302 | High Efficiency Chiller Motors | 1 | 1 | 0 | 4825 | 4825 | 0
563 | CS329 | DX - Aerosole Duct Sealing | 1 | 1 | 0 | 5069 | 5069 | 0
564 | CS330 | DX - Duct / Pipe insulation | 1 | 1 | 0 | 5069 | 5069 | 0
565 | CS337 | Run Time Optimizer | 1 | 1 | 0 | 6421 | 6421 | 0
566 | CS341 | Packaged HP System, EER=10.9, 10 tons | 1 | 1 | 0 | 3666 | 3666 | 0
567 | CS342 | Geothermal Heat Pump, EER=13, 10 tons | 1 | 1 | 0 | 3666 | 3666 | 0
568 | CS703 | Server Virtulization | 1 | 1 | 0 | 8768 | 8768 | 0
569 | IND732 | Run Time Optimizer | 1 | 1 | 0 | 6421 | 6421 | 0
570 | RMF192 | HE Room Air Conditioner - EER 12 | 1 | 0.04 | 0 | 232 | 5800 | 0
571 | RMF203 | Ceiling R-19 to R-38 Insulation- Room AC | 1 | 0 | 0 | 12 | 0 | 0
572 | RMF221 | CFL (18-Watt integral ballast), 0.5 hr/day | 1 | 0 | 0 | 27 | 0 | 0
573 | RMF251a | ROB 2L4'T8, 1EB - Indoor | 1 | 0 | 0 | 20 | 0 | 0
574 | RMF251b | ROB 2L4'T8, 1EB - Outdoor | 1 | 0 | 0 | 20 | 0 | 0
575 | RMF252a | RET 2L4'T8, 1EB - Indoor | 1 | 0 | 0 | 20 | 0 | 0
576 | RMF252b | RET 2L4'T8, 1EB - Outdoor | 1 | 0 | 0 | 20 | 0 | 0
577 | RMF263 | LED Directional 13W (Flood, Outdoor) | 1 | 0 | 0 | 88 | 0 | 0
578 | RMF409 | Water Heater Temperature Check and Adjustment | 1 | 0 | 0 | 13 | 0 | 0
579 | RMF901 | Energy Star TV | 1 | 0 | 0 | 11 | 0 | 0
580 | RMF911 | Energy Star Large Screen TV | 1 | 0.01 | 0 | 43 | 4300 | 0
581 | RMF931 | Energy Star DVD Player | 1 | 0 | 0 | 26 | 0 | 0
582 | RMF951 | Energy Star Desktop PC | 1 | 0 | 0 | 30 | 0 | 0
583 | RMF961 | Energy Star Laptop PC | 1 | 0 | 0 | 12 | 0 | 0
584 | RMF962 | Smart Plug | 1 | 0 | 0 | 250 | 0 | 0
585 | RMO192 | HE Room Air Conditioner - EER 12 | 1 | 0.01 | 0 | 121 | 12100 | 0
586 | RMO221 | CFL (18-Watt integral ballast), 0.5 hr/day | 1 | 0 | 0 | 27 | 0 | 0
587 | RMO251a | ROB 2L4'T8, 1EB - Indoor | 1 | 0 | 0 | 20 | 0 | 0
588 | RMO251b | ROB 2L4'T8, 1EB - Outdoor | 1 | 0 | 0 | 20 | 0 | 0
589 | RMO252a | RET 2L4'T8, 1EB - Indoor | 1 | 0 | 0 | 20 | 0 | 0
590 | RMO252b | RET 2L4'T8, 1EB - Indoor | 1 | 0 | 0 | 20 | 0 | 0
591 | RMO263 | LED Directional 13W (Flood, Outdoor) | 1 | 0 | 0 | 88 | 0 | 0
592 | RMO409 | Water Heater Temperature Check and Adjustment | 1 | 0 | 0 | 15 | 0 | 0
593 | RMO901 | Energy Star TV | 1 | 0 | 0 | 11 | 0 | 0
594 | RMO911 | Energy Star Large Screen TV | 1 | 0.01 | 0 | 43 | 4300 | 0
595 | RMO931 | Energy Star DVD Player | 1 | 0 | 0 | 26 | 0 | 0
596 | RMO951 | Energy Star Desktop PC | 1 | 0 | 0 | 30 | 0 | 0
597 | RMO961 | Energy Star Laptop PC | 1 | 0 | 0 | 12 | 0 | 0
598 | RMO962 | Smart Plug | 1 | 0 | 0 | 250 | 0 | 0
599 | RSF192 | HE Room Air Conditioner - EER 12 | 1 | 0.04 | 0 | 185 | 4625 | 0
600 | RSF197 | Window Film- Room AC | 1 | 0.01 | 0 | 42 | 4200 | 0
601 | RSF221 | CFL (18-Watt integral ballast), 0.5 hr/day | 1 | 0 | 0 | 27 | 0 | 0
602 | RSF251a | ROB 2L4'T8, 1EB - Indoor | 1 | 0 | 0 | 20 | 0 | 0
603 | RSF251b | ROB 2L4'T8, 1EB - Outdoor | 1 | 0 | 0 | 20 | 0 | 0
604 | RSF252a | RET 2L4'T8, 1EB - Indoor | 1 | 0 | 0 | 20 | 0 | 0
605 | RSF252b | RET 2L4'T8, 1EB - Outdoor | 1 | 0 | 0 | 20 | 0 | 0
606 | RSF263 | LED Directional 13W (Flood, Outdoor) | 1 | 0 | 0 | 88 | 0 | 0
607 | RSF901 | Energy Star TV | 1 | 0 | 0 | 11 | 0 | 0
608 | RSF911 | Energy Star Large Screen TV | 1 | 0.01 | 0 | 43 | 4300 | 0
609 | RSF931 | Energy Star DVD Player | 1 | 0 | 0 | 26 | 0 | 0
610 | RSF951 | Energy Star Desktop PC | 1 | 0 | 0 | 30 | 0 | 0
611 | RSF961 | Energy Star Laptop PC | 1 | 0 | 0 | 12 | 0 | 0
612 | RSF962 | Smart Plug | 1 | 0 | 0 | 250 | 0 | 0
613 | CD327 | DX - Coil Cleaning | 2 | 1 | 0 | 3429 | 3429 | 0
614 | CL327 | DX - Coil Cleaning | 2 | 1 | 0 | 3429 | 3429 | 0
615 | CL337 | Run Time Optimizer | 2 | 1 | 0 | 6421 | 6421 | 0
616 | CS321 | DX Packaged System, EER=10.9, 10 tons | 2 | 1 | 0 | 3666 | 3666 | 0
617 | CS322 | Hybrid Dessicant-DX System (Trane CDQ) | 2 | 1 | 0 | 3666 | 3666 | 0
618 | CS361 | HE PTAC, EER=9.6, 1 ton | 2 | 1 | 0 | 3666 | 3666 | 0
619 | CS404 | Electronically Commutated Motors (ECM) on an Air Handler Unit | 2 | 1 | 0 | 3666 | 3666 | 0
620 | IND725 | DX Coil Cleaning | 2 | 1 | 0 | 3429 | 3429 | 0
621 | INL725 | DX Coil Cleaning | 2 | 1 | 0 | 3429 | 3429 | 0
622 | INL732 | Run Time Optimizer | 2 | 1 | 0 | 6421 | 6421 | 0
623 | RMF112 | AC Maintenance (Outdoor Coil Cleaning) - SS AC | 2 | 0.09 | 0 | 210 | 2333.3333 | 0
624 | RMF113 | AC Maintenance (Indoor Coil Cleaning) - SS AC | 2 | 0.09 | 0 | 207 | 2300 | 0
625 | RMF120 | Window Tinting - SS AC | 2 | 0.05 | 0 | 95 | 1900 | 0
626 | RMF138 | AC Maintenance (Outdoor Coil Cleaning) - SS HP | 2 | 0.09 | 0 | 208 | 2311.1111 | 0
627 | RMF139 | AC Maintenance (Indoor Coil Cleaning) - SS HP | 2 | 0.09 | 0 | 205 | 2277.7778 | 0
628 | RMF146 | Window Tinting - SS HP | 2 | 0.05 | 0 | 100 | 2000 | 0
629 | RMF191 | HE Room Air Conditioner - EER 11 | 2 | 0.09 | 0 | 169 | 1877.7778 | 0
630 | RMF197 | Window Film- Room AC | 2 | 0.02 | 0 | 59 | 2950 | 0
631 | RMF198 | Window Tinting - Room AC | 2 | 0.03 | 0 | 59 | 1966.6667 | 0
632 | RMF204 | Wall 2x4 R-0 to Blow-In R-13 Insulation- Room AC | 2 | 0.01 | 0 | 20 | 2000 | 0
633 | RMF404 | AC Heat Recovery Units | 2 | 0.07 | 0 | 150 | 2142.8571 | 0
634 | RMO112 | AC Maintenance (Outdoor Coil Cleaning) - SS AC | 2 | 0.12 | 0 | 222 | 1850 | 0
635 | RMO113 | AC Maintenance (Indoor Coil Cleaning) - SS AC | 2 | 0.12 | 0 | 219 | 1825 | 0
636 | RMO120 | Window Tinting - SS AC | 2 | 0.07 | 0 | 114 | 1628.5714 | 0
637 | RMO138 | AC Maintenance (Outdoor Coil Cleaning) - SS HP | 2 | 0.12 | 0 | 215 | 1791.6667 | 0
638 | RMO139 | AC Maintenance (Indoor Coil Cleaning) - SS HP | 2 | 0.11 | 0 | 212 | 1927.2727 | 0
639 | RMO146 | Window Tinting - SS HP | 2 | 0.07 | 0 | 119 | 1700 | 0
640 | RMO191 | HE Room Air Conditioner - EER 11 | 2 | 0.1 | 0 | 143 | 1430 | 0
641 | RMO198 | Window Tinting - Room AC | 2 | 0.03 | 0 | 57 | 1900 | 0
642 | RMO404 | AC Heat Recovery Units | 2 | 0.07 | 0 | 175 | 2500 | 0
643 | RSF112 | AC Maintenance (Outdoor Coil Cleaning) - SS AC | 2 | 0.14 | 0 | 339 | 2421.4286 | 0
644 | RSF113 | AC Maintenance (Indoor Coil Cleaning) - SS AC | 2 | 0.14 | 0 | 335 | 2392.8571 | 0
645 | RSF120 | Window Tinting - SS AC | 2 | 0.05 | 0 | 99 | 1980 | 0
646 | RSF138 | AC Maintenance (Outdoor Coil Cleaning) - SS HP | 2 | 0.14 | 0 | 334 | 2385.7143 | 0
647 | RSF139 | AC Maintenance (Indoor Coil Cleaning) - SS HP | 2 | 0.14 | 0 | 330 | 2357.1429 | 0
648 | RSF146 | Window Tinting - SS HP | 2 | 0.05 | 0 | 104 | 2080 | 0
649 | RSF191 | HE Room Air Conditioner - EER 11 | 2 | 0.1 | 0 | 184 | 1840 | 0
650 | RSF198 | Window Tinting - Room AC | 2 | 0.02 | 0 | 42 | 2100 | 0
651 | RSF404 | AC Heat Recovery Units | 2 | 0.09 | 0 | 230 | 2555.5556 | 0
652 | CD315 | Chiller - Cool Roof | 3 | 1 | 0 | 1953 | 1953 | 0
653 | CD322 | Hybrid Dessicant-DX System (Trane CDQ) | 3 | 1 | 0 | 3861 | 3861 | 0
654 | CD330 | DX - Duct / Pipe Insulation | 3 | 1 | 0 | 5069 | 5069 | 0
655 | CD336 | DX - Cool Roof | 3 | 1 | 0 | 1953 | 1953 | 0
656 | CD342 | Geothermal Heat Pump, EER=13, 10 tons | 3 | 1 | 0 | 3861 | 3861 | 0
657 | CD351 | Cool Roof - DX | 3 | 1 | 0 | 1953 | 1953 | 0
658 | CL315 | Chiller - Cool Roof | 3 | 1 | 0 | 1968 | 1968 | 0
659 | CL322 | Hybrid Dessicant-DX System (Trane CDQ) | 3 | 1 | 0 | 3710 | 3710 | 0
660 | CL330 | DX - Duct / Pipe Insulation | 3 | 1 | 0 | 5069 | 5069 | 0
661 | CL336 | DX - Cool Roof | 3 | 1 | 0 | 1968 | 1968 | 0
662 | CL342 | Geothermal Heat Pump, EER=13, 10 tons | 3 | 1 | 0 | 3710 | 3710 | 0
663 | CL351 | Cool Roof - DX | 3 | 1 | 0 | 1968 | 1968 | 0
664 | CS315 | Chiller - Cool Roof | 3 | 1 | 0 | 1833 | 1833 | 0
665 | CS336 | DX - Cool Roof | 3 | 1 | 0 | 1833 | 1833 | 0
666 | CS351 | Cool Roof - DX | 3 | 1 | 0 | 1833 | 1833 | 0
667 | IND711 | Chiller -Cool Roof | 3 | 1 | 0 | 1953 | 1953 | 0
668 | IND722 | Hybrid Dessicant-DX System (Trane CDQ) | 3 | 1 | 0 | 3861 | 3861 | 0
669 | IND728 | DX - Duct/Pipe Insulation | 3 | 1 | 0 | 5069 | 5069 | 0
670 | IND731 | DX - Cool Roof | 3 | 1 | 0 | 1953 | 1953 | 0
671 | INL711 | Chiller -Cool Roof | 3 | 1 | 0 | 1968 | 1968 | 0
672 | INL722 | Hybrid Dessicant-DX System (Trane CDQ) | 3 | 1 | 0 | 3710 | 3710 | 0
673 | INL728 | DX - Duct/Pipe Insulation | 3 | 1 | 0 | 5069 | 5069 | 0
674 | INL731 | DX - Cool Roof | 3 | 1 | 0 | 1968 | 1968 | 0
675 | RMF102 | 15 SEER Split-System Air Conditioner | 3 | 0.09 | 0 | 186 | 2066.6667 | 0
676 | RMF103 | 17 SEER Split-System Air Conditioner | 3 | 0.18 | 0 | 358 | 1988.8889 | 0
677 | RMF104 | 19 SEER Split-System Air Conditioner | 3 | 0.36 | 0 | 715 | 1986.1111 | 0
678 | RMF117 | Reflective Roof - SS AC | 3 | 0.33 | 0 | 673 | 2039.3939 | 0
679 | RMF143 | Reflective Roof- SS HP | 3 | 0.33 | 0 | 673 | 2039.3939 | 0
680 | RMF196 | Reflective Roof - Room AC | 3 | 0.33 | 0 | 673 | 2039.3939 | 0
681 | RMO102 | 15 SEER Split-System Air Conditioner | 3 | 0.08 | 0 | 163 | 2037.5 | 0
682 | RMO103 | 17 SEER Split-System Air Conditioner | 3 | 0.16 | 0 | 314 | 1962.5 | 0
683 | RMO104 | 19 SEER Split-System Air Conditioner | 3 | 0.31 | 0 | 627 | 2022.5806 | 0
684 | RMO117 | Reflective Roof - SS AC | 3 | 0.49 | 0 | 1094 | 2232.6531 | 0
685 | RMO143 | Reflective Roof- SS HP | 3 | 0.49 | 0 | 1094 | 2232.6531 | 0
686 | RMO196 | Reflective Roof - Room AC | 3 | 0.49 | 0 | 1094 | 2232.6531 | 0
687 | RSF102 | 15 SEER Split-System Air Conditioner | 3 | 0.13 | 0 | 255 | 1961.5385 | 0
688 | RSF104 | 19 SEER Split-System Air Conditioner | 3 | 0.49 | 0 | 979 | 1997.9592 | 0
689 | RSF117 | Reflective Roof - SS AC | 3 | 0.44 | 0 | 952 | 2163.6364 | 0
690 | RSF143 | Reflective Roof- SS HP | 3 | 0.44 | 0 | 952 | 2163.6364 | 0
691 | RSF196 | Reflective Roof - Room AC | 3 | 0.44 | 0 | 952 | 2163.6364 | 0
692 | CD329 | DX - Aerosole Duct Sealing | 4 | 1 | 0 | 5069 | 5069 | 0
693 | CD361 | HE PTAC, EER=9.6, 1 ton | 4 | 1 | 0 | 3861 | 3861 | 0
694 | CD404 | Electronically Commutated Motors (ECM) on an Air Handler Unit | 4 | 1 | 0 | 3861 | 3861 | 0
695 | CL329 | DX - Aerosole Duct Sealing | 4 | 1 | 0 | 5069 | 5069 | 0
696 | CL361 | HE PTAC, EER=9.6, 1 ton | 4 | 1 | 0 | 3710 | 3710 | 0
697 | CL404 | Electronically Commutated Motors (ECM) on an Air Handler Unit | 4 | 1 | 0 | 3710 | 3710 | 0
698 | CS327 | DX - Coil Cleaning | 4 | 1 | 0 | 3429 | 3429 | 0
699 | IND727 | DX -Aerosole Duct Sealing | 4 | 1 | 0 | 5069 | 5069 | 0
700 | INL727 | DX -Aerosole Duct Sealing | 4 | 1 | 0 | 5069 | 5069 | 0
701 | RSF114 | Proper Refrigerant Charging and Air Flow - SS AC | 4 | 0.2 | 0 | 415 | 2075 | 0
702 | RSF140 | Proper Refrigerant Charging and Air Flow | 4 | 0.2 | 0 | 415 | 2075 | 0
703 | CS311 | Chiller - Window Film (Standard) | 1 | 1 | -0.83 | 4210 | 4210 | -5072.2892
704 | CS332 | DX -Window Film (Standard) | 1 | 1 | -0.83 | 4210 | 4210 | -5072.2892
705 | CS347 | HP-Window Film (Standard) | 1 | 1 | -0.83 | 4210 | 4210 | -5072.2892
706 | CD311 | Chiller - Window Film (Standard) | 1 | 1 | -0.83 | 4318 | 4318 | -5202.4096
707 | CD332 | DX -Window Film (Standard) | 1 | 1 | -0.83 | 4318 | 4318 | -5202.4096
708 | CD347 | HP-Window Film (Standard) | 1 | 1 | -0.83 | 4318 | 4318 | -5202.4096
709 | IND709 | Chiller -Window Film (Standard) | 1 | 1 | -0.83 | 4318 | 4318 | -5202.4096
710 | IND729 | DX -Window Film (Standard) | 1 | 1 | -0.83 | 4318 | 4318 | -5202.4096
711 | RMO119 | Window Film - SS AC | 2 | 0.05 | -0.02 | 114 | 2280 | -5700
712 | RMO197 | Window Film- Room AC | 2 | 0.02 | -0.01 | 57 | 2850 | -5700
713 | CL311 | Chiller - Window Film (Standard) | 2 | 1 | -0.73 | 4245 | 4245 | -5815.0685
714 | CL332 | DX -Window Film (Standard) | 2 | 1 | -0.73 | 4245 | 4245 | -5815.0685
715 | CL347 | HP-Window Film (Standard) | 2 | 1 | -0.73 | 4245 | 4245 | -5815.0685
716 | INL709 | Chiller -Window Film (Standard) | 2 | 1 | -0.73 | 4245 | 4245 | -5815.0685
717 | INL729 | DX -Window Film (Standard) | 2 | 1 | -0.73 | 4245 | 4245 | -5815.0685
718 | RMO147 | Default Window With Sunscreen - SS HP | 2 | 0.12 | -0.02 | 123 | 1025 | -6150
719 | RMO199 | Default Window With Sunscreen - Room AC | 2 | 0.07 | -0.01 | 66 | 942.8571 | -6600
720 | RMF199 | Default Window With Sunscreen - Room AC | 2 | 0.06 | -0.01 | 77 | 1283.3333 | -7700
721 | RSF199 | Default Window With Sunscreen - Room AC | 2 | 0.07 | -0.01 | 84 | 1200 | -8400
722 | RMF119 | Window Film - SS AC | 2 | 0.03 | -0.01 | 95 | 3166.6667 | -9500
723 | RSF147 | Default Window With Sunscreen - SS HP | 3 | 0.15 | -0.02 | 191 | 1273.3333 | -9550
724 | RSF119 | Window Film - SS AC | 2 | 0.03 | -0.01 | 99 | 3300 | -9900
725 | RMF145 | Window Film - SS HP | 2 | 0.03 | -0.01 | 100 | 3333.3333 | -10000
726 | RSF121 | Default Window With Sunscreen - SS AC | 3 | 0.16 | -0.02 | 201 | 1256.25 | -10050
727 | RSF145 | Window Film - SS HP | 2 | 0.03 | -0.01 | 104 | 3466.6667 | -10400
728 | RMF147 | Default Window With Sunscreen - SS HP | 2 | 0.1 | -0.01 | 119 | 1190 | -11900
729 | RMO145 | Window Film - SS HP | 2 | 0.04 | -0.01 | 119 | 2975 | -11900
730 | RMF121 | Default Window With Sunscreen - SS AC | 2 | 0.1 | -0.01 | 124 | 1240 | -12400