## Economic-RIM
Economic Potential -- RIM
Remaining Measures Passing
# | Measure Name
Residential
1 | 100 103 17 SEER Split-System Air Conditioner / Single Detached
2 | 100 104 19 SEER Split-System Air Conditioner / Single Detached
3 | 100 105 14 SEER Split-System Heat Pump / Single Detached
4 | 100 106 15 SEER Split-System Heat Pump / Single Detached
5 | 100 107 17 SEER Split-System Heat Pump / Single Detached
6 | 100 108 13 EER Geothermal Heat Pump / Single Detached
7 | 100 111 Sealed Attic w/Sprayed Foam Insulated Roof Deck / Single Detached
8 | 100 116 Duct Repair / Single Detached
9 | 100 117 Reflective Roof / Single Detached
10 | 100 119 Window Film / Single Detached
11 | 100 120 Window Tinting / Single Detached
12 | 100 121 Default Window With Sunscreen / Single Detached
13 | 100 122 Single Pane Clear Windows to Double Pane Low-E Windows / Single Detached
14 | 100 124 Ceiling R-0 to R-19 Insulation / Single Detached
15 | 100 125 Ceiling R-19 to R-38 Insulation / Single Detached
16 | 100 126 Wall 2x4 R-0 to Blow-In R-13 Insulation / Single Detached
17 | 130 132 15 SEER Split-System Heat Pump / Single Detached
18 | 130 133 17 SEER Split-System Heat Pump / Single Detached
19 | 130 134 13 EER Geothermal Heat Pump / Single Detached
20 | 130 137 Sealed Attics / Single Detached
21 | 130 141 Electronically Commutated Motors (ECM) on an Air Handler Unit / Single Detached
22 | 130 142 Duct Repair / Single Detached
23 | 130 143 Reflective Roof / Single Detached
24 | 130 145 Window Film / Single Detached
25 | 130 146 Window Tinting / Single Detached
26 | 130 147 Default Window With Sunscreen / Single Detached
27 | 130 148 Single Pane Clear Windows to Double Pane Low-E Windows / Single Detached
28 | 130 150 Ceiling R-0 to R-19 Insulation / Single Detached
29 | 130 151 Ceiling R-19 to R-38 Insulation / Single Detached
30 | 130 152 Wall 2x4 R-0 to Blow-In R-13 Insulation / Single Detached
31 | 190 196 Reflective Roof / Single Detached
32 | 190 197 Window Film / Single Detached
33 | 190 198 Window Tinting / Single Detached
34 | 190 199 Default Window With Sunscreen / Single Detached
35 | 190 200 Single Pane Clear Windows to Double Pane Low-E Windows / Single Detached
36 | 190 202 Ceiling R-0 to R-19 Insulation / Single Detached
37 | 190 203 Ceiling R-19 to R-38 Insulation / Single Detached
38 | 190 204 Wall 2x4 R-0 to Blow-In R-13 Insulation / Single Detached
39 | 100 102 15 SEER Split-System Air Conditioner / Multi Attached
40 | 100 103 17 SEER Split-System Air Conditioner / Multi Attached
41 | 100 104 19 SEER Split-System Air Conditioner / Multi Attached
42 | 100 105 14 SEER Split-System Heat Pump / Multi Attached
43 | 100 106 15 SEER Split-System Heat Pump / Multi Attached
44 | 100 111 Sealed Attic w/Sprayed Foam Insulated Roof Deck / Multi Attached
45 | 100 116 Duct Repair / Multi Attached
46 | 100 117 Reflective Roof / Multi Attached
47 | 100 118 Radiant Barrier / Multi Attached
48 | 100 119 Window Film / Multi Attached
49 | 100 124 Ceiling R-0 to R-19 Insulation / Multi Attached
50 | 100 125 Ceiling R-19 to R-38 Insulation / Multi Attached
51 | 100 126 Wall 2x4 R-0 to Blow-In R-13 Insulation / Multi Attached
52 | 130 137 Sealed Attics / Multi Attached
53 | 130 142 Duct Repair / Multi Attached
54 | 130 143 Reflective Roof / Multi Attached
55 | 130 144 Radiant Barrier / Multi Attached
56 | 130 145 Window Film / Multi Attached
57 | 130 146 Window Tinting / Multi Attached
58 | 130 147 Default Window With Sunscreen / Multi Attached
59 | 130 150 Ceiling R-0 to R-19 Insulation / Multi Attached
60 | 130 151 Ceiling R-19 to R-38 Insulation / Multi Attached
61 | 130 152 Wall 2x4 R-0 to Blow-In R-13 Insulation / Multi Attached
62 | 190 192 HE Room Air Conditioner - EER 12 / Multi Attached
63 | 190 199 Default Window With Sunscreen / Multi Attached
64 | 100 102 15 SEER Split-System Air Conditioner / Single Detached - Manufactured
65 | 100 103 17 SEER Split-System Air Conditioner / Single Detached - Manufactured
66 | 100 104 19 SEER Split-System Air Conditioner / Single Detached - Manufactured
67 | 100 105 14 SEER Split-System Heat Pump / Single Detached - Manufactured
68 | 100 106 15 SEER Split-System Heat Pump / Single Detached - Manufactured
69 | 100 107 17 SEER Split-System Heat Pump / Single Detached - Manufactured
70 | 100 108 13 EER Geothermal Heat Pump / Single Detached - Manufactured
71 | 100 111 Sealed Attic w/Sprayed Foam Insulated Roof Deck / Single Detached - Manufactured
72 | 100 116 Duct Repair / Single Detached - Manufactured
73 | 100 118 Radiant Barrier / Single Detached - Manufactured
74 | 100 120 Window Tinting / Single Detached - Manufactured
75 | 100 122 Single Pane Clear Windows to Double Pane Low-E Windows / Single Detached - Manufactured
76 | 100 124 Ceiling R-0 to R-19 Insulation / Single Detached - Manufactured
77 | 100 125 Ceiling R-19 to R-38 Insulation / Single Detached - Manufactured
78 | 100 126 Wall 2x4 R-0 to Blow-In R-13 Insulation / Single Detached - Manufactured
79 | 130 132 15 SEER Split-System Heat Pump / Single Detached - Manufactured
80 | 130 137 Sealed Attics / Single Detached - Manufactured
81 | 130 142 Duct Repair / Single Detached - Manufactured
82 | 130 144 Radiant Barrier / Single Detached - Manufactured
83 | 130 146 Window Tinting / Single Detached - Manufactured
84 | 130 148 Single Pane Clear Windows to Double Pane Low-E Windows / Single Detached - Manufactured
85 | 130 150 Ceiling R-0 to R-19 Insulation / Single Detached - Manufactured
86 | 130 151 Ceiling R-19 to R-38 Insulation / Single Detached - Manufactured
87 | 130 152 Wall 2x4 R-0 to Blow-In R-13 Insulation / Single Detached - Manufactured
88 | 190 191 HE Room Air Conditioner - EER 11 / Single Detached - Manufactured
89 | 190 192 HE Room Air Conditioner - EER 12 / Single Detached - Manufactured
90 | 190 198 Window Tinting / Single Detached - Manufactured
91 | 190 199 Default Window With Sunscreen / Single Detached - Manufactured
92 | 190 200 Single Pane Clear Windows to Double Pane Low-E Windows / Single Detached - Manufactured
Commercial
1 | 160 161 LED Exit Sign / Office
2 | 300 301 Centrifugal Chiller, 0.51 kW/ton, 500 tons / Office
3 | 300 305 Chiller Tune Up/Diagnostics / Office
4 | 300 311 Window Film (Standard) / Office
5 | 300 313 Ceiling Insulation / Office
6 | 300 314 Roof Insulation / Office
7 | 300 315 Cool Roof - Chiller / Office
8 | 300 317 Thermal Energy Storage (TES) Positive / Office
9 | 320 321 DX Packaged System, EER=10.9, 10 tons / Office
10 | 320 332 Window Film (Standard) / Office
11 | 320 334 Ceiling Insulation / Office
12 | 320 335 Roof Insulation / Office
13 | 340 342 Geothermal Heat Pump, EER=13, 10 tons / Office
14 | 340 347 Window Film (Standard) / Office
15 | 340 349 Ceiling Insulation / Office
16 | 340 350 Roof Insulation / Office
17 | 340 351 Cool Roof - DX / Office
18 | 360 361 HE PTAC, EER=9.6, 1 ton / Office
19 | 400 405 Demand Control Ventilation (DCV) / Office
20 | 400 406 Energy Recovery Ventilation (ERV) / Office
21 | 160 161 LED Exit Sign / Restaurant or Services
22 | 300 309 Duct/Pipe Insulation / Restaurant or Services
23 | 300 311 Window Film (Standard) / Restaurant or Services
24 | 300 313 Ceiling Insulation / Restaurant or Services
25 | 300 314 Roof Insulation / Restaurant or Services
26 | 300 315 Cool Roof - Chiller / Restaurant or Services
27 | 300 317 Thermal Energy Storage (TES) Positive / Restaurant or Services
28 | 320 321 DX Packaged System, EER=10.9, 10 tons / Restaurant or Services
29 | 340 345 Duct/Pipe Insulation / Restaurant or Services
30 | 340 351 Cool Roof - DX / Restaurant or Services
31 | 400 405 Demand Control Ventilation (DCV) / Restaurant or Services
32 | 400 406 Energy Recovery Ventilation (ERV) / Restaurant or Services
33 | 160 161 LED Exit Sign / Retail
34 | 300 305 Chiller Tune Up/Diagnostics / Retail
35 | 300 311 Window Film (Standard) / Retail
36 | 300 313 Ceiling Insulation / Retail
37 | 300 314 Roof Insulation / Retail
38 | 300 315 Cool Roof - Chiller / Retail
39 | 320 321 DX Packaged System, EER=10.9, 10 tons / Retail
40 | 320 334 Ceiling Insulation / Retail
41 | 320 335 Roof Insulation / Retail
42 | 340 349 Ceiling Insulation / Retail
43 | 340 351 Cool Roof - DX / Retail
44 | 360 361 HE PTAC, EER=9.6, 1 ton / Retail
45 | 400 405 Demand Control Ventilation (DCV) / Retail
46 | 400 406 Energy Recovery Ventilation (ERV) / Retail
47 | 160 161 LED Exit Sign / Food Store
48 | 300 311 Window Film (Standard) / Food Store
49 | 300 313 Ceiling Insulation / Food Store
50 | 300 314 Roof Insulation / Food Store
51 | 320 321 DX Packaged System, EER=10.9, 10 tons / Food Store
52 | 320 334 Ceiling Insulation / Food Store
53 | 320 335 Roof Insulation / Food Store
54 | 340 351 Cool Roof - DX / Food Store
55 | 360 361 HE PTAC, EER=9.6, 1 ton / Food Store
56 | 400 405 Demand Control Ventilation (DCV) / Food Store
57 | 400 406 Energy Recovery Ventilation (ERV) / Food Store
58 | 160 161 LED Exit Sign / School
59 | 300 305 Chiller Tune Up/Diagnostics / School
60 | 300 311 Window Film (Standard) / School
61 | 300 313 Ceiling Insulation / School
62 | 300 314 Roof Insulation / School
63 | 320 321 DX Packaged System, EER=10.9, 10 tons / School
64 | 320 334 Ceiling Insulation / School
65 | 320 335 Roof Insulation / School
66 | 340 349 Ceiling Insulation / School
67 | 340 351 Cool Roof - DX / School
68 | 360 361 HE PTAC, EER=9.6, 1 ton / School
69 | 400 405 Demand Control Ventilation (DCV) / School
70 | 400 406 Energy Recovery Ventilation (ERV) / School
71 | 160 161 LED Exit Sign / College
72 | 300 305 Chiller Tune Up/Diagnostics / College
73 | 300 311 Window Film (Standard) / College
74 | 300 313 Ceiling Insulation / College
75 | 300 314 Roof Insulation / College
76 | 320 321 DX Packaged System, EER=10.9, 10 tons / College
77 | 320 334 Ceiling Insulation / College
78 | 320 335 Roof Insulation / College
79 | 340 349 Ceiling Insulation / College
80 | 340 351 Cool Roof - DX / College
81 | 360 361 HE PTAC, EER=9.6, 1 ton / College
82 | 400 405 Demand Control Ventilation (DCV) / College
83 | 400 406 Energy Recovery Ventilation (ERV) / College
84 | 300 313 Ceiling Insulation / Hospital
85 | 300 314 Roof Insulation / Hospital
86 | 320 321 DX Packaged System, EER=10.9, 10 tons / Hospital
87 | 340 351 Cool Roof - DX / Hospital
88 | 400 405 Demand Control Ventilation (DCV) / Hospital
89 | 400 406 Energy Recovery Ventilation (ERV) / Hospital
90 | 160 161 LED Exit Sign / Other Healthcare
91 | 300 311 Window Film (Standard) / Other Healthcare
92 | 300 313 Ceiling Insulation / Other Healthcare
93 | 300 314 Roof Insulation / Other Healthcare
94 | 320 321 DX Packaged System, EER=10.9, 10 tons / Other Healthcare
95 | 320 334 Ceiling Insulation / Other Healthcare
96 | 320 335 Roof Insulation / Other Healthcare
97 | 340 349 Ceiling Insulation / Other Healthcare
98 | 340 351 Cool Roof - DX / Other Healthcare
99 | 360 361 HE PTAC, EER=9.6, 1 ton / Other Healthcare
100 | 400 404 Electronically Commutated Motors (ECM) on an Air Handler Unit / Other Healthcare
101 | 400 405 Demand Control Ventilation (DCV) / Other Healthcare
102 | 400 406 Energy Recovery Ventilation (ERV) / Other Healthcare
103 | 300 305 Chiller Tune Up/Diagnostics / Warehouse
104 | 300 311 Window Film (Standard) / Warehouse
105 | 300 313 Ceiling Insulation / Warehouse
106 | 300 314 Roof Insulation / Warehouse
107 | 320 321 DX Packaged System, EER=10.9, 10 tons / Warehouse
108 | 320 334 Ceiling Insulation / Warehouse
109 | 320 335 Roof Insulation / Warehouse
110 | 340 349 Ceiling Insulation / Warehouse
111 | 340 351 Cool Roof - DX / Warehouse
112 | 360 361 HE PTAC, EER=9.6, 1 ton / Warehouse
113 | 400 405 Demand Control Ventilation (DCV) / Warehouse
114 | 400 406 Energy Recovery Ventilation (ERV) / Warehouse
115 | 160 161 LED Exit Sign / Hotel or Motel
116 | 300 311 Window Film (Standard) / Hotel or Motel
117 | 300 313 Ceiling Insulation / Hotel or Motel
118 | 300 314 Roof Insulation / Hotel or Motel
119 | 320 321 DX Packaged System, EER=10.9, 10 tons / Hotel or Motel
120 | 320 334 Ceiling Insulation / Hotel or Motel
121 | 320 335 Roof Insulation / Hotel or Motel
122 | 340 349 Ceiling Insulation / Hotel or Motel
123 | 340 351 Cool Roof - DX / Hotel or Motel
124 | 400 405 Demand Control Ventilation (DCV) / Hotel or Motel
125 | 400 406 Energy Recovery Ventilation (ERV) / Hotel or Motel
126 | 160 161 LED Exit Sign / Other
127 | 300 305 Chiller Tune Up/Diagnostics / Other
128 | 300 311 Window Film (Standard) / Other
129 | 300 313 Ceiling Insulation / Other
130 | 300 314 Roof Insulation / Other
131 | 320 321 DX Packaged System, EER=10.9, 10 tons / Other
132 | 320 334 Ceiling Insulation / Other
133 | 320 335 Roof Insulation / Other
134 | 340 349 Ceiling Insulation / Other
135 | 340 351 Cool Roof - DX / Other
136 | 360 361 HE PTAC, EER=9.6, 1 ton / Other
137 | 400 405 Demand Control Ventilation (DCV) / Other
138 | 400 406 Energy Recovery Ventilation (ERV) / Other
139 | 100 146 LED (12-Watt) / All
Industrial
0 | None
Measures Failing
# | Measure Name
Residential
1 | 100 102 15 SEER Split-System Air Conditioner / Single Detached
2 | 100 110 Attic Venting / Single Detached
3 | 100 112 AC Maintenance (Outdoor Coil Cleaning) / Single Detached
4 | 100 113 AC Maintenance (Indoor Coil Cleaning) / Single Detached
5 | 100 114 Proper Refrigerant Charging and Air Flow / Single Detached
6 | 100 115 Electronically Commutated Motors (ECM) on an Air Handler Unit / Single Detached
7 | 100 118 Radiant Barrier / Single Detached
8 | 100 127 Weather Strip/Caulk w/Blower Door / Single Detached
9 | 130 136 Attic Venting / Single Detached
10 | 130 138 AC Maintenance (Outdoor Coil Cleaning) / Single Detached
11 | 130 139 AC Maintenance (Indoor Coil Cleaning) / Single Detached
12 | 130 140 Proper Refrigerant Charging and Air Flow / Single Detached
13 | 130 144 Radiant Barrier / Single Detached
14 | 130 153 Weather Strip/Caulk w/Blower Door / Single Detached
15 | 190 191 HE Room Air Conditioner - EER 11 / Single Detached
16 | 190 192 HE Room Air Conditioner - EER 12 / Single Detached
17 | 190 205 Weather Strip/Caulk w/Blower Door / Single Detached
18 | 220 221 CFL (18-Watt integral ballast), 0.5 hr/day / Single Detached
19 | 230 231 CFL (18-Watt integral ballast), 2.5 hr/day / Single Detached
20 | 240 241 CFL (18-Watt integral ballast), 6.0 hr/day / Single Detached
21 | 250 251 ROB 2L4'T8, 1EB / Single Detached
22 | 250 252 RET 2L4'T8, 1EB / Single Detached
23 | 260 261 CFL - medium screw based <30 Watts / Single Detached
24 | 260 262 Photocell/timeclock / Single Detached
25 | 300 301 HE Refrigerator - Energy Star version of above / Single Detached
26 | 350 351 HE Freezer / Single Detached
27 | 400 401 Heat Pump Water Heater (EF=2.9) / Single Detached
28 | 400 403 Solar Water Heat / Single Detached
29 | 400 404 AC Heat Recovery Units / Single Detached
30 | 400 405 Low Flow Showerhead / Single Detached
31 | 400 406 Pipe Wrap / Single Detached
32 | 400 407 Faucet Aerators / Single Detached
33 | 400 408 Water Heater Blanket / Single Detached
34 | 400 409 Water Heater Temperature Check and Adjustment / Single Detached
35 | 400 410 Water Heater Timeclock / Single Detached
36 | 400 411 Heat Trap / Single Detached
37 | 500 502 Energy Star CW CEE Tier 2 (MEF=2.0) / Single Detached
38 | 500 503 Energy Star CW CEE Tier 3 (MEF=2.2) / Single Detached
39 | 700 701 Energy Star DW (EF=0.68) / Single Detached
40 | 800 801 Two Speed Pool Pump (1.5 hp) / Single Detached
41 | 800 802 High Efficiency One Speed Pool Pump (1.5 hp) / Single Detached
42 | 800 803 Variable-Speed Pool Pump (<1 hp) / Single Detached
43 | 800 804 PV-Powered Pool Pumps / Single Detached
44 | 900 901 Energy Star TV / Single Detached
45 | 910 911 Energy Star TV / Single Detached
46 | 920 921 Energy Star Set-Top Box / Single Detached
47 | 930 931 Energy Star DVD Player / Single Detached
48 | 940 941 Energy Star VCR / Single Detached
49 | 950 951 Energy Star Desktop PC / Single Detached
50 | 960 961 Energy Star Laptop PC / Single Detached
51 | 100 107 17 SEER Split-System Heat Pump / Multi Attached
52 | 100 108 13 EER Geothermal Heat Pump / Multi Attached
53 | 100 110 Attic Venting / Multi Attached
54 | 100 112 AC Maintenance (Outdoor Coil Cleaning) / Multi Attached
55 | 100 113 AC Maintenance (Indoor Coil Cleaning) / Multi Attached
56 | 100 114 Proper Refrigerant Charging and Air Flow / Multi Attached
57 | 100 115 Electronically Commutated Motors (ECM) on an Air Handler Unit / Multi Attached
58 | 100 120 Window Tinting / Multi Attached
59 | 100 121 Default Window With Sunscreen / Multi Attached
60 | 100 122 Single Pane Clear Windows to Double Pane Low-E Windows / Multi Attached
61 | 100 127 Weather Strip/Caulk w/Blower Door / Multi Attached
62 | 130 132 15 SEER Split-System Heat Pump / Multi Attached
63 | 130 133 17 SEER Split-System Heat Pump / Multi Attached
64 | 130 134 13 EER Geothermal Heat Pump / Multi Attached
65 | 130 136 Attic Venting / Multi Attached
66 | 130 138 AC Maintenance (Outdoor Coil Cleaning) / Multi Attached
67 | 130 139 AC Maintenance (Indoor Coil Cleaning) / Multi Attached
68 | 130 140 Proper Refrigerant Charging and Air Flow / Multi Attached
69 | 130 141 Electronically Commutated Motors (ECM) on an Air Handler Unit / Multi Attached
70 | 130 148 Single Pane Clear Windows to Double Pane Low-E Windows / Multi Attached
71 | 130 153 Weather Strip/Caulk w/Blower Door / Multi Attached
72 | 190 191 HE Room Air Conditioner - EER 11 / Multi Attached
73 | 190 196 Reflective Roof / Multi Attached
74 | 190 197 Window Film / Multi Attached
75 | 190 198 Window Tinting / Multi Attached
76 | 190 200 Single Pane Clear Windows to Double Pane Low-E Windows / Multi Attached
77 | 190 202 Ceiling R-0 to R-19 Insulation / Multi Attached
78 | 190 203 Ceiling R-19 to R-38 Insulation / Multi Attached
79 | 190 204 Wall 2x4 R-0 to Blow-In R-13 Insulation / Multi Attached
80 | 190 205 Weather Strip/Caulk w/Blower Door / Multi Attached
81 | 220 221 CFL (18-Watt integral ballast), 0.5 hr/day / Multi Attached
82 | 230 231 CFL (18-Watt integral ballast), 2.5 hr/day / Multi Attached
83 | 240 241 CFL (18-Watt integral ballast), 6.0 hr/day / Multi Attached
84 | 250 251 ROB 2L4'T8, 1EB / Multi Attached
85 | 250 252 RET 2L4'T8, 1EB / Multi Attached
86 | 260 261 CFL - medium screw based <30 Watts / Multi Attached
87 | 260 262 Photocell/timeclock / Multi Attached
88 | 300 301 HE Refrigerator - Energy Star version of above / Multi Attached
89 | 350 351 HE Freezer / Multi Attached
90 | 400 401 Heat Pump Water Heater (EF=2.9) / Multi Attached
91 | 400 403 Solar Water Heat / Multi Attached
92 | 400 404 AC Heat Recovery Units / Multi Attached
93 | 400 405 Low Flow Showerhead / Multi Attached
94 | 400 406 Pipe Wrap / Multi Attached
95 | 400 407 Faucet Aerators / Multi Attached
96 | 400 408 Water Heater Blanket / Multi Attached
97 | 400 409 Water Heater Temperature Check and Adjustment / Multi Attached
98 | 400 410 Water Heater Timeclock / Multi Attached
99 | 400 411 Heat Trap / Multi Attached
100 | 500 502 Energy Star CW CEE Tier 2 (MEF=2.0) / Multi Attached
101 | 500 503 Energy Star CW CEE Tier 3 (MEF=2.2) / Multi Attached
102 | 700 701 Energy Star DW (EF=0.68) / Multi Attached
103 | 800 801 Two Speed Pool Pump (1.5 hp) / Multi Attached
104 | 800 802 High Efficiency One Speed Pool Pump (1.5 hp) / Multi Attached
105 | 800 803 Variable-Speed Pool Pump (<1 hp) / Multi Attached
106 | 800 804 PV-Powered Pool Pumps / Multi Attached
107 | 900 901 Energy Star TV / Multi Attached
108 | 910 911 Energy Star TV / Multi Attached
109 | 920 921 Energy Star Set-Top Box / Multi Attached
110 | 930 931 Energy Star DVD Player / Multi Attached
111 | 940 941 Energy Star VCR / Multi Attached
112 | 950 951 Energy Star Desktop PC / Multi Attached
113 | 960 961 Energy Star Laptop PC / Multi Attached
114 | 100 110 Attic Venting / Single Detached - Manufactured
115 | 100 112 AC Maintenance (Outdoor Coil Cleaning) / Single Detached - Manufactured
116 | 100 113 AC Maintenance (Indoor Coil Cleaning) / Single Detached - Manufactured
117 | 100 114 Proper Refrigerant Charging and Air Flow / Single Detached - Manufactured
118 | 100 115 Electronically Commutated Motors (ECM) on an Air Handler Unit / Single Detached - Manufactured
119 | 100 117 Reflective Roof / Single Detached - Manufactured
120 | 100 119 Window Film / Single Detached - Manufactured
121 | 100 121 Default Window With Sunscreen / Single Detached - Manufactured
122 | 100 127 Weather Strip/Caulk w/Blower Door / Single Detached - Manufactured
123 | 130 133 17 SEER Split-System Heat Pump / Single Detached - Manufactured
124 | 130 134 13 EER Geothermal Heat Pump / Single Detached - Manufactured
125 | 130 136 Attic Venting / Single Detached - Manufactured
126 | 130 138 AC Maintenance (Outdoor Coil Cleaning) / Single Detached - Manufactured
127 | 130 139 AC Maintenance (Indoor Coil Cleaning) / Single Detached - Manufactured
128 | 130 140 Proper Refrigerant Charging and Air Flow / Single Detached - Manufactured
129 | 130 141 Electronically Commutated Motors (ECM) on an Air Handler Unit / Single Detached - Manufactured
130 | 130 143 Reflective Roof / Single Detached - Manufactured
131 | 130 145 Window Film / Single Detached - Manufactured
132 | 130 147 Default Window With Sunscreen / Single Detached - Manufactured
133 | 130 153 Weather Strip/Caulk w/Blower Door / Single Detached - Manufactured
134 | 190 196 Reflective Roof / Single Detached - Manufactured
135 | 190 197 Window Film / Single Detached - Manufactured
136 | 190 202 Ceiling R-0 to R-19 Insulation / Single Detached - Manufactured
137 | 190 203 Ceiling R-19 to R-38 Insulation / Single Detached - Manufactured
138 | 190 204 Wall 2x4 R-0 to Blow-In R-13 Insulation / Single Detached - Manufactured
139 | 190 205 Weather Strip/Caulk w/Blower Door / Single Detached - Manufactured
140 | 220 221 CFL (18-Watt integral ballast), 0.5 hr/day / Single Detached - Manufactured
141 | 230 231 CFL (18-Watt integral ballast), 2.5 hr/day / Single Detached - Manufactured
142 | 240 241 CFL (18-Watt integral ballast), 6.0 hr/day / Single Detached - Manufactured
143 | 250 251 ROB 2L4'T8, 1EB / Single Detached - Manufactured
144 | 250 252 RET 2L4'T8, 1EB / Single Detached - Manufactured
145 | 260 261 CFL - medium screw based <30 Watts / Single Detached - Manufactured
146 | 260 262 Photocell/timeclock / Single Detached - Manufactured
147 | 300 301 HE Refrigerator - Energy Star version of above / Single Detached - Manufactured
148 | 350 351 HE Freezer / Single Detached - Manufactured
149 | 400 401 Heat Pump Water Heater (EF=2.9) / Single Detached - Manufactured
150 | 400 403 Solar Water Heat / Single Detached - Manufactured
151 | 400 404 AC Heat Recovery Units / Single Detached - Manufactured
152 | 400 405 Low Flow Showerhead / Single Detached - Manufactured
153 | 400 406 Pipe Wrap / Single Detached - Manufactured
154 | 400 407 Faucet Aerators / Single Detached - Manufactured
155 | 400 408 Water Heater Blanket / Single Detached - Manufactured
156 | 400 409 Water Heater Temperature Check and Adjustment / Single Detached - Manufactured
157 | 400 410 Water Heater Timeclock / Single Detached - Manufactured
158 | 400 411 Heat Trap / Single Detached - Manufactured
159 | 500 502 Energy Star CW CEE Tier 2 (MEF=2.0) / Single Detached - Manufactured
160 | 500 503 Energy Star CW CEE Tier 3 (MEF=2.2) / Single Detached - Manufactured
161 | 700 701 Energy Star DW (EF=0.68) / Single Detached - Manufactured
162 | 800 801 Two Speed Pool Pump (1.5 hp) / Single Detached - Manufactured
163 | 800 802 High Efficiency One Speed Pool Pump (1.5 hp) / Single Detached - Manufactured
164 | 800 803 Variable-Speed Pool Pump (<1 hp) / Single Detached - Manufactured
165 | 800 804 PV-Powered Pool Pumps / Single Detached - Manufactured
166 | 900 901 Energy Star TV / Single Detached - Manufactured
167 | 910 911 Energy Star TV / Single Detached - Manufactured
168 | 920 921 Energy Star Set-Top Box / Single Detached - Manufactured
169 | 930 931 Energy Star DVD Player / Single Detached - Manufactured
170 | 940 941 Energy Star VCR / Single Detached - Manufactured
171 | 950 951 Energy Star Desktop PC / Single Detached - Manufactured
172 | 960 961 Energy Star Laptop PC / Single Detached - Manufactured
173 | 200 222 LED 12W, 0.5hr/hday / All
174 | 200 232 LED 12W, 2.5hr/hday / All
175 | 200 242 LED 12W, 6.0hr/hday / All
176 | 260 263 LED Directional 13W (Flood, Outdoor) / All
177 | 999 302 Refrigerator recycling / All
178 | 999 352 Freezer recycling / All
179 | 999 962 Smart Plug / All
Commercial
1 | 110 111 Premium T8, Electronic Ballast / Office
2 | 110 112 Premium T8, EB, Reflector / Office
3 | 110 113 Occupancy Sensor / Office
4 | 110 114 Continuous Dimming / Office
5 | 110 115 Lighting Control Tuneup / Office
6 | 120 121 ROB Premium T8, 1EB / Office
7 | 120 122 ROB Premium T8, EB, Reflector / Office
8 | 120 123 Occupancy Sensor / Office
9 | 120 124 Lighting Control Tuneup / Office
10 | 130 131 CFL Screw-in 18W / Office
11 | 140 141 CFL Hardwired, Modular 18W / Office
12 | 150 151 PSMH, 250W, magnetic ballast / Office
13 | 150 153 High Bay T5 / Office
14 | 200 201 High Pressure Sodium 250W Lamp / Office
15 | 200 202 Outdoor Lighting Controls (Photocell/Timeclock) / Office
16 | 210 211 Outdoor Lighting Controls (Photocell/Timeclock) / Office
17 | 300 302 High Efficiency Chiller Motors / Office
18 | 300 304 EMS - Chiller / Office
19 | 300 306 VSD for Chiller Pumps and Towers / Office
20 | 300 308 Aerosol Duct Sealing / Office
21 | 300 309 Duct/Pipe Insulation / Office
22 | 300 317 Thermal Energy Storage (TES) Negative / Office
23 | 320 322 Hybrid Dessicant-DX System (Trane CDQ) / Office
24 | 320 323 Geothermal Heat Pump, EER=13, 10 tons / Office
25 | 320 327 DX Coil Cleaning / Office
26 | 320 328 Optimize Controls / Office
27 | 320 329 Aerosol Duct Sealing / Office
28 | 320 330 Duct/Pipe Insulation / Office
29 | 340 344 Aerosol Duct Sealing / Office
30 | 340 345 Duct/Pipe Insulation / Office
31 | 360 362 Occupancy Sensor (hotels) / Office
32 | 400 401 High Efficiency Fan Motor, 15hp, 1800rpm, 92.4% / Office
33 | 400 402 Variable Speed Drive Control / Office
34 | 400 403 Air Handler Optimization / Office
35 | 400 404 Electronically Commutated Motors (ECM) on an Air Handler Unit / Office
36 | 600 603 Heat Pump Water Heater (air source) / Office
37 | 600 604 Solar Water Heater / Office
38 | 600 606 Demand controlled circulating systems / Office
39 | 600 608 Heat Recovery Unit / Office
40 | 600 609 Heat Trap / Office
41 | 600 610 Hot Water Pipe Insulation / Office
42 | 700 701 PC Manual Power Management Enabling / Office
43 | 700 702 PC Network Power Management Enabling / Office
44 | 710 711 Energy Star or Better Monitor / Office
45 | 710 712 Monitor Power Management Enabling / Office
46 | 720 722 Monitor Power Management Enabling / Office
47 | 730 731 Energy Star or Better Copier / Office
48 | 730 732 Copier Power Management Enabling / Office
49 | 800 801 Convection Oven / Office
50 | 810 811 Efficient Fryer / Office
51 | 900 901 Vending Misers (cooled machines only) / Office
52 | 110 111 Premium T8, Electronic Ballast / Restaurant or Services
53 | 110 112 Premium T8, EB, Reflector / Restaurant or Services
54 | 110 113 Occupancy Sensor / Restaurant or Services
55 | 110 114 Continuous Dimming / Restaurant or Services
56 | 110 115 Lighting Control Tuneup / Restaurant or Services
57 | 120 121 ROB Premium T8, 1EB / Restaurant or Services
58 | 120 122 ROB Premium T8, EB, Reflector / Restaurant or Services
59 | 120 123 Occupancy Sensor / Restaurant or Services
60 | 120 124 Lighting Control Tuneup / Restaurant or Services
61 | 130 131 CFL Screw-in 18W / Restaurant or Services
62 | 140 141 CFL Hardwired, Modular 18W / Restaurant or Services
63 | 150 151 PSMH, 250W, magnetic ballast / Restaurant or Services
64 | 150 152 PSMH, 250 W, electronic ballast / Restaurant or Services
65 | 150 153 High Bay T5 / Restaurant or Services
66 | 200 201 High Pressure Sodium 250W Lamp / Restaurant or Services
67 | 200 202 Outdoor Lighting Controls (Photocell/Timeclock) / Restaurant or Services
68 | 210 211 Outdoor Lighting Controls (Photocell/Timeclock) / Restaurant or Services
69 | 300 301 Centrifugal Chiller, 0.51 kW/ton, 500 tons / Restaurant or Services
70 | 300 302 High Efficiency Chiller Motors / Restaurant or Services
71 | 300 304 EMS - Chiller / Restaurant or Services
72 | 300 305 Chiller Tune Up/Diagnostics / Restaurant or Services
73 | 300 306 VSD for Chiller Pumps and Towers / Restaurant or Services
74 | 300 308 Aerosol Duct Sealing / Restaurant or Services
75 | 300 317 Thermal Energy Storage (TES) Negative / Restaurant or Services
76 | 320 326 DX Tune Up/ Advanced Diagnostics / Restaurant or Services
77 | 320 327 DX Coil Cleaning / Restaurant or Services
78 | 320 328 Optimize Controls / Restaurant or Services
79 | 320 329 Aerosol Duct Sealing / Restaurant or Services
80 | 320 330 Duct/Pipe Insulation / Restaurant or Services
81 | 320 332 Window Film (Standard) / Restaurant or Services
82 | 320 334 Ceiling Insulation / Restaurant or Services
83 | 320 335 Roof Insulation / Restaurant or Services
84 | 320 336 Cool Roof - DX / Restaurant or Services
85 | 340 342 Geothermal Heat Pump, EER=13, 10 tons / Restaurant or Services
86 | 340 344 Aerosol Duct Sealing / Restaurant or Services
87 | 340 347 Window Film (Standard) / Restaurant or Services
88 | 340 349 Ceiling Insulation / Restaurant or Services
89 | 360 361 HE PTAC, EER=9.6, 1 ton / Restaurant or Services
90 | 360 362 Occupancy Sensor (hotels) / Restaurant or Services
91 | 400 401 High Efficiency Fan Motor, 15hp, 1800rpm, 92.4% / Restaurant or Services
92 | 400 402 Variable Speed Drive Control / Restaurant or Services
93 | 400 403 Air Handler Optimization / Restaurant or Services
94 | 400 404 Electronically Commutated Motors (ECM) on an Air Handler Unit / Restaurant or Services
95 | 400 407 Separate Makeup Air / Exhaust Hoods AC / Restaurant or Services
96 | 600 603 Heat Pump Water Heater (air source) / Restaurant or Services
97 | 600 604 Solar Water Heater / Restaurant or Services
98 | 600 606 Demand controlled circulating systems / Restaurant or Services
99 | 600 608 Heat Recovery Unit / Restaurant or Services
100 | 600 609 Heat Trap / Restaurant or Services
101 | 600 610 Hot Water Pipe Insulation / Restaurant or Services
102 | 700 701 PC Manual Power Management Enabling / Restaurant or Services
103 | 700 702 PC Network Power Management Enabling / Restaurant or Services
104 | 710 711 Energy Star or Better Monitor / Restaurant or Services
105 | 710 712 Monitor Power Management Enabling / Restaurant or Services
106 | 720 722 Monitor Power Management Enabling / Restaurant or Services
107 | 730 731 Energy Star or Better Copier / Restaurant or Services
108 | 730 732 Copier Power Management Enabling / Restaurant or Services
109 | 800 801 Convection Oven / Restaurant or Services
110 | 810 811 Efficient Fryer / Restaurant or Services
111 | 900 901 Vending Misers (cooled machines only) / Restaurant or Services
112 | 110 111 Premium T8, Electronic Ballast / Retail
113 | 110 112 Premium T8, EB, Reflector / Retail
114 | 110 113 Occupancy Sensor / Retail
115 | 110 114 Continuous Dimming / Retail
116 | 120 121 ROB Premium T8, 1EB / Retail
117 | 120 122 ROB Premium T8, EB, Reflector / Retail
118 | 120 123 Occupancy Sensor / Retail
119 | 120 124 Lighting Control Tuneup / Retail
120 | 130 131 CFL Screw-in 18W / Retail
121 | 140 141 CFL Hardwired, Modular 18W / Retail
122 | 150 151 PSMH, 250W, magnetic ballast / Retail
123 | 150 152 PSMH, 250 W, electronic ballast / Retail
124 | 150 153 High Bay T5 / Retail
125 | 200 201 High Pressure Sodium 250W Lamp / Retail
126 | 200 202 Outdoor Lighting Controls (Photocell/Timeclock) / Retail
127 | 210 211 Outdoor Lighting Controls (Photocell/Timeclock) / Retail
128 | 300 301 Centrifugal Chiller, 0.51 kW/ton, 500 tons / Retail
129 | 300 302 High Efficiency Chiller Motors / Retail
130 | 300 304 EMS - Chiller / Retail
131 | 300 306 VSD for Chiller Pumps and Towers / Retail
132 | 300 307 EMS Optimization / Retail
133 | 300 308 Aerosol Duct Sealing / Retail
134 | 300 309 Duct/Pipe Insulation / Retail
135 | 300 317 Thermal Energy Storage (TES) Positive / Retail
136 | 300 317 Thermal Energy Storage (TES) Negative / Retail
137 | 320 322 Hybrid Dessicant-DX System (Trane CDQ) / Retail
138 | 320 323 Geothermal Heat Pump, EER=13, 10 tons / Retail
139 | 320 326 DX Tune Up/ Advanced Diagnostics / Retail
140 | 320 327 DX Coil Cleaning / Retail
141 | 320 329 Aerosol Duct Sealing / Retail
142 | 320 330 Duct/Pipe Insulation / Retail
143 | 340 344 Aerosol Duct Sealing / Retail
144 | 340 345 Duct/Pipe Insulation / Retail
145 | 400 402 Variable Speed Drive Control / Retail
146 | 400 403 Air Handler Optimization / Retail
147 | 400 404 Electronically Commutated Motors (ECM) on an Air Handler Unit / Retail
148 | 600 603 Heat Pump Water Heater (air source) / Retail
149 | 600 606 Demand controlled circulating systems / Retail
150 | 600 608 Heat Recovery Unit / Retail
151 | 600 609 Heat Trap / Retail
152 | 600 610 Hot Water Pipe Insulation / Retail
153 | 700 701 PC Manual Power Management Enabling / Retail
154 | 700 702 PC Network Power Management Enabling / Retail
155 | 710 711 Energy Star or Better Monitor / Retail
156 | 710 712 Monitor Power Management Enabling / Retail
157 | 720 722 Monitor Power Management Enabling / Retail
158 | 730 732 Copier Power Management Enabling / Retail
159 | 740 741 Printer Power Management Enabling / Retail
160 | 800 801 Convection Oven / Retail
161 | 810 811 Efficient Fryer / Retail
162 | 900 901 Vending Misers (cooled machines only) / Retail
163 | 110 111 Premium T8, Electronic Ballast / Food Store
164 | 110 114 Continuous Dimming / Food Store
165 | 110 115 Lighting Control Tuneup / Food Store
166 | 120 121 ROB Premium T8, 1EB / Food Store
167 | 120 122 ROB Premium T8, EB, Reflector / Food Store
168 | 120 123 Occupancy Sensor / Food Store
169 | 120 124 Lighting Control Tuneup / Food Store
170 | 130 131 CFL Screw-in 18W / Food Store
171 | 150 151 PSMH, 250W, magnetic ballast / Food Store
172 | 150 152 PSMH, 250 W, electronic ballast / Food Store
173 | 150 153 High Bay T5 / Food Store
174 | 200 201 High Pressure Sodium 250W Lamp / Food Store
175 | 200 202 Outdoor Lighting Controls (Photocell/Timeclock) / Food Store
176 | 210 211 Outdoor Lighting Controls (Photocell/Timeclock) / Food Store
177 | 300 301 Centrifugal Chiller, 0.51 kW/ton, 500 tons / Food Store
178 | 300 302 High Efficiency Chiller Motors / Food Store
179 | 300 304 EMS - Chiller / Food Store
180 | 300 305 Chiller Tune Up/Diagnostics / Food Store
181 | 300 306 VSD for Chiller Pumps and Towers / Food Store
182 | 300 307 EMS Optimization / Food Store
183 | 300 308 Aerosol Duct Sealing / Food Store
184 | 300 309 Duct/Pipe Insulation / Food Store
185 | 300 317 Thermal Energy Storage (TES) Positive / Food Store
186 | 300 317 Thermal Energy Storage (TES) Negative / Food Store
187 | 320 322 Hybrid Dessicant-DX System (Trane CDQ) / Food Store
188 | 320 323 Geothermal Heat Pump, EER=13, 10 tons / Food Store
189 | 320 326 DX Tune Up/ Advanced Diagnostics / Food Store
190 | 320 327 DX Coil Cleaning / Food Store
191 | 320 329 Aerosol Duct Sealing / Food Store
192 | 320 330 Duct/Pipe Insulation / Food Store
193 | 340 344 Aerosol Duct Sealing / Food Store
194 | 340 345 Duct/Pipe Insulation / Food Store
195 | 340 349 Ceiling Insulation / Food Store
196 | 400 402 Variable Speed Drive Control / Food Store
197 | 400 403 Air Handler Optimization / Food Store
198 | 400 404 Electronically Commutated Motors (ECM) on an Air Handler Unit / Food Store
199 | 500 501 High-efficiency fan motors / Food Store
200 | 500 502 Strip curtains for walk-ins / Food Store
201 | 500 503 Night covers for display cases / Food Store
202 | 500 505 Efficient compressor motor / Food Store
203 | 500 507 Floating head pressure controls / Food Store
204 | 500 510 Demand Defrost Electric / Food Store
205 | 500 513 High R-Value Glass Doors / Food Store
206 | 500 515 Oversized Air Cooled Condenser / Food Store
207 | 500 517 LED Display Lighting / Food Store
208 | 600 603 Heat Pump Water Heater (air source) / Food Store
209 | 600 606 Demand controlled circulating systems / Food Store
210 | 600 608 Heat Recovery Unit / Food Store
211 | 600 609 Heat Trap / Food Store
212 | 600 610 Hot Water Pipe Insulation / Food Store
213 | 700 701 PC Manual Power Management Enabling / Food Store
214 | 700 702 PC Network Power Management Enabling / Food Store
215 | 710 711 Energy Star or Better Monitor / Food Store
216 | 710 712 Monitor Power Management Enabling / Food Store
217 | 730 732 Copier Power Management Enabling / Food Store
218 | 740 741 Printer Power Management Enabling / Food Store
219 | 800 801 Convection Oven / Food Store
220 | 810 811 Efficient Fryer / Food Store
221 | 900 901 Vending Misers (cooled machines only) / Food Store
222 | 110 111 Premium T8, Electronic Ballast / School
223 | 110 114 Continuous Dimming / School
224 | 110 115 Lighting Control Tuneup / School
225 | 120 121 ROB Premium T8, 1EB / School
226 | 120 122 ROB Premium T8, EB, Reflector / School
227 | 120 123 Occupancy Sensor / School
228 | 120 124 Lighting Control Tuneup / School
229 | 130 131 CFL Screw-in 18W / School
230 | 150 151 PSMH, 250W, magnetic ballast / School
231 | 150 152 PSMH, 250 W, electronic ballast / School
232 | 150 153 High Bay T5 / School
233 | 200 201 High Pressure Sodium 250W Lamp / School
234 | 200 202 Outdoor Lighting Controls (Photocell/Timeclock) / School
235 | 210 211 Outdoor Lighting Controls (Photocell/Timeclock) / School
236 | 300 301 Centrifugal Chiller, 0.51 kW/ton, 500 tons / School
237 | 300 302 High Efficiency Chiller Motors / School
238 | 300 304 EMS - Chiller / School
239 | 300 306 VSD for Chiller Pumps and Towers / School
240 | 300 307 EMS Optimization / School
241 | 300 308 Aerosol Duct Sealing / School
242 | 300 309 Duct/Pipe Insulation / School
243 | 300 317 Thermal Energy Storage (TES) Positive / School
244 | 300 317 Thermal Energy Storage (TES) Negative / School
245 | 320 322 Hybrid Dessicant-DX System (Trane CDQ) / School
246 | 320 323 Geothermal Heat Pump, EER=13, 10 tons / School
247 | 320 326 DX Tune Up/ Advanced Diagnostics / School
248 | 320 327 DX Coil Cleaning / School
249 | 320 329 Aerosol Duct Sealing / School
250 | 320 330 Duct/Pipe Insulation / School
251 | 340 344 Aerosol Duct Sealing / School
252 | 340 345 Duct/Pipe Insulation / School
253 | 400 402 Variable Speed Drive Control / School
254 | 400 403 Air Handler Optimization / School
255 | 400 404 Electronically Commutated Motors (ECM) on an Air Handler Unit / School
256 | 600 603 Heat Pump Water Heater (air source) / School
257 | 600 606 Demand controlled circulating systems / School
258 | 600 608 Heat Recovery Unit / School
259 | 600 609 Heat Trap / School
260 | 600 610 Hot Water Pipe Insulation / School
261 | 700 701 PC Manual Power Management Enabling / School
262 | 700 702 PC Network Power Management Enabling / School
263 | 710 711 Energy Star or Better Monitor / School
264 | 710 712 Monitor Power Management Enabling / School
265 | 720 722 Monitor Power Management Enabling / School
266 | 730 732 Copier Power Management Enabling / School
267 | 740 741 Printer Power Management Enabling / School
268 | 800 801 Convection Oven / School
269 | 810 811 Efficient Fryer / School
270 | 900 901 Vending Misers (cooled machines only) / School
271 | 110 111 Premium T8, Electronic Ballast / College
272 | 110 114 Continuous Dimming / College
273 | 110 115 Lighting Control Tuneup / College
274 | 120 121 ROB Premium T8, 1EB / College
275 | 120 122 ROB Premium T8, EB, Reflector / College
276 | 120 123 Occupancy Sensor / College
277 | 120 124 Lighting Control Tuneup / College
278 | 130 131 CFL Screw-in 18W / College
279 | 150 151 PSMH, 250W, magnetic ballast / College
280 | 150 152 PSMH, 250 W, electronic ballast / College
281 | 150 153 High Bay T5 / College
282 | 200 201 High Pressure Sodium 250W Lamp / College
283 | 200 202 Outdoor Lighting Controls (Photocell/Timeclock) / College
284 | 210 211 Outdoor Lighting Controls (Photocell/Timeclock) / College
285 | 300 301 Centrifugal Chiller, 0.51 kW/ton, 500 tons / College
286 | 300 302 High Efficiency Chiller Motors / College
287 | 300 304 EMS - Chiller / College
288 | 300 306 VSD for Chiller Pumps and Towers / College
289 | 300 307 EMS Optimization / College
290 | 300 308 Aerosol Duct Sealing / College
291 | 300 309 Duct/Pipe Insulation / College
292 | 300 317 Thermal Energy Storage (TES) Positive / College
293 | 300 317 Thermal Energy Storage (TES) Negative / College
294 | 320 322 Hybrid Dessicant-DX System (Trane CDQ) / College
295 | 320 323 Geothermal Heat Pump, EER=13, 10 tons / College
296 | 320 326 DX Tune Up/ Advanced Diagnostics / College
297 | 320 327 DX Coil Cleaning / College
298 | 320 329 Aerosol Duct Sealing / College
299 | 320 330 Duct/Pipe Insulation / College
300 | 340 344 Aerosol Duct Sealing / College
301 | 340 345 Duct/Pipe Insulation / College
302 | 400 402 Variable Speed Drive Control / College
303 | 400 403 Air Handler Optimization / College
304 | 400 404 Electronically Commutated Motors (ECM) on an Air Handler Unit / College
305 | 600 603 Heat Pump Water Heater (air source) / College
306 | 600 606 Demand controlled circulating systems / College
307 | 600 608 Heat Recovery Unit / College
308 | 600 609 Heat Trap / College
309 | 600 610 Hot Water Pipe Insulation / College
310 | 700 701 PC Manual Power Management Enabling / College
311 | 700 702 PC Network Power Management Enabling / College
312 | 710 711 Energy Star or Better Monitor / College
313 | 710 712 Monitor Power Management Enabling / College
314 | 720 721 Energy Star or Better Monitor / College
315 | 720 722 Monitor Power Management Enabling / College
316 | 730 732 Copier Power Management Enabling / College
317 | 740 741 Printer Power Management Enabling / College
318 | 800 801 Convection Oven / College
319 | 810 811 Efficient Fryer / College
320 | 900 901 Vending Misers (cooled machines only) / College
321 | 110 111 Premium T8, Electronic Ballast / Hospital
322 | 110 114 Continuous Dimming / Hospital
323 | 110 115 Lighting Control Tuneup / Hospital
324 | 120 121 ROB Premium T8, 1EB / Hospital
325 | 120 122 ROB Premium T8, EB, Reflector / Hospital
326 | 120 123 Occupancy Sensor / Hospital
327 | 120 124 Lighting Control Tuneup / Hospital
328 | 130 131 CFL Screw-in 18W / Hospital
329 | 150 151 PSMH, 250W, magnetic ballast / Hospital
330 | 150 152 PSMH, 250 W, electronic ballast / Hospital
331 | 150 153 High Bay T5 / Hospital
332 | 160 161 LED Exit Sign / Hospital
333 | 200 201 High Pressure Sodium 250W Lamp / Hospital
334 | 200 202 Outdoor Lighting Controls (Photocell/Timeclock) / Hospital
335 | 210 211 Outdoor Lighting Controls (Photocell/Timeclock) / Hospital
336 | 300 301 Centrifugal Chiller, 0.51 kW/ton, 500 tons / Hospital
337 | 300 302 High Efficiency Chiller Motors / Hospital
338 | 300 304 EMS - Chiller / Hospital
339 | 300 305 Chiller Tune Up/Diagnostics / Hospital
340 | 300 306 VSD for Chiller Pumps and Towers / Hospital
341 | 300 307 EMS Optimization / Hospital
342 | 300 308 Aerosol Duct Sealing / Hospital
343 | 300 309 Duct/Pipe Insulation / Hospital
344 | 300 311 Window Film (Standard) / Hospital
345 | 300 317 Thermal Energy Storage (TES) Positive / Hospital
346 | 300 317 Thermal Energy Storage (TES) Negative / Hospital
347 | 320 322 Hybrid Dessicant-DX System (Trane CDQ) / Hospital
348 | 320 323 Geothermal Heat Pump, EER=13, 10 tons / Hospital
349 | 320 326 DX Tune Up/ Advanced Diagnostics / Hospital
350 | 320 327 DX Coil Cleaning / Hospital
351 | 320 329 Aerosol Duct Sealing / Hospital
352 | 320 330 Duct/Pipe Insulation / Hospital
353 | 320 334 Ceiling Insulation / Hospital
354 | 320 335 Roof Insulation / Hospital
355 | 340 344 Aerosol Duct Sealing / Hospital
356 | 340 345 Duct/Pipe Insulation / Hospital
357 | 340 349 Ceiling Insulation / Hospital
358 | 360 361 HE PTAC, EER=9.6, 1 ton / Hospital
359 | 400 402 Variable Speed Drive Control / Hospital
360 | 400 403 Air Handler Optimization / Hospital
361 | 400 404 Electronically Commutated Motors (ECM) on an Air Handler Unit / Hospital
362 | 600 603 Heat Pump Water Heater (air source) / Hospital
363 | 600 606 Demand controlled circulating systems / Hospital
364 | 600 608 Heat Recovery Unit / Hospital
365 | 600 609 Heat Trap / Hospital
366 | 600 610 Hot Water Pipe Insulation / Hospital
367 | 700 701 PC Manual Power Management Enabling / Hospital
368 | 700 702 PC Network Power Management Enabling / Hospital
369 | 710 711 Energy Star or Better Monitor / Hospital
370 | 710 712 Monitor Power Management Enabling / Hospital
371 | 720 722 Monitor Power Management Enabling / Hospital
372 | 730 732 Copier Power Management Enabling / Hospital
373 | 740 741 Printer Power Management Enabling / Hospital
374 | 800 801 Convection Oven / Hospital
375 | 810 811 Efficient Fryer / Hospital
376 | 900 901 Vending Misers (cooled machines only) / Hospital
377 | 110 111 Premium T8, Electronic Ballast / Other Healthcare
378 | 110 114 Continuous Dimming / Other Healthcare
379 | 110 115 Lighting Control Tuneup / Other Healthcare
380 | 120 121 ROB Premium T8, 1EB / Other Healthcare
381 | 120 122 ROB Premium T8, EB, Reflector / Other Healthcare
382 | 120 123 Occupancy Sensor / Other Healthcare
383 | 120 124 Lighting Control Tuneup / Other Healthcare
384 | 130 131 CFL Screw-in 18W / Other Healthcare
385 | 150 151 PSMH, 250W, magnetic ballast / Other Healthcare
386 | 150 152 PSMH, 250 W, electronic ballast / Other Healthcare
387 | 150 153 High Bay T5 / Other Healthcare
388 | 200 201 High Pressure Sodium 250W Lamp / Other Healthcare
389 | 200 202 Outdoor Lighting Controls (Photocell/Timeclock) / Other Healthcare
390 | 210 211 Outdoor Lighting Controls (Photocell/Timeclock) / Other Healthcare
391 | 300 301 Centrifugal Chiller, 0.51 kW/ton, 500 tons / Other Healthcare
392 | 300 302 High Efficiency Chiller Motors / Other Healthcare
393 | 300 304 EMS - Chiller / Other Healthcare
394 | 300 305 Chiller Tune Up/Diagnostics / Other Healthcare
395 | 300 306 VSD for Chiller Pumps and Towers / Other Healthcare
396 | 300 307 EMS Optimization / Other Healthcare
397 | 300 308 Aerosol Duct Sealing / Other Healthcare
398 | 300 309 Duct/Pipe Insulation / Other Healthcare
399 | 300 317 Thermal Energy Storage (TES) Positive / Other Healthcare
400 | 300 317 Thermal Energy Storage (TES) Negative / Other Healthcare
401 | 320 322 Hybrid Dessicant-DX System (Trane CDQ) / Other Healthcare
402 | 320 323 Geothermal Heat Pump, EER=13, 10 tons / Other Healthcare
403 | 320 326 DX Tune Up/ Advanced Diagnostics / Other Healthcare
404 | 320 327 DX Coil Cleaning / Other Healthcare
405 | 320 329 Aerosol Duct Sealing / Other Healthcare
406 | 320 330 Duct/Pipe Insulation / Other Healthcare
407 | 340 344 Aerosol Duct Sealing / Other Healthcare
408 | 340 345 Duct/Pipe Insulation / Other Healthcare
409 | 400 402 Variable Speed Drive Control / Other Healthcare
410 | 400 403 Air Handler Optimization / Other Healthcare
411 | 600 603 Heat Pump Water Heater (air source) / Other Healthcare
412 | 600 606 Demand controlled circulating systems / Other Healthcare
413 | 600 608 Heat Recovery Unit / Other Healthcare
414 | 600 609 Heat Trap / Other Healthcare
415 | 600 610 Hot Water Pipe Insulation / Other Healthcare
416 | 700 701 PC Manual Power Management Enabling / Other Healthcare
417 | 700 702 PC Network Power Management Enabling / Other Healthcare
418 | 710 711 Energy Star or Better Monitor / Other Healthcare
419 | 710 712 Monitor Power Management Enabling / Other Healthcare
420 | 720 722 Monitor Power Management Enabling / Other Healthcare
421 | 730 732 Copier Power Management Enabling / Other Healthcare
422 | 740 741 Printer Power Management Enabling / Other Healthcare
423 | 800 801 Convection Oven / Other Healthcare
424 | 810 811 Efficient Fryer / Other Healthcare
425 | 900 901 Vending Misers (cooled machines only) / Other Healthcare
426 | 110 111 Premium T8, Electronic Ballast / Warehouse
427 | 110 114 Continuous Dimming / Warehouse
428 | 110 115 Lighting Control Tuneup / Warehouse
429 | 120 121 ROB Premium T8, 1EB / Warehouse
430 | 120 122 ROB Premium T8, EB, Reflector / Warehouse
431 | 120 123 Occupancy Sensor / Warehouse
432 | 120 124 Lighting Control Tuneup / Warehouse
433 | 130 131 CFL Screw-in 18W / Warehouse
434 | 150 151 PSMH, 250W, magnetic ballast / Warehouse
435 | 150 152 PSMH, 250 W, electronic ballast / Warehouse
436 | 150 153 High Bay T5 / Warehouse
437 | 160 161 LED Exit Sign / Warehouse
438 | 200 201 High Pressure Sodium 250W Lamp / Warehouse
439 | 200 202 Outdoor Lighting Controls (Photocell/Timeclock) / Warehouse
440 | 210 211 Outdoor Lighting Controls (Photocell/Timeclock) / Warehouse
441 | 300 301 Centrifugal Chiller, 0.51 kW/ton, 500 tons / Warehouse
442 | 300 302 High Efficiency Chiller Motors / Warehouse
443 | 300 304 EMS - Chiller / Warehouse
444 | 300 306 VSD for Chiller Pumps and Towers / Warehouse
445 | 300 307 EMS Optimization / Warehouse
446 | 300 308 Aerosol Duct Sealing / Warehouse
447 | 300 309 Duct/Pipe Insulation / Warehouse
448 | 300 317 Thermal Energy Storage (TES) Positive / Warehouse
449 | 300 317 Thermal Energy Storage (TES) Negative / Warehouse
450 | 320 322 Hybrid Dessicant-DX System (Trane CDQ) / Warehouse
451 | 320 323 Geothermal Heat Pump, EER=13, 10 tons / Warehouse
452 | 320 326 DX Tune Up/ Advanced Diagnostics / Warehouse
453 | 320 327 DX Coil Cleaning / Warehouse
454 | 320 329 Aerosol Duct Sealing / Warehouse
455 | 320 330 Duct/Pipe Insulation / Warehouse
456 | 340 344 Aerosol Duct Sealing / Warehouse
457 | 340 345 Duct/Pipe Insulation / Warehouse
458 | 400 402 Variable Speed Drive Control / Warehouse
459 | 400 403 Air Handler Optimization / Warehouse
460 | 400 404 Electronically Commutated Motors (ECM) on an Air Handler Unit / Warehouse
461 | 600 603 Heat Pump Water Heater (air source) / Warehouse
462 | 600 606 Demand controlled circulating systems / Warehouse
463 | 600 608 Heat Recovery Unit / Warehouse
464 | 600 609 Heat Trap / Warehouse
465 | 600 610 Hot Water Pipe Insulation / Warehouse
466 | 700 701 PC Manual Power Management Enabling / Warehouse
467 | 700 702 PC Network Power Management Enabling / Warehouse
468 | 710 711 Energy Star or Better Monitor / Warehouse
469 | 710 712 Monitor Power Management Enabling / Warehouse
470 | 720 722 Monitor Power Management Enabling / Warehouse
471 | 730 732 Copier Power Management Enabling / Warehouse
472 | 740 741 Printer Power Management Enabling / Warehouse
473 | 800 801 Convection Oven / Warehouse
474 | 810 811 Efficient Fryer / Warehouse
475 | 900 901 Vending Misers (cooled machines only) / Warehouse
476 | 110 111 Premium T8, Electronic Ballast / Hotel or Motel
477 | 110 114 Continuous Dimming / Hotel or Motel
478 | 110 115 Lighting Control Tuneup / Hotel or Motel
479 | 120 121 ROB Premium T8, 1EB / Hotel or Motel
480 | 120 122 ROB Premium T8, EB, Reflector / Hotel or Motel
481 | 120 123 Occupancy Sensor / Hotel or Motel
482 | 120 124 Lighting Control Tuneup / Hotel or Motel
483 | 130 131 CFL Screw-in 18W / Hotel or Motel
484 | 150 151 PSMH, 250W, magnetic ballast / Hotel or Motel
485 | 150 152 PSMH, 250 W, electronic ballast / Hotel or Motel
486 | 150 153 High Bay T5 / Hotel or Motel
487 | 200 201 High Pressure Sodium 250W Lamp / Hotel or Motel
488 | 200 202 Outdoor Lighting Controls (Photocell/Timeclock) / Hotel or Motel
489 | 210 211 Outdoor Lighting Controls (Photocell/Timeclock) / Hotel or Motel
490 | 300 301 Centrifugal Chiller, 0.51 kW/ton, 500 tons / Hotel or Motel
491 | 300 302 High Efficiency Chiller Motors / Hotel or Motel
492 | 300 304 EMS - Chiller / Hotel or Motel
493 | 300 305 Chiller Tune Up/Diagnostics / Hotel or Motel
494 | 300 306 VSD for Chiller Pumps and Towers / Hotel or Motel
495 | 300 307 EMS Optimization / Hotel or Motel
496 | 300 308 Aerosol Duct Sealing / Hotel or Motel
497 | 300 309 Duct/Pipe Insulation / Hotel or Motel
498 | 300 317 Thermal Energy Storage (TES) Positive / Hotel or Motel
499 | 300 317 Thermal Energy Storage (TES) Negative / Hotel or Motel
500 | 320 322 Hybrid Dessicant-DX System (Trane CDQ) / Hotel or Motel
501 | 320 323 Geothermal Heat Pump, EER=13, 10 tons / Hotel or Motel
502 | 320 326 DX Tune Up/ Advanced Diagnostics / Hotel or Motel
503 | 320 327 DX Coil Cleaning / Hotel or Motel
504 | 320 329 Aerosol Duct Sealing / Hotel or Motel
505 | 320 330 Duct/Pipe Insulation / Hotel or Motel
506 | 340 344 Aerosol Duct Sealing / Hotel or Motel
507 | 340 345 Duct/Pipe Insulation / Hotel or Motel
508 | 360 361 HE PTAC, EER=9.6, 1 ton / Hotel or Motel
509 | 400 402 Variable Speed Drive Control / Hotel or Motel
510 | 400 403 Air Handler Optimization / Hotel or Motel
511 | 400 404 Electronically Commutated Motors (ECM) on an Air Handler Unit / Hotel or Motel
512 | 600 603 Heat Pump Water Heater (air source) / Hotel or Motel
513 | 600 606 Demand controlled circulating systems / Hotel or Motel
514 | 600 608 Heat Recovery Unit / Hotel or Motel
515 | 600 609 Heat Trap / Hotel or Motel
516 | 600 610 Hot Water Pipe Insulation / Hotel or Motel
517 | 700 701 PC Manual Power Management Enabling / Hotel or Motel
518 | 700 702 PC Network Power Management Enabling / Hotel or Motel
519 | 710 711 Energy Star or Better Monitor / Hotel or Motel
520 | 710 712 Monitor Power Management Enabling / Hotel or Motel
521 | 730 732 Copier Power Management Enabling / Hotel or Motel
522 | 740 741 Printer Power Management Enabling / Hotel or Motel
523 | 800 801 Convection Oven / Hotel or Motel
524 | 810 811 Efficient Fryer / Hotel or Motel
525 | 900 901 Vending Misers (cooled machines only) / Hotel or Motel
526 | 110 111 Premium T8, Electronic Ballast / Other
527 | 110 114 Continuous Dimming / Other
528 | 110 115 Lighting Control Tuneup / Other
529 | 120 121 ROB Premium T8, 1EB / Other
530 | 120 122 ROB Premium T8, EB, Reflector / Other
531 | 120 123 Occupancy Sensor / Other
532 | 120 124 Lighting Control Tuneup / Other
533 | 130 131 CFL Screw-in 18W / Other
534 | 150 151 PSMH, 250W, magnetic ballast / Other
535 | 150 152 PSMH, 250 W, electronic ballast / Other
536 | 150 153 High Bay T5 / Other
537 | 200 201 High Pressure Sodium 250W Lamp / Other
538 | 200 202 Outdoor Lighting Controls (Photocell/Timeclock) / Other
539 | 210 211 Outdoor Lighting Controls (Photocell/Timeclock) / Other
540 | 300 301 Centrifugal Chiller, 0.51 kW/ton, 500 tons / Other
541 | 300 302 High Efficiency Chiller Motors / Other
542 | 300 304 EMS - Chiller / Other
543 | 300 306 VSD for Chiller Pumps and Towers / Other
544 | 300 307 EMS Optimization / Other
545 | 300 308 Aerosol Duct Sealing / Other
546 | 300 309 Duct/Pipe Insulation / Other
547 | 300 317 Thermal Energy Storage (TES) Positive / Other
548 | 300 317 Thermal Energy Storage (TES) Negative / Other
549 | 320 322 Hybrid Dessicant-DX System (Trane CDQ) / Other
550 | 320 323 Geothermal Heat Pump, EER=13, 10 tons / Other
551 | 320 326 DX Tune Up/ Advanced Diagnostics / Other
552 | 320 327 DX Coil Cleaning / Other
553 | 320 329 Aerosol Duct Sealing / Other
554 | 320 330 Duct/Pipe Insulation / Other
555 | 340 344 Aerosol Duct Sealing / Other
556 | 340 345 Duct/Pipe Insulation / Other
557 | 400 403 Air Handler Optimization / Other
558 | 400 404 Electronically Commutated Motors (ECM) on an Air Handler Unit / Other
559 | 600 603 Heat Pump Water Heater (air source) / Other
560 | 600 604 Solar Water Heater / Other
561 | 600 606 Demand controlled circulating systems / Other
562 | 600 608 Heat Recovery Unit / Other
563 | 600 609 Heat Trap / Other
564 | 600 610 Hot Water Pipe Insulation / Other
565 | 700 701 PC Manual Power Management Enabling / Other
566 | 700 702 PC Network Power Management Enabling / Other
567 | 710 711 Energy Star or Better Monitor / Other
568 | 710 712 Monitor Power Management Enabling / Other
569 | 720 721 Energy Star or Better Monitor / Other
570 | 720 722 Monitor Power Management Enabling / Other
571 | 730 731 Energy Star or Better Copier / Other
572 | 730 732 Copier Power Management Enabling / Other
573 | 740 741 Printer Power Management Enabling / Other
574 | 800 801 Convection Oven / Other
575 | 900 901 Vending Misers (cooled machines only) / Other
576 | 100 125 LED Linear Tube 22W / All
577 | 100 132 Flood LED 14W / All
578 | 100 154 LED High Bay 83W (400W equivalent) / All
579 | 200 203 Outdoor LED 104W / All
580 | 300 337 Run Time Optimizer / All
581 | 300 338 dehumidification hybrid desiccant heat pump / All
582 | 800 518 Ice Machine / All
583 | 600 611 0.5 Faucet Aerator (DI) - Commercial / All
584 | 600 612 1.0 gpm Faucet Aerator (DI) -Commercial / All
585 | 600 613 1.5 gpm Shower Head (DI) - Commercial / All
586 | 800 812 Griddle / All
587 | 800 813 Steamer / All
588 | 800 814 Holding Cabinet / All
589 | 700 910 Server Virtualization / All
Industrial
1 | 101 Compressed Air-O&M / Food
2 | 102 Compressed Air - Controls / Food
3 | 103 Compressed Air - System Optimization / Food
4 | 104 Compressed Air- Sizing / Food
5 | 105 Comp Air - Replace 1-5 HP motor / Food
6 | 106 Comp Air - ASD (1-5 hp) / Food
7 | 107 Comp Air - Motor practices-1 (1-5 HP) / Food
8 | 108 Comp Air - Replace 6-100 HP motor / Food
9 | 109 Comp Air - ASD (6-100 hp) / Food
10 | 110 Comp Air - Motor practices-1 (6-100 HP) / Food
11 | 111 Comp Air - Replace 100+ HP motor / Food
12 | 112 Comp Air - ASD (100+ hp) / Food
13 | 113 Comp Air - Motor practices-1 (100+ HP) / Food
14 | 201 Fans - O&M / Food
15 | 202 Fans - Controls / Food
16 | 203 Fans - System Optimization / Food
17 | 204 Fans- Improve components / Food
18 | 205 Fans - Replace 1-5 HP motor / Food
19 | 206 Fans - ASD (1-5 hp) / Food
20 | 207 Fans - Motor practices-1 (1-5 HP) / Food
21 | 208 Fans - Replace 6-100 HP motor / Food
22 | 209 Fans - ASD (6-100 hp) / Food
23 | 210 Fans - Motor practices-1 (6-100 HP) / Food
24 | 211 Fans - Replace 100+ HP motor / Food
25 | 212 Fans - ASD (100+ hp) / Food
26 | 213 Fans - Motor practices-1 (100+ HP) / Food
27 | 301 Pumps - O&M / Food
28 | 302 Pumps - Controls / Food
29 | 303 Pumps - System Optimization / Food
30 | 304 Pumps - Sizing / Food
31 | 305 Pumps - Replace 1-5 HP motor / Food
32 | 306 Pumps - ASD (1-5 hp) / Food
33 | 307 Pumps - Motor practices-1 (1-5 HP) / Food
34 | 308 Pumps - Replace 6-100 HP motor / Food
35 | 309 Pumps - ASD (6-100 hp) / Food
36 | 310 Pumps - Motor practices-1 (6-100 HP) / Food
37 | 311 Pumps - Replace 100+ HP motor / Food
38 | 312 Pumps - ASD (100+ hp) / Food
39 | 313 Pumps - Motor practices-1 (100+ HP) / Food
40 | 401 Bakery - Process (Mixing) - O&M / Food
41 | 501 Bakery - Process / Food
42 | 551 Efficient Refrigeration - Operations / Food
43 | 552 Optimization Refrigeration / Food
44 | 701 Centrifugal Chiller, 0.51 kW/ton, 500 tons / Food
45 | 702 High Efficiency Chiller Motors / Food
46 | 703 EMS - Chiller / Food
47 | 704 Chiller Tune Up/Diagnostics / Food
48 | 705 VSD for Chiller Pumps and Towers / Food
49 | 706 EMS Optimization - Chiller / Food
50 | 707 Aerosol Duct Sealing - Chiller / Food
51 | 708 Duct/Pipe Insulation - Chiller / Food
52 | 709 Window Film (Standard) - Chiller / Food
53 | 710 Roof Insulation - Chiller / Food
54 | 711 Cool Roof - Chiller / Food
55 | 721 DX Packaged System, EER=10.9, 10 tons / Food
56 | 722 Hybrid Dessicant-DX System (Trane CDQ) / Food
57 | 723 Geothermal Heat Pump, EER=13, 10 tons / Food
58 | 724 DX Tune Up/ Advanced Diagnostics / Food
59 | 725 DX Coil Cleaning / Food
60 | 726 Optimize Controls / Food
61 | 727 Aerosol Duct Sealing / Food
62 | 728 Duct/Pipe Insulation / Food
63 | 729 Window Film (Standard) / Food
64 | 730 Roof Insulation / Food
65 | 731 Cool Roof - DX / Food
66 | 801 Premium T8, Electronic Ballast / Food
67 | 802 CFL Hardwired, Modular 18W / Food
68 | 803 CFL Screw-in 18W / Food
69 | 804 High Bay T5 / Food
70 | 805 Occupancy Sensor / Food
71 | 901 Replace V-belts / Food
72 | 101 Compressed Air-O&M / Textiles
73 | 102 Compressed Air - Controls / Textiles
74 | 103 Compressed Air - System Optimization / Textiles
75 | 104 Compressed Air- Sizing / Textiles
76 | 105 Comp Air - Replace 1-5 HP motor / Textiles
77 | 106 Comp Air - ASD (1-5 hp) / Textiles
78 | 107 Comp Air - Motor practices-1 (1-5 HP) / Textiles
79 | 108 Comp Air - Replace 6-100 HP motor / Textiles
80 | 109 Comp Air - ASD (6-100 hp) / Textiles
81 | 110 Comp Air - Motor practices-1 (6-100 HP) / Textiles
82 | 111 Comp Air - Replace 100+ HP motor / Textiles
83 | 112 Comp Air - ASD (100+ hp) / Textiles
84 | 113 Comp Air - Motor practices-1 (100+ HP) / Textiles
85 | 201 Fans - O&M / Textiles
86 | 202 Fans - Controls / Textiles
87 | 203 Fans - System Optimization / Textiles
88 | 204 Fans- Improve components / Textiles
89 | 205 Fans - Replace 1-5 HP motor / Textiles
90 | 206 Fans - ASD (1-5 hp) / Textiles
91 | 207 Fans - Motor practices-1 (1-5 HP) / Textiles
92 | 208 Fans - Replace 6-100 HP motor / Textiles
93 | 209 Fans - ASD (6-100 hp) / Textiles
94 | 210 Fans - Motor practices-1 (6-100 HP) / Textiles
95 | 211 Fans - Replace 100+ HP motor / Textiles
96 | 212 Fans - ASD (100+ hp) / Textiles
97 | 213 Fans - Motor practices-1 (100+ HP) / Textiles
98 | 301 Pumps - O&M / Textiles
99 | 302 Pumps - Controls / Textiles
100 | 303 Pumps - System Optimization / Textiles
101 | 304 Pumps - Sizing / Textiles
102 | 305 Pumps - Replace 1-5 HP motor / Textiles
103 | 306 Pumps - ASD (1-5 hp) / Textiles
104 | 307 Pumps - Motor practices-1 (1-5 HP) / Textiles
105 | 308 Pumps - Replace 6-100 HP motor / Textiles
106 | 309 Pumps - ASD (6-100 hp) / Textiles
107 | 310 Pumps - Motor practices-1 (6-100 HP) / Textiles
108 | 311 Pumps - Replace 100+ HP motor / Textiles
109 | 312 Pumps - ASD (100+ hp) / Textiles
110 | 313 Pumps - Motor practices-1 (100+ HP) / Textiles
111 | 402 O&M/drives spinning machines / Textiles
112 | 502 Drying (UV/IR) / Textiles
113 | 701 Centrifugal Chiller, 0.51 kW/ton, 500 tons / Textiles
114 | 702 High Efficiency Chiller Motors / Textiles
115 | 703 EMS - Chiller / Textiles
116 | 704 Chiller Tune Up/Diagnostics / Textiles
117 | 705 VSD for Chiller Pumps and Towers / Textiles
118 | 706 EMS Optimization - Chiller / Textiles
119 | 707 Aerosol Duct Sealing - Chiller / Textiles
120 | 708 Duct/Pipe Insulation - Chiller / Textiles
121 | 709 Window Film (Standard) - Chiller / Textiles
122 | 710 Roof Insulation - Chiller / Textiles
123 | 711 Cool Roof - Chiller / Textiles
124 | 721 DX Packaged System, EER=10.9, 10 tons / Textiles
125 | 722 Hybrid Dessicant-DX System (Trane CDQ) / Textiles
126 | 723 Geothermal Heat Pump, EER=13, 10 tons / Textiles
127 | 724 DX Tune Up/ Advanced Diagnostics / Textiles
128 | 725 DX Coil Cleaning / Textiles
129 | 726 Optimize Controls / Textiles
130 | 727 Aerosol Duct Sealing / Textiles
131 | 728 Duct/Pipe Insulation / Textiles
132 | 729 Window Film (Standard) / Textiles
133 | 730 Roof Insulation / Textiles
134 | 731 Cool Roof - DX / Textiles
135 | 801 Premium T8, Electronic Ballast / Textiles
136 | 802 CFL Hardwired, Modular 18W / Textiles
137 | 803 CFL Screw-in 18W / Textiles
138 | 804 High Bay T5 / Textiles
139 | 805 Occupancy Sensor / Textiles
140 | 901 Replace V-belts / Textiles
141 | 902 Membranes for wastewater / Textiles
142 | 101 Compressed Air-O&M / Lumber
143 | 102 Compressed Air - Controls / Lumber
144 | 103 Compressed Air - System Optimization / Lumber
145 | 104 Compressed Air- Sizing / Lumber
146 | 105 Comp Air - Replace 1-5 HP motor / Lumber
147 | 106 Comp Air - ASD (1-5 hp) / Lumber
148 | 107 Comp Air - Motor practices-1 (1-5 HP) / Lumber
149 | 108 Comp Air - Replace 6-100 HP motor / Lumber
150 | 109 Comp Air - ASD (6-100 hp) / Lumber
151 | 110 Comp Air - Motor practices-1 (6-100 HP) / Lumber
152 | 111 Comp Air - Replace 100+ HP motor / Lumber
153 | 112 Comp Air - ASD (100+ hp) / Lumber
154 | 113 Comp Air - Motor practices-1 (100+ HP) / Lumber
155 | 201 Fans - O&M / Lumber
156 | 202 Fans - Controls / Lumber
157 | 203 Fans - System Optimization / Lumber
158 | 204 Fans- Improve components / Lumber
159 | 205 Fans - Replace 1-5 HP motor / Lumber
160 | 206 Fans - ASD (1-5 hp) / Lumber
161 | 207 Fans - Motor practices-1 (1-5 HP) / Lumber
162 | 208 Fans - Replace 6-100 HP motor / Lumber
163 | 209 Fans - ASD (6-100 hp) / Lumber
164 | 210 Fans - Motor practices-1 (6-100 HP) / Lumber
165 | 211 Fans - Replace 100+ HP motor / Lumber
166 | 212 Fans - ASD (100+ hp) / Lumber
167 | 213 Fans - Motor practices-1 (100+ HP) / Lumber
168 | 214 Optimize drying process / Lumber
169 | 301 Pumps - O&M / Lumber
170 | 302 Pumps - Controls / Lumber
171 | 303 Pumps - System Optimization / Lumber
172 | 304 Pumps - Sizing / Lumber
173 | 305 Pumps - Replace 1-5 HP motor / Lumber
174 | 306 Pumps - ASD (1-5 hp) / Lumber
175 | 307 Pumps - Motor practices-1 (1-5 HP) / Lumber
176 | 308 Pumps - Replace 6-100 HP motor / Lumber
177 | 309 Pumps - ASD (6-100 hp) / Lumber
178 | 310 Pumps - Motor practices-1 (6-100 HP) / Lumber
179 | 311 Pumps - Replace 100+ HP motor / Lumber
180 | 312 Pumps - ASD (100+ hp) / Lumber
181 | 313 Pumps - Motor practices-1 (100+ HP) / Lumber
182 | 403 Air conveying systems / Lumber
183 | 404 Replace V-Belts / Lumber
184 | 405 Drives - EE motor / Lumber
185 | 503 Heat Pumps - Drying / Lumber
186 | 701 Centrifugal Chiller, 0.51 kW/ton, 500 tons / Lumber
187 | 702 High Efficiency Chiller Motors / Lumber
188 | 703 EMS - Chiller / Lumber
189 | 704 Chiller Tune Up/Diagnostics / Lumber
190 | 705 VSD for Chiller Pumps and Towers / Lumber
191 | 706 EMS Optimization - Chiller / Lumber
192 | 707 Aerosol Duct Sealing - Chiller / Lumber
193 | 708 Duct/Pipe Insulation - Chiller / Lumber
194 | 709 Window Film (Standard) - Chiller / Lumber
195 | 710 Roof Insulation - Chiller / Lumber
196 | 711 Cool Roof - Chiller / Lumber
197 | 721 DX Packaged System, EER=10.9, 10 tons / Lumber
198 | 722 Hybrid Dessicant-DX System (Trane CDQ) / Lumber
199 | 723 Geothermal Heat Pump, EER=13, 10 tons / Lumber
200 | 724 DX Tune Up/ Advanced Diagnostics / Lumber
201 | 725 DX Coil Cleaning / Lumber
202 | 726 Optimize Controls / Lumber
203 | 727 Aerosol Duct Sealing / Lumber
204 | 728 Duct/Pipe Insulation / Lumber
205 | 729 Window Film (Standard) / Lumber
206 | 730 Roof Insulation / Lumber
207 | 731 Cool Roof - DX / Lumber
208 | 801 Premium T8, Electronic Ballast / Lumber
209 | 802 CFL Hardwired, Modular 18W / Lumber
210 | 803 CFL Screw-in 18W / Lumber
211 | 804 High Bay T5 / Lumber
212 | 805 Occupancy Sensor / Lumber
213 | 901 Replace V-belts / Lumber
214 | 101 Compressed Air-O&M / Paper
215 | 102 Compressed Air - Controls / Paper
216 | 103 Compressed Air - System Optimization / Paper
217 | 104 Compressed Air- Sizing / Paper
218 | 105 Comp Air - Replace 1-5 HP motor / Paper
219 | 106 Comp Air - ASD (1-5 hp) / Paper
220 | 107 Comp Air - Motor practices-1 (1-5 HP) / Paper
221 | 108 Comp Air - Replace 6-100 HP motor / Paper
222 | 109 Comp Air - ASD (6-100 hp) / Paper
223 | 110 Comp Air - Motor practices-1 (6-100 HP) / Paper
224 | 111 Comp Air - Replace 100+ HP motor / Paper
225 | 112 Comp Air - ASD (100+ hp) / Paper
226 | 113 Comp Air - Motor practices-1 (100+ HP) / Paper
227 | 201 Fans - O&M / Paper
228 | 202 Fans - Controls / Paper
229 | 203 Fans - System Optimization / Paper
230 | 204 Fans- Improve components / Paper
231 | 205 Fans - Replace 1-5 HP motor / Paper
232 | 206 Fans - ASD (1-5 hp) / Paper
233 | 207 Fans - Motor practices-1 (1-5 HP) / Paper
234 | 208 Fans - Replace 6-100 HP motor / Paper
235 | 209 Fans - ASD (6-100 hp) / Paper
236 | 210 Fans - Motor practices-1 (6-100 HP) / Paper
237 | 211 Fans - Replace 100+ HP motor / Paper
238 | 212 Fans - ASD (100+ hp) / Paper
239 | 213 Fans - Motor practices-1 (100+ HP) / Paper
240 | 301 Pumps - O&M / Paper
241 | 302 Pumps - Controls / Paper
242 | 303 Pumps - System Optimization / Paper
243 | 304 Pumps - Sizing / Paper
244 | 305 Pumps - Replace 1-5 HP motor / Paper
245 | 306 Pumps - ASD (1-5 hp) / Paper
246 | 307 Pumps - Motor practices-1 (1-5 HP) / Paper
247 | 308 Pumps - Replace 6-100 HP motor / Paper
248 | 309 Pumps - ASD (6-100 hp) / Paper
249 | 310 Pumps - Motor practices-1 (6-100 HP) / Paper
250 | 311 Pumps - Replace 100+ HP motor / Paper
251 | 312 Pumps - ASD (100+ hp) / Paper
252 | 313 Pumps - Motor practices-1 (100+ HP) / Paper
253 | 405 Drives - EE motor / Paper
254 | 406 Gap Forming papermachine / Paper
255 | 407 High Consistency forming / Paper
256 | 408 Optimization control PM / Paper
257 | 701 Centrifugal Chiller, 0.51 kW/ton, 500 tons / Paper
258 | 702 High Efficiency Chiller Motors / Paper
259 | 703 EMS - Chiller / Paper
260 | 704 Chiller Tune Up/Diagnostics / Paper
261 | 705 VSD for Chiller Pumps and Towers / Paper
262 | 706 EMS Optimization - Chiller / Paper
263 | 707 Aerosol Duct Sealing - Chiller / Paper
264 | 708 Duct/Pipe Insulation - Chiller / Paper
265 | 709 Window Film (Standard) - Chiller / Paper
266 | 710 Roof Insulation - Chiller / Paper
267 | 711 Cool Roof - Chiller / Paper
268 | 721 DX Packaged System, EER=10.9, 10 tons / Paper
269 | 722 Hybrid Dessicant-DX System (Trane CDQ) / Paper
270 | 723 Geothermal Heat Pump, EER=13, 10 tons / Paper
271 | 724 DX Tune Up/ Advanced Diagnostics / Paper
272 | 725 DX Coil Cleaning / Paper
273 | 726 Optimize Controls / Paper
274 | 727 Aerosol Duct Sealing / Paper
275 | 728 Duct/Pipe Insulation / Paper
276 | 729 Window Film (Standard) / Paper
277 | 730 Roof Insulation / Paper
278 | 731 Cool Roof - DX / Paper
279 | 801 Premium T8, Electronic Ballast / Paper
280 | 802 CFL Hardwired, Modular 18W / Paper
281 | 803 CFL Screw-in 18W / Paper
282 | 804 High Bay T5 / Paper
283 | 805 Occupancy Sensor / Paper
284 | 901 Replace V-belts / Paper
285 | 101 Compressed Air-O&M / Printing
286 | 102 Compressed Air - Controls / Printing
287 | 103 Compressed Air - System Optimization / Printing
288 | 104 Compressed Air- Sizing / Printing
289 | 105 Comp Air - Replace 1-5 HP motor / Printing
290 | 106 Comp Air - ASD (1-5 hp) / Printing
291 | 107 Comp Air - Motor practices-1 (1-5 HP) / Printing
292 | 108 Comp Air - Replace 6-100 HP motor / Printing
293 | 109 Comp Air - ASD (6-100 hp) / Printing
294 | 110 Comp Air - Motor practices-1 (6-100 HP) / Printing
295 | 111 Comp Air - Replace 100+ HP motor / Printing
296 | 112 Comp Air - ASD (100+ hp) / Printing
297 | 113 Comp Air - Motor practices-1 (100+ HP) / Printing
298 | 201 Fans - O&M / Printing
299 | 202 Fans - Controls / Printing
300 | 203 Fans - System Optimization / Printing
301 | 204 Fans- Improve components / Printing
302 | 205 Fans - Replace 1-5 HP motor / Printing
303 | 206 Fans - ASD (1-5 hp) / Printing
304 | 207 Fans - Motor practices-1 (1-5 HP) / Printing
305 | 208 Fans - Replace 6-100 HP motor / Printing
306 | 209 Fans - ASD (6-100 hp) / Printing
307 | 210 Fans - Motor practices-1 (6-100 HP) / Printing
308 | 211 Fans - Replace 100+ HP motor / Printing
309 | 212 Fans - ASD (100+ hp) / Printing
310 | 213 Fans - Motor practices-1 (100+ HP) / Printing
311 | 301 Pumps - O&M / Printing
312 | 302 Pumps - Controls / Printing
313 | 303 Pumps - System Optimization / Printing
314 | 304 Pumps - Sizing / Printing
315 | 305 Pumps - Replace 1-5 HP motor / Printing
316 | 306 Pumps - ASD (1-5 hp) / Printing
317 | 307 Pumps - Motor practices-1 (1-5 HP) / Printing
318 | 308 Pumps - Replace 6-100 HP motor / Printing
319 | 309 Pumps - ASD (6-100 hp) / Printing
320 | 310 Pumps - Motor practices-1 (6-100 HP) / Printing
321 | 311 Pumps - Replace 100+ HP motor / Printing
322 | 312 Pumps - ASD (100+ hp) / Printing
323 | 313 Pumps - Motor practices-1 (100+ HP) / Printing
324 | 409 Efficient practices printing press / Printing
325 | 410 Efficient Printing press (fewer cylinders) / Printing
326 | 411 Light cylinders / Printing
327 | 412 Efficient drives / Printing
328 | 701 Centrifugal Chiller, 0.51 kW/ton, 500 tons / Printing
329 | 702 High Efficiency Chiller Motors / Printing
330 | 703 EMS - Chiller / Printing
331 | 704 Chiller Tune Up/Diagnostics / Printing
332 | 705 VSD for Chiller Pumps and Towers / Printing
333 | 706 EMS Optimization - Chiller / Printing
334 | 707 Aerosol Duct Sealing - Chiller / Printing
335 | 708 Duct/Pipe Insulation - Chiller / Printing
336 | 709 Window Film (Standard) - Chiller / Printing
337 | 710 Roof Insulation - Chiller / Printing
338 | 711 Cool Roof - Chiller / Printing
339 | 721 DX Packaged System, EER=10.9, 10 tons / Printing
340 | 722 Hybrid Dessicant-DX System (Trane CDQ) / Printing
341 | 723 Geothermal Heat Pump, EER=13, 10 tons / Printing
342 | 724 DX Tune Up/ Advanced Diagnostics / Printing
343 | 725 DX Coil Cleaning / Printing
344 | 726 Optimize Controls / Printing
345 | 727 Aerosol Duct Sealing / Printing
346 | 728 Duct/Pipe Insulation / Printing
347 | 729 Window Film (Standard) / Printing
348 | 730 Roof Insulation / Printing
349 | 731 Cool Roof - DX / Printing
350 | 801 Premium T8, Electronic Ballast / Printing
351 | 802 CFL Hardwired, Modular 18W / Printing
352 | 803 CFL Screw-in 18W / Printing
353 | 804 High Bay T5 / Printing
354 | 805 Occupancy Sensor / Printing
355 | 901 Replace V-belts / Printing
356 | 101 Compressed Air-O&M / Chemicals
357 | 102 Compressed Air - Controls / Chemicals
358 | 103 Compressed Air - System Optimization / Chemicals
359 | 104 Compressed Air- Sizing / Chemicals
360 | 105 Comp Air - Replace 1-5 HP motor / Chemicals
361 | 106 Comp Air - ASD (1-5 hp) / Chemicals
362 | 107 Comp Air - Motor practices-1 (1-5 HP) / Chemicals
363 | 108 Comp Air - Replace 6-100 HP motor / Chemicals
364 | 109 Comp Air - ASD (6-100 hp) / Chemicals
365 | 110 Comp Air - Motor practices-1 (6-100 HP) / Chemicals
366 | 111 Comp Air - Replace 100+ HP motor / Chemicals
367 | 112 Comp Air - ASD (100+ hp) / Chemicals
368 | 113 Comp Air - Motor practices-1 (100+ HP) / Chemicals
369 | 201 Fans - O&M / Chemicals
370 | 202 Fans - Controls / Chemicals
371 | 203 Fans - System Optimization / Chemicals
372 | 204 Fans- Improve components / Chemicals
373 | 205 Fans - Replace 1-5 HP motor / Chemicals
374 | 206 Fans - ASD (1-5 hp) / Chemicals
375 | 207 Fans - Motor practices-1 (1-5 HP) / Chemicals
376 | 208 Fans - Replace 6-100 HP motor / Chemicals
377 | 209 Fans - ASD (6-100 hp) / Chemicals
378 | 210 Fans - Motor practices-1 (6-100 HP) / Chemicals
379 | 211 Fans - Replace 100+ HP motor / Chemicals
380 | 212 Fans - ASD (100+ hp) / Chemicals
381 | 213 Fans - Motor practices-1 (100+ HP) / Chemicals
382 | 301 Pumps - O&M / Chemicals
383 | 302 Pumps - Controls / Chemicals
384 | 303 Pumps - System Optimization / Chemicals
385 | 304 Pumps - Sizing / Chemicals
386 | 305 Pumps - Replace 1-5 HP motor / Chemicals
387 | 306 Pumps - ASD (1-5 hp) / Chemicals
388 | 307 Pumps - Motor practices-1 (1-5 HP) / Chemicals
389 | 308 Pumps - Replace 6-100 HP motor / Chemicals
390 | 309 Pumps - ASD (6-100 hp) / Chemicals
391 | 310 Pumps - Motor practices-1 (6-100 HP) / Chemicals
392 | 311 Pumps - Replace 100+ HP motor / Chemicals
393 | 312 Pumps - ASD (100+ hp) / Chemicals
394 | 313 Pumps - Motor practices-1 (100+ HP) / Chemicals
395 | 413 Clean Room - Controls / Chemicals
396 | 414 Clean Room - New Designs / Chemicals
397 | 415 Drives - Process Controls (batch + site) / Chemicals
398 | 416 Process Drives - ASD / Chemicals
399 | 601 Other Process Controls (batch + site) / Chemicals
400 | 701 Centrifugal Chiller, 0.51 kW/ton, 500 tons / Chemicals
401 | 702 High Efficiency Chiller Motors / Chemicals
402 | 703 EMS - Chiller / Chemicals
403 | 704 Chiller Tune Up/Diagnostics / Chemicals
404 | 705 VSD for Chiller Pumps and Towers / Chemicals
405 | 706 EMS Optimization - Chiller / Chemicals
406 | 707 Aerosol Duct Sealing - Chiller / Chemicals
407 | 708 Duct/Pipe Insulation - Chiller / Chemicals
408 | 709 Window Film (Standard) - Chiller / Chemicals
409 | 710 Roof Insulation - Chiller / Chemicals
410 | 711 Cool Roof - Chiller / Chemicals
411 | 721 DX Packaged System, EER=10.9, 10 tons / Chemicals
412 | 722 Hybrid Dessicant-DX System (Trane CDQ) / Chemicals
413 | 723 Geothermal Heat Pump, EER=13, 10 tons / Chemicals
414 | 724 DX Tune Up/ Advanced Diagnostics / Chemicals
415 | 725 DX Coil Cleaning / Chemicals
416 | 726 Optimize Controls / Chemicals
417 | 727 Aerosol Duct Sealing / Chemicals
418 | 728 Duct/Pipe Insulation / Chemicals
419 | 729 Window Film (Standard) / Chemicals
420 | 730 Roof Insulation / Chemicals
421 | 731 Cool Roof - DX / Chemicals
422 | 801 Premium T8, Electronic Ballast / Chemicals
423 | 802 CFL Hardwired, Modular 18W / Chemicals
424 | 803 CFL Screw-in 18W / Chemicals
425 | 804 High Bay T5 / Chemicals
426 | 805 Occupancy Sensor / Chemicals
427 | 101 Compressed Air-O&M / Petroleum
428 | 102 Compressed Air - Controls / Petroleum
429 | 103 Compressed Air - System Optimization / Petroleum
430 | 104 Compressed Air- Sizing / Petroleum
431 | 105 Comp Air - Replace 1-5 HP motor / Petroleum
432 | 106 Comp Air - ASD (1-5 hp) / Petroleum
433 | 107 Comp Air - Motor practices-1 (1-5 HP) / Petroleum
434 | 108 Comp Air - Replace 6-100 HP motor / Petroleum
435 | 109 Comp Air - ASD (6-100 hp) / Petroleum
436 | 110 Comp Air - Motor practices-1 (6-100 HP) / Petroleum
437 | 111 Comp Air - Replace 100+ HP motor / Petroleum
438 | 112 Comp Air - ASD (100+ hp) / Petroleum
439 | 113 Comp Air - Motor practices-1 (100+ HP) / Petroleum
440 | 114 Power recovery / Petroleum
441 | 115 Refinery Controls / Petroleum
442 | 201 Fans - O&M / Petroleum
443 | 202 Fans - Controls / Petroleum
444 | 203 Fans - System Optimization / Petroleum
445 | 204 Fans- Improve components / Petroleum
446 | 205 Fans - Replace 1-5 HP motor / Petroleum
447 | 206 Fans - ASD (1-5 hp) / Petroleum
448 | 207 Fans - Motor practices-1 (1-5 HP) / Petroleum
449 | 208 Fans - Replace 6-100 HP motor / Petroleum
450 | 209 Fans - ASD (6-100 hp) / Petroleum
451 | 210 Fans - Motor practices-1 (6-100 HP) / Petroleum
452 | 211 Fans - Replace 100+ HP motor / Petroleum
453 | 212 Fans - ASD (100+ hp) / Petroleum
454 | 213 Fans - Motor practices-1 (100+ HP) / Petroleum
455 | 215 Power recovery / Petroleum
456 | 216 Refinery Controls / Petroleum
457 | 301 Pumps - O&M / Petroleum
458 | 302 Pumps - Controls / Petroleum
459 | 303 Pumps - System Optimization / Petroleum
460 | 304 Pumps - Sizing / Petroleum
461 | 305 Pumps - Replace 1-5 HP motor / Petroleum
462 | 306 Pumps - ASD (1-5 hp) / Petroleum
463 | 307 Pumps - Motor practices-1 (1-5 HP) / Petroleum
464 | 308 Pumps - Replace 6-100 HP motor / Petroleum
465 | 309 Pumps - ASD (6-100 hp) / Petroleum
466 | 310 Pumps - Motor practices-1 (6-100 HP) / Petroleum
467 | 311 Pumps - Replace 100+ HP motor / Petroleum
468 | 312 Pumps - ASD (100+ hp) / Petroleum
469 | 313 Pumps - Motor practices-1 (100+ HP) / Petroleum
470 | 314 Power recovery / Petroleum
471 | 315 Refinery Controls / Petroleum
472 | 602 Efficient desalter / Petroleum
473 | 606 Power recovery / Petroleum
474 | 607 Refinery Controls / Petroleum
475 | 701 Centrifugal Chiller, 0.51 kW/ton, 500 tons / Petroleum
476 | 702 High Efficiency Chiller Motors / Petroleum
477 | 703 EMS - Chiller / Petroleum
478 | 704 Chiller Tune Up/Diagnostics / Petroleum
479 | 705 VSD for Chiller Pumps and Towers / Petroleum
480 | 706 EMS Optimization - Chiller / Petroleum
481 | 707 Aerosol Duct Sealing - Chiller / Petroleum
482 | 708 Duct/Pipe Insulation - Chiller / Petroleum
483 | 709 Window Film (Standard) - Chiller / Petroleum
484 | 710 Roof Insulation - Chiller / Petroleum
485 | 711 Cool Roof - Chiller / Petroleum
486 | 721 DX Packaged System, EER=10.9, 10 tons / Petroleum
487 | 722 Hybrid Dessicant-DX System (Trane CDQ) / Petroleum
488 | 723 Geothermal Heat Pump, EER=13, 10 tons / Petroleum
489 | 724 DX Tune Up/ Advanced Diagnostics / Petroleum
490 | 725 DX Coil Cleaning / Petroleum
491 | 726 Optimize Controls / Petroleum
492 | 727 Aerosol Duct Sealing / Petroleum
493 | 728 Duct/Pipe Insulation / Petroleum
494 | 729 Window Film (Standard) / Petroleum
495 | 730 Roof Insulation / Petroleum
496 | 731 Cool Roof - DX / Petroleum
497 | 801 Premium T8, Electronic Ballast / Petroleum
498 | 802 CFL Hardwired, Modular 18W / Petroleum
499 | 803 CFL Screw-in 18W / Petroleum
500 | 804 High Bay T5 / Petroleum
501 | 805 Occupancy Sensor / Petroleum
502 | 901 Replace V-belts / Petroleum
503 | 101 Compressed Air-O&M / Rubber-Plastics
504 | 102 Compressed Air - Controls / Rubber-Plastics
505 | 103 Compressed Air - System Optimization / Rubber-Plastics
506 | 104 Compressed Air- Sizing / Rubber-Plastics
507 | 105 Comp Air - Replace 1-5 HP motor / Rubber-Plastics
508 | 106 Comp Air - ASD (1-5 hp) / Rubber-Plastics
509 | 107 Comp Air - Motor practices-1 (1-5 HP) / Rubber-Plastics
510 | 108 Comp Air - Replace 6-100 HP motor / Rubber-Plastics
511 | 109 Comp Air - ASD (6-100 hp) / Rubber-Plastics
512 | 110 Comp Air - Motor practices-1 (6-100 HP) / Rubber-Plastics
513 | 111 Comp Air - Replace 100+ HP motor / Rubber-Plastics
514 | 112 Comp Air - ASD (100+ hp) / Rubber-Plastics
515 | 113 Comp Air - Motor practices-1 (100+ HP) / Rubber-Plastics
516 | 201 Fans - O&M / Rubber-Plastics
517 | 202 Fans - Controls / Rubber-Plastics
518 | 203 Fans - System Optimization / Rubber-Plastics
519 | 204 Fans- Improve components / Rubber-Plastics
520 | 205 Fans - Replace 1-5 HP motor / Rubber-Plastics
521 | 206 Fans - ASD (1-5 hp) / Rubber-Plastics
522 | 207 Fans - Motor practices-1 (1-5 HP) / Rubber-Plastics
523 | 208 Fans - Replace 6-100 HP motor / Rubber-Plastics
524 | 209 Fans - ASD (6-100 hp) / Rubber-Plastics
525 | 210 Fans - Motor practices-1 (6-100 HP) / Rubber-Plastics
526 | 211 Fans - Replace 100+ HP motor / Rubber-Plastics
527 | 212 Fans - ASD (100+ hp) / Rubber-Plastics
528 | 213 Fans - Motor practices-1 (100+ HP) / Rubber-Plastics
529 | 301 Pumps - O&M / Rubber-Plastics
530 | 302 Pumps - Controls / Rubber-Plastics
531 | 303 Pumps - System Optimization / Rubber-Plastics
532 | 304 Pumps - Sizing / Rubber-Plastics
533 | 305 Pumps - Replace 1-5 HP motor / Rubber-Plastics
534 | 306 Pumps - ASD (1-5 hp) / Rubber-Plastics
535 | 307 Pumps - Motor practices-1 (1-5 HP) / Rubber-Plastics
536 | 308 Pumps - Replace 6-100 HP motor / Rubber-Plastics
537 | 309 Pumps - ASD (6-100 hp) / Rubber-Plastics
538 | 310 Pumps - Motor practices-1 (6-100 HP) / Rubber-Plastics
539 | 311 Pumps - Replace 100+ HP motor / Rubber-Plastics
540 | 312 Pumps - ASD (100+ hp) / Rubber-Plastics
541 | 313 Pumps - Motor practices-1 (100+ HP) / Rubber-Plastics
542 | 417 O&M - Extruders/Injection Moulding / Rubber-Plastics
543 | 418 Extruders/injection Moulding-multipump / Rubber-Plastics
544 | 419 Direct drive Extruders / Rubber-Plastics
545 | 420 Injection Moulding - Impulse Cooling / Rubber-Plastics
546 | 421 Injection Moulding - Direct drive / Rubber-Plastics
547 | 701 Centrifugal Chiller, 0.51 kW/ton, 500 tons / Rubber-Plastics
548 | 702 High Efficiency Chiller Motors / Rubber-Plastics
549 | 703 EMS - Chiller / Rubber-Plastics
550 | 704 Chiller Tune Up/Diagnostics / Rubber-Plastics
551 | 705 VSD for Chiller Pumps and Towers / Rubber-Plastics
552 | 706 EMS Optimization - Chiller / Rubber-Plastics
553 | 707 Aerosol Duct Sealing - Chiller / Rubber-Plastics
554 | 708 Duct/Pipe Insulation - Chiller / Rubber-Plastics
555 | 709 Window Film (Standard) - Chiller / Rubber-Plastics
556 | 710 Roof Insulation - Chiller / Rubber-Plastics
557 | 711 Cool Roof - Chiller / Rubber-Plastics
558 | 721 DX Packaged System, EER=10.9, 10 tons / Rubber-Plastics
559 | 722 Hybrid Dessicant-DX System (Trane CDQ) / Rubber-Plastics
560 | 723 Geothermal Heat Pump, EER=13, 10 tons / Rubber-Plastics
561 | 724 DX Tune Up/ Advanced Diagnostics / Rubber-Plastics
562 | 725 DX Coil Cleaning / Rubber-Plastics
563 | 726 Optimize Controls / Rubber-Plastics
564 | 727 Aerosol Duct Sealing / Rubber-Plastics
565 | 728 Duct/Pipe Insulation / Rubber-Plastics
566 | 729 Window Film (Standard) / Rubber-Plastics
567 | 730 Roof Insulation / Rubber-Plastics
568 | 731 Cool Roof - DX / Rubber-Plastics
569 | 801 Premium T8, Electronic Ballast / Rubber-Plastics
570 | 802 CFL Hardwired, Modular 18W / Rubber-Plastics
571 | 803 CFL Screw-in 18W / Rubber-Plastics
572 | 804 High Bay T5 / Rubber-Plastics
573 | 805 Occupancy Sensor / Rubber-Plastics
574 | 901 Replace V-belts / Rubber-Plastics
575 | 101 Compressed Air-O&M / Stone-Clay-Glass
576 | 102 Compressed Air - Controls / Stone-Clay-Glass
577 | 103 Compressed Air - System Optimization / Stone-Clay-Glass
578 | 104 Compressed Air- Sizing / Stone-Clay-Glass
579 | 105 Comp Air - Replace 1-5 HP motor / Stone-Clay-Glass
580 | 106 Comp Air - ASD (1-5 hp) / Stone-Clay-Glass
581 | 107 Comp Air - Motor practices-1 (1-5 HP) / Stone-Clay-Glass
582 | 108 Comp Air - Replace 6-100 HP motor / Stone-Clay-Glass
583 | 109 Comp Air - ASD (6-100 hp) / Stone-Clay-Glass
584 | 110 Comp Air - Motor practices-1 (6-100 HP) / Stone-Clay-Glass
585 | 111 Comp Air - Replace 100+ HP motor / Stone-Clay-Glass
586 | 112 Comp Air - ASD (100+ hp) / Stone-Clay-Glass
587 | 113 Comp Air - Motor practices-1 (100+ HP) / Stone-Clay-Glass
588 | 201 Fans - O&M / Stone-Clay-Glass
589 | 202 Fans - Controls / Stone-Clay-Glass
590 | 203 Fans - System Optimization / Stone-Clay-Glass
591 | 204 Fans- Improve components / Stone-Clay-Glass
592 | 205 Fans - Replace 1-5 HP motor / Stone-Clay-Glass
593 | 206 Fans - ASD (1-5 hp) / Stone-Clay-Glass
594 | 207 Fans - Motor practices-1 (1-5 HP) / Stone-Clay-Glass
595 | 208 Fans - Replace 6-100 HP motor / Stone-Clay-Glass
596 | 209 Fans - ASD (6-100 hp) / Stone-Clay-Glass
597 | 210 Fans - Motor practices-1 (6-100 HP) / Stone-Clay-Glass
598 | 211 Fans - Replace 100+ HP motor / Stone-Clay-Glass
599 | 212 Fans - ASD (100+ hp) / Stone-Clay-Glass
600 | 213 Fans - Motor practices-1 (100+ HP) / Stone-Clay-Glass
601 | 301 Pumps - O&M / Stone-Clay-Glass
602 | 302 Pumps - Controls / Stone-Clay-Glass
603 | 303 Pumps - System Optimization / Stone-Clay-Glass
604 | 304 Pumps - Sizing / Stone-Clay-Glass
605 | 305 Pumps - Replace 1-5 HP motor / Stone-Clay-Glass
606 | 306 Pumps - ASD (1-5 hp) / Stone-Clay-Glass
607 | 307 Pumps - Motor practices-1 (1-5 HP) / Stone-Clay-Glass
608 | 308 Pumps - Replace 6-100 HP motor / Stone-Clay-Glass
609 | 309 Pumps - ASD (6-100 hp) / Stone-Clay-Glass
610 | 310 Pumps - Motor practices-1 (6-100 HP) / Stone-Clay-Glass
611 | 311 Pumps - Replace 100+ HP motor / Stone-Clay-Glass
612 | 312 Pumps - ASD (100+ hp) / Stone-Clay-Glass
613 | 313 Pumps - Motor practices-1 (100+ HP) / Stone-Clay-Glass
614 | 405 Drives - EE motor / Stone-Clay-Glass
615 | 415 Drives - Process Controls (batch + site) / Stone-Clay-Glass
616 | 422 Efficient grinding / Stone-Clay-Glass
617 | 423 Process control / Stone-Clay-Glass
618 | 424 Process optimization / Stone-Clay-Glass
619 | 504 Top-heating (glass) / Stone-Clay-Glass
620 | 701 Centrifugal Chiller, 0.51 kW/ton, 500 tons / Stone-Clay-Glass
621 | 702 High Efficiency Chiller Motors / Stone-Clay-Glass
622 | 703 EMS - Chiller / Stone-Clay-Glass
623 | 704 Chiller Tune Up/Diagnostics / Stone-Clay-Glass
624 | 705 VSD for Chiller Pumps and Towers / Stone-Clay-Glass
625 | 706 EMS Optimization - Chiller / Stone-Clay-Glass
626 | 707 Aerosol Duct Sealing - Chiller / Stone-Clay-Glass
627 | 708 Duct/Pipe Insulation - Chiller / Stone-Clay-Glass
628 | 709 Window Film (Standard) - Chiller / Stone-Clay-Glass
629 | 710 Roof Insulation - Chiller / Stone-Clay-Glass
630 | 711 Cool Roof - Chiller / Stone-Clay-Glass
631 | 721 DX Packaged System, EER=10.9, 10 tons / Stone-Clay-Glass
632 | 722 Hybrid Dessicant-DX System (Trane CDQ) / Stone-Clay-Glass
633 | 723 Geothermal Heat Pump, EER=13, 10 tons / Stone-Clay-Glass
634 | 724 DX Tune Up/ Advanced Diagnostics / Stone-Clay-Glass
635 | 725 DX Coil Cleaning / Stone-Clay-Glass
636 | 726 Optimize Controls / Stone-Clay-Glass
637 | 727 Aerosol Duct Sealing / Stone-Clay-Glass
638 | 728 Duct/Pipe Insulation / Stone-Clay-Glass
639 | 729 Window Film (Standard) / Stone-Clay-Glass
640 | 730 Roof Insulation / Stone-Clay-Glass
641 | 731 Cool Roof - DX / Stone-Clay-Glass
642 | 801 Premium T8, Electronic Ballast / Stone-Clay-Glass
643 | 802 CFL Hardwired, Modular 18W / Stone-Clay-Glass
644 | 803 CFL Screw-in 18W / Stone-Clay-Glass
645 | 804 High Bay T5 / Stone-Clay-Glass
646 | 805 Occupancy Sensor / Stone-Clay-Glass
647 | 901 Replace V-belts / Stone-Clay-Glass
648 | 101 Compressed Air-O&M / Primary Metals
649 | 102 Compressed Air - Controls / Primary Metals
650 | 103 Compressed Air - System Optimization / Primary Metals
651 | 104 Compressed Air- Sizing / Primary Metals
652 | 105 Comp Air - Replace 1-5 HP motor / Primary Metals
653 | 106 Comp Air - ASD (1-5 hp) / Primary Metals
654 | 107 Comp Air - Motor practices-1 (1-5 HP) / Primary Metals
655 | 108 Comp Air - Replace 6-100 HP motor / Primary Metals
656 | 109 Comp Air - ASD (6-100 hp) / Primary Metals
657 | 110 Comp Air - Motor practices-1 (6-100 HP) / Primary Metals
658 | 111 Comp Air - Replace 100+ HP motor / Primary Metals
659 | 112 Comp Air - ASD (100+ hp) / Primary Metals
660 | 113 Comp Air - Motor practices-1 (100+ HP) / Primary Metals
661 | 201 Fans - O&M / Primary Metals
662 | 202 Fans - Controls / Primary Metals
663 | 203 Fans - System Optimization / Primary Metals
664 | 204 Fans- Improve components / Primary Metals
665 | 205 Fans - Replace 1-5 HP motor / Primary Metals
666 | 206 Fans - ASD (1-5 hp) / Primary Metals
667 | 207 Fans - Motor practices-1 (1-5 HP) / Primary Metals
668 | 208 Fans - Replace 6-100 HP motor / Primary Metals
669 | 209 Fans - ASD (6-100 hp) / Primary Metals
670 | 210 Fans - Motor practices-1 (6-100 HP) / Primary Metals
671 | 211 Fans - Replace 100+ HP motor / Primary Metals
672 | 212 Fans - ASD (100+ hp) / Primary Metals
673 | 213 Fans - Motor practices-1 (100+ HP) / Primary Metals
674 | 301 Pumps - O&M / Primary Metals
675 | 302 Pumps - Controls / Primary Metals
676 | 303 Pumps - System Optimization / Primary Metals
677 | 304 Pumps - Sizing / Primary Metals
678 | 305 Pumps - Replace 1-5 HP motor / Primary Metals
679 | 306 Pumps - ASD (1-5 hp) / Primary Metals
680 | 307 Pumps - Motor practices-1 (1-5 HP) / Primary Metals
681 | 308 Pumps - Replace 6-100 HP motor / Primary Metals
682 | 309 Pumps - ASD (6-100 hp) / Primary Metals
683 | 310 Pumps - Motor practices-1 (6-100 HP) / Primary Metals
684 | 311 Pumps - Replace 100+ HP motor / Primary Metals
685 | 312 Pumps - ASD (100+ hp) / Primary Metals
686 | 313 Pumps - Motor practices-1 (100+ HP) / Primary Metals
687 | 415 Drives - Process Controls (batch + site) / Primary Metals
688 | 425 Drives - Process Control / Primary Metals
689 | 426 Efficient drives - rolling / Primary Metals
690 | 505 Efficient electric melting / Primary Metals
691 | 506 Intelligent extruder (DOE) / Primary Metals
692 | 507 Near Net Shape Casting / Primary Metals
693 | 508 Heating - Process Control / Primary Metals
694 | 701 Centrifugal Chiller, 0.51 kW/ton, 500 tons / Primary Metals
695 | 702 High Efficiency Chiller Motors / Primary Metals
696 | 703 EMS - Chiller / Primary Metals
697 | 704 Chiller Tune Up/Diagnostics / Primary Metals
698 | 705 VSD for Chiller Pumps and Towers / Primary Metals
699 | 706 EMS Optimization - Chiller / Primary Metals
700 | 707 Aerosol Duct Sealing - Chiller / Primary Metals
701 | 708 Duct/Pipe Insulation - Chiller / Primary Metals
702 | 709 Window Film (Standard) - Chiller / Primary Metals
703 | 710 Roof Insulation - Chiller / Primary Metals
704 | 711 Cool Roof - Chiller / Primary Metals
705 | 721 DX Packaged System, EER=10.9, 10 tons / Primary Metals
706 | 722 Hybrid Dessicant-DX System (Trane CDQ) / Primary Metals
707 | 723 Geothermal Heat Pump, EER=13, 10 tons / Primary Metals
708 | 724 DX Tune Up/ Advanced Diagnostics / Primary Metals
709 | 725 DX Coil Cleaning / Primary Metals
710 | 726 Optimize Controls / Primary Metals
711 | 727 Aerosol Duct Sealing / Primary Metals
712 | 728 Duct/Pipe Insulation / Primary Metals
713 | 729 Window Film (Standard) / Primary Metals
714 | 730 Roof Insulation / Primary Metals
715 | 731 Cool Roof - DX / Primary Metals
716 | 801 Premium T8, Electronic Ballast / Primary Metals
717 | 802 CFL Hardwired, Modular 18W / Primary Metals
718 | 803 CFL Screw-in 18W / Primary Metals
719 | 804 High Bay T5 / Primary Metals
720 | 805 Occupancy Sensor / Primary Metals
721 | 901 Replace V-belts / Primary Metals
722 | 101 Compressed Air-O&M / Fab Metals
723 | 102 Compressed Air - Controls / Fab Metals
724 | 103 Compressed Air - System Optimization / Fab Metals
725 | 104 Compressed Air- Sizing / Fab Metals
726 | 105 Comp Air - Replace 1-5 HP motor / Fab Metals
727 | 106 Comp Air - ASD (1-5 hp) / Fab Metals
728 | 107 Comp Air - Motor practices-1 (1-5 HP) / Fab Metals
729 | 108 Comp Air - Replace 6-100 HP motor / Fab Metals
730 | 109 Comp Air - ASD (6-100 hp) / Fab Metals
731 | 110 Comp Air - Motor practices-1 (6-100 HP) / Fab Metals
732 | 111 Comp Air - Replace 100+ HP motor / Fab Metals
733 | 112 Comp Air - ASD (100+ hp) / Fab Metals
734 | 113 Comp Air - Motor practices-1 (100+ HP) / Fab Metals
735 | 201 Fans - O&M / Fab Metals
736 | 202 Fans - Controls / Fab Metals
737 | 203 Fans - System Optimization / Fab Metals
738 | 204 Fans- Improve components / Fab Metals
739 | 205 Fans - Replace 1-5 HP motor / Fab Metals
740 | 206 Fans - ASD (1-5 hp) / Fab Metals
741 | 207 Fans - Motor practices-1 (1-5 HP) / Fab Metals
742 | 208 Fans - Replace 6-100 HP motor / Fab Metals
743 | 209 Fans - ASD (6-100 hp) / Fab Metals
744 | 210 Fans - Motor practices-1 (6-100 HP) / Fab Metals
745 | 211 Fans - Replace 100+ HP motor / Fab Metals
746 | 212 Fans - ASD (100+ hp) / Fab Metals
747 | 213 Fans - Motor practices-1 (100+ HP) / Fab Metals
748 | 301 Pumps - O&M / Fab Metals
749 | 302 Pumps - Controls / Fab Metals
750 | 303 Pumps - System Optimization / Fab Metals
751 | 304 Pumps - Sizing / Fab Metals
752 | 305 Pumps - Replace 1-5 HP motor / Fab Metals
753 | 306 Pumps - ASD (1-5 hp) / Fab Metals
754 | 307 Pumps - Motor practices-1 (1-5 HP) / Fab Metals
755 | 308 Pumps - Replace 6-100 HP motor / Fab Metals
756 | 309 Pumps - ASD (6-100 hp) / Fab Metals
757 | 310 Pumps - Motor practices-1 (6-100 HP) / Fab Metals
758 | 311 Pumps - Replace 100+ HP motor / Fab Metals
759 | 312 Pumps - ASD (100+ hp) / Fab Metals
760 | 313 Pumps - Motor practices-1 (100+ HP) / Fab Metals
761 | 427 Drives - Optimization process (M&T) / Fab Metals
762 | 428 Drives - Scheduling / Fab Metals
763 | 429 Machinery / Fab Metals
764 | 509 Efficient Curing ovens / Fab Metals
765 | 510 Heating - Optimization process (M&T) / Fab Metals
766 | 511 Heating - Scheduling / Fab Metals
767 | 603 New transformers welding / Fab Metals
768 | 701 Centrifugal Chiller, 0.51 kW/ton, 500 tons / Fab Metals
769 | 702 High Efficiency Chiller Motors / Fab Metals
770 | 703 EMS - Chiller / Fab Metals
771 | 704 Chiller Tune Up/Diagnostics / Fab Metals
772 | 705 VSD for Chiller Pumps and Towers / Fab Metals
773 | 706 EMS Optimization - Chiller / Fab Metals
774 | 707 Aerosol Duct Sealing - Chiller / Fab Metals
775 | 708 Duct/Pipe Insulation - Chiller / Fab Metals
776 | 709 Window Film (Standard) - Chiller / Fab Metals
777 | 710 Roof Insulation - Chiller / Fab Metals
778 | 711 Cool Roof - Chiller / Fab Metals
779 | 721 DX Packaged System, EER=10.9, 10 tons / Fab Metals
780 | 722 Hybrid Dessicant-DX System (Trane CDQ) / Fab Metals
781 | 723 Geothermal Heat Pump, EER=13, 10 tons / Fab Metals
782 | 724 DX Tune Up/ Advanced Diagnostics / Fab Metals
783 | 725 DX Coil Cleaning / Fab Metals
784 | 726 Optimize Controls / Fab Metals
785 | 727 Aerosol Duct Sealing / Fab Metals
786 | 728 Duct/Pipe Insulation / Fab Metals
787 | 729 Window Film (Standard) / Fab Metals
788 | 730 Roof Insulation / Fab Metals
789 | 731 Cool Roof - DX / Fab Metals
790 | 801 Premium T8, Electronic Ballast / Fab Metals
791 | 802 CFL Hardwired, Modular 18W / Fab Metals
792 | 803 CFL Screw-in 18W / Fab Metals
793 | 804 High Bay T5 / Fab Metals
794 | 805 Occupancy Sensor / Fab Metals
795 | 901 Replace V-belts / Fab Metals
796 | 101 Compressed Air-O&M / Ind Machinery
797 | 102 Compressed Air - Controls / Ind Machinery
798 | 103 Compressed Air - System Optimization / Ind Machinery
799 | 104 Compressed Air- Sizing / Ind Machinery
800 | 105 Comp Air - Replace 1-5 HP motor / Ind Machinery
801 | 106 Comp Air - ASD (1-5 hp) / Ind Machinery
802 | 107 Comp Air - Motor practices-1 (1-5 HP) / Ind Machinery
803 | 108 Comp Air - Replace 6-100 HP motor / Ind Machinery
804 | 109 Comp Air - ASD (6-100 hp) / Ind Machinery
805 | 110 Comp Air - Motor practices-1 (6-100 HP) / Ind Machinery
806 | 111 Comp Air - Replace 100+ HP motor / Ind Machinery
807 | 112 Comp Air - ASD (100+ hp) / Ind Machinery
808 | 113 Comp Air - Motor practices-1 (100+ HP) / Ind Machinery
809 | 201 Fans - O&M / Ind Machinery
810 | 202 Fans - Controls / Ind Machinery
811 | 203 Fans - System Optimization / Ind Machinery
812 | 204 Fans- Improve components / Ind Machinery
813 | 205 Fans - Replace 1-5 HP motor / Ind Machinery
814 | 206 Fans - ASD (1-5 hp) / Ind Machinery
815 | 207 Fans - Motor practices-1 (1-5 HP) / Ind Machinery
816 | 208 Fans - Replace 6-100 HP motor / Ind Machinery
817 | 209 Fans - ASD (6-100 hp) / Ind Machinery
818 | 210 Fans - Motor practices-1 (6-100 HP) / Ind Machinery
819 | 211 Fans - Replace 100+ HP motor / Ind Machinery
820 | 212 Fans - ASD (100+ hp) / Ind Machinery
821 | 213 Fans - Motor practices-1 (100+ HP) / Ind Machinery
822 | 301 Pumps - O&M / Ind Machinery
823 | 302 Pumps - Controls / Ind Machinery
824 | 303 Pumps - System Optimization / Ind Machinery
825 | 304 Pumps - Sizing / Ind Machinery
826 | 305 Pumps - Replace 1-5 HP motor / Ind Machinery
827 | 306 Pumps - ASD (1-5 hp) / Ind Machinery
828 | 307 Pumps - Motor practices-1 (1-5 HP) / Ind Machinery
829 | 308 Pumps - Replace 6-100 HP motor / Ind Machinery
830 | 309 Pumps - ASD (6-100 hp) / Ind Machinery
831 | 310 Pumps - Motor practices-1 (6-100 HP) / Ind Machinery
832 | 311 Pumps - Replace 100+ HP motor / Ind Machinery
833 | 312 Pumps - ASD (100+ hp) / Ind Machinery
834 | 313 Pumps - Motor practices-1 (100+ HP) / Ind Machinery
835 | 427 Drives - Optimization process (M&T) / Ind Machinery
836 | 428 Drives - Scheduling / Ind Machinery
837 | 429 Machinery / Ind Machinery
838 | 509 Efficient Curing ovens / Ind Machinery
839 | 510 Heating - Optimization process (M&T) / Ind Machinery
840 | 511 Heating - Scheduling / Ind Machinery
841 | 603 New transformers welding / Ind Machinery
842 | 701 Centrifugal Chiller, 0.51 kW/ton, 500 tons / Ind Machinery
843 | 702 High Efficiency Chiller Motors / Ind Machinery
844 | 703 EMS - Chiller / Ind Machinery
845 | 704 Chiller Tune Up/Diagnostics / Ind Machinery
846 | 705 VSD for Chiller Pumps and Towers / Ind Machinery
847 | 706 EMS Optimization - Chiller / Ind Machinery
848 | 707 Aerosol Duct Sealing - Chiller / Ind Machinery
849 | 708 Duct/Pipe Insulation - Chiller / Ind Machinery
850 | 709 Window Film (Standard) - Chiller / Ind Machinery
851 | 710 Roof Insulation - Chiller / Ind Machinery
852 | 711 Cool Roof - Chiller / Ind Machinery
853 | 721 DX Packaged System, EER=10.9, 10 tons / Ind Machinery
854 | 722 Hybrid Dessicant-DX System (Trane CDQ) / Ind Machinery
855 | 723 Geothermal Heat Pump, EER=13, 10 tons / Ind Machinery
856 | 724 DX Tune Up/ Advanced Diagnostics / Ind Machinery
857 | 725 DX Coil Cleaning / Ind Machinery
858 | 726 Optimize Controls / Ind Machinery
859 | 727 Aerosol Duct Sealing / Ind Machinery
860 | 728 Duct/Pipe Insulation / Ind Machinery
861 | 729 Window Film (Standard) / Ind Machinery
862 | 730 Roof Insulation / Ind Machinery
863 | 731 Cool Roof - DX / Ind Machinery
864 | 801 Premium T8, Electronic Ballast / Ind Machinery
865 | 802 CFL Hardwired, Modular 18W / Ind Machinery
866 | 803 CFL Screw-in 18W / Ind Machinery
867 | 804 High Bay T5 / Ind Machinery
868 | 805 Occupancy Sensor / Ind Machinery
869 | 901 Replace V-belts / Ind Machinery
870 | 101 Compressed Air-O&M / Electronics
871 | 102 Compressed Air - Controls / Electronics
872 | 103 Compressed Air - System Optimization / Electronics
873 | 104 Compressed Air- Sizing / Electronics
874 | 105 Comp Air - Replace 1-5 HP motor / Electronics
875 | 106 Comp Air - ASD (1-5 hp) / Electronics
876 | 107 Comp Air - Motor practices-1 (1-5 HP) / Electronics
877 | 108 Comp Air - Replace 6-100 HP motor / Electronics
878 | 109 Comp Air - ASD (6-100 hp) / Electronics
879 | 110 Comp Air - Motor practices-1 (6-100 HP) / Electronics
880 | 111 Comp Air - Replace 100+ HP motor / Electronics
881 | 112 Comp Air - ASD (100+ hp) / Electronics
882 | 113 Comp Air - Motor practices-1 (100+ HP) / Electronics
883 | 201 Fans - O&M / Electronics
884 | 202 Fans - Controls / Electronics
885 | 203 Fans - System Optimization / Electronics
886 | 204 Fans- Improve components / Electronics
887 | 205 Fans - Replace 1-5 HP motor / Electronics
888 | 206 Fans - ASD (1-5 hp) / Electronics
889 | 207 Fans - Motor practices-1 (1-5 HP) / Electronics
890 | 208 Fans - Replace 6-100 HP motor / Electronics
891 | 209 Fans - ASD (6-100 hp) / Electronics
892 | 210 Fans - Motor practices-1 (6-100 HP) / Electronics
893 | 211 Fans - Replace 100+ HP motor / Electronics
894 | 212 Fans - ASD (100+ hp) / Electronics
895 | 213 Fans - Motor practices-1 (100+ HP) / Electronics
896 | 301 Pumps - O&M / Electronics
897 | 302 Pumps - Controls / Electronics
898 | 303 Pumps - System Optimization / Electronics
899 | 304 Pumps - Sizing / Electronics
900 | 305 Pumps - Replace 1-5 HP motor / Electronics
901 | 306 Pumps - ASD (1-5 hp) / Electronics
902 | 307 Pumps - Motor practices-1 (1-5 HP) / Electronics
903 | 308 Pumps - Replace 6-100 HP motor / Electronics
904 | 309 Pumps - ASD (6-100 hp) / Electronics
905 | 310 Pumps - Motor practices-1 (6-100 HP) / Electronics
906 | 311 Pumps - Replace 100+ HP motor / Electronics
907 | 312 Pumps - ASD (100+ hp) / Electronics
908 | 313 Pumps - Motor practices-1 (100+ HP) / Electronics
909 | 413 Clean Room - Controls / Electronics
910 | 428 Drives - Scheduling / Electronics
911 | 429 Machinery / Electronics
912 | 509 Efficient Curing ovens / Electronics
913 | 604 Efficient processes (welding, etc.) / Electronics
914 | 701 Centrifugal Chiller, 0.51 kW/ton, 500 tons / Electronics
915 | 702 High Efficiency Chiller Motors / Electronics
916 | 703 EMS - Chiller / Electronics
917 | 704 Chiller Tune Up/Diagnostics / Electronics
918 | 705 VSD for Chiller Pumps and Towers / Electronics
919 | 706 EMS Optimization - Chiller / Electronics
920 | 707 Aerosol Duct Sealing - Chiller / Electronics
921 | 708 Duct/Pipe Insulation - Chiller / Electronics
922 | 709 Window Film (Standard) - Chiller / Electronics
923 | 710 Roof Insulation - Chiller / Electronics
924 | 711 Cool Roof - Chiller / Electronics
925 | 721 DX Packaged System, EER=10.9, 10 tons / Electronics
926 | 722 Hybrid Dessicant-DX System (Trane CDQ) / Electronics
927 | 723 Geothermal Heat Pump, EER=13, 10 tons / Electronics
928 | 724 DX Tune Up/ Advanced Diagnostics / Electronics
929 | 725 DX Coil Cleaning / Electronics
930 | 726 Optimize Controls / Electronics
931 | 727 Aerosol Duct Sealing / Electronics
932 | 728 Duct/Pipe Insulation / Electronics
933 | 729 Window Film (Standard) / Electronics
934 | 730 Roof Insulation / Electronics
935 | 731 Cool Roof - DX / Electronics
936 | 801 Premium T8, Electronic Ballast / Electronics
937 | 802 CFL Hardwired, Modular 18W / Electronics
938 | 803 CFL Screw-in 18W / Electronics
939 | 804 High Bay T5 / Electronics
940 | 805 Occupancy Sensor / Electronics
941 | 901 Replace V-belts / Electronics
942 | 101 Compressed Air-O&M / Transp Eqp
943 | 102 Compressed Air - Controls / Transp Eqp
944 | 103 Compressed Air - System Optimization / Transp Eqp
945 | 104 Compressed Air- Sizing / Transp Eqp
946 | 105 Comp Air - Replace 1-5 HP motor / Transp Eqp
947 | 106 Comp Air - ASD (1-5 hp) / Transp Eqp
948 | 107 Comp Air - Motor practices-1 (1-5 HP) / Transp Eqp
949 | 108 Comp Air - Replace 6-100 HP motor / Transp Eqp
950 | 109 Comp Air - ASD (6-100 hp) / Transp Eqp
951 | 110 Comp Air - Motor practices-1 (6-100 HP) / Transp Eqp
952 | 111 Comp Air - Replace 100+ HP motor / Transp Eqp
953 | 112 Comp Air - ASD (100+ hp) / Transp Eqp
954 | 113 Comp Air - Motor practices-1 (100+ HP) / Transp Eqp
955 | 201 Fans - O&M / Transp Eqp
956 | 202 Fans - Controls / Transp Eqp
957 | 203 Fans - System Optimization / Transp Eqp
958 | 204 Fans- Improve components / Transp Eqp
959 | 205 Fans - Replace 1-5 HP motor / Transp Eqp
960 | 206 Fans - ASD (1-5 hp) / Transp Eqp
961 | 207 Fans - Motor practices-1 (1-5 HP) / Transp Eqp
962 | 208 Fans - Replace 6-100 HP motor / Transp Eqp
963 | 209 Fans - ASD (6-100 hp) / Transp Eqp
964 | 210 Fans - Motor practices-1 (6-100 HP) / Transp Eqp
965 | 211 Fans - Replace 100+ HP motor / Transp Eqp
966 | 212 Fans - ASD (100+ hp) / Transp Eqp
967 | 213 Fans - Motor practices-1 (100+ HP) / Transp Eqp
968 | 301 Pumps - O&M / Transp Eqp
969 | 302 Pumps - Controls / Transp Eqp
970 | 303 Pumps - System Optimization / Transp Eqp
971 | 304 Pumps - Sizing / Transp Eqp
972 | 305 Pumps - Replace 1-5 HP motor / Transp Eqp
973 | 306 Pumps - ASD (1-5 hp) / Transp Eqp
974 | 307 Pumps - Motor practices-1 (1-5 HP) / Transp Eqp
975 | 308 Pumps - Replace 6-100 HP motor / Transp Eqp
976 | 309 Pumps - ASD (6-100 hp) / Transp Eqp
977 | 310 Pumps - Motor practices-1 (6-100 HP) / Transp Eqp
978 | 311 Pumps - Replace 100+ HP motor / Transp Eqp
979 | 312 Pumps - ASD (100+ hp) / Transp Eqp
980 | 313 Pumps - Motor practices-1 (100+ HP) / Transp Eqp
981 | 427 Drives - Optimization process (M&T) / Transp Eqp
982 | 428 Drives - Scheduling / Transp Eqp
983 | 429 Machinery / Transp Eqp
984 | 509 Efficient Curing ovens / Transp Eqp
985 | 510 Heating - Optimization process (M&T) / Transp Eqp
986 | 603 New transformers welding / Transp Eqp
987 | 701 Centrifugal Chiller, 0.51 kW/ton, 500 tons / Transp Eqp
988 | 702 High Efficiency Chiller Motors / Transp Eqp
989 | 703 EMS - Chiller / Transp Eqp
990 | 704 Chiller Tune Up/Diagnostics / Transp Eqp
991 | 705 VSD for Chiller Pumps and Towers / Transp Eqp
992 | 706 EMS Optimization - Chiller / Transp Eqp
993 | 707 Aerosol Duct Sealing - Chiller / Transp Eqp
994 | 708 Duct/Pipe Insulation - Chiller / Transp Eqp
995 | 709 Window Film (Standard) - Chiller / Transp Eqp
996 | 710 Roof Insulation - Chiller / Transp Eqp
997 | 711 Cool Roof - Chiller / Transp Eqp
998 | 721 DX Packaged System, EER=10.9, 10 tons / Transp Eqp
999 | 722 Hybrid Dessicant-DX System (Trane CDQ) / Transp Eqp
1000 | 723 Geothermal Heat Pump, EER=13, 10 tons / Transp Eqp
1001 | 724 DX Tune Up/ Advanced Diagnostics / Transp Eqp
1002 | 725 DX Coil Cleaning / Transp Eqp
1003 | 726 Optimize Controls / Transp Eqp
1004 | 727 Aerosol Duct Sealing / Transp Eqp
1005 | 728 Duct/Pipe Insulation / Transp Eqp
1006 | 729 Window Film (Standard) / Transp Eqp
1007 | 730 Roof Insulation / Transp Eqp
1008 | 731 Cool Roof - DX / Transp Eqp
1009 | 801 Premium T8, Electronic Ballast / Transp Eqp
1010 | 802 CFL Hardwired, Modular 18W / Transp Eqp
1011 | 803 CFL Screw-in 18W / Transp Eqp
1012 | 804 High Bay T5 / Transp Eqp
1013 | 805 Occupancy Sensor / Transp Eqp
1014 | 901 Replace V-belts / Transp Eqp
1015 | 101 Compressed Air-O&M / Instruments
1016 | 102 Compressed Air - Controls / Instruments
1017 | 103 Compressed Air - System Optimization / Instruments
1018 | 104 Compressed Air- Sizing / Instruments
1019 | 105 Comp Air - Replace 1-5 HP motor / Instruments
1020 | 106 Comp Air - ASD (1-5 hp) / Instruments
1021 | 107 Comp Air - Motor practices-1 (1-5 HP) / Instruments
1022 | 108 Comp Air - Replace 6-100 HP motor / Instruments
1023 | 109 Comp Air - ASD (6-100 hp) / Instruments
1024 | 110 Comp Air - Motor practices-1 (6-100 HP) / Instruments
1025 | 111 Comp Air - Replace 100+ HP motor / Instruments
1026 | 112 Comp Air - ASD (100+ hp) / Instruments
1027 | 113 Comp Air - Motor practices-1 (100+ HP) / Instruments
1028 | 201 Fans - O&M / Instruments
1029 | 202 Fans - Controls / Instruments
1030 | 203 Fans - System Optimization / Instruments
1031 | 204 Fans- Improve components / Instruments
1032 | 205 Fans - Replace 1-5 HP motor / Instruments
1033 | 206 Fans - ASD (1-5 hp) / Instruments
1034 | 207 Fans - Motor practices-1 (1-5 HP) / Instruments
1035 | 208 Fans - Replace 6-100 HP motor / Instruments
1036 | 209 Fans - ASD (6-100 hp) / Instruments
1037 | 210 Fans - Motor practices-1 (6-100 HP) / Instruments
1038 | 211 Fans - Replace 100+ HP motor / Instruments
1039 | 212 Fans - ASD (100+ hp) / Instruments
1040 | 213 Fans - Motor practices-1 (100+ HP) / Instruments
1041 | 301 Pumps - O&M / Instruments
1042 | 302 Pumps - Controls / Instruments
1043 | 303 Pumps - System Optimization / Instruments
1044 | 304 Pumps - Sizing / Instruments
1045 | 305 Pumps - Replace 1-5 HP motor / Instruments
1046 | 306 Pumps - ASD (1-5 hp) / Instruments
1047 | 307 Pumps - Motor practices-1 (1-5 HP) / Instruments
1048 | 308 Pumps - Replace 6-100 HP motor / Instruments
1049 | 309 Pumps - ASD (6-100 hp) / Instruments
1050 | 310 Pumps - Motor practices-1 (6-100 HP) / Instruments
1051 | 311 Pumps - Replace 100+ HP motor / Instruments
1052 | 312 Pumps - ASD (100+ hp) / Instruments
1053 | 313 Pumps - Motor practices-1 (100+ HP) / Instruments
1054 | 427 Drives - Optimization process (M&T) / Instruments
1055 | 428 Drives - Scheduling / Instruments
1056 | 429 Machinery / Instruments
1057 | 509 Efficient Curing ovens / Instruments
1058 | 603 New transformers welding / Instruments
1059 | 701 Centrifugal Chiller, 0.51 kW/ton, 500 tons / Instruments
1060 | 702 High Efficiency Chiller Motors / Instruments
1061 | 703 EMS - Chiller / Instruments
1062 | 704 Chiller Tune Up/Diagnostics / Instruments
1063 | 705 VSD for Chiller Pumps and Towers / Instruments
1064 | 706 EMS Optimization - Chiller / Instruments
1065 | 707 Aerosol Duct Sealing - Chiller / Instruments
1066 | 708 Duct/Pipe Insulation - Chiller / Instruments
1067 | 709 Window Film (Standard) - Chiller / Instruments
1068 | 710 Roof Insulation - Chiller / Instruments
1069 | 711 Cool Roof - Chiller / Instruments
1070 | 721 DX Packaged System, EER=10.9, 10 tons / Instruments
1071 | 722 Hybrid Dessicant-DX System (Trane CDQ) / Instruments
1072 | 723 Geothermal Heat Pump, EER=13, 10 tons / Instruments
1073 | 724 DX Tune Up/ Advanced Diagnostics / Instruments
1074 | 725 DX Coil Cleaning / Instruments
1075 | 726 Optimize Controls / Instruments
1076 | 727 Aerosol Duct Sealing / Instruments
1077 | 728 Duct/Pipe Insulation / Instruments
1078 | 729 Window Film (Standard) / Instruments
1079 | 730 Roof Insulation / Instruments
1080 | 731 Cool Roof - DX / Instruments
1081 | 801 Premium T8, Electronic Ballast / Instruments
1082 | 802 CFL Hardwired, Modular 18W / Instruments
1083 | 803 CFL Screw-in 18W / Instruments
1084 | 804 High Bay T5 / Instruments
1085 | 805 Occupancy Sensor / Instruments
1086 | 901 Replace V-belts / Instruments
1087 | 101 Compressed Air-O&M / Misc
1088 | 102 Compressed Air - Controls / Misc
1089 | 103 Compressed Air - System Optimization / Misc
1090 | 104 Compressed Air- Sizing / Misc
1091 | 105 Comp Air - Replace 1-5 HP motor / Misc
1092 | 106 Comp Air - ASD (1-5 hp) / Misc
1093 | 107 Comp Air - Motor practices-1 (1-5 HP) / Misc
1094 | 108 Comp Air - Replace 6-100 HP motor / Misc
1095 | 109 Comp Air - ASD (6-100 hp) / Misc
1096 | 110 Comp Air - Motor practices-1 (6-100 HP) / Misc
1097 | 111 Comp Air - Replace 100+ HP motor / Misc
1098 | 112 Comp Air - ASD (100+ hp) / Misc
1099 | 113 Comp Air - Motor practices-1 (100+ HP) / Misc
1100 | 201 Fans - O&M / Misc
1101 | 202 Fans - Controls / Misc
1102 | 203 Fans - System Optimization / Misc
1103 | 204 Fans- Improve components / Misc
1104 | 205 Fans - Replace 1-5 HP motor / Misc
1105 | 206 Fans - ASD (1-5 hp) / Misc
1106 | 207 Fans - Motor practices-1 (1-5 HP) / Misc
1107 | 208 Fans - Replace 6-100 HP motor / Misc
1108 | 209 Fans - ASD (6-100 hp) / Misc
1109 | 210 Fans - Motor practices-1 (6-100 HP) / Misc
1110 | 211 Fans - Replace 100+ HP motor / Misc
1111 | 212 Fans - ASD (100+ hp) / Misc
1112 | 213 Fans - Motor practices-1 (100+ HP) / Misc
1113 | 301 Pumps - O&M / Misc
1114 | 302 Pumps - Controls / Misc
1115 | 303 Pumps - System Optimization / Misc
1116 | 304 Pumps - Sizing / Misc
1117 | 305 Pumps - Replace 1-5 HP motor / Misc
1118 | 306 Pumps - ASD (1-5 hp) / Misc
1119 | 307 Pumps - Motor practices-1 (1-5 HP) / Misc
1120 | 308 Pumps - Replace 6-100 HP motor / Misc
1121 | 309 Pumps - ASD (6-100 hp) / Misc
1122 | 310 Pumps - Motor practices-1 (6-100 HP) / Misc
1123 | 311 Pumps - Replace 100+ HP motor / Misc
1124 | 312 Pumps - ASD (100+ hp) / Misc
1125 | 313 Pumps - Motor practices-1 (100+ HP) / Misc
1126 | 416 Process Drives - ASD / Misc
1127 | 428 Drives - Scheduling / Misc
1128 | 430 Efficient Machinery / Misc
1129 | 509 Efficient Curing ovens / Misc
1130 | 605 Process control / Misc
1131 | 701 Centrifugal Chiller, 0.51 kW/ton, 500 tons / Misc
1132 | 702 High Efficiency Chiller Motors / Misc
1133 | 703 EMS - Chiller / Misc
1134 | 704 Chiller Tune Up/Diagnostics / Misc
1135 | 705 VSD for Chiller Pumps and Towers / Misc
1136 | 706 EMS Optimization - Chiller / Misc
1137 | 707 Aerosol Duct Sealing - Chiller / Misc
1138 | 708 Duct/Pipe Insulation - Chiller / Misc
1139 | 709 Window Film (Standard) - Chiller / Misc
1140 | 710 Roof Insulation - Chiller / Misc
1141 | 711 Cool Roof - Chiller / Misc
1142 | 721 DX Packaged System, EER=10.9, 10 tons / Misc
1143 | 722 Hybrid Dessicant-DX System (Trane CDQ) / Misc
1144 | 723 Geothermal Heat Pump, EER=13, 10 tons / Misc
1145 | 724 DX Tune Up/ Advanced Diagnostics / Misc
1146 | 725 DX Coil Cleaning / Misc
1147 | 726 Optimize Controls / Misc
1148 | 727 Aerosol Duct Sealing / Misc
1149 | 728 Duct/Pipe Insulation / Misc
1150 | 729 Window Film (Standard) / Misc
1151 | 730 Roof Insulation / Misc
1152 | 731 Cool Roof - DX / Misc
1153 | 801 Premium T8, Electronic Ballast / Misc
1154 | 802 CFL Hardwired, Modular 18W / Misc
1155 | 803 CFL Screw-in 18W / Misc
1156 | 804 High Bay T5 / Misc
1157 | 805 Occupancy Sensor / Misc
1158 | 901 Replace V-belts / Misc
1159 | 806 LED Linear Tube 22W (per unit) / All
1160 | 807 Flood LED 14W (per unit) / All
1161 | 808 LED High Bay 83W (per unit) / All
1162 | 732 Run Time Optimizer / All
1163 | 733 Dehumidification Hybrid Desiccant Heat Pump PER 5 TON / All

## Economic-TRC
Economic Potential -- TRC
Remaining Measures Passing
# | Measure Name
Residential
1 | 100 106 15 SEER Split-System Heat Pump / Single Detached
2 | 100 115 Electronically Commutated Motors (ECM) on an Air Handler Unit / Single Detached
3 | 100 116 Duct Repair / Single Detached
4 | 100 119 Window Film / Single Detached
5 | 100 121 Default Window With Sunscreen / Single Detached
6 | 100 122 Single Pane Clear Windows to Double Pane Low-E Windows / Single Detached
7 | 100 124 Ceiling R-0 to R-19 Insulation / Single Detached
8 | 130 132 15 SEER Split-System Heat Pump / Single Detached
9 | 130 136 Attic Venting / Single Detached
10 | 130 138 AC Maintenance (Outdoor Coil Cleaning) / Single Detached
11 | 130 141 Electronically Commutated Motors (ECM) on an Air Handler Unit / Single Detached
12 | 130 142 Duct Repair / Single Detached
13 | 130 145 Window Film / Single Detached
14 | 130 147 Default Window With Sunscreen / Single Detached
15 | 130 148 Single Pane Clear Windows to Double Pane Low-E Windows / Single Detached
16 | 130 150 Ceiling R-0 to R-19 Insulation / Single Detached
17 | 190 191 HE Room Air Conditioner - EER 11 / Single Detached
18 | 190 192 HE Room Air Conditioner - EER 12 / Single Detached
19 | 190 202 Ceiling R-0 to R-19 Insulation / Single Detached
20 | 220 221 CFL (18-Watt integral ballast), 0.5 hr/day / Single Detached
21 | 260 262 Photocell/timeclock / Single Detached
22 | 300 301 HE Refrigerator - Energy Star version of above / Single Detached
23 | 400 401 Heat Pump Water Heater (EF=2.9) / Single Detached
24 | 400 410 Water Heater Timeclock / Single Detached
25 | 800 803 Variable-Speed Pool Pump (<1 hp) / Single Detached
26 | 100 105 14 SEER Split-System Heat Pump / Multi Attached
27 | 100 115 Electronically Commutated Motors (ECM) on an Air Handler Unit / Multi Attached
28 | 100 116 Duct Repair / Multi Attached
29 | 100 119 Window Film / Multi Attached
30 | 100 120 Window Tinting / Multi Attached
31 | 100 122 Single Pane Clear Windows to Double Pane Low-E Windows / Multi Attached
32 | 100 124 Ceiling R-0 to R-19 Insulation / Multi Attached
33 | 130 140 Proper Refrigerant Charging and Air Flow / Multi Attached
34 | 130 142 Duct Repair / Multi Attached
35 | 130 145 Window Film / Multi Attached
36 | 130 146 Window Tinting / Multi Attached
37 | 130 147 Default Window With Sunscreen / Multi Attached
38 | 130 148 Single Pane Clear Windows to Double Pane Low-E Windows / Multi Attached
39 | 130 150 Ceiling R-0 to R-19 Insulation / Multi Attached
40 | 190 191 HE Room Air Conditioner - EER 11 / Multi Attached
41 | 190 192 HE Room Air Conditioner - EER 12 / Multi Attached
42 | 190 198 Window Tinting / Multi Attached
43 | 190 200 Single Pane Clear Windows to Double Pane Low-E Windows / Multi Attached
44 | 220 221 CFL (18-Watt integral ballast), 0.5 hr/day / Multi Attached
45 | 260 262 Photocell/timeclock / Multi Attached
46 | 300 301 HE Refrigerator - Energy Star version of above / Multi Attached
47 | 350 351 HE Freezer / Multi Attached
48 | 400 410 Water Heater Timeclock / Multi Attached
49 | 800 803 Variable-Speed Pool Pump (<1 hp) / Multi Attached
50 | 100 105 14 SEER Split-System Heat Pump / Single Detached - Manufactured
51 | 100 106 15 SEER Split-System Heat Pump / Single Detached - Manufactured
52 | 100 112 AC Maintenance (Outdoor Coil Cleaning) / Single Detached - Manufactured
53 | 100 113 AC Maintenance (Indoor Coil Cleaning) / Single Detached - Manufactured
54 | 100 115 Electronically Commutated Motors (ECM) on an Air Handler Unit / Single Detached - Manufactured
55 | 100 116 Duct Repair / Single Detached - Manufactured
56 | 100 120 Window Tinting / Single Detached - Manufactured
57 | 100 122 Single Pane Clear Windows to Double Pane Low-E Windows / Single Detached - Manufactured
58 | 100 124 Ceiling R-0 to R-19 Insulation / Single Detached - Manufactured
59 | 130 132 15 SEER Split-System Heat Pump / Single Detached - Manufactured
60 | 130 136 Attic Venting / Single Detached - Manufactured
61 | 130 142 Duct Repair / Single Detached - Manufactured
62 | 130 146 Window Tinting / Single Detached - Manufactured
63 | 130 148 Single Pane Clear Windows to Double Pane Low-E Windows / Single Detached - Manufactured
64 | 130 150 Ceiling R-0 to R-19 Insulation / Single Detached - Manufactured
65 | 190 191 HE Room Air Conditioner - EER 11 / Single Detached - Manufactured
66 | 190 192 HE Room Air Conditioner - EER 12 / Single Detached - Manufactured
67 | 190 197 Window Film / Single Detached - Manufactured
68 | 190 200 Single Pane Clear Windows to Double Pane Low-E Windows / Single Detached - Manufactured
69 | 220 221 CFL (18-Watt integral ballast), 0.5 hr/day / Single Detached - Manufactured
70 | 260 262 Photocell/timeclock / Single Detached - Manufactured
71 | 300 301 HE Refrigerator - Energy Star version of above / Single Detached - Manufactured
72 | 400 410 Water Heater Timeclock / Single Detached - Manufactured
73 | 800 803 Variable-Speed Pool Pump (<1 hp) / Single Detached - Manufactured
74 | 200 232 LED 12W, 2.5hr/hday / All
75 | 200 242 LED 12W, 6.0hr/hday / All
76 | 260 263 LED Directional 13W (Flood, Outdoor) / All
Commercial
1 | 110 111 Premium T8, Electronic Ballast / Office
2 | 110 112 Premium T8, EB, Reflector / Office
3 | 110 113 Occupancy Sensor / Office
4 | 120 123 Occupancy Sensor / Office
5 | 140 141 CFL Hardwired, Modular 18W / Office
6 | 200 202 Outdoor Lighting Controls (Photocell/Timeclock) / Office
7 | 300 301 Centrifugal Chiller, 0.51 kW/ton, 500 tons / Office
8 | 300 302 High Efficiency Chiller Motors / Office
9 | 300 304 EMS - Chiller / Office
10 | 300 305 Chiller Tune Up/Diagnostics / Office
11 | 300 306 VSD for Chiller Pumps and Towers / Office
12 | 300 311 Window Film (Standard) / Office
13 | 300 313 Ceiling Insulation / Office
14 | 300 314 Roof Insulation / Office
15 | 300 315 Cool Roof - Chiller / Office
16 | 300 317 Thermal Energy Storage (TES) Positive / Office
17 | 320 321 DX Packaged System, EER=10.9, 10 tons / Office
18 | 320 322 Hybrid Dessicant-DX System (Trane CDQ) / Office
19 | 320 332 Window Film (Standard) / Office
20 | 320 334 Ceiling Insulation / Office
21 | 320 335 Roof Insulation / Office
22 | 340 347 Window Film (Standard) / Office
23 | 340 349 Ceiling Insulation / Office
24 | 340 350 Roof Insulation / Office
25 | 340 351 Cool Roof - DX / Office
26 | 360 361 HE PTAC, EER=9.6, 1 ton / Office
27 | 360 362 Occupancy Sensor (hotels) / Office
28 | 400 401 High Efficiency Fan Motor, 15hp, 1800rpm, 92.4% / Office
29 | 400 402 Variable Speed Drive Control / Office
30 | 400 404 Electronically Commutated Motors (ECM) on an Air Handler Unit / Office
31 | 600 603 Heat Pump Water Heater (air source) / Office
32 | 600 604 Solar Water Heater / Office
33 | 600 608 Heat Recovery Unit / Office
34 | 600 610 Hot Water Pipe Insulation / Office
35 | 110 111 Premium T8, Electronic Ballast / Restaurant or Services
36 | 110 112 Premium T8, EB, Reflector / Restaurant or Services
37 | 140 141 CFL Hardwired, Modular 18W / Restaurant or Services
38 | 300 302 High Efficiency Chiller Motors / Restaurant or Services
39 | 300 311 Window Film (Standard) / Restaurant or Services
40 | 300 313 Ceiling Insulation / Restaurant or Services
41 | 300 314 Roof Insulation / Restaurant or Services
42 | 300 315 Cool Roof - Chiller / Restaurant or Services
43 | 300 317 Thermal Energy Storage (TES) Positive / Restaurant or Services
44 | 320 321 DX Packaged System, EER=10.9, 10 tons / Restaurant or Services
45 | 320 336 Cool Roof - DX / Restaurant or Services
46 | 340 351 Cool Roof - DX / Restaurant or Services
47 | 360 362 Occupancy Sensor (hotels) / Restaurant or Services
48 | 400 401 High Efficiency Fan Motor, 15hp, 1800rpm, 92.4% / Restaurant or Services
49 | 400 402 Variable Speed Drive Control / Restaurant or Services
50 | 400 404 Electronically Commutated Motors (ECM) on an Air Handler Unit / Restaurant or Services
51 | 400 406 Energy Recovery Ventilation (ERV) / Restaurant or Services
52 | 600 604 Solar Water Heater / Restaurant or Services
53 | 600 610 Hot Water Pipe Insulation / Restaurant or Services
54 | 110 111 Premium T8, Electronic Ballast / Retail
55 | 110 112 Premium T8, EB, Reflector / Retail
56 | 140 141 CFL Hardwired, Modular 18W / Retail
57 | 300 302 High Efficiency Chiller Motors / Retail
58 | 300 304 EMS - Chiller / Retail
59 | 300 305 Chiller Tune Up/Diagnostics / Retail
60 | 300 311 Window Film (Standard) / Retail
61 | 300 313 Ceiling Insulation / Retail
62 | 300 314 Roof Insulation / Retail
63 | 300 315 Cool Roof - Chiller / Retail
64 | 300 317 Thermal Energy Storage (TES) Positive / Retail
65 | 320 321 DX Packaged System, EER=10.9, 10 tons / Retail
66 | 320 322 Hybrid Dessicant-DX System (Trane CDQ) / Retail
67 | 320 326 DX Tune Up/ Advanced Diagnostics / Retail
68 | 320 334 Ceiling Insulation / Retail
69 | 320 335 Roof Insulation / Retail
70 | 340 349 Ceiling Insulation / Retail
71 | 340 351 Cool Roof - DX / Retail
72 | 360 361 HE PTAC, EER=9.6, 1 ton / Retail
73 | 400 402 Variable Speed Drive Control / Retail
74 | 400 403 Air Handler Optimization / Retail
75 | 400 404 Electronically Commutated Motors (ECM) on an Air Handler Unit / Retail
76 | 400 406 Energy Recovery Ventilation (ERV) / Retail
77 | 600 603 Heat Pump Water Heater (air source) / Retail
78 | 110 111 Premium T8, Electronic Ballast / Food Store
79 | 300 302 High Efficiency Chiller Motors / Food Store
80 | 300 304 EMS - Chiller / Food Store
81 | 300 311 Window Film (Standard) / Food Store
82 | 300 313 Ceiling Insulation / Food Store
83 | 300 314 Roof Insulation / Food Store
84 | 300 317 Thermal Energy Storage (TES) Positive / Food Store
85 | 320 321 DX Packaged System, EER=10.9, 10 tons / Food Store
86 | 320 322 Hybrid Dessicant-DX System (Trane CDQ) / Food Store
87 | 320 334 Ceiling Insulation / Food Store
88 | 320 335 Roof Insulation / Food Store
89 | 340 351 Cool Roof - DX / Food Store
90 | 360 361 HE PTAC, EER=9.6, 1 ton / Food Store
91 | 400 404 Electronically Commutated Motors (ECM) on an Air Handler Unit / Food Store
92 | 400 406 Energy Recovery Ventilation (ERV) / Food Store
93 | 500 501 High-efficiency fan motors / Food Store
94 | 500 513 High R-Value Glass Doors / Food Store
95 | 500 515 Oversized Air Cooled Condenser / Food Store
96 | 500 517 LED Display Lighting / Food Store
97 | 600 603 Heat Pump Water Heater (air source) / Food Store
98 | 600 608 Heat Recovery Unit / Food Store
99 | 110 111 Premium T8, Electronic Ballast / School
100 | 120 121 ROB Premium T8, 1EB / School
101 | 120 122 ROB Premium T8, EB, Reflector / School
102 | 150 152 PSMH, 250 W, electronic ballast / School
103 | 300 301 Centrifugal Chiller, 0.51 kW/ton, 500 tons / School
104 | 300 302 High Efficiency Chiller Motors / School
105 | 300 304 EMS - Chiller / School
106 | 300 305 Chiller Tune Up/Diagnostics / School
107 | 300 306 VSD for Chiller Pumps and Towers / School
108 | 300 311 Window Film (Standard) / School
109 | 300 313 Ceiling Insulation / School
110 | 300 314 Roof Insulation / School
111 | 300 317 Thermal Energy Storage (TES) Positive / School
112 | 320 321 DX Packaged System, EER=10.9, 10 tons / School
113 | 320 322 Hybrid Dessicant-DX System (Trane CDQ) / School
114 | 320 326 DX Tune Up/ Advanced Diagnostics / School
115 | 320 334 Ceiling Insulation / School
116 | 320 335 Roof Insulation / School
117 | 340 349 Ceiling Insulation / School
118 | 340 351 Cool Roof - DX / School
119 | 360 361 HE PTAC, EER=9.6, 1 ton / School
120 | 400 402 Variable Speed Drive Control / School
121 | 400 404 Electronically Commutated Motors (ECM) on an Air Handler Unit / School
122 | 600 606 Demand controlled circulating systems / School
123 | 600 610 Hot Water Pipe Insulation / School
124 | 110 111 Premium T8, Electronic Ballast / College
125 | 120 121 ROB Premium T8, 1EB / College
126 | 120 122 ROB Premium T8, EB, Reflector / College
127 | 150 152 PSMH, 250 W, electronic ballast / College
128 | 300 301 Centrifugal Chiller, 0.51 kW/ton, 500 tons / College
129 | 300 302 High Efficiency Chiller Motors / College
130 | 300 304 EMS - Chiller / College
131 | 300 305 Chiller Tune Up/Diagnostics / College
132 | 300 306 VSD for Chiller Pumps and Towers / College
133 | 300 311 Window Film (Standard) / College
134 | 300 313 Ceiling Insulation / College
135 | 300 314 Roof Insulation / College
136 | 320 321 DX Packaged System, EER=10.9, 10 tons / College
137 | 320 322 Hybrid Dessicant-DX System (Trane CDQ) / College
138 | 320 326 DX Tune Up/ Advanced Diagnostics / College
139 | 320 334 Ceiling Insulation / College
140 | 320 335 Roof Insulation / College
141 | 340 349 Ceiling Insulation / College
142 | 340 351 Cool Roof - DX / College
143 | 360 361 HE PTAC, EER=9.6, 1 ton / College
144 | 400 402 Variable Speed Drive Control / College
145 | 400 404 Electronically Commutated Motors (ECM) on an Air Handler Unit / College
146 | 400 406 Energy Recovery Ventilation (ERV) / College
147 | 600 608 Heat Recovery Unit / College
148 | 600 610 Hot Water Pipe Insulation / College
149 | 110 111 Premium T8, Electronic Ballast / Hospital
150 | 300 313 Ceiling Insulation / Hospital
151 | 300 314 Roof Insulation / Hospital
152 | 300 317 Thermal Energy Storage (TES) Positive / Hospital
153 | 320 321 DX Packaged System, EER=10.9, 10 tons / Hospital
154 | 320 322 Hybrid Dessicant-DX System (Trane CDQ) / Hospital
155 | 340 351 Cool Roof - DX / Hospital
156 | 400 405 Demand Control Ventilation (DCV) / Hospital
157 | 400 406 Energy Recovery Ventilation (ERV) / Hospital
158 | 110 111 Premium T8, Electronic Ballast / Other Healthcare
159 | 300 301 Centrifugal Chiller, 0.51 kW/ton, 500 tons / Other Healthcare
160 | 300 302 High Efficiency Chiller Motors / Other Healthcare
161 | 300 304 EMS - Chiller / Other Healthcare
162 | 300 306 VSD for Chiller Pumps and Towers / Other Healthcare
163 | 300 311 Window Film (Standard) / Other Healthcare
164 | 300 313 Ceiling Insulation / Other Healthcare
165 | 300 314 Roof Insulation / Other Healthcare
166 | 300 317 Thermal Energy Storage (TES) Positive / Other Healthcare
167 | 320 321 DX Packaged System, EER=10.9, 10 tons / Other Healthcare
168 | 320 322 Hybrid Dessicant-DX System (Trane CDQ) / Other Healthcare
169 | 320 326 DX Tune Up/ Advanced Diagnostics / Other Healthcare
170 | 320 334 Ceiling Insulation / Other Healthcare
171 | 320 335 Roof Insulation / Other Healthcare
172 | 340 349 Ceiling Insulation / Other Healthcare
173 | 340 351 Cool Roof - DX / Other Healthcare
174 | 360 361 HE PTAC, EER=9.6, 1 ton / Other Healthcare
175 | 400 402 Variable Speed Drive Control / Other Healthcare
176 | 400 404 Electronically Commutated Motors (ECM) on an Air Handler Unit / Other Healthcare
177 | 600 610 Hot Water Pipe Insulation / Other Healthcare
178 | 110 111 Premium T8, Electronic Ballast / Warehouse
179 | 110 115 Lighting Control Tuneup / Warehouse
180 | 120 121 ROB Premium T8, 1EB / Warehouse
181 | 150 152 PSMH, 250 W, electronic ballast / Warehouse
182 | 300 301 Centrifugal Chiller, 0.51 kW/ton, 500 tons / Warehouse
183 | 300 302 High Efficiency Chiller Motors / Warehouse
184 | 300 304 EMS - Chiller / Warehouse
185 | 300 306 VSD for Chiller Pumps and Towers / Warehouse
186 | 300 317 Thermal Energy Storage (TES) Positive / Warehouse
187 | 320 321 DX Packaged System, EER=10.9, 10 tons / Warehouse
188 | 320 322 Hybrid Dessicant-DX System (Trane CDQ) / Warehouse
189 | 360 361 HE PTAC, EER=9.6, 1 ton / Warehouse
190 | 400 402 Variable Speed Drive Control / Warehouse
191 | 400 404 Electronically Commutated Motors (ECM) on an Air Handler Unit / Warehouse
192 | 110 111 Premium T8, Electronic Ballast / Hotel or Motel
193 | 120 124 Lighting Control Tuneup / Hotel or Motel
194 | 300 311 Window Film (Standard) / Hotel or Motel
195 | 300 313 Ceiling Insulation / Hotel or Motel
196 | 300 314 Roof Insulation / Hotel or Motel
197 | 300 317 Thermal Energy Storage (TES) Positive / Hotel or Motel
198 | 320 321 DX Packaged System, EER=10.9, 10 tons / Hotel or Motel
199 | 320 322 Hybrid Dessicant-DX System (Trane CDQ) / Hotel or Motel
200 | 320 326 DX Tune Up/ Advanced Diagnostics / Hotel or Motel
201 | 320 334 Ceiling Insulation / Hotel or Motel
202 | 320 335 Roof Insulation / Hotel or Motel
203 | 340 349 Ceiling Insulation / Hotel or Motel
204 | 340 351 Cool Roof - DX / Hotel or Motel
205 | 400 402 Variable Speed Drive Control / Hotel or Motel
206 | 400 403 Air Handler Optimization / Hotel or Motel
207 | 400 404 Electronically Commutated Motors (ECM) on an Air Handler Unit / Hotel or Motel
208 | 400 406 Energy Recovery Ventilation (ERV) / Hotel or Motel
209 | 600 606 Demand controlled circulating systems / Hotel or Motel
210 | 600 610 Hot Water Pipe Insulation / Hotel or Motel
211 | 110 111 Premium T8, Electronic Ballast / Other
212 | 120 123 Occupancy Sensor / Other
213 | 300 301 Centrifugal Chiller, 0.51 kW/ton, 500 tons / Other
214 | 300 302 High Efficiency Chiller Motors / Other
215 | 300 304 EMS - Chiller / Other
216 | 300 305 Chiller Tune Up/Diagnostics / Other
217 | 300 306 VSD for Chiller Pumps and Towers / Other
218 | 300 307 EMS Optimization / Other
219 | 300 313 Ceiling Insulation / Other
220 | 300 314 Roof Insulation / Other
221 | 320 321 DX Packaged System, EER=10.9, 10 tons / Other
222 | 320 322 Hybrid Dessicant-DX System (Trane CDQ) / Other
223 | 320 326 DX Tune Up/ Advanced Diagnostics / Other
224 | 320 334 Ceiling Insulation / Other
225 | 320 335 Roof Insulation / Other
226 | 340 349 Ceiling Insulation / Other
227 | 360 361 HE PTAC, EER=9.6, 1 ton / Other
228 | 400 403 Air Handler Optimization / Other
229 | 400 404 Electronically Commutated Motors (ECM) on an Air Handler Unit / Other
230 | 400 406 Energy Recovery Ventilation (ERV) / Other
231 | 600 603 Heat Pump Water Heater (air source) / Other
232 | 600 604 Solar Water Heater / Other
233 | 600 608 Heat Recovery Unit / Other
234 | 600 610 Hot Water Pipe Insulation / Other
235 | 100 125 LED Linear Tube 22W / All
236 | 100 132 Flood LED 14W / All
237 | 100 146 LED (12-Watt) / All
238 | 100 154 LED High Bay 83W (400W equivalent) / All
239 | 200 203 Outdoor LED 104W / All
240 | 300 337 Run Time Optimizer / All
241 | 300 338 dehumidification hybrid desiccant heat pump / All
242 | 800 518 Ice Machine / All
243 | 800 812 Griddle / All
244 | 800 813 Steamer / All
245 | 800 814 Holding Cabinet / All
Industrial
1 | 107 Comp Air - Motor practices-1 (1-5 HP) / Food
2 | 110 Comp Air - Motor practices-1 (6-100 HP) / Food
3 | 111 Comp Air - Replace 100+ HP motor / Food
4 | 202 Fans - Controls / Food
5 | 203 Fans - System Optimization / Food
6 | 207 Fans - Motor practices-1 (1-5 HP) / Food
7 | 210 Fans - Motor practices-1 (6-100 HP) / Food
8 | 211 Fans - Replace 100+ HP motor / Food
9 | 307 Pumps - Motor practices-1 (1-5 HP) / Food
10 | 310 Pumps - Motor practices-1 (6-100 HP) / Food
11 | 311 Pumps - Replace 100+ HP motor / Food
12 | 552 Optimization Refrigeration / Food
13 | 702 High Efficiency Chiller Motors / Food
14 | 703 EMS - Chiller / Food
15 | 704 Chiller Tune Up/Diagnostics / Food
16 | 709 Window Film (Standard) - Chiller / Food
17 | 710 Roof Insulation - Chiller / Food
18 | 721 DX Packaged System, EER=10.9, 10 tons / Food
19 | 722 Hybrid Dessicant-DX System (Trane CDQ) / Food
20 | 724 DX Tune Up/ Advanced Diagnostics / Food
21 | 729 Window Film (Standard) / Food
22 | 730 Roof Insulation / Food
23 | 731 Cool Roof - DX / Food
24 | 802 CFL Hardwired, Modular 18W / Food
25 | 805 Occupancy Sensor / Food
26 | 107 Comp Air - Motor practices-1 (1-5 HP) / Textiles
27 | 110 Comp Air - Motor practices-1 (6-100 HP) / Textiles
28 | 111 Comp Air - Replace 100+ HP motor / Textiles
29 | 202 Fans - Controls / Textiles
30 | 203 Fans - System Optimization / Textiles
31 | 207 Fans - Motor practices-1 (1-5 HP) / Textiles
32 | 210 Fans - Motor practices-1 (6-100 HP) / Textiles
33 | 211 Fans - Replace 100+ HP motor / Textiles
34 | 307 Pumps - Motor practices-1 (1-5 HP) / Textiles
35 | 310 Pumps - Motor practices-1 (6-100 HP) / Textiles
36 | 311 Pumps - Replace 100+ HP motor / Textiles
37 | 402 O&M/drives spinning machines / Textiles
38 | 502 Drying (UV/IR) / Textiles
39 | 702 High Efficiency Chiller Motors / Textiles
40 | 703 EMS - Chiller / Textiles
41 | 704 Chiller Tune Up/Diagnostics / Textiles
42 | 709 Window Film (Standard) - Chiller / Textiles
43 | 710 Roof Insulation - Chiller / Textiles
44 | 721 DX Packaged System, EER=10.9, 10 tons / Textiles
45 | 722 Hybrid Dessicant-DX System (Trane CDQ) / Textiles
46 | 724 DX Tune Up/ Advanced Diagnostics / Textiles
47 | 729 Window Film (Standard) / Textiles
48 | 730 Roof Insulation / Textiles
49 | 731 Cool Roof - DX / Textiles
50 | 802 CFL Hardwired, Modular 18W / Textiles
51 | 805 Occupancy Sensor / Textiles
52 | 902 Membranes for wastewater / Textiles
53 | 107 Comp Air - Motor practices-1 (1-5 HP) / Lumber
54 | 110 Comp Air - Motor practices-1 (6-100 HP) / Lumber
55 | 111 Comp Air - Replace 100+ HP motor / Lumber
56 | 202 Fans - Controls / Lumber
57 | 203 Fans - System Optimization / Lumber
58 | 207 Fans - Motor practices-1 (1-5 HP) / Lumber
59 | 210 Fans - Motor practices-1 (6-100 HP) / Lumber
60 | 211 Fans - Replace 100+ HP motor / Lumber
61 | 214 Optimize drying process / Lumber
62 | 307 Pumps - Motor practices-1 (1-5 HP) / Lumber
63 | 310 Pumps - Motor practices-1 (6-100 HP) / Lumber
64 | 311 Pumps - Replace 100+ HP motor / Lumber
65 | 405 Drives - EE motor / Lumber
66 | 503 Heat Pumps - Drying / Lumber
67 | 702 High Efficiency Chiller Motors / Lumber
68 | 703 EMS - Chiller / Lumber
69 | 704 Chiller Tune Up/Diagnostics / Lumber
70 | 709 Window Film (Standard) - Chiller / Lumber
71 | 710 Roof Insulation - Chiller / Lumber
72 | 721 DX Packaged System, EER=10.9, 10 tons / Lumber
73 | 722 Hybrid Dessicant-DX System (Trane CDQ) / Lumber
74 | 724 DX Tune Up/ Advanced Diagnostics / Lumber
75 | 729 Window Film (Standard) / Lumber
76 | 730 Roof Insulation / Lumber
77 | 731 Cool Roof - DX / Lumber
78 | 802 CFL Hardwired, Modular 18W / Lumber
79 | 805 Occupancy Sensor / Lumber
80 | 107 Comp Air - Motor practices-1 (1-5 HP) / Paper
81 | 110 Comp Air - Motor practices-1 (6-100 HP) / Paper
82 | 111 Comp Air - Replace 100+ HP motor / Paper
83 | 202 Fans - Controls / Paper
84 | 203 Fans - System Optimization / Paper
85 | 207 Fans - Motor practices-1 (1-5 HP) / Paper
86 | 210 Fans - Motor practices-1 (6-100 HP) / Paper
87 | 211 Fans - Replace 100+ HP motor / Paper
88 | 307 Pumps - Motor practices-1 (1-5 HP) / Paper
89 | 310 Pumps - Motor practices-1 (6-100 HP) / Paper
90 | 311 Pumps - Replace 100+ HP motor / Paper
91 | 405 Drives - EE motor / Paper
92 | 408 Optimization control PM / Paper
93 | 702 High Efficiency Chiller Motors / Paper
94 | 703 EMS - Chiller / Paper
95 | 704 Chiller Tune Up/Diagnostics / Paper
96 | 709 Window Film (Standard) - Chiller / Paper
97 | 710 Roof Insulation - Chiller / Paper
98 | 721 DX Packaged System, EER=10.9, 10 tons / Paper
99 | 722 Hybrid Dessicant-DX System (Trane CDQ) / Paper
100 | 724 DX Tune Up/ Advanced Diagnostics / Paper
101 | 729 Window Film (Standard) / Paper
102 | 730 Roof Insulation / Paper
103 | 731 Cool Roof - DX / Paper
104 | 802 CFL Hardwired, Modular 18W / Paper
105 | 805 Occupancy Sensor / Paper
106 | 107 Comp Air - Motor practices-1 (1-5 HP) / Printing
107 | 110 Comp Air - Motor practices-1 (6-100 HP) / Printing
108 | 111 Comp Air - Replace 100+ HP motor / Printing
109 | 202 Fans - Controls / Printing
110 | 203 Fans - System Optimization / Printing
111 | 207 Fans - Motor practices-1 (1-5 HP) / Printing
112 | 210 Fans - Motor practices-1 (6-100 HP) / Printing
113 | 211 Fans - Replace 100+ HP motor / Printing
114 | 307 Pumps - Motor practices-1 (1-5 HP) / Printing
115 | 310 Pumps - Motor practices-1 (6-100 HP) / Printing
116 | 311 Pumps - Replace 100+ HP motor / Printing
117 | 410 Efficient Printing press (fewer cylinders) / Printing
118 | 702 High Efficiency Chiller Motors / Printing
119 | 703 EMS - Chiller / Printing
120 | 704 Chiller Tune Up/Diagnostics / Printing
121 | 709 Window Film (Standard) - Chiller / Printing
122 | 710 Roof Insulation - Chiller / Printing
123 | 721 DX Packaged System, EER=10.9, 10 tons / Printing
124 | 722 Hybrid Dessicant-DX System (Trane CDQ) / Printing
125 | 724 DX Tune Up/ Advanced Diagnostics / Printing
126 | 729 Window Film (Standard) / Printing
127 | 730 Roof Insulation / Printing
128 | 731 Cool Roof - DX / Printing
129 | 802 CFL Hardwired, Modular 18W / Printing
130 | 805 Occupancy Sensor / Printing
131 | 107 Comp Air - Motor practices-1 (1-5 HP) / Chemicals
132 | 110 Comp Air - Motor practices-1 (6-100 HP) / Chemicals
133 | 111 Comp Air - Replace 100+ HP motor / Chemicals
134 | 202 Fans - Controls / Chemicals
135 | 203 Fans - System Optimization / Chemicals
136 | 207 Fans - Motor practices-1 (1-5 HP) / Chemicals
137 | 210 Fans - Motor practices-1 (6-100 HP) / Chemicals
138 | 211 Fans - Replace 100+ HP motor / Chemicals
139 | 307 Pumps - Motor practices-1 (1-5 HP) / Chemicals
140 | 310 Pumps - Motor practices-1 (6-100 HP) / Chemicals
141 | 311 Pumps - Replace 100+ HP motor / Chemicals
142 | 413 Clean Room - Controls / Chemicals
143 | 414 Clean Room - New Designs / Chemicals
144 | 415 Drives - Process Controls (batch + site) / Chemicals
145 | 416 Process Drives - ASD / Chemicals
146 | 601 Other Process Controls (batch + site) / Chemicals
147 | 702 High Efficiency Chiller Motors / Chemicals
148 | 703 EMS - Chiller / Chemicals
149 | 704 Chiller Tune Up/Diagnostics / Chemicals
150 | 709 Window Film (Standard) - Chiller / Chemicals
151 | 710 Roof Insulation - Chiller / Chemicals
152 | 721 DX Packaged System, EER=10.9, 10 tons / Chemicals
153 | 722 Hybrid Dessicant-DX System (Trane CDQ) / Chemicals
154 | 724 DX Tune Up/ Advanced Diagnostics / Chemicals
155 | 729 Window Film (Standard) / Chemicals
156 | 730 Roof Insulation / Chemicals
157 | 731 Cool Roof - DX / Chemicals
158 | 802 CFL Hardwired, Modular 18W / Chemicals
159 | 805 Occupancy Sensor / Chemicals
160 | 107 Comp Air - Motor practices-1 (1-5 HP) / Petroleum
161 | 110 Comp Air - Motor practices-1 (6-100 HP) / Petroleum
162 | 111 Comp Air - Replace 100+ HP motor / Petroleum
163 | 114 Power recovery / Petroleum
164 | 202 Fans - Controls / Petroleum
165 | 203 Fans - System Optimization / Petroleum
166 | 207 Fans - Motor practices-1 (1-5 HP) / Petroleum
167 | 210 Fans - Motor practices-1 (6-100 HP) / Petroleum
168 | 211 Fans - Replace 100+ HP motor / Petroleum
169 | 215 Power recovery / Petroleum
170 | 307 Pumps - Motor practices-1 (1-5 HP) / Petroleum
171 | 310 Pumps - Motor practices-1 (6-100 HP) / Petroleum
172 | 311 Pumps - Replace 100+ HP motor / Petroleum
173 | 314 Power recovery / Petroleum
174 | 602 Efficient desalter / Petroleum
175 | 606 Power recovery / Petroleum
176 | 702 High Efficiency Chiller Motors / Petroleum
177 | 703 EMS - Chiller / Petroleum
178 | 704 Chiller Tune Up/Diagnostics / Petroleum
179 | 709 Window Film (Standard) - Chiller / Petroleum
180 | 710 Roof Insulation - Chiller / Petroleum
181 | 721 DX Packaged System, EER=10.9, 10 tons / Petroleum
182 | 722 Hybrid Dessicant-DX System (Trane CDQ) / Petroleum
183 | 724 DX Tune Up/ Advanced Diagnostics / Petroleum
184 | 729 Window Film (Standard) / Petroleum
185 | 730 Roof Insulation / Petroleum
186 | 731 Cool Roof - DX / Petroleum
187 | 802 CFL Hardwired, Modular 18W / Petroleum
188 | 805 Occupancy Sensor / Petroleum
189 | 107 Comp Air - Motor practices-1 (1-5 HP) / Rubber-Plastics
190 | 110 Comp Air - Motor practices-1 (6-100 HP) / Rubber-Plastics
191 | 111 Comp Air - Replace 100+ HP motor / Rubber-Plastics
192 | 202 Fans - Controls / Rubber-Plastics
193 | 203 Fans - System Optimization / Rubber-Plastics
194 | 207 Fans - Motor practices-1 (1-5 HP) / Rubber-Plastics
195 | 210 Fans - Motor practices-1 (6-100 HP) / Rubber-Plastics
196 | 211 Fans - Replace 100+ HP motor / Rubber-Plastics
197 | 307 Pumps - Motor practices-1 (1-5 HP) / Rubber-Plastics
198 | 310 Pumps - Motor practices-1 (6-100 HP) / Rubber-Plastics
199 | 311 Pumps - Replace 100+ HP motor / Rubber-Plastics
200 | 418 Extruders/injection Moulding-multipump / Rubber-Plastics
201 | 419 Direct drive Extruders / Rubber-Plastics
202 | 420 Injection Moulding - Impulse Cooling / Rubber-Plastics
203 | 421 Injection Moulding - Direct drive / Rubber-Plastics
204 | 702 High Efficiency Chiller Motors / Rubber-Plastics
205 | 703 EMS - Chiller / Rubber-Plastics
206 | 704 Chiller Tune Up/Diagnostics / Rubber-Plastics
207 | 709 Window Film (Standard) - Chiller / Rubber-Plastics
208 | 710 Roof Insulation - Chiller / Rubber-Plastics
209 | 721 DX Packaged System, EER=10.9, 10 tons / Rubber-Plastics
210 | 722 Hybrid Dessicant-DX System (Trane CDQ) / Rubber-Plastics
211 | 724 DX Tune Up/ Advanced Diagnostics / Rubber-Plastics
212 | 729 Window Film (Standard) / Rubber-Plastics
213 | 730 Roof Insulation / Rubber-Plastics
214 | 731 Cool Roof - DX / Rubber-Plastics
215 | 802 CFL Hardwired, Modular 18W / Rubber-Plastics
216 | 805 Occupancy Sensor / Rubber-Plastics
217 | 107 Comp Air - Motor practices-1 (1-5 HP) / Stone-Clay-Glass
218 | 110 Comp Air - Motor practices-1 (6-100 HP) / Stone-Clay-Glass
219 | 111 Comp Air - Replace 100+ HP motor / Stone-Clay-Glass
220 | 202 Fans - Controls / Stone-Clay-Glass
221 | 203 Fans - System Optimization / Stone-Clay-Glass
222 | 207 Fans - Motor practices-1 (1-5 HP) / Stone-Clay-Glass
223 | 210 Fans - Motor practices-1 (6-100 HP) / Stone-Clay-Glass
224 | 211 Fans - Replace 100+ HP motor / Stone-Clay-Glass
225 | 307 Pumps - Motor practices-1 (1-5 HP) / Stone-Clay-Glass
226 | 310 Pumps - Motor practices-1 (6-100 HP) / Stone-Clay-Glass
227 | 311 Pumps - Replace 100+ HP motor / Stone-Clay-Glass
228 | 424 Process optimization / Stone-Clay-Glass
229 | 702 High Efficiency Chiller Motors / Stone-Clay-Glass
230 | 703 EMS - Chiller / Stone-Clay-Glass
231 | 704 Chiller Tune Up/Diagnostics / Stone-Clay-Glass
232 | 709 Window Film (Standard) - Chiller / Stone-Clay-Glass
233 | 710 Roof Insulation - Chiller / Stone-Clay-Glass
234 | 721 DX Packaged System, EER=10.9, 10 tons / Stone-Clay-Glass
235 | 722 Hybrid Dessicant-DX System (Trane CDQ) / Stone-Clay-Glass
236 | 724 DX Tune Up/ Advanced Diagnostics / Stone-Clay-Glass
237 | 729 Window Film (Standard) / Stone-Clay-Glass
238 | 730 Roof Insulation / Stone-Clay-Glass
239 | 731 Cool Roof - DX / Stone-Clay-Glass
240 | 802 CFL Hardwired, Modular 18W / Stone-Clay-Glass
241 | 805 Occupancy Sensor / Stone-Clay-Glass
242 | 107 Comp Air - Motor practices-1 (1-5 HP) / Primary Metals
243 | 110 Comp Air - Motor practices-1 (6-100 HP) / Primary Metals
244 | 111 Comp Air - Replace 100+ HP motor / Primary Metals
245 | 202 Fans - Controls / Primary Metals
246 | 203 Fans - System Optimization / Primary Metals
247 | 207 Fans - Motor practices-1 (1-5 HP) / Primary Metals
248 | 210 Fans - Motor practices-1 (6-100 HP) / Primary Metals
249 | 211 Fans - Replace 100+ HP motor / Primary Metals
250 | 307 Pumps - Motor practices-1 (1-5 HP) / Primary Metals
251 | 310 Pumps - Motor practices-1 (6-100 HP) / Primary Metals
252 | 311 Pumps - Replace 100+ HP motor / Primary Metals
253 | 415 Drives - Process Controls (batch + site) / Primary Metals
254 | 425 Drives - Process Control / Primary Metals
255 | 505 Efficient electric melting / Primary Metals
256 | 508 Heating - Process Control / Primary Metals
257 | 702 High Efficiency Chiller Motors / Primary Metals
258 | 703 EMS - Chiller / Primary Metals
259 | 704 Chiller Tune Up/Diagnostics / Primary Metals
260 | 709 Window Film (Standard) - Chiller / Primary Metals
261 | 710 Roof Insulation - Chiller / Primary Metals
262 | 721 DX Packaged System, EER=10.9, 10 tons / Primary Metals
263 | 722 Hybrid Dessicant-DX System (Trane CDQ) / Primary Metals
264 | 724 DX Tune Up/ Advanced Diagnostics / Primary Metals
265 | 729 Window Film (Standard) / Primary Metals
266 | 730 Roof Insulation / Primary Metals
267 | 731 Cool Roof - DX / Primary Metals
268 | 802 CFL Hardwired, Modular 18W / Primary Metals
269 | 805 Occupancy Sensor / Primary Metals
270 | 107 Comp Air - Motor practices-1 (1-5 HP) / Fab Metals
271 | 110 Comp Air - Motor practices-1 (6-100 HP) / Fab Metals
272 | 111 Comp Air - Replace 100+ HP motor / Fab Metals
273 | 202 Fans - Controls / Fab Metals
274 | 203 Fans - System Optimization / Fab Metals
275 | 207 Fans - Motor practices-1 (1-5 HP) / Fab Metals
276 | 210 Fans - Motor practices-1 (6-100 HP) / Fab Metals
277 | 211 Fans - Replace 100+ HP motor / Fab Metals
278 | 307 Pumps - Motor practices-1 (1-5 HP) / Fab Metals
279 | 310 Pumps - Motor practices-1 (6-100 HP) / Fab Metals
280 | 311 Pumps - Replace 100+ HP motor / Fab Metals
281 | 428 Drives - Scheduling / Fab Metals
282 | 509 Efficient Curing ovens / Fab Metals
283 | 511 Heating - Scheduling / Fab Metals
284 | 603 New transformers welding / Fab Metals
285 | 702 High Efficiency Chiller Motors / Fab Metals
286 | 703 EMS - Chiller / Fab Metals
287 | 704 Chiller Tune Up/Diagnostics / Fab Metals
288 | 709 Window Film (Standard) - Chiller / Fab Metals
289 | 710 Roof Insulation - Chiller / Fab Metals
290 | 721 DX Packaged System, EER=10.9, 10 tons / Fab Metals
291 | 722 Hybrid Dessicant-DX System (Trane CDQ) / Fab Metals
292 | 724 DX Tune Up/ Advanced Diagnostics / Fab Metals
293 | 729 Window Film (Standard) / Fab Metals
294 | 730 Roof Insulation / Fab Metals
295 | 731 Cool Roof - DX / Fab Metals
296 | 802 CFL Hardwired, Modular 18W / Fab Metals
297 | 805 Occupancy Sensor / Fab Metals
298 | 107 Comp Air - Motor practices-1 (1-5 HP) / Ind Machinery
299 | 110 Comp Air - Motor practices-1 (6-100 HP) / Ind Machinery
300 | 111 Comp Air - Replace 100+ HP motor / Ind Machinery
301 | 202 Fans - Controls / Ind Machinery
302 | 203 Fans - System Optimization / Ind Machinery
303 | 207 Fans - Motor practices-1 (1-5 HP) / Ind Machinery
304 | 210 Fans - Motor practices-1 (6-100 HP) / Ind Machinery
305 | 211 Fans - Replace 100+ HP motor / Ind Machinery
306 | 307 Pumps - Motor practices-1 (1-5 HP) / Ind Machinery
307 | 310 Pumps - Motor practices-1 (6-100 HP) / Ind Machinery
308 | 311 Pumps - Replace 100+ HP motor / Ind Machinery
309 | 428 Drives - Scheduling / Ind Machinery
310 | 509 Efficient Curing ovens / Ind Machinery
311 | 511 Heating - Scheduling / Ind Machinery
312 | 603 New transformers welding / Ind Machinery
313 | 702 High Efficiency Chiller Motors / Ind Machinery
314 | 703 EMS - Chiller / Ind Machinery
315 | 704 Chiller Tune Up/Diagnostics / Ind Machinery
316 | 709 Window Film (Standard) - Chiller / Ind Machinery
317 | 710 Roof Insulation - Chiller / Ind Machinery
318 | 721 DX Packaged System, EER=10.9, 10 tons / Ind Machinery
319 | 722 Hybrid Dessicant-DX System (Trane CDQ) / Ind Machinery
320 | 724 DX Tune Up/ Advanced Diagnostics / Ind Machinery
321 | 729 Window Film (Standard) / Ind Machinery
322 | 730 Roof Insulation / Ind Machinery
323 | 731 Cool Roof - DX / Ind Machinery
324 | 802 CFL Hardwired, Modular 18W / Ind Machinery
325 | 805 Occupancy Sensor / Ind Machinery
326 | 107 Comp Air - Motor practices-1 (1-5 HP) / Electronics
327 | 110 Comp Air - Motor practices-1 (6-100 HP) / Electronics
328 | 111 Comp Air - Replace 100+ HP motor / Electronics
329 | 202 Fans - Controls / Electronics
330 | 203 Fans - System Optimization / Electronics
331 | 207 Fans - Motor practices-1 (1-5 HP) / Electronics
332 | 210 Fans - Motor practices-1 (6-100 HP) / Electronics
333 | 211 Fans - Replace 100+ HP motor / Electronics
334 | 307 Pumps - Motor practices-1 (1-5 HP) / Electronics
335 | 310 Pumps - Motor practices-1 (6-100 HP) / Electronics
336 | 311 Pumps - Replace 100+ HP motor / Electronics
337 | 413 Clean Room - Controls / Electronics
338 | 428 Drives - Scheduling / Electronics
339 | 429 Machinery / Electronics
340 | 509 Efficient Curing ovens / Electronics
341 | 604 Efficient processes (welding, etc.) / Electronics
342 | 702 High Efficiency Chiller Motors / Electronics
343 | 703 EMS - Chiller / Electronics
344 | 704 Chiller Tune Up/Diagnostics / Electronics
345 | 709 Window Film (Standard) - Chiller / Electronics
346 | 710 Roof Insulation - Chiller / Electronics
347 | 721 DX Packaged System, EER=10.9, 10 tons / Electronics
348 | 722 Hybrid Dessicant-DX System (Trane CDQ) / Electronics
349 | 724 DX Tune Up/ Advanced Diagnostics / Electronics
350 | 729 Window Film (Standard) / Electronics
351 | 730 Roof Insulation / Electronics
352 | 731 Cool Roof - DX / Electronics
353 | 802 CFL Hardwired, Modular 18W / Electronics
354 | 805 Occupancy Sensor / Electronics
355 | 107 Comp Air - Motor practices-1 (1-5 HP) / Transp Eqp
356 | 110 Comp Air - Motor practices-1 (6-100 HP) / Transp Eqp
357 | 111 Comp Air - Replace 100+ HP motor / Transp Eqp
358 | 202 Fans - Controls / Transp Eqp
359 | 203 Fans - System Optimization / Transp Eqp
360 | 207 Fans - Motor practices-1 (1-5 HP) / Transp Eqp
361 | 210 Fans - Motor practices-1 (6-100 HP) / Transp Eqp
362 | 211 Fans - Replace 100+ HP motor / Transp Eqp
363 | 307 Pumps - Motor practices-1 (1-5 HP) / Transp Eqp
364 | 310 Pumps - Motor practices-1 (6-100 HP) / Transp Eqp
365 | 311 Pumps - Replace 100+ HP motor / Transp Eqp
366 | 428 Drives - Scheduling / Transp Eqp
367 | 509 Efficient Curing ovens / Transp Eqp
368 | 603 New transformers welding / Transp Eqp
369 | 702 High Efficiency Chiller Motors / Transp Eqp
370 | 703 EMS - Chiller / Transp Eqp
371 | 704 Chiller Tune Up/Diagnostics / Transp Eqp
372 | 709 Window Film (Standard) - Chiller / Transp Eqp
373 | 710 Roof Insulation - Chiller / Transp Eqp
374 | 721 DX Packaged System, EER=10.9, 10 tons / Transp Eqp
375 | 722 Hybrid Dessicant-DX System (Trane CDQ) / Transp Eqp
376 | 724 DX Tune Up/ Advanced Diagnostics / Transp Eqp
377 | 729 Window Film (Standard) / Transp Eqp
378 | 730 Roof Insulation / Transp Eqp
379 | 731 Cool Roof - DX / Transp Eqp
380 | 802 CFL Hardwired, Modular 18W / Transp Eqp
381 | 805 Occupancy Sensor / Transp Eqp
382 | 107 Comp Air - Motor practices-1 (1-5 HP) / Instruments
383 | 110 Comp Air - Motor practices-1 (6-100 HP) / Instruments
384 | 111 Comp Air - Replace 100+ HP motor / Instruments
385 | 202 Fans - Controls / Instruments
386 | 203 Fans - System Optimization / Instruments
387 | 207 Fans - Motor practices-1 (1-5 HP) / Instruments
388 | 210 Fans - Motor practices-1 (6-100 HP) / Instruments
389 | 211 Fans - Replace 100+ HP motor / Instruments
390 | 307 Pumps - Motor practices-1 (1-5 HP) / Instruments
391 | 310 Pumps - Motor practices-1 (6-100 HP) / Instruments
392 | 311 Pumps - Replace 100+ HP motor / Instruments
393 | 428 Drives - Scheduling / Instruments
394 | 509 Efficient Curing ovens / Instruments
395 | 603 New transformers welding / Instruments
396 | 702 High Efficiency Chiller Motors / Instruments
397 | 703 EMS - Chiller / Instruments
398 | 704 Chiller Tune Up/Diagnostics / Instruments
399 | 709 Window Film (Standard) - Chiller / Instruments
400 | 710 Roof Insulation - Chiller / Instruments
401 | 721 DX Packaged System, EER=10.9, 10 tons / Instruments
402 | 722 Hybrid Dessicant-DX System (Trane CDQ) / Instruments
403 | 724 DX Tune Up/ Advanced Diagnostics / Instruments
404 | 729 Window Film (Standard) / Instruments
405 | 730 Roof Insulation / Instruments
406 | 731 Cool Roof - DX / Instruments
407 | 802 CFL Hardwired, Modular 18W / Instruments
408 | 805 Occupancy Sensor / Instruments
409 | 107 Comp Air - Motor practices-1 (1-5 HP) / Misc
410 | 110 Comp Air - Motor practices-1 (6-100 HP) / Misc
411 | 111 Comp Air - Replace 100+ HP motor / Misc
412 | 202 Fans - Controls / Misc
413 | 203 Fans - System Optimization / Misc
414 | 207 Fans - Motor practices-1 (1-5 HP) / Misc
415 | 210 Fans - Motor practices-1 (6-100 HP) / Misc
416 | 211 Fans - Replace 100+ HP motor / Misc
417 | 307 Pumps - Motor practices-1 (1-5 HP) / Misc
418 | 310 Pumps - Motor practices-1 (6-100 HP) / Misc
419 | 311 Pumps - Replace 100+ HP motor / Misc
420 | 416 Process Drives - ASD / Misc
421 | 428 Drives - Scheduling / Misc
422 | 430 Efficient Machinery / Misc
423 | 509 Efficient Curing ovens / Misc
424 | 605 Process control / Misc
425 | 702 High Efficiency Chiller Motors / Misc
426 | 703 EMS - Chiller / Misc
427 | 704 Chiller Tune Up/Diagnostics / Misc
428 | 709 Window Film (Standard) - Chiller / Misc
429 | 710 Roof Insulation - Chiller / Misc
430 | 721 DX Packaged System, EER=10.9, 10 tons / Misc
431 | 722 Hybrid Dessicant-DX System (Trane CDQ) / Misc
432 | 724 DX Tune Up/ Advanced Diagnostics / Misc
433 | 729 Window Film (Standard) / Misc
434 | 730 Roof Insulation / Misc
435 | 731 Cool Roof - DX / Misc
436 | 802 CFL Hardwired, Modular 18W / Misc
437 | 805 Occupancy Sensor / Misc
438 | 806 LED Linear Tube 22W (per unit) / All
439 | 807 Flood LED 14W (per unit) / All
440 | 808 LED High Bay 83W (per unit) / All
441 | 732 Run Time Optimizer / All
442 | 733 Dehumidification Hybrid Desiccant Heat Pump PER 5 TON / All
Measures Failing
# | Measure Name
Residential
1 | 100 102 15 SEER Split-System Air Conditioner / Single Detached
2 | 100 103 17 SEER Split-System Air Conditioner / Single Detached
3 | 100 104 19 SEER Split-System Air Conditioner / Single Detached
4 | 100 105 14 SEER Split-System Heat Pump / Single Detached
5 | 100 107 17 SEER Split-System Heat Pump / Single Detached
6 | 100 108 13 EER Geothermal Heat Pump / Single Detached
7 | 100 110 Attic Venting / Single Detached
8 | 100 111 Sealed Attic w/Sprayed Foam Insulated Roof Deck / Single Detached
9 | 100 112 AC Maintenance (Outdoor Coil Cleaning) / Single Detached
10 | 100 113 AC Maintenance (Indoor Coil Cleaning) / Single Detached
11 | 100 114 Proper Refrigerant Charging and Air Flow / Single Detached
12 | 100 117 Reflective Roof / Single Detached
13 | 100 118 Radiant Barrier / Single Detached
14 | 100 120 Window Tinting / Single Detached
15 | 100 125 Ceiling R-19 to R-38 Insulation / Single Detached
16 | 100 126 Wall 2x4 R-0 to Blow-In R-13 Insulation / Single Detached
17 | 100 127 Weather Strip/Caulk w/Blower Door / Single Detached
18 | 130 133 17 SEER Split-System Heat Pump / Single Detached
19 | 130 134 13 EER Geothermal Heat Pump / Single Detached
20 | 130 137 Sealed Attics / Single Detached
21 | 130 139 AC Maintenance (Indoor Coil Cleaning) / Single Detached
22 | 130 140 Proper Refrigerant Charging and Air Flow / Single Detached
23 | 130 143 Reflective Roof / Single Detached
24 | 130 144 Radiant Barrier / Single Detached
25 | 130 146 Window Tinting / Single Detached
26 | 130 151 Ceiling R-19 to R-38 Insulation / Single Detached
27 | 130 152 Wall 2x4 R-0 to Blow-In R-13 Insulation / Single Detached
28 | 130 153 Weather Strip/Caulk w/Blower Door / Single Detached
29 | 190 196 Reflective Roof / Single Detached
30 | 190 197 Window Film / Single Detached
31 | 190 198 Window Tinting / Single Detached
32 | 190 199 Default Window With Sunscreen / Single Detached
33 | 190 200 Single Pane Clear Windows to Double Pane Low-E Windows / Single Detached
34 | 190 203 Ceiling R-19 to R-38 Insulation / Single Detached
35 | 190 204 Wall 2x4 R-0 to Blow-In R-13 Insulation / Single Detached
36 | 190 205 Weather Strip/Caulk w/Blower Door / Single Detached
37 | 230 231 CFL (18-Watt integral ballast), 2.5 hr/day / Single Detached
38 | 240 241 CFL (18-Watt integral ballast), 6.0 hr/day / Single Detached
39 | 250 251 ROB 2L4'T8, 1EB / Single Detached
40 | 250 252 RET 2L4'T8, 1EB / Single Detached
41 | 260 261 CFL - medium screw based <30 Watts / Single Detached
42 | 350 351 HE Freezer / Single Detached
43 | 400 403 Solar Water Heat / Single Detached
44 | 400 404 AC Heat Recovery Units / Single Detached
45 | 400 405 Low Flow Showerhead / Single Detached
46 | 400 406 Pipe Wrap / Single Detached
47 | 400 407 Faucet Aerators / Single Detached
48 | 400 408 Water Heater Blanket / Single Detached
49 | 400 409 Water Heater Temperature Check and Adjustment / Single Detached
50 | 400 411 Heat Trap / Single Detached
51 | 500 502 Energy Star CW CEE Tier 2 (MEF=2.0) / Single Detached
52 | 500 503 Energy Star CW CEE Tier 3 (MEF=2.2) / Single Detached
53 | 700 701 Energy Star DW (EF=0.68) / Single Detached
54 | 800 801 Two Speed Pool Pump (1.5 hp) / Single Detached
55 | 800 802 High Efficiency One Speed Pool Pump (1.5 hp) / Single Detached
56 | 800 804 PV-Powered Pool Pumps / Single Detached
57 | 900 901 Energy Star TV / Single Detached
58 | 910 911 Energy Star TV / Single Detached
59 | 920 921 Energy Star Set-Top Box / Single Detached
60 | 930 931 Energy Star DVD Player / Single Detached
61 | 940 941 Energy Star VCR / Single Detached
62 | 950 951 Energy Star Desktop PC / Single Detached
63 | 960 961 Energy Star Laptop PC / Single Detached
64 | 100 102 15 SEER Split-System Air Conditioner / Multi Attached
65 | 100 103 17 SEER Split-System Air Conditioner / Multi Attached
66 | 100 104 19 SEER Split-System Air Conditioner / Multi Attached
67 | 100 106 15 SEER Split-System Heat Pump / Multi Attached
68 | 100 107 17 SEER Split-System Heat Pump / Multi Attached
69 | 100 108 13 EER Geothermal Heat Pump / Multi Attached
70 | 100 110 Attic Venting / Multi Attached
71 | 100 111 Sealed Attic w/Sprayed Foam Insulated Roof Deck / Multi Attached
72 | 100 112 AC Maintenance (Outdoor Coil Cleaning) / Multi Attached
73 | 100 113 AC Maintenance (Indoor Coil Cleaning) / Multi Attached
74 | 100 114 Proper Refrigerant Charging and Air Flow / Multi Attached
75 | 100 117 Reflective Roof / Multi Attached
76 | 100 118 Radiant Barrier / Multi Attached
77 | 100 121 Default Window With Sunscreen / Multi Attached
78 | 100 125 Ceiling R-19 to R-38 Insulation / Multi Attached
79 | 100 126 Wall 2x4 R-0 to Blow-In R-13 Insulation / Multi Attached
80 | 100 127 Weather Strip/Caulk w/Blower Door / Multi Attached
81 | 130 132 15 SEER Split-System Heat Pump / Multi Attached
82 | 130 133 17 SEER Split-System Heat Pump / Multi Attached
83 | 130 134 13 EER Geothermal Heat Pump / Multi Attached
84 | 130 136 Attic Venting / Multi Attached
85 | 130 137 Sealed Attics / Multi Attached
86 | 130 138 AC Maintenance (Outdoor Coil Cleaning) / Multi Attached
87 | 130 139 AC Maintenance (Indoor Coil Cleaning) / Multi Attached
88 | 130 141 Electronically Commutated Motors (ECM) on an Air Handler Unit / Multi Attached
89 | 130 143 Reflective Roof / Multi Attached
90 | 130 144 Radiant Barrier / Multi Attached
91 | 130 151 Ceiling R-19 to R-38 Insulation / Multi Attached
92 | 130 152 Wall 2x4 R-0 to Blow-In R-13 Insulation / Multi Attached
93 | 130 153 Weather Strip/Caulk w/Blower Door / Multi Attached
94 | 190 196 Reflective Roof / Multi Attached
95 | 190 197 Window Film / Multi Attached
96 | 190 199 Default Window With Sunscreen / Multi Attached
97 | 190 202 Ceiling R-0 to R-19 Insulation / Multi Attached
98 | 190 203 Ceiling R-19 to R-38 Insulation / Multi Attached
99 | 190 204 Wall 2x4 R-0 to Blow-In R-13 Insulation / Multi Attached
100 | 190 205 Weather Strip/Caulk w/Blower Door / Multi Attached
101 | 230 231 CFL (18-Watt integral ballast), 2.5 hr/day / Multi Attached
102 | 240 241 CFL (18-Watt integral ballast), 6.0 hr/day / Multi Attached
103 | 250 251 ROB 2L4'T8, 1EB / Multi Attached
104 | 250 252 RET 2L4'T8, 1EB / Multi Attached
105 | 260 261 CFL - medium screw based <30 Watts / Multi Attached
106 | 400 401 Heat Pump Water Heater (EF=2.9) / Multi Attached
107 | 400 403 Solar Water Heat / Multi Attached
108 | 400 404 AC Heat Recovery Units / Multi Attached
109 | 400 405 Low Flow Showerhead / Multi Attached
110 | 400 406 Pipe Wrap / Multi Attached
111 | 400 407 Faucet Aerators / Multi Attached
112 | 400 408 Water Heater Blanket / Multi Attached
113 | 400 409 Water Heater Temperature Check and Adjustment / Multi Attached
114 | 400 411 Heat Trap / Multi Attached
115 | 500 502 Energy Star CW CEE Tier 2 (MEF=2.0) / Multi Attached
116 | 500 503 Energy Star CW CEE Tier 3 (MEF=2.2) / Multi Attached
117 | 700 701 Energy Star DW (EF=0.68) / Multi Attached
118 | 800 801 Two Speed Pool Pump (1.5 hp) / Multi Attached
119 | 800 802 High Efficiency One Speed Pool Pump (1.5 hp) / Multi Attached
120 | 800 804 PV-Powered Pool Pumps / Multi Attached
121 | 900 901 Energy Star TV / Multi Attached
122 | 910 911 Energy Star TV / Multi Attached
123 | 920 921 Energy Star Set-Top Box / Multi Attached
124 | 930 931 Energy Star DVD Player / Multi Attached
125 | 940 941 Energy Star VCR / Multi Attached
126 | 950 951 Energy Star Desktop PC / Multi Attached
127 | 960 961 Energy Star Laptop PC / Multi Attached
128 | 100 102 15 SEER Split-System Air Conditioner / Single Detached - Manufactured
129 | 100 103 17 SEER Split-System Air Conditioner / Single Detached - Manufactured
130 | 100 104 19 SEER Split-System Air Conditioner / Single Detached - Manufactured
131 | 100 107 17 SEER Split-System Heat Pump / Single Detached - Manufactured
132 | 100 108 13 EER Geothermal Heat Pump / Single Detached - Manufactured
133 | 100 110 Attic Venting / Single Detached - Manufactured
134 | 100 111 Sealed Attic w/Sprayed Foam Insulated Roof Deck / Single Detached - Manufactured
135 | 100 114 Proper Refrigerant Charging and Air Flow / Single Detached - Manufactured
136 | 100 117 Reflective Roof / Single Detached - Manufactured
137 | 100 118 Radiant Barrier / Single Detached - Manufactured
138 | 100 119 Window Film / Single Detached - Manufactured
139 | 100 121 Default Window With Sunscreen / Single Detached - Manufactured
140 | 100 125 Ceiling R-19 to R-38 Insulation / Single Detached - Manufactured
141 | 100 126 Wall 2x4 R-0 to Blow-In R-13 Insulation / Single Detached - Manufactured
142 | 100 127 Weather Strip/Caulk w/Blower Door / Single Detached - Manufactured
143 | 130 133 17 SEER Split-System Heat Pump / Single Detached - Manufactured
144 | 130 134 13 EER Geothermal Heat Pump / Single Detached - Manufactured
145 | 130 137 Sealed Attics / Single Detached - Manufactured
146 | 130 138 AC Maintenance (Outdoor Coil Cleaning) / Single Detached - Manufactured
147 | 130 139 AC Maintenance (Indoor Coil Cleaning) / Single Detached - Manufactured
148 | 130 140 Proper Refrigerant Charging and Air Flow / Single Detached - Manufactured
149 | 130 141 Electronically Commutated Motors (ECM) on an Air Handler Unit / Single Detached - Manufactured
150 | 130 143 Reflective Roof / Single Detached - Manufactured
151 | 130 144 Radiant Barrier / Single Detached - Manufactured
152 | 130 145 Window Film / Single Detached - Manufactured
153 | 130 147 Default Window With Sunscreen / Single Detached - Manufactured
154 | 130 151 Ceiling R-19 to R-38 Insulation / Single Detached - Manufactured
155 | 130 152 Wall 2x4 R-0 to Blow-In R-13 Insulation / Single Detached - Manufactured
156 | 130 153 Weather Strip/Caulk w/Blower Door / Single Detached - Manufactured
157 | 190 196 Reflective Roof / Single Detached - Manufactured
158 | 190 198 Window Tinting / Single Detached - Manufactured
159 | 190 199 Default Window With Sunscreen / Single Detached - Manufactured
160 | 190 202 Ceiling R-0 to R-19 Insulation / Single Detached - Manufactured
161 | 190 203 Ceiling R-19 to R-38 Insulation / Single Detached - Manufactured
162 | 190 204 Wall 2x4 R-0 to Blow-In R-13 Insulation / Single Detached - Manufactured
163 | 190 205 Weather Strip/Caulk w/Blower Door / Single Detached - Manufactured
164 | 230 231 CFL (18-Watt integral ballast), 2.5 hr/day / Single Detached - Manufactured
165 | 240 241 CFL (18-Watt integral ballast), 6.0 hr/day / Single Detached - Manufactured
166 | 250 251 ROB 2L4'T8, 1EB / Single Detached - Manufactured
167 | 250 252 RET 2L4'T8, 1EB / Single Detached - Manufactured
168 | 260 261 CFL - medium screw based <30 Watts / Single Detached - Manufactured
169 | 350 351 HE Freezer / Single Detached - Manufactured
170 | 400 401 Heat Pump Water Heater (EF=2.9) / Single Detached - Manufactured
171 | 400 403 Solar Water Heat / Single Detached - Manufactured
172 | 400 404 AC Heat Recovery Units / Single Detached - Manufactured
173 | 400 405 Low Flow Showerhead / Single Detached - Manufactured
174 | 400 406 Pipe Wrap / Single Detached - Manufactured
175 | 400 407 Faucet Aerators / Single Detached - Manufactured
176 | 400 408 Water Heater Blanket / Single Detached - Manufactured
177 | 400 409 Water Heater Temperature Check and Adjustment / Single Detached - Manufactured
178 | 400 411 Heat Trap / Single Detached - Manufactured
179 | 500 502 Energy Star CW CEE Tier 2 (MEF=2.0) / Single Detached - Manufactured
180 | 500 503 Energy Star CW CEE Tier 3 (MEF=2.2) / Single Detached - Manufactured
181 | 700 701 Energy Star DW (EF=0.68) / Single Detached - Manufactured
182 | 800 801 Two Speed Pool Pump (1.5 hp) / Single Detached - Manufactured
183 | 800 802 High Efficiency One Speed Pool Pump (1.5 hp) / Single Detached - Manufactured
184 | 800 804 PV-Powered Pool Pumps / Single Detached - Manufactured
185 | 900 901 Energy Star TV / Single Detached - Manufactured
186 | 910 911 Energy Star TV / Single Detached - Manufactured
187 | 920 921 Energy Star Set-Top Box / Single Detached - Manufactured
188 | 930 931 Energy Star DVD Player / Single Detached - Manufactured
189 | 940 941 Energy Star VCR / Single Detached - Manufactured
190 | 950 951 Energy Star Desktop PC / Single Detached - Manufactured
191 | 960 961 Energy Star Laptop PC / Single Detached - Manufactured
192 | 200 222 LED 12W, 0.5hr/hday / All
193 | 999 302 Refrigerator recycling / All
194 | 999 352 Freezer recycling / All
195 | 999 962 Smart Plug / All
Commercial
1 | 110 114 Continuous Dimming / Office
2 | 110 115 Lighting Control Tuneup / Office
3 | 120 121 ROB Premium T8, 1EB / Office
4 | 120 122 ROB Premium T8, EB, Reflector / Office
5 | 120 124 Lighting Control Tuneup / Office
6 | 130 131 CFL Screw-in 18W / Office
7 | 150 151 PSMH, 250W, magnetic ballast / Office
8 | 150 153 High Bay T5 / Office
9 | 160 161 LED Exit Sign / Office
10 | 200 201 High Pressure Sodium 250W Lamp / Office
11 | 210 211 Outdoor Lighting Controls (Photocell/Timeclock) / Office
12 | 300 308 Aerosol Duct Sealing / Office
13 | 300 309 Duct/Pipe Insulation / Office
14 | 300 317 Thermal Energy Storage (TES) Negative / Office
15 | 320 323 Geothermal Heat Pump, EER=13, 10 tons / Office
16 | 320 327 DX Coil Cleaning / Office
17 | 320 328 Optimize Controls / Office
18 | 320 329 Aerosol Duct Sealing / Office
19 | 320 330 Duct/Pipe Insulation / Office
20 | 340 342 Geothermal Heat Pump, EER=13, 10 tons / Office
21 | 340 344 Aerosol Duct Sealing / Office
22 | 340 345 Duct/Pipe Insulation / Office
23 | 400 403 Air Handler Optimization / Office
24 | 400 405 Demand Control Ventilation (DCV) / Office
25 | 400 406 Energy Recovery Ventilation (ERV) / Office
26 | 600 606 Demand controlled circulating systems / Office
27 | 600 609 Heat Trap / Office
28 | 700 701 PC Manual Power Management Enabling / Office
29 | 700 702 PC Network Power Management Enabling / Office
30 | 710 711 Energy Star or Better Monitor / Office
31 | 710 712 Monitor Power Management Enabling / Office
32 | 720 722 Monitor Power Management Enabling / Office
33 | 730 731 Energy Star or Better Copier / Office
34 | 730 732 Copier Power Management Enabling / Office
35 | 800 801 Convection Oven / Office
36 | 810 811 Efficient Fryer / Office
37 | 900 901 Vending Misers (cooled machines only) / Office
38 | 110 113 Occupancy Sensor / Restaurant or Services
39 | 110 114 Continuous Dimming / Restaurant or Services
40 | 110 115 Lighting Control Tuneup / Restaurant or Services
41 | 120 121 ROB Premium T8, 1EB / Restaurant or Services
42 | 120 122 ROB Premium T8, EB, Reflector / Restaurant or Services
43 | 120 123 Occupancy Sensor / Restaurant or Services
44 | 120 124 Lighting Control Tuneup / Restaurant or Services
45 | 130 131 CFL Screw-in 18W / Restaurant or Services
46 | 150 151 PSMH, 250W, magnetic ballast / Restaurant or Services
47 | 150 152 PSMH, 250 W, electronic ballast / Restaurant or Services
48 | 150 153 High Bay T5 / Restaurant or Services
49 | 160 161 LED Exit Sign / Restaurant or Services
50 | 200 201 High Pressure Sodium 250W Lamp / Restaurant or Services
51 | 200 202 Outdoor Lighting Controls (Photocell/Timeclock) / Restaurant or Services
52 | 210 211 Outdoor Lighting Controls (Photocell/Timeclock) / Restaurant or Services
53 | 300 301 Centrifugal Chiller, 0.51 kW/ton, 500 tons / Restaurant or Services
54 | 300 304 EMS - Chiller / Restaurant or Services
55 | 300 305 Chiller Tune Up/Diagnostics / Restaurant or Services
56 | 300 306 VSD for Chiller Pumps and Towers / Restaurant or Services
57 | 300 308 Aerosol Duct Sealing / Restaurant or Services
58 | 300 309 Duct/Pipe Insulation / Restaurant or Services
59 | 300 317 Thermal Energy Storage (TES) Negative / Restaurant or Services
60 | 320 326 DX Tune Up/ Advanced Diagnostics / Restaurant or Services
61 | 320 327 DX Coil Cleaning / Restaurant or Services
62 | 320 328 Optimize Controls / Restaurant or Services
63 | 320 329 Aerosol Duct Sealing / Restaurant or Services
64 | 320 330 Duct/Pipe Insulation / Restaurant or Services
65 | 320 332 Window Film (Standard) / Restaurant or Services
66 | 320 334 Ceiling Insulation / Restaurant or Services
67 | 320 335 Roof Insulation / Restaurant or Services
68 | 340 342 Geothermal Heat Pump, EER=13, 10 tons / Restaurant or Services
69 | 340 344 Aerosol Duct Sealing / Restaurant or Services
70 | 340 345 Duct/Pipe Insulation / Restaurant or Services
71 | 340 347 Window Film (Standard) / Restaurant or Services
72 | 340 349 Ceiling Insulation / Restaurant or Services
73 | 360 361 HE PTAC, EER=9.6, 1 ton / Restaurant or Services
74 | 400 403 Air Handler Optimization / Restaurant or Services
75 | 400 405 Demand Control Ventilation (DCV) / Restaurant or Services
76 | 400 407 Separate Makeup Air / Exhaust Hoods AC / Restaurant or Services
77 | 600 603 Heat Pump Water Heater (air source) / Restaurant or Services
78 | 600 606 Demand controlled circulating systems / Restaurant or Services
79 | 600 608 Heat Recovery Unit / Restaurant or Services
80 | 600 609 Heat Trap / Restaurant or Services
81 | 700 701 PC Manual Power Management Enabling / Restaurant or Services
82 | 700 702 PC Network Power Management Enabling / Restaurant or Services
83 | 710 711 Energy Star or Better Monitor / Restaurant or Services
84 | 710 712 Monitor Power Management Enabling / Restaurant or Services
85 | 720 722 Monitor Power Management Enabling / Restaurant or Services
86 | 730 731 Energy Star or Better Copier / Restaurant or Services
87 | 730 732 Copier Power Management Enabling / Restaurant or Services
88 | 800 801 Convection Oven / Restaurant or Services
89 | 810 811 Efficient Fryer / Restaurant or Services
90 | 900 901 Vending Misers (cooled machines only) / Restaurant or Services
91 | 110 113 Occupancy Sensor / Retail
92 | 110 114 Continuous Dimming / Retail
93 | 120 121 ROB Premium T8, 1EB / Retail
94 | 120 122 ROB Premium T8, EB, Reflector / Retail
95 | 120 123 Occupancy Sensor / Retail
96 | 120 124 Lighting Control Tuneup / Retail
97 | 130 131 CFL Screw-in 18W / Retail
98 | 150 151 PSMH, 250W, magnetic ballast / Retail
99 | 150 152 PSMH, 250 W, electronic ballast / Retail
100 | 150 153 High Bay T5 / Retail
101 | 160 161 LED Exit Sign / Retail
102 | 200 201 High Pressure Sodium 250W Lamp / Retail
103 | 200 202 Outdoor Lighting Controls (Photocell/Timeclock) / Retail
104 | 210 211 Outdoor Lighting Controls (Photocell/Timeclock) / Retail
105 | 300 301 Centrifugal Chiller, 0.51 kW/ton, 500 tons / Retail
106 | 300 306 VSD for Chiller Pumps and Towers / Retail
107 | 300 307 EMS Optimization / Retail
108 | 300 308 Aerosol Duct Sealing / Retail
109 | 300 309 Duct/Pipe Insulation / Retail
110 | 300 317 Thermal Energy Storage (TES) Negative / Retail
111 | 320 323 Geothermal Heat Pump, EER=13, 10 tons / Retail
112 | 320 327 DX Coil Cleaning / Retail
113 | 320 329 Aerosol Duct Sealing / Retail
114 | 320 330 Duct/Pipe Insulation / Retail
115 | 340 344 Aerosol Duct Sealing / Retail
116 | 340 345 Duct/Pipe Insulation / Retail
117 | 400 405 Demand Control Ventilation (DCV) / Retail
118 | 600 606 Demand controlled circulating systems / Retail
119 | 600 608 Heat Recovery Unit / Retail
120 | 600 609 Heat Trap / Retail
121 | 600 610 Hot Water Pipe Insulation / Retail
122 | 700 701 PC Manual Power Management Enabling / Retail
123 | 700 702 PC Network Power Management Enabling / Retail
124 | 710 711 Energy Star or Better Monitor / Retail
125 | 710 712 Monitor Power Management Enabling / Retail
126 | 720 722 Monitor Power Management Enabling / Retail
127 | 730 732 Copier Power Management Enabling / Retail
128 | 740 741 Printer Power Management Enabling / Retail
129 | 800 801 Convection Oven / Retail
130 | 810 811 Efficient Fryer / Retail
131 | 900 901 Vending Misers (cooled machines only) / Retail
132 | 110 114 Continuous Dimming / Food Store
133 | 110 115 Lighting Control Tuneup / Food Store
134 | 120 121 ROB Premium T8, 1EB / Food Store
135 | 120 122 ROB Premium T8, EB, Reflector / Food Store
136 | 120 123 Occupancy Sensor / Food Store
137 | 120 124 Lighting Control Tuneup / Food Store
138 | 130 131 CFL Screw-in 18W / Food Store
139 | 150 151 PSMH, 250W, magnetic ballast / Food Store
140 | 150 152 PSMH, 250 W, electronic ballast / Food Store
141 | 150 153 High Bay T5 / Food Store
142 | 160 161 LED Exit Sign / Food Store
143 | 200 201 High Pressure Sodium 250W Lamp / Food Store
144 | 200 202 Outdoor Lighting Controls (Photocell/Timeclock) / Food Store
145 | 210 211 Outdoor Lighting Controls (Photocell/Timeclock) / Food Store
146 | 300 301 Centrifugal Chiller, 0.51 kW/ton, 500 tons / Food Store
147 | 300 305 Chiller Tune Up/Diagnostics / Food Store
148 | 300 306 VSD for Chiller Pumps and Towers / Food Store
149 | 300 307 EMS Optimization / Food Store
150 | 300 308 Aerosol Duct Sealing / Food Store
151 | 300 309 Duct/Pipe Insulation / Food Store
152 | 300 317 Thermal Energy Storage (TES) Negative / Food Store
153 | 320 323 Geothermal Heat Pump, EER=13, 10 tons / Food Store
154 | 320 326 DX Tune Up/ Advanced Diagnostics / Food Store
155 | 320 327 DX Coil Cleaning / Food Store
156 | 320 329 Aerosol Duct Sealing / Food Store
157 | 320 330 Duct/Pipe Insulation / Food Store
158 | 340 344 Aerosol Duct Sealing / Food Store
159 | 340 345 Duct/Pipe Insulation / Food Store
160 | 340 349 Ceiling Insulation / Food Store
161 | 400 402 Variable Speed Drive Control / Food Store
162 | 400 403 Air Handler Optimization / Food Store
163 | 400 405 Demand Control Ventilation (DCV) / Food Store
164 | 500 502 Strip curtains for walk-ins / Food Store
165 | 500 503 Night covers for display cases / Food Store
166 | 500 505 Efficient compressor motor / Food Store
167 | 500 507 Floating head pressure controls / Food Store
168 | 500 510 Demand Defrost Electric / Food Store
169 | 600 606 Demand controlled circulating systems / Food Store
170 | 600 609 Heat Trap / Food Store
171 | 600 610 Hot Water Pipe Insulation / Food Store
172 | 700 701 PC Manual Power Management Enabling / Food Store
173 | 700 702 PC Network Power Management Enabling / Food Store
174 | 710 711 Energy Star or Better Monitor / Food Store
175 | 710 712 Monitor Power Management Enabling / Food Store
176 | 730 732 Copier Power Management Enabling / Food Store
177 | 740 741 Printer Power Management Enabling / Food Store
178 | 800 801 Convection Oven / Food Store
179 | 810 811 Efficient Fryer / Food Store
180 | 900 901 Vending Misers (cooled machines only) / Food Store
181 | 110 114 Continuous Dimming / School
182 | 110 115 Lighting Control Tuneup / School
183 | 120 123 Occupancy Sensor / School
184 | 120 124 Lighting Control Tuneup / School
185 | 130 131 CFL Screw-in 18W / School
186 | 150 151 PSMH, 250W, magnetic ballast / School
187 | 150 153 High Bay T5 / School
188 | 160 161 LED Exit Sign / School
189 | 200 201 High Pressure Sodium 250W Lamp / School
190 | 200 202 Outdoor Lighting Controls (Photocell/Timeclock) / School
191 | 210 211 Outdoor Lighting Controls (Photocell/Timeclock) / School
192 | 300 307 EMS Optimization / School
193 | 300 308 Aerosol Duct Sealing / School
194 | 300 309 Duct/Pipe Insulation / School
195 | 300 317 Thermal Energy Storage (TES) Negative / School
196 | 320 323 Geothermal Heat Pump, EER=13, 10 tons / School
197 | 320 327 DX Coil Cleaning / School
198 | 320 329 Aerosol Duct Sealing / School
199 | 320 330 Duct/Pipe Insulation / School
200 | 340 344 Aerosol Duct Sealing / School
201 | 340 345 Duct/Pipe Insulation / School
202 | 400 403 Air Handler Optimization / School
203 | 400 405 Demand Control Ventilation (DCV) / School
204 | 400 406 Energy Recovery Ventilation (ERV) / School
205 | 600 603 Heat Pump Water Heater (air source) / School
206 | 600 608 Heat Recovery Unit / School
207 | 600 609 Heat Trap / School
208 | 700 701 PC Manual Power Management Enabling / School
209 | 700 702 PC Network Power Management Enabling / School
210 | 710 711 Energy Star or Better Monitor / School
211 | 710 712 Monitor Power Management Enabling / School
212 | 720 722 Monitor Power Management Enabling / School
213 | 730 732 Copier Power Management Enabling / School
214 | 740 741 Printer Power Management Enabling / School
215 | 800 801 Convection Oven / School
216 | 810 811 Efficient Fryer / School
217 | 900 901 Vending Misers (cooled machines only) / School
218 | 110 114 Continuous Dimming / College
219 | 110 115 Lighting Control Tuneup / College
220 | 120 123 Occupancy Sensor / College
221 | 120 124 Lighting Control Tuneup / College
222 | 130 131 CFL Screw-in 18W / College
223 | 150 151 PSMH, 250W, magnetic ballast / College
224 | 150 153 High Bay T5 / College
225 | 160 161 LED Exit Sign / College
226 | 200 201 High Pressure Sodium 250W Lamp / College
227 | 200 202 Outdoor Lighting Controls (Photocell/Timeclock) / College
228 | 210 211 Outdoor Lighting Controls (Photocell/Timeclock) / College
229 | 300 307 EMS Optimization / College
230 | 300 308 Aerosol Duct Sealing / College
231 | 300 309 Duct/Pipe Insulation / College
232 | 300 317 Thermal Energy Storage (TES) Positive / College
233 | 300 317 Thermal Energy Storage (TES) Negative / College
234 | 320 323 Geothermal Heat Pump, EER=13, 10 tons / College
235 | 320 327 DX Coil Cleaning / College
236 | 320 329 Aerosol Duct Sealing / College
237 | 320 330 Duct/Pipe Insulation / College
238 | 340 344 Aerosol Duct Sealing / College
239 | 340 345 Duct/Pipe Insulation / College
240 | 400 403 Air Handler Optimization / College
241 | 400 405 Demand Control Ventilation (DCV) / College
242 | 600 603 Heat Pump Water Heater (air source) / College
243 | 600 606 Demand controlled circulating systems / College
244 | 600 609 Heat Trap / College
245 | 700 701 PC Manual Power Management Enabling / College
246 | 700 702 PC Network Power Management Enabling / College
247 | 710 711 Energy Star or Better Monitor / College
248 | 710 712 Monitor Power Management Enabling / College
249 | 720 721 Energy Star or Better Monitor / College
250 | 720 722 Monitor Power Management Enabling / College
251 | 730 732 Copier Power Management Enabling / College
252 | 740 741 Printer Power Management Enabling / College
253 | 800 801 Convection Oven / College
254 | 810 811 Efficient Fryer / College
255 | 900 901 Vending Misers (cooled machines only) / College
256 | 110 114 Continuous Dimming / Hospital
257 | 110 115 Lighting Control Tuneup / Hospital
258 | 120 121 ROB Premium T8, 1EB / Hospital
259 | 120 122 ROB Premium T8, EB, Reflector / Hospital
260 | 120 123 Occupancy Sensor / Hospital
261 | 120 124 Lighting Control Tuneup / Hospital
262 | 130 131 CFL Screw-in 18W / Hospital
263 | 150 151 PSMH, 250W, magnetic ballast / Hospital
264 | 150 152 PSMH, 250 W, electronic ballast / Hospital
265 | 150 153 High Bay T5 / Hospital
266 | 160 161 LED Exit Sign / Hospital
267 | 200 201 High Pressure Sodium 250W Lamp / Hospital
268 | 200 202 Outdoor Lighting Controls (Photocell/Timeclock) / Hospital
269 | 210 211 Outdoor Lighting Controls (Photocell/Timeclock) / Hospital
270 | 300 301 Centrifugal Chiller, 0.51 kW/ton, 500 tons / Hospital
271 | 300 302 High Efficiency Chiller Motors / Hospital
272 | 300 304 EMS - Chiller / Hospital
273 | 300 305 Chiller Tune Up/Diagnostics / Hospital
274 | 300 306 VSD for Chiller Pumps and Towers / Hospital
275 | 300 307 EMS Optimization / Hospital
276 | 300 308 Aerosol Duct Sealing / Hospital
277 | 300 309 Duct/Pipe Insulation / Hospital
278 | 300 311 Window Film (Standard) / Hospital
279 | 300 317 Thermal Energy Storage (TES) Negative / Hospital
280 | 320 323 Geothermal Heat Pump, EER=13, 10 tons / Hospital
281 | 320 326 DX Tune Up/ Advanced Diagnostics / Hospital
282 | 320 327 DX Coil Cleaning / Hospital
283 | 320 329 Aerosol Duct Sealing / Hospital
284 | 320 330 Duct/Pipe Insulation / Hospital
285 | 320 334 Ceiling Insulation / Hospital
286 | 320 335 Roof Insulation / Hospital
287 | 340 344 Aerosol Duct Sealing / Hospital
288 | 340 345 Duct/Pipe Insulation / Hospital
289 | 340 349 Ceiling Insulation / Hospital
290 | 360 361 HE PTAC, EER=9.6, 1 ton / Hospital
291 | 400 402 Variable Speed Drive Control / Hospital
292 | 400 403 Air Handler Optimization / Hospital
293 | 400 404 Electronically Commutated Motors (ECM) on an Air Handler Unit / Hospital
294 | 600 603 Heat Pump Water Heater (air source) / Hospital
295 | 600 606 Demand controlled circulating systems / Hospital
296 | 600 608 Heat Recovery Unit / Hospital
297 | 600 609 Heat Trap / Hospital
298 | 600 610 Hot Water Pipe Insulation / Hospital
299 | 700 701 PC Manual Power Management Enabling / Hospital
300 | 700 702 PC Network Power Management Enabling / Hospital
301 | 710 711 Energy Star or Better Monitor / Hospital
302 | 710 712 Monitor Power Management Enabling / Hospital
303 | 720 722 Monitor Power Management Enabling / Hospital
304 | 730 732 Copier Power Management Enabling / Hospital
305 | 740 741 Printer Power Management Enabling / Hospital
306 | 800 801 Convection Oven / Hospital
307 | 810 811 Efficient Fryer / Hospital
308 | 900 901 Vending Misers (cooled machines only) / Hospital
309 | 110 114 Continuous Dimming / Other Healthcare
310 | 110 115 Lighting Control Tuneup / Other Healthcare
311 | 120 121 ROB Premium T8, 1EB / Other Healthcare
312 | 120 122 ROB Premium T8, EB, Reflector / Other Healthcare
313 | 120 123 Occupancy Sensor / Other Healthcare
314 | 120 124 Lighting Control Tuneup / Other Healthcare
315 | 130 131 CFL Screw-in 18W / Other Healthcare
316 | 150 151 PSMH, 250W, magnetic ballast / Other Healthcare
317 | 150 152 PSMH, 250 W, electronic ballast / Other Healthcare
318 | 150 153 High Bay T5 / Other Healthcare
319 | 160 161 LED Exit Sign / Other Healthcare
320 | 200 201 High Pressure Sodium 250W Lamp / Other Healthcare
321 | 200 202 Outdoor Lighting Controls (Photocell/Timeclock) / Other Healthcare
322 | 210 211 Outdoor Lighting Controls (Photocell/Timeclock) / Other Healthcare
323 | 300 305 Chiller Tune Up/Diagnostics / Other Healthcare
324 | 300 307 EMS Optimization / Other Healthcare
325 | 300 308 Aerosol Duct Sealing / Other Healthcare
326 | 300 309 Duct/Pipe Insulation / Other Healthcare
327 | 300 317 Thermal Energy Storage (TES) Negative / Other Healthcare
328 | 320 323 Geothermal Heat Pump, EER=13, 10 tons / Other Healthcare
329 | 320 327 DX Coil Cleaning / Other Healthcare
330 | 320 329 Aerosol Duct Sealing / Other Healthcare
331 | 320 330 Duct/Pipe Insulation / Other Healthcare
332 | 340 344 Aerosol Duct Sealing / Other Healthcare
333 | 340 345 Duct/Pipe Insulation / Other Healthcare
334 | 400 403 Air Handler Optimization / Other Healthcare
335 | 400 405 Demand Control Ventilation (DCV) / Other Healthcare
336 | 400 406 Energy Recovery Ventilation (ERV) / Other Healthcare
337 | 600 603 Heat Pump Water Heater (air source) / Other Healthcare
338 | 600 606 Demand controlled circulating systems / Other Healthcare
339 | 600 608 Heat Recovery Unit / Other Healthcare
340 | 600 609 Heat Trap / Other Healthcare
341 | 700 701 PC Manual Power Management Enabling / Other Healthcare
342 | 700 702 PC Network Power Management Enabling / Other Healthcare
343 | 710 711 Energy Star or Better Monitor / Other Healthcare
344 | 710 712 Monitor Power Management Enabling / Other Healthcare
345 | 720 722 Monitor Power Management Enabling / Other Healthcare
346 | 730 732 Copier Power Management Enabling / Other Healthcare
347 | 740 741 Printer Power Management Enabling / Other Healthcare
348 | 800 801 Convection Oven / Other Healthcare
349 | 810 811 Efficient Fryer / Other Healthcare
350 | 900 901 Vending Misers (cooled machines only) / Other Healthcare
351 | 110 114 Continuous Dimming / Warehouse
352 | 120 122 ROB Premium T8, EB, Reflector / Warehouse
353 | 120 123 Occupancy Sensor / Warehouse
354 | 120 124 Lighting Control Tuneup / Warehouse
355 | 130 131 CFL Screw-in 18W / Warehouse
356 | 150 151 PSMH, 250W, magnetic ballast / Warehouse
357 | 150 153 High Bay T5 / Warehouse
358 | 160 161 LED Exit Sign / Warehouse
359 | 200 201 High Pressure Sodium 250W Lamp / Warehouse
360 | 200 202 Outdoor Lighting Controls (Photocell/Timeclock) / Warehouse
361 | 210 211 Outdoor Lighting Controls (Photocell/Timeclock) / Warehouse
362 | 300 305 Chiller Tune Up/Diagnostics / Warehouse
363 | 300 307 EMS Optimization / Warehouse
364 | 300 308 Aerosol Duct Sealing / Warehouse
365 | 300 309 Duct/Pipe Insulation / Warehouse
366 | 300 311 Window Film (Standard) / Warehouse
367 | 300 313 Ceiling Insulation / Warehouse
368 | 300 314 Roof Insulation / Warehouse
369 | 300 317 Thermal Energy Storage (TES) Negative / Warehouse
370 | 320 323 Geothermal Heat Pump, EER=13, 10 tons / Warehouse
371 | 320 326 DX Tune Up/ Advanced Diagnostics / Warehouse
372 | 320 327 DX Coil Cleaning / Warehouse
373 | 320 329 Aerosol Duct Sealing / Warehouse
374 | 320 330 Duct/Pipe Insulation / Warehouse
375 | 320 334 Ceiling Insulation / Warehouse
376 | 320 335 Roof Insulation / Warehouse
377 | 340 344 Aerosol Duct Sealing / Warehouse
378 | 340 345 Duct/Pipe Insulation / Warehouse
379 | 340 349 Ceiling Insulation / Warehouse
380 | 340 351 Cool Roof - DX / Warehouse
381 | 400 403 Air Handler Optimization / Warehouse
382 | 400 405 Demand Control Ventilation (DCV) / Warehouse
383 | 400 406 Energy Recovery Ventilation (ERV) / Warehouse
384 | 600 603 Heat Pump Water Heater (air source) / Warehouse
385 | 600 606 Demand controlled circulating systems / Warehouse
386 | 600 608 Heat Recovery Unit / Warehouse
387 | 600 609 Heat Trap / Warehouse
388 | 600 610 Hot Water Pipe Insulation / Warehouse
389 | 700 701 PC Manual Power Management Enabling / Warehouse
390 | 700 702 PC Network Power Management Enabling / Warehouse
391 | 710 711 Energy Star or Better Monitor / Warehouse
392 | 710 712 Monitor Power Management Enabling / Warehouse
393 | 720 722 Monitor Power Management Enabling / Warehouse
394 | 730 732 Copier Power Management Enabling / Warehouse
395 | 740 741 Printer Power Management Enabling / Warehouse
396 | 800 801 Convection Oven / Warehouse
397 | 810 811 Efficient Fryer / Warehouse
398 | 900 901 Vending Misers (cooled machines only) / Warehouse
399 | 110 114 Continuous Dimming / Hotel or Motel
400 | 110 115 Lighting Control Tuneup / Hotel or Motel
401 | 120 121 ROB Premium T8, 1EB / Hotel or Motel
402 | 120 122 ROB Premium T8, EB, Reflector / Hotel or Motel
403 | 120 123 Occupancy Sensor / Hotel or Motel
404 | 130 131 CFL Screw-in 18W / Hotel or Motel
405 | 150 151 PSMH, 250W, magnetic ballast / Hotel or Motel
406 | 150 152 PSMH, 250 W, electronic ballast / Hotel or Motel
407 | 150 153 High Bay T5 / Hotel or Motel
408 | 160 161 LED Exit Sign / Hotel or Motel
409 | 200 201 High Pressure Sodium 250W Lamp / Hotel or Motel
410 | 200 202 Outdoor Lighting Controls (Photocell/Timeclock) / Hotel or Motel
411 | 210 211 Outdoor Lighting Controls (Photocell/Timeclock) / Hotel or Motel
412 | 300 301 Centrifugal Chiller, 0.51 kW/ton, 500 tons / Hotel or Motel
413 | 300 302 High Efficiency Chiller Motors / Hotel or Motel
414 | 300 304 EMS - Chiller / Hotel or Motel
415 | 300 305 Chiller Tune Up/Diagnostics / Hotel or Motel
416 | 300 306 VSD for Chiller Pumps and Towers / Hotel or Motel
417 | 300 307 EMS Optimization / Hotel or Motel
418 | 300 308 Aerosol Duct Sealing / Hotel or Motel
419 | 300 309 Duct/Pipe Insulation / Hotel or Motel
420 | 300 317 Thermal Energy Storage (TES) Negative / Hotel or Motel
421 | 320 323 Geothermal Heat Pump, EER=13, 10 tons / Hotel or Motel
422 | 320 327 DX Coil Cleaning / Hotel or Motel
423 | 320 329 Aerosol Duct Sealing / Hotel or Motel
424 | 320 330 Duct/Pipe Insulation / Hotel or Motel
425 | 340 344 Aerosol Duct Sealing / Hotel or Motel
426 | 340 345 Duct/Pipe Insulation / Hotel or Motel
427 | 360 361 HE PTAC, EER=9.6, 1 ton / Hotel or Motel
428 | 400 405 Demand Control Ventilation (DCV) / Hotel or Motel
429 | 600 603 Heat Pump Water Heater (air source) / Hotel or Motel
430 | 600 608 Heat Recovery Unit / Hotel or Motel
431 | 600 609 Heat Trap / Hotel or Motel
432 | 700 701 PC Manual Power Management Enabling / Hotel or Motel
433 | 700 702 PC Network Power Management Enabling / Hotel or Motel
434 | 710 711 Energy Star or Better Monitor / Hotel or Motel
435 | 710 712 Monitor Power Management Enabling / Hotel or Motel
436 | 730 732 Copier Power Management Enabling / Hotel or Motel
437 | 740 741 Printer Power Management Enabling / Hotel or Motel
438 | 800 801 Convection Oven / Hotel or Motel
439 | 810 811 Efficient Fryer / Hotel or Motel
440 | 900 901 Vending Misers (cooled machines only) / Hotel or Motel
441 | 110 114 Continuous Dimming / Other
442 | 110 115 Lighting Control Tuneup / Other
443 | 120 121 ROB Premium T8, 1EB / Other
444 | 120 122 ROB Premium T8, EB, Reflector / Other
445 | 120 124 Lighting Control Tuneup / Other
446 | 130 131 CFL Screw-in 18W / Other
447 | 150 151 PSMH, 250W, magnetic ballast / Other
448 | 150 152 PSMH, 250 W, electronic ballast / Other
449 | 150 153 High Bay T5 / Other
450 | 160 161 LED Exit Sign / Other
451 | 200 201 High Pressure Sodium 250W Lamp / Other
452 | 200 202 Outdoor Lighting Controls (Photocell/Timeclock) / Other
453 | 210 211 Outdoor Lighting Controls (Photocell/Timeclock) / Other
454 | 300 308 Aerosol Duct Sealing / Other
455 | 300 309 Duct/Pipe Insulation / Other
456 | 300 311 Window Film (Standard) / Other
457 | 300 317 Thermal Energy Storage (TES) Positive / Other
458 | 300 317 Thermal Energy Storage (TES) Negative / Other
459 | 320 323 Geothermal Heat Pump, EER=13, 10 tons / Other
460 | 320 327 DX Coil Cleaning / Other
461 | 320 329 Aerosol Duct Sealing / Other
462 | 320 330 Duct/Pipe Insulation / Other
463 | 340 344 Aerosol Duct Sealing / Other
464 | 340 345 Duct/Pipe Insulation / Other
465 | 340 351 Cool Roof - DX / Other
466 | 400 405 Demand Control Ventilation (DCV) / Other
467 | 600 606 Demand controlled circulating systems / Other
468 | 600 609 Heat Trap / Other
469 | 700 701 PC Manual Power Management Enabling / Other
470 | 700 702 PC Network Power Management Enabling / Other
471 | 710 711 Energy Star or Better Monitor / Other
472 | 710 712 Monitor Power Management Enabling / Other
473 | 720 721 Energy Star or Better Monitor / Other
474 | 720 722 Monitor Power Management Enabling / Other
475 | 730 731 Energy Star or Better Copier / Other
476 | 730 732 Copier Power Management Enabling / Other
477 | 740 741 Printer Power Management Enabling / Other
478 | 800 801 Convection Oven / Other
479 | 900 901 Vending Misers (cooled machines only) / Other
480 | 600 611 0.5 Faucet Aerator (DI) - Commercial / All
481 | 600 612 1.0 gpm Faucet Aerator (DI) -Commercial / All
482 | 600 613 1.5 gpm Shower Head (DI) - Commercial / All
483 | 700 910 Server Virtualization / All
Industrial
1 | 101 Compressed Air-O&M / Food
2 | 102 Compressed Air - Controls / Food
3 | 103 Compressed Air - System Optimization / Food
4 | 104 Compressed Air- Sizing / Food
5 | 105 Comp Air - Replace 1-5 HP motor / Food
6 | 106 Comp Air - ASD (1-5 hp) / Food
7 | 108 Comp Air - Replace 6-100 HP motor / Food
8 | 109 Comp Air - ASD (6-100 hp) / Food
9 | 112 Comp Air - ASD (100+ hp) / Food
10 | 113 Comp Air - Motor practices-1 (100+ HP) / Food
11 | 201 Fans - O&M / Food
12 | 204 Fans- Improve components / Food
13 | 205 Fans - Replace 1-5 HP motor / Food
14 | 206 Fans - ASD (1-5 hp) / Food
15 | 208 Fans - Replace 6-100 HP motor / Food
16 | 209 Fans - ASD (6-100 hp) / Food
17 | 212 Fans - ASD (100+ hp) / Food
18 | 213 Fans - Motor practices-1 (100+ HP) / Food
19 | 301 Pumps - O&M / Food
20 | 302 Pumps - Controls / Food
21 | 303 Pumps - System Optimization / Food
22 | 304 Pumps - Sizing / Food
23 | 305 Pumps - Replace 1-5 HP motor / Food
24 | 306 Pumps - ASD (1-5 hp) / Food
25 | 308 Pumps - Replace 6-100 HP motor / Food
26 | 309 Pumps - ASD (6-100 hp) / Food
27 | 312 Pumps - ASD (100+ hp) / Food
28 | 313 Pumps - Motor practices-1 (100+ HP) / Food
29 | 401 Bakery - Process (Mixing) - O&M / Food
30 | 501 Bakery - Process / Food
31 | 551 Efficient Refrigeration - Operations / Food
32 | 701 Centrifugal Chiller, 0.51 kW/ton, 500 tons / Food
33 | 705 VSD for Chiller Pumps and Towers / Food
34 | 706 EMS Optimization - Chiller / Food
35 | 707 Aerosol Duct Sealing - Chiller / Food
36 | 708 Duct/Pipe Insulation - Chiller / Food
37 | 711 Cool Roof - Chiller / Food
38 | 723 Geothermal Heat Pump, EER=13, 10 tons / Food
39 | 725 DX Coil Cleaning / Food
40 | 726 Optimize Controls / Food
41 | 727 Aerosol Duct Sealing / Food
42 | 728 Duct/Pipe Insulation / Food
43 | 801 Premium T8, Electronic Ballast / Food
44 | 803 CFL Screw-in 18W / Food
45 | 804 High Bay T5 / Food
46 | 901 Replace V-belts / Food
47 | 101 Compressed Air-O&M / Textiles
48 | 102 Compressed Air - Controls / Textiles
49 | 103 Compressed Air - System Optimization / Textiles
50 | 104 Compressed Air- Sizing / Textiles
51 | 105 Comp Air - Replace 1-5 HP motor / Textiles
52 | 106 Comp Air - ASD (1-5 hp) / Textiles
53 | 108 Comp Air - Replace 6-100 HP motor / Textiles
54 | 109 Comp Air - ASD (6-100 hp) / Textiles
55 | 112 Comp Air - ASD (100+ hp) / Textiles
56 | 113 Comp Air - Motor practices-1 (100+ HP) / Textiles
57 | 201 Fans - O&M / Textiles
58 | 204 Fans- Improve components / Textiles
59 | 205 Fans - Replace 1-5 HP motor / Textiles
60 | 206 Fans - ASD (1-5 hp) / Textiles
61 | 208 Fans - Replace 6-100 HP motor / Textiles
62 | 209 Fans - ASD (6-100 hp) / Textiles
63 | 212 Fans - ASD (100+ hp) / Textiles
64 | 213 Fans - Motor practices-1 (100+ HP) / Textiles
65 | 301 Pumps - O&M / Textiles
66 | 302 Pumps - Controls / Textiles
67 | 303 Pumps - System Optimization / Textiles
68 | 304 Pumps - Sizing / Textiles
69 | 305 Pumps - Replace 1-5 HP motor / Textiles
70 | 306 Pumps - ASD (1-5 hp) / Textiles
71 | 308 Pumps - Replace 6-100 HP motor / Textiles
72 | 309 Pumps - ASD (6-100 hp) / Textiles
73 | 312 Pumps - ASD (100+ hp) / Textiles
74 | 313 Pumps - Motor practices-1 (100+ HP) / Textiles
75 | 701 Centrifugal Chiller, 0.51 kW/ton, 500 tons / Textiles
76 | 705 VSD for Chiller Pumps and Towers / Textiles
77 | 706 EMS Optimization - Chiller / Textiles
78 | 707 Aerosol Duct Sealing - Chiller / Textiles
79 | 708 Duct/Pipe Insulation - Chiller / Textiles
80 | 711 Cool Roof - Chiller / Textiles
81 | 723 Geothermal Heat Pump, EER=13, 10 tons / Textiles
82 | 725 DX Coil Cleaning / Textiles
83 | 726 Optimize Controls / Textiles
84 | 727 Aerosol Duct Sealing / Textiles
85 | 728 Duct/Pipe Insulation / Textiles
86 | 801 Premium T8, Electronic Ballast / Textiles
87 | 803 CFL Screw-in 18W / Textiles
88 | 804 High Bay T5 / Textiles
89 | 901 Replace V-belts / Textiles
90 | 101 Compressed Air-O&M / Lumber
91 | 102 Compressed Air - Controls / Lumber
92 | 103 Compressed Air - System Optimization / Lumber
93 | 104 Compressed Air- Sizing / Lumber
94 | 105 Comp Air - Replace 1-5 HP motor / Lumber
95 | 106 Comp Air - ASD (1-5 hp) / Lumber
96 | 108 Comp Air - Replace 6-100 HP motor / Lumber
97 | 109 Comp Air - ASD (6-100 hp) / Lumber
98 | 112 Comp Air - ASD (100+ hp) / Lumber
99 | 113 Comp Air - Motor practices-1 (100+ HP) / Lumber
100 | 201 Fans - O&M / Lumber
101 | 204 Fans- Improve components / Lumber
102 | 205 Fans - Replace 1-5 HP motor / Lumber
103 | 206 Fans - ASD (1-5 hp) / Lumber
104 | 208 Fans - Replace 6-100 HP motor / Lumber
105 | 209 Fans - ASD (6-100 hp) / Lumber
106 | 212 Fans - ASD (100+ hp) / Lumber
107 | 213 Fans - Motor practices-1 (100+ HP) / Lumber
108 | 301 Pumps - O&M / Lumber
109 | 302 Pumps - Controls / Lumber
110 | 303 Pumps - System Optimization / Lumber
111 | 304 Pumps - Sizing / Lumber
112 | 305 Pumps - Replace 1-5 HP motor / Lumber
113 | 306 Pumps - ASD (1-5 hp) / Lumber
114 | 308 Pumps - Replace 6-100 HP motor / Lumber
115 | 309 Pumps - ASD (6-100 hp) / Lumber
116 | 312 Pumps - ASD (100+ hp) / Lumber
117 | 313 Pumps - Motor practices-1 (100+ HP) / Lumber
118 | 403 Air conveying systems / Lumber
119 | 404 Replace V-Belts / Lumber
120 | 701 Centrifugal Chiller, 0.51 kW/ton, 500 tons / Lumber
121 | 705 VSD for Chiller Pumps and Towers / Lumber
122 | 706 EMS Optimization - Chiller / Lumber
123 | 707 Aerosol Duct Sealing - Chiller / Lumber
124 | 708 Duct/Pipe Insulation - Chiller / Lumber
125 | 711 Cool Roof - Chiller / Lumber
126 | 723 Geothermal Heat Pump, EER=13, 10 tons / Lumber
127 | 725 DX Coil Cleaning / Lumber
128 | 726 Optimize Controls / Lumber
129 | 727 Aerosol Duct Sealing / Lumber
130 | 728 Duct/Pipe Insulation / Lumber
131 | 801 Premium T8, Electronic Ballast / Lumber
132 | 803 CFL Screw-in 18W / Lumber
133 | 804 High Bay T5 / Lumber
134 | 901 Replace V-belts / Lumber
135 | 101 Compressed Air-O&M / Paper
136 | 102 Compressed Air - Controls / Paper
137 | 103 Compressed Air - System Optimization / Paper
138 | 104 Compressed Air- Sizing / Paper
139 | 105 Comp Air - Replace 1-5 HP motor / Paper
140 | 106 Comp Air - ASD (1-5 hp) / Paper
141 | 108 Comp Air - Replace 6-100 HP motor / Paper
142 | 109 Comp Air - ASD (6-100 hp) / Paper
143 | 112 Comp Air - ASD (100+ hp) / Paper
144 | 113 Comp Air - Motor practices-1 (100+ HP) / Paper
145 | 201 Fans - O&M / Paper
146 | 204 Fans- Improve components / Paper
147 | 205 Fans - Replace 1-5 HP motor / Paper
148 | 206 Fans - ASD (1-5 hp) / Paper
149 | 208 Fans - Replace 6-100 HP motor / Paper
150 | 209 Fans - ASD (6-100 hp) / Paper
151 | 212 Fans - ASD (100+ hp) / Paper
152 | 213 Fans - Motor practices-1 (100+ HP) / Paper
153 | 301 Pumps - O&M / Paper
154 | 302 Pumps - Controls / Paper
155 | 303 Pumps - System Optimization / Paper
156 | 304 Pumps - Sizing / Paper
157 | 305 Pumps - Replace 1-5 HP motor / Paper
158 | 306 Pumps - ASD (1-5 hp) / Paper
159 | 308 Pumps - Replace 6-100 HP motor / Paper
160 | 309 Pumps - ASD (6-100 hp) / Paper
161 | 312 Pumps - ASD (100+ hp) / Paper
162 | 313 Pumps - Motor practices-1 (100+ HP) / Paper
163 | 406 Gap Forming papermachine / Paper
164 | 407 High Consistency forming / Paper
165 | 701 Centrifugal Chiller, 0.51 kW/ton, 500 tons / Paper
166 | 705 VSD for Chiller Pumps and Towers / Paper
167 | 706 EMS Optimization - Chiller / Paper
168 | 707 Aerosol Duct Sealing - Chiller / Paper
169 | 708 Duct/Pipe Insulation - Chiller / Paper
170 | 711 Cool Roof - Chiller / Paper
171 | 723 Geothermal Heat Pump, EER=13, 10 tons / Paper
172 | 725 DX Coil Cleaning / Paper
173 | 726 Optimize Controls / Paper
174 | 727 Aerosol Duct Sealing / Paper
175 | 728 Duct/Pipe Insulation / Paper
176 | 801 Premium T8, Electronic Ballast / Paper
177 | 803 CFL Screw-in 18W / Paper
178 | 804 High Bay T5 / Paper
179 | 901 Replace V-belts / Paper
180 | 101 Compressed Air-O&M / Printing
181 | 102 Compressed Air - Controls / Printing
182 | 103 Compressed Air - System Optimization / Printing
183 | 104 Compressed Air- Sizing / Printing
184 | 105 Comp Air - Replace 1-5 HP motor / Printing
185 | 106 Comp Air - ASD (1-5 hp) / Printing
186 | 108 Comp Air - Replace 6-100 HP motor / Printing
187 | 109 Comp Air - ASD (6-100 hp) / Printing
188 | 112 Comp Air - ASD (100+ hp) / Printing
189 | 113 Comp Air - Motor practices-1 (100+ HP) / Printing
190 | 201 Fans - O&M / Printing
191 | 204 Fans- Improve components / Printing
192 | 205 Fans - Replace 1-5 HP motor / Printing
193 | 206 Fans - ASD (1-5 hp) / Printing
194 | 208 Fans - Replace 6-100 HP motor / Printing
195 | 209 Fans - ASD (6-100 hp) / Printing
196 | 212 Fans - ASD (100+ hp) / Printing
197 | 213 Fans - Motor practices-1 (100+ HP) / Printing
198 | 301 Pumps - O&M / Printing
199 | 302 Pumps - Controls / Printing
200 | 303 Pumps - System Optimization / Printing
201 | 304 Pumps - Sizing / Printing
202 | 305 Pumps - Replace 1-5 HP motor / Printing
203 | 306 Pumps - ASD (1-5 hp) / Printing
204 | 308 Pumps - Replace 6-100 HP motor / Printing
205 | 309 Pumps - ASD (6-100 hp) / Printing
206 | 312 Pumps - ASD (100+ hp) / Printing
207 | 313 Pumps - Motor practices-1 (100+ HP) / Printing
208 | 409 Efficient practices printing press / Printing
209 | 411 Light cylinders / Printing
210 | 412 Efficient drives / Printing
211 | 701 Centrifugal Chiller, 0.51 kW/ton, 500 tons / Printing
212 | 705 VSD for Chiller Pumps and Towers / Printing
213 | 706 EMS Optimization - Chiller / Printing
214 | 707 Aerosol Duct Sealing - Chiller / Printing
215 | 708 Duct/Pipe Insulation - Chiller / Printing
216 | 711 Cool Roof - Chiller / Printing
217 | 723 Geothermal Heat Pump, EER=13, 10 tons / Printing
218 | 725 DX Coil Cleaning / Printing
219 | 726 Optimize Controls / Printing
220 | 727 Aerosol Duct Sealing / Printing
221 | 728 Duct/Pipe Insulation / Printing
222 | 801 Premium T8, Electronic Ballast / Printing
223 | 803 CFL Screw-in 18W / Printing
224 | 804 High Bay T5 / Printing
225 | 901 Replace V-belts / Printing
226 | 101 Compressed Air-O&M / Chemicals
227 | 102 Compressed Air - Controls / Chemicals
228 | 103 Compressed Air - System Optimization / Chemicals
229 | 104 Compressed Air- Sizing / Chemicals
230 | 105 Comp Air - Replace 1-5 HP motor / Chemicals
231 | 106 Comp Air - ASD (1-5 hp) / Chemicals
232 | 108 Comp Air - Replace 6-100 HP motor / Chemicals
233 | 109 Comp Air - ASD (6-100 hp) / Chemicals
234 | 112 Comp Air - ASD (100+ hp) / Chemicals
235 | 113 Comp Air - Motor practices-1 (100+ HP) / Chemicals
236 | 201 Fans - O&M / Chemicals
237 | 204 Fans- Improve components / Chemicals
238 | 205 Fans - Replace 1-5 HP motor / Chemicals
239 | 206 Fans - ASD (1-5 hp) / Chemicals
240 | 208 Fans - Replace 6-100 HP motor / Chemicals
241 | 209 Fans - ASD (6-100 hp) / Chemicals
242 | 212 Fans - ASD (100+ hp) / Chemicals
243 | 213 Fans - Motor practices-1 (100+ HP) / Chemicals
244 | 301 Pumps - O&M / Chemicals
245 | 302 Pumps - Controls / Chemicals
246 | 303 Pumps - System Optimization / Chemicals
247 | 304 Pumps - Sizing / Chemicals
248 | 305 Pumps - Replace 1-5 HP motor / Chemicals
249 | 306 Pumps - ASD (1-5 hp) / Chemicals
250 | 308 Pumps - Replace 6-100 HP motor / Chemicals
251 | 309 Pumps - ASD (6-100 hp) / Chemicals
252 | 312 Pumps - ASD (100+ hp) / Chemicals
253 | 313 Pumps - Motor practices-1 (100+ HP) / Chemicals
254 | 701 Centrifugal Chiller, 0.51 kW/ton, 500 tons / Chemicals
255 | 705 VSD for Chiller Pumps and Towers / Chemicals
256 | 706 EMS Optimization - Chiller / Chemicals
257 | 707 Aerosol Duct Sealing - Chiller / Chemicals
258 | 708 Duct/Pipe Insulation - Chiller / Chemicals
259 | 711 Cool Roof - Chiller / Chemicals
260 | 723 Geothermal Heat Pump, EER=13, 10 tons / Chemicals
261 | 725 DX Coil Cleaning / Chemicals
262 | 726 Optimize Controls / Chemicals
263 | 727 Aerosol Duct Sealing / Chemicals
264 | 728 Duct/Pipe Insulation / Chemicals
265 | 801 Premium T8, Electronic Ballast / Chemicals
266 | 803 CFL Screw-in 18W / Chemicals
267 | 804 High Bay T5 / Chemicals
268 | 101 Compressed Air-O&M / Petroleum
269 | 102 Compressed Air - Controls / Petroleum
270 | 103 Compressed Air - System Optimization / Petroleum
271 | 104 Compressed Air- Sizing / Petroleum
272 | 105 Comp Air - Replace 1-5 HP motor / Petroleum
273 | 106 Comp Air - ASD (1-5 hp) / Petroleum
274 | 108 Comp Air - Replace 6-100 HP motor / Petroleum
275 | 109 Comp Air - ASD (6-100 hp) / Petroleum
276 | 112 Comp Air - ASD (100+ hp) / Petroleum
277 | 113 Comp Air - Motor practices-1 (100+ HP) / Petroleum
278 | 115 Refinery Controls / Petroleum
279 | 201 Fans - O&M / Petroleum
280 | 204 Fans- Improve components / Petroleum
281 | 205 Fans - Replace 1-5 HP motor / Petroleum
282 | 206 Fans - ASD (1-5 hp) / Petroleum
283 | 208 Fans - Replace 6-100 HP motor / Petroleum
284 | 209 Fans - ASD (6-100 hp) / Petroleum
285 | 212 Fans - ASD (100+ hp) / Petroleum
286 | 213 Fans - Motor practices-1 (100+ HP) / Petroleum
287 | 216 Refinery Controls / Petroleum
288 | 301 Pumps - O&M / Petroleum
289 | 302 Pumps - Controls / Petroleum
290 | 303 Pumps - System Optimization / Petroleum
291 | 304 Pumps - Sizing / Petroleum
292 | 305 Pumps - Replace 1-5 HP motor / Petroleum
293 | 306 Pumps - ASD (1-5 hp) / Petroleum
294 | 308 Pumps - Replace 6-100 HP motor / Petroleum
295 | 309 Pumps - ASD (6-100 hp) / Petroleum
296 | 312 Pumps - ASD (100+ hp) / Petroleum
297 | 313 Pumps - Motor practices-1 (100+ HP) / Petroleum
298 | 315 Refinery Controls / Petroleum
299 | 607 Refinery Controls / Petroleum
300 | 701 Centrifugal Chiller, 0.51 kW/ton, 500 tons / Petroleum
301 | 705 VSD for Chiller Pumps and Towers / Petroleum
302 | 706 EMS Optimization - Chiller / Petroleum
303 | 707 Aerosol Duct Sealing - Chiller / Petroleum
304 | 708 Duct/Pipe Insulation - Chiller / Petroleum
305 | 711 Cool Roof - Chiller / Petroleum
306 | 723 Geothermal Heat Pump, EER=13, 10 tons / Petroleum
307 | 725 DX Coil Cleaning / Petroleum
308 | 726 Optimize Controls / Petroleum
309 | 727 Aerosol Duct Sealing / Petroleum
310 | 728 Duct/Pipe Insulation / Petroleum
311 | 801 Premium T8, Electronic Ballast / Petroleum
312 | 803 CFL Screw-in 18W / Petroleum
313 | 804 High Bay T5 / Petroleum
314 | 901 Replace V-belts / Petroleum
315 | 101 Compressed Air-O&M / Rubber-Plastics
316 | 102 Compressed Air - Controls / Rubber-Plastics
317 | 103 Compressed Air - System Optimization / Rubber-Plastics
318 | 104 Compressed Air- Sizing / Rubber-Plastics
319 | 105 Comp Air - Replace 1-5 HP motor / Rubber-Plastics
320 | 106 Comp Air - ASD (1-5 hp) / Rubber-Plastics
321 | 108 Comp Air - Replace 6-100 HP motor / Rubber-Plastics
322 | 109 Comp Air - ASD (6-100 hp) / Rubber-Plastics
323 | 112 Comp Air - ASD (100+ hp) / Rubber-Plastics
324 | 113 Comp Air - Motor practices-1 (100+ HP) / Rubber-Plastics
325 | 201 Fans - O&M / Rubber-Plastics
326 | 204 Fans- Improve components / Rubber-Plastics
327 | 205 Fans - Replace 1-5 HP motor / Rubber-Plastics
328 | 206 Fans - ASD (1-5 hp) / Rubber-Plastics
329 | 208 Fans - Replace 6-100 HP motor / Rubber-Plastics
330 | 209 Fans - ASD (6-100 hp) / Rubber-Plastics
331 | 212 Fans - ASD (100+ hp) / Rubber-Plastics
332 | 213 Fans - Motor practices-1 (100+ HP) / Rubber-Plastics
333 | 301 Pumps - O&M / Rubber-Plastics
334 | 302 Pumps - Controls / Rubber-Plastics
335 | 303 Pumps - System Optimization / Rubber-Plastics
336 | 304 Pumps - Sizing / Rubber-Plastics
337 | 305 Pumps - Replace 1-5 HP motor / Rubber-Plastics
338 | 306 Pumps - ASD (1-5 hp) / Rubber-Plastics
339 | 308 Pumps - Replace 6-100 HP motor / Rubber-Plastics
340 | 309 Pumps - ASD (6-100 hp) / Rubber-Plastics
341 | 312 Pumps - ASD (100+ hp) / Rubber-Plastics
342 | 313 Pumps - Motor practices-1 (100+ HP) / Rubber-Plastics
343 | 417 O&M - Extruders/Injection Moulding / Rubber-Plastics
344 | 701 Centrifugal Chiller, 0.51 kW/ton, 500 tons / Rubber-Plastics
345 | 705 VSD for Chiller Pumps and Towers / Rubber-Plastics
346 | 706 EMS Optimization - Chiller / Rubber-Plastics
347 | 707 Aerosol Duct Sealing - Chiller / Rubber-Plastics
348 | 708 Duct/Pipe Insulation - Chiller / Rubber-Plastics
349 | 711 Cool Roof - Chiller / Rubber-Plastics
350 | 723 Geothermal Heat Pump, EER=13, 10 tons / Rubber-Plastics
351 | 725 DX Coil Cleaning / Rubber-Plastics
352 | 726 Optimize Controls / Rubber-Plastics
353 | 727 Aerosol Duct Sealing / Rubber-Plastics
354 | 728 Duct/Pipe Insulation / Rubber-Plastics
355 | 801 Premium T8, Electronic Ballast / Rubber-Plastics
356 | 803 CFL Screw-in 18W / Rubber-Plastics
357 | 804 High Bay T5 / Rubber-Plastics
358 | 901 Replace V-belts / Rubber-Plastics
359 | 101 Compressed Air-O&M / Stone-Clay-Glass
360 | 102 Compressed Air - Controls / Stone-Clay-Glass
361 | 103 Compressed Air - System Optimization / Stone-Clay-Glass
362 | 104 Compressed Air- Sizing / Stone-Clay-Glass
363 | 105 Comp Air - Replace 1-5 HP motor / Stone-Clay-Glass
364 | 106 Comp Air - ASD (1-5 hp) / Stone-Clay-Glass
365 | 108 Comp Air - Replace 6-100 HP motor / Stone-Clay-Glass
366 | 109 Comp Air - ASD (6-100 hp) / Stone-Clay-Glass
367 | 112 Comp Air - ASD (100+ hp) / Stone-Clay-Glass
368 | 113 Comp Air - Motor practices-1 (100+ HP) / Stone-Clay-Glass
369 | 201 Fans - O&M / Stone-Clay-Glass
370 | 204 Fans- Improve components / Stone-Clay-Glass
371 | 205 Fans - Replace 1-5 HP motor / Stone-Clay-Glass
372 | 206 Fans - ASD (1-5 hp) / Stone-Clay-Glass
373 | 208 Fans - Replace 6-100 HP motor / Stone-Clay-Glass
374 | 209 Fans - ASD (6-100 hp) / Stone-Clay-Glass
375 | 212 Fans - ASD (100+ hp) / Stone-Clay-Glass
376 | 213 Fans - Motor practices-1 (100+ HP) / Stone-Clay-Glass
377 | 301 Pumps - O&M / Stone-Clay-Glass
378 | 302 Pumps - Controls / Stone-Clay-Glass
379 | 303 Pumps - System Optimization / Stone-Clay-Glass
380 | 304 Pumps - Sizing / Stone-Clay-Glass
381 | 305 Pumps - Replace 1-5 HP motor / Stone-Clay-Glass
382 | 306 Pumps - ASD (1-5 hp) / Stone-Clay-Glass
383 | 308 Pumps - Replace 6-100 HP motor / Stone-Clay-Glass
384 | 309 Pumps - ASD (6-100 hp) / Stone-Clay-Glass
385 | 312 Pumps - ASD (100+ hp) / Stone-Clay-Glass
386 | 313 Pumps - Motor practices-1 (100+ HP) / Stone-Clay-Glass
387 | 405 Drives - EE motor / Stone-Clay-Glass
388 | 415 Drives - Process Controls (batch + site) / Stone-Clay-Glass
389 | 422 Efficient grinding / Stone-Clay-Glass
390 | 423 Process control / Stone-Clay-Glass
391 | 504 Top-heating (glass) / Stone-Clay-Glass
392 | 701 Centrifugal Chiller, 0.51 kW/ton, 500 tons / Stone-Clay-Glass
393 | 705 VSD for Chiller Pumps and Towers / Stone-Clay-Glass
394 | 706 EMS Optimization - Chiller / Stone-Clay-Glass
395 | 707 Aerosol Duct Sealing - Chiller / Stone-Clay-Glass
396 | 708 Duct/Pipe Insulation - Chiller / Stone-Clay-Glass
397 | 711 Cool Roof - Chiller / Stone-Clay-Glass
398 | 723 Geothermal Heat Pump, EER=13, 10 tons / Stone-Clay-Glass
399 | 725 DX Coil Cleaning / Stone-Clay-Glass
400 | 726 Optimize Controls / Stone-Clay-Glass
401 | 727 Aerosol Duct Sealing / Stone-Clay-Glass
402 | 728 Duct/Pipe Insulation / Stone-Clay-Glass
403 | 801 Premium T8, Electronic Ballast / Stone-Clay-Glass
404 | 803 CFL Screw-in 18W / Stone-Clay-Glass
405 | 804 High Bay T5 / Stone-Clay-Glass
406 | 901 Replace V-belts / Stone-Clay-Glass
407 | 101 Compressed Air-O&M / Primary Metals
408 | 102 Compressed Air - Controls / Primary Metals
409 | 103 Compressed Air - System Optimization / Primary Metals
410 | 104 Compressed Air- Sizing / Primary Metals
411 | 105 Comp Air - Replace 1-5 HP motor / Primary Metals
412 | 106 Comp Air - ASD (1-5 hp) / Primary Metals
413 | 108 Comp Air - Replace 6-100 HP motor / Primary Metals
414 | 109 Comp Air - ASD (6-100 hp) / Primary Metals
415 | 112 Comp Air - ASD (100+ hp) / Primary Metals
416 | 113 Comp Air - Motor practices-1 (100+ HP) / Primary Metals
417 | 201 Fans - O&M / Primary Metals
418 | 204 Fans- Improve components / Primary Metals
419 | 205 Fans - Replace 1-5 HP motor / Primary Metals
420 | 206 Fans - ASD (1-5 hp) / Primary Metals
421 | 208 Fans - Replace 6-100 HP motor / Primary Metals
422 | 209 Fans - ASD (6-100 hp) / Primary Metals
423 | 212 Fans - ASD (100+ hp) / Primary Metals
424 | 213 Fans - Motor practices-1 (100+ HP) / Primary Metals
425 | 301 Pumps - O&M / Primary Metals
426 | 302 Pumps - Controls / Primary Metals
427 | 303 Pumps - System Optimization / Primary Metals
428 | 304 Pumps - Sizing / Primary Metals
429 | 305 Pumps - Replace 1-5 HP motor / Primary Metals
430 | 306 Pumps - ASD (1-5 hp) / Primary Metals
431 | 308 Pumps - Replace 6-100 HP motor / Primary Metals
432 | 309 Pumps - ASD (6-100 hp) / Primary Metals
433 | 312 Pumps - ASD (100+ hp) / Primary Metals
434 | 313 Pumps - Motor practices-1 (100+ HP) / Primary Metals
435 | 426 Efficient drives - rolling / Primary Metals
436 | 506 Intelligent extruder (DOE) / Primary Metals
437 | 507 Near Net Shape Casting / Primary Metals
438 | 701 Centrifugal Chiller, 0.51 kW/ton, 500 tons / Primary Metals
439 | 705 VSD for Chiller Pumps and Towers / Primary Metals
440 | 706 EMS Optimization - Chiller / Primary Metals
441 | 707 Aerosol Duct Sealing - Chiller / Primary Metals
442 | 708 Duct/Pipe Insulation - Chiller / Primary Metals
443 | 711 Cool Roof - Chiller / Primary Metals
444 | 723 Geothermal Heat Pump, EER=13, 10 tons / Primary Metals
445 | 725 DX Coil Cleaning / Primary Metals
446 | 726 Optimize Controls / Primary Metals
447 | 727 Aerosol Duct Sealing / Primary Metals
448 | 728 Duct/Pipe Insulation / Primary Metals
449 | 801 Premium T8, Electronic Ballast / Primary Metals
450 | 803 CFL Screw-in 18W / Primary Metals
451 | 804 High Bay T5 / Primary Metals
452 | 901 Replace V-belts / Primary Metals
453 | 101 Compressed Air-O&M / Fab Metals
454 | 102 Compressed Air - Controls / Fab Metals
455 | 103 Compressed Air - System Optimization / Fab Metals
456 | 104 Compressed Air- Sizing / Fab Metals
457 | 105 Comp Air - Replace 1-5 HP motor / Fab Metals
458 | 106 Comp Air - ASD (1-5 hp) / Fab Metals
459 | 108 Comp Air - Replace 6-100 HP motor / Fab Metals
460 | 109 Comp Air - ASD (6-100 hp) / Fab Metals
461 | 112 Comp Air - ASD (100+ hp) / Fab Metals
462 | 113 Comp Air - Motor practices-1 (100+ HP) / Fab Metals
463 | 201 Fans - O&M / Fab Metals
464 | 204 Fans- Improve components / Fab Metals
465 | 205 Fans - Replace 1-5 HP motor / Fab Metals
466 | 206 Fans - ASD (1-5 hp) / Fab Metals
467 | 208 Fans - Replace 6-100 HP motor / Fab Metals
468 | 209 Fans - ASD (6-100 hp) / Fab Metals
469 | 212 Fans - ASD (100+ hp) / Fab Metals
470 | 213 Fans - Motor practices-1 (100+ HP) / Fab Metals
471 | 301 Pumps - O&M / Fab Metals
472 | 302 Pumps - Controls / Fab Metals
473 | 303 Pumps - System Optimization / Fab Metals
474 | 304 Pumps - Sizing / Fab Metals
475 | 305 Pumps - Replace 1-5 HP motor / Fab Metals
476 | 306 Pumps - ASD (1-5 hp) / Fab Metals
477 | 308 Pumps - Replace 6-100 HP motor / Fab Metals
478 | 309 Pumps - ASD (6-100 hp) / Fab Metals
479 | 312 Pumps - ASD (100+ hp) / Fab Metals
480 | 313 Pumps - Motor practices-1 (100+ HP) / Fab Metals
481 | 427 Drives - Optimization process (M&T) / Fab Metals
482 | 429 Machinery / Fab Metals
483 | 510 Heating - Optimization process (M&T) / Fab Metals
484 | 701 Centrifugal Chiller, 0.51 kW/ton, 500 tons / Fab Metals
485 | 705 VSD for Chiller Pumps and Towers / Fab Metals
486 | 706 EMS Optimization - Chiller / Fab Metals
487 | 707 Aerosol Duct Sealing - Chiller / Fab Metals
488 | 708 Duct/Pipe Insulation - Chiller / Fab Metals
489 | 711 Cool Roof - Chiller / Fab Metals
490 | 723 Geothermal Heat Pump, EER=13, 10 tons / Fab Metals
491 | 725 DX Coil Cleaning / Fab Metals
492 | 726 Optimize Controls / Fab Metals
493 | 727 Aerosol Duct Sealing / Fab Metals
494 | 728 Duct/Pipe Insulation / Fab Metals
495 | 801 Premium T8, Electronic Ballast / Fab Metals
496 | 803 CFL Screw-in 18W / Fab Metals
497 | 804 High Bay T5 / Fab Metals
498 | 901 Replace V-belts / Fab Metals
499 | 101 Compressed Air-O&M / Ind Machinery
500 | 102 Compressed Air - Controls / Ind Machinery
501 | 103 Compressed Air - System Optimization / Ind Machinery
502 | 104 Compressed Air- Sizing / Ind Machinery
503 | 105 Comp Air - Replace 1-5 HP motor / Ind Machinery
504 | 106 Comp Air - ASD (1-5 hp) / Ind Machinery
505 | 108 Comp Air - Replace 6-100 HP motor / Ind Machinery
506 | 109 Comp Air - ASD (6-100 hp) / Ind Machinery
507 | 112 Comp Air - ASD (100+ hp) / Ind Machinery
508 | 113 Comp Air - Motor practices-1 (100+ HP) / Ind Machinery
509 | 201 Fans - O&M / Ind Machinery
510 | 204 Fans- Improve components / Ind Machinery
511 | 205 Fans - Replace 1-5 HP motor / Ind Machinery
512 | 206 Fans - ASD (1-5 hp) / Ind Machinery
513 | 208 Fans - Replace 6-100 HP motor / Ind Machinery
514 | 209 Fans - ASD (6-100 hp) / Ind Machinery
515 | 212 Fans - ASD (100+ hp) / Ind Machinery
516 | 213 Fans - Motor practices-1 (100+ HP) / Ind Machinery
517 | 301 Pumps - O&M / Ind Machinery
518 | 302 Pumps - Controls / Ind Machinery
519 | 303 Pumps - System Optimization / Ind Machinery
520 | 304 Pumps - Sizing / Ind Machinery
521 | 305 Pumps - Replace 1-5 HP motor / Ind Machinery
522 | 306 Pumps - ASD (1-5 hp) / Ind Machinery
523 | 308 Pumps - Replace 6-100 HP motor / Ind Machinery
524 | 309 Pumps - ASD (6-100 hp) / Ind Machinery
525 | 312 Pumps - ASD (100+ hp) / Ind Machinery
526 | 313 Pumps - Motor practices-1 (100+ HP) / Ind Machinery
527 | 427 Drives - Optimization process (M&T) / Ind Machinery
528 | 429 Machinery / Ind Machinery
529 | 510 Heating - Optimization process (M&T) / Ind Machinery
530 | 701 Centrifugal Chiller, 0.51 kW/ton, 500 tons / Ind Machinery
531 | 705 VSD for Chiller Pumps and Towers / Ind Machinery
532 | 706 EMS Optimization - Chiller / Ind Machinery
533 | 707 Aerosol Duct Sealing - Chiller / Ind Machinery
534 | 708 Duct/Pipe Insulation - Chiller / Ind Machinery
535 | 711 Cool Roof - Chiller / Ind Machinery
536 | 723 Geothermal Heat Pump, EER=13, 10 tons / Ind Machinery
537 | 725 DX Coil Cleaning / Ind Machinery
538 | 726 Optimize Controls / Ind Machinery
539 | 727 Aerosol Duct Sealing / Ind Machinery
540 | 728 Duct/Pipe Insulation / Ind Machinery
541 | 801 Premium T8, Electronic Ballast / Ind Machinery
542 | 803 CFL Screw-in 18W / Ind Machinery
543 | 804 High Bay T5 / Ind Machinery
544 | 901 Replace V-belts / Ind Machinery
545 | 101 Compressed Air-O&M / Electronics
546 | 102 Compressed Air - Controls / Electronics
547 | 103 Compressed Air - System Optimization / Electronics
548 | 104 Compressed Air- Sizing / Electronics
549 | 105 Comp Air - Replace 1-5 HP motor / Electronics
550 | 106 Comp Air - ASD (1-5 hp) / Electronics
551 | 108 Comp Air - Replace 6-100 HP motor / Electronics
552 | 109 Comp Air - ASD (6-100 hp) / Electronics
553 | 112 Comp Air - ASD (100+ hp) / Electronics
554 | 113 Comp Air - Motor practices-1 (100+ HP) / Electronics
555 | 201 Fans - O&M / Electronics
556 | 204 Fans- Improve components / Electronics
557 | 205 Fans - Replace 1-5 HP motor / Electronics
558 | 206 Fans - ASD (1-5 hp) / Electronics
559 | 208 Fans - Replace 6-100 HP motor / Electronics
560 | 209 Fans - ASD (6-100 hp) / Electronics
561 | 212 Fans - ASD (100+ hp) / Electronics
562 | 213 Fans - Motor practices-1 (100+ HP) / Electronics
563 | 301 Pumps - O&M / Electronics
564 | 302 Pumps - Controls / Electronics
565 | 303 Pumps - System Optimization / Electronics
566 | 304 Pumps - Sizing / Electronics
567 | 305 Pumps - Replace 1-5 HP motor / Electronics
568 | 306 Pumps - ASD (1-5 hp) / Electronics
569 | 308 Pumps - Replace 6-100 HP motor / Electronics
570 | 309 Pumps - ASD (6-100 hp) / Electronics
571 | 312 Pumps - ASD (100+ hp) / Electronics
572 | 313 Pumps - Motor practices-1 (100+ HP) / Electronics
573 | 701 Centrifugal Chiller, 0.51 kW/ton, 500 tons / Electronics
574 | 705 VSD for Chiller Pumps and Towers / Electronics
575 | 706 EMS Optimization - Chiller / Electronics
576 | 707 Aerosol Duct Sealing - Chiller / Electronics
577 | 708 Duct/Pipe Insulation - Chiller / Electronics
578 | 711 Cool Roof - Chiller / Electronics
579 | 723 Geothermal Heat Pump, EER=13, 10 tons / Electronics
580 | 725 DX Coil Cleaning / Electronics
581 | 726 Optimize Controls / Electronics
582 | 727 Aerosol Duct Sealing / Electronics
583 | 728 Duct/Pipe Insulation / Electronics
584 | 801 Premium T8, Electronic Ballast / Electronics
585 | 803 CFL Screw-in 18W / Electronics
586 | 804 High Bay T5 / Electronics
587 | 901 Replace V-belts / Electronics
588 | 101 Compressed Air-O&M / Transp Eqp
589 | 102 Compressed Air - Controls / Transp Eqp
590 | 103 Compressed Air - System Optimization / Transp Eqp
591 | 104 Compressed Air- Sizing / Transp Eqp
592 | 105 Comp Air - Replace 1-5 HP motor / Transp Eqp
593 | 106 Comp Air - ASD (1-5 hp) / Transp Eqp
594 | 108 Comp Air - Replace 6-100 HP motor / Transp Eqp
595 | 109 Comp Air - ASD (6-100 hp) / Transp Eqp
596 | 112 Comp Air - ASD (100+ hp) / Transp Eqp
597 | 113 Comp Air - Motor practices-1 (100+ HP) / Transp Eqp
598 | 201 Fans - O&M / Transp Eqp
599 | 204 Fans- Improve components / Transp Eqp
600 | 205 Fans - Replace 1-5 HP motor / Transp Eqp
601 | 206 Fans - ASD (1-5 hp) / Transp Eqp
602 | 208 Fans - Replace 6-100 HP motor / Transp Eqp
603 | 209 Fans - ASD (6-100 hp) / Transp Eqp
604 | 212 Fans - ASD (100+ hp) / Transp Eqp
605 | 213 Fans - Motor practices-1 (100+ HP) / Transp Eqp
606 | 301 Pumps - O&M / Transp Eqp
607 | 302 Pumps - Controls / Transp Eqp
608 | 303 Pumps - System Optimization / Transp Eqp
609 | 304 Pumps - Sizing / Transp Eqp
610 | 305 Pumps - Replace 1-5 HP motor / Transp Eqp
611 | 306 Pumps - ASD (1-5 hp) / Transp Eqp
612 | 308 Pumps - Replace 6-100 HP motor / Transp Eqp
613 | 309 Pumps - ASD (6-100 hp) / Transp Eqp
614 | 312 Pumps - ASD (100+ hp) / Transp Eqp
615 | 313 Pumps - Motor practices-1 (100+ HP) / Transp Eqp
616 | 427 Drives - Optimization process (M&T) / Transp Eqp
617 | 429 Machinery / Transp Eqp
618 | 510 Heating - Optimization process (M&T) / Transp Eqp
619 | 701 Centrifugal Chiller, 0.51 kW/ton, 500 tons / Transp Eqp
620 | 705 VSD for Chiller Pumps and Towers / Transp Eqp
621 | 706 EMS Optimization - Chiller / Transp Eqp
622 | 707 Aerosol Duct Sealing - Chiller / Transp Eqp
623 | 708 Duct/Pipe Insulation - Chiller / Transp Eqp
624 | 711 Cool Roof - Chiller / Transp Eqp
625 | 723 Geothermal Heat Pump, EER=13, 10 tons / Transp Eqp
626 | 725 DX Coil Cleaning / Transp Eqp
627 | 726 Optimize Controls / Transp Eqp
628 | 727 Aerosol Duct Sealing / Transp Eqp
629 | 728 Duct/Pipe Insulation / Transp Eqp
630 | 801 Premium T8, Electronic Ballast / Transp Eqp
631 | 803 CFL Screw-in 18W / Transp Eqp
632 | 804 High Bay T5 / Transp Eqp
633 | 901 Replace V-belts / Transp Eqp
634 | 101 Compressed Air-O&M / Instruments
635 | 102 Compressed Air - Controls / Instruments
636 | 103 Compressed Air - System Optimization / Instruments
637 | 104 Compressed Air- Sizing / Instruments
638 | 105 Comp Air - Replace 1-5 HP motor / Instruments
639 | 106 Comp Air - ASD (1-5 hp) / Instruments
640 | 108 Comp Air - Replace 6-100 HP motor / Instruments
641 | 109 Comp Air - ASD (6-100 hp) / Instruments
642 | 112 Comp Air - ASD (100+ hp) / Instruments
643 | 113 Comp Air - Motor practices-1 (100+ HP) / Instruments
644 | 201 Fans - O&M / Instruments
645 | 204 Fans- Improve components / Instruments
646 | 205 Fans - Replace 1-5 HP motor / Instruments
647 | 206 Fans - ASD (1-5 hp) / Instruments
648 | 208 Fans - Replace 6-100 HP motor / Instruments
649 | 209 Fans - ASD (6-100 hp) / Instruments
650 | 212 Fans - ASD (100+ hp) / Instruments
651 | 213 Fans - Motor practices-1 (100+ HP) / Instruments
652 | 301 Pumps - O&M / Instruments
653 | 302 Pumps - Controls / Instruments
654 | 303 Pumps - System Optimization / Instruments
655 | 304 Pumps - Sizing / Instruments
656 | 305 Pumps - Replace 1-5 HP motor / Instruments
657 | 306 Pumps - ASD (1-5 hp) / Instruments
658 | 308 Pumps - Replace 6-100 HP motor / Instruments
659 | 309 Pumps - ASD (6-100 hp) / Instruments
660 | 312 Pumps - ASD (100+ hp) / Instruments
661 | 313 Pumps - Motor practices-1 (100+ HP) / Instruments
662 | 427 Drives - Optimization process (M&T) / Instruments
663 | 429 Machinery / Instruments
664 | 701 Centrifugal Chiller, 0.51 kW/ton, 500 tons / Instruments
665 | 705 VSD for Chiller Pumps and Towers / Instruments
666 | 706 EMS Optimization - Chiller / Instruments
667 | 707 Aerosol Duct Sealing - Chiller / Instruments
668 | 708 Duct/Pipe Insulation - Chiller / Instruments
669 | 711 Cool Roof - Chiller / Instruments
670 | 723 Geothermal Heat Pump, EER=13, 10 tons / Instruments
671 | 725 DX Coil Cleaning / Instruments
672 | 726 Optimize Controls / Instruments
673 | 727 Aerosol Duct Sealing / Instruments
674 | 728 Duct/Pipe Insulation / Instruments
675 | 801 Premium T8, Electronic Ballast / Instruments
676 | 803 CFL Screw-in 18W / Instruments
677 | 804 High Bay T5 / Instruments
678 | 901 Replace V-belts / Instruments
679 | 101 Compressed Air-O&M / Misc
680 | 102 Compressed Air - Controls / Misc
681 | 103 Compressed Air - System Optimization / Misc
682 | 104 Compressed Air- Sizing / Misc
683 | 105 Comp Air - Replace 1-5 HP motor / Misc
684 | 106 Comp Air - ASD (1-5 hp) / Misc
685 | 108 Comp Air - Replace 6-100 HP motor / Misc
686 | 109 Comp Air - ASD (6-100 hp) / Misc
687 | 112 Comp Air - ASD (100+ hp) / Misc
688 | 113 Comp Air - Motor practices-1 (100+ HP) / Misc
689 | 201 Fans - O&M / Misc
690 | 204 Fans- Improve components / Misc
691 | 205 Fans - Replace 1-5 HP motor / Misc
692 | 206 Fans - ASD (1-5 hp) / Misc
693 | 208 Fans - Replace 6-100 HP motor / Misc
694 | 209 Fans - ASD (6-100 hp) / Misc
695 | 212 Fans - ASD (100+ hp) / Misc
696 | 213 Fans - Motor practices-1 (100+ HP) / Misc
697 | 301 Pumps - O&M / Misc
698 | 302 Pumps - Controls / Misc
699 | 303 Pumps - System Optimization / Misc
700 | 304 Pumps - Sizing / Misc
701 | 305 Pumps - Replace 1-5 HP motor / Misc
702 | 306 Pumps - ASD (1-5 hp) / Misc
703 | 308 Pumps - Replace 6-100 HP motor / Misc
704 | 309 Pumps - ASD (6-100 hp) / Misc
705 | 312 Pumps - ASD (100+ hp) / Misc
706 | 313 Pumps - Motor practices-1 (100+ HP) / Misc
707 | 701 Centrifugal Chiller, 0.51 kW/ton, 500 tons / Misc
708 | 705 VSD for Chiller Pumps and Towers / Misc
709 | 706 EMS Optimization - Chiller / Misc
710 | 707 Aerosol Duct Sealing - Chiller / Misc
711 | 708 Duct/Pipe Insulation - Chiller / Misc
712 | 711 Cool Roof - Chiller / Misc
713 | 723 Geothermal Heat Pump, EER=13, 10 tons / Misc
714 | 725 DX Coil Cleaning / Misc
715 | 726 Optimize Controls / Misc
716 | 727 Aerosol Duct Sealing / Misc
717 | 728 Duct/Pipe Insulation / Misc
718 | 801 Premium T8, Electronic Ballast / Misc
719 | 803 CFL Screw-in 18W / Misc
720 | 804 High Bay T5 / Misc
721 | 901 Replace V-belts / Misc

## Achievable-RIM
Achievable Potential -- RIM
Remaining Measures Passing
# | Measure Name
Residential
1 | 100 106 15 SEER Split-System Heat Pump / Single Detached
2 | 100 116 Duct Repair / Single Detached
3 | 100 119 Window Film / Single Detached
4 | 100 121 Default Window With Sunscreen / Single Detached
5 | 100 122 Single Pane Clear Windows to Double Pane Low-E Windows / Single Detached
6 | 100 124 Ceiling R-0 to R-19 Insulation / Single Detached
7 | 130 132 15 SEER Split-System Heat Pump / Single Detached
8 | 130 141 Electronically Commutated Motors (ECM) on an Air Handler Unit / Single Detached
9 | 130 142 Duct Repair / Single Detached
10 | 130 145 Window Film / Single Detached
11 | 130 147 Default Window With Sunscreen / Single Detached
12 | 130 148 Single Pane Clear Windows to Double Pane Low-E Windows / Single Detached
13 | 130 150 Ceiling R-0 to R-19 Insulation / Single Detached
14 | 190 202 Ceiling R-0 to R-19 Insulation / Single Detached
15 | 100 105 14 SEER Split-System Heat Pump / Multi Attached
16 | 100 116 Duct Repair / Multi Attached
17 | 100 119 Window Film / Multi Attached
18 | 100 124 Ceiling R-0 to R-19 Insulation / Multi Attached
19 | 130 142 Duct Repair / Multi Attached
20 | 130 145 Window Film / Multi Attached
21 | 130 150 Ceiling R-0 to R-19 Insulation / Multi Attached
22 | 100 105 14 SEER Split-System Heat Pump / Single Detached - Manufactured
23 | 100 106 15 SEER Split-System Heat Pump / Single Detached - Manufactured
24 | 100 116 Duct Repair / Single Detached - Manufactured
25 | 100 122 Single Pane Clear Windows to Double Pane Low-E Windows / Single Detached - Manufactured
26 | 100 124 Ceiling R-0 to R-19 Insulation / Single Detached - Manufactured
27 | 130 132 15 SEER Split-System Heat Pump / Single Detached - Manufactured
28 | 130 142 Duct Repair / Single Detached - Manufactured
29 | 130 148 Single Pane Clear Windows to Double Pane Low-E Windows / Single Detached - Manufactured
30 | 130 150 Ceiling R-0 to R-19 Insulation / Single Detached - Manufactured
31 | Residential Load Management
Commercial
1 | 300 301 Centrifugal Chiller, 0.51 kW/ton, 500 tons / Office
2 | 300 305 Chiller Tune Up/Diagnostics / Office
3 | 300 313 Ceiling Insulation / Office
4 | 300 314 Roof Insulation / Office
5 | 300 315 Cool Roof - Chiller / Office
6 | 300 317 Thermal Energy Storage (TES) / Office
7 | 320 321 DX Packaged System, EER=10.9, 10 tons / Office
8 | 320 334 Ceiling Insulation / Office
9 | 320 335 Roof Insulation / Office
10 | 340 349 Ceiling Insulation / Office
11 | 340 350 Roof Insulation / Office
12 | 340 351 Cool Roof - DX / Office
13 | 360 361 HE PTAC, EER=9.6, 1 ton / Office
14 | 300 313 Ceiling Insulation / Restaurant or Services
15 | 300 314 Roof Insulation / Restaurant or Services
16 | 300 315 Cool Roof - Chiller / Restaurant or Services
17 | 300 317 Thermal Energy Storage (TES) / Restaurant or Services
18 | 320 321 DX Packaged System, EER=10.9, 10 tons / Restaurant or Services
19 | 340 351 Cool Roof - DX / Restaurant or Services
20 | 400 406 Energy Recovery Ventilation (ERV) / Restaurant or Services
21 | 300 305 Chiller Tune Up/Diagnostics / Retail
22 | 300 313 Ceiling Insulation / Retail
23 | 300 314 Roof Insulation / Retail
24 | 300 315 Cool Roof - Chiller / Retail
25 | 320 321 DX Packaged System, EER=10.9, 10 tons / Retail
26 | 320 334 Ceiling Insulation / Retail
27 | 320 335 Roof Insulation / Retail
28 | 340 349 Ceiling Insulation / Retail
29 | 340 351 Cool Roof - DX / Retail
30 | 360 361 HE PTAC, EER=9.6, 1 ton / Retail
31 | 400 406 Energy Recovery Ventilation (ERV) / Retail
32 | 300 313 Ceiling Insulation / Food Store
33 | 300 314 Roof Insulation / Food Store
34 | 320 321 DX Packaged System, EER=10.9, 10 tons / Food Store
35 | 320 334 Ceiling Insulation / Food Store
36 | 320 335 Roof Insulation / Food Store
37 | 340 351 Cool Roof - DX / Food Store
38 | 360 361 HE PTAC, EER=9.6, 1 ton / Food Store
39 | 400 406 Energy Recovery Ventilation (ERV) / Food Store
40 | 300 305 Chiller Tune Up/Diagnostics / School
41 | 300 313 Ceiling Insulation / School
42 | 300 314 Roof Insulation / School
43 | 320 321 DX Packaged System, EER=10.9, 10 tons / School
44 | 320 334 Ceiling Insulation / School
45 | 320 335 Roof Insulation / School
46 | 340 349 Ceiling Insulation / School
47 | 340 351 Cool Roof - DX / School
48 | 360 361 HE PTAC, EER=9.6, 1 ton / School
49 | 300 305 Chiller Tune Up/Diagnostics / College
50 | 300 313 Ceiling Insulation / College
51 | 320 321 DX Packaged System, EER=10.9, 10 tons / College
52 | 320 334 Ceiling Insulation / College
53 | 320 335 Roof Insulation / College
54 | 340 349 Ceiling Insulation / College
55 | 340 351 Cool Roof - DX / College
56 | 360 361 HE PTAC, EER=9.6, 1 ton / College
57 | 400 406 Energy Recovery Ventilation (ERV) / College
58 | 300 313 Ceiling Insulation / Hospital
59 | 300 314 Roof Insulation / Hospital
60 | 320 321 DX Packaged System, EER=10.9, 10 tons / Hospital
61 | 340 351 Cool Roof - DX / Hospital
62 | 400 405 Demand Control Ventilation (DCV) / Hospital
63 | 400 406 Energy Recovery Ventilation (ERV) / Hospital
64 | 300 313 Ceiling Insulation / Other Healthcare
65 | 300 314 Roof Insulation / Other Healthcare
66 | 320 321 DX Packaged System, EER=10.9, 10 tons / Other Healthcare
67 | 320 334 Ceiling Insulation / Other Healthcare
68 | 320 335 Roof Insulation / Other Healthcare
69 | 340 349 Ceiling Insulation / Other Healthcare
70 | 340 351 Cool Roof - DX / Other Healthcare
71 | 360 361 HE PTAC, EER=9.6, 1 ton / Other Healthcare
72 | 300 313 Ceiling Insulation / Hotel or Motel
73 | 320 321 DX Packaged System, EER=10.9, 10 tons / Hotel or Motel
74 | 320 334 Ceiling Insulation / Hotel or Motel
75 | 320 335 Roof Insulation / Hotel or Motel
76 | 340 349 Ceiling Insulation / Hotel or Motel
77 | 340 351 Cool Roof - DX / Hotel or Motel
78 | 300 305 Chiller Tune Up/Diagnostics / Other
79 | 300 313 Ceiling Insulation / Other
80 | 320 334 Ceiling Insulation / Other
81 | 320 335 Roof Insulation / Other
82 | 340 349 Ceiling Insulation / Other
83 | 360 361 HE PTAC, EER=9.6, 1 ton / Other
84 | Standby Generation
85 | Interruptible Service
86 | Curtailable Service
Industrial
0 | None
Measures Failing
# | Measure Name
Residential
1 | 100 103 17 SEER Split-System Air Conditioner / Single Detached
2 | 100 104 19 SEER Split-System Air Conditioner / Single Detached
3 | 100 105 14 SEER Split-System Heat Pump / Single Detached
4 | 100 107 17 SEER Split-System Heat Pump / Single Detached
5 | 100 108 13 EER Geothermal Heat Pump / Single Detached
6 | 100 111 Sealed Attic w/Sprayed Foam Insulated Roof Deck / Single Detached
7 | 100 117 Reflective Roof / Single Detached
8 | 100 120 Window Tinting / Single Detached
9 | 100 125 Ceiling R-19 to R-38 Insulation / Single Detached
10 | 100 126 Wall 2x4 R-0 to Blow-In R-13 Insulation / Single Detached
11 | 130 133 17 SEER Split-System Heat Pump / Single Detached
12 | 130 134 13 EER Geothermal Heat Pump / Single Detached
13 | 130 137 Sealed Attics / Single Detached
14 | 130 143 Reflective Roof / Single Detached
15 | 130 146 Window Tinting / Single Detached
16 | 130 151 Ceiling R-19 to R-38 Insulation / Single Detached
17 | 130 152 Wall 2x4 R-0 to Blow-In R-13 Insulation / Single Detached
18 | 190 196 Reflective Roof / Single Detached
19 | 190 197 Window Film / Single Detached
20 | 190 198 Window Tinting / Single Detached
21 | 190 199 Default Window With Sunscreen / Single Detached
22 | 190 200 Single Pane Clear Windows to Double Pane Low-E Windows / Single Detached
23 | 190 203 Ceiling R-19 to R-38 Insulation / Single Detached
24 | 190 204 Wall 2x4 R-0 to Blow-In R-13 Insulation / Single Detached
25 | 100 102 15 SEER Split-System Air Conditioner / Multi Attached
26 | 100 103 17 SEER Split-System Air Conditioner / Multi Attached
27 | 100 104 19 SEER Split-System Air Conditioner / Multi Attached
28 | 100 106 15 SEER Split-System Heat Pump / Multi Attached
29 | 100 111 Sealed Attic w/Sprayed Foam Insulated Roof Deck / Multi Attached
30 | 100 117 Reflective Roof / Multi Attached
31 | 100 118 Radiant Barrier / Multi Attached
32 | 100 125 Ceiling R-19 to R-38 Insulation / Multi Attached
33 | 100 126 Wall 2x4 R-0 to Blow-In R-13 Insulation / Multi Attached
34 | 130 137 Sealed Attics / Multi Attached
35 | 130 143 Reflective Roof / Multi Attached
36 | 130 144 Radiant Barrier / Multi Attached
37 | 130 146 Window Tinting / Multi Attached
38 | 130 147 Default Window With Sunscreen / Multi Attached
39 | 130 151 Ceiling R-19 to R-38 Insulation / Multi Attached
40 | 130 152 Wall 2x4 R-0 to Blow-In R-13 Insulation / Multi Attached
41 | 190 192 HE Room Air Conditioner - EER 12 / Multi Attached
42 | 190 199 Default Window With Sunscreen / Multi Attached
43 | 100 102 15 SEER Split-System Air Conditioner / Single Detached - Manufactured
44 | 100 103 17 SEER Split-System Air Conditioner / Single Detached - Manufactured
45 | 100 104 19 SEER Split-System Air Conditioner / Single Detached - Manufactured
46 | 100 107 17 SEER Split-System Heat Pump / Single Detached - Manufactured
47 | 100 108 13 EER Geothermal Heat Pump / Single Detached - Manufactured
48 | 100 111 Sealed Attic w/Sprayed Foam Insulated Roof Deck / Single Detached - Manufactured
49 | 100 118 Radiant Barrier / Single Detached - Manufactured
50 | 100 120 Window Tinting / Single Detached - Manufactured
51 | 100 125 Ceiling R-19 to R-38 Insulation / Single Detached - Manufactured
52 | 100 126 Wall 2x4 R-0 to Blow-In R-13 Insulation / Single Detached - Manufactured
53 | 130 137 Sealed Attics / Single Detached - Manufactured
54 | 130 144 Radiant Barrier / Single Detached - Manufactured
55 | 130 146 Window Tinting / Single Detached - Manufactured
56 | 130 151 Ceiling R-19 to R-38 Insulation / Single Detached - Manufactured
57 | 130 152 Wall 2x4 R-0 to Blow-In R-13 Insulation / Single Detached - Manufactured
58 | 190 191 HE Room Air Conditioner - EER 11 / Single Detached - Manufactured
59 | 190 192 HE Room Air Conditioner - EER 12 / Single Detached - Manufactured
60 | 190 198 Window Tinting / Single Detached - Manufactured
61 | 190 199 Default Window With Sunscreen / Single Detached - Manufactured
62 | 190 200 Single Pane Clear Windows to Double Pane Low-E Windows / Single Detached - Manufactured
Commercial
1 | 160 161 LED Exit Sign / Office
2 | 300 311 Window Film (Standard) / Office
3 | 300 317 Thermal Energy Storage (TES) Positive / Office
4 | 320 332 Window Film (Standard) / Office
5 | 340 342 Geothermal Heat Pump, EER=13, 10 tons / Office
6 | 340 347 Window Film (Standard) / Office
7 | 400 405 Demand Control Ventilation (DCV) / Office
8 | 400 406 Energy Recovery Ventilation (ERV) / Office
9 | 160 161 LED Exit Sign / Restaurant or Services
10 | 300 309 Duct/Pipe Insulation / Restaurant or Services
11 | 300 311 Window Film (Standard) / Restaurant or Services
12 | 300 317 Thermal Energy Storage (TES) Positive / Restaurant or Services
13 | 340 345 Duct/Pipe Insulation / Restaurant or Services
14 | 400 405 Demand Control Ventilation (DCV) / Restaurant or Services
15 | 160 161 LED Exit Sign / Retail
16 | 300 311 Window Film (Standard) / Retail
17 | 400 405 Demand Control Ventilation (DCV) / Retail
18 | 160 161 LED Exit Sign / Food Store
19 | 300 311 Window Film (Standard) / Food Store
20 | 400 405 Demand Control Ventilation (DCV) / Food Store
21 | 160 161 LED Exit Sign / School
22 | 300 311 Window Film (Standard) / School
23 | 400 405 Demand Control Ventilation (DCV) / School
24 | 400 406 Energy Recovery Ventilation (ERV) / School
25 | 160 161 LED Exit Sign / College
26 | 300 311 Window Film (Standard) / College
27 | 300 314 Roof Insulation / College
28 | 400 405 Demand Control Ventilation (DCV) / College
29 | 160 161 LED Exit Sign / Other Healthcare
30 | 300 311 Window Film (Standard) / Other Healthcare
31 | 400 404 Electronically Commutated Motors (ECM) on an Air Handler Unit / Other Healthcare
32 | 400 405 Demand Control Ventilation (DCV) / Other Healthcare
33 | 400 406 Energy Recovery Ventilation (ERV) / Other Healthcare
34 | 300 305 Chiller Tune Up/Diagnostics / Warehouse
35 | 300 311 Window Film (Standard) / Warehouse
36 | 300 313 Ceiling Insulation / Warehouse
37 | 300 314 Roof Insulation / Warehouse
38 | 320 321 DX Packaged System, EER=10.9, 10 tons / Warehouse
39 | 320 334 Ceiling Insulation / Warehouse
40 | 320 335 Roof Insulation / Warehouse
41 | 340 349 Ceiling Insulation / Warehouse
42 | 340 351 Cool Roof - DX / Warehouse
43 | 360 361 HE PTAC, EER=9.6, 1 ton / Warehouse
44 | 400 405 Demand Control Ventilation (DCV) / Warehouse
45 | 400 406 Energy Recovery Ventilation (ERV) / Warehouse
46 | 160 161 LED Exit Sign / Hotel or Motel
47 | 300 311 Window Film (Standard) / Hotel or Motel
48 | 300 314 Roof Insulation / Hotel or Motel
49 | 400 405 Demand Control Ventilation (DCV) / Hotel or Motel
50 | 400 406 Energy Recovery Ventilation (ERV) / Hotel or Motel
51 | 160 161 LED Exit Sign / Other
52 | 300 311 Window Film (Standard) / Other
53 | 300 314 Roof Insulation / Other
54 | 320 321 DX Packaged System, EER=10.9, 10 tons / Other
55 | 340 351 Cool Roof - DX / Other
56 | 400 405 Demand Control Ventilation (DCV) / Other
57 | 400 406 Energy Recovery Ventilation (ERV) / Other
58 | 100 146 LED (12-Watt) / All
Industrial
0 | None

## Achievable-TRC
Achievable Potential -- TRC
Remaining Measures Passing
# | Measure Name
Residential
1 | 100 106 15 SEER Split-System Heat Pump / Single Detached
2 | 100 115 Electronically Commutated Motors (ECM) on an Air Handler Unit / Single Detached
3 | 100 116 Duct Repair / Single Detached
4 | 100 119 Window Film / Single Detached
5 | 100 121 Default Window With Sunscreen / Single Detached
6 | 100 122 Single Pane Clear Windows to Double Pane Low-E Windows / Single Detached
7 | 100 124 Ceiling R-0 to R-19 Insulation / Single Detached
8 | 130 132 15 SEER Split-System Heat Pump / Single Detached
9 | 130 136 Attic Venting / Single Detached
10 | 130 141 Electronically Commutated Motors (ECM) on an Air Handler Unit / Single Detached
11 | 130 142 Duct Repair / Single Detached
12 | 130 145 Window Film / Single Detached
13 | 130 147 Default Window With Sunscreen / Single Detached
14 | 130 148 Single Pane Clear Windows to Double Pane Low-E Windows / Single Detached
15 | 130 150 Ceiling R-0 to R-19 Insulation / Single Detached
16 | 190 191 HE Room Air Conditioner - EER 11 / Single Detached
17 | 190 192 HE Room Air Conditioner - EER 12 / Single Detached
18 | 190 202 Ceiling R-0 to R-19 Insulation / Single Detached
19 | 220 221 CFL (18-Watt integral ballast), 0.5 hr/day / Single Detached
20 | 300 301 HE Refrigerator - Energy Star version of above / Single Detached
21 | 400 401 Heat Pump Water Heater (EF=2.9) / Single Detached
22 | 400 410 Water Heater Timeclock / Single Detached
23 | 800 803 Variable-Speed Pool Pump (<1 hp) / Single Detached
24 | 100 105 14 SEER Split-System Heat Pump / Multi Attached
25 | 100 115 Electronically Commutated Motors (ECM) on an Air Handler Unit / Multi Attached
26 | 100 116 Duct Repair / Multi Attached
27 | 100 119 Window Film / Multi Attached
28 | 100 120 Window Tinting / Multi Attached
29 | 100 122 Single Pane Clear Windows to Double Pane Low-E Windows / Multi Attached
30 | 100 124 Ceiling R-0 to R-19 Insulation / Multi Attached
31 | 130 140 Proper Refrigerant Charging and Air Flow / Multi Attached
32 | 130 142 Duct Repair / Multi Attached
33 | 130 145 Window Film / Multi Attached
34 | 130 146 Window Tinting / Multi Attached
35 | 130 147 Default Window With Sunscreen / Multi Attached
36 | 130 148 Single Pane Clear Windows to Double Pane Low-E Windows / Multi Attached
37 | 130 150 Ceiling R-0 to R-19 Insulation / Multi Attached
38 | 190 191 HE Room Air Conditioner - EER 11 / Multi Attached
39 | 190 192 HE Room Air Conditioner - EER 12 / Multi Attached
40 | 190 200 Single Pane Clear Windows to Double Pane Low-E Windows / Multi Attached
41 | 220 221 CFL (18-Watt integral ballast), 0.5 hr/day / Multi Attached
42 | 300 301 HE Refrigerator - Energy Star version of above / Multi Attached
43 | 800 803 Variable-Speed Pool Pump (<1 hp) / Multi Attached
44 | 100 105 14 SEER Split-System Heat Pump / Single Detached - Manufactured
45 | 100 106 15 SEER Split-System Heat Pump / Single Detached - Manufactured
46 | 100 115 Electronically Commutated Motors (ECM) on an Air Handler Unit / Single Detached - Manufactured
47 | 100 116 Duct Repair / Single Detached - Manufactured
48 | 100 122 Single Pane Clear Windows to Double Pane Low-E Windows / Single Detached - Manufactured
49 | 100 124 Ceiling R-0 to R-19 Insulation / Single Detached - Manufactured
50 | 130 132 15 SEER Split-System Heat Pump / Single Detached - Manufactured
51 | 130 136 Attic Venting / Single Detached - Manufactured
52 | 130 142 Duct Repair / Single Detached - Manufactured
53 | 130 148 Single Pane Clear Windows to Double Pane Low-E Windows / Single Detached - Manufactured
54 | 130 150 Ceiling R-0 to R-19 Insulation / Single Detached - Manufactured
55 | 190 191 HE Room Air Conditioner - EER 11 / Single Detached - Manufactured
56 | 190 192 HE Room Air Conditioner - EER 12 / Single Detached - Manufactured
57 | 190 200 Single Pane Clear Windows to Double Pane Low-E Windows / Single Detached - Manufactured
58 | 220 221 CFL (18-Watt integral ballast), 0.5 hr/day / Single Detached - Manufactured
59 | 300 301 HE Refrigerator - Energy Star version of above / Single Detached - Manufactured
60 | 800 803 Variable-Speed Pool Pump (<1 hp) / Single Detached - Manufactured
61 | 200 232 LED 12W, 2.5hr/hday / All
62 | 200 242 LED 12W, 6.0hr/hday / All
63 | Residential Load Management
Commercial
1 | 110 111 Premium T8, Electronic Ballast / Office
2 | 110 112 Premium T8, EB, Reflector / Office
3 | 110 113 Occupancy Sensor / Office
4 | 120 123 Occupancy Sensor / Office
5 | 140 141 CFL Hardwired, Modular 18W / Office
6 | 300 301 Centrifugal Chiller, 0.51 kW/ton, 500 tons / Office
7 | 300 302 High Efficiency Chiller Motors / Office
8 | 300 304 EMS - Chiller / Office
9 | 300 305 Chiller Tune Up/Diagnostics / Office
10 | 300 306 VSD for Chiller Pumps and Towers / Office
11 | 300 311 Window Film (Standard) / Office
12 | 300 313 Ceiling Insulation / Office
13 | 300 314 Roof Insulation / Office
14 | 300 315 Cool Roof - Chiller / Office
15 | 300 317 Thermal Energy Storage (TES) Positive / Office
16 | 320 321 DX Packaged System, EER=10.9, 10 tons / Office
17 | 320 322 Hybrid Dessicant-DX System (Trane CDQ) / Office
18 | 320 332 Window Film (Standard) / Office
19 | 320 334 Ceiling Insulation / Office
20 | 320 335 Roof Insulation / Office
21 | 340 347 Window Film (Standard) / Office
22 | 340 349 Ceiling Insulation / Office
23 | 340 350 Roof Insulation / Office
24 | 340 351 Cool Roof - DX / Office
25 | 360 361 HE PTAC, EER=9.6, 1 ton / Office
26 | 360 362 Occupancy Sensor (hotels) / Office
27 | 400 402 Variable Speed Drive Control / Office
28 | 400 404 Electronically Commutated Motors (ECM) on an Air Handler Unit / Office
29 | 600 603 Heat Pump Water Heater (air source) / Office
30 | 600 604 Solar Water Heater / Office
31 | 600 608 Heat Recovery Unit / Office
32 | 110 111 Premium T8, Electronic Ballast / Restaurant or Services
33 | 110 112 Premium T8, EB, Reflector / Restaurant or Services
34 | 140 141 CFL Hardwired, Modular 18W / Restaurant or Services
35 | 300 302 High Efficiency Chiller Motors / Restaurant or Services
36 | 300 311 Window Film (Standard) / Restaurant or Services
37 | 300 313 Ceiling Insulation / Restaurant or Services
38 | 300 314 Roof Insulation / Restaurant or Services
39 | 300 315 Cool Roof - Chiller / Restaurant or Services
40 | 300 317 Thermal Energy Storage (TES) Positive / Restaurant or Services
41 | 320 321 DX Packaged System, EER=10.9, 10 tons / Restaurant or Services
42 | 320 336 Cool Roof - DX / Restaurant or Services
43 | 340 351 Cool Roof - DX / Restaurant or Services
44 | 360 362 Occupancy Sensor (hotels) / Restaurant or Services
45 | 400 402 Variable Speed Drive Control / Restaurant or Services
46 | 400 404 Electronically Commutated Motors (ECM) on an Air Handler Unit / Restaurant or Services
47 | 400 406 Energy Recovery Ventilation (ERV) / Restaurant or Services
48 | 600 604 Solar Water Heater / Restaurant or Services
49 | 110 111 Premium T8, Electronic Ballast / Retail
50 | 110 112 Premium T8, EB, Reflector / Retail
51 | 140 141 CFL Hardwired, Modular 18W / Retail
52 | 300 302 High Efficiency Chiller Motors / Retail
53 | 300 304 EMS - Chiller / Retail
54 | 300 305 Chiller Tune Up/Diagnostics / Retail
55 | 300 311 Window Film (Standard) / Retail
56 | 300 313 Ceiling Insulation / Retail
57 | 300 314 Roof Insulation / Retail
58 | 300 315 Cool Roof - Chiller / Retail
59 | 300 317 Thermal Energy Storage (TES) Positive / Retail
60 | 320 321 DX Packaged System, EER=10.9, 10 tons / Retail
61 | 320 322 Hybrid Dessicant-DX System (Trane CDQ) / Retail
62 | 320 326 DX Tune Up/ Advanced Diagnostics / Retail
63 | 320 334 Ceiling Insulation / Retail
64 | 320 335 Roof Insulation / Retail
65 | 340 349 Ceiling Insulation / Retail
66 | 340 351 Cool Roof - DX / Retail
67 | 360 361 HE PTAC, EER=9.6, 1 ton / Retail
68 | 400 402 Variable Speed Drive Control / Retail
69 | 400 404 Electronically Commutated Motors (ECM) on an Air Handler Unit / Retail
70 | 400 406 Energy Recovery Ventilation (ERV) / Retail
71 | 600 603 Heat Pump Water Heater (air source) / Retail
72 | 110 111 Premium T8, Electronic Ballast / Food Store
73 | 300 302 High Efficiency Chiller Motors / Food Store
74 | 300 304 EMS - Chiller / Food Store
75 | 300 311 Window Film (Standard) / Food Store
76 | 300 313 Ceiling Insulation / Food Store
77 | 300 314 Roof Insulation / Food Store
78 | 300 317 Thermal Energy Storage (TES) Positive / Food Store
79 | 320 321 DX Packaged System, EER=10.9, 10 tons / Food Store
80 | 320 322 Hybrid Dessicant-DX System (Trane CDQ) / Food Store
81 | 320 334 Ceiling Insulation / Food Store
82 | 320 335 Roof Insulation / Food Store
83 | 340 351 Cool Roof - DX / Food Store
84 | 360 361 HE PTAC, EER=9.6, 1 ton / Food Store
85 | 400 404 Electronically Commutated Motors (ECM) on an Air Handler Unit / Food Store
86 | 400 406 Energy Recovery Ventilation (ERV) / Food Store
87 | 500 501 High-efficiency fan motors / Food Store
88 | 500 513 High R-Value Glass Doors / Food Store
89 | 500 515 Oversized Air Cooled Condenser / Food Store
90 | 600 603 Heat Pump Water Heater (air source) / Food Store
91 | 600 608 Heat Recovery Unit / Food Store
92 | 110 111 Premium T8, Electronic Ballast / School
93 | 120 121 ROB Premium T8, 1EB / School
94 | 120 122 ROB Premium T8, EB, Reflector / School
95 | 150 152 PSMH, 250 W, electronic ballast / School
96 | 300 301 Centrifugal Chiller, 0.51 kW/ton, 500 tons / School
97 | 300 302 High Efficiency Chiller Motors / School
98 | 300 304 EMS - Chiller / School
99 | 300 305 Chiller Tune Up/Diagnostics / School
100 | 300 306 VSD for Chiller Pumps and Towers / School
101 | 300 311 Window Film (Standard) / School
102 | 300 313 Ceiling Insulation / School
103 | 300 314 Roof Insulation / School
104 | 320 321 DX Packaged System, EER=10.9, 10 tons / School
105 | 320 322 Hybrid Dessicant-DX System (Trane CDQ) / School
106 | 320 326 DX Tune Up/ Advanced Diagnostics / School
107 | 320 334 Ceiling Insulation / School
108 | 320 335 Roof Insulation / School
109 | 340 349 Ceiling Insulation / School
110 | 340 351 Cool Roof - DX / School
111 | 360 361 HE PTAC, EER=9.6, 1 ton / School
112 | 400 402 Variable Speed Drive Control / School
113 | 400 404 Electronically Commutated Motors (ECM) on an Air Handler Unit / School
114 | 110 111 Premium T8, Electronic Ballast / College
115 | 120 121 ROB Premium T8, 1EB / College
116 | 120 122 ROB Premium T8, EB, Reflector / College
117 | 150 152 PSMH, 250 W, electronic ballast / College
118 | 300 301 Centrifugal Chiller, 0.51 kW/ton, 500 tons / College
119 | 300 302 High Efficiency Chiller Motors / College
120 | 300 304 EMS - Chiller / College
121 | 300 305 Chiller Tune Up/Diagnostics / College
122 | 300 306 VSD for Chiller Pumps and Towers / College
123 | 300 313 Ceiling Insulation / College
124 | 300 314 Roof Insulation / College
125 | 320 321 DX Packaged System, EER=10.9, 10 tons / College
126 | 320 322 Hybrid Dessicant-DX System (Trane CDQ) / College
127 | 320 326 DX Tune Up/ Advanced Diagnostics / College
128 | 320 334 Ceiling Insulation / College
129 | 320 335 Roof Insulation / College
130 | 340 349 Ceiling Insulation / College
131 | 340 351 Cool Roof - DX / College
132 | 360 361 HE PTAC, EER=9.6, 1 ton / College
133 | 400 402 Variable Speed Drive Control / College
134 | 400 404 Electronically Commutated Motors (ECM) on an Air Handler Unit / College
135 | 400 406 Energy Recovery Ventilation (ERV) / College
136 | 600 608 Heat Recovery Unit / College
137 | 110 111 Premium T8, Electronic Ballast / Hospital
138 | 300 313 Ceiling Insulation / Hospital
139 | 300 314 Roof Insulation / Hospital
140 | 300 317 Thermal Energy Storage (TES) Positive / Hospital
141 | 320 321 DX Packaged System, EER=10.9, 10 tons / Hospital
142 | 320 322 Hybrid Dessicant-DX System (Trane CDQ) / Hospital
143 | 340 351 Cool Roof - DX / Hospital
144 | 400 405 Demand Control Ventilation (DCV) / Hospital
145 | 400 406 Energy Recovery Ventilation (ERV) / Hospital
146 | 110 111 Premium T8, Electronic Ballast / Other Healthcare
147 | 300 301 Centrifugal Chiller, 0.51 kW/ton, 500 tons / Other Healthcare
148 | 300 302 High Efficiency Chiller Motors / Other Healthcare
149 | 300 304 EMS - Chiller / Other Healthcare
150 | 300 306 VSD for Chiller Pumps and Towers / Other Healthcare
151 | 300 311 Window Film (Standard) / Other Healthcare
152 | 300 313 Ceiling Insulation / Other Healthcare
153 | 300 314 Roof Insulation / Other Healthcare
154 | 300 317 Thermal Energy Storage (TES) Positive / Other Healthcare
155 | 320 321 DX Packaged System, EER=10.9, 10 tons / Other Healthcare
156 | 320 322 Hybrid Dessicant-DX System (Trane CDQ) / Other Healthcare
157 | 320 326 DX Tune Up/ Advanced Diagnostics / Other Healthcare
158 | 320 334 Ceiling Insulation / Other Healthcare
159 | 320 335 Roof Insulation / Other Healthcare
160 | 340 349 Ceiling Insulation / Other Healthcare
161 | 340 351 Cool Roof - DX / Other Healthcare
162 | 360 361 HE PTAC, EER=9.6, 1 ton / Other Healthcare
163 | 400 402 Variable Speed Drive Control / Other Healthcare
164 | 400 404 Electronically Commutated Motors (ECM) on an Air Handler Unit / Other Healthcare
165 | 110 111 Premium T8, Electronic Ballast / Warehouse
166 | 120 121 ROB Premium T8, 1EB / Warehouse
167 | 150 152 PSMH, 250 W, electronic ballast / Warehouse
168 | 300 301 Centrifugal Chiller, 0.51 kW/ton, 500 tons / Warehouse
169 | 300 306 VSD for Chiller Pumps and Towers / Warehouse
170 | 320 322 Hybrid Dessicant-DX System (Trane CDQ) / Warehouse
171 | 360 361 HE PTAC, EER=9.6, 1 ton / Warehouse
172 | 110 111 Premium T8, Electronic Ballast / Hotel or Motel
173 | 300 311 Window Film (Standard) / Hotel or Motel
174 | 300 313 Ceiling Insulation / Hotel or Motel
175 | 300 314 Roof Insulation / Hotel or Motel
176 | 300 317 Thermal Energy Storage (TES) Positive / Hotel or Motel
177 | 320 321 DX Packaged System, EER=10.9, 10 tons / Hotel or Motel
178 | 320 322 Hybrid Dessicant-DX System (Trane CDQ) / Hotel or Motel
179 | 320 326 DX Tune Up/ Advanced Diagnostics / Hotel or Motel
180 | 320 334 Ceiling Insulation / Hotel or Motel
181 | 320 335 Roof Insulation / Hotel or Motel
182 | 340 349 Ceiling Insulation / Hotel or Motel
183 | 340 351 Cool Roof - DX / Hotel or Motel
184 | 400 402 Variable Speed Drive Control / Hotel or Motel
185 | 400 404 Electronically Commutated Motors (ECM) on an Air Handler Unit / Hotel or Motel
186 | 600 606 Demand controlled circulating systems / Hotel or Motel
187 | 110 111 Premium T8, Electronic Ballast / Other
188 | 300 301 Centrifugal Chiller, 0.51 kW/ton, 500 tons / Other
189 | 300 302 High Efficiency Chiller Motors / Other
190 | 300 304 EMS - Chiller / Other
191 | 300 305 Chiller Tune Up/Diagnostics / Other
192 | 300 306 VSD for Chiller Pumps and Towers / Other
193 | 300 313 Ceiling Insulation / Other
194 | 300 314 Roof Insulation / Other
195 | 320 321 DX Packaged System, EER=10.9, 10 tons / Other
196 | 320 322 Hybrid Dessicant-DX System (Trane CDQ) / Other
197 | 320 334 Ceiling Insulation / Other
198 | 320 335 Roof Insulation / Other
199 | 340 349 Ceiling Insulation / Other
200 | 360 361 HE PTAC, EER=9.6, 1 ton / Other
201 | 400 404 Electronically Commutated Motors (ECM) on an Air Handler Unit / Other
202 | 600 603 Heat Pump Water Heater (air source) / Other
203 | 600 604 Solar Water Heater / Other
204 | 600 608 Heat Recovery Unit / Other
205 | 100 154 LED High Bay 83W (400W equivalent) / All
206 | 200 203 Outdoor LED 104W / All
207 | 300 337 Run Time Optimizer / All
208 | 300 338 dehumidification hybrid desiccant heat pump / All
209 | 800 812 Griddle / All
210 | 800 813 Steamer / All
211 | 800 814 Holding Cabinet / All
212 | Standby Generation
213 | Interruptible Service
214 | Curtailable Service
Industrial
1 | 107 Comp Air - Motor practices-1 (1-5 HP) / Food
2 | 202 Fans - Controls / Food
3 | 203 Fans - System Optimization / Food
4 | 207 Fans - Motor practices-1 (1-5 HP) / Food
5 | 307 Pumps - Motor practices-1 (1-5 HP) / Food
6 | 552 Optimization Refrigeration / Food
7 | 702 High Efficiency Chiller Motors / Food
8 | 703 EMS - Chiller / Food
9 | 704 Chiller Tune Up/Diagnostics / Food
10 | 710 Roof Insulation - Chiller / Food
11 | 722 Hybrid Dessicant-DX System (Trane CDQ) / Food
12 | 730 Roof Insulation / Food
13 | 802 CFL Hardwired, Modular 18W / Food
14 | 805 Occupancy Sensor / Food
15 | 107 Comp Air - Motor practices-1 (1-5 HP) / Textiles
16 | 202 Fans - Controls / Textiles
17 | 203 Fans - System Optimization / Textiles
18 | 207 Fans - Motor practices-1 (1-5 HP) / Textiles
19 | 307 Pumps - Motor practices-1 (1-5 HP) / Textiles
20 | 402 O&M/drives spinning machines / Textiles
21 | 502 Drying (UV/IR) / Textiles
22 | 702 High Efficiency Chiller Motors / Textiles
23 | 703 EMS - Chiller / Textiles
24 | 704 Chiller Tune Up/Diagnostics / Textiles
25 | 710 Roof Insulation - Chiller / Textiles
26 | 722 Hybrid Dessicant-DX System (Trane CDQ) / Textiles
27 | 730 Roof Insulation / Textiles
28 | 805 Occupancy Sensor / Textiles
29 | 902 Membranes for wastewater / Textiles
30 | 107 Comp Air - Motor practices-1 (1-5 HP) / Lumber
31 | 202 Fans - Controls / Lumber
32 | 203 Fans - System Optimization / Lumber
33 | 207 Fans - Motor practices-1 (1-5 HP) / Lumber
34 | 214 Optimize drying process / Lumber
35 | 307 Pumps - Motor practices-1 (1-5 HP) / Lumber
36 | 405 Drives - EE motor / Lumber
37 | 503 Heat Pumps - Drying / Lumber
38 | 702 High Efficiency Chiller Motors / Lumber
39 | 703 EMS - Chiller / Lumber
40 | 704 Chiller Tune Up/Diagnostics / Lumber
41 | 710 Roof Insulation - Chiller / Lumber
42 | 722 Hybrid Dessicant-DX System (Trane CDQ) / Lumber
43 | 730 Roof Insulation / Lumber
44 | 802 CFL Hardwired, Modular 18W / Lumber
45 | 805 Occupancy Sensor / Lumber
46 | 107 Comp Air - Motor practices-1 (1-5 HP) / Paper
47 | 202 Fans - Controls / Paper
48 | 203 Fans - System Optimization / Paper
49 | 207 Fans - Motor practices-1 (1-5 HP) / Paper
50 | 307 Pumps - Motor practices-1 (1-5 HP) / Paper
51 | 405 Drives - EE motor / Paper
52 | 408 Optimization control PM / Paper
53 | 702 High Efficiency Chiller Motors / Paper
54 | 703 EMS - Chiller / Paper
55 | 704 Chiller Tune Up/Diagnostics / Paper
56 | 710 Roof Insulation - Chiller / Paper
57 | 722 Hybrid Dessicant-DX System (Trane CDQ) / Paper
58 | 730 Roof Insulation / Paper
59 | 802 CFL Hardwired, Modular 18W / Paper
60 | 805 Occupancy Sensor / Paper
61 | 107 Comp Air - Motor practices-1 (1-5 HP) / Printing
62 | 202 Fans - Controls / Printing
63 | 203 Fans - System Optimization / Printing
64 | 207 Fans - Motor practices-1 (1-5 HP) / Printing
65 | 307 Pumps - Motor practices-1 (1-5 HP) / Printing
66 | 410 Efficient Printing press (fewer cylinders) / Printing
67 | 702 High Efficiency Chiller Motors / Printing
68 | 703 EMS - Chiller / Printing
69 | 704 Chiller Tune Up/Diagnostics / Printing
70 | 710 Roof Insulation - Chiller / Printing
71 | 722 Hybrid Dessicant-DX System (Trane CDQ) / Printing
72 | 730 Roof Insulation / Printing
73 | 802 CFL Hardwired, Modular 18W / Printing
74 | 805 Occupancy Sensor / Printing
75 | 107 Comp Air - Motor practices-1 (1-5 HP) / Chemicals
76 | 202 Fans - Controls / Chemicals
77 | 203 Fans - System Optimization / Chemicals
78 | 207 Fans - Motor practices-1 (1-5 HP) / Chemicals
79 | 307 Pumps - Motor practices-1 (1-5 HP) / Chemicals
80 | 413 Clean Room - Controls / Chemicals
81 | 414 Clean Room - New Designs / Chemicals
82 | 415 Drives - Process Controls (batch + site) / Chemicals
83 | 601 Other Process Controls (batch + site) / Chemicals
84 | 702 High Efficiency Chiller Motors / Chemicals
85 | 703 EMS - Chiller / Chemicals
86 | 704 Chiller Tune Up/Diagnostics / Chemicals
87 | 710 Roof Insulation - Chiller / Chemicals
88 | 722 Hybrid Dessicant-DX System (Trane CDQ) / Chemicals
89 | 730 Roof Insulation / Chemicals
90 | 802 CFL Hardwired, Modular 18W / Chemicals
91 | 805 Occupancy Sensor / Chemicals
92 | 107 Comp Air - Motor practices-1 (1-5 HP) / Petroleum
93 | 202 Fans - Controls / Petroleum
94 | 203 Fans - System Optimization / Petroleum
95 | 207 Fans - Motor practices-1 (1-5 HP) / Petroleum
96 | 307 Pumps - Motor practices-1 (1-5 HP) / Petroleum
97 | 602 Efficient desalter / Petroleum
98 | 702 High Efficiency Chiller Motors / Petroleum
99 | 703 EMS - Chiller / Petroleum
100 | 704 Chiller Tune Up/Diagnostics / Petroleum
101 | 710 Roof Insulation - Chiller / Petroleum
102 | 722 Hybrid Dessicant-DX System (Trane CDQ) / Petroleum
103 | 730 Roof Insulation / Petroleum
104 | 802 CFL Hardwired, Modular 18W / Petroleum
105 | 805 Occupancy Sensor / Petroleum
106 | 107 Comp Air - Motor practices-1 (1-5 HP) / Rubber-Plastics
107 | 202 Fans - Controls / Rubber-Plastics
108 | 203 Fans - System Optimization / Rubber-Plastics
109 | 207 Fans - Motor practices-1 (1-5 HP) / Rubber-Plastics
110 | 307 Pumps - Motor practices-1 (1-5 HP) / Rubber-Plastics
111 | 418 Extruders/injection Moulding-multipump / Rubber-Plastics
112 | 419 Direct drive Extruders / Rubber-Plastics
113 | 420 Injection Moulding - Impulse Cooling / Rubber-Plastics
114 | 421 Injection Moulding - Direct drive / Rubber-Plastics
115 | 702 High Efficiency Chiller Motors / Rubber-Plastics
116 | 703 EMS - Chiller / Rubber-Plastics
117 | 704 Chiller Tune Up/Diagnostics / Rubber-Plastics
118 | 710 Roof Insulation - Chiller / Rubber-Plastics
119 | 722 Hybrid Dessicant-DX System (Trane CDQ) / Rubber-Plastics
120 | 730 Roof Insulation / Rubber-Plastics
121 | 802 CFL Hardwired, Modular 18W / Rubber-Plastics
122 | 805 Occupancy Sensor / Rubber-Plastics
123 | 107 Comp Air - Motor practices-1 (1-5 HP) / Stone-Clay-Glass
124 | 202 Fans - Controls / Stone-Clay-Glass
125 | 203 Fans - System Optimization / Stone-Clay-Glass
126 | 207 Fans - Motor practices-1 (1-5 HP) / Stone-Clay-Glass
127 | 307 Pumps - Motor practices-1 (1-5 HP) / Stone-Clay-Glass
128 | 424 Process optimization / Stone-Clay-Glass
129 | 702 High Efficiency Chiller Motors / Stone-Clay-Glass
130 | 703 EMS - Chiller / Stone-Clay-Glass
131 | 704 Chiller Tune Up/Diagnostics / Stone-Clay-Glass
132 | 710 Roof Insulation - Chiller / Stone-Clay-Glass
133 | 722 Hybrid Dessicant-DX System (Trane CDQ) / Stone-Clay-Glass
134 | 730 Roof Insulation / Stone-Clay-Glass
135 | 802 CFL Hardwired, Modular 18W / Stone-Clay-Glass
136 | 805 Occupancy Sensor / Stone-Clay-Glass
137 | 107 Comp Air - Motor practices-1 (1-5 HP) / Primary Metals
138 | 202 Fans - Controls / Primary Metals
139 | 203 Fans - System Optimization / Primary Metals
140 | 207 Fans - Motor practices-1 (1-5 HP) / Primary Metals
141 | 307 Pumps - Motor practices-1 (1-5 HP) / Primary Metals
142 | 425 Drives - Process Control / Primary Metals
143 | 505 Efficient electric melting / Primary Metals
144 | 508 Heating - Process Control / Primary Metals
145 | 702 High Efficiency Chiller Motors / Primary Metals
146 | 703 EMS - Chiller / Primary Metals
147 | 704 Chiller Tune Up/Diagnostics / Primary Metals
148 | 710 Roof Insulation - Chiller / Primary Metals
149 | 722 Hybrid Dessicant-DX System (Trane CDQ) / Primary Metals
150 | 730 Roof Insulation / Primary Metals
151 | 802 CFL Hardwired, Modular 18W / Primary Metals
152 | 805 Occupancy Sensor / Primary Metals
153 | 107 Comp Air - Motor practices-1 (1-5 HP) / Fab Metals
154 | 202 Fans - Controls / Fab Metals
155 | 203 Fans - System Optimization / Fab Metals
156 | 207 Fans - Motor practices-1 (1-5 HP) / Fab Metals
157 | 307 Pumps - Motor practices-1 (1-5 HP) / Fab Metals
158 | 428 Drives - Scheduling / Fab Metals
159 | 509 Efficient Curing ovens / Fab Metals
160 | 511 Heating - Scheduling / Fab Metals
161 | 603 New transformers welding / Fab Metals
162 | 702 High Efficiency Chiller Motors / Fab Metals
163 | 703 EMS - Chiller / Fab Metals
164 | 704 Chiller Tune Up/Diagnostics / Fab Metals
165 | 710 Roof Insulation - Chiller / Fab Metals
166 | 722 Hybrid Dessicant-DX System (Trane CDQ) / Fab Metals
167 | 730 Roof Insulation / Fab Metals
168 | 802 CFL Hardwired, Modular 18W / Fab Metals
169 | 805 Occupancy Sensor / Fab Metals
170 | 107 Comp Air - Motor practices-1 (1-5 HP) / Ind Machinery
171 | 202 Fans - Controls / Ind Machinery
172 | 203 Fans - System Optimization / Ind Machinery
173 | 207 Fans - Motor practices-1 (1-5 HP) / Ind Machinery
174 | 307 Pumps - Motor practices-1 (1-5 HP) / Ind Machinery
175 | 428 Drives - Scheduling / Ind Machinery
176 | 509 Efficient Curing ovens / Ind Machinery
177 | 511 Heating - Scheduling / Ind Machinery
178 | 603 New transformers welding / Ind Machinery
179 | 702 High Efficiency Chiller Motors / Ind Machinery
180 | 703 EMS - Chiller / Ind Machinery
181 | 704 Chiller Tune Up/Diagnostics / Ind Machinery
182 | 710 Roof Insulation - Chiller / Ind Machinery
183 | 722 Hybrid Dessicant-DX System (Trane CDQ) / Ind Machinery
184 | 730 Roof Insulation / Ind Machinery
185 | 805 Occupancy Sensor / Ind Machinery
186 | 107 Comp Air - Motor practices-1 (1-5 HP) / Electronics
187 | 202 Fans - Controls / Electronics
188 | 203 Fans - System Optimization / Electronics
189 | 207 Fans - Motor practices-1 (1-5 HP) / Electronics
190 | 307 Pumps - Motor practices-1 (1-5 HP) / Electronics
191 | 413 Clean Room - Controls / Electronics
192 | 428 Drives - Scheduling / Electronics
193 | 429 Machinery / Electronics
194 | 509 Efficient Curing ovens / Electronics
195 | 604 Efficient processes (welding, etc.) / Electronics
196 | 702 High Efficiency Chiller Motors / Electronics
197 | 703 EMS - Chiller / Electronics
198 | 704 Chiller Tune Up/Diagnostics / Electronics
199 | 710 Roof Insulation - Chiller / Electronics
200 | 722 Hybrid Dessicant-DX System (Trane CDQ) / Electronics
201 | 730 Roof Insulation / Electronics
202 | 802 CFL Hardwired, Modular 18W / Electronics
203 | 805 Occupancy Sensor / Electronics
204 | 107 Comp Air - Motor practices-1 (1-5 HP) / Transp Eqp
205 | 202 Fans - Controls / Transp Eqp
206 | 203 Fans - System Optimization / Transp Eqp
207 | 207 Fans - Motor practices-1 (1-5 HP) / Transp Eqp
208 | 307 Pumps - Motor practices-1 (1-5 HP) / Transp Eqp
209 | 428 Drives - Scheduling / Transp Eqp
210 | 509 Efficient Curing ovens / Transp Eqp
211 | 603 New transformers welding / Transp Eqp
212 | 702 High Efficiency Chiller Motors / Transp Eqp
213 | 703 EMS - Chiller / Transp Eqp
214 | 704 Chiller Tune Up/Diagnostics / Transp Eqp
215 | 710 Roof Insulation - Chiller / Transp Eqp
216 | 722 Hybrid Dessicant-DX System (Trane CDQ) / Transp Eqp
217 | 730 Roof Insulation / Transp Eqp
218 | 802 CFL Hardwired, Modular 18W / Transp Eqp
219 | 805 Occupancy Sensor / Transp Eqp
220 | 107 Comp Air - Motor practices-1 (1-5 HP) / Instruments
221 | 202 Fans - Controls / Instruments
222 | 203 Fans - System Optimization / Instruments
223 | 207 Fans - Motor practices-1 (1-5 HP) / Instruments
224 | 307 Pumps - Motor practices-1 (1-5 HP) / Instruments
225 | 428 Drives - Scheduling / Instruments
226 | 509 Efficient Curing ovens / Instruments
227 | 603 New transformers welding / Instruments
228 | 702 High Efficiency Chiller Motors / Instruments
229 | 703 EMS - Chiller / Instruments
230 | 704 Chiller Tune Up/Diagnostics / Instruments
231 | 710 Roof Insulation - Chiller / Instruments
232 | 722 Hybrid Dessicant-DX System (Trane CDQ) / Instruments
233 | 730 Roof Insulation / Instruments
234 | 802 CFL Hardwired, Modular 18W / Instruments
235 | 805 Occupancy Sensor / Instruments
236 | 107 Comp Air - Motor practices-1 (1-5 HP) / Misc
237 | 202 Fans - Controls / Misc
238 | 203 Fans - System Optimization / Misc
239 | 207 Fans - Motor practices-1 (1-5 HP) / Misc
240 | 307 Pumps - Motor practices-1 (1-5 HP) / Misc
241 | 428 Drives - Scheduling / Misc
242 | 430 Efficient Machinery / Misc
243 | 509 Efficient Curing ovens / Misc
244 | 605 Process control / Misc
245 | 702 High Efficiency Chiller Motors / Misc
246 | 703 EMS - Chiller / Misc
247 | 704 Chiller Tune Up/Diagnostics / Misc
248 | 710 Roof Insulation - Chiller / Misc
249 | 722 Hybrid Dessicant-DX System (Trane CDQ) / Misc
250 | 730 Roof Insulation / Misc
251 | 802 CFL Hardwired, Modular 18W / Misc
252 | 805 Occupancy Sensor / Misc
253 | 808 LED High Bay 83W (per unit) / All
254 | 732 Run Time Optimizer / All
255 | 733 Dehumidification Hybrid Desiccant Heat Pump PER 5 TON / All
Remaining Measures Failing
# | Measure Name
Residential
1 | 130 138 AC Maintenance (Outdoor Coil Cleaning) / Single Detached
2 | 260 262 Photocell/timeclock / Single Detached
3 | 190 198 Window Tinting / Multi Attached
4 | 260 262 Photocell/timeclock / Multi Attached
5 | 350 351 HE Freezer / Multi Attached
6 | 400 410 Water Heater Timeclock / Multi Attached
7 | 100 112 AC Maintenance (Outdoor Coil Cleaning) / Single Detached - Manufactured
8 | 100 113 AC Maintenance (Indoor Coil Cleaning) / Single Detached - Manufactured
9 | 100 120 Window Tinting / Single Detached - Manufactured
10 | 130 146 Window Tinting / Single Detached - Manufactured
11 | 190 197 Window Film / Single Detached - Manufactured
12 | 190 200 Single Pane Clear Windows to Double Pane Low-E Windows / Single Detached - Manufactured
13 | 260 262 Photocell/timeclock / Single Detached - Manufactured
14 | 400 410 Water Heater Timeclock / Single Detached - Manufactured
Commercial
1 | 200 202 Outdoor Lighting Controls (Photocell/Timeclock) / Office
2 | 400 401 High Efficiency Fan Motor, 15hp, 1800rpm, 92.4% / Office
3 | 600 610 Hot Water Pipe Insulation / Office
4 | 400 401 High Efficiency Fan Motor, 15hp, 1800rpm, 92.4% / Restaurant or Services
5 | 600 610 Hot Water Pipe Insulation / Restaurant or Services
6 | 400 403 Air Handler Optimization / Retail
7 | 500 517 LED Display Lighting / Food Store
8 | 300 317 Thermal Energy Storage (TES) Positive / School
9 | 600 606 Demand controlled circulating systems / School
10 | 600 610 Hot Water Pipe Insulation / School
11 | 300 311 Window Film (Standard) / College
12 | 600 610 Hot Water Pipe Insulation / College
13 | 600 610 Hot Water Pipe Insulation / Other Healthcare
14 | 110 115 Lighting Control Tuneup / Warehouse
15 | 300 302 High Efficiency Chiller Motors / Warehouse
16 | 300 304 EMS - Chiller / Warehouse
17 | 300 317 Thermal Energy Storage (TES) Positive / Warehouse
18 | 320 321 DX Packaged System, EER=10.9, 10 tons / Warehouse
19 | 400 402 Variable Speed Drive Control / Warehouse
20 | 400 404 Electronically Commutated Motors (ECM) on an Air Handler Unit / Warehouse
21 | 120 124 Lighting Control Tuneup / Hotel or Motel
22 | 400 403 Air Handler Optimization / Hotel or Motel
23 | 400 406 Energy Recovery Ventilation (ERV) / Hotel or Motel
24 | 600 610 Hot Water Pipe Insulation / Hotel or Motel
25 | 120 123 Occupancy Sensor / Other
26 | 300 307 EMS Optimization / Other
27 | 320 326 DX Tune Up/ Advanced Diagnostics / Other
28 | 400 403 Air Handler Optimization / Other
29 | 400 406 Energy Recovery Ventilation (ERV) / Other
30 | 600 610 Hot Water Pipe Insulation / Other
31 | 100 125 LED Linear Tube 22W / All
32 | 100 132 Flood LED 14W / All
33 | 100 146 LED (12-Watt) / All
34 | 800 518 Ice Machine / All
Industrial
1 | 110 Comp Air - Motor practices-1 (6-100 HP) / Food
2 | 111 Comp Air - Replace 100+ HP motor / Food
3 | 210 Fans - Motor practices-1 (6-100 HP) / Food
4 | 211 Fans - Replace 100+ HP motor / Food
5 | 310 Pumps - Motor practices-1 (6-100 HP) / Food
6 | 311 Pumps - Replace 100+ HP motor / Food
7 | 709 Window Film (Standard) - Chiller / Food
8 | 721 DX Packaged System, EER=10.9, 10 tons / Food
9 | 724 DX Tune Up/ Advanced Diagnostics / Food
10 | 729 Window Film (Standard) / Food
11 | 731 Cool Roof - DX / Food
12 | 110 Comp Air - Motor practices-1 (6-100 HP) / Textiles
13 | 111 Comp Air - Replace 100+ HP motor / Textiles
14 | 210 Fans - Motor practices-1 (6-100 HP) / Textiles
15 | 211 Fans - Replace 100+ HP motor / Textiles
16 | 310 Pumps - Motor practices-1 (6-100 HP) / Textiles
17 | 311 Pumps - Replace 100+ HP motor / Textiles
18 | 709 Window Film (Standard) - Chiller / Textiles
19 | 721 DX Packaged System, EER=10.9, 10 tons / Textiles
20 | 724 DX Tune Up/ Advanced Diagnostics / Textiles
21 | 729 Window Film (Standard) / Textiles
22 | 731 Cool Roof - DX / Textiles
23 | 802 CFL Hardwired, Modular 18W / Textiles
24 | 110 Comp Air - Motor practices-1 (6-100 HP) / Lumber
25 | 111 Comp Air - Replace 100+ HP motor / Lumber
26 | 210 Fans - Motor practices-1 (6-100 HP) / Lumber
27 | 211 Fans - Replace 100+ HP motor / Lumber
28 | 310 Pumps - Motor practices-1 (6-100 HP) / Lumber
29 | 311 Pumps - Replace 100+ HP motor / Lumber
30 | 709 Window Film (Standard) - Chiller / Lumber
31 | 721 DX Packaged System, EER=10.9, 10 tons / Lumber
32 | 724 DX Tune Up/ Advanced Diagnostics / Lumber
33 | 729 Window Film (Standard) / Lumber
34 | 731 Cool Roof - DX / Lumber
35 | 110 Comp Air - Motor practices-1 (6-100 HP) / Paper
36 | 111 Comp Air - Replace 100+ HP motor / Paper
37 | 210 Fans - Motor practices-1 (6-100 HP) / Paper
38 | 211 Fans - Replace 100+ HP motor / Paper
39 | 310 Pumps - Motor practices-1 (6-100 HP) / Paper
40 | 311 Pumps - Replace 100+ HP motor / Paper
41 | 709 Window Film (Standard) - Chiller / Paper
42 | 721 DX Packaged System, EER=10.9, 10 tons / Paper
43 | 724 DX Tune Up/ Advanced Diagnostics / Paper
44 | 729 Window Film (Standard) / Paper
45 | 731 Cool Roof - DX / Paper
46 | 110 Comp Air - Motor practices-1 (6-100 HP) / Printing
47 | 111 Comp Air - Replace 100+ HP motor / Printing
48 | 210 Fans - Motor practices-1 (6-100 HP) / Printing
49 | 211 Fans - Replace 100+ HP motor / Printing
50 | 310 Pumps - Motor practices-1 (6-100 HP) / Printing
51 | 311 Pumps - Replace 100+ HP motor / Printing
52 | 709 Window Film (Standard) - Chiller / Printing
53 | 721 DX Packaged System, EER=10.9, 10 tons / Printing
54 | 724 DX Tune Up/ Advanced Diagnostics / Printing
55 | 729 Window Film (Standard) / Printing
56 | 731 Cool Roof - DX / Printing
57 | 110 Comp Air - Motor practices-1 (6-100 HP) / Chemicals
58 | 111 Comp Air - Replace 100+ HP motor / Chemicals
59 | 210 Fans - Motor practices-1 (6-100 HP) / Chemicals
60 | 211 Fans - Replace 100+ HP motor / Chemicals
61 | 310 Pumps - Motor practices-1 (6-100 HP) / Chemicals
62 | 311 Pumps - Replace 100+ HP motor / Chemicals
63 | 416 Process Drives - ASD / Chemicals
64 | 709 Window Film (Standard) - Chiller / Chemicals
65 | 721 DX Packaged System, EER=10.9, 10 tons / Chemicals
66 | 724 DX Tune Up/ Advanced Diagnostics / Chemicals
67 | 729 Window Film (Standard) / Chemicals
68 | 731 Cool Roof - DX / Chemicals
69 | 110 Comp Air - Motor practices-1 (6-100 HP) / Petroleum
70 | 111 Comp Air - Replace 100+ HP motor / Petroleum
71 | 114 Power recovery / Petroleum
72 | 210 Fans - Motor practices-1 (6-100 HP) / Petroleum
73 | 211 Fans - Replace 100+ HP motor / Petroleum
74 | 215 Power recovery / Petroleum
75 | 310 Pumps - Motor practices-1 (6-100 HP) / Petroleum
76 | 311 Pumps - Replace 100+ HP motor / Petroleum
77 | 314 Power recovery / Petroleum
78 | 606 Power recovery / Petroleum
79 | 709 Window Film (Standard) - Chiller / Petroleum
80 | 721 DX Packaged System, EER=10.9, 10 tons / Petroleum
81 | 724 DX Tune Up/ Advanced Diagnostics / Petroleum
82 | 729 Window Film (Standard) / Petroleum
83 | 731 Cool Roof - DX / Petroleum
84 | 110 Comp Air - Motor practices-1 (6-100 HP) / Rubber-Plastics
85 | 111 Comp Air - Replace 100+ HP motor / Rubber-Plastics
86 | 210 Fans - Motor practices-1 (6-100 HP) / Rubber-Plastics
87 | 211 Fans - Replace 100+ HP motor / Rubber-Plastics
88 | 310 Pumps - Motor practices-1 (6-100 HP) / Rubber-Plastics
89 | 311 Pumps - Replace 100+ HP motor / Rubber-Plastics
90 | 709 Window Film (Standard) - Chiller / Rubber-Plastics
91 | 721 DX Packaged System, EER=10.9, 10 tons / Rubber-Plastics
92 | 724 DX Tune Up/ Advanced Diagnostics / Rubber-Plastics
93 | 729 Window Film (Standard) / Rubber-Plastics
94 | 731 Cool Roof - DX / Rubber-Plastics
95 | 110 Comp Air - Motor practices-1 (6-100 HP) / Stone-Clay-Glass
96 | 111 Comp Air - Replace 100+ HP motor / Stone-Clay-Glass
97 | 210 Fans - Motor practices-1 (6-100 HP) / Stone-Clay-Glass
98 | 211 Fans - Replace 100+ HP motor / Stone-Clay-Glass
99 | 310 Pumps - Motor practices-1 (6-100 HP) / Stone-Clay-Glass
100 | 311 Pumps - Replace 100+ HP motor / Stone-Clay-Glass
101 | 709 Window Film (Standard) - Chiller / Stone-Clay-Glass
102 | 721 DX Packaged System, EER=10.9, 10 tons / Stone-Clay-Glass
103 | 724 DX Tune Up/ Advanced Diagnostics / Stone-Clay-Glass
104 | 729 Window Film (Standard) / Stone-Clay-Glass
105 | 731 Cool Roof - DX / Stone-Clay-Glass
106 | 110 Comp Air - Motor practices-1 (6-100 HP) / Primary Metals
107 | 111 Comp Air - Replace 100+ HP motor / Primary Metals
108 | 210 Fans - Motor practices-1 (6-100 HP) / Primary Metals
109 | 211 Fans - Replace 100+ HP motor / Primary Metals
110 | 310 Pumps - Motor practices-1 (6-100 HP) / Primary Metals
111 | 311 Pumps - Replace 100+ HP motor / Primary Metals
112 | 415 Drives - Process Controls (batch + site) / Primary Metals
113 | 709 Window Film (Standard) - Chiller / Primary Metals
114 | 721 DX Packaged System, EER=10.9, 10 tons / Primary Metals
115 | 724 DX Tune Up/ Advanced Diagnostics / Primary Metals
116 | 729 Window Film (Standard) / Primary Metals
117 | 731 Cool Roof - DX / Primary Metals
118 | 110 Comp Air - Motor practices-1 (6-100 HP) / Fab Metals
119 | 111 Comp Air - Replace 100+ HP motor / Fab Metals
120 | 210 Fans - Motor practices-1 (6-100 HP) / Fab Metals
121 | 211 Fans - Replace 100+ HP motor / Fab Metals
122 | 310 Pumps - Motor practices-1 (6-100 HP) / Fab Metals
123 | 311 Pumps - Replace 100+ HP motor / Fab Metals
124 | 709 Window Film (Standard) - Chiller / Fab Metals
125 | 721 DX Packaged System, EER=10.9, 10 tons / Fab Metals
126 | 724 DX Tune Up/ Advanced Diagnostics / Fab Metals
127 | 729 Window Film (Standard) / Fab Metals
128 | 731 Cool Roof - DX / Fab Metals
129 | 110 Comp Air - Motor practices-1 (6-100 HP) / Ind Machinery
130 | 111 Comp Air - Replace 100+ HP motor / Ind Machinery
131 | 210 Fans - Motor practices-1 (6-100 HP) / Ind Machinery
132 | 211 Fans - Replace 100+ HP motor / Ind Machinery
133 | 310 Pumps - Motor practices-1 (6-100 HP) / Ind Machinery
134 | 311 Pumps - Replace 100+ HP motor / Ind Machinery
135 | 709 Window Film (Standard) - Chiller / Ind Machinery
136 | 721 DX Packaged System, EER=10.9, 10 tons / Ind Machinery
137 | 724 DX Tune Up/ Advanced Diagnostics / Ind Machinery
138 | 729 Window Film (Standard) / Ind Machinery
139 | 731 Cool Roof - DX / Ind Machinery
140 | 802 CFL Hardwired, Modular 18W / Ind Machinery
141 | 110 Comp Air - Motor practices-1 (6-100 HP) / Electronics
142 | 111 Comp Air - Replace 100+ HP motor / Electronics
143 | 210 Fans - Motor practices-1 (6-100 HP) / Electronics
144 | 211 Fans - Replace 100+ HP motor / Electronics
145 | 310 Pumps - Motor practices-1 (6-100 HP) / Electronics
146 | 311 Pumps - Replace 100+ HP motor / Electronics
147 | 709 Window Film (Standard) - Chiller / Electronics
148 | 721 DX Packaged System, EER=10.9, 10 tons / Electronics
149 | 724 DX Tune Up/ Advanced Diagnostics / Electronics
150 | 729 Window Film (Standard) / Electronics
151 | 731 Cool Roof - DX / Electronics
152 | 110 Comp Air - Motor practices-1 (6-100 HP) / Transp Eqp
153 | 111 Comp Air - Replace 100+ HP motor / Transp Eqp
154 | 210 Fans - Motor practices-1 (6-100 HP) / Transp Eqp
155 | 211 Fans - Replace 100+ HP motor / Transp Eqp
156 | 310 Pumps - Motor practices-1 (6-100 HP) / Transp Eqp
157 | 311 Pumps - Replace 100+ HP motor / Transp Eqp
158 | 709 Window Film (Standard) - Chiller / Transp Eqp
159 | 721 DX Packaged System, EER=10.9, 10 tons / Transp Eqp
160 | 724 DX Tune Up/ Advanced Diagnostics / Transp Eqp
161 | 729 Window Film (Standard) / Transp Eqp
162 | 731 Cool Roof - DX / Transp Eqp
163 | 110 Comp Air - Motor practices-1 (6-100 HP) / Instruments
164 | 111 Comp Air - Replace 100+ HP motor / Instruments
165 | 210 Fans - Motor practices-1 (6-100 HP) / Instruments
166 | 211 Fans - Replace 100+ HP motor / Instruments
167 | 310 Pumps - Motor practices-1 (6-100 HP) / Instruments
168 | 311 Pumps - Replace 100+ HP motor / Instruments
169 | 709 Window Film (Standard) - Chiller / Instruments
170 | 721 DX Packaged System, EER=10.9, 10 tons / Instruments
171 | 724 DX Tune Up/ Advanced Diagnostics / Instruments
172 | 729 Window Film (Standard) / Instruments
173 | 731 Cool Roof - DX / Instruments
174 | 110 Comp Air - Motor practices-1 (6-100 HP) / Misc
175 | 111 Comp Air - Replace 100+ HP motor / Misc
176 | 210 Fans - Motor practices-1 (6-100 HP) / Misc
177 | 211 Fans - Replace 100+ HP motor / Misc
178 | 310 Pumps - Motor practices-1 (6-100 HP) / Misc
179 | 311 Pumps - Replace 100+ HP motor / Misc
180 | 416 Process Drives - ASD / Misc
181 | 709 Window Film (Standard) - Chiller / Misc
182 | 721 DX Packaged System, EER=10.9, 10 tons / Misc
183 | 724 DX Tune Up/ Advanced Diagnostics / Misc
184 | 729 Window Film (Standard) / Misc
185 | 731 Cool Roof - DX / Misc
186 | 806 LED Linear Tube 22W (per unit) / All
187 | 807 Flood LED 14W (per unit) / All