## SL-1 CoS
OPC 015259
FPL RC-16
2016 Cost of Service
COST OF SERVICE
STREET LIGHTS
LUMINAIRES (total charge for FPL owned unit)
Wattage (HPSV) | Lumens | Current | Open Bottom | Cobrahead | Cutoff Cobrahead | Contemporary | Traditional | Directional Security | Average | % Difference
70 Watts | 5800 | 6.27 | 6.52 | 6.96 | 6.98 | 5.99 | 6.02 | 8.16 | 6.7717 | 8.001%
100 Watts | 9500 | 6.67 | 6.8 | 7.35 | 7.38 | 6.3 | 6.23 | N/A | 6.812 | 2.129%
150 Watts | 16000 | 7.32 | 7.45 | 7.9 | 7.92 | 6.73 | 6.74 | N/A | 7.348 | 0.3825%
200 Watts | 22000 | 10.57 | N/A | 11.33 | 11.32 | N/A | N/A | 10.21 | 10.9533 | 3.627%
400 Watts | 50000 | 12.77 | N/A | 13.66 | 13.51 | N/A | N/A | 12.45 | 13.2067 | 3.419%
250 Watts* | 27500 | 11.91 | N/A | 12.69 | N/A | 10.11 | N/A | N/A | 11.4 | -4.282%
1000 Watts* | 140000 | 24.91 | N/A | 27.05 | N/A | N/A | N/A | N/A | 27.05 | 8.591%
POLES
Type | Current | 20 | 30 | 35 | 40 | 45 | 50 | Average | % Difference
Wood | 4.54 | N/A | 18.05 | 19.93 | 20.43 | 22.79 | 26.42 | 21.524 | 374.1%
Concrete OH | 6.23 | N/A | 22.63 | 23.32 | 29.36 | 30.73 | 32.99 | 27.806 | 346.3%
Concrete UG | 6.23 | 11.8 | 14.57 | 15.32 | 22.05 | 23.49 | 25.81 | 18.84 | 202.4%
Fiberglass | 7.37 | 8.72 | N/A | N/A | N/A | N/A | N/A | 8.72 | 18.32% | 235.3%
CONDUCTORS | bar: 20 to 40
|  |  | Current (per foot) | (per foot) Proposed | % Difference
Conductors Not Under Paving |  | 30: 0.0356; 35: 0.088571; 40: 148.8%
Conductors Under Paving |  |  | 0.0871 | 0.22556 | 159% | 153.9%
* These units are closed to new installations. |  | 40: Fixtures only cost
Fixture charge
Wattage (HPSV) | Lumens | Current | Open Bottom | Cobrahead | Cutoff Cobrahead | Contemporary | Traditional | Directional Security | Average | % Difference
70 Watts | 5800 | 3.74 | 3.04 | 3.38 | 3.4 | 2.63 | 2.65 | 4.32 | 3.2367 | -13.46%
100 Watts | 9500 | 3.81 | 3.04 | 3.47 | 3.49 | 2.65 | 2.6 | N/A | 3.05 | -19.95%
150 Watts | 16000 | 3.93 | 3.15 | 3.5 | 3.52 | 2.59 | 2.6 | N/A | 3.072 | -21.83%
200 Watts | 22000 | 5.95 | N/A | 5.67 | 5.66 | N/A | N/A | 4.8 | 5.3767 | -9.636%
400 Watts | 50000 | 6.61 | N/A | 5.81 | 5.69 | N/A | N/A | 4.87 | 5.4567 | -17.45%
250 Watts* | 27500 | 6.63 | N/A | 6.1 | N/A | 4.09 | N/A | N/A | 5.095 | -23.15%
1000 Watts* | 140000 | 9.53 | N/A | 11.22 | N/A | N/A | N/A | N/A | 11.22 | 17.73% | -12.53%
Maintenance Charge (includes relamping charge plus maintenance charge- use for fully maintained lights only)
Wattage (HPSV) | Lumens | Current | Open Bottom | Cobrahead | Cutoff Cobrahead | Contemporary | Traditional | Directional Security | Average | % Difference
70 Watts | 5800 | 1.76 | 2.68 | 2.78 | 2.78 | 2.56 | 2.57 | 3.04 | 2.735 | 55.4%
100 Watts | 9500 | 1.77 | 2.67 | 2.79 | 2.8 | 2.56 | 2.54 | N/A | 2.672 | 50.96%
150 Watts | 16000 | 1.8 | 2.71 | 2.81 | 2.81 | 2.55 | 2.55 | N/A | 2.686 | 49.22%
200 Watts | 22000 | 2.29 | N/A | 3.43 | 3.43 | N/A | N/A | 3.18 | 3.3467 | 46.14%
400 Watts | 50000 | 2.3 | N/A | 3.47 | 3.44 | N/A | N/A | 3.2 | 3.37 | 46.52%
250 Watts* | 27500 | 2.5 | N/A | 3.57 | N/A | 3 | N/A | N/A | 3.285 | 31.4%
1000 Watts* | 140000 | 4.48 | N/A | 5.49 | N/A | N/A | N/A | N/A | 5.49 | 22.54% | 43.17%
Non-Fuel Energy Charge
Wattage (HPSV) | Lumens | Current | Open Bottom | Cobrahead | Cutoff Cobrahead | Contemporary | Traditional | Directional Security | Average | % Difference
70 Watts | 5800 | 0.77 | 0.8 | 0.8 | 0.8 | 0.8 | 0.8 | 0.8 | 0.8 | 3.896%
100 Watts | 9500 | 1.09 | 1.09 | 1.09 | 1.09 | 1.09 | 1.09 | N/A | 1.09 | 0%
150 Watts | 16000 | 1.59 | 1.59 | 1.59 | 1.59 | 1.59 | 1.59 | N/A | 1.59 | 0%
200 Watts | 22000 | 2.33 | N/A | 2.23 | 2.23 | N/A | N/A | 2.23 | 2.23 | -4.292%
400 Watts | 50000 | 4.46 | N/A | 4.38 | 4.38 | N/A | N/A | 4.38 | 4.38 | -1.794%
250 Watts* | 27500 | 3.08 | N/A | 3.02 | N/A | 3.02 | N/A | N/A | 3.02 | -1.948%
1000 Watts* | 140000 | 10.9 | N/A | 10.34 | N/A | N/A | N/A | N/A | 10.34 | -5.138% | -1.325%
Relamping only Charge
Wattage (HPSV) | Lumens | Current | Open Bottom | Cobrahead | Cutoff Cobrahead | Contemporary | Traditional | Directional Security | Average | % Difference
70 Watts | 5800 | 1.79 | 1.81 | 1.81 | 1.81 | 1.81 | 1.81 | 1.81 | 1.81 | 1.117%
100 Watts | 9500 | 1.8 | 1.8 | 1.8 | 1.8 | 1.8 | 1.8 | N/A | 1.8 | 0%
150 Watts | 16000 | 1.83 | 1.81 | 1.81 | 1.81 | 1.81 | 1.81 | N/A | 1.81 | -1.093%
200 Watts | 22000 | 2.3 | N/A | 1.81 | 1.81 | N/A | N/A | 1.81 | 1.81 | -21.3%
400 Watts | 50000 | 2.31 | N/A | 1.81 | 1.81 | N/A | N/A | 1.81 | 1.81 | -21.65%
250 Watts* | 27500 | 2.5 | N/A | 1.83 | N/A | 1.83 | N/A | N/A | 1.83 | -26.8%
1000 Watts* | 140000 | 4.57 | N/A | 2.29 | N/A | N/A | N/A | N/A | 2.29 | -49.89% | -17.09%
Relamping plus non-fuel energy charge
Wattage (HPSV) | Lumens | Current | Open Bottom | Cobrahead | Cutoff Cobrahead | Contemporary | Traditional | Directional Security | Average | % Difference
70 Watts | 5800 | 2.56 | 2.61 | 2.61 | 2.61 | 2.61 | 2.61 | 2.61 | 2.61 | 1.953%
100 Watts | 9500 | 2.89 | 2.89 | 2.89 | 2.89 | 2.89 | 2.89 | N/A | 2.89 | 0%
150 Watts | 16000 | 3.42 | 3.4 | 3.4 | 3.4 | 3.4 | 3.4 | N/A | 3.4 | -0.5848%
200 Watts | 22000 | 4.63 | N/A | 4.04 | 4.04 | N/A | N/A | 4.04 | 4.04 | -12.74%
400 Watts | 50000 | 6.77 | N/A | 6.19 | 6.19 | N/A | N/A | 6.19 | 6.19 | -8.567%
250 Watts* | 27500 | 5.58 | N/A | 4.85 | N/A | 4.85 | N/A | N/A | 4.85 | -13.08%
1000 Watts* | 140000 | 15.47 | N/A | 12.63 | N/A | N/A | N/A | N/A | 12.63 | -18.36% | -7.34%
Mercury Vapor
Wattage | Lumens | KWH/Mo | Current energy only | Current FPL owned total | Relamping plus non-fuel energy | Energy only Proposed | FPL owned total Proposed
140 Watts* | 6000 | 62 | 1.69 | 5.84 | 2.28 | 1.6442 | 5.7942
175 Watts* | 8600 | 77 | 2.1 | 6.28 | 2.69 | 2.042 | 6.222
250 Watts* | 11500 | 104 | 2.83 | 9.59 | 3.47 | 2.7581 | 9.5181 | Remove
400 Watts* | 21500 | 160 | 4.35 | 11.06 | 4.97 | 4.2432 | 10.9532
700 Watts* | 39500 | 272 | 7.4 | 17.31 | 7.43 | 7.2134 | 17.1234 | Remove
1000 Watts* | 60000 | 385 | 10.48 | 20.49 | 11.31 | 10.2102 | 20.2202 | Remove
Incandescent
Wattage | Lumens | KWH/Mo | Current energy only | Current FPL owned total | Relamping plus non-fuel energy | Energy only Proposed | Remove all
103 Watts * | 1000 | 36 | 0.98 | N/A | N/A | 0.95472
202 Watts* | 2500 | 71 | 1.93 | N/A | N/A | 1.8829
327 Watts* | 4000 | 116 | 3.16 | N/A | N/A | 3.0763
448 Watts* | 6000 | 158 | 4.3 | N/A | N/A | 4.1902
690 Watts* | 10000 | 244 | 6.64 | N/A | N/A | 6.4709
Fluorescent
Wattage | Lumens | KWH/Mo | Current energy only | FPL owned total | Relamping plus non-fuel energy | Energy only Proposed | Remove all
300 Watts* | 19800 | 122 | 3.32 | N/A | N/A | 3.2354
700 Watts* | 39600 | 264 | 7.18 | N/A | N/A | 7.0013
Note on A24: JCH0IFF: Same rate for both

## OL-1 CoS
OPC 015260
FPL RC-16
2016 Cost of Service
COST OF SERVICE
OUTDOOR LIGHTS
LUMINAIRES
Wattage (HPSV) | Lumens | Current | Open Bottom | Cobrahead | Cutoff Cobrahead | Contemporary | Traditional | Directional Security | 2010 Average | % Difference
70 Watts | 5800 | 6.37 | 6.44 | 6.87 | 6.9 | 5.9328 | 5.9528 | 8.06 | 6.6926 | 5.064%
100 Watts | 9500 | 6.82 | 6.73 | 7.28 | 7.3 | 6.2372 | 6.1772 | N/A | 6.7449 | -1.102%
150 Watts | 16000 | 7.56 | 7.39 | 7.83 | 7.86 | 6.69 | 6.7 | N/A | 7.294 | -3.519%
200 Watts | 22000 | 10.85 | N/A | 11.21 | 11.19 | N/A | N/A | 10.11 | 10.8367 | -0.1229%
400 Watts | 50000 | 13.61 | N/A | 13.55 | 13.4 | N/A | N/A | 12.37 | 13.1067 | -3.698%
Wattage (MV) | Lumens | Current | 2008 | % Difference
140 Watts** | 6000 | 5.79 | 6.2 | 7.081%
175 Watts** | 8600 | 6.12 | 6.66 | 8.824%
400 Watts** | 21500 | 10.5 | 11.68 | 11.24%
POLES
Type | Current | 20 | 30 | 35 | 40 | 45 | 50 | 2010 Average | % Difference
Wood | 3.51 | N/A | 17.7 | 19.54 | 20.03 | 22.35 | 25.9 | 21.104 | 501.3%
Concrete OH | 4.72 | N/A | 22.19 | 22.87 | 28.79 | 30.13 | 32.35 | 27.266 | 477.7%
Concrete UG | 4.72 | 11.57 | 14.28 | 15.03 | 21.62 | 23.03 | 25.31 | 18.4733 | 291.4%
Fiberglass | 5.55 | 8.55 | N/A | N/A | N/A | N/A | N/A | 8.55 | 54.05% | 331.1%
CONDUCTORS | bar: 20 to 40
|  |  | Current (per foot) | Proposed (per foot) | % Difference
Underground Conductors |  |  | 0.017 | 0.030133 | 77.25% | 77.25%
(excluding trenching)
DOWN GUY, ANCHOR AND PROTECTOR
| Current | 20: 2010; 30: % Difference
DOWN GUY | 2.04 | 20: 4.21; 30: 106.4%
Charge For Customer Owned
Wattage (HPSV) | Lumens | Current Relamping /Energy | Relamping /Energy Proposed | % Difference | Current Energy Only | Energy Only Proposed | % Difference
70 Watts | 5800 | 0.97 | 2.61 | 169.1% | 0.85 | 0.8 | -5.882%
100 Watts | 9500 | 1.16 | 2.8972 | 149.8% | 1.2 | 1.0972 | -8.57%
150 Watts | 16000 | 1.44 | 3.42 | 137.5% | 1.76 | 1.61 | -8.523%
200 Watts | 22000 | 1.88 | 4.06 | 116% | 2.58 | 2.25 | -12.79%
400 Watts | 50000 | 3.12 | 6.23 | 99.68% | 4.93 | 4.42 | -10.34%
150 Watts* | 12000 | 1.65 | 3.66 | 121.8% | 1.76 | 1.61 | -8.523% | Combine into line 39
Wattage (MV) | Lumens | Current Relamping /Energy | Relamping /Energy Proposed | % Difference | Current Energy Only | Energy Only Proposed | % Difference
140 Watts* | 6000 | 1.47 | 3.9 | 165.3% | 1.82 | 1.66 | -8.791%
175 Watts* | 8600 | 1.7 | 4.3 | 152.9% | 2.26 | 2.06 | -8.85%
400 Watts* | 21500 | 2.98 | 6.56 | 120.1% | 4.69 | 4.28 | -8.742%
* These units are closed to new installations.
** Current COS will apply. These luminaires are no longer purchased. | bar: 20 to 45
These luminaires will be relamped until luminaire fails. | bar: 20 to 45
They will then be replaced with the appropriate HPSV luminaire. | bar: 20 to 45
Fixture Charge
Wattage (HPSV) | Lumens | Current | Open Bottom | Cobrahead | Cutoff Cobrahead | Contemporary | Traditional | Directional Security | Average | % Difference
70 Watts | 5800 | 4.49 | 3.04 | 3.38 | 3.4 | 2.63 | 2.65 | 4.32 | 3.2367 | -27.91%
100 Watts | 9500 | 4.59 | 3.04 | 3.47 | 3.49 | 2.65 | 2.6 | N/A | 3.05 | -33.55%
150 Watts | 16000 | 4.75 | 3.15 | 3.5 | 3.52 | 2.59 | 2.6 | N/A | 3.072 | -35.33%
200 Watts | 22000 | 6.91 | N/A | 5.67 | 5.66 | N/A | N/A | 4.8 | 5.3767 | -22.19%
400 Watts | 50000 | 7.35 | N/A | 5.81 | 5.69 | N/A | N/A | 4.87 | 5.4567 | -25.76%
Maintenance Charge (includes relamping charge plus maintenance charge- use for fully maintained lights only)
Wattage (HPSV) | Lumens | Current | Open Bottom | Cobrahead | Cutoff Cobrahead | Contemporary | Traditional | Directional Security | Average | % Difference
70 Watts | 5800 | 1.03 | 2.6 | 2.69 | 2.7 | 2.5 | 2.5 | 2.94 | 2.655 | 157.8%
100 Watts | 9500 | 1.03 | 2.59 | 2.71 | 2.71 | 2.49 | 2.48 | N/A | 2.596 | 152%
150 Watts | 16000 | 1.05 | 2.63 | 2.72 | 2.73 | 2.49 | 2.49 | N/A | 2.612 | 148.8%
200 Watts | 22000 | 1.36 | N/A | 3.29 | 3.28 | N/A | N/A | 3.06 | 3.21 | 136%
400 Watts | 50000 | 1.34 | N/A | 3.32 | 3.29 | N/A | N/A | 3.08 | 3.23 | 141% | 147.1%
Non-fuel Energy Charge
Wattage (HPSV) | Lumens | Current | Open Bottom | Cobrahead | Cutoff Cobrahead | Contemporary | Traditional | Directional Security | Average | % Difference
70 Watts | 5800 | 0.85 | 0.8 | 0.8 | 0.8 | 0.8028 | 0.8028 | 0.8 | 0.80093 | -5.773%
100 Watts | 9500 | 1.2 | 1.1 | 1.1 | 1.1 | 1.0972 | 1.0972 | N/A | 1.0989 | -8.428%
150 Watts | 16000 | 1.76 | 1.61 | 1.61 | 1.61 | 1.61 | 1.61 | N/A | 1.61 | -8.523%
200 Watts | 22000 | 2.58 | N/A | 2.25 | 2.25 | N/A | N/A | 2.25 | 2.25 | -12.79%
400 Watts | 50000 | 4.93 | N/A | 4.42 | 4.42 | N/A | N/A | 4.42 | 4.42 | -10.34%
Relamping Charge (Does not include non-fuel energy charge)
Wattage (HPSV) | Lumens | Current | Open Bottom | Cobrahead | Cutoff Cobrahead | Contemporary | Traditional | Directional Security | 2008 Average | % Difference
70 Watts | 5800 | 1.32 | 1.81 | 1.81 | 1.81 | 1.81 | 1.81 | 1.81 | 1.81 | 37.12%
100 Watts | 9500 | 1.59 | 1.8 | 1.8 | 1.8 | 1.8 | 1.8 | N/A | 1.8 | 13.21%
150 Watts | 16000 | 1.98 | 1.81 | 1.81 | 1.81 | 1.81 | 1.81 | N/A | 1.81 | -8.586%
200 Watts | 22000 | 2.56 | N/A | 1.81 | 1.81 | N/A | N/A | 1.81 | 1.81 | -29.3%
400 Watts | 50000 | 4.25 | N/A | 1.81 | 1.81 | N/A | N/A | 1.81 | 1.81 | -57.41%
Mercury Vapor
Wattage | Lumens | KWH/Mo | Current energy only | FPL owned total Current | Relamping plus non-fuel energy | Energy only Proposed | FPL owned total Proposed
140 Watts* | 6000 | 62 | 1.82 | 6.2 | 1.8342 | 1.6442 | 6.0242
175 Watts* | 8600 | 77 | 2.26 | 6.66 | 2.112 | 2.042 | 6.442
400 Watts* | 21500 | 160 | 4.69 | 11.68 | 3.6532 | 4.2432 | 11.2332

## Assumptions and definitions
OPC 015261
FPL RC-16
Description | Assumptions and definitions | Provided by | Notes
Carrying Charge - LUMINAIRES | This charge includes cost of capital + depreciation rate + property tax rate + property insurance | 2012 11_SL-1 and OL-1 2012_lighting_coss_input_summary jch v1.xls
Cost of Capital | The Pretax Cost of Capital as of 9/30/10 Is 9.265% (based on 13 month average with 10.00% after tax common equity cost rate) | 2013 11_SL-1 and OL-1 2012_lighting_coss_input_summary jch v1.xls
Depreciation Rate | The current approved depreciation rate for account 373 (Street Lighting and Signal Systems) | 2014 11_SL-1 and OL-1 2012_lighting_coss_input_summary jch v1.xls
Property Tax Rate | Finance Dept. - Economic Evaluation Book | 2015 11_SL-1 and OL-1 2012_lighting_coss_input_summary jch v1.xls
Property Insurance | Finance Dept. - Economic Evaluation Book | 2016 11_SL-1 and OL-1 2012_lighting_coss_input_summary jch v1.xls
Carrying Charge - POLES | This charge includes cost of capital, depreciation rate, property tax rate and property insurance | 2017 11_SL-1 and OL-1 2012_lighting_coss_input_summary jch v1.xls
Cost of Capital | The Pretax Cost of Capital as of 9/30/10 Is 9.265% (based on 13 month average with 10.00% after tax common equity cost rate) | 2018 11_SL-1 and OL-1 2012_lighting_coss_input_summary jch v1.xls
Depreciation Rate | Current approved depreciation rate for account 371 (Installation on Customer Premises) - provided by Don Moss in Accounting | 2019 11_SL-1 and OL-1 2012_lighting_coss_input_summary jch v1.xls
Property Tax Rate | Finance Dept. - Economic Evaluation Book | 2020 11_SL-1 and OL-1 2012_lighting_coss_input_summary jch v1.xls
Property Insurance | Finance Dept. - Economic Evaluation Book | 2021 11_SL-1 and OL-1 2012_lighting_coss_input_summary jch v1.xls
Revenue Tax Factor | This is an FPSC regulatory assessment rate obtained from schedule c-44 | Lorie Yanoshik - Rates group
Maintenance Factors for:
Streetlighting (SL) | Based on year ending 2009 analysis developed from Cost of Service - Lorie Yanoshik and Ivette Montero, Regulatory Affairs | Lorie Yanoshik and Ivette Montero, Regulatory Affairs-Rates group
Outdoor Lighting (OL) | Based on year ending 2009 analysis developed from Cost of Service - Lorie Yanoshik and Ivette Montero, Regulatory Affairs | Lorie Yanoshik and Ivette Montero, Regulatory Affairs-Rates group
Non-Fuel Energy Charge FOR SL-1 | Assume the current rates that were effective 1/1/12. SL 1= 2.721 | Renae Deaton
Non-Fuel Energy Charge FOR OL-1 | Assume the current rates that were effective 1/1/12. OL1= 2.934 | Renae Deaton
EO/CO Rate | Distribution E.O. rate - the specific EO rate for 9/2010 is 36.68%, and 12 month average from 7/1/10 thru 6/30/11 is 36.83%. | Jennifer Richards / Elizabeth (Liz) Fuentes 552-4629
Stores Loading | 2015 Power system rate - Actual adjusted charge to BU | Richard Lee - ISC | 8.12%
Labor Cost - OH | This is the 12 month ending dec 2011 effective labor rate for job type 79 GSL and FPL crew type from WMS minus any overhead (EO/CO) and vehicle and equipment costs | Terry Kitchener | 12ME June 2011 FPL Payroll Rates for Job Type 79GSL. These rates are for Labor only and exclude EO, Pension and Welfare, vehicle, Equipment and contractor charges. The source data is WMS and the file used to calculate the rates is 12ME June 2011 Labor Effective Rate.
Labor Cost - UG | This is the 12 month ending dec 2011 effective labor rate for job type 79 GSL and FPL crew type from WMS minus any overhead (EO/CO) and vehicle and equipment costs | Terry Kitchener | 12ME June 2011 FPL Payroll Rates for Job Type 79GSL. These rates are for Labor only and exclude EO, Pension and Welfare, vehicle, Equipment and contractor charges. The source data is WMS and the file used to calculate the rates is 12ME June 2011 Labor Effective Rate.
Relamping Labor | Same as OH labor cost | Terry Kitchener
Material Inflation Rate | Based on Finance Dept - Global insight - 2011 Producer Price Index - Finished producer goods | Feldman, Richard
Labor Inflation Rate | Based on Finance Dept. - Global insight - 2011 Hourly Compensation % in NonFarm Business | Feldman, Richard
Present Tax Rate | Florida base sales tax | Renae Deaton | no change
Lamp disposal for incandescent lamps | cost to FPL for disposing of lamps in a safe manner due to their mercury content
Lamp disposal for HPS/MV/MH | cost to FPL for disposing of lamps in a safe manner due to their mercury content
Street Light Material Costs | System average material cost | Provided by Rich Lee - ISC

## Data Entry
OPC 015262
FPL RC-16
2016 Cost of Service
Data Entry Area - Type in Values
Workbook is Updated Automatically
| Year of C.O.S. Study | 2016
| Carrying Charge LUMINAIRES | 15.27% | POLES | 15.27%
| Revenue Tax Factor | 1.0007
Maintenance Factors for:
| Streetlighting (SL) | 4.36%
| Outdoor Lighting (OL) | 3.978% | OL-1
| Non-Fuel Energy Charge | 0.02652 | 0.02676
| EO/CO Rate | 25.42%
| Stores Loading | 5.94%
| Labor Cost OH | 97 | UG | 111
| Relamping Labor | 97 | Lamp Disposal
| Material Inflation Rate | 0.54% | INCANDESCENT | HPS/MV/MH
| Labor Inflation Rate | 3.09% | 0 | 0.048
| Present Tax Rate | 6%
100002001
STREET LIGHT MATERIAL COSTS
| MATERIAL DESCRIPTION | M&S # | COSTS | UNIT | Unit by contract | Cost | 100302005
1 | CABLE,ALUMINUM,1000V,2/C #6 | 100302005 | 0.21 | PER FT | 1000 | 181.36 | 100406005
2 | TIE WIRE, #4 ALUMINUM SOFT DRAWN, 250' | 100406005 | 0.09 | PER FT | 1000 | 78.3
3 | CONDUCTOR,BARE,#4 AAAC | 100587000 | 0.09 | PER FT | 1000 | 70.43
4 | CONNECTOR,ALUM,COMP,12STR-6SOL TO 6-2STR | 103070211 | 0.18 | EACH | 1 | 0.17
5 | CABLE,COPPER,1000V,2/C #12,ST LT BRACKET | 110104001 | 0.63 | PER FT | 1000 | 345.79
6 | WIRE C SDB #6 SOL | 112308003 | 0.29 | PER FT | 1000 | 162.89
7 | WIRE C SDB #4 SOL | 112309000 | 0.46 | PER FT | 1000 | 258.62
8 | WIRE #12 COPPER 600V THHN-THWN GREEN | 115090009 | 0.14 | PER FT | 1 | 0.14
9 | CONNECTORS, GROUND ROD 5/8" CLAMP | 120036106 | 0.85 | EACH | 1 | 1.11
10 | CONNECTOR,COPPER,COMPRESSION #301-82 | 120111001 | 0.55 | EACH | 1 | 0.61
11 | RODS,GROUNDS & ACCESSORIES 5/8" COUPLING | 130405104 | 2.3 | EACH | 1 | 2.16
12 | RODS, GROUNDS & ACCESSORIES 5/8" X 10' | 130614005 | 10.81 | EACH | 1 | 9.26
13 | BOLT MA 3/4X2HEX | 140492000 | 1.47 | EACH | 1 | 0.77
14 | BOLT, MACHINE 5/8"X8" | 140588007 | 0.79 | EACH | 1 | 0.88
15 | BOLT, MACHINE, GALV. ANSI C135.1 5/8X10" | 140590001 | 0.84 | EACH | 1 | 0.67
16 | FORK CLEVIS W/O INS | 141707000 | 9.39 | EACH | 1 | 11.36
17 | NAIL-AL, 1-1/2"LONG,.120 PLAIN SHANK DIA | 142631007 | 3.82 | PER LB | 1 | 3.74
18 | SCREW,LAG 1/2"X4",GALVANIZED | 144304003 | 0.31 | EACH | 1 | 0.38
19 | INSULATORS,SPOOL,CLASS ANSI 53-2 SMALL | 144405004 | 0.61 | EACH | 1 | 1
20 | STAPLE, 1-1/2" X 3/8" X .148" | 144505009 | 6.35 | PER LB | 1 | 5.51
21 | WASHER, ROUND GALVANIZED 5/8" BOLT | 145360004 | 0.12 | EACH | 1 | 0.14
22 | WASHER RD,1-3/8" X 7/64" FOR 1/2" BOLT | 145361001 | 0.06 | EACH | 1 | 0.07
23 | WASHER,RD,2" X 5/32" FOR 3/4" BOLT | 145362007 | 0.18 | EACH | 1 | 0.21
24 | WASHER, SPRING, 5/8" BOLT | 145374005 | 0.13 | EACH | 1 | 0.11
25 | WASHER, SPRING, LOCK 3/4" BOLT | 145383004 | 0.15 | EACH | 1 | 0.14
26 | WASHER,SQ,2-1/4" X 3/16",WITH 13/16 HOLE | 145395002 | 0.2 | EACH | 1 | 0.17
27 | POLE,WOOD,CCA,LENGTH 30',CLASS 6 PER 1-8 | 151175001 | 76.54 | EACH | 1 | 100
28 | POLE,WOOD,CCA,LENGTH 35',CLASS 5,PER 1-8 | 151179006 | 156.38 | EACH | 1 | 196
29 | POLE,WOOD,CCA,LENGTH 40',CLASS 5,PER 1-8 | 151187009 | 176.86 | EACH | 1 | 232
30 | POLE, WOOD, CCA, LENGTH 45', CLASS 4, PER 1-8 | 151192002 | 252.98 | EACH | 1 | 239.86
31 | POLE, WOOD, CCA, LENGTH 50', CLASS 2, PER 1-8 | 151-20000-5 | 410.15 | EACH | 1 | 273.84
32 | POLES,CONCRETE, 20F*O, STD | 152220000 | 178.87 | EACH | 1 | 261.63
33 | POLES,CONCRETE,30',TYPE S-U,STD DRILLING | 152234001 | 292.63 | EACH | 1 | 354.77
34 | POLES,CONCRETE,35',TYPE S-U,STD DRILLING | 152239002 | 322.54 | EACH | 1 | 395
35 | POLES, CONCRETE, 40F*3G, STD | 152241007 | 696.54 | EACH | 1 | 639
36 | POLE, CONCRETE,PRESTRESSED,40' TYPE IIIA | 152351007 | 584.71 | EACH | 1 | 519
37 | POLE,CONCRETE,PRESTRESSED,45' TYPE IIIA | 152352003 | 644.13 | EACH | 1 | 565
38 | POLE, CONCRETE, PRESTRESSED, 50F*3A,STD | 152353000 | 742 | EACH | 1 | 995
39 | POLE,FIBERGLASS,20',FOR POST TOP LUM | 154119004 | 122.11 | EACH | 1 | 118
40 | HANDHOLE, POLYMER CONCRETE, STREET LIGHT | 162304001 | 62.42 | EACH | 1 | 55.28
41 | COVER,SPLICE,SUBMERSIBLE,WYE,SMALL | 163659008 | 2.8 | EACH | 1 | 2.48
42 | BEND-CONDUIT,2" PVC 90D 24R | 164238006 | 4.44 | EACH | 1 | 4.99
43 | CONDUIT,2" PVC,SCHEDULE 40,20'LENGTHS | 164331006 | 0.35 | PER FT | 1 | 0.48
44 | COUPLING-CONDUIT,2" PVC,EXTRA LONG | 164470006 | 0.41 | EACH | 1 | 0.39
45 | FLEXIBLE CONDUIT, 2" PE | 164-76200-7 | 0.54 | PER FT | 1 | 0.65
46 | COUPLING -2" ELOC FOR PE TO SCH 40 | 164-76330-5 | 5.53 | EACH | 1 | 5.85
47 | LUMINAIRE,OPN BOT,TYPE I,HPSV,120V,70W | 170831007 | 35.88 | EACH | 1 | 33
48 | LUMINAIRE,OPN BOT,TYPE I,HPSV,120V,100W | 170831015 | 36.04 | EACH | 1 | 33.4
49 | LUMINAIRE,OPN BOT,TYPE I,HPSV,120V,150W | 170831023 | 37.38 | EACH | 1 | 35.75
50 | LUMINAIRE,OPN BOT,TYPE I,HPSV,120V,70W 'OL' | 170834006 | 33.91 | EACH | 1 | 33.1
51 | LUMINAIRE,OPN BOT,TYPE I,HPSV,120V,100W 'OL' | 170834014 | 34.25 | EACH | 1 | 33.5
52 | LUMINAIRE,OPN BOT,TYPE I,HPSV,120V,150W 'OL' | 170834022 | 35.44 | EACH | 1 | 35.8
53 | LUMINAIRE,POST TOP,TRAD,HPSV,120V,70W | 170861003 | 98.49 | EACH | 1 | 90.55
54 | LUMINAIRE,POST TOP,TRAD,HPSV,120V,100W | 170861011 | 95.64 | EACH | 1 | 91.9
55 | LUMINAIRE,POST TOP,TRAD,HPSV,120V,150W | 170861020 | 95.32 | EACH | 1 | 93.1
56 | LUMINAIRE,POST TOP,CONT,HPSV,120V,70W | 170863006 | 97.41 | EACH | 1 | 89.65
57 | LUMINAIRE,POST TOP,CONT,HPSV,120V,100W | 170863014 | 98.65 | EACH | 1 | 91
58 | LUMINAIRE,POST TOP,CONT,HPSV,120V,150W | 170863022 | 95.21 | EACH | 1 | 92.2
59 | LUMINAIRE,COBRA HEAD,STD,HPSV,120V,400W | 170900009 | 109.49 | EACH | 1 | 92.5
60 | LUMINAIRE,COBRA HEAD,STD,HPSV,120V,200W | 170910004 | 102.14 | EACH | 1 | 88.5
61 | LUMINAIRE,COBRA HEAD,STD,HPSV,120V,250W | 170920000 | 125.08 | EACH | 1 | 125.08
62 | LUMINAIRE,COBRA HEAD,STD,HPSV,120V,100W | 170922011 | 55.76 | EACH | 1 | 50.35
63 | LUMINAIRE,COBRA HEAD,STD,HPSV,120V,150W | 170922029 | 57.16 | EACH | 1 | 51.75
64 | LUMINAIRE,COBRA HEAD,STD,HPSV,120V,70W | 170922045 | 54.62 | EACH | 1 | 50
65 | LUMINAIRE,COBRA HD,CUTOFF,HPSV,120V,70W | 170924005 | 55.74 | EACH | 1 | 50.3
66 | LUMINAIRE,HORZ,CUTOFF,HPSV,120V,100W | 170924013 | 56.62 | EACH | 1 | 50.85
67 | LUMINAIRE,COBRA HD,CUTOFF,HPSV,120V,150W | 170924021 | 57.98 | EACH | 1 | 52.05
68 | LUMINAIRE,COBRA HD,CUTOFF,HPSV,120V,400W | 170940001 | 102.88 | EACH | 1 | 94.8
69 | LUMINAIRE,POST TOP,CONT,HPSV,120V,250W | 170942003 | 177.25 | EACH | 1 | 183
70 | LUMINAIRE,COBRA HD,CUTOFF,HPSV,120V,200W | 170960001 | 101.16 | EACH | 1 | 90.8
71 | LUMINAIRE,DIRECTIONAL SEC,HPSV,120V,400W | 170970007 | 141.11 | EACH | 1 | 123.6
72 | LUMINAIRE,DIRECTIONAL SEC,HPSV,120V,200W | 170970023 | 137.6 | EACH | 1 | 108.65
73 | LUMINAIRE,DIRECTIONAL SEC,HPSV,120V,70W | 170971003 | 109.81 | EACH | 1 | 100.9
74 | LAMP,HPSV,12000 LUMENS,150 WATTS | 171401006 | 24.56 | EACH | 1 | 24.56
75 | LAMP, HPSV, 27500 LUMENS, 250 WATTS | 171402002 | 6.11 | EACH | 1 | 5.77
76 | LAMP,HPSV, 50000 LUMENS, 400 WATTS | 171404005 | 5.3 | EACH | 1 | 6.42
77 | LAMP, HPSV, 140000 LUMENS, 1000 WATTS | 171405001 | 30.47 | EACH | 1 | 28
78 | LAMP,HPSV,9500 LUMENS,100 WATTS | 171406008 | 4.65 | EACH | 1 | 5.57
79 | LAMP,HPSV,6300 LUMENS,70 WATTS | 171407004 | 4.87 | EACH | 1 | 5.71
80 | LAMP,HPSV,22000 LUMENS,200 WATTS | 171407021 | 5.1 | EACH | 1 | 6.42
81 | LAMP, HPSV,16000 LUMENS, 150 WATTS | 171408001 | 4.88 | EACH | 1 | 5.81
82 | LAMP,MV,8600/6000 LUMENS,175/140 WATTS | 171486001 | 4.11 | EACH | 1 | 4.39
83 | LAMP,MV,21500 LUMENS,400 WATTS | 171493008 | 5.89 | EACH | 1 | 6.88
84 | VANDAL SHIELD W/FPL LOGO,POLYCARB FOR CT | 171651053 | 185.1 | EACH | 1 | 229.45
85 | BRACKET,DIR SEC LUM,2 FT X 1-1/4 IN | 172201019 | 19.44 | EACH | 1 | 25.72
86 | BRACKET, STREET LIGHT,6 FT X 1-1/4 IN | 172205006 | 27.28 | EACH | 1 | 37.4
87 | BRACKET,ST LT,ALUMINUM,8 FT X 1-1/4 IN | 172257006 | 101.47 | EACH | 1 | 79.27
88 | RELAY,PHOTOCELL,TWIST-LK,120V,1P,NC | 174605001 | 3.77 | EACH | 1 | 3.37
89 | SmartNode | 175100001 | 65 | EACH
90 | SAKRETE BLACKTOP 45LB | 503104011 | 8.82 | EACH | 1 | 9.29
91 | COMPOUND, CABLE PULLING 5 GALLON PAIL | 522116002 | 16.16 | EACH | 1 | 13.69
92 | ADHESIVE,SILICONE RUBBER SEALANT,CLEAR | 522120000 | 1.51 | EACH | 1 | 3.08
93 | CEMENT, PVC CONDUIT, PINT CAN | 522141007 | 2.86 | EACH | 1 | 2.69
94 | TAG. INCLUDES COST FOR NUMBERS | 548800083 | 1.35 | EACH | 1 | 0.74
95 | LUMINAIRE, COBRA, ST'D, 14000 LUMENS, 1000W | 170-93000-5 | 386.17 | EACH | 1 | 362
96 | LAMP, HPSV, 11500L, 250W | 171-48800-4 | 13.21 | EACH | 1 | 5.02
97 | LAMP, INCANDESCENT,2500L, 202W | 171-41300-4 | 5.65 | EACH | 1 | 5.64
98 | LAMP, MH, 13000 LUMENS, 175 WATTS | 171408507 | 9.46 | EACH | 1 | 11.19
99 | LAMP, MH, 20500 LUMENS, 250 WATTS | 171409007 | 8.35 | EACH | 1 | 8.85
100 | LAMP, MH, 36000 LUMENS, 400 WATTS | 171410005 | 9.39 | EACH | 1 | 8.85
101 | 5/16" GUY WIRE | 142224002 | 0.56 | EACH | 1 | 0.36
102 | 5/16" PREFORM GUY GRIP | 141804005 | 2.07 | EACH | 1 | 1.77
103 | 10" HELIX SCREW ANCHOR (10") | 140051003 | 39.46 | EACH | 1 | 40.58
Note on C9: See Carrying Charge Summary in Lighting Cost Input xls See Lighting Cost Input Summary xls file
Note on C10: 2010 11_SL-1 and OL-1 2010_lighting_coss_input_summary.xls
Note on C11: JCH0IFF: JCH0IFF: from Rates 12/16/11 FINAL Lighting Maintenance Factor 2011 with Variance Analysis 05-17-11 - IM.XLS
Note on E17: JCH0IFF: per Mike Barnum
Note on C19: 2010 11_SL-1 and OL-1 2010_lighting_coss_input_summary.xls
Note on D20: LXV0OOJ: Value provided byCorporate Recycling Sservices
Note on E20: JCH0IFF: see Street Light Lamp Disposal Cost Analysis.xlsx

## Rates
OPC 015263
FPL RC-16
2016 Lighting Cost of Service Study
Data Input
|  | 2008 Study | 2012
No. | Item | Value | Value | Source | as-of | 2015-10-30
1 | Carrying Charge for Luminaires | 18.99% | 15.27% | The Pretax Cost of Capital as of 09/30/2015, based on a 13-month average with 10.50% after tax common equity cost rate (mid-point last allowed), is 9.392%. Per Amy Zamora
The current approved depreciation rate for account 373 (Street Lighting and Signal Systems) - provided by Don Moss in Accounting
Property Insurance rate based on Finance Dept. - Econommic Evaluation Book
Property tax rate based on Finance Dept. - Economic Evaluation Book
2 | Carrying Charge for Poles | 19.09% | 15.27% | The Pretax cost of Capital as of 10/31/2011 based on a 13 month average with 10.00% after tax common equity cost rate (mid-point last allowed) is 9.416 - provided by Don Moss in accounting
Current approved depreciation rate for account 371 (Installation on Customer Premises) - provided by Don Moss in Accounting
Finance Dept. - Economic Evaluation Book
Finance Dept. - Economic Evaluation Book
3 | Revenue Tax Factor | 1.0007 | 1.0007 | Revenue taxes - .072052% Regulatory Assessment Fee
4 | Maintenance Factor for Street Lighting - ANNUAL | 5.391% | 4.36% | Provided by Amy Zamora - Data on Maint Factor Tab | 2015-10-19
5 | Maintenance Factor for Outdoor Lighting - ANNUAL | 6.25% | 3.978% | Provided by Amy Zamora - Data on Maint Factor Tab | 2015-10-19
6 | Non-Fuel Energy Charge for SL-1 | 0.02235 | 0.02652 | From Tariff 8.717 - dated 4-1-14
7 | Non-Fuel Energy Charge for OL-1 | 0.02238 | 0.02676 | From Tariff 8.726 - dated 4-1-14
8 | EO/CO Rate | 31.97% | 25.42% | • The specific EO rate for 9/15 is 33.11% (this is a catch-up for having too low of a rate in early months) • 12 month average from 10/1/14 thru 9/30/15 is 25.42%
9 | Material Inflation Rate | 8.2% | 0.54% | Based on Finance Dept - Global insight - 2011 Producer Price Index - Finished producer goods - Richard Feldman, Resource Planning
10 | Labor Inflation Rate | 4.1% | 3.09% | Based on Finance Dept. - Global insight - 2011 Hourly Compensation % in NonFarm Business - Richard Feldman, Resource Planning
11 | Present Tax Rate | 6% | 6% | Florida base sales tax
12 | Stores Loading | 0% | 5.94% | From rich Lee
13 | Labor Cost OH | 58.9 | 97 | This is the 12 month ending dec 2010 effective labor rate for job type 79 GSL and FPL crew type from WMS minus any overhead (EO/CO) and vehicle and equipment costs
14 | Labor Cost UG | 57.9 | 111 | This is the 12 month ending dec 2010 effective labor rate for job type 79 GSL and FPL crew type from WMS minus any overhead (EO/CO) and vehicle and equipment costs
15 | Relamping Labor | 58.9 | 97 | Same as OH labor cost
16 | Lamp disposal for incandescent lamps | 0.25 | 0 | cost to FPL for disposing of lamps in a safe manner
17 | Lamp disposal for HPS/MV/MH | 0.25 | 0.048 | cost to FPL for disposing of lamps in a safe manner due to their mercury content
Data entry on next page ....
Note on D10: JCH0IFF: See next tab!!!
Note on D18: JCH0IFF Joe: Sharon Glickman
Note on D23: JCH0IFF Joe: to Millie Cherrez
Note on D25: JCH0IFF Joe: Richard Feldman
Note on D26: JCH0IFF Joe: verified by Sharon Glickman
Note on D29: JCH0IFF: per Max Avila
Note on D31: JCH0IFF: Labor cost from Terry Kitchener
Note on E34: JCH0IFF Joe: from Porfirio A. Cevallos (Tony)

## CARRYING_CHARGE
OPC 015264
FPL RC-16
Lighting Cost of Service Study
Carrying Charge Documentation
Luminaires - Based on a 15 year life cycle
Component | Charge | Source | as-of
Cost of Capital | 9.392% | The Pretax Cost of Capital as of 09/30/2015, based on a 13-month average with 10.50% after tax common equity cost rate (mid-point last allowed), is 9.392%. Per Amy Zamora
Depreciation Rate | 4% | The current approved depreciation rate for account 373 (Street Lighting and Signal Systems) - provided by Don Moss in Accounting
Property Tax Rate | 1.82% | Finance Dept. - Economic Evaluation Book | 2015-10-18
Property Insurance | 0.053% | Finance Dept. - Economic Evaluation Book | 2015-10-18
Total | 15.27%
Poles - Based on a 20 year life cycle
Component | Charge | Source
Cost of Capital | 9.392% | The Pretax cost of Capital as of 10/31/2011 based on a 13 month average with 10.00% after tax common equity cost rate (mid-point last allowed) is 9.416 - provided by Don Moss in accounting
Depreciation Rate | 4% | Current approved depreciation rate for account 371 (Installation on Customer Premises) - provided by Don Moss in Accounting
Property Tax Rate | 1.82% | Finance Dept. - Economic Evaluation Book | 2015-10-18 | http://eweb.fpl.com/bunit/finance/FunctGroups/BgtFcst/Fin_Mod_Resources.shtml
Property Insurance | 0.053% | Finance Dept. - Economic Evaluation Book | 2015-10-18 | http://eweb.fpl.com/bunit/finance/FunctGroups/BgtFcst/Fin_Mod_Resources.shtml
Total | 15.27%
9.416%.
Per your request.
The Pretax cost of Capital as of 10/31/2011 based on a 13 month average with 10.00% after tax common equity cost rate (mid-point last allowed) is 9.416%. -supporting documentation attached.
The current approved annual depreciation rate of 4.0% for both accounts 371 and 373 have not changed.
Future update requests should be directed to Elizabeth Fuentes.
Don.Moss@FPL.com
Regulatory Accounting ACG/GO
305 552-4330
Joe –
Both Accounts 371 and 373 have an annual depreciation rate of 4%.
JP
From: Hancock, Joe Sent: Wednesday, 04 November, 2015 9:51 AM To: Zabala, Jon-Paul Subject: 2016 COS
Jon-Paul,
I’m told that you may be able to help me or tell me who can. I am working on the 2016 rate case and need:
"The current approved depreciation rate for account 373 (Street Lighting and Signal Systems)"
and
“Current approved depreciation rate for account 371 (Installation on Customer Premises)“
thanks
joe

## Maint Factor Summary
OPC 015265
FPL RC-16
Rates & Tariffs
Lighting Maintenance Factor Calculation
For Year Ending 2009
Factor Description |  | Premium Lighting
|  | SL-1 | OL-1
Maintenance Factor ** |  | 2.487% | 2.105%
Property Tax Rate * |  | 1.82% | 1.82%
Property Insurance Rate * |  | 0.053% | 0.053%
Total Annual Maintenance Factor |  | 4.36% | 3.978%
Number of months |  | 12 | 12
Total Monthly Maintenance Factor |  | 0.3633% | 0.3315%
* From FPL's 20011 Economic Evaluation Book
|  | 0.0035101 | 0.0031923
From Amy Zamora
Change Analysis |  | Premium Lighting |  | Recreational
|  | SL-1 | OL-1 | Lighting
Maintenance Factor | 2005 | 2.487% | 2.105% | 2.105%
Maintenance Factor | 2004 | 3.42% | 3.952% | 3.952%
Maintenance Factor | 2003 | 3.989% | 4.84% | 4.84%
Maintenance Factor | 2002 | 4.262% | 5.852% | 5.852%
| 2005 vs. 2004 | -0.933% | -1.847% | -1.847%
| % difference | -27.28% | -46.74% | -46.74%
| 2005 Total O&M | 10102350 | 2246646 | 2246646
| 2004 Total O&M | 10295535 | 2227066 | 2227066
| Total O&M decrease $ | -193185 | 19580 | 19580
| Total O&M decrease % | -1.876% | 0.8792% | 0.8792%
| 2005 Total Investment | 315809205 | 57112323 | 57112323
| 2004 Total Investment | 301035358 | 56359826 | 56359826
| Total O&M decrease $ | 14773847 | 752497 | 752497
| Total O&M decrease % | 4.908% | 1.335% | 1.335%

## From EDM
OPC 015266
FPL RC-16
GENERAL ASSUMPTIONS
| PROJECT TITLE: |  | TITLE
| 2015 |  |  |  |  | CPVRR: | 0
| Avg. Rate Base | 1 | 1 = Average, 0 = Beg, End of Period |  |  | NPV: | 0
I) | COMPOSITE INCOME TAX RATE |  |  | 38.57%
| STATE INCOME TAX RATE |  |  | 5.5%
| FEDERAL INCOME TAX RATE |  |  | 35%
II) | COST OF CAPITAL AS OF: |  |  | 2015-01-01
LONG LIVED
|  |  | ASSETS | WTD COST | UNWTD AFTER | WTD AFTER | WTD PRE
| SOURCE | WEIGHT | COST | RATE | TAX RATE | TAX RATE | TAX RATE
| DEBT | 40.38% | 5.051% | 2.04% | 3.103% | 1.253% | 2.04%
| PREFERRED | 0% | 0% | 0% | 0% | 0% | 0%
| COMMON | 59.62% | 10.5% | 6.26% | 10.5% | 6.26% | #REF!
| TOTAL | 100% |  |  |  | 7.513% | #REF!
| DISCOUNT RATE ("WACC"): |  |  | 7.513%
III) | PROPERTY TAXES |  |  | 1.823%
| PROPERTY INSURANCE |  |  | 0.053%
III) | AFUDC
|  | 2015 | 2016 | 2017 | 2018 | 2019
| Debt | 1.481% | 1.481% | 1.481% | 1.481% | 1.481%
| Equity | 4.86% | 4.86% | 4.86% | 4.86% | 4.86%
| Total | 6.341% | 6.341% | 6.341% | 6.341% | 6.341%

## TITLE
OPC 015267
FPL RC-16
Street Light and Outdoor Light

## binder
OPC 015268
FPL RC-16
2016 Lighting Cost of Service Study

## MatCost
From Rich Lee | OPC 015269
FPL RC-16
STREET LIGHT MATERIAL COSTS
MATERIAL DESCRIPTION | M&S # | COSTS | UNIT | Sys Avg. Price | $ Change | % Change
CABLE,ALUMINUM,1000V,2/C #6 | 100-302-005 | 0.22 | PER FT | 0.21 | -0.01 | -2.33%
TIE WIRE, #4 ALUMINUM SOFT DRAWN, 250' | 100-406-005 | 0.09 | PER FT | 0.09 | 0 | 0.13%
CONDUCTOR,BARE,#4 AAAC | 100-587-000 | 0.09 | PER FT | 0.09 | 0 | 0.78%
CONNECTOR,ALUM,COMP,12STR-6SOL TO 6-2STR | 103-070-211 | 0.17 | EACH | 0.17 | 0 | 0%
CABLE,COPPER,1000V,2/C #12,ST LT BRACKET | 110-104-001 | 0.48 | PER FT | 0.48 | 0 | 0.43%
WIRE C SDB #6 SOL | 112-308-003 | 0.37 | PER FT | 0.36 | -0.01 | -2.48%
WIRE C SDB #4 SOL | 112-309-000 | 0.59 | PER FT | 0.61 | 0.02 | 2.57%
WIRE #12 COPPER 600V THHN-THWN GREEN | 115-090-009 | 0.13 | PER FT | 0.13 | 0 | 1.61%
CONNECTORS, GROUND ROD 5/8" CLAMP | 120-036-106 | 1.09 | EACH | 1.08 | -0.01 | -0.92%
CONNECTOR,COPPER,COMPRESSION #301-82 | 120-111-001 | 0.51 | EACH | 0.51 | 0 | 0%
RODS,GROUNDS & ACCESSORIES 5/8" COUPLING | 130-405-104 | 2.24 | EACH | 2.21 | -0.03 | -1.34%
RODS, GROUNDS & ACCESSORIES 5/8" X 10' | 130-614-005 | 10.95 | EACH | 10.89 | -0.06 | -0.55%
BOLT MA 3/4X2HEX | 140-492-000 | 1.13 | EACH | 1.13 | 0 | 0%
BOLT, MACHINE 5/8"X8" | 140-588-007 | 0.9 | EACH | 0.89 | -0.01 | -1.11%
BOLT, MACHINE, GALV. ANSI C135.1 5/8X10" | 140-590-001 | 0.79 | EACH | 0.79 | 0 | 0%
FORK CLEVIS W/O INS | 141-707-000 | 11.36 | EACH | 11.84 | 0.48 | 4.23%
NAIL-AL, 1-1/2"LONG,.120 PLAIN SHANK DIA | 142-631-007 | 3.74 | PER LB | 3.93 | 0.19 | 5.14%
SCREW,LAG 1/2"X4",GALVANIZED | 144-304-003 | 0.38 | EACH | 0.45 | 0.07 | 18.42%
INSULATORS,SPOOL,CLASS ANSI 53-2 SMALL | 144-405-004 | 1 | EACH | 0.86 | -0.14 | -14%
STAPLE, 1-1/2" X 3/8" X .148" | 144-505-009 | 5.51 | PER LB | 6.21 | 0.7 | 12.73%
WASHER, ROUND GALVANIZED 5/8" BOLT | 145-360-004 | 0.14 | EACH | 0.12 | -0.02 | -14.29%
WASHER RD,1-3/8" X 7/64" FOR 1/2" BOLT | 145-361-001 | 0.07 | EACH | 0.07 | 0 | 0%
WASHER,RD,2" X 5/32" FOR 3/4" BOLT | 145-362-007 | 0.21 | EACH | 0.17 | -0.04 | -19.05%
WASHER, SPRING, 5/8" BOLT | 145-374-005 | 0.11 | EACH | 0.18 | 0.07 | 63.64%
WASHER, SPRING, LOCK 3/4" BOLT | 145-383-004 | 0.14 | EACH | 0.14 | 0 | 0%
WASHER,SQ,2-1/4" X 3/16",WITH 13/16 HOLE | 145-395-002 | 0.17 | EACH | 0.22 | 0.05 | 29.41%
POLE,WOOD,CCA,LENGTH 30',CLASS 6 PER 1-8 | 151-175-001 | 100 | EACH | 94.14 | -5.86 | -5.86%
POLE,WOOD,CCA,LENGTH 35',CLASS 5,PER 1-8 | 151-179-006 | 196 | EACH | 132.44 | -63.56 | -32.43%
POLE,WOOD,CCA,LENGTH 40',CLASS 5,PER 1-8 | 151-187-009 | 232 | EACH | 176.91 | -55.09 | -23.75%
POLE, WOOD, CCA, LENGTH 45', CLASS 4, PER 1-8 | 151-192-002 | 239.86 | EACH | 256.63 | 16.77 | 6.99%
POLE, WOOD, CCA, LENGTH 50', CLASS 2, PER 1-8 | 151-200-005 | 273.84 | EACH | 424.91 | 151.07 | 55.17%
POLES,CONCRETE, 20F*O, STD | 152-220-000 | 261.63 | EACH | 176.72 | -84.91 | -32.45%
POLES,CONCRETE,30',TYPE S-U,STD DRILLING | 152-234-001 | 354.77 | EACH | 283.48 | -71.29 | -20.09%
POLES,CONCRETE,35',TYPE S-U,STD DRILLING | 152-239-002 | 395 | EACH | 315.63 | -79.37 | -20.09%
POLES, CONCRETE, 40F*3G, STD | 152-241-007 | 639 | EACH | 678.48 | 39.48 | 6.18%
POLE, CONCRETE,PRESTRESSED,40' TYPE IIIA | 152-351-007 | 519 | EACH | 580.11 | 61.11 | 11.77%
POLE,CONCRETE,PRESTRESSED,45' TYPE IIIA | 152-352-003 | 565 | EACH | 630.7 | 65.7 | 11.63%
POLE, CONCRETE, PRESTRESSED, 50F*3A,STD | 152-353-000 | 995 | EACH | 720.8 | -274.2 | -27.56%
POLE,FIBERGLASS,20',FOR POST TOP LUM | 154-119-004 | 118 | EACH | 136.58 | 18.58 | 15.75%
HANDHOLE, POLYMER CONCRETE, STREET LIGHT | 162-304-001 | 55.28 | EACH | 59.96 | 4.68 | 8.47%
COVER,SPLICE,SUBMERSIBLE,WYE,SMALL | 163-659-008 | 2.48 | EACH | 2.49 | 0.01 | 0.4%
BEND-CONDUIT,2" PVC 90D 24R | 164-238-006 | 4.99 | EACH | 4.92 | -0.07 | -1.4%
CONDUIT,2" PVC,SCHEDULE 40,20'LENGTHS | 164-331-008 | 0.48 | PER FT | 0.43 | -0.05
COUPLING-CONDUIT,2" PVC,EXTRA LONG | 164-470-006 | 0.39 | EACH | 0.43 | 0.04 | 10.26%
FLEXIBLE CONDUIT, 2" PE | 164-762-007 | 0.65 | PER FT | 0.63 | -0.02 | -3.56%
COUPLING -2" ELOC FOR PE TO SCH 40 | 164-763-305 | 5.85 | EACH | 5.81 | -0.04 | -0.68%
LUMINAIRE,OPN BOT,TYPE I,HPSV,120V,70W | 170-831-007 | 33 | EACH | 34.65 | 1.65 | 5%
LUMINAIRE,OPN BOT,TYPE I,HPSV,120V,100W | 170-831-015 | 33.4 | EACH | 35.87 | 2.47 | 7.4%
LUMINAIRE,OPN BOT,TYPE I,HPSV,120V,150W | 170-831-023 | 35.75 | EACH | 37.27 | 1.52 | 4.25%
LUMINAIRE,OPN BOT,TYPE I,HPSV,120V,70W 'OL' | 170-834-006 | 33.1 | EACH | 34.13 | 1.03 | 3.11%
LUMINAIRE,OPN BOT,TYPE I,HPSV,120V,100W 'OL' | 170-834-014 | 33.5 | EACH | 35.91 | 2.41 | 7.19%
LUMINAIRE,OPN BOT,TYPE I,HPSV,120V,150W 'OL' | 170-834-022 | 35.8 | EACH | 37.65 | 1.85 | 5.17%
LUMINAIRE,POST TOP,TRAD,HPSV,120V,70W | 170-861-003 | 90.55 | EACH | 92.49 | 1.94 | 2.14%
LUMINAIRE,POST TOP,TRAD,HPSV,120V,100W | 170-861-011 | 91.9 | EACH | 97.77 | 5.87 | 6.39%
LUMINAIRE,POST TOP,TRAD,HPSV,120V,150W | 170-861-020 | 93.1 | EACH | 100.6 | 7.5 | 8.06%
LUMINAIRE,POST TOP,CONT,HPSV,120V,70W | 170-863-006 | 89.65 | EACH | 89.95 | 0.3 | 0.33%
LUMINAIRE,POST TOP,CONT,HPSV,120V,100W | 170-863-014 | 91 | EACH | 95.86 | 4.86 | 5.34%
LUMINAIRE,POST TOP,CONT,HPSV,120V,150W | 170-863-022 | 92.2 | EACH | 94.55 | 2.35 | 2.55%
LUMINAIRE,COBRA HEAD,STD,HPSV,120V,400W | 170-900-009 | 92.5 | EACH | 101.34 | 8.84 | 9.56%
LUMINAIRE,COBRA HEAD,STD,HPSV,120V,200W | 170-910-004 | 88.5 | EACH | 100.16 | 11.66 | 13.18%
LUMINAIRE,COBRA HEAD,STD,HPSV,120V,250W | 170-920-000 | 125.08 | EACH | 125.08 | 0 | 0%
LUMINAIRE,COBRA HEAD,STD,HPSV,120V,100W | 170-922-011 | 50.35 | EACH | 54.19 | 3.84 | 7.63%
LUMINAIRE,COBRA HEAD,STD,HPSV,120V,150W | 170-922-029 | 51.75 | EACH | 58.58 | 6.83 | 13.2%
LUMINAIRE,COBRA HEAD,STD,HPSV,120V,70W | 170-922-045 | 50 | EACH | 50.95 | 0.95 | 1.9%
LUMINAIRE,COBRA HD,CUTOFF,HPSV,120V,70W | 170-924-005 | 50.3 | EACH | 52.1 | 1.8 | 3.58%
LUMINAIRE,HORZ,CUTOFF,HPSV,120V,100W | 170-924-013 | 50.85 | EACH | 54.51 | 3.66 | 7.2%
LUMINAIRE,COBRA HD,CUTOFF,HPSV,120V,150W | 170-924-021 | 52.05 | EACH | 56.01 | 3.96 | 7.61%
LUMINAIRE,COBRA HD,CUTOFF,HPSV,120V,400W | 170-940-001 | 94.8 | EACH | 100.2 | 5.4 | 5.7%
LUMINAIRE,POST TOP,CONT,HPSV,120V,250W | 170-942-003 | 183 | EACH | 194.52 | 11.52 | 6.3%
LUMINAIRE,COBRA HD,CUTOFF,HPSV,120V,200W | 170-960-001 | 90.8 | EACH | 101.67 | 10.87 | 11.97%
LUMINAIRE,DIRECTIONAL SEC,HPSV,120V,400W | 170-970-007 | 123.6 | EACH | 141.83 | 18.23 | 14.75%
LUMINAIRE,DIRECTIONAL SEC,HPSV,120V,200W | 170-970-023 | 108.65 | EACH | 130.51 | 21.86 | 20.12%
LUMINAIRE,DIRECTIONAL SEC,HPSV,120V,70W | 170-971-003 | 100.9 | EACH | 109.13 | 8.23 | 8.16%
LAMP,HPSV,12000 LUMENS,150 WATTS | 171-401-006 | 24.56 | EACH | 24.56 | 0 | 0%
LAMP, HPSV, 27500 LUMENS, 250 WATTS | 171-402-002 | 5.77 | EACH | 6.11 | 0.34 | 5.89%
LAMP,HPSV, 50000 LUMENS, 400 WATTS | 171-404-005 | 6.42 | EACH | 6.47 | 0.05 | 0.78%
LAMP, HPSV, 140000 LUMENS, 1000 WATTS | 171-405-001 | 28 | EACH | 29.82 | 1.82 | 6.5%
LAMP,HPSV,9500 LUMENS,100 WATTS | 171-406-008 | 5.57 | EACH | 5.61 | 0.04 | 0.72%
LAMP,HPSV,6300 LUMENS,70 WATTS | 171-407-004 | 5.71 | EACH | 5.75 | 0.04 | 0.7%
LAMP,HPSV,22000 LUMENS,200 WATTS | 171-407-021 | 6.42 | EACH | 6.55 | 0.13 | 2.02%
LAMP, HPSV,16000 LUMENS, 150 WATTS | 171-408-001 | 5.81 | EACH | 5.86 | 0.05 | 0.86%
LAMP,MV,8600/6000 LUMENS,175/140 WATTS | 171-486-001 | 4.39 | EACH | 4.64 | 0.25 | 5.69%
LAMP,MV,21500 LUMENS,400 WATTS | 171-493-008 | 6.88 | EACH | 7.03 | 0.15 | 2.18%
VANDAL SHIELD W/FPL LOGO,POLYCARB FOR CT | 171-651-053 | 229.45 | EACH | 208.62 | -20.83 | -9.08%
BRACKET,DIR SEC LUM,2 FT X 1-1/4 IN | 172-201-019 | 25.72 | EACH | 25.12 | -0.6 | -2.33%
BRACKET, STREET LIGHT,6 FT X 1-1/4 IN | 172-205-006 | 37.4 | EACH | 45.06 | 7.66 | 20.48%
BRACKET,ST LT,ALUMINUM,8 FT X 1-1/4 IN | 172-257-006 | 79.27 | EACH | 78.99 | -0.28 | -0.35%
RELAY,PHOTOCELL,TWIST-LK,120V,1P,NC | 174-605-001 | 3.37 | EACH | 3.9 | 0.53 | 15.73%
SAKRETE BLACKTOP 45LB | 503-104-011 | 9.29 | EACH | 12.64 | 3.35 | 36.06%
COMPOUND, CABLE PULLING 5 GALLON PAIL | 522-116-002 | 13.69 | EACH | 15.89 | 2.2 | 16.07%
ADHESIVE,SILICONE RUBBER SEALANT,CLEAR | 522-120-000 | 3.08 | EACH | 1.51 | -1.57 | -50.97%
CEMENT, PVC CONDUIT, PINT CAN | 522-141-007 | 2.69 | EACH | 2.65 | -0.04 | -1.49%
TAG. INCLUDES COST FOR NUMBERS | 548-800-083 | 0.74 | EACH | 1.24 | 0.5 | 67.57%
LUMINAIRE, COBRA, ST'D, 14000 LUMENS, 1000W | 170-930-005 | 362 | EACH | 386.17 | 24.17 | 6.68%
LAMP, HPSV, 11500L, 250W | 171-488-004 | 5.02 | EACH | 8.54 | 3.52 | 70.12%
LAMP, INCANDESCENT,2500L, 202W | 171-413-004 | 5.64 | EACH | 5.65 | 0.01 | 0.18%
LAMP, MH, 13000 LUMENS, 175 WATTS | 171-408-507 | 11.19 | EACH | 11.46 | 0.27 | 2.41%
LAMP, MH, 20500 LUMENS, 250 WATTS | 171-409-007 | 8.85 | EACH | 9.1 | 0.25 | 2.82%
LAMP, MH, 36000 LUMENS, 400 WATTS | 171-410-005 | 8.85 | EACH | 9.35 | 0.5 | 5.65%
5/16" GUY WIRE | 142-224-002 | 0.36 | EACH | 0.44 | 0.08 | 23.37%
5/16" PREFORM GUY GRIP | 141-804-005 | 1.77 | EACH | 1.86 | 0.09 | 5.08%
10" HELIX SCREW ANCHOR (10") | 140-051-003 | 40.58 | EACH | 40.32 | -0.26 | -0.64%
From: Hancock, Joe
Sent: Monday, January 09, 2012 3:03 PM
To: Lee, Richard A
Subject: COS
STREET LIGHT MATERIAL COSTS
MATERIAL DESCRIPTION | M&S # | COSTS | UNIT
CABLE,ALUMINUM,1000V,2/C #6 | 100302005 | 0.22 | PER FT
TIE WIRE, #4 ALUMINUM SOFT DRAWN, 250' | 100406005 | 0.09 | PER FT
CONDUCTOR,BARE,#4 AAAC | 100587000 | 0.09 | PER FT
CONNECTOR,ALUM,COMP,12STR-6SOL TO 6-2STR | 103070211 | 0.17 | EACH
CABLE,COPPER,1000V,2/C #12,ST LT BRACKET | 110104001 | 0.48 | PER FT
WIRE C SDB #6 SOL | 112308003 | 0.37 | PER FT
WIRE C SDB #4 SOL | 112309000 | 0.59 | PER FT
WIRE #12 COPPER 600V THHN-THWN GREEN | 115090009 | 0.13 | PER FT
CONNECTORS, GROUND ROD 5/8" CLAMP | 120036106 | 1.09 | EACH
CONNECTOR,COPPER,COMPRESSION #301-82 | 120111001 | 0.51 | EACH
RODS,GROUNDS & ACCESSORIES 5/8" COUPLING | 130405104 | 2.24 | EACH
RODS, GROUNDS & ACCESSORIES 5/8" X 10' | 130614005 | 10.95 | EACH
BOLT MA 3/4X2HEX | 140492000 | 1.13 | EACH
BOLT, MACHINE 5/8"X8" | 140588007 | 0.9 | EACH
BOLT, MACHINE, GALV. ANSI C135.1 5/8X10" | 140590001 | 0.79 | EACH
FORK CLEVIS W/O INS | 141-70700-0 | 11.36 | EACH
NAIL-AL, 1-1/2"LONG,.120 PLAIN SHANK DIA | 142-63100-7 | 3.74 | PER LB
SCREW,LAG 1/2"X4",GALVANIZED | 144-30400-3 | 0.38 | EACH
INSULATORS,SPOOL,CLASS ANSI 53-2 SMALL | 144-40500-4 | 1 | EACH
STAPLE, 1-1/2" X 3/8" X .148" | 144-50500-9 | 5.51 | PER LB
WASHER, ROUND GALVANIZED 5/8" BOLT | 145-36000-4 | 0.14 | EACH
WASHER RD,1-3/8" X 7/64" FOR 1/2" BOLT | 145-36100-1 | 0.07 | EACH
WASHER,RD,2" X 5/32" FOR 3/4" BOLT | 145-36200-7 | 0.21 | EACH
WASHER, SPRING, 5/8" BOLT | 145-37400-5 | 0.11 | EACH
WASHER, SPRING, LOCK 3/4" BOLT | 145-38300-4 | 0.14 | EACH
WASHER,SQ,2-1/4" X 3/16",WITH 13/16 HOLE | 145-39500-2 | 0.17 | EACH
POLE,WOOD,CCA,LENGTH 30',CLASS 6 PER 1-8 | 151-17500-1 | 100 | EACH
POLE,WOOD,CCA,LENGTH 35',CLASS 5,PER 1-8 | 151-17900-6 | 196 | EACH
POLE,WOOD,CCA,LENGTH 40',CLASS 5,PER 1-8 | 151-18700-9 | 232 | EACH
POLE, WOOD, CCA, LENGTH 45', CLASS 4, PER 1-8 | 151-19200-2 | 239.86 | EACH
POLE, WOOD, CCA, LENGTH 50', CLASS 2, PER 1-8 | 151-20000-5 | 273.84 | EACH
POLES,CONCRETE, 20F*O, STD | 152-22000-0 | 261.63 | EACH
POLES,CONCRETE,30',TYPE S-U,STD DRILLING | 152-23400-1 | 354.77 | EACH
POLES,CONCRETE,35',TYPE S-U,STD DRILLING | 152-23900-2 | 395 | EACH
POLES, CONCRETE, 40F*3G, STD | 152-24100-7 | 639 | EACH
POLE, CONCRETE,PRESTRESSED,40' TYPE IIIA | 152-35100-7 | 519 | EACH
POLE,CONCRETE,PRESTRESSED,45' TYPE IIIA | 152-35200-3 | 565 | EACH
POLE, CONCRETE, PRESTRESSED, 50F*3A,STD | 152-35300-0 | 995 | EACH
POLE,FIBERGLASS,20',FOR POST TOP LUM | 154-11900-4 | 118 | EACH
HANDHOLE, POLYMER CONCRETE, STREET LIGHT | 162-30400-1 | 55.28 | EACH
COVER,SPLICE,SUBMERSIBLE,WYE,SMALL | 163-65900-8 | 2.48 | EACH
BEND-CONDUIT,2" PVC 90D 24R | 164-23800-6 | 4.99 | EACH
CONDUIT,2" PVC,SCHEDULE 40,20'LENGTHS | 164-33100-8 | 0.48 | PER FT
COUPLING-CONDUIT,2" PVC,EXTRA LONG | 164-47000-6 | 0.39 | EACH
FLEXIBLE CONDUIT, 2" PE | 164-76200-7 | 0.65 | PER FT
COUPLING -2" ELOC FOR PE TO SCH 40 | 164-76330-5 | 5.85 | EACH
LUMINAIRE,OPN BOT,TYPE I,HPSV,120V,70W | 170-83100-7 | 33 | EACH
LUMINAIRE,OPN BOT,TYPE I,HPSV,120V,100W | 170-83101-5 | 33.4 | EACH
LUMINAIRE,OPN BOT,TYPE I,HPSV,120V,150W | 170-83102-3 | 35.75 | EACH
LUMINAIRE,OPN BOT,TYPE I,HPSV,120V,70W 'OL' | 170-83400-6 | 33.1 | EACH
LUMINAIRE,OPN BOT,TYPE I,HPSV,120V,100W 'OL' | 170-83401-4 | 33.5 | EACH
LUMINAIRE,OPN BOT,TYPE I,HPSV,120V,150W 'OL' | 170-83402-2 | 35.8 | EACH
LUMINAIRE,POST TOP,TRAD,HPSV,120V,70W | 170-86100-3 | 90.55 | EACH
LUMINAIRE,POST TOP,TRAD,HPSV,120V,100W | 170-86101-1 | 91.9 | EACH
LUMINAIRE,POST TOP,TRAD,HPSV,120V,150W | 170-86102-0 | 93.1 | EACH
LUMINAIRE,POST TOP,CONT,HPSV,120V,70W | 170-86300-6 | 89.65 | EACH
LUMINAIRE,POST TOP,CONT,HPSV,120V,100W | 170-86301-4 | 91 | EACH
LUMINAIRE,POST TOP,CONT,HPSV,120V,150W | 170-86302-2 | 92.2 | EACH
LUMINAIRE,COBRA HEAD,STD,HPSV,120V,400W | 170-90000-9 | 92.5 | EACH
LUMINAIRE,COBRA HEAD,STD,HPSV,120V,200W | 170-91000-4 | 88.5 | EACH
LUMINAIRE,COBRA HEAD,STD,HPSV,120V,250W | 170-92000-0 | 125.08 | EACH
LUMINAIRE,COBRA HEAD,STD,HPSV,120V,100W | 170-92201-1 | 50.35 | EACH
LUMINAIRE,COBRA HEAD,STD,HPSV,120V,150W | 170-92202-9 | 51.75 | EACH
LUMINAIRE,COBRA HEAD,STD,HPSV,120V,70W | 170-92204-5 | 50 | EACH
LUMINAIRE,COBRA HD,CUTOFF,HPSV,120V,70W | 170-92400-5 | 50.3 | EACH
LUMINAIRE,HORZ,CUTOFF,HPSV,120V,100W | 170-92401-3 | 50.85 | EACH
LUMINAIRE,COBRA HD,CUTOFF,HPSV,120V,150W | 170-92402-1 | 52.05 | EACH
LUMINAIRE,COBRA HD,CUTOFF,HPSV,120V,400W | 170-94000-1 | 94.8 | EACH
LUMINAIRE,POST TOP,CONT,HPSV,120V,250W | 170-94200-3 | 183 | EACH
LUMINAIRE,COBRA HD,CUTOFF,HPSV,120V,200W | 170-96000-1 | 90.8 | EACH
LUMINAIRE,DIRECTIONAL SEC,HPSV,120V,400W | 170-97000-7 | 123.6 | EACH
LUMINAIRE,DIRECTIONAL SEC,HPSV,120V,200W | 170-97002-3 | 108.65 | EACH
LUMINAIRE,DIRECTIONAL SEC,HPSV,120V,70W | 170-97100-3 | 100.9 | EACH
LAMP,HPSV,12000 LUMENS,150 WATTS | 171-40100-6 | 24.56 | EACH
LAMP, HPSV, 27500 LUMENS, 250 WATTS | 171-40200-2 | 5.77 | EACH
LAMP,HPSV, 50000 LUMENS, 400 WATTS | 171-40400-5 | 6.42 | EACH
LAMP, HPSV, 140000 LUMENS, 1000 WATTS | 171-40500-1 | 28 | EACH
LAMP,HPSV,9500 LUMENS,100 WATTS | 171-40600-8 | 5.57 | EACH
LAMP,HPSV,6300 LUMENS,70 WATTS | 171-40700-4 | 5.71 | EACH
LAMP,HPSV,22000 LUMENS,200 WATTS | 171-40702-1 | 6.42 | EACH
LAMP, HPSV,16000 LUMENS, 150 WATTS | 171-40800-1 | 5.81 | EACH
LAMP,MV,8600/6000 LUMENS,175/140 WATTS | 171-48600-1 | 4.39 | EACH
LAMP,MV,21500 LUMENS,400 WATTS | 171-49300-8 | 6.88 | EACH
VANDAL SHIELD W/FPL LOGO,POLYCARB FOR CT | 171-65105-3 | 229.45 | EACH
BRACKET,DIR SEC LUM,2 FT X 1-1/4 IN | 172-20101-9 | 25.72 | EACH
BRACKET, STREET LIGHT,6 FT X 1-1/4 IN | 172-20500-6 | 37.4 | EACH
BRACKET,ST LT,ALUMINUM,8 FT X 1-1/4 IN | 172-25700-6 | 79.27 | EACH
RELAY,PHOTOCELL,TWIST-LK,120V,1P,NC | 174-60500-1 | 3.37 | EACH
SAKRETE BLACKTOP 45LB | 503-10401-1 | 9.29 | EACH
COMPOUND, CABLE PULLING 5 GALLON PAIL | 522-11600-2 | 13.69 | EACH
ADHESIVE,SILICONE RUBBER SEALANT,CLEAR | 522-12000-0 | 3.08 | EACH
CEMENT, PVC CONDUIT, PINT CAN | 522-14100-7 | 2.69 | EACH
TAG. INCLUDES COST FOR NUMBERS | 548-80008-3 | 0.74 | EACH
LUMINAIRE, COBRA, ST'D, 14000 LUMENS, 1000W | 170-93000-5 | 362 | EACH
LAMP, HPSV, 11500L, 250W | 171-48800-4 | 5.02 | EACH
LAMP, INCANDESCENT,2500L, 202W | 171-41300-4 | 5.64 | EACH
LAMP, MH, 13000 LUMENS, 175 WATTS | 171-40850-7 | 11.19 | EACH
LAMP, MH, 20500 LUMENS, 250 WATTS | 171-40900-7 | 8.85 | EACH
LAMP, MH, 36000 LUMENS, 400 WATTS | 171-41000-5 | 8.85 | EACH
5/16" GUY WIRE | 142-22400-2 | 0.36 | EACH
5/16" PREFORM GUY GRIP | 141-80400-5 | 1.77 | EACH
10" HELIX SCREW ANCHOR (10") | 140-05100-3 | 40.58 | EACH

## 70wOH5
OPC 015270
FPL RC-16
2016 Cost of Service
|  |  | 6300L/70W | 6300L/70W
Type of Luminaire |  | 6300L/70W | HPSV | HPSV
|  | HPSV | Standard | Cutoff
|  | Open Bottom | Cobra Head | Cobra Head
Physical Characteristics
Line Watts |  | 85 | 85 | 85
KWH per Month (*1) |  | 30 | 30 | 30
Lamp Life (Months) |  | 60 | 60 | 60
PE | [15 empty] | Reduction
Total Investment | [11 empty] | mins |  | 12 | 0.968 | 3.2%
Material (*2) |  | 87.9248 | 108.9024 | 110.1561 |  |  |  | 11.616 | 365 | 4239.84 |  | 36.96
Material Inflation to Mid-Year |  | 0.2374 | 0.29404 | 0.29742 |  |  |  | 365.25 | 4240 | 11.6085 |  |  |  | 353.3333
Labor (*3) |  | 100.88 | 100.88 | 100.88
Labor Inflation to Mid-Year |  | 1.5586 | 1.5586 | 1.5586 | [5 empty] | 36.5092
|  | 190.6008 | 211.635 | 212.8921
Engineering & Other Overheads |  | 48.4507 | 53.7976 | 54.1172 | [7 empty] | 12:00
Total Investment @ Mid Year | Cost to install | 239.0516 | 265.4327 | 267.0093
[6 empty] | 1/12 = | 0.083333
Monthly Relamping Cost
Cost of Lamp (*4) |  | 5.5168 | 5.5168 | 5.5168
Cost of Photocell |  | 4.2336 | 4.2336 | 4.2336
Material Inflation to Mid Year |  | 0.014895 | 0.014895 | 0.014895
Relamping Labor (*5) |  | 97 | 97 | 97
Labor Inflation to Mid Year |  | 1.4987 | 1.4987 | 1.4987
Total Relamping Cost @ Mid-Year |  | 108.264 | 108.264 | 108.264
Monthly Relamping Cost @ Mid-Year (*6) |  | 1.8044 | 1.8044 | 1.8044
Monthly Cost of Service for Streetlights (*7) | [6 empty] | 0.083333 | 12
Facilities (*8) |  | 3.04 | 3.38 | 3.4 | [5 empty] | Hours | Days | Total
Maintenance (*9) |  | 0.87 | 0.97 | 0.97 | [5 empty] | 12 | 365 | 4380
Relamping (*11) |  | 1.81 | 1.81 | 1.81 | [5 empty] | 12 | 365.25 | 4383
Non-Fuel (*12) |  | 0.8 | 0.8 | 0.8 | [5 empty] | 11.5 | 365 | 4197.5
Monthly Cost of Service @ Mid-Year |  | 6.52 | 6.96 | 6.98 | [5 empty] | 11.5 | 365.25 | 4200.375
[10 empty] | 11.6 | 365 | 4234
Monthly Cost of Service for Outdoor Lights (*7) | [9 empty] | 11.6 | 365.25 | 4236.9
Facilities (*8) |  | 3.04 | 3.38 | 3.4
Maintenance (*10) |  | 0.79 | 0.88 | 0.89
Relamping (*11) |  | 1.81 | 1.81 | 1.81 | [6 empty] | year | month
Non-Fuel (*12) |  | 0.8 | 0.8 | 0.8 | [5 empty] | Progress | 4200 | 350 | 12
Monthly Cost of Service @ Mid-Year |  | 6.44 | 6.87 | 6.9 | [7 empty] | 30
11.6667
(*1) 1/12 of Line Watts x 4240 burning hours/Yr/1000 |  | Carrying Charge |  | 15.27%
(*2) See Material Summary |  | Revenue Tax Factor |  | 1.0007
(*3) See Labor Summary |  | Maintenance Factors for:
(*4) Lamp Price + Sales Tax + Stores Handling+Lamp Disposal Cost |  | Streetlighting (SL) |  | 4.36%
(*5) See Average Relamping Labor Cost |  | Outdoor Lighting (OL) |  | 3.978% | OL-1
(*6) Total Relamping Cost Divided by Lamp Life |  | Non-Fuel Energy Charge |  | 0.02652 | 0.02676
(*7) Includes Revenue Tax Factor |  | EO/CO Rate |  | 25.42%
(*8) 1/12 of Carrying Charge x Total Investment x Revenue Tax Factor |  | Stores Loading |  | 5.94%
(*9) 1/12 of SL Maint. Factor x Total Investment x Revenue Tax Factor |  | Labor Cost |  | 97
(*10) 1/12 of OL Maint. Factor x Total Investment x Revenue Tax Factor |  | Relamping Labor |  | 97
(*11) Monthly Relamping Cost x Revenue Tax Factor |  | Material Inflation Rate |  | 0.54%
(*12) Non-Fuel Energy Charge x KWH per Month |  | Labor Inflation Rate |  | 3.09%
|  | Lamp Cost |  | 4.87
|  | Lamp Disposal Cost |  | 0.048
|  | PE Cost |  | 3.77
|  | Tax Rate |  | 6%
Note on F11: Used trunc function to insure results of calculation came up with a whole kWh
Note on H11: JCH0IFF: =TRUNC(+H7*(1/12)*4.24) Watts - Month Conversion - (4,240 Hours per Year / 1000)
Note on H43: @round function added Tied to OL-1 rate
Note on I51: OL-1 energy rate is different from SL-1

## 70wUG6
OPC 015271
FPL RC-16
2016 Cost of Service
| 6300L/70W | 6300L/70W
Type of Luminaire | HPSV | HPSV
| Contemporary | Traditional
| Post Top | Post Top
Physical Characteristics
Line Watts | 85 | 85
KWH per Month (*1) | 30 | 30
Lamp Life (Months) | 60 | 60
Total Investment
Material (*2) | 120.3081 | 121.517
Material Inflation to Mid-Year | 0.32483 | 0.3281
Labor (*3) | 43.65 | 43.65
Labor Inflation to Mid-Year | 0.67439 | 0.67439
| 164.9573 | 166.1695
Engineering & Other Overheads | 41.9321 | 42.2403
Total Investment @ Mid Year | 206.8894 | 208.4098
Monthly Relamping Cost
Cost of Lamp (*4) | 5.5168 | 5.5168
Cost of Photocell | 4.2336 | 4.2336
Material Inflation to Mid Year | 0.014895 | 0.014895
Relamping Labor (*5) | 97 | 97
Labor Inflation @ Mid Year | 1.4987 | 1.4987
Total Relamping Cost @ Mid-Year | 108.264 | 108.264
Monthly Relamping Cost @ Mid-Year (*6) | 1.8044 | 1.8044
Monthly Cost of Service for Streetlights (*7)
Facilities (*8) | 2.63 | 2.65
Maintenance (*9) | 0.75 | 0.76
Relamping (*11) | 1.81 | 1.81
Non-Fuel (*12) | 0.8 | 0.8
Monthly Cost of Service @ Mid-Year | 5.99 | 6.02
Monthly Cost of Service for Outdoor Lights (*7)
Facilities (*8) | 2.63 | 2.65
Maintenance (*10) | 0.69 | 0.69
Relamping (*11) | 1.81 | 1.81
Non-Fuel (*12) | 0.8028 | 0.8028
Monthly Cost of Service @ Mid-Year | 5.9328 | 5.9528
(*1) 1/12 of Line Watts x 4240 burning hours/Yr/1000 | Carrying Charge |  | 15.27%
(*2) See Material Summary | Revenue Tax Factor |  | 1.0007
(*3) See Labor Summary | Maintenance Factors for:
(*4) Lamp Price + Sales Tax + Stores Handling+Lamp Disposal Cost | Streetlighting (SL) |  | 4.36%
(*5) See Average Relamping Labor Cost | Outdoor Lighting (OL) |  | 3.978% | OL-1
(*6) Total Relamping Cost Divided by Lamp Life | Non-Fuel Energy Charge |  | 0.02652 | 0.02676
(*7) Includes Revenue Tax Factor | EO/CO Rate |  | 25.42%
(*8) 1/12 of Carrying Charge x Total Investment x Revenue Tax Factor | Stores Loading |  | 5.94%
(*9) 1/12 of SL Maint. Factor x Total Investment x Revenue Tax Factor | Labor Cost |  | 97
(*10) 1/12 of OL Maint. Factor x Total Investment x Revenue Tax Factor | Relamping Labor |  | 97
(*11) Monthly Relamping Cost x Revenue Tax Factor | Material Inflation Rate |  | 0.54%
(*12) Non-Fuel Energy Charge x KWH per Month | Labor Inflation Rate |  | 3.09%
| Lamp Cost |  | 4.87
| Lamp Disposal Cost |  | 0.048
| PE Cost |  | 3.77
| Tax Rate |  | 6%
Note on G18: Corrected to link to cell H$53

## 70wDS7
OPC 015272
FPL RC-16
2016 Cost of Service
6300L/70W
Type of Luminaire | HPSV
Directional
Security
Physical Characteristics
Line Watts | 85
KWH per Month (*1) | 30
Lamp Life (Months) | 60
Total Investment
Material (*2) | 167.7196
Material Inflation to Mid-Year | 0.45284
Labor (*3) | 100.88
Labor Inflation to Mid-Year | 1.5586
270.611
Engineering & Other Overheads | 68.7893
Total Investment @ Mid Year | 339.4004
Monthly Relamping Cost
Cost of Lamp (*4) | 5.5168
Cost of Photocell | 4.2336
Material Inflation to Mid Year | 0.014895
Relamping Labor (*5) | 97
Labor Inflation to Mid Year | 1.4987
Total Relamping Cost @ Mid-Year | 108.264
Monthly Relamping Cost @ Mid-Year (*6) | 1.8044
Monthly Cost of Service for Streetlights (*7)
Facilities (*8) | 4.32
Maintenance (*9) | 1.23
Relamping (*11) | 1.81
Non-Fuel (*12) | 0.8
Monthly Cost of Service @ Mid-Year | 8.16
Monthly Cost of Service for Outdoor Lights (*7)
Facilities (*8) | 4.32
Maintenance (*10) | 1.13
Relamping (*11) | 1.81
Non-Fuel (*12) | 0.8
Monthly Cost of Service @ Mid-Year | 8.06
(*1) 1/12 of Line Watts x 4240 burning hours/Yr/1000 | Carrying Charge | 15.27%
(*2) See Material Summary | Revenue Tax Factor | 1.0007
(*3) See Labor Summary | Maintenance Factors for:
(*4) Lamp Price + Sales Tax + Stores Handling+Lamp Disposal Cost | Streetlighting (SL) | 4.36%
(*5) See Average Relamping Labor Cost | Outdoor Lighting (OL) | 3.978% | OL-1
(*6) Total Relamping Cost Divided by Lamp Life | Non-Fuel Energy Charge | 0.02652 | 0.02676
(*7) Includes Revenue Tax Factor | EO/CO Rate | 25.42%
(*8) 1/12 of Carrying Charge x Total Investment x Revenue Tax Factor | Stores Loading | 5.94%
(*9) 1/12 of SL Maint. Factor x Total Investment x Revenue Tax Factor | Labor Cost | 97
(*10) 1/12 of OL Maint. Factor x Total Investment x Revenue Tax Factor | Relamping Labor | 97
(*11) Monthly Relamping Cost x Revenue Tax Factor | Material Inflation Rate | 0.54%
(*12) Non-Fuel Energy Charge x KWH per Month | Labor Inflation Rate | 3.09%
| Lamp Cost | 4.87
| Lamp Disposal Cost | 0.048
| PE Cost | 3.77
| Tax Rate | 6%
Note on F18: Corrected to link to cell H$53

## 100wOH8
OPC 015273
FPL RC-16
2016 Cost of Service
| 9500L/100W | 9500L/100W | 9500L/100W
Type of Luminaire | HPSV | HPSV | HPSV
| Open | Standard | Cutoff
| Bottom | Cobra Head | Cobra Head
Physical Characteristics
Line Watts | 117 | 117 | 117
KWH per Month (*1) | 41 | 41 | 41
Lamp Life (Months) | 60 | 60 | 60
Total Investment
Material (*2) | 87.8577 | 114.8688 | 115.8315
Material Inflation to Mid-Year | 0.23722 | 0.31015 | 0.31275
Labor (*3) | 100.88 | 100.88 | 100.88
Labor Inflation to Mid-Year | 1.5586 | 1.5586 | 1.5586
| 190.5335 | 217.6175 | 218.5828
Engineering & Other Overheads | 48.4336 | 55.3184 | 55.5638
Total Investment @ Mid Year | 238.9671 | 272.9359 | 274.1466
Monthly Relamping Cost
Cost of Lamp (*4) | 5.2698 | 5.2698 | 5.2698
Cost of Photocell | 4.2336 | 4.2336 | 4.2336
Material Inflation to Mid Year | 0.014228 | 0.014228 | 0.014228
Relamping Labor (*5) | 97 | 97 | 97
Labor Inflation @ Mid Year | 1.4987 | 1.4987 | 1.4987
Total Relamping Cost @ Mid-Year | 108.0162 | 108.0162 | 108.0162
Monthly Relamping Cost @ Mid-Year (*6) | 1.8003 | 1.8003 | 1.8003
Monthly Cost of Service for Streetlights (*7)
Facilities (*8) | 3.04 | 3.47 | 3.49
Maintenance (*9) | 0.87 | 0.99 | 1
Relamping (*11) | 1.8 | 1.8 | 1.8
Non-Fuel (*12) | 1.09 | 1.09 | 1.09
Monthly Cost of Service @ Mid-Year | 6.8 | 7.35 | 7.38
Monthly Cost of Service for Outdoor Lights (*7)
Facilities (*8) | 3.04 | 3.47 | 3.49
Maintenance (*10) | 0.79 | 0.91 | 0.91
Relamping (*11) | 1.8 | 1.8 | 1.8
Non-Fuel (*12) | 1.1 | 1.1 | 1.1
Monthly Cost of Service @ Mid-Year | 6.73 | 7.28 | 7.3
(*1) 1/12 of Line Watts x 4240 burning hours/Yr/1000 | Carrying Charge |  | 15.27%
(*2) See Material Summary | Revenue Tax Factor |  | 1.0007
(*3) See Labor Summary | Maintenance Factors for:
(*4) Lamp Price + Sales Tax + Stores Handling+Lamp Disposal Cost | Streetlighting (SL) |  | 4.36%
(*5) See Average Relamping Labor Cost | Outdoor Lighting (OL) |  | 3.978% | OL-1
(*6) Total Relamping Cost Divided by Lamp Life | Non-Fuel Energy Charge |  | 0.02652 | 0.02676
(*7) Includes Revenue Tax Factor | EO/CO Rate |  | 25.42%
(*8) 1/12 of Carrying Charge x Total Investment x Revenue Tax Factor | Stores Loading |  | 5.94%
(*9) 1/12 of SL Maint. Factor x Total Investment x Revenue Tax Factor | Labor Cost |  | 97
(*10) 1/12 of OL Maint. Factor x Total Investment x Revenue Tax Factor | Relamping Labor |  | 97
(*11) Monthly Relamping Cost x Revenue Tax Factor | Material Inflation Rate |  | 0.54%
(*12) Non-Fuel Energy Charge x KWH per Month | Labor Inflation Rate |  | 3.09%
| Lamp Cost |  | 4.65
| Lamp Disposal Cost |  | 0.048
| PE Cost |  | 3.77
| Tax Rate |  | 6%
Note on H18: Changed to Labor Inflation Rate

## 100wUG9
OPC 015274
FPL RC-16
2016 Cost of Service
| 9500L/100W | 9500L/100W
Type of Luminaire | HPSV | HPSV
| Contemporary | Traditional
| Post Top | Post Top
Physical Characteristics
Line Watts | 117 | 117
KWH per Month (*1) | 41 | 41
Lamp Life (Months) | 60 | 60
Total Investment
Material (*2) | 121.4499 | 118.0805
Material Inflation to Mid-Year | 0.32791 | 0.31882
Labor (*3) | 43.65 | 43.65
Labor Inflation to Mid-Year | 0.67439 | 0.67439
| 166.1022 | 162.7237
Engineering & Other Overheads | 42.2232 | 41.3644
Total Investment @ Mid Year | 208.3253 | 204.088
Monthly Relamping Cost
Cost of Lamp (*4) | 5.2698 | 5.2698
Cost of Photocell | 4.2336 | 4.2336
Material Inflation to Mid Year | 0.014228 | 0.014228
Relamping Labor (*5) | 97 | 97
Labor Inflation to Mid Year | 1.4987 | 1.4987
Total Relamping Cost @ Mid-Year | 108.0162 | 108.0162
Monthly Relamping Cost @ Mid-Year (*6) | 1.8003 | 1.8003
Monthly Cost of Service for Streetlights (*7)
Facilities (*8) | 2.65 | 2.6
Maintenance (*9) | 0.76 | 0.74
Relamping (*11) | 1.8 | 1.8
Non-Fuel (*12) | 1.09 | 1.09
Monthly Cost of Service @ Mid-Year | 6.3 | 6.23
Monthly Cost of Service for Outdoor Lights (*7)
Facilities (*8) | 2.65 | 2.6
Maintenance (*10) | 0.69 | 0.68
Relamping (*11) | 1.8 | 1.8
Non-Fuel (*12) | 1.0972 | 1.0972
Monthly Cost of Service @ Mid-Year | 6.2372 | 6.1772
(*1) 1/12 of Line Watts x 4240 burning hours/Yr/1000 | Carrying Charge |  | 15.27%
(*2) See Material Summary | Revenue Tax Factor |  | 1.0007
(*3) See Labor Summary | Maintenance Factors for:
(*4) Lamp Price + Sales Tax + Stores Handling+Lamp Disposal Cost | Streetlighting (SL) |  | 4.36%
(*5) See Average Relamping Labor Cost | Outdoor Lighting (OL) |  | 3.978% | OL-1
(*6) Total Relamping Cost Divided by Lamp Life | Non-Fuel Energy Charge |  | 0.02652 | 0.02676
(*7) Includes Revenue Tax Factor | EO/CO Rate |  | 25.42%
(*8) 1/12 of Carrying Charge x Total Investment x Revenue Tax Factor | Stores Loading |  | 5.94%
(*9) 1/12 of SL Maint. Factor x Total Investment x Revenue Tax Factor | Labor Cost |  | 97
(*10) 1/12 of OL Maint. Factor x Total Investment x Revenue Tax Factor | Relamping Labor |  | 97
(*11) Monthly Relamping Cost x Revenue Tax Factor | Material Inflation Rate |  | 0.54%
(*12) Non-Fuel Energy Charge x KWH per Month | Labor Inflation Rate |  | 3.09%
| Lamp Cost |  | 4.65
| Lamp Disposal Cost |  | 0.048
| PE Cost |  | 3.77
| Tax Rate |  | 6%
Note on G18: Corrected to link to cell H$53

## 150wOH10
OPC 015275
FPL RC-16
2016 Cost of Service
| 16000L/150W | 16000L/150W | 16000L/150W
Type of Luminaire | HPSV | HPSV | HPSV
| Open | Standard | Cutoff
| Bottom | Cobra Head | Cobra Head
Physical Characteristics
Line Watts | 172 | 172 | 172
KWH per Month (*1) | 60 | 60 | 60
Lamp Life (Months) | 60 | 60 | 60
Total Investment
Material (*2) | 94.5517 | 116.6934 | 117.6113
Material Inflation to Mid-Year | 0.25529 | 0.31507 | 0.31755
Labor (*3) | 100.88 | 100.88 | 100.88
Labor Inflation to Mid-Year | 1.5586 | 1.5586 | 1.5586
| 197.2456 | 219.4471 | 220.3675
Engineering & Other Overheads | 50.1398 | 55.7834 | 56.0174
Total Investment @ Mid Year | 247.3854 | 275.2305 | 276.3849
Monthly Relamping Cost
Cost of Lamp (*4) | 5.5281 | 5.5281 | 5.5281
Cost of Photocell | 4.2336 | 4.2336 | 4.2336
Material Inflation to Mid Year | 0.014926 | 0.014926 | 0.014926
Relamping Labor (*5) | 97 | 97 | 97
Labor Inflation to Mid Year | 1.4987 | 1.4987 | 1.4987
Total Relamping Cost @ Mid-Year | 108.2752 | 108.2752 | 108.2752
Monthly Relamping Cost @ Mid-Year (*6) | 1.8046 | 1.8046 | 1.8046
Monthly Cost of Service for Streetlights (*7)
Facilities (*8) | 3.15 | 3.5 | 3.52
Maintenance (*9) | 0.9 | 1 | 1
Relamping (*11) | 1.81 | 1.81 | 1.81
Non-Fuel (*12) | 1.59 | 1.59 | 1.59
Monthly Cost of Service @ Mid-Year | 7.45 | 7.9 | 7.92
Monthly Cost of Service for Outdoor Lights (*7)
Facilities (*8) | 3.15 | 3.5 | 3.52
Maintenance (*10) | 0.82 | 0.91 | 0.92
Relamping (*11) | 1.81 | 1.81 | 1.81
Non-Fuel (*12) | 1.61 | 1.61 | 1.61
Monthly Cost of Service @ Mid-Year | 7.39 | 7.83 | 7.86
(*1) 1/12 of Line Watts x 4240 burning hours/Yr/1000 | Carrying Charge |  | 15.27%
(*2) See Material Summary | Revenue Tax Factor |  | 1.0007
(*3) See Labor Summary | Maintenance Factors for:
(*4) Lamp Price + Sales Tax + Stores Handling+Lamp Disposal Cost | Streetlighting (SL) |  | 4.36%
(*5) See Average Relamping Labor Cost | Outdoor Lighting (OL) |  | 3.978% | OL-1
(*6) Total Relamping Cost Divided by Lamp Life | Non-Fuel Energy Charge |  | 0.02652 | 0.02676
(*7) Includes Revenue Tax Factor | EO/CO Rate |  | 25.42%
(*8) 1/12 of Carrying Charge x Total Investment x Revenue Tax Factor | Stores Loading |  | 5.94%
(*9) 1/12 of SL Maint. Factor x Total Investment x Revenue Tax Factor | Labor Cost |  | 97
(*10) 1/12 of OL Maint. Factor x Total Investment x Revenue Tax Factor | Relamping Labor |  | 97
(*11) Monthly Relamping Cost x Revenue Tax Factor | Material Inflation Rate |  | 0.54%
(*12) Non-Fuel Energy Charge x KWH per Month | Labor Inflation Rate |  | 3.09%
| Lamp Cost |  | 4.88
| Lamp Disposal Cost |  | 0.048
| PE Cost |  | 3.77
| Tax Rate |  | 6%
Note on H18: changed to reference H$53

## 150wUG11
OPC 015276
FPL RC-16
2016 Cost of Service
| 16000L/150W | 16000L/150W
Type of Luminaire | HPSV | HPSV
| Contemporary | Traditional
| Post Top | Post Top
Physical Characteristics
Line Watts | 172 | 172
KWH per Month (*1) | 60 | 60
Lamp Life (Months) | 60 | 60
Total Investment
Material (*2) | 117.8566 | 117.9797
Material Inflation to Mid-Year | 0.31821 | 0.31855
Labor (*3) | 43.65 | 43.65
Labor Inflation to Mid-Year | 0.67439 | 0.67439
| 162.4992 | 162.6227
Engineering & Other Overheads | 41.3073 | 41.3387
Total Investment @ Mid Year | 203.8065 | 203.9613
Monthly Relamping Cost
Cost of Lamp (*4) | 5.5281 | 5.5281
Cost of Photocell | 4.2336 | 4.2336
Material Inflation to Mid Year | 0.014926 | 0.014926
Relamping Labor (*5) | 97 | 97
Labor Inflation to Mid Year | 1.4987 | 1.4987
Total Relamping Cost @ Mid-Year | 108.2752 | 108.2752
Monthly Relamping Cost @ Mid-Year (*6) | 1.8046 | 1.8046
Monthly Cost of Service for Streetlights (*7)
Facilities (*8) | 2.59 | 2.6
Maintenance (*9) | 0.74 | 0.74
Relamping (*11) | 1.81 | 1.81
Non-Fuel (*12) | 1.59 | 1.59
Monthly Cost of Service @ Mid-Year | 6.73 | 6.74
Monthly Cost of Service for Outdoor Lights (*7)
Facilities (*8) | 2.59 | 2.6
Maintenance (*10) | 0.68 | 0.68
Relamping (*11) | 1.81 | 1.81
Non-Fuel (*12) | 1.61 | 1.61
Monthly Cost of Service @ Mid-Year | 6.69 | 6.7
(*1) 1/12 of Line Watts x 4240 burning hours/Yr/1000 | Carrying Charge |  | 15.27%
(*2) See Material Summary | Revenue Tax Factor |  | 1.0007
(*3) See Labor Summary | Maintenance Factors for:
(*4) Lamp Price + Sales Tax + Stores Handling+Lamp Disposal Cost | Streetlighting (SL) |  | 4.36%
(*5) See Average Relamping Labor Cost | Outdoor Lighting (OL) |  | 3.978% | OL-1
(*6) Total Relamping Cost Divided by Lamp Life | Non-Fuel Energy Charge |  | 0.02652 | 0.02676
(*7) Includes Revenue Tax Factor | EO/CO Rate |  | 25.42%
(*8) 1/12 of Carrying Charge x Total Investment x Revenue Tax Factor | Stores Loading |  | 5.94%
(*9) 1/12 of SL Maint. Factor x Total Investment x Revenue Tax Factor | Labor Cost |  | 97
(*10) 1/12 of OL Maint. Factor x Total Investment x Revenue Tax Factor | Relamping Labor |  | 97
(*11) Monthly Relamping Cost x Revenue Tax Factor | Material Inflation Rate |  | 0.54%
(*12) Non-Fuel Energy Charge x KWH per Month | Labor Inflation Rate |  | 3.09%
| Lamp Cost |  | 4.88
| Lamp Disposal Cost |  | 0.048
| PE Cost |  | 3.77
| Tax Rate |  | 6%
Note on G18: Changed to Labor Inflation Rate

## xxx150wUG_old12
OPC 015277
FPL RC-16
2016 Cost of Service
|  |  | 12000L/150W | 12000L/150W
Type of Luminaire | "Retrofit Units" |  | HPSV | HPSV
|  |  | Contemporary | Traditonal
|  |  | Post Top | Post Top
Physical Characteristics
Line Watts |  |  | 172 | 172
KWH per Month (*1) |  |  | 60 | 60
Lamp Life (Months) |  |  | 60 | 60
Monthly Relamping Cost
Cost of Lamp (*4) |  |  | 24.56 | 24.56
Cost of Photocell
Material Inflation to Mid Year |  |  | 0.066312 | 0.066312
Relamping Labor (*5) |  |  | 97 | 97
Labor Inflation to Mid Year |  |  | 1.4987 | 1.4987
Total Relamping Cost @ Mid-Year |  |  | 123.125 | 123.125
Monthly Relamping Cost @ Mid-Year (*6) |  |  | 2.0521 | 2.0521
Monthly Cost of Service for Streetlights (*7)
Relamping (*11) |  |  | 2.05 | 2.05
Non-Fuel (*12) |  |  | 1.59 | 1.59
Monthly Relamping Cost of Service @ Mid-Year |  |  | 3.64 | 3.64
Monthly Cost of Service for Outdoor Lights (*7)
Relamping (*11) |  |  | 2.05 | 2.05
Non-Fuel (*12) |  |  | 1.61 | 1.61
Monthly Relamping Cost of Service @ Mid-Year |  |  | 3.66 | 3.66
(*1) 1/12 of Line Watts x 4240 burning hours/Yr/1000 |  | Carrying Charge |  | 15.27%
(*2) See Material Summary |  | Revenue Tax Factor |  | 1.0007
(*3) See Labor Summary |  | Maintenance Factors for:
(*4) Lamp Price + Sales Tax + Stores Handling+Lamp Disposal Cost |  | Streetlighting (SL) |  | 4.36%
(*5) See Average Relamping Labor Cost |  | Outdoor Lighting (OL) |  | 3.978% | OL-1
(*6) Total Relamping Cost Divided by Lamp Life |  | Non-Fuel Energy Charge |  | 0.02652 | 0.02676
(*7) Includes Revenue Tax Factor |  | EO/CO Rate |  | 25.42%
(*8) 1/12 of Carrying Charge x Total Investment x Revenue Tax Factor |  | Stores Loading |  | 5.94%
(*9) 1/12 of SL Maint. Factor x Total Investment x Revenue Tax Factor |  | Labor Cost |  | 97
(*10) 1/12 of OL Maint. Factor x Total Investment x Revenue Tax Factor |  | Relamping Labor |  | 97
(*11) Monthly Relamping Cost x Revenue Tax Factor |  | Material Inflation Rate |  | 0.54%
(*12) Non-Fuel Energy Charge x KWH per Month |  | Labor Inflation Rate |  | 3.09%
|  | Lamp Cost |  | 24.56
|  | Lamp Disposal Cost |  | 0.048
|  | PE Cost |  | 3.77
|  | Tax Rate |  | 6%

## 200wOH13
OPC 015278
FPL RC-16
2016 Cost of Service
| 22000L/200W | 22000L/200W | 22000L/200W
Type of Luminaire | HPSV | HPSV | HPSV
| Standard | Cutoff | Directional
| Cobra Head | Cobra Head | Security
Physical Characteristics
Line Watts | 238 | 238 | 238
KWH per Month (*1) | 84 | 84 | 84
Lamp Life (Months) | 60 | 60 | 60
Total Investment
Material (*2) | 252.1744 | 251.0774 | 197.7604
Material Inflation to Mid-Year | 0.68087 | 0.67791 | 0.53395
Labor (*3) | 100.88 | 100.88 | 100.88
Labor Inflation to Mid-Year | 1.5586 | 1.5586 | 1.5586
| 355.2939 | 354.1939 | 300.7329
Engineering & Other Overheads | 90.3157 | 90.0361 | 76.4463
Total Investment @ Mid Year | 445.6096 | 444.23 | 377.1792
Monthly Relamping Cost
Cost of Lamp (*4) | 5.7751 | 5.7751 | 5.7751
Cost of PE | 4.2336 | 4.2336 | 4.2336
Material Inflation to Mid Year | 0.015593 | 0.015593 | 0.015593
Relamping Labor (*5) | 97 | 97 | 97
Labor Inflation to Mid Year | 1.4987 | 1.4987 | 1.4987
Total Relamping Cost @ Mid-Year | 108.5229 | 108.5229 | 108.5229
Monthly Relamping Cost @ Mid-Year (*6) | 1.8087 | 1.8087 | 1.8087
Monthly Cost of Service for Streetlights (*7)
Facilities (*8) | 5.67 | 5.66 | 4.8
Maintenance (*9) | 1.62 | 1.62 | 1.37
Relamping (*11) | 1.81 | 1.81 | 1.81
Non-Fuel (*12) | 2.23 | 2.23 | 2.23
Monthly Cost of Service @ Mid-Year | 11.33 | 11.32 | 10.21
Monthly Cost of Service for Outdoor Lights (*7)
Facilities (*8) | 5.67 | 5.66 | 4.8
Maintenance (*10) | 1.48 | 1.47 | 1.25
Relamping (*11) | 1.81 | 1.81 | 1.81
Non-Fuel (*12) | 2.25 | 2.25 | 2.25
Monthly Cost of Service @ Mid-Year | 11.21 | 11.19 | 10.11
(*1) 1/12 of Line Watts x 4240 burning hours/Yr/1000 | Carrying Charge |  | 15.27%
(*2) See Material Summary | Revenue Tax Factor |  | 1.0007
(*3) See Labor Summary | Maintenance Factors for:
(*4) Lamp Price + Sales Tax + Stores Handling+Lamp Disposal Cost | Streetlighting (SL) |  | 4.36%
(*5) See Average Relamping Labor Cost | Outdoor Lighting (OL) |  | 3.978% | OL-1
(*6) Total Relamping Cost Divided by Lamp Life | Non-Fuel Energy Charge |  | 0.02652 | 0.02676
(*7) Includes Revenue Tax Factor | EO/CO Rate |  | 25.42%
(*8) 1/12 of Carrying Charge x Total Investment x Revenue Tax Factor | Stores Loading |  | 5.94%
(*9) 1/12 of SL Maint. Factor x Total Investment x Revenue Tax Factor | Labor Cost |  | 97
(*10) 1/12 of OL Maint. Factor x Total Investment x Revenue Tax Factor | Relamping Labor |  | 97
(*11) Monthly Relamping Cost x Revenue Tax Factor | Material Inflation Rate |  | 0.54%
(*12) Non-Fuel Energy Charge x KWH per Month | Labor Inflation Rate |  | 3.09%
| Lamp Cost |  | 5.1
| Lamp Disposal Cost |  | 0.048
| PE Cost |  | 3.77
| Tax Rate |  | 6%
Note on H18: Changed to Labor Inflation Rate

## 250wOH14
OPC 015279
FPL RC-16
2016 Cost of Service
| 27500L/250W | 27500L/250W
Type of Luminaire | HPSV | HPSV
| Standard | Contemporary
| Cobra Head | Post Top
Physical Characteristics
Line Watts | 324 | 324
KWH per Month (*1) | 114 | 114
Lamp Life (Months) | 60 | 60
Total Investment
Material (*2) | 278.984 | 211.069
Material Inflation to Mid-Year | 0.75326 | 0.56989
Labor (*3) | 100.88 | 43.65
Labor Inflation to Mid-Year | 1.5586 | 0.67439
| 382.1759 | 255.9633
Engineering & Other Overheads | 97.1491 | 65.0659
Total Investment @ Mid Year | 479.325 | 321.0292
Monthly Relamping Cost
Cost of Lamp (*4) | 6.9093 | 6.9093
Cost of PE | 4.2336 | 4.2336
Material Inflation to Mid Year | 0.018655 | 0.018655
Relamping Labor (*5) | 97 | 97
Labor Inflation to Mid Year | 1.4987 | 1.4987
Total Relamping Cost @ Mid-Year | 109.6602 | 109.6602
Monthly Relamping Cost @ Mid-Year (*6) | 1.8277 | 1.8277
Monthly Cost of Service for Streetlights (*7)
Facilities (*8) | 6.1 | 4.09
Maintenance (*9) | 1.74 | 1.17
Relamping (*11) | 1.83 | 1.83
Non-Fuel (*12) | 3.02 | 3.02
Monthly Cost of Service @ Mid-Year | 12.69 | 10.11
Monthly Cost of Service for Outdoor Lights (*7)
Facilities (*8) | 6.1 | 4.09
Maintenance (*10) | 1.59 | 1.06
Relamping (*11) | 1.83 | 1.83
Non-Fuel (*12) | 3.05 | 3.05
Monthly Cost of Service @ Mid-Year | 12.57 | 10.03
(*1) 1/12 of Line Watts x 4240 burning hours/Yr/1000 | Carrying Charge |  | 15.27%
(*2) See Material Summary | Revenue Tax Factor |  | 1.0007
(*3) See Labor Summary | Maintenance Factors for:
(*4) Lamp Price + Sales Tax + Stores Handling+Lamp Disposal Cost | Streetlighting (SL) |  | 4.36%
(*5) See Average Relamping Labor Cost | Outdoor Lighting (OL) |  | 3.978% | OL-1
(*6) Total Relamping Cost Divided by Lamp Life | Non-Fuel Energy Charge |  | 0.02652 | 0.02676
(*7) Includes Revenue Tax Factor | EO/CO Rate |  | 25.42%
(*8) 1/12 of Carrying Charge x Total Investment x Revenue Tax Factor | Stores Loading |  | 5.94%
(*9) 1/12 of SL Maint. Factor x Total Investment x Revenue Tax Factor | Labor Cost |  | 97
(*10) 1/12 of OL Maint. Factor x Total Investment x Revenue Tax Factor | Relamping Labor |  | 97
(*11) Monthly Relamping Cost x Revenue Tax Factor | Material Inflation Rate |  | 0.54%
(*12) Non-Fuel Energy Charge x KWH per Month | Labor Inflation Rate |  | 3.09%
| Lamp Cost |  | 6.11
| Lamp Disposal Cost |  | 0.048
| PE Cost |  | 3.77
| Tax Rate |  | 6%
Note on F18: Changed to Labor Inflation Rate
Note on G18: Changed to Labor Inflation Rate

## 400wOH15
OPC 015280
FPL RC-16
2016 Cost of Service
| 50000L/400W | 50000L/400W | 50000L/400W
Type of Luminaire | HPSV | HPSV | HPSV
| Standard | Cutoff | Directional
| Cobra Head | Cobra Head | Security
Physical Characteristics
Line Watts | 469 | 469 | 469
KWH per Month (*1) | 165 | 165 | 165
Lamp Life (Months) | 60 | 60 | 60
Total Investment
Material (*2) | 260.6259 | 253.2266 | 201.9133
Material Inflation to Mid-Year | 0.70369 | 0.68371 | 0.54517
Labor (*3) | 100.88 | 100.88 | 100.88
Labor Inflation to Mid-Year | 1.5586 | 1.5586 | 1.5586
| 363.7682 | 356.3489 | 304.8971
Engineering & Other Overheads | 92.4699 | 90.5839 | 77.5048
Total Investment @ Mid Year | 456.238 | 446.9328 | 382.4019
Monthly Relamping Cost
Cost of Lamp (*4) | 5.9997 | 5.9997 | 5.9997
Cost of PE | 4.2336 | 4.2336 | 4.2336
Material Inflation to Mid Year | 0.016199 | 0.016199 | 0.016199
Relamping Labor (*5) | 97 | 97 | 97
Labor Inflation to Mid Year | 1.4987 | 1.4987 | 1.4987
Total Relamping Cost @ Mid-Year | 108.7481 | 108.7481 | 108.7481
Monthly Relamping Cost @ Mid-Year (*6) | 1.8125 | 1.8125 | 1.8125
Monthly Cost of Service for Streetlights (*7)
Facilities (*8) | 5.81 | 5.69 | 4.87
Maintenance (*9) | 1.66 | 1.63 | 1.39
Relamping (*11) | 1.81 | 1.81 | 1.81
Non-Fuel (*12) | 4.38 | 4.38 | 4.38
Monthly Cost of Service @ Mid-Year | 13.66 | 13.51 | 12.45
Monthly Cost of Service for Outdoor Lights (*7)
Facilities (*8) | 5.81 | 5.69 | 4.87
Maintenance (*10) | 1.51 | 1.48 | 1.27
Relamping (*11) | 1.81 | 1.81 | 1.81
Non-Fuel (*12) | 4.42 | 4.42 | 4.42
Monthly Cost of Service @ Mid-Year | 13.55 | 13.4 | 12.37
(*1) 1/12 of Line Watts x 4240 burning hours/Yr/1000 | Carrying Charge |  | 15.27%
(*2) See Material Summary | Revenue Tax Factor |  | 1.0007
(*3) See Labor Summary | Maintenance Factors for:
(*4) Lamp Price + Sales Tax + Stores Handling+Lamp Disposal Cost | Streetlighting (SL) |  | 4.36%
(*5) See Average Relamping Labor Cost | Outdoor Lighting (OL) |  | 3.978% | OL-1
(*6) Total Relamping Cost Divided by Lamp Life | Non-Fuel Energy Charge |  | 0.02652 | 0.02676
(*7) Includes Revenue Tax Factor | EO/CO Rate |  | 25.42%
(*8) 1/12 of Carrying Charge x Total Investment x Revenue Tax Factor | Stores Loading |  | 5.94%
(*9) 1/12 of SL Maint. Factor x Total Investment x Revenue Tax Factor | Labor Cost |  | 97
(*10) 1/12 of OL Maint. Factor x Total Investment x Revenue Tax Factor | Relamping Labor |  | 97
(*11) Monthly Relamping Cost x Revenue Tax Factor | Material Inflation Rate |  | 0.54%
(*12) Non-Fuel Energy Charge x KWH per Month | Labor Inflation Rate |  | 3.09%
| Lamp Cost |  | 5.3
| Lamp Disposal Cost |  | 0.048
| PE Cost |  | 3.77
| Tax Rate |  | 6%
Note on H18: Changed to Labor Inflation Rate

## 1000wOH16
OPC 015281
FPL RC-16
2016 Cost of Service
140000L/1000W
Type of Luminaire | HPSV
Standard
Cobra Head
Physical Characteristics
Line Watts | 1105
KWH per Month (*1) | 390
Lamp Life (Months) | 60
Total Investment
Material (*2) | 598.5168
Material Inflation to Mid-Year | 1.616
Labor (*3) | 100.88
Labor Inflation to Mid-Year | 1.5586
702.5714
Engineering & Other Overheads | 178.5936
Total Investment @ Mid Year | 881.165
Monthly Relamping Cost
Cost of Lamp (*4) | 34.2647
Cost of PE | 4.2336
Material Inflation to Mid Year | 0.092515
Relamping Labor (*5) | 97
Labor Inflation to Mid Year | 1.4987
Total Relamping Cost @ Mid-Year | 137.0895
Monthly Relamping Cost @ Mid-Year (*6) | 2.2848
Monthly Cost of Service for Streetlights (*7)
Facilities (*8) | 11.22
Maintenance (*9) | 3.2
Relamping (*11) | 2.29
Non-Fuel (*12) | 10.34
Monthly Cost of Service @ Mid-Year | 27.05
Monthly Cost of Service for Outdoor Lights (*7)
Facilities (*8) | 11.22
Maintenance (*10) | 2.92
Relamping (*11) | 2.29
Non-Fuel (*12) | 10.44
Monthly Cost of Service @ Mid-Year | 26.87
(*1) 1/12 of Line Watts x 4240 burning hours/Yr/1000 | Carrying Charge | 15.27%
(*2) See Material Summary | Revenue Tax Factor | 1.0007
(*3) See Labor Summary | Maintenance Factors for:
(*4) Lamp Price + Sales Tax + Stores Handling+Lamp Disposal Cost | Streetlighting (SL) | 4.36%
(*5) See Average Relamping Labor Cost | Outdoor Lighting (OL) | 3.978% | OL-1
(*6) Total Relamping Cost Divided by Lamp Life | Non-Fuel Energy Charge | 0.02652 | 0.02676
(*7) Includes Revenue Tax Factor | EO/CO Rate | 25.42%
(*8) 1/12 of Carrying Charge x Total Investment x Revenue Tax Factor | Stores Loading | 5.94%
(*9) 1/12 of SL Maint. Factor x Total Investment x Revenue Tax Factor | Labor Cost | 97
(*10) 1/12 of OL Maint. Factor x Total Investment x Revenue Tax Factor | Relamping Labor | 97
(*11) Monthly Relamping Cost x Revenue Tax Factor | Material Inflation Rate | 0.54%
(*12) Non-Fuel Energy Charge x KWH per Month | Labor Inflation Rate | 3.09%
| Lamp Cost | 30.47
| Lamp Disposal Cost | 0.048
| PE Cost | 3.77
| Tax Rate | 6%
Note on F18: Changed to Labor Inflation Rate

## 17
OPC 015282
FPL RC-16
2016 Cost of Service
6000L/140W
Type of Luminaire | MV
Open
Bottom
Physical Characteristics
Line Watts | 176
KWH per Month (*1) | 62
Lamp Life (Months) | 48
Monthly Relamping Cost
Cost of Lamp (*4) | 4.6634
Cost of Photocell | 4.2336
Material Inflation to Mid Year | 0.012591
Relamping Labor (*5) | 97
Labor Inflation to Mid Year | 1.4987
Total Relamping Cost @ Mid-Year | 107.4082
Monthly Relamping Cost @ Mid-Year (*6) | 2.2377
Monthly Cost of Service for Streetlights (*7)
Relamping (*11) | 2.24
Non-Fuel (*12) | 1.64
Monthly Relamping Cost of Service @ Mid-Year | 3.88
Monthly Cost of Service for Outdoor Lights (*7)
Relamping (*11) | 2.24
Non-Fuel (*12) | 1.66
Monthly Relamping Cost of Service @ Mid-Year | 3.9
(*1) 1/12 of Line Watts x 4240 burning hours/Yr/1000 | Carrying Charge | 15.27%
(*2) See Material Summary | Revenue Tax Factor | 1.0007
(*3) See Labor Summary | Maintenance Factors for:
(*4) Lamp Price + Sales Tax + Stores Handling+Lamp Disposal Cost | Streetlighting (SL) | 4.36%
(*5) See Average Relamping Labor Cost | Outdoor Lighting (OL) | 3.978% | OL-1
(*6) Total Relamping Cost Divided by Lamp Life | Non-Fuel Energy Charge | 0.02652 | 0.02676
(*7) Includes Revenue Tax Factor | EO/CO Rate | 25.42%
(*8) 1/12 of Carrying Charge x Total Investment x Revenue Tax Factor | Stores Loading | 5.94%
(*9) 1/12 of SL Maint. Factor x Total Investment x Revenue Tax Factor | Labor Cost | 97
(*10) 1/12 of OL Maint. Factor x Total Investment x Revenue Tax Factor | Relamping Labor | 97
(*11) Monthly Relamping Cost x Revenue Tax Factor | Material Inflation Rate | 0.54%
(*12) Non-Fuel Energy Charge x KWH per Month | Labor Inflation Rate | 3.09%
| Lamp Cost | 4.11
| Lamp Disposal Cost | 0.048
| PE Cost | 3.77
| Tax Rate | 6%
| PE Cost | 3.77

## 18
OPC 015283
FPL RC-16
2016 Cost of Service
8600L/175W
Type of Luminaire | MV
Open
Bottom
Physical Characteristics
Line Watts | 218
KWH per Month (*1) | 77
Lamp Life (Months) | 48
Monthly Relamping Cost
Cost of Lamp (*4) | 4.6634
Cost of Photocell | 4.2336
Material Inflation to Mid Year | 0.012591
Relamping Labor (*5) | 97
Labor Inflation to Mid Year | 1.4987
Total Relamping Cost @ Mid-Year | 107.4082
Monthly Relamping Cost @ Mid-Year (*6) | 2.2377
Monthly Cost of Service for Streetlights (*7)
Relamping (*11) | 2.24
Non-Fuel (*12) | 2.04
Monthly Relamping Cost of Service @ Mid-Year | 4.28
Monthly Cost of Service for Outdoor Lights (*7)
Relamping (*11) | 2.24
Non-Fuel (*12) | 2.06
Monthly Relamping Cost of Service @ Mid-Year | 4.3
(*1) 1/12 of Line Watts x 4240 burning hours/Yr/1000 | Carrying Charge | 15.27%
(*2) See Material Summary | Revenue Tax Factor | 1.0007
(*3) See Labor Summary | Maintenance Factors for:
(*4) Lamp Price + Sales Tax + Stores Handling+Lamp Disposal Cost | Streetlighting (SL) | 4.36%
(*5) See Average Relamping Labor Cost | Outdoor Lighting (OL) | 3.978% | OL-1
(*6) Total Relamping Cost Divided by Lamp Life | Non-Fuel Energy Charge | 0.02652 | 0.02676
(*7) Includes Revenue Tax Factor | EO/CO Rate | 25.42%
(*8) 1/12 of Carrying Charge x Total Investment x Revenue Tax Factor | Stores Loading | 5.94%
(*9) 1/12 of SL Maint. Factor x Total Investment x Revenue Tax Factor | Labor Cost | 97
(*10) 1/12 of OL Maint. Factor x Total Investment x Revenue Tax Factor | Relamping Labor | 97
(*11) Monthly Relamping Cost x Revenue Tax Factor | Material Inflation Rate | 0.54%
(*12) Non-Fuel Energy Charge x KWH per Month | Labor Inflation Rate | 3.09%
| Lamp Cost | 4.11
| Lamp Disposal Cost | 0.048
| PE Cost | 3.77
| Tax Rate | 6%
| PE Cost | 3.77

## 19
OPC 015284
FPL RC-16
2016 Cost of Service
21500L/400W
Type of Luminaire | MV
Physical Characteristics
Watts per Hour | 453
KWH per Month (*1) | 160
Lamp Life (Months) | 48
Monthly Relamping Cost
Cost of Lamp (*4) | 6.6623
Cost of Photocell | 4.2336
Material Inflation to Mid Year | 0.017988
Relamping Labor (*5) | 97
Labor Inflation to Mid Year | 1.4987
Total Monthly Relamping Cost @ Mid-Year | 109.4125
Monthly Relamping Cost @ Mid-Year (*6) | 2.2794
Monthly Cost of Service for Streetlights (*7)
Relamping (*11) | 2.28
Non-Fuel (*12) | 4.24
Monthly Cost of Relamping Service @ Mid-Year | 6.52
Monthly Cost of Service for Outdoor Lights (*7)
Relamping (*11) | 2.28
Non-Fuel (*12) | 4.28
Monthly Cost of Relamping Service @ Mid-Year | 6.56
(*1) 1/12 of Line Watts x 4240 burning hours/Yr/1000 | Carrying Charge | 15.27%
(*2) See Material Summary | Revenue Tax Factor | 1.0007
(*3) See Labor Summary | Maintenance Factors for:
(*4) Lamp Price + Sales Tax + Stores Handling+Lamp Disposal Cost | Streetlighting (SL) | 4.36%
(*5) See Average Relamping Labor Cost | Outdoor Lighting (OL) | 3.978% | OL-1
(*6) Total Relamping Cost Divided by Lamp Life | Non-Fuel Energy Charge | 0.02652 | 0.02676
(*7) Includes Revenue Tax Factor | EO/CO Rate | 25.42%
(*8) 1/12 of Carrying Charge x Total Investment x Revenue Tax Factor | Stores Loading | 5.94%
(*9) 1/12 of SL Maint. Factor x Total Investment x Revenue Tax Factor | Labor Cost | 97
(*10) 1/12 of OL Maint. Factor x Total Investment x Revenue Tax Factor | Relamping Labor | 97
(*11) Monthly Relamping Cost x Revenue Tax Factor | Material Inflation Rate | 0.54%
(*12) Non-Fuel Energy Charge x KWH per Month | Labor Inflation Rate | 3.09%
| Lamp Cost | 5.89
| Lamp Disposal Cost | 0.048
| PE Cost | 3.77
| Tax Rate | 6%

## 202wIncd20
OPC 015285
FPL RC-16
2016 Cost of Service
2500L/202W
Type of Luminaire |  | Incandescent
Open
Bottom
Physical Characteristics
Line Watts |  | 202
KWH per Month (*1) |  | 71
Lamp Life (Months) |  | 12
Monthly Relamping Cost
Cost of Lamp (*4) |  | 6.3447
Cost of Photocell |  | 4.2336
Material Inflation to Mid Year |  | 0.017131
Relamping Labor (*5) |  | 97
Labor Inflation to Mid Year |  | 1.4987
Total Monthly Relamping Cost @ Mid-Year |  | 109.0941
Monthly Relamping Cost @ Mid-Year (*6) |  | 9.0912
Monthly Cost of Service for Streetlights (*7)
Relamping (*11) |  | 9.1
Non-Fuel (*12) |  | 1.88
Monthly Relamping Cost of Service @ Mid-Year |  | 10.98
Monthly Cost of Service for Outdoor Lights (*7)
Relamping (*11) |  | 9.1
Non-Fuel (*12) |  | 1.9
Monthly Relamping Cost of Service @ Mid-Year |  | 11
(*1) 1/12 of Line Watts x 4240 burning hours/Yr/1000 | Carrying Charge |  | 15.27%
(*2) See Material Summary | Revenue Tax Factor |  | 1.0007
(*3) See Labor Summary | Maintenance Factors for:
(*4) Lamp Price + Sales Tax + Stores Handling+Lamp Disposal Cost | Streetlighting (SL) |  | 4.36%
(*5) See Average Relamping Labor Cost | Outdoor Lighting (OL) |  | 3.978% | OL-1
(*6) Total Relamping Cost Divided by Lamp Life | Non-Fuel Energy Charge |  | 0.02652 | 0.02676
(*7) Includes Revenue Tax Factor | EO/CO Rate |  | 25.42%
(*8) 1/12 of Carrying Charge x Total Investment x Revenue Tax Factor | Stores Loading |  | 5.94%
(*9) 1/12 of SL Maint. Factor x Total Investment x Revenue Tax Factor | Labor Cost |  | 97
(*10) 1/12 of OL Maint. Factor x Total Investment x Revenue Tax Factor | Relamping Labor |  | 97
(*11) Monthly Relamping Cost x Revenue Tax Factor | Material Inflation Rate |  | 0.54%
(*12) Non-Fuel Energy Charge x KWH per Month | Labor Inflation Rate |  | 3.09%
| Lamp Cost |  | 5.65
| Lamp Disposal Cost |  | 0
| PE Cost |  | 3.77
| Tax Rate |  | 6%
| PE Cost |  | 3.77

## WoodPoles 23
OPC 015286
FPL RC-16
2016 Cost of Service
Overhead Construction
Wood Poles
Type of Wood Pole | 30'/6 | 35'/5 | 40'/5 | 45'/4 | 50'/2
Total Investment
Material (*1) | 206.7911 | 297.7872 | 322.3356 | 407.5443 | 583.4804
Material Inflation to Mid-Year | 0.55834 | 0.80403 | 0.87031 | 1.1004 | 1.5754
Labor (*2) | 662.025 | 662.025 | 662.025 | 691.125 | 691.125
Labor Inflation to Mid-Year | 10.2283 | 10.2283 | 10.2283 | 10.6779 | 10.6779
| 879.6027 | 970.8445 | 995.4592 | 1110.4476 | 1286.8587
Engineering & Other Overheads | 223.595 | 246.7887 | 253.0457 | 282.2758 | 327.1195
Total Investment @ Mid Year | 1103.1978 | 1217.6331 | 1248.5049 | 1392.7233 | 1613.9782
Monthly Cost of Service for Streetlight Application
Facilities (*4) | 14.04 | 15.5 | 15.89 | 17.73 | 20.55 | =ROUND(+$H$36*0.083333*G14*$H$37,2)
Streetlighting Maintenance (*5) | 4.01 | 4.43 | 4.54 | 5.06 | 5.87
Monthly Cost of Service @ Mid-Year | 18.05 | 19.93 | 20.43 | 22.79 | 26.42
Monthly Cost of Service for Outdoor Light Application
Facilities (*4) | 14.04 | 15.5 | 15.89 | 17.73 | 20.55
Outdoor Maintenance (*6) | 3.66 | 4.04 | 4.14 | 4.62 | 5.35
Monthly Cost of Service @ Mid-Year | 17.7 | 19.54 | 20.03 | 22.35 | 25.9
(*1) See Material Summary
(*2) See Labor Summary
(*3) Includes Revenue Tax Factor
(*4) 1/12 of Carrying Charge x Total Investment x Revenue Tax Factor
(*5) 1/12 of SL Maint. Factor x Total Investment x Revenue Tax Factor
(*6) 1/12 of OL Maint. Factor x Total Investment x Revenue Tax Factor
| Carrying Charge |  | 15.27% | why is this not 1 + ?
| Revenue Tax Factor |  | 1.0007
Maintenance Factors for:
| Streetlighting (SL) |  | 4.36%
| Outdoor Lighting (OL) |  | 3.978%
| Non-Fuel Energy Charge |  | 0.02652
| EO/CO Rate |  | 25.42%
| Stores Loading |  | 5.94%
| Labor Cost |  | 97
| Relamping Labor |  | 97
| Material Inflation Rate |  | 0.54%
| Labor Inflation Rate |  | 3.09%
Note on J14: Changed to Labor Inflation Rate

## ConcPoles UG 24
OPC 015287
FPL RC-16
2016 Cost of Service
Underground Construction
Concrete Poles
Type of Concrete Pole | 20' O | 30' SU | 35' SU
Total Investment
Material (*1) | 236.2466 | 370.6417 | 407.6491
Material Inflation to Mid-Year | 0.63787 | 1.0007 | 1.1007
Labor (*2) | 332.71 | 332.71 | 332.71
Labor Inflation to Mid-Year | 5.1404 | 5.1404 | 5.1404
| 574.7348 | 709.4928 | 746.6001
Engineering & Other Overheads | 146.0976 | 180.3531 | 189.7858
Total Investment @ Mid Year | 720.8324 | 889.8459 | 936.3859
Monthly Cost of Service for Streetlight Application
Facilities (*4) | 9.18 | 11.33 | 11.92
Streetlighting Maintenance (*5) | 2.62 | 3.24 | 3.4
Monthly Cost of Service @ Mid-Year | 11.8 | 14.57 | 15.32
Monthly Cost of Service for Outdoor Light Application
Facilities (*4) | 9.18 | 11.33 | 11.92
Outdoor Maintenance (*6) | 2.39 | 2.95 | 3.11
Monthly Cost of Service @ Mid-Year | 11.57 | 14.28 | 15.03
(*1) See Material Summary
(*2) See Labor Summary
(*3) Includes Revenue Tax Factor
(*4) 1/12 of Carrying Charge x Total Investment x Revenue Tax Factor
(*5) 1/12 of SL Maint. Factor x Total Investment x Revenue Tax Factor
(*6) 1/12 of OL Maint. Factor x Total Investment x Revenue Tax Factor
| Carrying Charge |  | 15.27%
| Revenue Tax Factor |  | 1.0007
Maintenance Factors for:
| Streetlighting (SL) |  | 4.36%
| Outdoor Lighting (OL) |  | 3.978%
| Non-Fuel Energy Charge |  | 0.02652
| EO/CO Rate |  | 25.42%
| Stores Loading |  | 5.94%
| Labor Cost |  | 97
| Relamping Labor |  | 97
| Material Inflation Rate |  | 0.54%
| Labor Inflation Rate |  | 3.09%
Note on H15: Changed to Labor Inflation Rate

## ConcPoles OH 24
OPC 015288
FPL RC-16
2016 Cost of Service
Overhead Construction
Concrete Poles
Type of Concrete Pole | 30' SU | 35' SU | 40' IIIG | 45' IIIA | 50' IIIA
Total Investment
Material (*1) | 432.6789 | 466.3113 | 759.6332 | 826.148 | 935.7037
Material Inflation to Mid-Year | 1.1682 | 1.259 | 2.051 | 2.2306 | 2.5264
Labor (*2) | 658.63 | 658.63 | 658.63 | 658.63 | 658.63
Labor Inflation to Mid-Year | 10.1758 | 10.1758 | 10.1758 | 10.1758 | 10.1758
| 1102.6529 | 1136.3761 | 1430.4901 | 1497.1844 | 1607.0359
Engineering & Other Overheads | 280.2944 | 288.8668 | 363.6306 | 380.5843 | 408.5085
Total Investment @ Mid Year | 1382.9473 | 1425.2429 | 1794.1207 | 1877.7687 | 2015.5444
Monthly Cost of Service for Streetlight Application
Facilities (*4) | 17.6 | 18.14 | 22.84 | 23.9 | 25.66
Streetlighting Maintenance (*5) | 5.03 | 5.18 | 6.52 | 6.83 | 7.33
Monthly Cost of Service @ Mid-Year | 22.63 | 23.32 | 29.36 | 30.73 | 32.99
Monthly Cost of Service for Outdoor Light Application
Facilities (*4) | 17.6 | 18.14 | 22.84 | 23.9 | 25.66
Outdoor Maintenance (*6) | 4.59 | 4.73 | 5.95 | 6.23 | 6.69
Monthly Cost of Service @ Mid-Year | 22.19 | 22.87 | 28.79 | 30.13 | 32.35
(*1) See Material Summary
(*2) See Labor Summary
(*3) Includes Revenue Tax Factor
(*4) 1/12 of Carrying Charge x Total Investment x Revenue Tax Factor
(*5) 1/12 of SL Maint. Factor x Total Investment x Revenue Tax Factor
(*6) 1/12 of OL Maint. Factor x Total Investment x Revenue Tax Factor
| Carrying Charge |  | 15.27%
| Revenue Tax Factor |  | 1.0007
Maintenance Factors for:
| Streetlighting (SL) |  | 4.36%
| Outdoor Lighting (OL) |  | 3.978%
| Non-Fuel Energy Charge |  | 0.02652
| EO/CO Rate |  | 25.42%
| Stores Loading |  | 5.94%
| Labor Cost |  | 97
| Relamping Labor |  | 97
| Material Inflation Rate |  | 0.54%
| Labor Inflation Rate |  | 3.09%
Note on J14: Changed to Labor Inflation Rate

## ConcPoles UG 225
OPC 015289
FPL RC-16
2016 Cost of Service
Underground Construction
Concrete Poles
Type of Concrete Pole | 40 IIIA | 45 IIIA | 50 IIIA
Total Investment
Material (*1) | 704.6483 | 774.6892 | 887.771
Material Inflation to Mid-Year | 1.9026 | 2.0917 | 2.397
Labor (*2) | 361.81 | 361.81 | 361.81
Labor Inflation to Mid-Year | 5.59 | 5.59 | 5.59
| 1073.9508 | 1144.1808 | 1257.5679
Engineering & Other Overheads | 272.9983 | 290.8508 | 319.6738
Total Investment @ Mid Year | 1346.9491 | 1435.0315 | 1577.2417
Monthly Cost of Service for Streetlight Application
Facilities (*4) | 17.15 | 18.27 | 20.08
Streetlighting Maintenance (*5) | 4.9 | 5.22 | 5.73
Monthly Cost of Service @ Mid-Year | 22.05 | 23.49 | 25.81
Monthly Cost of Service for Outdoor Light Application
Facilities (*4) | 17.15 | 18.27 | 20.08
Outdoor Maintenance (*6) | 4.47 | 4.76 | 5.23
Monthly Cost of Service @ Mid-Year | 21.62 | 23.03 | 25.31
(*1) See Material Summary
(*2) See Labor Summary
(*3) Includes Revenue Tax Factor
(*4) 1/12 of Carrying Charge x Total Investment x Revenue Tax Factor
(*5) 1/12 of SL Maint. Factor x Total Investment x Revenue Tax Factor
(*6) 1/12 of OL Maint. Factor x Total Investment x Revenue Tax Factor
| Carrying Charge |  | 15.27%
| Revenue Tax Factor |  | 1.0007
Maintenance Factors for:
| Streetlighting (SL) |  | 4.36%
| Outdoor Lighting (OL) |  | 3.978%
| Non-Fuel Energy Charge |  | 0.02652
| EO/CO Rate |  | 25.42%
| Stores Loading |  | 5.94%
| Labor Cost |  | 97
| Relamping Labor |  | 97
| Material Inflation Rate |  | 0.54%
| Labor Inflation Rate |  | 3.09%
Note on H15: Changed to Labor Inflation Rate

## FGpoles
OPC 015290
FPL RC-16
2016 Cost of Service
Underground Construction
Fiberglass Poles
Fiberglass Pole | 20'
Total Investment
Material (*1) | 175.8437
Material Inflation to Mid-Year | 0.47478
Labor (*2) | 244.44
Labor Inflation to Mid-Year | 3.7766
424.5351
Engineering & Other Overheads | 107.9168
Total Investment @ Mid Year | 532.452
Monthly Cost of Service for Streetlight Application
Facilities (*4) | 6.78
Streetlighting Maintenance (*5) | 1.94
Monthly Cost of Service @ Mid-Year | 8.72
Monthly Cost of Service for Outdoor Light Application
Facilities (*4) | 6.78
Outdoor Maintenance (*6) | 1.77
Monthly Cost of Service @ Mid-Year | 8.55
(*1) See Material Summary
(*2) See Labor Summary
(*3) Includes Revenue Tax Factor
(*4) 1/12 of Carrying Charge x Total Investment x Revenue Tax Factor
(*5) 1/12 of SL Maint. Factor x Total Investment x Revenue Tax Factor
(*6) 1/12 of OL Maint. Factor x Total Investment x Revenue Tax Factor
| Carrying Charge | 15.27%
| Revenue Tax Factor | 1.0007
Maintenance Factors for:
| Streetlighting (SL) | 4.36%
| Outdoor Lighting (OL) | 3.978%
| Non-Fuel Energy Charge | 0.02652
| EO/CO Rate | 25.42%
| Stores Loading | 5.94%
| Labor Cost | 97
| Relamping Labor | 97
| Material Inflation Rate | 0.54%
| Labor Inflation Rate | 3.09%
Note on F15: Changed to Labor Inflation Rate

## UG_Guy26
OPC 015291
FPL RC-16
2016 Cost of Service
Differential Cost for Service Between Overhead, Underground Under Parkway, and Underground Under Pavement;
Cost of Downguy Service
|  | Underground | Underground |  | Underground
|  | Under | Under |  | Service
| Overhead | Parkway | Pavement | Downguy | Excluding
Total Investment | Service | Service | Service | Service | Trenching
Material (*1) | 126.7385 | 303.0552 | 384.6818 | 64.4774 | 303.0552
Material Inflation @ Mid-Year | 0.34219 | 0.81825 | 1.0386 | 0.17409 | 0.81825
Labor (*2) | 433.59 | 1338.66 | 3425.46 | 142.59 | 506.16
Labor Inflation @ to Mid-Year | 6.699 | 20.6823 | 52.9234 | 2.203 | 7.8202
Purchase (*3) |  | 198.1338 |  |  | 198.1338
Purchase Inflation @ Mid-Year |  | 0.53496 |  |  | 0.53496
| 567.3696 | 1861.8845 | 3864.1038 | 209.4445 | 1016.5223
Engineering & Other Overheads | 144.2254 | 473.291 | 982.2552 | 53.2408 | 258.4
Total Investment @ Mid Year | 711.595 | 2335.1755 | 4846.359 | 262.6853 | 1274.9223
Monthly Cost of Service for Down Guy Installation on Outdoor Light Application
Facilities (*4) |  |  |  |  | 3.34
Outdoor Maintenance (*5) |  |  |  |  | 0.87
Monthly Cost of Service @ Mid-Year |  |  |  |  | 4.21
Differential Cost
Underground Under Parkway vs. Overhead Service
Underground Under Parkway Service |  |  |  | 2335.1755
Overhead Service |  |  |  | 711.595
Differential Cost per 300 ft. |  |  |  | 1623.5805
Differential cost per 1 ft. |  |  |  | 5.4119
Facilities (*4) |  |  |  | 0.068894
Street Light Maintenance (*5) |  |  |  | 0.019677
Monthly Cost of Service @ Mid-Year |  |  |  | 0.088571
Underground Under Pavement vs. Overhead Service
Underground Under Pavement Service |  |  |  | 4846.359
Overhead Service |  |  |  | 711.595
Differential Cost per 300 ft. |  |  |  | 4134.764
Differential Cost per 1 ft. |  |  |  | 13.7825
Facilities (*4) |  |  |  | 0.17545
Street Light Maintenance (*5) |  |  |  | 0.050112
Monthly Cost of Service @ Mid-Year |  |  |  | 0.22556
Underground Under Parkway Excluding Trenching vs. Overhead Service For Outdoor Lighting
Underground Under Parkway Service Excluding Trenching |  |  |  | 1274.9223
Overhead Service |  |  |  | 711.595
Differential Cost per 300 ft. |  |  |  | 563.3273
Differential cost per 1 ft. |  |  |  | 1.8778
Facilities (*4) |  |  |  | 0.023904
Outdoor Maintenance (*5) |  |  |  | 0.0062292
Monthly Cost of Service @ Mid-Year |  |  |  | 0.030133
(*1) See Material Summary |  |  | Carrying Charge |  | 15.27%
(*2) See Labor Summary |  |  | Revenue Tax Factor |  | 1.0007
(*3) See Purchase Summary |  |  | Maintenance Factors for:
(*4) 1/12 of Carrying Charge x Total Investment x Revenue Tax Factor |  |  | Streetlighting (SL) |  | 4.36%
(*5) 1/12 of Maint. Factor x Total Investment x Revenue Tax Factor |  |  | Outdoor Lighting (OL) |  | 3.978%
|  |  | Non-Fuel Energy Charge |  | 0.02652
|  |  | EO/CO Rate |  | 25.42%
|  |  | Stores Loading |  | 5.94%
|  |  | Labor Cost |  | 97
|  |  | Relamping Labor |  | 97
|  |  | Material Inflation Rate |  | 0.54%
|  |  | Labor Inflation Rate |  | 3.09%
Note on E13: JCH0IFF: OH material Cost
Note on E15: JCH0IFF: OH Labor cost
Note on E21: JCH0IFF: mid-year OH cost
Note on H34: JCH0IFF: Differencial Cost @ mid-year
Note on H35: JCH0IFF: Unitized differencial cost
Note on H37: JCH0IFF: Adders @ 1/12 of yearly
Note on H38: JCH0IFF: Adders @ 1/12 of yearly
Note on H39: JCH0IFF: per foot differencial cost

## 27
OPC 015292
FPL RC-16
Material Summary for HPSV
6300 Lumen, 70 Watt
Open Bottom
Material |  |  |  | Unit | Price | Total
Description |  | M&S Number |  | Quantity | Per Unit | Price
Connector |  | 103070211 |  | 2 | 0.18 | 0.36
Cable |  | 110104001 |  | 2 | 0.63 | 1.26
Wire |  | 112308003 |  | 2 | 0.29 | 0.58
Ground Connector |  | 120111001 |  | 1 | 0.55 | 0.55
Bolt |  | 140590001 |  | 2 | 0.84 | 1.68
Nail |  | 142631007 |  | 0.02 | 3.82 | 0.0764
Screw |  | 144304003 |  | 1 | 0.31 | 0.31
Washer |  | 145360004 |  | 1 | 0.12 | 0.12
Washer |  | 145374005 |  | 2 | 0.13 | 0.26
Washer |  | 145395002 |  | 1 | 0.2 | 0.2
Luminaire |  | 170831007 |  | 1 | 35.88 | 35.88
Lamp |  | 171407004 |  | 1 | 4.87 | 4.87
Bracket |  | 172205006 |  | 1 | 27.28 | 27.28
Photo Cell |  | 174605001 |  | 1 | 3.77 | 3.77
Tag |  | 548800083 |  | 1 | 1.35 | 1.35
78.5464
| Total | + Florida Sales | + Stores |  | = | Total
| Price | Tax | Handling |  |  | Investment
| 78.5464 | 4.7128 | 4.6657 |  |  | 87.9248

## 28
OPC 015293
FPL RC-16
Material Summary for HPSV
6300 Lumen, 70 Watt
Standard Cobra
Material |  |  |  | Unit | Price | Total
Description |  | M&S Number |  | Quantity | Per Unit | Price
Connector |  | 103070211 |  | 2 | 0.18 | 0.36
Cable |  | 110104001 |  | 2 | 0.63 | 1.26
Wire |  | 112308003 |  | 2 | 0.29 | 0.58
Ground Connector |  | 120111001 |  | 1 | 0.55 | 0.55
Bolt |  | 140590001 |  | 2 | 0.84 | 1.68
Nail |  | 142631007 |  | 0.02 | 3.82 | 0.0764
Screw |  | 144304003 |  | 1 | 0.31 | 0.31
Washer |  | 145360004 |  | 1 | 0.12 | 0.12
Washer |  | 145374005 |  | 2 | 0.13 | 0.26
Washer |  | 145395002 |  | 1 | 0.2 | 0.2
Luminaire |  | 170922045 |  | 1 | 54.62 | 54.62
Lamp |  | 171407004 |  | 1 | 4.87 | 4.87
Bracket |  | 172205006 |  | 1 | 27.28 | 27.28
Photo Cell |  | 174605001 |  | 1 | 3.77 | 3.77
Tag |  | 548800083 |  | 1 | 1.35 | 1.35
97.2864
| Total | + Florida Sales | + Stores |  | = | Total
| Price | Tax | Handling |  |  | Investment
| 97.2864 | 5.8372 | 5.7788 |  |  | 108.9024

## 29
OPC 015294
FPL RC-16
Material Summary for HPSV
6300 Lumen, 70 Watt
Cutoff Cobra Head
Material |  |  |  | Unit | Price | Total
Description |  | M&S Number |  | Quantity | Per Unit | Price
Connector |  | 103070211 |  | 2 | 0.18 | 0.36
Cable |  | 110104001 |  | 2 | 0.63 | 1.26
Wire |  | 112308003 |  | 2 | 0.29 | 0.58
Ground Connector |  | 120111001 |  | 1 | 0.55 | 0.55
Bolt |  | 140590001 |  | 2 | 0.84 | 1.68
Nail |  | 142631007 |  | 0.02 | 3.82 | 0.0764
Screw |  | 144304003 |  | 1 | 0.31 | 0.31
Washer |  | 145360004 |  | 1 | 0.12 | 0.12
Washer |  | 145374005 |  | 2 | 0.13 | 0.26
Washer |  | 145395002 |  | 1 | 0.2 | 0.2
Luminaire |  | 170924005 |  | 1 | 55.74 | 55.74
Lamp |  | 171407004 |  | 1 | 4.87 | 4.87
Bracket |  | 172205006 |  | 1 | 27.28 | 27.28
Photo Cell |  | 174605001 |  | 1 | 3.77 | 3.77
Tag |  | 548800008 |  | 1 | 1.35 | 1.35
98.4064
| Total | + Florida Sales | + Stores |  | = | Total
| Price | Tax | Handling |  |  | Investment
| 98.4064 | 5.9044 | 5.8453 |  |  | 110.1561

## 30
OPC 015295
FPL RC-16
Material Summary for HPSV
6300 Lumen, 70 Watt
Contemporary Post Top
Material |  |  |  | Unit | Price | Total
Description |  | M&S Number |  | Quantity | Per Unit | Price
Luminaire |  | 170863006 |  | 1 | 97.41 | 97.41
Lamp |  | 171407004 |  | 1 | 4.87 | 4.87
Photo Cell |  | 174605001 |  | 1 | 3.77 | 3.77
Tag Glue |  | 522120000 |  | 0.05 | 1.51 | 0.0755
Tag |  | 548800008 |  | 1 | 1.35 | 1.35
107.4755
| Total | + Florida Sales | + Stores |  | = | Total
| Price | Tax | Handling |  |  | Investment
| 107.4755 | 6.4485 | 6.384 |  |  | 120.3081
Material Summary for HPSV
6300 Lumen, 70 Watt
Traditional Post Top
Material |  |  |  | Unit | Price | Total
Description |  | M&S Number |  | Quantity | Per Unit | Price
Luminaire |  | 170861003 |  | 1 | 98.49 | 98.49
Lamp |  | 171407004 |  | 1 | 4.87 | 4.87
Photo Cell |  | 174605001 |  | 1 | 3.77 | 3.77
Tag Glue |  | 522120000 |  | 0.05 | 1.51 | 0.0755
Tag |  | 548800008 |  | 1 | 1.35 | 1.35
108.5555
| Total | + Florida Sales | + Stores |  | = | Total
| Price | Tax | Handling |  |  | Investment
| 108.5555 | 6.5133 | 6.4482 |  |  | 121.517

## 31
OPC 015296
FPL RC-16
Material Summary for HPSV
6300 Lumen, 70 Watt
Directional Security
Material |  |  |  | Unit | Price | Total
Description |  | M&S Number |  | Quantity | Per Unit | Price
Connector |  | 103070211 |  | 2 | 0.18 | 0.36
Cable |  | 110104001 |  | 9 | 0.63 | 5.67
Wire |  | 112308003 |  | 2 | 0.29 | 0.58
Ground Connector |  | 120111001 |  | 1 | 0.55 | 0.55
Bolt |  | 140490007 |  | 1 | 1.47 | 1.47
Bolt |  | 140590001 |  | 2 | 0.84 | 1.68
Nail |  | 142631007 |  | 0.02 | 3.82 | 0.0764
Screw |  | 144304003 |  | 1 | 0.31 | 0.31
Washer |  | 145361001 |  | 1 | 0.06 | 0.06
Washer |  | 145362007 |  | 2 | 0.18 | 0.36
Washer |  | 145374005 |  | 2 | 0.13 | 0.26
Washer |  | 145383004 |  | 1 | 0.15 | 0.15
Washer |  | 145395002 |  | 2 | 0.2 | 0.4
Luminaire |  | 170971003 |  | 1 | 109.81 | 109.81
Lamp |  | 171407004 |  | 1 | 4.87 | 4.87
Bracket |  | 172201001 |  | 1 | 19.44 | 19.44
Photo Cell |  | 174605001 |  | 1 | 3.77 | 3.77
Tag |  | 548800008 |  | 0.01 | 1.35 | 0.0135
149.8299
| Total | + Florida Sales | + Stores |  | = | Total
| Price | Tax | Handling |  |  | Investment
| 149.8299 | 8.9898 | 8.8999 |  |  | 167.7196

## 32
OPC 015297
FPL RC-16
Material Summary for HPSV
9500 Lumen, 100W
Standard Cobra
Material |  |  |  | Unit | Price | Total
Description |  | M&S Number |  | Quantity | Per Unit | Price
Connector |  | 103070211 |  | 2 | 0.18 | 0.36
Cable |  | 110104001 |  | 9 | 0.63 | 5.67
Wire |  | 112308003 |  | 2 | 0.29 | 0.58
Ground Connector |  | 120111001 |  | 1 | 0.55 | 0.55
Bolt |  | 140590001 |  | 2 | 0.84 | 1.68
Nail |  | 142631007 |  | 0.02 | 3.82 | 0.0764
Screw |  | 144304003 |  | 1 | 0.31 | 0.31
Washer |  | 145360004 |  | 1 | 0.12 | 0.12
Washer |  | 145374005 |  | 2 | 0.13 | 0.26
Washer |  | 145395002 |  | 1 | 0.2 | 0.2
Luminaire |  | 170922011 |  | 1 | 55.76 | 55.76
Lamp |  | 171406008 |  | 1 | 4.65 | 4.65
Bracket |  | 172205006 |  | 1 | 27.28 | 27.28
Photo Cell |  | 174605001 |  | 1 | 3.77 | 3.77
Tag |  | 548800008 |  | 1 | 1.35 | 1.35
102.6164
| Total | + Florida Sales | + Stores |  | = | Total
| Price | Tax | Handling |  |  | Investment
| 102.6164 | 6.157 | 6.0954 |  |  | 114.8688

## 33
OPC 015298
FPL RC-16
Material Summary for HPSV
9500 Lumen, 100 Watt
Open Bottom
Material |  |  |  | Unit | Price | Total
Description |  | M&S Number |  | Quantity | Per Unit | Price
Connector |  | 103070211 |  | 2 | 0.18 | 0.36
Cable |  | 110104001 |  | 2 | 0.63 | 1.26
Wire |  | 112308003 |  | 2 | 0.29 | 0.58
Ground Connector |  | 120111001 |  | 1 | 0.55 | 0.55
Bolt |  | 140590001 |  | 2 | 0.84 | 1.68
Nail |  | 142631007 |  | 0.02 | 3.82 | 0.0764
Screw |  | 144304003 |  | 1 | 0.31 | 0.31
Washer |  | 145360004 |  | 1 | 0.12 | 0.12
Washer |  | 145374005 |  | 2 | 0.13 | 0.26
Washer |  | 145395002 |  | 1 | 0.2 | 0.2
Luminaire |  | 170831015 |  | 1 | 36.04 | 36.04
Lamp |  | 171406008 |  | 1 | 4.65 | 4.65
Bracket |  | 172205006 |  | 1 | 27.28 | 27.28
Photo Cell |  | 174605001 |  | 1 | 3.77 | 3.77
Tag |  | 548800008 |  | 1 | 1.35 | 1.35
78.4864
| Total | + Florida Sales | + Stores |  | = | Total
| Price | Tax | Handling |  |  | Investment
| 78.4864 | 4.7092 | 4.6621 |  |  | 87.8577

## 34
OPC 015299
FPL RC-16
Material Summary for HPSV
9500 Lumen, 100 Watt
Standard Cobra
Material |  |  |  | Unit | Price | Total
Description |  | M&S Number |  | Quantity | Per Unit | Price
Connector |  | 103070211 |  | 2 | 0.18 | 0.36
Cable |  | 110104001 |  | 9 | 0.63 | 5.67
Wire |  | 112308003 |  | 2 | 0.29 | 0.58
Ground Connector |  | 120111001 |  | 1 | 0.55 | 0.55
Bolt |  | 140590001 |  | 2 | 0.84 | 1.68
Nail |  | 142631007 |  | 0.02 | 3.82 | 0.0764
Screw |  | 144304003 |  | 1 | 0.31 | 0.31
Washer |  | 145360004 |  | 1 | 0.12 | 0.12
Washer |  | 145374005 |  | 2 | 0.13 | 0.26
Washer |  | 145395002 |  | 1 | 0.2 | 0.2
Luminaire |  | 170922011 |  | 1 | 55.76 | 55.76
Lamp |  | 171406008 |  | 1 | 4.65 | 4.65
Bracket |  | 172205006 |  | 1 | 27.28 | 27.28
Photo Cell |  | 174605001 |  | 1 | 3.77 | 3.77
Tag |  | 548800008 |  | 1 | 1.35 | 1.35
102.6164
| Total | + Florida Sales | + Stores |  | = | Total
| Price | Tax | Handling |  |  | Investment
| 102.6164 | 6.157 | 6.0954 |  |  | 114.8688

## 35
OPC 015300
FPL RC-16
Material Summary for HPSV
9500 Lumen, 100 Watt
Cutoff Cobra Head
Material |  |  |  | Unit | Price | Total
Description |  | M&S Number |  | Quantity | Per Unit | Price
Connector |  | 103070211 |  | 2 | 0.18 | 0.36
Cable |  | 110104001 |  | 9 | 0.63 | 5.67
Wire |  | 112308003 |  | 2 | 0.29 | 0.58
Ground Connector |  | 120111001 |  | 1 | 0.55 | 0.55
Bolt |  | 140590001 |  | 2 | 0.84 | 1.68
Nail |  | 142631007 |  | 0.02 | 3.82 | 0.0764
Screw |  | 144304003 |  | 1 | 0.31 | 0.31
Washer |  | 145360004 |  | 1 | 0.12 | 0.12
Washer |  | 145374005 |  | 2 | 0.13 | 0.26
Washer |  | 145395002 |  | 1 | 0.2 | 0.2
Luminaire |  | 170924013 |  | 1 | 56.62 | 56.62
Lamp |  | 171406008 |  | 1 | 4.65 | 4.65
Bracket |  | 172205006 |  | 1 | 27.28 | 27.28
Photo Cell |  | 174605001 |  | 1 | 3.77 | 3.77
Tag |  | 548800008 |  | 1 | 1.35 | 1.35
103.4764
| Total | + Florida Sales | + Stores |  | = | Total
| Price | Tax | Handling |  |  | Investment
| 103.4764 | 6.2086 | 6.1465 |  |  | 115.8315

## 36
OPC 015301
FPL RC-16
Material Summary for HPSV
9500 Lumen, 100 Watt
Contemporary Post Top
Material |  |  |  | Unit | Price | Total
Description |  | M&S Number |  | Quantity | Per Unit | Price
Luminaire |  | 170863014 |  | 1 | 98.65 | 98.65
Lamp |  | 171406008 |  | 1 | 4.65 | 4.65
Photo Cell |  | 174605001 |  | 1 | 3.77 | 3.77
Tag Glue |  | 522120000 |  | 0.05 | 1.51 | 0.0755
Tag |  | 548800008 |  | 1 | 1.35 | 1.35
108.4955
| Total | + Florida Sales | + Stores |  | = | Total
| Price | Tax | Handling |  |  | Investment
| 108.4955 | 6.5097 | 6.4446 |  |  | 121.4499
Material Summary for HPSV
9500 Lumen, 100 Watt
Traditional Post Top
Material |  |  |  | Unit | Price | Total
Description |  | M&S Number |  | Quantity | Per Unit | Price
Luminaire |  | 170861011 |  | 1 | 95.64 | 95.64
Lamp |  | 171406008 |  | 1 | 4.65 | 4.65
Photo Cell |  | 174605001 |  | 1 | 3.77 | 3.77
Tag Glue |  | 522120000 |  | 0.05 | 1.51 | 0.0755
Tag |  | 548800008 |  | 1 | 1.35 | 1.35
105.4855
| Total | + Florida Sales | + Stores |  | = | Total
| Price | Tax | Handling |  |  | Investment
| 105.4855 | 6.3291 | 6.2658 |  |  | 118.0805

## 37
OPC 015302
FPL RC-16
Material Summary for HPSV
16000 Lumen, 150 Watt
Open Bottom
Material |  |  |  | Unit | Price | Total
Description |  | M&S Number |  | Quantity | Per Unit | Price
Connector |  | 103070211 |  | 2 | 0.18 | 0.36
Cable |  | 110104001 |  | 9 | 0.63 | 5.67
Wire |  | 112308003 |  | 2 | 0.29 | 0.58
Ground Connector |  | 120111001 |  | 1 | 0.55 | 0.55
Bolt |  | 140590001 |  | 2 | 0.84 | 1.68
Nail |  | 142631007 |  | 0.02 | 3.82 | 0.0764
Screw |  | 144304003 |  | 1 | 0.31 | 0.31
Washer |  | 145360004 |  | 1 | 0.12 | 0.12
Washer |  | 145374005 |  | 2 | 0.13 | 0.26
Washer |  | 145395002 |  | 1 | 0.2 | 0.2
Luminaire |  | 170831023 |  | 1 | 37.38 | 37.38
Lamp |  | 171408001 |  | 1 | 4.88 | 4.88
Bracket |  | 172205006 |  | 1 | 27.28 | 27.28
Photo Cell |  | 174605001 |  | 1 | 3.77 | 3.77
Tag |  | 548800008 |  | 1 | 1.35 | 1.35
84.4664
| Total | + Florida Sales | + Stores |  | = | Total
| Price | Tax | Handling |  |  | Investment
| 84.4664 | 5.068 | 5.0173 |  |  | 94.5517

## 38
OPC 015303
FPL RC-16
Material Summary for HPSV
16000 Lumen, 150 Watt
Standard Cobra
Material |  |  |  | Unit | Price | Total
Description |  | M&S Number |  | Quantity | Per Unit | Price
Connector |  | 103070211 |  | 2 | 0.18 | 0.36
Cable |  | 110104001 |  | 9 | 0.63 | 5.67
Wire |  | 112308003 |  | 2 | 0.29 | 0.58
Ground Connector |  | 120111001 |  | 1 | 0.55 | 0.55
Bolt |  | 140590001 |  | 2 | 0.84 | 1.68
Nail |  | 142631007 |  | 0.02 | 3.82 | 0.0764
Screw |  | 144304003 |  | 1 | 0.31 | 0.31
Washer |  | 145360004 |  | 1 | 0.12 | 0.12
Washer |  | 145374005 |  | 2 | 0.13 | 0.26
Washer |  | 145395002 |  | 1 | 0.2 | 0.2
Luminaire |  | 170922029 |  | 1 | 57.16 | 57.16
Lamp |  | 171408001 |  | 1 | 4.88 | 4.88
Bracket |  | 172205006 |  | 1 | 27.28 | 27.28
Photo Cell |  | 174605001 |  | 1 | 3.77 | 3.77
Tag |  | 548800008 |  | 1 | 1.35 | 1.35
104.2464
| Total | + Florida Sales | + Stores |  | = | Total
| Price | Tax | Handling |  |  | Investment
| 104.2464 | 6.2548 | 6.1922 |  |  | 116.6934

## 39
OPC 015304
FPL RC-16
Material Summary for HPSV
16000 Lumen, 150 Watt
Cutoff Cobra Head
Material |  |  |  | Unit | Price | Total
Description |  | M&S Number |  | Quantity | Per Unit | Price
Connector |  | 103070211 |  | 2 | 0.18 | 0.36
Cable |  | 110104001 |  | 9 | 0.63 | 5.67
Wire |  | 112308003 |  | 2 | 0.29 | 0.58
Ground Connector |  | 120111001 |  | 1 | 0.55 | 0.55
Bolt |  | 140590001 |  | 2 | 0.84 | 1.68
Nail |  | 142631007 |  | 0.02 | 3.82 | 0.0764
Screw |  | 144304003 |  | 1 | 0.31 | 0.31
Washer |  | 145360004 |  | 1 | 0.12 | 0.12
Washer |  | 145374005 |  | 2 | 0.13 | 0.26
Washer |  | 145395002 |  | 1 | 0.2 | 0.2
Luminaire |  | 170924021 |  | 1 | 57.98 | 57.98
Lamp |  | 171408001 |  | 1 | 4.88 | 4.88
Bracket |  | 172205006 |  | 1 | 27.28 | 27.28
Photo Cell |  | 174605001 |  | 1 | 3.77 | 3.77
Tag |  | 548800008 |  | 1 | 1.35 | 1.35
105.0664
| Total | + Florida Sales | + Stores |  | = | Total
| Price | Tax | Handling |  |  | Investment
| 105.0664 | 6.304 | 6.2409 |  |  | 117.6113

## 40
OPC 015305
FPL RC-16
Material Summary for HPSV
16000 Lumen, 150 Watt
Contemporary Post Top
Material |  |  |  | Unit | Price | Total
Description |  | M&S Number |  | Quantity | Per Unit | Price
Luminaire |  | 170863022 |  | 1 | 95.21 | 95.21
Lamp |  | 171408001 |  | 1 | 4.88 | 4.88
Photo Cell |  | 174605001 |  | 1 | 3.77 | 3.77
Tag Glue |  | 522120000 |  | 0.05 | 1.51 | 0.0755
Tag |  | 548800008 |  | 1 | 1.35 | 1.35
105.2855
| Total | + Florida Sales | + Stores |  | = | Total
| Price | Tax | Handling |  |  | Investment
| 105.2855 | 6.3171 | 6.254 |  |  | 117.8566
Material Summary for HPSV
16000 Lumen, 150 Watt
Traditional Post Top
Material |  |  |  | Unit | Price | Total
Description |  | M&S Number |  | Quantity | Per Unit | Price
Luminaire |  | 170861020 |  | 1 | 95.32 | 95.32
Lamp |  | 171408001 |  | 1 | 4.88 | 4.88
Photo Cell |  | 174605001 |  | 1 | 3.77 | 3.77
Tag Glue |  | 522120000 |  | 0.05 | 1.51 | 0.0755
Tag |  | 548800008 |  | 1 | 1.35 | 1.35
105.3955
| Total | + Florida Sales | + Stores |  | = | Total
| Price | Tax | Handling |  |  | Investment
| 105.3955 | 6.3237 | 6.2605 |  |  | 117.9797

## 41
OPC 015306
FPL RC-16
Material Summary for HPSV
22000 Lumen, 200 Watt
Standard Cobra
Material |  |  |  | Unit | Price | Total
Description |  | M&S Number |  | Quantity | Per Unit | Price
Connector |  | 103070211 |  | 2 | 0.18 | 0.36
Cable |  | 110104001 |  | 11 | 0.63 | 6.93
Wire |  | 112308003 |  | 2 | 0.29 | 0.58
Ground Connector |  | 120111001 |  | 1 | 0.55 | 0.55
Bolt |  | 140590001 |  | 2 | 0.84 | 1.68
Nail |  | 142631007 |  | 0.02 | 3.82 | 0.0764
Screw |  | 144304003 |  | 1 | 0.31 | 0.31
Washer |  | 145360004 |  | 2 | 0.12 | 0.24
Washer |  | 145361001 |  | 1 | 0.06 | 0.06
Washer |  | 145374005 |  | 2 | 0.13 | 0.26
Washer |  | 145395002 |  | 2 | 0.2 | 0.4
Luminaire |  | 170910004 |  | 1 | 102.14 | 102.14
Lamp |  | 171407021 |  | 1 | 5.1 | 5.1
Bracket |  | 172257006 |  | 1 | 101.47 | 101.47
Photo Cell |  | 174605001 |  | 1 | 3.77 | 3.77
Tag |  | 548800008 |  | 1 | 1.35 | 1.35
225.2764
| Total | + Florida Sales | + Stores |  | = | Total
| Price | Tax | Handling |  |  | Investment
| 225.2764 | 13.5166 | 13.3814 |  |  | 252.1744

## 42
OPC 015307
FPL RC-16
Material Summary for HPSV
22000 Lumen, 200 Watt
Cutoff Cobra Head
Material |  |  |  | Unit | Price | Total
Description |  | M&S Number |  | Quantity | Per Unit | Price
Connector |  | 103070211 |  | 2 | 0.18 | 0.36
Cable |  | 110104001 |  | 11 | 0.63 | 6.93
Wire |  | 112308003 |  | 2 | 0.29 | 0.58
Ground Connector |  | 120111001 |  | 1 | 0.55 | 0.55
Bolt |  | 140590001 |  | 2 | 0.84 | 1.68
Nail |  | 142631007 |  | 0.02 | 3.82 | 0.0764
Screw |  | 144304003 |  | 1 | 0.31 | 0.31
Washer |  | 145360004 |  | 2 | 0.12 | 0.24
Washer |  | 145361001 |  | 1 | 0.06 | 0.06
Washer |  | 145374005 |  | 2 | 0.13 | 0.26
Washer |  | 145395002 |  | 2 | 0.2 | 0.4
Luminaire |  | 170960001 |  | 1 | 101.16 | 101.16
Lamp |  | 171407021 |  | 1 | 5.1 | 5.1
Bracket |  | 172257006 |  | 1 | 101.47 | 101.47
Photo Cell |  | 174605001 |  | 1 | 3.77 | 3.77
Tag |  | 548800008 |  | 1 | 1.35 | 1.35
224.2964
| Total | + Florida Sales | + Stores |  | = | Total
| Price | Tax | Handling |  |  | Investment
| 224.2964 | 13.4578 | 13.3232 |  |  | 251.0774

## 43
OPC 015308
FPL RC-16
Material Summary for HPSV
22000 Lumen, 200 Watt
Directional Security
Material |  |  |  | Unit | Price | Total
Description |  | M&S Number |  | Quantity | Per Unit | Price
Connector |  | 103070211 |  | 2 | 0.18 | 0.36
Cable |  | 110104001 |  | 5 | 0.63 | 3.15
Wire |  | 112308003 |  | 2 | 0.29 | 0.58
Ground Connector |  | 120111001 |  | 1 | 0.55 | 0.55
Bolt |  | 140492000 |  | 1 | 1.47 | 1.47
Bolt |  | 140590001 |  | 2 | 0.84 | 1.68
Nail |  | 142631007 |  | 0.02 | 3.82 | 0.0764
Screw |  | 144304003 |  | 1 | 0.31 | 0.31
Washer |  | 145361001 |  | 1 | 0.06 | 0.06
Washer |  | 145362007 |  | 2 | 0.18 | 0.36
Washer |  | 145374005 |  | 2 | 0.13 | 0.26
Washer |  | 145383004 |  | 1 | 0.15 | 0.15
Washer |  | 145395002 |  | 2 | 0.2 | 0.4
Luminaire |  | 170970023 |  | 1 | 137.6 | 137.6
Lamp |  | 171407021 |  | 1 | 5.1 | 5.1
Bracket |  | 172201019 |  | 1 | 19.44 | 19.44
Photo Cell |  | 174605001 |  | 1 | 3.77 | 3.77
Tag |  | 548800008 |  | 1 | 1.35 | 1.35
176.6664
| Total | + Florida Sales | + Stores |  | = | Total
| Price | Tax | Handling |  |  | Investment
| 176.6664 | 10.6 | 10.494 |  |  | 197.7604

## 44
OPC 015309
FPL RC-16
Material Summary for HPSV
27500 Lumen, 250 Watt
Standard Cobra
Material |  |  |  | Unit | Price | Total
Description |  | M&S Number |  | Quantity | Per Unit | Price
Connector |  | 103070211 |  | 2 | 0.18 | 0.36
Cable |  | 110104001 |  | 11 | 0.63 | 6.93
Wire |  | 112308003 |  | 2 | 0.29 | 0.58
Ground Connector |  | 120111001 |  | 1 | 0.55 | 0.55
Bolt |  | 140590001 |  | 2 | 0.84 | 1.68
Nail |  | 142631007 |  | 0.02 | 3.82 | 0.0764
Screw |  | 144304003 |  | 1 | 0.31 | 0.31
Washer |  | 145360004 |  | 2 | 0.12 | 0.24
Washer |  | 145361001 |  | 1 | 0.06 | 0.06
Washer |  | 145374005 |  | 2 | 0.13 | 0.26
Washer |  | 145395002 |  | 2 | 0.2 | 0.4
Luminaire |  | 170920000 |  | 1 | 125.08 | 125.08
Lamp |  | 171402002 |  | 1 | 6.11 | 6.11
Bracket |  | 172257006 |  | 1 | 101.47 | 101.47
Photo Cell |  | 174605001 |  | 1 | 3.77 | 3.77
Tag |  | 548800008 |  | 1 | 1.35 | 1.35
249.2264
| Total | + Florida Sales | + Stores |  | = | Total
| Price | Tax | Handling |  |  | Investment
| 249.2264 | 14.9536 | 14.804 |  |  | 278.984

## 45
OPC 015310
FPL RC-16
Material Summary for HPSV
27500 Lumen, 250 Watt
Contemporary Post Top
Material |  |  |  | Unit | Price | Total
Description |  | M&S Number |  | Quantity | Per Unit | Price
Luminaire |  | 170942003 |  | 1 | 177.25 | 177.25
Lamp |  | 171402002 |  | 1 | 6.11 | 6.11
Photo Cell |  | 174605001 |  | 1 | 3.77 | 3.77
Tag Glue |  | 522120000 |  | 0.05 | 1.51 | 0.0755
Tag |  | 548800008 |  | 1 | 1.35 | 1.35
188.5555
| Total | + Florida Sales | + Stores |  | = | Total
| Price | Tax | Handling |  |  | Investment
| 188.5555 | 11.3133 | 11.2002 |  |  | 211.069

## 46
OPC 015311
FPL RC-16
Material Summary for HPSV
50000 Lumen, 400 Watt
Standard Cobra
Material |  |  |  | Unit | Price | Total
Description |  | M&S Number |  | Quantity | Per Unit | Price
Connector |  | 103070211 |  | 2 | 0.18 | 0.36
Cable |  | 110104001 |  | 11 | 0.63 | 6.93
Wire |  | 112308003 |  | 2 | 0.29 | 0.58
Ground Connector |  | 120111001 |  | 1 | 0.55 | 0.55
Bolt |  | 140590001 |  | 2 | 0.84 | 1.68
Nail |  | 142631007 |  | 0.02 | 3.82 | 0.0764
Screw |  | 144304003 |  | 1 | 0.31 | 0.31
Washer |  | 145360004 |  | 2 | 0.12 | 0.24
Washer |  | 145361001 |  | 1 | 0.06 | 0.06
Washer |  | 145374005 |  | 2 | 0.13 | 0.26
Washer |  | 145395002 |  | 2 | 0.2 | 0.4
Luminaire |  | 170900009 |  | 1 | 109.49 | 109.49
Lamp |  | 171404005 |  | 1 | 5.3 | 5.3
Bracket |  | 172257006 |  | 1 | 101.47 | 101.47
Photo Cell |  | 174605001 |  | 1 | 3.77 | 3.77
Tag |  | 548800008 |  | 1 | 1.35 | 1.35
232.8264
| Total | + Florida Sales | + Stores |  | = | Total
| Price | Tax | Handling |  |  | Investment
| 232.8264 | 13.9696 | 13.8299 |  |  | 260.6259

## 47
OPC 015312
FPL RC-16
Material Summary for HPSV
50000 Lumen, 400 Watt
Cutoff Cobra Head
Material |  |  |  | Unit | Price | Total
Description |  | M&S Number |  | Quantity | Per Unit | Price
Connector |  | 103070211 |  | 2 | 0.18 | 0.36
Cable |  | 110104001 |  | 11 | 0.63 | 6.93
Wire |  | 112308003 |  | 2 | 0.29 | 0.58
Ground Connector |  | 120111001 |  | 1 | 0.55 | 0.55
Bolt |  | 140590001 |  | 2 | 0.84 | 1.68
Nail |  | 142631007 |  | 0.02 | 3.82 | 0.0764
Screw |  | 144304003 |  | 1 | 0.31 | 0.31
Washer |  | 145360004 |  | 2 | 0.12 | 0.24
Washer |  | 145361001 |  | 1 | 0.06 | 0.06
Washer |  | 145374005 |  | 2 | 0.13 | 0.26
Washer |  | 145395002 |  | 2 | 0.2 | 0.4
Luminaire |  | 170940001 |  | 1 | 102.88 | 102.88
Lamp |  | 171404005 |  | 1 | 5.3 | 5.3
Bracket |  | 172257006 |  | 1 | 101.47 | 101.47
Photo Cell |  | 174605001 |  | 1 | 3.77 | 3.77
Tag |  | 548800008 |  | 1 | 1.35 | 1.35
226.2164
| Total | + Florida Sales | + Stores |  | = | Total
| Price | Tax | Handling |  |  | Investment
| 226.2164 | 13.573 | 13.4373 |  |  | 253.2266

## 400DS
OPC 015313
FPL RC-16
Material Summary for HPSV
50000 Lumen, 400 Watt
Directional Security
Material |  |  |  | Unit | Price | Total
Description |  | M&S Number |  | Quantity | Per Unit | Price
Connector |  | 103070211 |  | 2 | 0.18 | 0.36
Cable |  | 110104001 |  | 5 | 0.63 | 3.15
Wire |  | 112308003 |  | 2 | 0.29 | 0.58
Ground Connector |  | 120111001 |  | 1 | 0.55 | 0.55
Bolt |  | 140492000 |  | 1 | 1.47 | 1.47
Bolt |  | 140590001 |  | 2 | 0.84 | 1.68
Nail |  | 142631007 |  | 0.02 | 3.82 | 0.0764
Screw |  | 144304003 |  | 1 | 0.31 | 0.31
Washer |  | 145361001 |  | 1 | 0.06 | 0.06
Washer |  | 145362007 |  | 2 | 0.18 | 0.36
Washer |  | 145374005 |  | 2 | 0.13 | 0.26
Washer |  | 145383004 |  | 1 | 0.15 | 0.15
Washer |  | 145395002 |  | 2 | 0.2 | 0.4
Luminaire |  | 170970007 |  | 1 | 141.11 | 141.11
Lamp |  | 171404005 |  | 1 | 5.3 | 5.3
Bracket |  | 172201001 |  | 1 | 19.44 | 19.44
Photo Cell |  | 174605001 |  | 1 | 3.77 | 3.77
Tag |  | 548800008 |  | 1 | 1.35 | 1.35
180.3764
| Total | + Florida Sales | + Stores |  | = | Total
| Price | Tax | Handling |  |  | Investment
| 180.3764 | 10.8226 | 10.7144 |  |  | 201.9133

## 49
OPC 015314
FPL RC-16
Material Summary for MV
140000 Lumen, 1000 Watt
Standard Cobra
Material |  |  |  | Unit | Price | Total
Description |  | M&S Number |  | Quantity | Per Unit | Price
Connector |  | 103070211 |  | 2 | 0.18 | 0.36
Cable |  | 110104001 |  | 11 | 0.63 | 6.93
Wire |  | 112308003 |  | 2 | 0.29 | 0.58
Ground Connector |  | 120111001 |  | 1 | 0.55 | 0.55
Bolt |  | 140590001 |  | 2 | 0.84 | 1.68
Nail |  | 142631007 |  | 0.02 | 3.82 | 0.0764
Screw |  | 144304003 |  | 1 | 0.31 | 0.31
Washer |  | 145360004 |  | 2 | 0.12 | 0.24
Washer |  | 145361001 |  | 1 | 0.06 | 0.06
Washer |  | 145374005 |  | 2 | 0.13 | 0.26
Washer |  | 145395002 |  | 2 | 0.2 | 0.4
Luminaire |  | 170930005 |  | 1 | 386.17 | 386.17
Lamp |  | 171405001 |  | 1 | 30.47 | 30.47
Bracket |  | 172257006 |  | 1 | 101.47 | 101.47
Photo Cell |  | 174605001 |  | 1 | 3.77 | 3.77
Tag |  | 548800008 |  | 1 | 1.35 | 1.35
534.6764
| Total | + Florida Sales | + Stores |  | = | Total
| Price | Tax | Handling |  |  | Investment
| 534.6764 | 32.0806 | 31.7598 |  |  | 598.5168

## 30_6
OPC 015315
FPL RC-16
Material Summary for 30'/6
Wood Pole
Overhead Construction
Material |  |  |  | Unit | Price | Total
Description |  | M&S Number |  | Quantity | Per Unit | Price
Tie Rap |  | 100406005 |  | 12 | 0.09 | 1.08
Conductor |  | 100587000 |  | 618 | 0.09 | 55.62
Connector |  | 103070211 |  | 1 | 0.18 | 0.18
Pole Bond |  | 112308003 |  | 31 | 0.29 | 8.99
* Ground Rod Connector |  | 120036106 |  | 0.25 | 0.85 | 0.2125
Connector |  | 120111001 |  | 1 | 0.55 | 0.55
* Ground Rod Coupling |  | 130405104 |  | 0.75 | 2.3 | 1.725
* Ground Rod |  | 130614005 |  | 1 | 10.81 | 10.81
Bolt |  | 140590001 |  | 2 | 0.84 | 1.68
Fork |  | 141707000 |  | 2 | 9.39 | 18.78
Nail |  | 142631007 |  | 0.02 | 3.82 | 0.0764
Spool |  | 144405004 |  | 2 | 0.61 | 1.22
Staple |  | 144505009 |  | 1 | 6.35 | 6.35
Washer |  | 145374005 |  | 4 | 0.13 | 0.52
Washer |  | 145395002 |  | 2 | 0.2 | 0.4
Pole |  | 151175001 |  | 1 | 76.54 | 76.54
184.7339
| Total | + Florida Sales | + Stores |  | = | Total
| Price | Tax | Handling |  |  | Investment
| 184.7339 | 11.084 | 10.9732 |  |  | 206.7911
* 1 Driven Ground per 4 Streetlight Poles

## 35_5
OPC 015316
FPL RC-16
Material Summary for 35'/5
Wood Pole
Overhead Construction
Material |  |  |  | Unit | Price | Total
Description |  | M&S Number |  | Quantity | Per Unit | Price
Tie Rap |  | 100406005 |  | 12 | 0.09 | 1.08
Conductor |  | 100587000 |  | 618 | 0.09 | 55.62
Connector |  | 103070211 |  | 1 | 0.18 | 0.18
Pole Bond |  | 112308003 |  | 36 | 0.29 | 10.44
* Ground Rod Connector |  | 120036106 |  | 0.25 | 0.85 | 0.2125
Connector |  | 120111001 |  | 1 | 0.55 | 0.55
* Ground Rod Coupling |  | 130405104 |  | 0.75 | 2.3 | 1.725
* Ground Rod |  | 130614005 |  | 1 | 10.81 | 10.81
Bolt |  | 140590001 |  | 2 | 0.84 | 1.68
Fork |  | 141707000 |  | 2 | 9.39 | 18.78
Nail |  | 142631007 |  | 0.02 | 3.82 | 0.0764
Spool |  | 144405004 |  | 2 | 0.61 | 1.22
Staple |  | 144505009 |  | 1 | 6.35 | 6.35
Washer |  | 145374005 |  | 4 | 0.13 | 0.52
Washer |  | 145395002 |  | 2 | 0.2 | 0.4
Pole |  | 151179006 |  | 1 | 156.38 | 156.38
266.0239
| Total | + Florida Sales | + Stores |  | = | Total
| Price | Tax | Handling |  |  | Investment
| 266.0239 | 15.9614 | 15.8018 |  |  | 297.7872
* 1 Driven Ground per 4 Streetlight Poles

## 40_5
OPC 015317
FPL RC-16
Material Summary for 40'/5
Wood Pole
Overhead Construction
Material |  |  |  | Unit | Price | Total
Description |  | M&S Number |  | Quantity | Per Unit | Price
Tie Rap |  | 100406005 |  | 12 | 0.09 | 1.08
Conductor |  | 100587000 |  | 618 | 0.09 | 55.62
Connector |  | 103070211 |  | 1 | 0.18 | 0.18
Pole Bond |  | 112308003 |  | 41 | 0.29 | 11.89
* Ground Rod Connector |  | 120036106 |  | 0.25 | 0.85 | 0.2125
Connector |  | 120111001 |  | 1 | 0.55 | 0.55
* Ground Rod Coupling |  | 130405104 |  | 0.75 | 2.3 | 1.725
* Ground Rod |  | 130614005 |  | 1 | 10.81 | 10.81
Bolt |  | 140590001 |  | 2 | 0.84 | 1.68
Fork |  | 141707000 |  | 2 | 9.39 | 18.78
Nail |  | 142631007 |  | 0.02 | 3.82 | 0.0764
Spool |  | 144405004 |  | 2 | 0.61 | 1.22
Staple |  | 144505009 |  | 1 | 6.35 | 6.35
Washer |  | 145374005 |  | 4 | 0.13 | 0.52
Washer |  | 145395002 |  | 2 | 0.2 | 0.4
Pole |  | 151187009 |  | 1 | 176.86 | 176.86
287.9539
| Total | + Florida Sales | + Stores |  | = | Total
| Price | Tax | Handling |  |  | Investment
| 287.9539 | 17.2772 | 17.1045 |  |  | 322.3356
* 1 Driven Ground per 4 Streetlight Poles

## 45_4
OPC 015318
FPL RC-16
Material Summary for 45'/4
Wood Pole
Overhead Construction
Material |  |  |  | Unit | Price | Total
Description |  | M&S Number |  | Quantity | Per Unit | Price
Tie Rap |  | 100406005 |  | 12 | 0.09 | 1.08
Conductor |  | 100587000 |  | 618 | 0.09 | 55.62
Connector |  | 103070211 |  | 1 | 0.18 | 0.18
Pole Bond |  | 112308003 |  | 41 | 0.29 | 11.89
* Ground Rod Connector |  | 120036106 |  | 0.25 | 0.85 | 0.2125
Connector |  | 120111001 |  | 1 | 0.55 | 0.55
* Ground Rod Coupling |  | 130405104 |  | 0.75 | 2.3 | 1.725
* Ground Rod |  | 130614005 |  | 1 | 10.81 | 10.81
Bolt |  | 140590001 |  | 2 | 0.84 | 1.68
Fork |  | 141707000 |  | 2 | 9.39 | 18.78
Nail |  | 142631007 |  | 0.02 | 3.82 | 0.0764
Spool |  | 144405004 |  | 2 | 0.61 | 1.22
Staple |  | 144505009 |  | 1 | 6.35 | 6.35
Washer |  | 145374005 |  | 4 | 0.13 | 0.52
Washer |  | 145395002 |  | 2 | 0.2 | 0.4
Pole |  | 151192002 |  | 1 | 252.98 | 252.98
364.0739
| Total | + Florida Sales | + Stores |  | = | Total
| Price | Tax | Handling |  |  | Investment
| 364.0739 | 21.8444 | 21.626 |  |  | 407.5443
* 1 Driven Ground per 4 Streetlight Poles

## 50_2
OPC 015319
FPL RC-16
Material Summary for 50/2
Wood Pole
Overhead Construction
Material |  |  |  | Unit | Price | Total
Description |  | M&S Number |  | Quantity | Per Unit | Price
Tie Rap |  | 100406005 |  | 12 | 0.09 | 1.08
Conductor |  | 100587000 |  | 618 | 0.09 | 55.62
Connector |  | 103070211 |  | 1 | 0.18 | 0.18
Pole Bond |  | 112308003 |  | 41 | 0.29 | 11.89
* Ground Rod Connector |  | 120036106 |  | 0.25 | 0.85 | 0.2125
Connector |  | 120111001 |  | 1 | 0.55 | 0.55
* Ground Rod Coupling |  | 130405104 |  | 0.75 | 2.3 | 1.725
* Ground Rod |  | 130614005 |  | 1 | 10.81 | 10.81
Bolt |  | 140590001 |  | 2 | 0.84 | 1.68
Fork |  | 141707000 |  | 2 | 9.39 | 18.78
Nail |  | 142631007 |  | 0.02 | 3.82 | 0.0764
Spool |  | 144405004 |  | 2 | 0.61 | 1.22
Staple |  | 144505009 |  | 1 | 6.35 | 6.35
Washer |  | 145374005 |  | 4 | 0.13 | 0.52
Washer |  | 145395002 |  | 2 | 0.2 | 0.4
Pole |  | 151200005 |  | 1 | 410.15 | 410.15
521.2439
| Total | + Florida Sales | + Stores |  | = | Total
| Price | Tax | Handling |  |  | Investment
| 521.2439 | 31.2746 | 30.9619 |  |  | 583.4804
* 1 Driven Ground per 4 Streetlight Poles

## 30SU
OPC 015320
FPL RC-16
Material Summary for 30' SU
Concrete Pole
Overhead Construction
Material |  |  |  | Unit | Price | Total
Description |  | M&S Number |  | Quantity | Per Unit | Price
Tie Rap |  | 100406005 |  | 12 | 0.09 | 1.08
Conductor |  | 100587000 |  | 618 | 0.09 | 55.62
Connector |  | 103070211 |  | 1 | 0.18 | 0.18
Pole Bond |  | 112308003 |  | 6 | 0.29 | 1.74
* Ground Rod Connector |  | 120036106 |  | 0.25 | 0.85 | 0.2125
Connector |  | 120111001 |  | 1 | 0.55 | 0.55
* Ground Rod Coupling |  | 130405104 |  | 0.75 | 2.3 | 1.725
* Ground Rod |  | 130614005 |  | 1 | 10.81 | 10.81
Bolt |  | 140588007 |  | 2 | 0.79 | 1.58
Fork |  | 141707000 |  | 2 | 9.39 | 18.78
Spool |  | 144405004 |  | 2 | 0.61 | 1.22
Washer |  | 145395002 |  | 2 | 0.2 | 0.4
Pole |  | 152234001 |  | 1 | 292.63 | 292.63
386.5275
| Total | + Florida Sales | + Stores |  | = | Total
| Price | Tax | Handling |  |  | Investment
| 386.5275 | 23.1916 | 22.9597 |  |  | 432.6789
Material Summary for 35' SU
Concrete Pole
Overhead Construction
Material |  |  |  | Unit | Price | Total
Description |  | M&S Number |  | Quantity | Per Unit | Price
Tie Rap |  | 100406005 |  | 12 | 0.09 | 1.08
Conductor |  | 100587000 |  | 618 | 0.09 | 55.62
Connector |  | 103070211 |  | 1 | 0.18 | 0.18
Pole Bond |  | 112308003 |  | 6 | 0.29 | 1.74
* Ground Rod Connector |  | 120036106 |  | 0.25 | 0.85 | 0.2125
Connector |  | 120111001 |  | 1 | 0.55 | 0.55
* Ground Rod Coupling |  | 130405104 |  | 0.75 | 2.3 | 1.725
* Ground Rod |  | 130614005 |  | 1 | 10.81 | 10.81
Bolt |  | 140588007 |  | 2 | 0.79 | 1.58
Fork |  | 141707000 |  | 2 | 9.39 | 18.78
Spool |  | 144405004 |  | 2 | 0.61 | 1.22
Washer |  | 145395002 |  | 2 | 0.2 | 0.4
Pole |  | 152239002 |  | 1 | 322.54 | 322.54
Tag |  | 548800008 |  | 0.1 | 1.35 | 0.135
416.5725
| Total | + Florida Sales | + Stores |  | = | Total
| Price | Tax | Handling |  |  | Investment
| 416.5725 | 24.9943 | 24.7444 |  |  | 466.3113
* 1 Driven Ground per 4 Streetlight Poles

## 4-IIIA
OPC 015321
FPL RC-16
Material Summary for 40' III A
Concrete Pole
Overhead Construction
Material |  |  |  | Unit | Price | Total
Description |  | M&S Number |  | Quantity | Per Unit | Price
Tie Rap |  | 100406005 |  | 12 | 0.09 | 1.08
Conductor |  | 100587000 |  | 618 | 0.09 | 55.62
Connector |  | 103070211 |  | 1 | 0.18 | 0.18
Pole Bond |  | 112308003 |  | 6 | 0.29 | 1.74
* Ground Rod Connector |  | 120036106 |  | 0.25 | 0.85 | 0.2125
Connector |  | 120111001 |  | 1 | 0.55 | 0.55
* Ground Rod Coupling |  | 130405104 |  | 0.75 | 2.3 | 1.725
* Ground Rod |  | 130614005 |  | 1 | 10.81 | 10.81
Bolt |  | 140588007 |  | 2 | 0.79 | 1.58
Fork |  | 141708006 |  | 2 | 9.39 | 18.78
Spool |  | 144405004 |  | 2 | 0.61 | 1.22
Washer |  | 145395002 |  | 2 | 0.2 | 0.4
Pole |  | 152351007 |  | 1 | 584.71 | 584.71
678.6075
| Total | + Florida Sales | + Stores |  | = | Total
| Price | Tax | Handling |  |  | Investment
| 678.6075 | 40.7165 | 40.3093 |  |  | 759.6332
* 1 Driven Ground per 4 Streetlight Poles

## 45IIIA
OPC 015322
FPL RC-16
Material Summary for 45' III A
Concrete Pole
Overhead Construction
Material |  |  |  | Unit | Price | Total
Description |  | M&S Number |  | Quantity | Per Unit | Price
Tie Rap |  | 100406005 |  | 12 | 0.09 | 1.08
Conductor |  | 100587000 |  | 618 | 0.09 | 55.62
Connector |  | 103070211 |  | 1 | 0.18 | 0.18
Pole Bond |  | 112308003 |  | 6 | 0.29 | 1.74
* Ground Rod Connector |  | 120036106 |  | 0.25 | 0.85 | 0.2125
Connector |  | 120111001 |  | 1 | 0.55 | 0.55
* Ground Rod Coupling |  | 130405104 |  | 0.75 | 2.3 | 1.725
* Ground Rod |  | 130614005 |  | 1 | 10.81 | 10.81
Bolt |  | 140588007 |  | 2 | 0.79 | 1.58
Fork |  | 141708006 |  | 2 | 9.39 | 18.78
Spool |  | 144405004 |  | 2 | 0.61 | 1.22
Washer |  | 145395002 |  | 2 | 0.2 | 0.4
Pole |  | 151352003 |  | 1 | 644.13 | 644.13
738.0275
| Total | + Florida Sales | + Stores |  | = | Total
| Price | Tax | Handling |  |  | Investment
| 738.0275 | 44.2816 | 43.8388 |  |  | 826.148
Material Summary for 50' III A
Concrete Pole
Overhead Construction
Material |  |  |  | Unit | Price | Total
Description |  | M&S Number |  | Quantity | Per Unit | Price
Tie Rap |  | 100406005 |  | 12 | 0.09 | 1.08
Conductor |  | 100587000 |  | 618 | 0.09 | 55.62
Connector |  | 103070211 |  | 1 | 0.18 | 0.18
Pole Bond |  | 112308003 |  | 6 | 0.29 | 1.74
* Ground Rod Connector |  | 120036106 |  | 0.25 | 0.85 | 0.2125
Connector |  | 120111001 |  | 1 | 0.55 | 0.55
* Ground Rod Coupling |  | 130405104 |  | 0.75 | 2.3 | 1.725
* Ground Rod |  | 130614005 |  | 1 | 10.81 | 10.81
Bolt |  | 140588007 |  | 2 | 0.79 | 1.58
Fork |  | 141708006 |  | 2 | 9.39 | 18.78
Spool |  | 144405004 |  | 2 | 0.61 | 1.22
Washer |  | 145395002 |  | 2 | 0.2 | 0.4
Pole |  | 152-35300-0 |  | 1 | 742 | 742
835.8975
| Total | + Florida Sales | + Stores |  | = | Total
| Price | Tax | Handling |  |  | Investment
| 835.8975 | 50.1538 | 49.6523 |  |  | 935.7037

## 20'O
OPC 015323
FPL RC-16
Material Summary for 20' O
Concrete Pole
Underground Construction
Material |  |  |  | Unit | Price | Total
Description |  | M&S Number |  | Quantity | Per Unit | Price
Connector |  | 103070211 |  | 2 | 0.18 | 0.36
Conductor |  | 110104001 |  | 20 | 0.63 | 12.6
Pole Bond |  | 112308003 |  | 3 | 0.29 | 0.87
* Ground Rod Connector |  | 120036106 |  | 0.25 | 0.85 | 0.2125
* Ground Rod Coupling |  | 130405104 |  | 0.75 | 2.3 | 1.725
* Ground Rod |  | 130614005 |  | 1 | 10.81 | 10.81
Pole |  | 152220000 |  | 1 | 178.87 | 178.87
Splice Cover |  | 163659008 |  | 2 | 2.8 | 5.6
211.0475
| Total | + Florida Sales | + Stores |  | = | Total
| Price | Tax | Handling |  |  | Investment
| 211.0475 | 12.6628 | 12.5362 |  |  | 236.2466
* 1 Driven Ground per 4 Streetlight Poles

## 59
OPC 015324
FPL RC-16
Material Summary for 20'
Fiberglass Pole
Underground Construction
Material |  |  |  | Unit | Price | Total
Description |  | M&S Number |  | Quantity | Per Unit | Price
Connector |  | 103070211 |  | 2 | 0.18 | 0.36
Conductor |  | 110104001 |  | 20 | 0.63 | 12.6
Pole Bond |  | 112308003 |  | 3 | 0.29 | 0.87
Pole Bond |  | 115090009 |  | 20 | 0.14 | 2.8
* Ground Rod Connector |  | 120036106 |  | 0.25 | 0.85 | 0.2125
* Ground Rod Coupling |  | 130405104 |  | 0.75 | 2.3 | 1.725
* Ground Rod |  | 130614005 |  | 1 | 10.81 | 10.81
Pole |  | 154119004 |  | 1 | 122.11 | 122.11
Splice Cover |  | 163659008 |  | 2 | 2.8 | 5.6
157.0875
| Total | + Florida Sales | + Stores |  | = | Total
| Price | Tax | Handling |  |  | Investment
| 157.0875 | 9.4253 | 9.331 |  |  | 175.8437
* 1 Driven Ground per 4 Streetlight Poles

## 60
OPC 015325
FPL RC-16
Material Summary for 30' SU
Concrete Pole
Underground Construction
Material |  |  |  | Unit | Price | Total
Description |  | M&S Number |  | Quantity | Per Unit | Price
Connector |  | 103070211 |  | 2 | 0.18 | 0.36
Conductor |  | 110104001 |  | 30 | 0.63 | 18.9
Pole Bond |  | 112308003 |  | 3 | 0.29 | 0.87
* Ground Rod Connector |  | 120036106 |  | 0.25 | 0.85 | 0.2125
* Ground Rod Coupling |  | 130405104 |  | 0.75 | 2.3 | 1.725
* Ground Rod |  | 130614005 |  | 1 | 10.81 | 10.81
Pole |  | 152234001 |  | 1 | 292.63 | 292.63
Splice Cover |  | 163659008 |  | 2 | 2.8 | 5.6
331.1075
| Total | + Florida Sales | + Stores |  | = | Total
| Price | Tax | Handling |  |  | Investment
| 331.1075 | 19.8665 | 19.6678 |  |  | 370.6417
* 1 Driven Ground per 4 Streetlight Poles

## M35SU
OPC 015326
FPL RC-16
Material Summary for 35' SU
Concrete Pole
Underground Construction
Material |  |  |  | Unit | Price | Total
Description |  | M&S Number |  | Quantity | Per Unit | Price
Connector |  | 103070211 |  | 2 | 0.18 | 0.36
Conductor |  | 110104001 |  | 35 | 0.63 | 22.05
Pole Bond |  | 112308003 |  | 3 | 0.29 | 0.87
* Ground Rod Connector |  | 120036106 |  | 0.25 | 0.85 | 0.2125
* Ground Rod Coupling |  | 130405104 |  | 0.75 | 2.3 | 1.725
* Ground Rod |  | 130614005 |  | 1 | 10.81 | 10.81
Pole |  | 152239002 |  | 1 | 322.54 | 322.54
Splice Cover |  | 163659008 |  | 2 | 2.8 | 5.6
364.1675
| Total | + Florida Sales | + Stores |  | = | Total
| Price | Tax | Handling |  |  | Investment
| 364.1675 | 21.85 | 21.6315 |  |  | 407.6491
* 1 Driven Ground per 4 Streetlight Poles

## M40IIIA
OPC 015327
FPL RC-16
Material Summary for 40' IIIA
Concrete Pole
Underground Construction
Material |  |  |  | Unit | Price | Total
Description |  | M&S Number |  | Quantity | Per Unit | Price
Connector |  | 103070211 |  | 2 | 0.18 | 0.36
Conductor |  | 110104001 |  | 40 | 0.63 | 25.2
Pole Bond |  | 112308003 |  | 3 | 0.29 | 0.87
* Ground Rod Connector |  | 120036106 |  | 0.25 | 0.85 | 0.2125
* Ground Rod Coupling |  | 130405104 |  | 0.75 | 2.3 | 1.725
* Ground Rod |  | 130614005 |  | 1 | 10.81 | 10.81
Pole |  | 152351007 |  | 1 | 584.71 | 584.71
Splice Cover |  | 163659008 |  | 2 | 2.8 | 5.6
629.4875
| Total | + Florida Sales | + Stores |  | = | Total
| Price | Tax | Handling |  |  | Investment
| 629.4875 | 37.7692 | 37.3916 |  |  | 704.6483
* 1 Driven Ground per 3 Streetlight Poles

## M45IIIA
OPC 015328
FPL RC-16
Material Summary for 45' IIIA
Concrete Pole
Underground Construction
Material |  |  |  | Unit | Price | Total
Description |  | M&S Number |  | Quantity | Per Unit | Price
Connector |  | 103070211 |  | 2 | 0.18 | 0.36
Conductor |  | 110104001 |  | 45 | 0.63 | 28.35
Pole Bond |  | 112308003 |  | 3 | 0.29 | 0.87
* Ground Rod Connector |  | 120036106 |  | 0.25 | 0.85 | 0.2125
* Ground Rod Coupling |  | 130405104 |  | 0.75 | 2.3 | 1.725
* Ground Rod |  | 130614005 |  | 1 | 10.81 | 10.81
Pole |  | 152352003 |  | 1 | 644.13 | 644.13
Splice Cover |  | 163659008 |  | 2 | 2.8 | 5.6
692.0575
| Total | + Florida Sales | + Stores |  | = | Total
| Price | Tax | Handling |  |  | Investment
| 692.0575 | 41.5234 | 41.1082 |  |  | 774.6892
* 1 Driven Ground per 4 Streetlight Poles

## M50IIIA
OPC 015329
FPL RC-16
Material Summary for 50' IIIA
Concrete Pole
Underground Construction
Material |  |  |  | Unit | Price | Total
Description |  | M&S Number |  | Quantity | Per Unit | Price
Connector |  | 103070211 |  | 2 | 0.18 | 0.36
Conductor |  | 110104001 |  | 50 | 0.63 | 31.5
Pole Bond |  | 112308003 |  | 3 | 0.29 | 0.87
* Ground Rod Connector |  | 120036106 |  | 0.25 | 0.85 | 0.2125
* Ground Rod Coupling |  | 130405104 |  | 0.75 | 2.3 | 1.725
* Ground Rod |  | 130614005 |  | 1 | 10.81 | 10.81
Pole |  | 152353000 |  | 1 | 742 | 742
Splice Cover |  | 163659008 |  | 2 | 2.8 | 5.6
793.0775
| Total | + Florida Sales | + Stores |  | = | Total
| Price | Tax | Handling |  |  | Investment
| 793.0775 | 47.5846 | 47.1088 |  |  | 887.771
* 1 Driven Ground per 4 Streetlight Poles

## MatlSum65
OPC 015330
FPL RC-16
Material Summary for
Overhead Service
Material |  |  |  | Unit | Price | Total
Description |  | M&S Number |  | Quantity | Per Unit | Price
5/16" Guy Wire |  | 142224002 |  | 25 | 0.56 | 14
5/16" Preform Guy Grip |  | 141804005 |  | 2 | 2.07 | 4.14
10" Helix Screw Anchor |  | 140051003 |  | 1 | 39.46 | 39.46
Conductor |  | 100587000 |  | 618 | 0.09 | 55.62
113.22
| Total | + Florida Sales | + Stores |  | = | Total
| Price | Tax | Handling |  |  | Investment
| 113.22 | 6.7932 | 6.7253 |  |  | 126.7385
Material Summary for
Underground Service
Under Parkway
Material |  |  |  | Unit | Price | Total
Description |  | M&S Number |  | Quantity | Per Unit | Price
Conductor |  | 100302005 |  | 309 | 0.21 | 64.89
Handhole |  | 162304001 |  | 1 | 62.42 | 62.42
Conduit Bend |  | 164238006 |  | 4 | 4.44 | 17.76
Conduit |  | 164331006 |  | 300 | 0.35 | 105
Conduit Coupling |  | 164470006 |  | 4 | 0.41 | 1.64
Pulling Compound |  | 522116002 |  | 1 | 16.16 | 16.16
Conduit Cement |  | 522141007 |  | 1 | 2.86 | 2.86
270.73
| Total | + Florida Sales | + Stores |  | = | Total
| Price | Tax | Handling |  |  | Investment
| 270.73 | 16.2438 | 16.0814 |  |  | 303.0552
Material Summary for
Down Guy
Material |  |  |  | Unit | Price | Total
Description |  | M&S Number |  | Quantity | Per Unit | Price
5/16" Guy Wire |  | 142224002 |  | 25 | 0.56 | 14
5/16" Preform Guy Grip |  | 141804005 |  | 2 | 2.07 | 4.14
10" Helix Screw Anchor |  | 140051003 |  | 1 | 39.46 | 39.46
57.6
| Total | + Florida Sales | + Stores |  | = | Total
| Price | Tax | Handling |  |  | Investment
| 57.6 | 3.456 | 3.4214 |  |  | 64.4774

## 66
OPC 015331
FPL RC-16
Material Summary for
Underground Service
Under Pavement
Material |  |  |  | Unit | Price | Total
Description |  | M&S Number |  | Quantity | Per Unit | Price
Conductor |  | 100302005 |  | 309 | 0.21 | 64.89
Handhole |  | 162304001 |  | 1 | 62.42 | 62.42
Conduit Bend |  | 164238006 |  | 4 | 4.44 | 17.76
Conduit Coupling |  | 164470006 |  | 4 | 0.41 | 1.64
Flexible conduit, 2" pe |  | 164-76200-7 |  | 309 | 0.54 | 166.86
Coupling, pe to sch 40 |  | 164-76330-5 |  | 2 | 5.53 | 11.06
Pulling Compound |  | 522116002 |  | 1 | 16.16 | 16.16
Conduit Cement |  | 522141007 |  | 1 | 2.86 | 2.86
343.65
| Total | + Florida Sales | + Stores |  | = | Total
| Price | Tax | Handling |  |  | Investment
| 343.65 | 20.619 | 20.4128 |  |  | 384.6818

## 67
OPC 015332
FPL RC-16
Labor Summary For
Bracket Type Luminaires | [5 empty] | Install Labor
Unit Value
Labor Unit |  | Labor Unit |  | Unit |  | (Manhours - | Total
Description |  | Number |  | Quantity |  | Class "A") | Manhours
Bracket/10 |  | 003-750 |  | 0.1 | X | 5.9 | 0.59
Luminaire/10 |  | 003-755 |  | 0.1 | X | 3.7 | 0.37
Photo Cell/10 |  | 003-765 |  | 0.1 | X | 0.8 | 0.08
1.04
| Total |  | Cost Per |  |  | = | Total
| Manhours | X | Manhour |  |  |  | Investment
| 1.04 |  | 97 |  |  |  | 100.88
Labor Summary For
Post Top Type Luminaires | [5 empty] | Install Labor
Unit Value
Labor Unit |  | Labor Unit |  | Unit |  | (Manhours - | Total
Description |  | Number |  | Quantity |  | Class "A") | Manhours
Luminaire/10 |  | 003-755 |  | 0.1 | X | 3.7 | 0.37
Photo Cell/10 |  | 003-765 |  | 0.1 | X | 0.8 | 0.08
0.45
| Total |  | Cost Per |  |  | = | Total
| Manhours | X | Manhour |  |  |  | Investment
| 0.45 |  | 97 |  |  |  | 43.65

## 30_40L 68
OPC 015333
FPL RC-16
Labor Summary For 30', 35' & 40'
Wood Poles
Overhead Construction | [5 empty] | Install Labor
Unit Value
Labor Unit |  | Labor Unit |  | Unit |  | (Manhours - | Total
Description |  | Number |  | Quantity |  | Class "A") | Manhours
Pole Hole/10 |  | 003-001 |  | 0.1 | X | 8.1 | 0.81
Pole/10 |  | 003-025 |  | 0.1 | X | 10.9 | 1.09
Load/Haul Pole/10 |  | 003-040 |  | 0.1 | X | 8.9 | 0.89
*Pole Bond/10 |  | 003-132 |  | 0.025 | X | 1.4 | 0.035
*Ground Rod |  | 003-138 |  | 0.1 | X | 2.6 | 0.26
Secondary Support/10 |  | 003-177 |  | 0.2 | X | 1.2 | 0.24
Conductor/100 |  | 003-230 |  | 6 | X | 0.5 | 3
Tie/Bolt/10 |  | 003-302 |  | 0.2 | X | 1.6 | 0.32
Connect/100 |  | 003-330 |  | 0.02 | X | 9 | 0.18
6.825
| Total |  | Cost Per |  |  | = | Total
| Manhours | X | Manhour |  |  |  | Investment
| 6.825 |  | 97 |  |  |  | 662.025
Labor Summary For 45' & 50'
Wood Poles
Overhead Construction | [5 empty] | Install Labor
Unit Value
Labor Unit |  | Labor Unit |  | Unit |  | (Manhours - | Total
Description |  | Number |  | Quantity |  | Class "A") | Manhours
Pole Hole/10 |  | 003-001 |  | 0.1 | X | 8.1 | 0.81
Pole/10 |  | 003-026 |  | 0.1 | X | 12.6 | 1.26
Load/Haul Pole/10 |  | 003-041 |  | 0.1 | X | 10.2 | 1.02
*Pole Bond/10 |  | 003-132 |  | 0.025 | X | 1.4 | 0.035
*Ground Rod |  | 003-138 |  | 0.1 | X | 2.6 | 0.26
Secondary Support/10 |  | 003-177 |  | 0.2 | X | 1.2 | 0.24
Conductor/100 |  | 003-230 |  | 6 | X | 0.5 | 3
Tie/Bolt/10 |  | 003-302 |  | 0.2 | X | 1.6 | 0.32
Connect/100 |  | 003-330 |  | 0.02 | X | 9 | 0.18
7.125
| Total |  | Cost Per |  |  | = | Total
| Manhours | X | Manhour |  |  |  | Investment
| 7.125 |  | 97 |  |  |  | 691.125
* 1 Driven Ground per 4 Streetlight Poles
Note on E17: JCH0IFF: Based on #4T 150' spans

## 69
OPC 015334
FPL RC-16
Labor Summary For 30', 35' , 40', 45' & 50'
Concrete Poles
Overhead Construction | [5 empty] | Install Labor
Unit Value
Labor Unit |  | Labor Unit |  | Unit |  | (Manhours - | Total
Description |  | Number |  | Quantity |  | Class "A") | Manhours
Pole Hole/10 |  | 003-001 |  | 0.1 | X | 8.1 | 0.81
Pole/10 |  | 003-025 |  | 0.1 | X | 10.9 | 1.09
Load/Haul Pole/10 |  | 003-040 |  | 0.1 | X | 8.9 | 0.89
*Ground Rod |  | 003-138 |  | 0.1 | X | 2.6 | 0.26
Secondary Support/10 |  | 003-177 |  | 0.2 | X | 1.2 | 0.24
Conductor/100 |  | 003-230 |  | 6 | X | 0.5 | 3
Tie/Bolt/10 |  | 003-302 |  | 0.2 | X | 1.6 | 0.32
Connect/100 |  | 003-330 |  | 0.02 | X | 9 | 0.18
6.79
| Total |  | Cost Per |  |  | = | Total
| Manhours | X | Manhour |  |  |  | Investment
| 6.79 |  | 97 |  |  |  | 658.63
* 1 Driven Ground per 4 Streetlight Poles

## 70
OPC 015335
FPL RC-16
Labor Summary For 20'
Fiberglass Poles
Underground Construction | [5 empty] | Install Labor
Unit Value
Labor Unit |  | Labor Unit |  | Unit |  | (Manhours - | Total
Description |  | Number |  | Quantity |  | Class "A") | Manhours
Pole Hole/10 |  | 003-001 |  | 0.1 | X | 8.1 | 0.81
Pole/10 |  | 003-024 |  | 0.1 | X | 1.8 | 0.18
Load/Haul Pole/10 |  | 003-040 |  | 0.1 | X | 8.9 | 0.89
*Ground Rod |  | 003-138 |  | 0.1 | X | 2.6 | 0.26
Cable Thru Pole/10 |  | 003-752 |  | 0.1 | X | 2 | 0.2
Connect/10 |  | 004-480 |  | 0.2 | X | 0.9 | 0.18
2.52
| Total |  | Cost Per |  |  | = | Total
| Manhours | X | Manhour |  |  |  | Investment
| 2.52 |  | 97 |  |  |  | 244.44
Labor Summary For 20'
Concrete Poles
Underground Construction | [5 empty] | Install Labor
Unit Value
Labor Unit |  | Labor Unit |  | Unit |  | (Manhours - | Total
Description |  | Number |  | Quantity |  | Class "A") | Manhours
Pole Hole/10 |  | 003-001 |  | 0.1 | X | 8.1 | 0.81
Pole/10 |  | 003-025 |  | 0.1 | X | 10.9 | 1.09
Load/Haul Pole/10 |  | 003-040 |  | 0.1 | X | 8.9 | 0.89
*Ground Rod |  | 003-138 |  | 0.1 | X | 2.6 | 0.26
Cable Thru Pole/10 |  | 003-752 |  | 0.1 | X | 2 | 0.2
Connect/10 |  | 004-480 |  | 0.2 | X | 0.9 | 0.18
3.43
| Total |  | Cost Per |  |  | = | Total
| Manhours | X | Manhour |  |  |  | Investment
| 3.43 |  | 97 |  |  |  | 332.71
* 1 Driven Ground per 4 Streetlight Poles

## 71
OPC 015336
FPL RC-16
Labor Summary For 30' & 35'
Concrete Poles
Underground Construction | [5 empty] | Install Labor
Unit Value
Labor Unit |  | Labor Unit |  | Unit |  | (Manhours - | Total
Description |  | Number |  | Quantity |  | Class "A") | Manhours
Pole Hole/10 |  | 003-001 |  | 0.1 | X | 8.1 | 0.81
Pole/10 |  | 003-025 |  | 0.1 | X | 10.9 | 1.09
Load/Haul Pole/10 |  | 003-040 |  | 0.1 | X | 8.9 | 0.89
*Ground Rod |  | 003-138 |  | 0.1 | X | 2.6 | 0.26
Cable Thru Pole/10 |  | 003-752 |  | 0.1 | X | 2 | 0.2
Connect/10 |  | 004-480 |  | 0.2 | X | 0.9 | 0.18
3.43
| Total |  | Cost Per |  |  | = | Total
| Manhours | X | Manhour |  |  |  | Investment
| 3.43 |  | 97 |  |  |  | 332.71
Labor Summary For 40', 45' & 50'
Concrete Poles
Underground Construction | [5 empty] | Install Labor
Unit Value
Labor Unit |  | Labor Unit |  | Unit |  | (Manhours - | Total
Description |  | Number |  | Quantity |  | Class "A") | Manhours
Pole Hole/10 |  | 003-001 |  | 0.1 | X | 8.1 | 0.81
Pole/10 |  | 003-026 |  | 0.1 | X | 12.6 | 1.26
Load/Haul Pole/10 |  | 003-041 |  | 0.1 | X | 10.2 | 1.02
*Ground Rod |  | 003-138 |  | 0.1 | X | 2.6 | 0.26
Cable Thru Pole/10 |  | 003-752 |  | 0.1 | X | 2 | 0.2
Connect/10 |  | 004-480 |  | 0.2 | X | 0.9 | 0.18
3.73
| Total |  | Cost Per |  |  | = | Total
| Manhours | X | Manhour |  |  |  | Investment
| 3.73 |  | 97 |  |  |  | 361.81

## OH_UG Labor 72
OPC 015337
FPL RC-16
Labor Summary For
Overhead Service
Install Labor
Unit Value
Labor Unit |  | Labor Unit |  | Unit |  | (Manhours - | Total
Description |  | Number |  | Quantity |  | Class "A") | Manhours
Anchor- 8/10/15 Screw |  | 003-078 |  | 0.1 | X | 8 | 0.8
Guy - Down, All |  | 003-102 |  | 0.1 | X | 5.6 | 0.56
Guy Protector (Guard) |  | 003-110 |  | 0.1 | X | 1.1 | 0.11
Conductor |  | 003-230 |  | 6 | X | 0.5 | 3
4.47
| Total |  | Cost Per |  |  | = | Total
| Manhours | X | Manhour |  |  |  | Investment
| 4.47 |  | 97 |  |  |  | 433.59
Labor Summary For
Underground Service
Under Parkway | [5 empty] | Install Labor
Unit Value
Labor Unit |  | Labor Unit |  | Unit |  | (Manhours - | Total
Description |  | Number |  | Quantity |  | Class "A") | Manhours
Trench/100 |  | 004-210 |  | 3 | X | 1.3 | 3.9
Backfill/100 |  | 004-230 |  | 3 | X | 1.2 | 3.6
Conduit/100 |  | 004-279 |  | 3 | X | 0.5 | 1.5
Fitting/10 |  | 004-297 |  | 0.4 | X | 0.7 | 0.28
Pulling Basket/10 |  | 004-313 |  | 0.1 | X | 4 | 0.4
Pull Secondary/100 |  | 004-315 |  | 3 | X | 0.3 | 0.9
Pull Setup/10 |  | 004-316 |  | 0.1 | X | 6 | 0.6
Handhole |  | 004-352 |  | 0.1 | X | 1.8 | 0.18
Load/Haul Reel/10 |  | 004-801 |  | 0.2 | X | 3.5 | 0.7
12.06
| Total |  | Cost Per |  |  | = | Total
| Manhours | X | Manhour |  |  |  | Investment
| 12.06 |  | 111 |  |  |  | 1338.66
Labor Summary For
Downguy Service
Install Labor
Unit Value
Labor Unit |  | Labor Unit |  | Unit |  | (Manhours - | Total
Description |  | Number |  | Quantity |  | Class "A") | Manhours
Anchor- 8/10/15 Screw |  | 003-078 |  | 0.1 | X | 8 | 0.8
Guy - Down, All |  | 003-102 |  | 0.1 | X | 5.6 | 0.56
Guy Protector (Guard) |  | 003-110 |  | 0.1 | X | 1.1 | 0.11
1.47
| Total |  | Cost Per |  |  | = | Total
| Manhours | X | Manhour |  |  |  | Investment
| 1.47 |  | 97 |  |  |  | 142.59
Labor Summary For
Underground Service
Under Parkway Excluding Trenching | [5 empty] | Install Labor
Unit Value
Labor Unit |  | Labor Unit |  | Unit |  | (Manhours - | Total
Description |  | Number |  | Quantity |  | Class "A") | Manhours
Conduit/100 |  | 004-279 |  | 3 | X | 0.5 | 1.5
Fitting/10 |  | 004-297 |  | 0.4 | X | 0.7 | 0.28
Pulling Basket/10 |  | 004-313 |  | 0.1 | X | 4 | 0.4
Pull Secondary/100 |  | 004-315 |  | 3 | X | 0.3 | 0.9
Pull Setup/10 |  | 004-316 |  | 0.1 | X | 6 | 0.6
Handhole |  | 004-352 |  | 0.1 | X | 1.8 | 0.18
Load/Haul Reel/10 |  | 004-801 |  | 0.2 | X | 3.5 | 0.7
4.56
| Total |  | Cost Per |  |  | = | Total
| Manhours | X | Manhour |  |  |  | Investment
| 4.56 |  | 111 |  |  |  | 506.16

## UG Labor 73
OPC 015338
FPL RC-16
Labor Summary For
Underground Service
Under Pavement | [5 empty] | Install Labor
Unit Value
Labor Unit |  | Labor Unit |  | Unit |  | (Manhours - | Total
Description |  | Number |  | Quantity |  | Class "A") | Manhours
Fitting/10 |  | 004-297 |  | 0.4 | X | 0.7 | 0.28
Pulling Basket/10 |  | 004-313 |  | 0.1 | X | 4 | 0.4
Pull Secondary/100 |  | 004-315 |  | 3 | X | 0.3 | 0.9
Pull Setup/10 |  | 004-316 |  | 0.1 | X | 6 | 0.6
Handhole |  | 004-352 |  | 0.1 | X | 1.8 | 0.18
Dbor 2" pe conduit |  | 004-525 |  | 3 | X | 5.4 | 16.2
Load/Haul Reel/10 |  | 004-801 |  | 0.2 | X | 3.5 | 0.7
Dbor eqp set up |  | 004-812 |  | 1 | X | 8.3 | 8.3
Dbor receiving pit |  | 004-813 |  | 1 | X | 1.9 | 1.9
Dbor pit backfill |  | 004-815 |  | 1 | X | 1.4 | 1.4
30.86
| Total |  | Cost Per |  |  | = | Total
| Manhours | X | Manhour |  |  |  | Investment
| 30.86 |  | 111 |  |  |  | 3425.46

## 74
OPC 015339
FPL RC-16
Material Summary for
Underground Service
Under Parkway
Material |  |  |  | Unit | Price | Total
Description |  | M&S Number |  | Quantity | Per Unit | Price
Sod |  | 020-13700-1 |  | 300 | 0.59 | 177
177
| Total | + Florida Sales | + Stores Handling |  | = | Total
| Price | Tax |  |  |  | Investment
| 177 | 10.62 | 10.5138 |  |  | 198.1338