## SUMMARY
OPC 013358
FPL RC-16
CILC METER COSTS
2014 Actuals
| M&S METER COST/UNIT |  | TOTAL METER & EQUIP INCL O/H |  | LABOR COST/UNIT |  | FULLY LOADED METER COST
| UNADJUSTED | ADJUSTED | UNADJUSTED | ADJUSTED | UNADJUSTED | ADJUSTED | UNADJUSTED | ADJUSTED
CILC-1D | 1733.9431 | 3699.4836 | 2244.3002 | 4788.3644 | 1305.1717 | 1420.4242 | 3549.4718 | 6208.7886
CILC-1G | 1029.4997 | 3295.1275 | 1332.5156 | 4264.9929 | 670.1407 | 844.7005 | 2002.6563 | 5109.6935
CILC-1T | 4343.2763 | 5705.683 | 5621.6468 | 7385.0549 | 3759.39 | 3864.3593 | 9381.0368 | 11249.4142

## Adjusted CILC Meter Cost
OPC 013359
FPL RC-16
INDEX ==>> | 12 MONTH METER COUNT | METER COST/UNIT | TOTAL BASE COST | ADD'L EQUIP (CT,VT,Etc) COST/UNIT | TOTAL ADDER COST | TOTAL M&S METER COST/UNIT | TOTAL M&S COST | [6 empty] | FULLY LOADED (Stores,EO) COST/UNIT | TOTAL OVERHEAD | LABOR COST/UNIT | TOTAL LABOR COST | TOTAL (Loaded Costs + Labor) COST/UNIT | TOTAL FULL COST
2014 Adjusted CILC Meter Cost
[14 empty] | TOTAL |  |  |  | FULLY
|  | METER | TOTAL | ADD'L EQUIP | TOTAL | TOTAL M&S | TOTAL |  | ENG | STORES | ENG OVH | OVERHEAD | TOTAL | METER & | TOTAL |  | TOTAL | LOADED | TOTAL
CILC-1D | METER | COST | BASE | (CT,VT,Etc) | ADDER | COST | M&S | STORES | OVH | COST | COST | COST | OVERHEAD | EQUIP | OVER | LABOR | LABOR | METER | FULL
Description | COUNT | PER UNIT | COST | COST/UNIT | COST | PER UNIT | COST | RATE | RATE | PER UNIT | PER UNIT | PER UNIT | COST | INCL O/H | HEAD | COST/UNIT | COST | COSTS/UNIT | COST
CILC-1D Average Meter Cost - Meter Cost Report | 476.4167 | 369.6906 | 176126.7517 | 1364.2526 | 649952.6608 | 1733.9431 | 826079.4125 | 0.0728 | 0.2065 | 126.2311 | 384.126 | 510.357 | 243142.5969 | 2244.3002 | 1069222.0094 | 1305.1717 | 621805.5325 | 3549.4718 | 1691027.5419
Check |  |  | 0 |  | 0 |  | 0 | [5 empty] | 0 |  | 0 |  | 0 |  | 0
Additional CILC-CDR Equipment per Customer | 296.4167 |  |  | 2404.247 | 712658.8859 | 2404.247 | 712658.8859 | 0.0728 | 0.2065 | 175.0292 | 532.6205 | 707.6497 | 209759.1704 | 3111.8967 | 922418.0564 | 185.24 | 54908.2233 | 3297.1367 | 977326.2797
Additional CILC-CDR Equipment per Meter |  |  |  | 1495.8731 | 712658.8859 | 1495.8731 | 712658.8859 | 0.0728 | 0.2065 | 108.8996 | 331.3856 | 440.2851 | 209759.1704 | 1936.1582 | 922418.0564 | 115.2525 | 54908.2233 | 2051.4108 | 977326.2797
Primary Aerial Switch | 12 |  |  | 20000 | 240000 | 20000 | 240000 | 0.0728 | 0.2065 | 1456 | 4430.664 | 5886.664 | 70639.968 | 25886.664 | 310639.968 | 0 | 0 | 25886.664 | 310639.968
Switch Costs Per Meter |  |  |  | 469.6673 | 240000 | 469.6673 | 240000 | 0.0728 | 0.2065 | 34.1918 | 104.0469 | 138.2387 | 70639.968 | 607.906 | 310639.968 | 0 | 0 | 607.906 | 289616.552
Adjusted Total Per Meter | 511 |  |  | 3329.793 | 1602611.5468 | 3699.4836 | 1890436.1109 | 0.0728 | 0.2065 | 269.3224 | 819.5584 | 1088.8808 | 523541.7353 | 4788.3644 | 2302280.0338 | 1420.4242 | 676713.7558 | 6208.7886 | 2957970.3737
[14 empty] | TOTAL |  |  |  | FULLY
|  | METER | TOTAL | ADD'L EQUIP | TOTAL | TOTAL M&S | TOTAL |  | ENG | STORES | ENG OVH | OVERHEAD | TOTAL | METER & | TOTAL |  | TOTAL | LOADED | TOTAL
CILC-1G | METER | COST | BASE | (CT,VT,Etc) | ADDER | COST | M&S | STORES | OVH | COST | COST | COST | OVERHEAD | EQUIP | OVER | LABOR | LABOR | METER | FULL
Description | COUNT | PER UNIT | COST | COST/UNIT | COST | PER UNIT | COST | RATE | RATE | PER UNIT | PER UNIT | PER UNIT | COST | INCL O/H | HEAD | COST/UNIT | COST | COSTS/UNIT | COST
CILC-1G Average Meter Cost - Meter Cost Report | 88.1667 | 329.6468 | 29063.8633 | 699.8528 | 61703.69 | 1029.4997 | 90767.5533 | 0.0728 | 0.2065 | 74.9476 | 228.0684 | 303.0159 | 26715.9044 | 1332.5156 | 117483.4578 | 670.1407 | 59084.0733 | 2002.6563 | 176567.5311
Check |  |  | 0 |  | 0 |  | 0 | [5 empty] | 0 |  | 0 |  | 0 |  | 0
Additional CILC-CDR Equipment per Customer | 83.0833 |  |  | 2404.247 | 199752.8561 | 2404.247 | 199752.8561 | 0.0728 | 0.2065 | 175.0292 | 532.6205 | 707.6497 | 58793.8974 | 3111.8967 | 258546.7535 | 185.24 | 15390.3567 | 3297.1367 | 273937.1102
Additional CILC-CDR Equipment per Meter |  |  |  | 2265.6279 | 199752.8561 | 2265.6279 | 199752.8561 | 0.0728 | 0.2065 | 164.9377 | 501.9118 | 666.8495 | 58793.8974 | 2932.4774 | 258546.7535 | 174.5598 | 15390.3567 | 3107.0372 | 273937.1102
Adjusted Total Per Meter | 88.1667 | 329.6468 | 29063.8633 | 2965.4807 | 261456.5461 | 3295.1275 | 290520.4095 | 0.0728 | 0.2065 | 239.8853 | 729.9801 | 969.8654 | 85509.8018 | 4264.9929 | 376030.2113 | 844.7005 | 74474.43 | 5109.6935 | 450504.6413
[14 empty] | TOTAL |  |  |  | FULLY
|  | METER | TOTAL | ADD'L EQUIP | TOTAL | TOTAL M&S | TOTAL |  | ENG | STORES | ENG OVH | OVERHEAD | TOTAL | METER & | TOTAL |  | TOTAL | LOADED | TOTAL
CILC-1T | METER | COST | BASE | (CT,VT,Etc) | ADDER | COST | M&S | STORES | OVH | COST | COST | COST | OVERHEAD | EQUIP | OVER | LABOR | LABOR | METER | FULL
Description | COUNT | PER UNIT | COST | COST/UNIT | COST | PER UNIT | COST | RATE | RATE | PER UNIT | PER UNIT | PER UNIT | COST | INCL O/H | HEAD | COST/UNIT | COST | COSTS/UNIT | COST
CILC-1G Average Meter Cost - Meter Cost Report | 30 | 232.8313 | 6984.94 | 4110.445 | 123313.35 | 4343.2763 | 130298.29 | 0.0728 | 0.2065 | 316.1905 | 962.1799 | 1278.3704 | 38351.1127 | 5621.6468 | 168649.4027 | 3759.39 | 112781.7 | 9381.0368 | 281431.1027
Check |  |  | 0 |  | 0 |  | 0 | [5 empty] | 0 |  | 0 |  | 0 |  | 0
Additional CILC-CDR Equipment per Customer | 17 |  |  | 2404.247 | 40872.1992 | 2404.247 | 40872.1992 | 0.0728 | 0.2065 | 175.0292 | 532.6205 | 707.6497 | 12030.0452 | 3111.8967 | 52902.2444 | 185.24 | 3149.08 | 3297.1367 | 56051.3244
Additional CILC-CDR Equipment per Meter |  |  |  | 1362.4066 | 40872.1992 | 1362.4066 | 40872.1992 | 0.0728 | 0.2065 | 99.1832 | 301.8183 | 401.0015 | 12030.0452 | 1763.4081 | 52902.2444 | 104.9693 | 3149.08 | 1868.3775 | 56051.3244
Adjusted Total Per Meter | 30 | 232.8313 | 6984.94 | 5472.8516 | 164185.5492 | 5705.683 | 171170.4892 | 0.0728 | 0.2065 | 415.3737 | 1263.9982 | 1679.3719 | 50381.1578 | 7385.0549 | 221551.6471 | 3864.3593 | 115930.78 | 11249.4142 | 337482.4271
Note on I12: As per Manual Input: Engineering Overhead and Stores Loading rates
Note on J12: As per Manual Input: Engineering Overhead and Stores Loading rates

## 2014 Meter Cost Report
OPC 013360
FPL RC-16
| AVERAGE METER COUNT | METER COST/UNIT | METER COST | ADD'L EQUIP COST/UNIT | ADDITIONAL EQUIP | TOTAL M&S METER COST/UNIT | TOTAL METER & EQUIP | OVERHEAD COST | TOTAL METER & EQUIP INCL O/H | LABOR COST/UNIT | LABOR COST | FULLY LOADED METER COST
| A | B | C = A * B | D | E = A * D | F = B + D | G = C + E | H | I = G + H | J | K = A * J | L = I + K
CILC-1D
54 - CILC-1D - C/I Load Control (0-500 KW)
9V - Pulse Initiating CT (Used with SSDR, 3Ph, 4W, 277V) | 29.8333 | 133.74 | 3989.91 | 2116.8 | 63151.2 | 2250.54 | 67141.11 | 19761.8578 | 86902.9678 | 634.7 | 18935.2167 | 105838.1844
9Y - Pulse Initiating CVT (Used with SSDR, 3Ph, 4W, 120V) | 11.3333 | 180.79 | 2048.9533 | 4332.26 | 49098.9467 | 4513.05 | 51147.9 | 15054.5251 | 66202.4251 | 3759.39 | 42606.42 | 108808.8451
LC - AMR SC (1Ph, 3W, 240V) | 1 | 100 | 100 | 0 | 0 | 100 | 100 | 29.4333 | 129.4333 | 38.24 | 38.24 | 167.6733
MU - AMI TOU CT (3Ph, 4W, 120V) | 1 | 152.42 | 152.42 | 0 | 0 | 152.42 | 152.42 | 44.8623 | 197.2823 | 634.7 | 634.7 | 831.9823
MV - AMI TOU CT (3Ph, 4W, 277V) | 5.8333 | 152.42 | 889.1167 | 0 | 0 | 152.42 | 889.1167 | 261.6966 | 1150.8132 | 634.7 | 3702.4167 | 4853.2299
RU - RUG CT (3Ph, 4W, 120V) | 9 | 217.25 | 1955.25 | 785.91 | 7073.19 | 1003.16 | 9028.44 | 2657.3696 | 11685.8096 | 634.7 | 5712.3 | 17398.1096
RV - RUG CT (3Ph, 4W, 277V) | 254.4167 | 217.25 | 55272.0208 | 785.91 | 199948.6025 | 1003.16 | 255220.6233 | 75119.9028 | 330340.5261 | 634.7 | 161478.2583 | 491818.7844
RY - RUG CVT (3Ph, 4W, 120V) | 67.0833 | 442.92 | 29712.55 | 3001.37 | 201341.9042 | 3444.29 | 231054.4542 | 68006.9969 | 299061.451 | 3759.39 | 252192.4125 | 551253.8635
SU - Smart Meter CT (3Ph, 4W, 120V) | 1.9167 | 846.95 | 1623.3208 | 785.91 | 1506.3275 | 1632.86 | 3129.6483 | 921.1594 | 4050.8077 | 634.7 | 1216.5083 | 5267.3161
SV - Smart Meter CT (3Ph, 4W, 277V) | 71 | 846.95 | 60133.45 | 785.91 | 55799.61 | 1632.86 | 115933.06 | 34122.9485 | 150056.0085 | 634.7 | 45063.7 | 195119.7085
SY - Smart Meter CVT (3Ph, 4W, 120V) | 24 | 843.74 | 20249.76 | 3001.37 | 72032.88 | 3845.11 | 92282.64 | 27161.8447 | 119444.4847 | 3759.39 | 90225.36 | 209669.8447
Total CILC-1D | 476.4167 | 369.6906 | 176126.7517 | 1364.2526 | 649952.6608 | 1733.9431 | 826079.4125 | 243142.5969 | 1069222.0094 | 1305.1717 | 621805.5325 | 1691027.5419
CILC-1G
56 - CILC-1G - C/I Load Control (500+ KW)
9V - Pulse Initiating CT (Used with SSDR, 3Ph, 4W, 277V) | 1 | 133.74 | 133.74 | 2116.8 | 2116.8 | 2250.54 | 2250.54 | 662.4086 | 2912.9486 | 634.7 | 634.7 | 3547.6486
MU - AMI TOU CT (3Ph, 4W, 120V) | 5.0833 | 152.42 | 774.8017 | 0 | 0 | 152.42 | 774.8017 | 228.0499 | 1002.8515 | 634.7 | 3226.3917 | 4229.2432
MV - AMI TOU CT (3Ph, 4W, 277V) | 9.0833 | 152.42 | 1384.4817 | 0 | 0 | 152.42 | 1384.4817 | 407.4989 | 1791.9806 | 634.7 | 5765.1917 | 7557.1723
RT - RUG CT (3Ph, 4W, 240V) | 2 | 217.25 | 434.5 | 785.91 | 1571.82 | 1003.16 | 2006.32 | 590.5266 | 2596.8466 | 634.7 | 1269.4 | 3866.2466
RU - RUG CT (3Ph, 4W, 120V) | 2 | 217.25 | 434.5 | 785.91 | 1571.82 | 1003.16 | 2006.32 | 590.5266 | 2596.8466 | 634.7 | 1269.4 | 3866.2466
RV - RUG CT (3Ph, 4W, 277V) | 51.6667 | 217.25 | 11224.5833 | 785.91 | 40605.35 | 1003.16 | 51829.9333 | 15255.2701 | 67085.2035 | 634.7 | 32792.8333 | 99878.0368
SU - Smart Meter CT (3Ph, 4W, 120V) | 1 | 846.95 | 846.95 | 785.91 | 785.91 | 1632.86 | 1632.86 | 480.6049 | 2113.4649 | 634.7 | 634.7 | 2748.1649
SV - Smart Meter CT (3Ph, 4W, 277V) | 15.3333 | 846.95 | 12986.5667 | 785.91 | 12050.62 | 1632.86 | 25037.1867 | 7369.2753 | 32406.4619 | 634.7 | 9732.0667 | 42138.5286
SY - Smart Meter CVT (3Ph, 4W, 120V) | 1 | 843.74 | 843.74 | 3001.37 | 3001.37 | 3845.11 | 3845.11 | 1131.7435 | 4976.8535 | 3759.39 | 3759.39 | 8736.2435
Total CILC-1G | 88.1667 | 329.6468 | 29063.8633 | 699.8528 | 61703.69 | 1029.4997 | 90767.5533 | 26715.9044 | 117483.4578 | 670.1407 | 59084.0733 | 176567.5311
CILC-1T
55 - CILC-1T - C/I Load Control (Transmission)
9Y - Pulse Initiating CVT (Used with SSDR, 3Ph, 4W, 120V) | 25 | 180.79 | 4519.75 | 4332.26 | 108306.5 | 4513.05 | 112826.25 | 33208.5112 | 146034.7612 | 3759.39 | 93984.75 | 240019.5112
RY - RUG CVT (3Ph, 4W, 120V) | 4 | 442.92 | 1771.68 | 3001.37 | 12005.48 | 3444.29 | 13777.16 | 4055.0756 | 17832.2356 | 3759.39 | 15037.56 | 32869.7956
SX - Smart Meter CVT (3Ph, 3W, 120V) | 1 | 693.51 | 693.51 | 3001.37 | 3001.37 | 3694.88 | 3694.88 | 1087.5259 | 4782.4059 | 3759.39 | 3759.39 | 8541.7959
Total CILC-1T | 30 | 232.8313 | 6984.94 | 4110.445 | 123313.35 | 4343.2763 | 130298.29 | 38351.1127 | 168649.4027 | 3759.39 | 112781.7 | 281431.1027
Note on B4: A. Zamora: VLI Interface
Note on C4: A. Zamora: BOM
Note on E4: A. Zamora: BOM
Note on I4: A. Zamora: EO and STORES
Note on K4: A. Zamora: Installation costs from Distribution

## 2013 Meter Cost Report
OPC 013361
FPL RC-16
| AVERAGE METER COUNT | METER COST/UNIT | METER COST | ADD'L EQUIP COST/UNIT | ADDITIONAL EQUIP | TOTAL M&S METER COST/UNIT | TOTAL METER & EQUIP | OVERHEAD COST | TOTAL METER & EQUIP INCL O/H | LABOR COST/UNIT | LABOR COST | FULLY LOADED METER COST
| A | B | C = A * B | D | E = A * D | F = B + D | G = C + E | H | I = G + H | J | K = A * J
CILC-1D
54 - CILC-1D - C/I Load Control (0-500 KW)
6V - Electronic Demand CT (3Ph, 4W, 277V) | 0.41667 | 99 | 41.25 | 838.04 | 349.1833 | 937.04 | 390.4333 | 131.1857 | 521.619 | 0 | 247.5917 | 769.2107
9V - Pulse Initiating CT (Used with SSDR, 3Ph, 4W, 277V) | 50 | 0 | 0 | 2168.93 | 108446.5 | 2168.93 | 108446.5 | 36438.0522 | 144884.5522 | 71306.4 | 29711 | 174595.5522
9Y - Pulse Initiating CVT (Used with SSDR, 3Ph, 4W, 120V) | 19 | 180.79 | 3435.01 | 1996.94 | 37941.86 | 2177.73 | 41376.87 | 13902.6391 | 55279.5091 | 1337.4518 | 66872.59 | 122152.0991
DV - TOU Demand CT (3Ph, 4W, 277V) | 0.5 | 100 | 50 | 838.04 | 419.02 | 938.04 | 469.02 | 157.5908 | 626.6108 | 15.6374 | 297.11 | 923.7208
LC - AMR SC (1Ph, 3W, 240V) | 1 | 100 | 100 | 0 | 0 | 100 | 100 | 33.6 | 133.6 | 71.62 | 35.81 | 169.41
RU - RUG CT (3Ph, 4W, 120V) | 12.1667 | 217.25 | 2643.2083 | 838.04 | 10196.1533 | 1055.29 | 12839.3617 | 4314.0289 | 17153.3905 | 7229.6767 | 7229.6767 | 24383.0672
RV - RUG CT (3Ph, 4W, 277V) | 254 | 217.25 | 55181.5 | 838.04 | 212862.16 | 1055.29 | 268043.66 | 90062.7395 | 358106.3995 | 12405.36 | 150931.88 | 509038.2795
RY - RUG CVT (3Ph, 4W, 120V) | 61 | 417.73 | 25481.53 | 666.05 | 40629.05 | 1083.78 | 66110.58 | 22213.1721 | 88323.7521 | 845.2607 | 214696.21 | 303019.9621
SU - Smart Meter CT (3Ph, 4W, 120V) | 2 | 843.95 | 1687.9 | 838.04 | 1676.08 | 1681.99 | 3363.98 | 1130.2982 | 4494.2782 | 19.4826 | 1188.44 | 5682.7182
SV - Smart Meter CT (3Ph, 4W, 277V) | 75 | 843.95 | 63296.25 | 838.04 | 62853 | 1681.99 | 126149.25 | 42386.1808 | 168535.4308 | 22283.25 | 44566.5 | 213101.9308
SY - Smart Meter CVT (3Ph, 4W, 120V) | 24 | 843.74 | 20249.76 | 666.05 | 15985.2 | 1509.79 | 36234.96 | 12174.956 | 48409.916 | 1126.2752 | 84470.64 | 132880.556
Total CILC-1D | 499.0833 | 344.9653 | 172166.4083 | 984.5214 | 491358.2067 | 1329.4866 | 663524.615 | 222944.4432 | 886469.0582 | 1202.6998 | 600247.4483 | 1486716.5065
CILC-1G
56 - CILC-1G - C/I Load Control (500+ KW)
6V - Electronic Demand CT (3Ph, 4W, 277V) | 0.25 | 99 | 24.75 | 838.04 | 209.51 | 937.04 | 234.26 | 78.7114 | 312.9714 | 594.22 | 148.555 | 461.5264
9V - Pulse Initiating CT (Used with SSDR, 3Ph, 4W, 277V) | 1 | 0 | 0 | 2168.93 | 2168.93 | 2168.93 | 2168.93 | 728.761 | 2897.691 | 594.22 | 594.22 | 3491.911
KV - AMI Demand IT Rated (3Ph, 4W, 277V) | 1.5833 | 147.02 | 232.7817 | 0 | 0 | 147.02 | 232.7817 | 78.2147 | 310.9964 | 594.22 | 940.8483 | 1251.8447
RT - RUG CT (3Ph, 4W, 240V) | 2 | 217.25 | 434.5 | 838.04 | 1676.08 | 1055.29 | 2110.58 | 709.1554 | 2819.7354 | 594.22 | 1188.44 | 4008.1754
RU - RUG CT (3Ph, 4W, 120V) | 17.5833 | 217.25 | 3819.9792 | 838.04 | 14735.5367 | 1055.29 | 18555.5158 | 6234.6581 | 24790.174 | 594.22 | 10448.3683 | 35238.5423
RV - RUG CT (3Ph, 4W, 277V) | 71 | 217.25 | 15424.75 | 838.04 | 59500.84 | 1055.29 | 74925.59 | 25175.0177 | 100100.6077 | 594.22 | 42189.62 | 142290.2277
RY - RUG CVT (3Ph, 4W, 120V) | 0.16667 | 417.73 | 69.6217 | 666.05 | 111.0083 | 1083.78 | 180.63 | 60.6917 | 241.3217 | 3519.61 | 586.6017 | 827.9234
SU - Smart Meter CT (3Ph, 4W, 120V) | 1 | 843.95 | 843.95 | 838.04 | 838.04 | 1681.99 | 1681.99 | 565.1491 | 2247.1391 | 594.22 | 594.22 | 2841.3591
SV - Smart Meter CT (3Ph, 4W, 277V) | 13.8333 | 843.95 | 11674.6417 | 838.04 | 11592.8867 | 1681.99 | 23267.5283 | 7817.8956 | 31085.4239 | 594.22 | 8220.0433 | 39305.4672
SY - Smart Meter CVT (3Ph, 4W, 120V) | 1 | 843.74 | 843.74 | 666.05 | 666.05 | 1509.79 | 1509.79 | 507.2898 | 2017.0798 | 3519.61 | 3519.61 | 5536.6898
Total CILC-1G | 109.4167 | 304.9692 | 33368.7142 | 836.2426 | 91498.8817 | 1141.2118 | 124867.5958 | 41955.5447 | 166823.1405 | 625.4123 | 68430.5267 | 235253.6672
CILC-1T
55 - CILC-1T - C/I Load Control (Transmission)
9Y - Pulse Initiating CVT (Used with SSDR, 3Ph, 4W, 120V) | 25 | 180.79 | 4519.75 | 1996.94 | 49923.5 | 2177.73 | 54443.25 | 18292.9462 | 72736.1962 | 3519.61 | 87990.25 | 160726.4462
RY - RUG CVT (3Ph, 4W, 120V) | 4 | 417.73 | 1670.92 | 666.05 | 2664.2 | 1083.78 | 4335.12 | 1456.6014 | 5791.7214 | 3519.61 | 14078.44 | 19870.1614
SX - Smart Meter CVT (3Ph, 3W, 120V) | 1 | 693.51 | 693.51 | 666.05 | 666.05 | 1359.56 | 1359.56 | 456.8125 | 1816.3725 | 3519.61 | 3519.61 | 5335.9825
Total CILC-1T | 30 | 229.4727 | 6884.18 | 1775.125 | 53253.75 | 2004.5977 | 60137.93 | 20206.3601 | 80344.2901 | 3519.61 | 105588.3 | 185932.5901
GS(T)-1
68 - GS-1 - General Service (0-20 KW)
2A - Non-Demand SC (1Ph, 2W, 120V) | 35.0833 | 32 | 1122.6667 | 0 | 0 | 32 | 1122.6667 | 377.2163 | 1499.883 | 0 | 1256.3342 | 2756.2171
2C - Non-Demand SC (1Ph, 3W, 240V) | 13.3333 | 0 | 0 | 0 | 0 | 0 | 0 | 0 | 0 | 13.6095 | 477.4667 | 477.4667
2E - Non-Demand SC (1Ph, 3W, 120V) | 3 | 3.66 | 10.98 | 0 | 0 | 3.66 | 10.98 | 3.6893 | 14.6693 | 8.0572 | 107.43 | 122.0993
2L - Non-Demand SC (1Ph, 4W, 120V) | 45.75 | 0 | 0 | 0 | 0 | 0 | 0 | 0 | 0 | 546.1025 | 1638.3075 | 1638.3075
2Q - Non-Demand CT (1Ph, 2-3W, 240V) | 3 | 40.48 | 121.44 | 780.71 | 2342.13 | 821.19 | 2463.57 | 827.7602 | 3291.3302 | 38.9652 | 1782.66 | 5073.9902
2S - Non-Demand CT (1Ph, 3W, 240V) | 0.58333 | 40.48 | 23.6133 | 780.71 | 455.4142 | 821.19 | 479.0275 | 160.9534 | 639.9809 | 115.5428 | 346.6283 | 986.6092
2T - Non-Demand CT (3Ph, 4W, 240V) | 15.9167 | 88.93 | 1415.4692 | 838.04 | 13338.8033 | 926.97 | 14754.2725 | 4957.4394 | 19711.7119 | 0 | 9458.0017 | 29169.7136
2U - Non-Demand CT (3Ph, 4W, 120V) | 1 | 164.7 | 164.7 | 838.04 | 838.04 | 1002.74 | 1002.74 | 336.9209 | 1339.6609 | 37.3332 | 594.22 | 1933.8809
3V - TOU CT (3Ph, 4W, 277V) | 0.083333 | 0 | 0 | 838.04 | 69.8367 | 838.04 | 69.8367 | 23.4651 | 93.3018 | 49.5183 | 49.5183 | 142.8201
4L - Thermal Demand SC (3Ph, 4W, 120V) | 1 | 0 | 0 | 0 | 0 | 0 | 0 | 0 | 0 | 429.72 | 35.81 | 35.81
5C - Non-Demand SC (1Ph, 3W, 240V) | 1273.25 | 21.34 | 27171.155 | 0 | 0 | 21.34 | 27171.155 | 9129.5151 | 36300.6701 | 45595.0825 | 45595.0825 | 81895.7526
5E - Non-Demand SC (1Ph, 3W, 120V) | 144.5 | 76.13 | 11000.785 | 0 | 0 | 76.13 | 11000.785 | 3696.2666 | 14697.0516 | 4.064 | 5174.545 | 19871.5966
5G - Non-Demand SC (1Ph, 3W, 277V) | 271.0833 | 117.64 | 31890.2433 | 0 | 0 | 117.64 | 31890.2433 | 10715.1301 | 42605.3734 | 67.1799 | 9707.4942 | 52312.8676
5J - Non-Demand SC (3Ph, 4W, 240V) | 19465.4167 | 113.5 | 2209324.7917 | 0 | 0 | 113.5 | 2209324.7917 | 742333.7044 | 2951658.4961 | 2571.3738 | 697056.5708 | 3648715.0669
5L - Non-Demand SC (3Ph, 4W, 120V) | 33078.1667 | 113.54 | 3755695.0433 | 0 | 0 | 113.54 | 3755695.0433 | 1261914.511 | 5017609.5544 | 60.853 | 1184529.1483 | 6202138.7027
5N - Non-Demand SC (3Ph, 4W, 277V) | 1591.5 | 122.11 | 194338.065 | 0 | 0 | 122.11 | 194338.065 | 65297.6404 | 259635.7054 | 1.7229 | 56991.615 | 316627.3204
6B - Electronic Demand SC (1Ph, 2W, 240V) | 7.75 | 106.18 | 822.895 | 0 | 0 | 106.18 | 822.895 | 276.4929 | 1099.3879 | 0.17438 | 277.5275 | 1376.9154
6C - Electronic Demand SC (1Ph, 3W, 240V) | 9130.6667 | 100.9 | 921284.2667 | 0 | 0 | 100.9 | 921284.2667 | 309551.7531 | 1230836.0198 | 42189.5708 | 326969.1733 | 1557805.1931
6E - Electronic Demand SC (1Ph, 3W, 120V) | 3228 | 99 | 319572 | 0 | 0 | 99 | 319572 | 107376.2751 | 426948.2751 | 12.66 | 115594.68 | 542542.9551
6G - Electronic Demand SC (1Ph, 3W, 277V) | 298.0833 | 99.23 | 29578.8092 | 0 | 0 | 99.23 | 29578.8092 | 9938.4876 | 39517.2967 | 3.3068 | 10674.3642 | 50191.6609
6I - Electronic Demand SC (1Ph, 2W, 240V) | 114.4167 | 106.18 | 12148.7617 | 0 | 0 | 106.18 | 12148.7617 | 4081.9871 | 16230.7487 | 13.7454 | 4097.2608 | 20328.0096
6J - Electronic Demand SC (3Ph, 4W, 240V) | 11543.75 | 105.07 | 1212901.8125 | 0 | 0 | 105.07 | 1212901.8125 | 407535.3244 | 1620437.1369 | 3612.9499 | 413381.6875 | 2033818.8244
6L - Electronic Demand SC (3Ph, 4W, 120V) | 26911.1667 | 104.99 | 2825403.3883 | 0 | 0 | 104.99 | 2825403.3883 | 949336.2731 | 3774739.6614 | 83.4814 | 963688.8783 | 4738428.5398
6N - Electronic Demand SC (3Ph, 4W, 277V) | 5091.0833 | 99 | 504017.25 | 0 | 0 | 99 | 504017.25 | 169349.927 | 673367.177 | 6.7746 | 182311.6942 | 855678.8712
6Q - Electronic Demand CT (1Ph, 2-3W, 240V) | 381.5 | 107 | 40820.5 | 780.71 | 297840.865 | 887.71 | 338661.365 | 113790.3067 | 452451.6717 | 44.5278 | 226694.93 | 679146.6017
6R - Electronic Demand CT (1Ph, 3W, 120V) | 4.75 | 110.99 | 527.2025 | 780.71 | 3708.3725 | 891.7 | 4235.575 | 1423.1543 | 5658.7293 | 7.3985 | 2822.545 | 8481.2743
6T - Electronic Demand CT (3Ph, 4W, 240V) | 800.4167 | 99 | 79241.25 | 838.04 | 670781.1833 | 937.04 | 750022.4333 | 252007.7326 | 1002030.1659 | 100131.2825 | 475623.5917 | 1477653.7576
6U - Electronic Demand CT (3Ph, 4W, 120V) | 920.9167 | 99 | 91170.75 | 838.04 | 771765.0033 | 937.04 | 862935.7533 | 289946.6375 | 1152882.3908 | 683.6778 | 547227.1017 | 1700109.4925
6V - Electronic Demand CT (3Ph, 4W, 277V) | 280.75 | 99 | 27794.25 | 838.04 | 235279.73 | 937.04 | 263073.98 | 88392.9257 | 351466.9057 | 181.1535 | 166827.265 | 518294.1707
6W - Electronic Demand CVT (1Ph, 2W, 120V) | 1.9167 | 108.34 | 207.6517 | 666.05 | 1276.5958 | 774.39 | 1484.2475 | 498.7075 | 1982.955 | 24.0282 | 6745.9192 | 8728.8742
6X - Electronic Demand CVT (3Ph, 3W, 120V) | 6 | 110.99 | 665.94 | 666.05 | 3996.3 | 777.04 | 4662.24 | 1566.5139 | 6228.7539 | 11017.9096 | 21117.66 | 27346.4139
6Y - Electronic Demand CVT (3Ph, 4W, 120V) | 6 | 109.88 | 659.28 | 666.05 | 3996.3 | 775.93 | 4655.58 | 1564.2761 | 6219.8561 | 3519.61 | 21117.66 | 27337.5161
7A - Non-Demand SC (1Ph, 2W, 120V) | 9.1667 | 40.53 | 371.525 | 0 | 0 | 40.53 | 371.525 | 124.8325 | 496.3575 | 54.7097 | 328.2583 | 824.6158
7C - Non-Demand SC (1Ph, 3W, 240V) | 369.75 | 0 | 0 | 0 | 0 | 0 | 0 | 0 | 0 | 1444.4452 | 13240.7475 | 13240.7475
7E - Non-Demand SC (1Ph, 3W, 120V) | 18.5 | 53.87 | 996.595 | 0 | 0 | 53.87 | 996.595 | 334.8562 | 1331.4512 | 1.7917 | 662.485 | 1993.9362
8C - C/I AMI Removed SC (1Ph, 3W, 240V) | 3.25 | 0 | 0 | 0 | 0 | 0 | 0 | 0 | 0 | 6.2909 | 116.3825 | 116.3825
8J - C/I AMI Removed SC (3Ph, 4W, 240V) | 4.4167 | 0 | 0 | 0 | 0 | 0 | 0 | 0 | 0 | 48.6649 | 158.1608 | 158.1608
8L - C/I AMI Removed SC (3Ph, 4W, 120V) | 3.9167 | 0 | 0 | 0 | 0 | 0 | 0 | 0 | 0 | 31.756 | 140.2558 | 140.2558
8N - C/I AMI Removed SC (3Ph, 4W, 277V) | 2.0833 | 0 | 0 | 0 | 0 | 0 | 0 | 0 | 0 | 19.0479 | 74.6042 | 74.6042
8U - C/I AMI Removed CT (3Ph, 4W, 120V) | 0.75 | 0 | 0 | 838.04 | 628.53 | 838.04 | 628.53 | 211.1862 | 839.7162 | 213.9192 | 445.665 | 1285.3812
9T - Pulse Initiating CT (Used with SSDR, 3Ph, 4W, 240V) | 1 | 0 | 0 | 2168.93 | 2168.93 | 2168.93 | 2168.93 | 728.761 | 2897.691 | 792.2933 | 594.22 | 3491.911
9V - Pulse Initiating CT (Used with SSDR, 3Ph, 4W, 277V) | 0.66667 | 0 | 0 | 2168.93 | 1445.9533 | 2168.93 | 1445.9533 | 485.8407 | 1931.794 | 396.1467 | 396.1467 | 2327.9407
9Y - Pulse Initiating CVT (Used with SSDR, 3Ph, 4W, 120V) | 1 | 180.79 | 180.79 | 1996.94 | 1996.94 | 2177.73 | 2177.73 | 731.7178 | 2909.4478 | 5279.415 | 3519.61 | 6429.0578
AA - AMI SC (1Ph, 2W, 120V) | 13129.9167 | 81.74 | 1073239.3883 | 0 | 0 | 81.74 | 1073239.3883 | 360608.7135 | 1433848.1019 | 470182.3158 | 470182.3158 | 1904030.4177
AC - AMI SC (1Ph, 3W, 240V) | 212380.75 | 67.91 | 14422776.7325 | 0 | 0 | 67.91 | 14422776.7325 | 4846056.732 | 19268833.4645 | 579.2386 | 7605354.6575 | 26874188.122
AE - AMI SC (1Ph, 3W, 120V) | 25998.0833 | 93.81 | 2438880.1975 | 0 | 0 | 93.81 | 2438880.1975 | 819464.3805 | 3258344.578 | 4.3836 | 930991.3642 | 4189335.9421
BC - Bi-Directional SC (1Ph, 3W, 240V) | 155.5 | 0 | 0 | 0 | 0 | 0 | 0 | 0 | 0 | 0.21419 | 5568.455 | 5568.455
BE - Bi-Directional SC (NW, 3W, 120/208V) | 3.25 | 140 | 455 | 0 | 0 | 140 | 455 | 152.8801 | 607.8801 | 0.74844 | 116.3825 | 724.2626
BJ - Bi-Directional SC (1Ph, 4W, 240V) | 4.1667 | 101.25 | 421.875 | 0 | 0 | 101.25 | 421.875 | 141.7501 | 563.6251 | 45.9103 | 149.2083 | 712.8334
BL - Bi-Directional SC (3Ph, 4W, 120V) | 2.9167 | 200 | 583.3333 | 0 | 0 | 200 | 583.3333 | 196.0002 | 779.3335 | 25.067 | 104.4458 | 883.7793
DC - TOU Demand SC (1Ph, 3W, 240V) | 93.9167 | 100 | 9391.6667 | 0 | 0 | 100 | 9391.6667 | 3155.6024 | 12547.2691 | 0 | 3363.1558 | 15910.4249
DE - TOU Demand SC (1Ph, 3W, 120V) | 30.5 | 113.58 | 3464.19 | 0 | 0 | 113.58 | 3464.19 | 1163.9687 | 4628.1587 | 11.6295 | 1092.205 | 5720.3637
DG - TOU Demand SC (1Ph, 3W, 277V) | 3.25 | 120.31 | 391.0075 | 0 | 0 | 120.31 | 391.0075 | 131.3786 | 522.3861 | 3.8158 | 116.3825 | 638.7686
DJ - TOU Demand SC (3Ph, 4W, 240V) | 29.4167 | 107 | 3147.5833 | 0 | 0 | 107 | 3147.5833 | 1057.5888 | 4205.1722 | 324.1264 | 1053.4108 | 5258.583
DL - TOU Demand SC (3Ph, 4W, 120V) | 34.5 | 107 | 3691.5 | 0 | 0 | 107 | 3691.5 | 1240.345 | 4931.845 | 41.9981 | 1235.445 | 6167.29
DN - TOU Demand SC (3Ph, 4W, 277V) | 44.75 | 100 | 4475 | 0 | 0 | 100 | 4475 | 1503.6012 | 5978.6012 | 46.4492 | 1602.4975 | 7581.0987
DQ - TOU Demand CT (1Ph, 2-3W, 240V) | 3.25 | 104.33 | 339.0725 | 780.71 | 2537.3075 | 885.04 | 2876.38 | 966.4644 | 3842.8444 | 43.1556 | 1931.215 | 5774.0594
DT - TOU Demand CT (3Ph, 4W, 240V) | 4.1667 | 100 | 416.6667 | 838.04 | 3491.8333 | 938.04 | 3908.5 | 1313.257 | 5221.757 | 761.8205 | 2475.9167 | 7697.6737
DU - TOU Demand CT (3Ph, 4W, 120V) | 9 | 100 | 900 | 838.04 | 7542.36 | 938.04 | 8442.36 | 2836.6352 | 11278.9952 | 1283.5152 | 5347.98 | 16626.9752
DV - TOU Demand CT (3Ph, 4W, 277V) | 9.6667 | 100 | 966.6667 | 838.04 | 8101.0533 | 938.04 | 9067.72 | 3046.7563 | 12114.4763 | 638.2363 | 5744.1267 | 17858.6029
KC - AMI Demand SC (1Ph, 3W, 240V) | 2284.6667 | 92.56 | 211468.7467 | 0 | 0 | 92.56 | 211468.7467 | 71053.5539 | 282522.3005 | 8463.5083 | 81813.9133 | 364336.2139
KE - AMI Demand SC (1Ph, 3W, 120V) | 1400.9167 | 142.76 | 199994.8633 | 0 | 0 | 142.76 | 199994.8633 | 67198.3261 | 267193.1894 | 21.9581 | 50166.8258 | 317360.0152
KG - AMI Demand SC (1Ph, 3W, 277V) | 177.25 | 142.8 | 25311.3 | 0 | 0 | 142.8 | 25311.3 | 8504.6034 | 33815.9034 | 4.5308 | 6347.3225 | 40163.2259
KI - AMI Demand SC (1Ph, 2W, 480V) | 5.5 | 236.37 | 1300.035 | 0 | 0 | 236.37 | 1300.035 | 436.8121 | 1736.8471 | 1.1112 | 196.955 | 1933.8021
KJ - AMI Demand SC (3Ph, 4W, 240V) | 10765.6667 | 147 | 1582553 | 0 | 0 | 147 | 1582553 | 531738.2195 | 2114291.2195 | 70094.277 | 385518.5233 | 2499809.7428
KL- AMI Demand SC (3Ph, 4W, 120V) | 25313 | 147 | 3721011 | 0 | 0 | 147 | 3721011 | 1250260.6635 | 4971271.6635 | 84.199 | 906458.53 | 5877730.1935
KN - AMI Demand SC (3Ph, 4W, 277V) | 2796.4167 | 147.06 | 411241.035 | 0 | 0 | 147.06 | 411241.035 | 138177.0947 | 549418.1297 | 3.9561 | 100139.6808 | 649557.8105
KQ - AMI Demand IT Rated (1Ph, 3W, 240V) | 127.0833 | 103.11 | 13103.5625 | 0 | 0 | 103.11 | 13103.5625 | 4402.8004 | 17506.3629 | 27.0044 | 75515.4583 | 93021.8212
KS - AMI Demand IT Rated (3Ph, 3W, 240V) | 1 | 156.93 | 156.93 | 0 | 0 | 156.93 | 156.93 | 52.7285 | 209.6585 | 4.6758 | 594.22 | 803.8785
KT - AMI Demand IT Rated (3Ph, 4W, 240V) | 962 | 147.02 | 141433.24 | 0 | 0 | 147.02 | 141433.24 | 47521.6054 | 188954.8454 | 571639.64 | 571639.64 | 760594.4854
KU - AMI Demand IT Rated (3Ph, 4W, 120V) | 285 | 147.02 | 41900.7 | 0 | 0 | 147.02 | 41900.7 | 14078.6461 | 55979.3461 | 176.0423 | 169352.7 | 225332.0461
KV - AMI Demand IT Rated (3Ph, 4W, 277V) | 115.25 | 147.02 | 16944.055 | 0 | 0 | 147.02 | 16944.055 | 5693.2069 | 22637.2619 | 240.2942 | 68483.855 | 91121.1169
KY - AMI Demand IT Rated (3Ph, 4W, 120V) | 0.083333 | 147.02 | 12.2517 | 0 | 0 | 147.02 | 12.2517 | 4.1166 | 16.3682 | 0.42966 | 49.5183 | 65.8866
LC - AMR SC (1Ph, 3W, 240V) | 54 | 100 | 5400 | 0 | 0 | 100 | 5400 | 1814.4014 | 7214.4014 | 23204.88 | 1933.74 | 9148.1414
MC - AMI TOU SC (1Ph, 3W, 240V) | 23.25 | 98.31 | 2285.7075 | 0 | 0 | 98.31 | 2285.7075 | 767.9983 | 3053.7058 | 15.4182 | 832.5825 | 3886.2883
ME - AMI TOU SC (1Ph, 3W, 120V) | 5 | 148.56 | 742.8 | 0 | 0 | 148.56 | 742.8 | 249.581 | 992.381 | 7.7011 | 179.05 | 1171.431
MG - AMI TOU SC (1Ph, 3W, 277V) | 2.4167 | 149.13 | 360.3975 | 0 | 0 | 149.13 | 360.3975 | 121.0937 | 481.4912 | 17.3082 | 86.5408 | 568.032
MJ - AMI TOU SC (3Ph, 4W, 240V) | 8.3333 | 153.72 | 1281 | 0 | 0 | 153.72 | 1281 | 430.4163 | 1711.4163 | 123.4828 | 298.4167 | 2009.833
ML - AMI TOU SC (3Ph, 4W, 120V) | 6.5833 | 153.72 | 1011.99 | 0 | 0 | 153.72 | 1011.99 | 340.0289 | 1352.0189 | 28.2899 | 235.7492 | 1587.7681
MN - AMI TOU SC (3Ph, 4W, 277V) | 6.75 | 153.72 | 1037.61 | 0 | 0 | 153.72 | 1037.61 | 348.6372 | 1386.2472 | 36.7166 | 241.7175 | 1627.9647
MQ - AMI TOU IT Rated (1Ph, 3W, 240V) | 2.3333 | 109.41 | 255.29 | 0 | 0 | 109.41 | 255.29 | 85.7775 | 341.0675 | 205.4094 | 1386.5133 | 1727.5808
MT - AMI TOU IT Rated (3Ph, 4W, 240V) | 1.0833 | 152.65 | 165.3708 | 0 | 0 | 152.65 | 165.3708 | 55.5646 | 220.9355 | 275.8879 | 643.7383 | 864.6738
MU - AMI TOU IT Rated (3Ph, 4W, 120V) | 1.5833 | 152.65 | 241.6958 | 0 | 0 | 152.65 | 241.6958 | 81.2099 | 322.9057 | 868.4754 | 940.8483 | 1263.754
MV - AMI TOU IT Rated (3Ph, 4W, 277V) | 0.91667 | 152.65 | 139.9292 | 0 | 0 | 152.65 | 139.9292 | 47.0162 | 186.9454 | 344.0221 | 544.7017 | 731.6471
RA - RUG SC (1Ph, 2W, 120V) | 10.4167 | 169.92 | 1770 | 0 | 0 | 169.92 | 1770 | 594.7205 | 2364.7205 | 406.9318 | 373.0208 | 2737.7413
RC - RUG SC (1Ph, 3W, 240V) | 161.4167 | 115 | 18562.9167 | 0 | 0 | 115 | 18562.9167 | 6237.1448 | 24800.0615 | 554.9118 | 5780.3308 | 30580.3923
RE - RUG SC (1Ph, 3W, 120V) | 40.6667 | 0 | 0 | 0 | 0 | 0 | 0 | 0 | 0 | 9.0218 | 1456.2733 | 1456.2733
RG - RUG SC (1Ph, 3W, 277V) | 7.75 | 0 | 0 | 0 | 0 | 0 | 0 | 0 | 0 | 6.8244 | 277.5275 | 277.5275
RJ - RUG SC (3Ph, 4W, 240V) | 50.5833 | 193.79 | 9802.5442 | 0 | 0 | 193.79 | 9802.5442 | 3293.6574 | 13096.2016 | 233.7276 | 1811.3892 | 14907.5907
RL - RUG SC (3Ph, 4W, 120V) | 86.25 | 193.79 | 16714.3875 | 0 | 0 | 193.79 | 16714.3875 | 5616.0385 | 22330.426 | 61.0599 | 3088.6125 | 25419.0385
RN - RUG SC (3Ph, 4W, 277V) | 16 | 193.79 | 3100.64 | 0 | 0 | 193.79 | 3100.64 | 1041.8158 | 4142.4558 | 6.643 | 572.96 | 4715.4158
RT - RUG CT (3Ph, 4W, 240V) | 5.25 | 217.25 | 1140.5625 | 838.04 | 4399.71 | 1055.29 | 5540.2725 | 1861.533 | 7401.8055 | 194.9784 | 3119.655 | 10521.4605
RU - RUG CT (3Ph, 4W, 120V) | 4.6667 | 217.25 | 1013.8333 | 838.04 | 3910.8533 | 1055.29 | 4924.6867 | 1654.696 | 6579.3827 | 528.1956 | 2773.0267 | 9352.4093
RV - RUG CT (3Ph, 4W, 277V) | 15.5833 | 217.25 | 3385.4792 | 838.04 | 13059.4567 | 1055.29 | 16444.9358 | 5525.5027 | 21970.4385 | 1984.2704 | 9259.9283 | 31230.3669
RY - RUG CVT (3Ph, 4W, 120V) | 4 | 417.73 | 1670.92 | 666.05 | 2664.2 | 1083.78 | 4335.12 | 1456.6014 | 5791.7214 | 0 | 14078.44 | 19870.1614
SC - Smart Meter SC (1Ph, 3W, 240V) | 12.75 | 650 | 8287.5 | 0 | 0 | 650 | 8287.5 | 2784.6022 | 11072.1022 | 114.1444 | 456.5775 | 11528.6797
SE - Smart Meter SC (1Ph, 3W, 120V) | 1 | 977.94 | 977.94 | 0 | 0 | 977.94 | 977.94 | 328.5881 | 1306.5281 | 2.8086 | 35.81 | 1342.3381
SJ - Smart Meter SC (3Ph, 4W, 240V) | 13.5 | 822.56 | 11104.56 | 0 | 0 | 822.56 | 11104.56 | 3731.135 | 14835.695 | 483.435 | 483.435 | 15319.13
SL - Smart Meter SC (3Ph, 4W, 120V) | 7.6667 | 822.56 | 6306.2933 | 0 | 0 | 822.56 | 6306.2933 | 2118.9162 | 8425.2095 | 20.3365 | 274.5433 | 8699.7529
SN - Smart Meter SC (3Ph, 4W, 277V) | 10.6667 | 822.56 | 8773.9733 | 0 | 0 | 822.56 | 8773.9733 | 2948.0573 | 11722.0307 | 49.8226 | 381.9733 | 12104.004
SU - Smart Meter CT (3Ph, 4W, 120V) | 2.1667 | 843.95 | 1828.5583 | 838.04 | 1815.7533 | 1681.99 | 3644.3117 | 1224.4897 | 4868.8013 | 120.7009 | 1287.4767 | 6156.278
SV - Smart Meter CT (3Ph, 4W, 277V) | 1.75 | 843.95 | 1476.9125 | 838.04 | 1466.57 | 1681.99 | 2943.4825 | 989.0109 | 3932.4934 | 479.9469 | 1039.885 | 4972.3784
69 - GST-1 - General Service TOU (0-20 KW)
6E - Electronic Demand SC (1Ph, 3W, 120V) | 1.25 | 99 | 123.75 | 0 | 0 | 99 | 123.75 | 41.58 | 165.33 | 0 | 44.7625 | 210.0925
6G - Electronic Demand SC (1Ph, 3W, 277V) | 0.083333 | 99.23 | 8.2692 | 0 | 0 | 99.23 | 8.2692 | 2.7784 | 11.0476 | 2.3873 | 2.9842 | 14.0318
6L - Electronic Demand SC (3Ph, 4W, 120V) | 11.9167 | 104.99 | 1251.1308 | 0 | 0 | 104.99 | 1251.1308 | 420.3803 | 1671.5111 | 5120.83 | 426.7358 | 2098.247
6N - Electronic Demand SC (3Ph, 4W, 277V) | 0.083333 | 99 | 8.25 | 0 | 0 | 99 | 8.25 | 2.772 | 11.022 | 0.25042 | 2.9842 | 14.0062
DC - TOU Demand SC (1Ph, 3W, 240V) | 191.8333 | 100 | 19183.3333 | 0 | 0 | 100 | 19183.3333 | 6445.605 | 25628.9383 | 82434.62 | 6869.5517 | 32498.49
DE - TOU Demand SC (1Ph, 3W, 120V) | 42.6667 | 113.58 | 4846.08 | 0 | 0 | 113.58 | 4846.08 | 1628.2841 | 6474.3641 | 7.9647 | 1527.8933 | 8002.2575
DG - TOU Demand SC (1Ph, 3W, 277V) | 6.75 | 120.31 | 812.0925 | 0 | 0 | 120.31 | 812.0925 | 272.8633 | 1084.9558 | 5.6653 | 241.7175 | 1326.6733
DJ - TOU Demand SC (3Ph, 4W, 240V) | 89.25 | 107 | 9549.75 | 0 | 0 | 107 | 9549.75 | 3208.7185 | 12758.4685 | 473.4878 | 3196.0425 | 15954.511
DL - TOU Demand SC (3Ph, 4W, 120V) | 31.6667 | 107 | 3388.3333 | 0 | 0 | 107 | 3388.3333 | 1138.4809 | 4526.8142 | 12.7057 | 1133.9833 | 5660.7975
DN - TOU Demand SC (3Ph, 4W, 277V) | 41.4167 | 100 | 4141.6667 | 0 | 0 | 100 | 4141.6667 | 1391.6011 | 5533.2677 | 46.8357 | 1483.1308 | 7016.3986
DQ - TOU Demand CT (1Ph, 2-3W, 240V) | 5.6667 | 104.33 | 591.2033 | 780.71 | 4424.0233 | 885.04 | 5015.2267 | 1685.1175 | 6700.3441 | 81.3017 | 3367.2467 | 10067.5908
DT - TOU Demand CT (3Ph, 4W, 240V) | 5 | 100 | 500 | 838.04 | 4190.2 | 938.04 | 4690.2 | 1575.9084 | 6266.1084 | 524.3118 | 2971.1 | 9237.2084
DU - TOU Demand CT (3Ph, 4W, 120V) | 5.9167 | 100 | 591.6667 | 838.04 | 4958.4033 | 938.04 | 5550.07 | 1864.825 | 7414.895 | 703.1603 | 3515.8017 | 10930.6966
DV - TOU Demand CT (3Ph, 4W, 277V) | 5.5 | 100 | 550 | 838.04 | 4609.22 | 938.04 | 5159.22 | 1733.4993 | 6892.7193 | 552.3735 | 3268.21 | 10160.9293
DW - TOU Demand CVT (1Ph, 2W, 120V) | 1 | 154.26 | 154.26 | 666.05 | 666.05 | 820.31 | 820.31 | 275.6244 | 1095.9344 | 639.9291 | 3519.61 | 4615.5444
DY - TOU Demand CVT (3Ph, 4W, 120V) | 1 | 108.58 | 108.58 | 666.05 | 666.05 | 774.63 | 774.63 | 260.2759 | 1034.9059 | 3519.61 | 3519.61 | 4554.5159
KC - AMI Demand SC (1Ph, 3W, 240V) | 1 | 92.56 | 92.56 | 0 | 0 | 92.56 | 92.56 | 31.1002 | 123.6602 | 35.81 | 35.81 | 159.4702
KE - AMI Demand SC (1Ph, 3W, 120V) | 0.083333 | 142.76 | 11.8967 | 0 | 0 | 142.76 | 11.8967 | 3.9973 | 15.8939 | 2.9842 | 2.9842 | 18.8781
KL- AMI Demand SC (3Ph, 4W, 120V) | 7.4167 | 147 | 1090.25 | 0 | 0 | 147 | 1090.25 | 366.3243 | 1456.5743 | 3187.09 | 265.5908 | 1722.1651
MC - AMI TOU SC (1Ph, 3W, 240V) | 19.6667 | 98.31 | 1933.43 | 0 | 0 | 98.31 | 1933.43 | 649.633 | 2583.063 | 94.9569 | 704.2633 | 3287.3263
ME - AMI TOU SC (1Ph, 3W, 120V) | 10.6667 | 148.56 | 1584.64 | 0 | 0 | 148.56 | 1584.64 | 532.4395 | 2117.0795 | 19.4224 | 381.9733 | 2499.0528
MG - AMI TOU SC (1Ph, 3W, 277V) | 1.5 | 149.13 | 223.695 | 0 | 0 | 149.13 | 223.695 | 75.1616 | 298.8566 | 5.0358 | 53.715 | 352.5716
MJ - AMI TOU SC (3Ph, 4W, 240V) | 9.6667 | 153.72 | 1485.96 | 0 | 0 | 153.72 | 1485.96 | 499.2829 | 1985.2429 | 230.7756 | 346.1633 | 2331.4063
ML - AMI TOU SC (3Ph, 4W, 120V) | 2.1667 | 153.72 | 333.06 | 0 | 0 | 153.72 | 333.06 | 111.9082 | 444.9682 | 8.0264 | 77.5883 | 522.5566
MN - AMI TOU SC (3Ph, 4W, 277V) | 4.5 | 153.72 | 691.74 | 0 | 0 | 153.72 | 691.74 | 232.4248 | 924.1648 | 74.3746 | 161.145 | 1085.3098
MT - AMI TOU IT Rated (3Ph, 4W, 240V) | 2.5 | 152.65 | 381.625 | 0 | 0 | 152.65 | 381.625 | 128.2261 | 509.8511 | 330.1222 | 1485.55 | 1995.4011
MU - AMI TOU IT Rated (3Ph, 4W, 120V) | 1 | 152.65 | 152.65 | 0 | 0 | 152.65 | 152.65 | 51.2904 | 203.9404 | 237.688 | 594.22 | 798.1604
MV - AMI TOU IT Rated (3Ph, 4W, 277V) | 5 | 152.65 | 763.25 | 0 | 0 | 152.65 | 763.25 | 256.4522 | 1019.7022 | 2971.1 | 2971.1 | 3990.8022
RE - RUG SC (1Ph, 3W, 120V) | 0.083333 | 0 | 0 | 0 | 0 | 0 | 0 | 0 | 0 | 0.59683 | 2.9842 | 2.9842
RJ - RUG SC (3Ph, 4W, 240V) | 1 | 193.79 | 193.79 | 0 | 0 | 193.79 | 193.79 | 65.1135 | 258.9035 | 429.72 | 35.81 | 294.7135
RL - RUG SC (3Ph, 4W, 120V) | 0.41667 | 193.79 | 80.7458 | 0 | 0 | 193.79 | 80.7458 | 27.1306 | 107.8765 | 14.9208 | 14.9208 | 122.7973
RN - RUG SC (3Ph, 4W, 277V) | 1 | 193.79 | 193.79 | 0 | 0 | 193.79 | 193.79 | 65.1135 | 258.9035 | 85.944 | 35.81 | 294.7135
RQ - RUG CT (1Ph, 2-3W, 240V) | 1 | 213.27 | 213.27 | 780.71 | 780.71 | 993.98 | 993.98 | 333.9775 | 1327.9575 | 594.22 | 594.22 | 1922.1775
RU - RUG CT (3Ph, 4W, 120V) | 0.083333 | 217.25 | 18.1042 | 838.04 | 69.8367 | 1055.29 | 87.9408 | 29.5481 | 117.489 | 49.5183 | 49.5183 | 167.0073
RV - RUG CT (3Ph, 4W, 277V) | 1 | 217.25 | 217.25 | 838.04 | 838.04 | 1055.29 | 1055.29 | 354.5777 | 1409.8677 | 7130.64 | 594.22 | 2004.0877
RY - RUG CVT (3Ph, 4W, 120V) | 2 | 417.73 | 835.46 | 666.05 | 1332.1 | 1083.78 | 2167.56 | 728.3007 | 2895.8607 | 0 | 7039.22 | 9935.0807
Total GS(T)-1 | 412332.25 | 89.2381 | 36795758.8133 | 5.0528 | 2083452.6583 | 94.291 | 38879211.4717 | 13063425.1631 | 51942636.6347 | 8538384.1238 | 17076768.2475 | 69019404.8822
GSCU-1
168 - GSCU-1 - General Service Constant Usage
5C - Non-Demand SC (1Ph, 3W, 240V) | 4.5 | 21.34 | 96.03 | 0 | 0 | 21.34 | 96.03 | 32.2661 | 128.2961 | 0 | 161.145 | 289.4411
5G - Non-Demand SC (1Ph, 3W, 277V) | 3.5833 | 117.64 | 421.5433 | 0 | 0 | 117.64 | 421.5433 | 141.6387 | 563.182 | 28.5154 | 128.3192 | 691.5012
5J - Non-Demand SC (3Ph, 4W, 240V) | 0.33333 | 113.5 | 37.8333 | 0 | 0 | 113.5 | 37.8333 | 12.712 | 50.5453 | 3.3312 | 11.9367 | 62.482
6C - Electronic Demand SC (1Ph, 3W, 240V) | 1.25 | 100.9 | 126.125 | 0 | 0 | 100.9 | 126.125 | 42.378 | 168.503 | 134.2875 | 44.7625 | 213.2655
6E - Electronic Demand SC (1Ph, 3W, 120V) | 0.83333 | 99 | 82.5 | 0 | 0 | 99 | 82.5 | 27.72 | 110.22 | 23.8733 | 29.8417 | 140.0617
6G - Electronic Demand SC (1Ph, 3W, 277V) | 0.5 | 99.23 | 49.615 | 0 | 0 | 99.23 | 49.615 | 16.6707 | 66.2857 | 21.486 | 17.905 | 84.1907
6N - Electronic Demand SC (3Ph, 4W, 277V) | 1 | 99 | 99 | 0 | 0 | 99 | 99 | 33.264 | 132.264 | 71.62 | 35.81 | 168.074
7C - Non-Demand SC (1Ph, 3W, 240V) | 0.33333 | 0 | 0 | 0 | 0 | 0 | 0 | 0 | 0 | 11.9367 | 11.9367 | 11.9367
AA - AMI SC (1Ph, 2W, 120V) | 2472.5833 | 81.74 | 202108.9617 | 0 | 0 | 81.74 | 202108.9617 | 67908.6637 | 270017.6253 | 265629.6275 | 88543.2092 | 358560.8345
AC - AMI SC (1Ph, 3W, 240V) | 1784.25 | 67.91 | 121168.4175 | 0 | 0 | 67.91 | 121168.4175 | 40712.6198 | 161881.0373 | 25.841 | 63893.9925 | 225775.0298
AE - AMI SC (1Ph, 3W, 120V) | 39.5833 | 93.81 | 3713.3125 | 0 | 0 | 93.81 | 3713.3125 | 1247.674 | 4960.9865 | 0.79444 | 1417.4792 | 6378.4656
KE - AMI Demand SC (1Ph, 3W, 120V) | 0.5 | 142.76 | 71.38 | 0 | 0 | 142.76 | 71.38 | 23.9837 | 95.3637 | 0.45234 | 17.905 | 113.2687
KG - AMI Demand SC (1Ph, 3W, 277V) | 2.9167 | 142.8 | 416.5 | 0 | 0 | 142.8 | 416.5 | 139.9441 | 556.4441 | 208.8917 | 104.4458 | 660.8899
RA - RUG SC (1Ph, 2W, 120V) | 11.4167 | 169.92 | 1939.92 | 0 | 0 | 169.92 | 1939.92 | 651.8136 | 2591.7336 | 140.1706 | 408.8308 | 3000.5645
RC - RUG SC (1Ph, 3W, 240V) | 26.4167 | 115 | 3037.9167 | 0 | 0 | 115 | 3037.9167 | 1020.7408 | 4058.6575 | 82.8596 | 945.9808 | 5004.6383
RE - RUG SC (1Ph, 3W, 120V) | 0.58333 | 0 | 0 | 0 | 0 | 0 | 0 | 0 | 0 | 0.79076 | 20.8892 | 20.8892
Total GSCU-1 | 4350.5833 | 76.6263 | 333369.055 | 0 | 0 | 76.6263 | 333369.055 | 112012.0892 | 445381.1442 | 267076.0957 | 155794.3892 | 601175.5333
GSD(T)-1
70 - GSDT-1 - General Service Demand TOU (21-499 KW)
6G - Electronic Demand SC (1Ph, 3W, 277V) | 0.83333 | 99.23 | 82.6917 | 0 | 0 | 99.23 | 82.6917 | 27.7844 | 110.4761 | 0 | 29.8417 | 140.3178
6J - Electronic Demand SC (3Ph, 4W, 240V) | 0.66667 | 105.07 | 70.0467 | 0 | 0 | 105.07 | 70.0467 | 23.5357 | 93.5824 | 28.648 | 23.8733 | 117.4557
6L - Electronic Demand SC (3Ph, 4W, 120V) | 0.75 | 104.99 | 78.7425 | 0 | 0 | 104.99 | 78.7425 | 26.4575 | 105.2 | 40.2863 | 26.8575 | 132.0575
6N - Electronic Demand SC (3Ph, 4W, 277V) | 0.41667 | 99 | 41.25 | 0 | 0 | 99 | 41.25 | 13.86 | 55.11 | 19.8944 | 14.9208 | 70.0308
6U - Electronic Demand CT (3Ph, 4W, 120V) | 1 | 99 | 99 | 838.04 | 838.04 | 937.04 | 937.04 | 314.8457 | 1251.8857 | 1426.128 | 594.22 | 1846.1057
6V - Electronic Demand CT (3Ph, 4W, 277V) | 0.083333 | 99 | 8.25 | 838.04 | 69.8367 | 937.04 | 78.0867 | 26.2371 | 104.3238 | 49.5183 | 49.5183 | 153.8421
6Y - Electronic Demand CVT (3Ph, 4W, 120V) | 0.83333 | 109.88 | 91.5667 | 666.05 | 555.0417 | 775.93 | 646.6083 | 217.2606 | 863.8689 | 35196.1 | 2933.0083 | 3796.8772
9U - Pulse Initiating CT (Used with SSDR, 3Ph, 4W, 120V) | 1.1667 | 134.55 | 156.975 | 2168.93 | 2530.4183 | 2303.48 | 2687.3933 | 902.9649 | 3590.3582 | 831.908 | 693.2567 | 4283.6149
9V - Pulse Initiating CT (Used with SSDR, 3Ph, 4W, 277V) | 7.9167 | 0 | 0 | 2168.93 | 17170.6958 | 2168.93 | 17170.6958 | 5769.3583 | 22940.0541 | 4032.2071 | 4704.2417 | 27644.2958
9Y - Pulse Initiating CVT (Used with SSDR, 3Ph, 4W, 120V) | 2 | 180.79 | 361.58 | 1996.94 | 3993.88 | 2177.73 | 4355.46 | 1463.4357 | 5818.8957 | 889.1646 | 7039.22 | 12858.1157
DC - TOU Demand SC (1Ph, 3W, 240V) | 234.4167 | 100 | 23441.6667 | 0 | 0 | 100 | 23441.6667 | 7876.4061 | 31318.0728 | 4197.2304 | 8394.4608 | 39712.5336
DE - TOU Demand SC (1Ph, 3W, 120V) | 111.5833 | 113.58 | 12673.635 | 0 | 0 | 113.58 | 12673.635 | 4258.3447 | 16931.9797 | 17.0457 | 3995.7992 | 20927.7788
DG - TOU Demand SC (1Ph, 3W, 277V) | 21.0833 | 120.31 | 2536.5358 | 0 | 0 | 120.31 | 2536.5358 | 852.2767 | 3388.8125 | 6.7662 | 754.9942 | 4143.8067
DJ - TOU Demand SC (3Ph, 4W, 240V) | 353.75 | 107 | 37851.25 | 0 | 0 | 107 | 37851.25 | 12718.0298 | 50569.2798 | 600.8437 | 12667.7875 | 63237.0673
DL - TOU Demand SC (3Ph, 4W, 120V) | 262 | 107 | 28034 | 0 | 0 | 107 | 28034 | 9419.4313 | 37453.4313 | 26.5222 | 9382.22 | 46835.6513
DN - TOU Demand SC (3Ph, 4W, 277V) | 440.25 | 100 | 44025 | 0 | 0 | 100 | 44025 | 14792.4114 | 58817.4114 | 60.1731 | 15765.3525 | 74582.7639
DQ - TOU Demand CT (1Ph, 2-3W, 240V) | 66.9167 | 104.33 | 6981.4158 | 780.71 | 52242.5108 | 885.04 | 59223.9267 | 19899.2548 | 79123.1814 | 90.3196 | 39763.2217 | 118886.4031
DR - TOU Demand CT (1Ph, 3W, 120V) | 1 | 104.33 | 104.33 | 780.71 | 780.71 | 885.04 | 885.04 | 297.3737 | 1182.4137 | 8.88 | 594.22 | 1776.6337
DT - TOU Demand CT (3Ph, 4W, 240V) | 164.5 | 100 | 16450 | 838.04 | 137857.58 | 938.04 | 154307.58 | 51847.387 | 206154.967 | 97749.19 | 97749.19 | 303904.157
DU - TOU Demand CT (3Ph, 4W, 120V) | 651.5 | 100 | 65150 | 838.04 | 545983.06 | 938.04 | 611133.06 | 205340.8671 | 816473.9271 | 0 | 387134.33 | 1203608.2571
DV - TOU Demand CT (3Ph, 4W, 277V) | 325.25 | 100 | 32525 | 838.04 | 272572.51 | 938.04 | 305097.51 | 102512.8427 | 407610.3527 | 296.654 | 193270.055 | 600880.4077
DW - TOU Demand CVT (1Ph, 2W, 120V) | 1 | 154.26 | 154.26 | 666.05 | 666.05 | 820.31 | 820.31 | 275.6244 | 1095.9344 | 10.8212 | 3519.61 | 4615.5444
DY - TOU Demand CVT (3Ph, 4W, 120V) | 0.91667 | 108.58 | 99.5317 | 666.05 | 610.5458 | 774.63 | 710.0775 | 238.5862 | 948.6637 | 3226.3092 | 3226.3092 | 4174.9729
KE - AMI Demand SC (1Ph, 3W, 120V) | 0.083333 | 142.76 | 11.8967 | 0 | 0 | 142.76 | 11.8967 | 3.9973 | 15.8939 | 3.2555 | 2.9842 | 18.8781
KJ - AMI Demand SC (3Ph, 4W, 240V) | 0.083333 | 147 | 12.25 | 0 | 0 | 147 | 12.25 | 4.116 | 16.366 | 35.81 | 2.9842 | 19.3502
KL- AMI Demand SC (3Ph, 4W, 120V) | 0.41667 | 147 | 61.25 | 0 | 0 | 147 | 61.25 | 20.58 | 81.83 | 179.05 | 14.9208 | 96.7508
KN - AMI Demand SC (3Ph, 4W, 277V) | 0.91667 | 147.06 | 134.805 | 0 | 0 | 147.06 | 134.805 | 45.2945 | 180.0995 | 78.782 | 32.8258 | 212.9253
KV - AMI Demand IT Rated (3Ph, 4W, 277V) | 0.83333 | 147.02 | 122.5167 | 0 | 0 | 147.02 | 122.5167 | 41.1656 | 163.6823 | 540.2 | 495.1833 | 658.8656
MC - AMI TOU SC (1Ph, 3W, 240V) | 20.6667 | 98.31 | 2031.74 | 0 | 0 | 98.31 | 2031.74 | 682.6652 | 2714.4052 | 888.088 | 740.0733 | 3454.4785
ME - AMI TOU SC (1Ph, 3W, 120V) | 9.8333 | 148.56 | 1460.84 | 0 | 0 | 148.56 | 1460.84 | 490.8426 | 1951.6826 | 17.0386 | 352.1317 | 2303.8143
MG - AMI TOU SC (1Ph, 3W, 277V) | 3.1667 | 149.13 | 472.245 | 0 | 0 | 149.13 | 472.245 | 158.6744 | 630.9194 | 11.532 | 113.3983 | 744.3178
MJ - AMI TOU SC (3Ph, 4W, 240V) | 34.0833 | 153.72 | 5239.29 | 0 | 0 | 153.72 | 5239.29 | 1760.4028 | 6999.6928 | 385.4287 | 1220.5242 | 8220.217
ML - AMI TOU SC (3Ph, 4W, 120V) | 62.75 | 153.72 | 9645.93 | 0 | 0 | 153.72 | 9645.93 | 3241.035 | 12886.965 | 65.9289 | 2247.0775 | 15134.0425
MN - AMI TOU SC (3Ph, 4W, 277V) | 29.4167 | 153.72 | 4521.93 | 0 | 0 | 153.72 | 4521.93 | 1519.3697 | 6041.2997 | 16.7874 | 1053.4108 | 7094.7105
MQ - AMI TOU IT Rated (1Ph, 3W, 240V) | 6.1667 | 109.41 | 674.695 | 0 | 0 | 109.41 | 674.695 | 226.6977 | 901.3927 | 124.5674 | 3664.3567 | 4565.7494
MT - AMI TOU IT Rated (3Ph, 4W, 240V) | 35.1667 | 152.65 | 5368.1917 | 0 | 0 | 152.65 | 5368.1917 | 1803.7138 | 7171.9055 | 3388.66 | 20896.7367 | 28068.6421
MU - AMI TOU IT Rated (3Ph, 4W, 120V) | 175 | 152.65 | 26713.75 | 0 | 0 | 152.65 | 26713.75 | 8975.8269 | 35689.5769 | 2957.019 | 103988.5 | 139678.0769
MV - AMI TOU IT Rated (3Ph, 4W, 277V) | 87.1667 | 152.65 | 13305.9917 | 0 | 0 | 152.65 | 13305.9917 | 4470.8167 | 17776.8083 | 295.9782 | 51796.1767 | 69572.985
RE - RUG SC (1Ph, 3W, 120V) | 1.9167 | 0 | 0 | 0 | 0 | 0 | 0 | 0 | 0 | 0.78741 | 68.6358 | 68.6358
RJ - RUG SC (3Ph, 4W, 240V) | 2 | 193.79 | 387.58 | 0 | 0 | 193.79 | 387.58 | 130.227 | 517.807 | 37.367 | 71.62 | 589.427
RL - RUG SC (3Ph, 4W, 120V) | 1 | 193.79 | 193.79 | 0 | 0 | 193.79 | 193.79 | 65.1135 | 258.9035 | 17.905 | 35.81 | 294.7135
RN - RUG SC (3Ph, 4W, 277V) | 4.3333 | 193.79 | 839.7567 | 0 | 0 | 193.79 | 839.7567 | 282.1585 | 1121.9151 | 155.1767 | 155.1767 | 1277.0918
RQ - RUG CT (1Ph, 2-3W, 240V) | 1 | 213.27 | 213.27 | 780.71 | 780.71 | 993.98 | 993.98 | 333.9775 | 1327.9575 | 137.1277 | 594.22 | 1922.1775
RT - RUG CT (3Ph, 4W, 240V) | 2 | 217.25 | 434.5 | 838.04 | 1676.08 | 1055.29 | 2110.58 | 709.1554 | 2819.7354 | 1188.44 | 1188.44 | 4008.1754
RU - RUG CT (3Ph, 4W, 120V) | 170 | 217.25 | 36932.5 | 838.04 | 142466.8 | 1055.29 | 179399.3 | 60278.2114 | 239677.5114 | 50508.7 | 101017.4 | 340694.9114
RV - RUG CT (3Ph, 4W, 277V) | 112.5 | 217.25 | 24440.625 | 838.04 | 94279.5 | 1055.29 | 118720.125 | 39889.9929 | 158610.1179 | 393.2338 | 66849.75 | 225459.8679
RY - RUG CVT (3Ph, 4W, 120V) | 4.9167 | 417.73 | 2053.8392 | 666.05 | 3274.7458 | 1083.78 | 5328.585 | 1790.4059 | 7118.9909 | 153.82 | 17304.7492 | 24423.7401
SC - Smart Meter SC (1Ph, 3W, 240V) | 0.83333 | 650 | 541.6667 | 0 | 0 | 650 | 541.6667 | 182.0001 | 723.6668 | 6.0695 | 29.8417 | 753.5085
SL - Smart Meter SC (3Ph, 4W, 120V) | 1.6667 | 822.56 | 1370.9333 | 0 | 0 | 822.56 | 1370.9333 | 460.634 | 1831.5673 | 71.62 | 59.6833 | 1891.2506
SN - Smart Meter SC (3Ph, 4W, 277V) | 2 | 822.56 | 1645.12 | 0 | 0 | 822.56 | 1645.12 | 552.7607 | 2197.8807 | 42.972 | 71.62 | 2269.5007
SU - Smart Meter CT (3Ph, 4W, 120V) | 15.3333 | 843.95 | 12940.5667 | 838.04 | 12849.9467 | 1681.99 | 25790.5133 | 8665.6192 | 34456.1325 | 4555.6867 | 9111.3733 | 43567.5059
SV - Smart Meter CT (3Ph, 4W, 277V) | 39.8333 | 843.95 | 33617.3417 | 838.04 | 33381.9267 | 1681.99 | 66999.2683 | 22511.7716 | 89511.0399 | 1543.6802 | 23669.7633 | 113180.8032
72 - GSD-1 - General Service Demand (21-499 KW)
4L - Thermal Demand SC (3Ph, 4W, 120V) | 1.8333 | 0 | 0 | 0 | 0 | 0 | 0 | 0 | 0 | 0 | 65.6517 | 65.6517
5C - Non-Demand SC (1Ph, 3W, 240V) | 2.5833 | 21.34 | 55.1283 | 0 | 0 | 21.34 | 55.1283 | 18.5231 | 73.6515 | 50.4595 | 92.5092 | 166.1606
5J - Non-Demand SC (3Ph, 4W, 240V) | 3.3333 | 113.5 | 378.3333 | 0 | 0 | 113.5 | 378.3333 | 127.1201 | 505.4534 | 46.2065 | 119.3667 | 624.8201
5L - Non-Demand SC (3Ph, 4W, 120V) | 3.6667 | 113.54 | 416.3133 | 0 | 0 | 113.54 | 416.3133 | 139.8814 | 556.1947 | 39.391 | 131.3033 | 687.4981
6B - Electronic Demand SC (1Ph, 2W, 240V) | 1 | 106.18 | 106.18 | 0 | 0 | 106.18 | 106.18 | 35.6765 | 141.8565 | 9.7664 | 35.81 | 177.6665
6C - Electronic Demand SC (1Ph, 3W, 240V) | 8091.4167 | 100.9 | 816423.9417 | 0 | 0 | 100.9 | 816423.9417 | 274318.6567 | 1090742.5983 | 289753.6308 | 289753.6308 | 1380496.2292
6E - Electronic Demand SC (1Ph, 3W, 120V) | 4166.5833 | 99 | 412491.75 | 0 | 0 | 99 | 412491.75 | 138597.3352 | 551089.0852 | 18.44 | 149205.3492 | 700294.4344
6G - Electronic Demand SC (1Ph, 3W, 277V) | 100.6667 | 99.23 | 9989.1533 | 0 | 0 | 99.23 | 9989.1533 | 3356.3581 | 13345.5115 | 0.86519 | 3604.8733 | 16950.3848
6I - Electronic Demand SC (1Ph, 2W, 240V) | 2 | 106.18 | 212.36 | 0 | 0 | 106.18 | 212.36 | 71.353 | 283.713 | 0.71146 | 71.62 | 355.333
6J - Electronic Demand SC (3Ph, 4W, 240V) | 8714.1667 | 105.07 | 915597.4917 | 0 | 0 | 105.07 | 915597.4917 | 307640.9953 | 1223238.4869 | 156027.1542 | 312054.3083 | 1535292.7953
6L - Electronic Demand SC (3Ph, 4W, 120V) | 18197.1667 | 104.99 | 1910520.5283 | 0 | 0 | 104.99 | 1910520.5283 | 641935.3943 | 2552455.9226 | 0 | 651640.5383 | 3204096.4609
6N - Electronic Demand SC (3Ph, 4W, 277V) | 7212.6667 | 99 | 714054 | 0 | 0 | 99 | 714054 | 239922.3297 | 953976.3297 | 14.1937 | 258285.5933 | 1212261.923
6Q - Electronic Demand CT (1Ph, 2-3W, 240V) | 1674.8333 | 107 | 179207.1667 | 780.71 | 1307559.1317 | 887.71 | 1486766.2983 | 499553.8628 | 1986320.1611 | 137.9822 | 995219.4633 | 2981539.6245
6R - Electronic Demand CT (1Ph, 3W, 120V) | 5.3333 | 110.99 | 591.9467 | 780.71 | 4163.7867 | 891.7 | 4755.7333 | 1597.9276 | 6353.661 | 1.8922 | 3169.1733 | 9522.8343
6T - Electronic Demand CT (3Ph, 4W, 240V) | 2985.5833 | 99 | 295572.75 | 838.04 | 2502038.2567 | 937.04 | 2797611.0067 | 939998.0256 | 3737609.0323 | 332642.4991 | 1774093.3283 | 5511702.3606
6U - Electronic Demand CT (3Ph, 4W, 120V) | 12343.9167 | 99 | 1222047.75 | 838.04 | 10344695.9233 | 937.04 | 11566743.6733 | 3886428.8816 | 15453172.5549 | 2456.807 | 7335002.1617 | 22788174.7166
6V - Electronic Demand CT (3Ph, 4W, 277V) | 4497.5 | 99 | 445252.5 | 838.04 | 3769084.9 | 937.04 | 4214337.4 | 1416018.4621 | 5630355.8621 | 216.5038 | 2672504.45 | 8302860.3121
6W - Electronic Demand CVT (1Ph, 2W, 120V) | 11 | 108.34 | 1191.74 | 666.05 | 7326.55 | 774.39 | 8518.29 | 2862.1477 | 11380.4377 | 8.6083 | 38715.71 | 50096.1477
6Y - Electronic Demand CVT (3Ph, 4W, 120V) | 24 | 109.88 | 2637.12 | 666.05 | 15985.2 | 775.93 | 18622.32 | 6257.1044 | 24879.4244 | 7679.1491 | 84470.64 | 109350.0644
6Z - Electronic Demand CVT (3Ph, 4W, 120V) | 2 | 140.58 | 281.16 | 666.05 | 1332.1 | 806.63 | 1613.26 | 542.0558 | 2155.3158 | 293.3008 | 7039.22 | 9194.5358
7C - Non-Demand SC (1Ph, 3W, 240V) | 2 | 0 | 0 | 0 | 0 | 0 | 0 | 0 | 0 | 35.81 | 71.62 | 71.62
8C - C/I AMI Removed SC (1Ph, 3W, 240V) | 3.0833 | 0 | 0 | 0 | 0 | 0 | 0 | 0 | 0 | 55.2071 | 110.4142 | 110.4142
8G - C/I AMI Removed SC (1Ph, 3W, 277V) | 0.75 | 0 | 0 | 0 | 0 | 0 | 0 | 0 | 0 | 8.7105 | 26.8575 | 26.8575
8J - C/I AMI Removed SC (3Ph, 4W, 240V) | 2.8333 | 0 | 0 | 0 | 0 | 0 | 0 | 0 | 0 | 135.2822 | 101.4617 | 101.4617
8L - C/I AMI Removed SC (3Ph, 4W, 120V) | 1.9167 | 0 | 0 | 0 | 0 | 0 | 0 | 0 | 0 | 24.2244 | 68.6358 | 68.6358
8N - C/I AMI Removed SC (3Ph, 4W, 277V) | 1 | 0 | 0 | 0 | 0 | 0 | 0 | 0 | 0 | 18.6835 | 35.81 | 35.81
8U - C/I AMI Removed CT (3Ph, 4W, 120V) | 0.5 | 0 | 0 | 838.04 | 419.02 | 838.04 | 419.02 | 140.7908 | 559.8108 | 297.11 | 297.11 | 856.9208
8V - C/I AMI Removed CT (3Ph, 4W, 277V) | 1 | 0 | 0 | 838.04 | 838.04 | 838.04 | 838.04 | 281.5817 | 1119.6217 | 1188.44 | 594.22 | 1713.8417
9T - Pulse Initiating CT (Used with SSDR, 3Ph, 4W, 240V) | 5.0833 | 0 | 0 | 2168.93 | 11025.3942 | 2168.93 | 11025.3942 | 3704.5353 | 14729.9295 | 3020.6183 | 3020.6183 | 17750.5478
9U - Pulse Initiating CT (Used with SSDR, 3Ph, 4W, 120V) | 10.1667 | 134.55 | 1367.925 | 2168.93 | 22050.7883 | 2303.48 | 23418.7133 | 7868.6938 | 31287.4071 | 1188.44 | 6041.2367 | 37328.6438
9V - Pulse Initiating CT (Used with SSDR, 3Ph, 4W, 277V) | 8.6667 | 0 | 0 | 2168.93 | 18797.3933 | 2168.93 | 18797.3933 | 6315.929 | 25113.3224 | 506.5482 | 5149.9067 | 30263.229
AC - AMI SC (1Ph, 3W, 240V) | 6.5 | 67.91 | 441.415 | 0 | 0 | 67.91 | 441.415 | 148.3156 | 589.7306 | 26.8575 | 232.765 | 822.4956
DC - TOU Demand SC (1Ph, 3W, 240V) | 108.25 | 100 | 10825 | 0 | 0 | 100 | 10825 | 3637.2028 | 14462.2028 | 596.3742 | 3876.4325 | 18338.6353
DE - TOU Demand SC (1Ph, 3W, 120V) | 44.5833 | 113.58 | 5063.775 | 0 | 0 | 113.58 | 5063.775 | 1701.4297 | 6765.2047 | 14.7485 | 1596.5292 | 8361.7339
DG - TOU Demand SC (1Ph, 3W, 277V) | 4.3333 | 120.31 | 521.3433 | 0 | 0 | 120.31 | 521.3433 | 175.1715 | 696.5148 | 3.4806 | 155.1767 | 851.6915
DJ - TOU Demand SC (3Ph, 4W, 240V) | 53.8333 | 107 | 5760.1667 | 0 | 0 | 107 | 5760.1667 | 1935.4175 | 7695.5842 | 444.8704 | 1927.7717 | 9623.3558
DL - TOU Demand SC (3Ph, 4W, 120V) | 93.8333 | 107 | 10040.1667 | 0 | 0 | 107 | 10040.1667 | 3373.4986 | 13413.6653 | 62.418 | 3360.1717 | 16773.8369
DN - TOU Demand SC (3Ph, 4W, 277V) | 110.25 | 100 | 11025 | 0 | 0 | 100 | 11025 | 3704.4029 | 14729.4029 | 42.0752 | 3948.0525 | 18677.4554
DQ - TOU Demand CT (1Ph, 2-3W, 240V) | 16.1667 | 104.33 | 1686.6683 | 780.71 | 12621.4783 | 885.04 | 14308.1467 | 4807.541 | 19115.6877 | 87.1343 | 9606.5567 | 28722.2443
DT - TOU Demand CT (3Ph, 4W, 240V) | 30.75 | 100 | 3075 | 838.04 | 25769.73 | 938.04 | 28844.73 | 9691.8368 | 38536.5668 | 1130.2432 | 18272.265 | 56808.8318
DU - TOU Demand CT (3Ph, 4W, 120V) | 218.5 | 100 | 21850 | 838.04 | 183111.74 | 938.04 | 204961.74 | 68867.1979 | 273828.9379 | 4222.3437 | 129837.07 | 403666.0079
DV - TOU Demand CT (3Ph, 4W, 277V) | 152.75 | 100 | 15275 | 838.04 | 128010.61 | 938.04 | 143285.61 | 48144.0022 | 191429.6122 | 415.4101 | 90767.105 | 282196.7172
DW - TOU Demand CVT (1Ph, 2W, 120V) | 0.33333 | 154.26 | 51.42 | 666.05 | 222.0167 | 820.31 | 273.4367 | 91.8748 | 365.3115 | 7.6805 | 1173.2033 | 1538.5148
KC - AMI Demand SC (1Ph, 3W, 240V) | 1732.3333 | 92.56 | 160344.7733 | 0 | 0 | 92.56 | 160344.7733 | 53875.8855 | 214220.6589 | 186104.57 | 62034.8567 | 276255.5155
KE - AMI Demand SC (1Ph, 3W, 120V) | 944.5 | 142.76 | 134836.82 | 0 | 0 | 142.76 | 134836.82 | 45305.2066 | 180142.0266 | 19.5243 | 33822.545 | 213964.5716
KG - AMI Demand SC (1Ph, 3W, 277V) | 47.25 | 142.8 | 6747.3 | 0 | 0 | 142.8 | 6747.3 | 2267.0946 | 9014.3946 | 1.7914 | 1692.0225 | 10706.4171
KJ - AMI Demand SC (3Ph, 4W, 240V) | 3974.75 | 147 | 584288.25 | 0 | 0 | 147 | 584288.25 | 196321.0039 | 780609.2539 | 3012.3978 | 142335.7975 | 922945.0514
KL- AMI Demand SC (3Ph, 4W, 120V) | 6347.8333 | 147 | 933131.5 | 0 | 0 | 147 | 933131.5 | 313532.4266 | 1246663.9266 | 57.19 | 227315.9117 | 1473979.8383
KN - AMI Demand SC (3Ph, 4W, 277V) | 2705.75 | 147.06 | 397907.595 | 0 | 0 | 147.06 | 397907.595 | 133697.0554 | 531604.6504 | 15.2639 | 96892.9075 | 628497.5579
KQ - AMI Demand IT Rated (1Ph, 3W, 240V) | 403.4167 | 103.11 | 41596.2925 | 0 | 0 | 103.11 | 41596.2925 | 13976.3651 | 55572.6576 | 88.5959 | 239718.2517 | 295290.9093
KT - AMI Demand IT Rated (3Ph, 4W, 240V) | 2603.4167 | 147.02 | 382754.3183 | 0 | 0 | 147.02 | 382754.3183 | 128605.5505 | 511359.8688 | 3834.7505 | 1547002.2517 | 2058362.1205
KU - AMI Demand IT Rated (3Ph, 4W, 120V) | 3841.6667 | 147.02 | 564801.8333 | 0 | 0 | 147.02 | 564801.8333 | 189773.5628 | 754575.3962 | 876.8459 | 2282795.1667 | 3037370.5628
KV - AMI Demand IT Rated (3Ph, 4W, 277V) | 1801.0833 | 147.02 | 264795.2717 | 0 | 0 | 147.02 | 264795.2717 | 88971.2801 | 353766.5518 | 278.5874 | 1070239.7383 | 1424006.2901
KX - AMI Demand CVT (3Ph, 3W, 120V) | 2.9167 | 149.44 | 435.8667 | 666.05 | 1942.6458 | 815.49 | 2378.5125 | 799.1808 | 3177.6933 | 5.6996 | 10265.5292 | 13443.2225
KY - AMI Demand IT Rated (3Ph, 4W, 120V) | 12.9167 | 147.02 | 1899.0083 | 0 | 0 | 147.02 | 1899.0083 | 638.0673 | 2537.0756 | 0 | 7675.3417 | 10212.4173
KZ - AMI Demand CVT (3Ph, 4W, 120V) | 5.0833 | 149.44 | 759.6533 | 666.05 | 3385.7542 | 815.49 | 4145.4075 | 1392.858 | 5538.2655 | 1385.1368 | 17891.3508 | 23429.6163
MC - AMI TOU SC (1Ph, 3W, 240V) | 10.5 | 98.31 | 1032.255 | 0 | 0 | 98.31 | 1032.255 | 346.8379 | 1379.0929 | 73.9682 | 376.005 | 1755.0979
ME - AMI TOU SC (1Ph, 3W, 120V) | 6 | 148.56 | 891.36 | 0 | 0 | 148.56 | 891.36 | 299.4972 | 1190.8572 | 20.4629 | 214.86 | 1405.7172
MG - AMI TOU SC (1Ph, 3W, 277V) | 2 | 149.13 | 298.26 | 0 | 0 | 149.13 | 298.26 | 100.2154 | 398.4754 | 11.9367 | 71.62 | 470.0954
MJ - AMI TOU SC (3Ph, 4W, 240V) | 11.5 | 153.72 | 1767.78 | 0 | 0 | 153.72 | 1767.78 | 593.9745 | 2361.7545 | 205.9075 | 411.815 | 2773.5695
ML - AMI TOU SC (3Ph, 4W, 120V) | 17.25 | 153.72 | 2651.67 | 0 | 0 | 153.72 | 2651.67 | 890.9618 | 3542.6318 | 53.715 | 617.7225 | 4160.3543
MN - AMI TOU SC (3Ph, 4W, 277V) | 23.8333 | 153.72 | 3663.66 | 0 | 0 | 153.72 | 3663.66 | 1230.9907 | 4894.6507 | 49.4766 | 853.4717 | 5748.1224
MQ - AMI TOU IT Rated (1Ph, 3W, 240V) | 2.5 | 109.41 | 273.525 | 0 | 0 | 109.41 | 273.525 | 91.9045 | 365.4295 | 62.3308 | 1485.55 | 1850.9795
MT - AMI TOU IT Rated (3Ph, 4W, 240V) | 6.4167 | 152.65 | 979.5042 | 0 | 0 | 152.65 | 979.5042 | 329.1137 | 1308.6178 | 1525.1647 | 3812.9117 | 5121.5295
MU - AMI TOU IT Rated (3Ph, 4W, 120V) | 37.9167 | 152.65 | 5787.9792 | 0 | 0 | 152.65 | 5787.9792 | 1944.7625 | 7732.7417 | 3511.3 | 22530.8417 | 30263.5833
MV - AMI TOU IT Rated (3Ph, 4W, 277V) | 55 | 152.65 | 8395.75 | 0 | 0 | 152.65 | 8395.75 | 2820.9742 | 11216.7242 | 861.9455 | 32682.1 | 43898.8242
RC - RUG SC (1Ph, 3W, 240V) | 29.5833 | 115 | 3402.0833 | 0 | 0 | 115 | 3402.0833 | 1143.1009 | 4545.1842 | 19.2614 | 1059.3792 | 5604.5634
RE - RUG SC (1Ph, 3W, 120V) | 24.0833 | 0 | 0 | 0 | 0 | 0 | 0 | 0 | 0 | 29.1524 | 862.4242 | 862.4242
RG - RUG SC (1Ph, 3W, 277V) | 1 | 0 | 0 | 0 | 0 | 0 | 0 | 0 | 0 | 1.4869 | 35.81 | 35.81
RJ - RUG SC (3Ph, 4W, 240V) | 37.4167 | 193.79 | 7250.9758 | 0 | 0 | 193.79 | 7250.9758 | 2436.3298 | 9687.3056 | 1339.8908 | 1339.8908 | 11027.1964
RL - RUG SC (3Ph, 4W, 120V) | 95.4167 | 193.79 | 18490.7958 | 0 | 0 | 193.79 | 18490.7958 | 6212.9122 | 24703.708 | 91.3195 | 3416.8708 | 28120.5789
RN - RUG SC (3Ph, 4W, 277V) | 64.25 | 193.79 | 12451.0075 | 0 | 0 | 193.79 | 12451.0075 | 4183.5418 | 16634.5493 | 24.1131 | 2300.7925 | 18935.3418
RQ - RUG CT (1Ph, 2-3W, 240V) | 3 | 213.27 | 639.81 | 780.71 | 2342.13 | 993.98 | 2981.94 | 1001.9326 | 3983.8726 | 27.7457 | 1782.66 | 5766.5326
RT - RUG CT (3Ph, 4W, 240V) | 50.8333 | 217.25 | 11043.5417 | 838.04 | 42600.3667 | 1055.29 | 53643.9083 | 18024.3671 | 71668.2755 | 10068.7278 | 30206.1833 | 101874.4588
RU - RUG CT (3Ph, 4W, 120V) | 264.75 | 217.25 | 57516.9375 | 838.04 | 221871.09 | 1055.29 | 279388.0275 | 93874.4499 | 373262.4774 | 3094.8147 | 157319.745 | 530582.2224
RV - RUG CT (3Ph, 4W, 277V) | 442.75 | 217.25 | 96187.4375 | 838.04 | 371042.21 | 1055.29 | 467229.6475 | 156989.283 | 624218.9305 | 993.7334 | 263090.905 | 887309.8355
RX - RUG CVT (3Ph, 3W, 120V) | 1 | 0 | 0 | 666.05 | 666.05 | 666.05 | 666.05 | 223.793 | 889.843 | 7.9494 | 3519.61 | 4409.453
RY - RUG CVT (3Ph, 4W, 120V) | 24.4167 | 417.73 | 10199.5742 | 666.05 | 16262.7208 | 1083.78 | 26462.295 | 8891.338 | 35353.633 | 85937.1442 | 85937.1442 | 121290.7772
SC - Smart Meter SC (1Ph, 3W, 240V) | 13.1667 | 650 | 8558.3333 | 0 | 0 | 650 | 8558.3333 | 2875.6022 | 11433.9356 | 19.3105 | 471.4983 | 11905.4339
SE - Smart Meter SC (1Ph, 3W, 120V) | 3 | 977.94 | 2933.82 | 0 | 0 | 977.94 | 2933.82 | 985.7643 | 3919.5843 | 8.1592 | 107.43 | 4027.0143
SJ - Smart Meter SC (3Ph, 4W, 240V) | 8.5833 | 822.56 | 7060.3067 | 0 | 0 | 822.56 | 7060.3067 | 2372.2649 | 9432.5715 | 102.4564 | 307.3692 | 9739.9407
SL - Smart Meter SC (3Ph, 4W, 120V) | 13.9167 | 822.56 | 11447.2933 | 0 | 0 | 822.56 | 11447.2933 | 3846.2935 | 15293.5869 | 58.0609 | 498.3558 | 15791.9427
SN - Smart Meter SC (3Ph, 4W, 277V) | 29.25 | 822.56 | 24059.88 | 0 | 0 | 822.56 | 24059.88 | 8084.1259 | 32144.0059 | 75.2653 | 1047.4425 | 33191.4484
ST - Smart Meter CT (3Ph, 4W, 240V) | 30.0833 | 843.95 | 25388.8292 | 838.04 | 25211.0367 | 1681.99 | 50599.8658 | 17001.5681 | 67601.4339 | 611.1493 | 17876.1183 | 85477.5522
SU - Smart Meter CT (3Ph, 4W, 120V) | 156.5 | 843.95 | 132078.175 | 838.04 | 131153.26 | 1681.99 | 263231.435 | 88445.8306 | 351677.2656 | 3091.2608 | 92995.43 | 444672.6956
SV - Smart Meter CT (3Ph, 4W, 277V) | 219.1667 | 843.95 | 184965.7083 | 838.04 | 183670.4333 | 1681.99 | 368636.1417 | 123861.8394 | 492497.9811 | 832.1611 | 130233.2167 | 622731.1978
SY - Smart Meter CVT (3Ph, 4W, 120V) | 4 | 843.74 | 3374.96 | 666.05 | 2664.2 | 1509.79 | 6039.16 | 2029.1593 | 8068.3193 | 64.2362 | 14078.44 | 22146.7593
170 - HLFT-1 - High Load Factor TOU (21-499 kW)
9U - Pulse Initiating CT (Used with SSDR, 3Ph, 4W, 120V) | 1.6667 | 134.55 | 224.25 | 2168.93 | 3614.8833 | 2303.48 | 3839.1333 | 1289.9498 | 5129.0831 | 0 | 990.3667 | 6119.4498
9V - Pulse Initiating CT (Used with SSDR, 3Ph, 4W, 277V) | 0.25 | 0 | 0 | 2168.93 | 542.2325 | 2168.93 | 542.2325 | 182.1903 | 724.4228 | 89.133 | 148.555 | 872.9778
DC - TOU Demand SC (1Ph, 3W, 240V) | 21.25 | 100 | 2125 | 0 | 0 | 100 | 2125 | 714.0006 | 2839.0006 | 3043.85 | 760.9625 | 3599.9631
DE - TOU Demand SC (1Ph, 3W, 120V) | 24.0833 | 113.58 | 2735.385 | 0 | 0 | 113.58 | 2735.385 | 919.0901 | 3654.4751 | 40.5847 | 862.4242 | 4516.8992
DJ - TOU Demand SC (3Ph, 4W, 240V) | 47.6667 | 107 | 5100.3333 | 0 | 0 | 107 | 5100.3333 | 1713.7133 | 6814.0467 | 70.8765 | 1706.9433 | 8520.99
DL - TOU Demand SC (3Ph, 4W, 120V) | 30.75 | 107 | 3290.25 | 0 | 0 | 107 | 3290.25 | 1105.5249 | 4395.7749 | 23.1012 | 1101.1575 | 5496.9324
DN - TOU Demand SC (3Ph, 4W, 277V) | 25.6667 | 100 | 2566.6667 | 0 | 0 | 100 | 2566.6667 | 862.4007 | 3429.0673 | 29.8902 | 919.1233 | 4348.1907
DQ - TOU Demand CT (1Ph, 2-3W, 240V) | 1 | 104.33 | 104.33 | 780.71 | 780.71 | 885.04 | 885.04 | 297.3737 | 1182.4137 | 23.1514 | 594.22 | 1776.6337
DT - TOU Demand CT (3Ph, 4W, 240V) | 3 | 100 | 300 | 838.04 | 2514.12 | 938.04 | 2814.12 | 945.5451 | 3759.6651 | 1782.66 | 1782.66 | 5542.3251
DU - TOU Demand CT (3Ph, 4W, 120V) | 111.75 | 100 | 11175 | 838.04 | 93650.97 | 938.04 | 104825.97 | 35221.5532 | 140047.5232 | 22134.695 | 66404.085 | 206451.6082
DV - TOU Demand CT (3Ph, 4W, 277V) | 76.4167 | 100 | 7641.6667 | 838.04 | 64040.2233 | 938.04 | 71681.89 | 24085.1337 | 95767.0237 | 0 | 45408.3117 | 141175.3353
DY - TOU Demand CVT (3Ph, 4W, 120V) | 3 | 108.58 | 325.74 | 666.05 | 1998.15 | 774.63 | 2323.89 | 780.8276 | 3104.7176 | 138.1744 | 10558.83 | 13663.5476
MC - AMI TOU SC (1Ph, 3W, 240V) | 0.91667 | 98.31 | 90.1175 | 0 | 0 | 98.31 | 90.1175 | 30.2795 | 120.397 | 10.9419 | 32.8258 | 153.2228
ME - AMI TOU SC (1Ph, 3W, 120V) | 0.083333 | 148.56 | 12.38 | 0 | 0 | 148.56 | 12.38 | 4.1597 | 16.5397 | 3.2555 | 2.9842 | 19.5238
MJ - AMI TOU SC (3Ph, 4W, 240V) | 3.3333 | 153.72 | 512.4 | 0 | 0 | 153.72 | 512.4 | 172.1665 | 684.5665 | 1432.4 | 119.3667 | 803.9332
ML - AMI TOU SC (3Ph, 4W, 120V) | 4.75 | 153.72 | 730.17 | 0 | 0 | 153.72 | 730.17 | 245.3373 | 975.5073 | 51.0292 | 170.0975 | 1145.6048
MN - AMI TOU SC (3Ph, 4W, 277V) | 22.4167 | 153.72 | 3445.89 | 0 | 0 | 153.72 | 3445.89 | 1157.8199 | 4603.7099 | 168.9981 | 802.7408 | 5406.4508
MT - AMI TOU IT Rated (3Ph, 4W, 240V) | 5 | 152.65 | 763.25 | 0 | 0 | 152.65 | 763.25 | 256.4522 | 1019.7022 | 132.5398 | 2971.1 | 3990.8022
MU - AMI TOU IT Rated (3Ph, 4W, 120V) | 57.4167 | 152.65 | 8764.6542 | 0 | 0 | 152.65 | 8764.6542 | 2944.9261 | 11709.5802 | 6823.6263 | 34118.1317 | 45827.7119
MV - AMI TOU IT Rated (3Ph, 4W, 277V) | 84.1667 | 152.65 | 12848.0417 | 0 | 0 | 152.65 | 12848.0417 | 4316.9453 | 17164.987 | 871.0627 | 50013.5167 | 67178.5037
MY - AMI TOU IT Rated (3Ph, 4W, 120V) | 1 | 152.65 | 152.65 | 0 | 0 | 152.65 | 152.65 | 51.2904 | 203.9404 | 7.06 | 594.22 | 798.1604
RC - RUG SC (1Ph, 3W, 240V) | 2 | 115 | 230 | 0 | 0 | 115 | 230 | 77.2801 | 307.2801 | 71.62 | 71.62 | 378.9001
RJ - RUG SC (3Ph, 4W, 240V) | 4 | 193.79 | 775.16 | 0 | 0 | 193.79 | 775.16 | 260.454 | 1035.614 | 71.62 | 143.24 | 1178.854
RL - RUG SC (3Ph, 4W, 120V) | 3 | 193.79 | 581.37 | 0 | 0 | 193.79 | 581.37 | 195.3405 | 776.7105 | 26.8575 | 107.43 | 884.1405
RN - RUG SC (3Ph, 4W, 277V) | 5 | 193.79 | 968.95 | 0 | 0 | 193.79 | 968.95 | 325.5675 | 1294.5175 | 59.6833 | 179.05 | 1473.5675
RT - RUG CT (3Ph, 4W, 240V) | 0.83333 | 217.25 | 181.0417 | 838.04 | 698.3667 | 1055.29 | 879.4083 | 295.4814 | 1174.8898 | 99.0367 | 495.1833 | 1670.0731
RU - RUG CT (3Ph, 4W, 120V) | 80.4167 | 217.25 | 17470.5208 | 838.04 | 67392.3833 | 1055.29 | 84862.9042 | 28513.9579 | 113376.862 | 57342.23 | 47785.1917 | 161162.0537
RV - RUG CT (3Ph, 4W, 277V) | 74.4167 | 217.25 | 16167.0208 | 838.04 | 62364.1433 | 1055.29 | 78531.1642 | 26386.4916 | 104917.6557 | 549.8844 | 44219.8717 | 149137.5274
RY - RUG CVT (3Ph, 4W, 120V) | 2.75 | 417.73 | 1148.7575 | 666.05 | 1831.6375 | 1083.78 | 2980.395 | 1001.4135 | 3981.8085 | 130.064 | 9678.9275 | 13660.736
SN - Smart Meter SC (3Ph, 4W, 277V) | 1 | 822.56 | 822.56 | 0 | 0 | 822.56 | 822.56 | 276.3804 | 1098.9404 | 13.0218 | 35.81 | 1134.7504
SU - Smart Meter CT (3Ph, 4W, 120V) | 11.3333 | 843.95 | 9564.7667 | 838.04 | 9497.7867 | 1681.99 | 19062.5533 | 6405.0229 | 25467.5762 | 6734.4933 | 6734.4933 | 32202.0695
SV - Smart Meter CT (3Ph, 4W, 277V) | 18.8333 | 843.95 | 15894.3917 | 838.04 | 15783.0867 | 1681.99 | 31677.4783 | 10643.641 | 42321.1193 | 987.4538 | 11191.1433 | 53512.2626
270 - SDTR-1A - GSD-1 with Seasonal Demand TOU Option A (21-499 KW)
3V - TOU CT (3Ph, 4W, 277V) | 0.41667 | 0 | 0 | 838.04 | 349.1833 | 838.04 | 349.1833 | 117.3257 | 466.509 | 0 | 247.5917 | 714.1007
6C - Electronic Demand SC (1Ph, 3W, 240V) | 0.58333 | 100.9 | 58.8583 | 0 | 0 | 100.9 | 58.8583 | 19.7764 | 78.6347 | 50.134 | 20.8892 | 99.5239
6E - Electronic Demand SC (1Ph, 3W, 120V) | 1.1667 | 99 | 115.5 | 0 | 0 | 99 | 115.5 | 38.808 | 154.308 | 71.62 | 41.7783 | 196.0864
6J - Electronic Demand SC (3Ph, 4W, 240V) | 1 | 105.07 | 105.07 | 0 | 0 | 105.07 | 105.07 | 35.3035 | 140.3735 | 30.6943 | 35.81 | 176.1835
6L - Electronic Demand SC (3Ph, 4W, 120V) | 1.6667 | 104.99 | 174.9833 | 0 | 0 | 104.99 | 174.9833 | 58.7944 | 233.7778 | 59.6833 | 59.6833 | 293.4611
6N - Electronic Demand SC (3Ph, 4W, 277V) | 5.3333 | 99 | 528 | 0 | 0 | 99 | 528 | 177.4081 | 705.4081 | 114.592 | 190.9867 | 896.3948
6T - Electronic Demand CT (3Ph, 4W, 240V) | 4 | 99 | 396 | 838.04 | 3352.16 | 937.04 | 3748.16 | 1259.3827 | 5007.5427 | 445.665 | 2376.88 | 7384.4227
6U - Electronic Demand CT (3Ph, 4W, 120V) | 3.6667 | 99 | 363 | 838.04 | 3072.8133 | 937.04 | 3435.8133 | 1154.4342 | 4590.2475 | 544.7017 | 2178.8067 | 6769.0542
6V - Electronic Demand CT (3Ph, 4W, 277V) | 1.9167 | 99 | 189.75 | 838.04 | 1606.2433 | 937.04 | 1795.9933 | 603.4542 | 2399.4476 | 310.615 | 1138.9217 | 3538.3692
AC - AMI SC (1Ph, 3W, 240V) | 0.5 | 67.91 | 33.955 | 0 | 0 | 67.91 | 33.955 | 11.4089 | 45.3639 | 9.3417 | 17.905 | 63.2689
DC - TOU Demand SC (1Ph, 3W, 240V) | 38.9167 | 100 | 3891.6667 | 0 | 0 | 100 | 3891.6667 | 1307.601 | 5199.2677 | 2787.2117 | 1393.6058 | 6592.8735
DE - TOU Demand SC (1Ph, 3W, 120V) | 51.25 | 113.58 | 5820.975 | 0 | 0 | 113.58 | 5820.975 | 1955.8491 | 7776.8241 | 47.1588 | 1835.2625 | 9612.0866
DG - TOU Demand SC (1Ph, 3W, 277V) | 14.5 | 120.31 | 1744.495 | 0 | 0 | 120.31 | 1744.495 | 586.1508 | 2330.6458 | 10.1316 | 519.245 | 2849.8908
DJ - TOU Demand SC (3Ph, 4W, 240V) | 67.5 | 107 | 7222.5 | 0 | 0 | 107 | 7222.5 | 2426.7619 | 9649.2619 | 166.7017 | 2417.175 | 12066.4369
DL - TOU Demand SC (3Ph, 4W, 120V) | 59.8333 | 107 | 6402.1667 | 0 | 0 | 107 | 6402.1667 | 2151.1297 | 8553.2963 | 31.7427 | 2142.6317 | 10695.928
DN - TOU Demand SC (3Ph, 4W, 277V) | 206.75 | 100 | 20675 | 0 | 0 | 100 | 20675 | 6946.8054 | 27621.8054 | 123.739 | 7403.7175 | 35025.5229
DQ - TOU Demand CT (1Ph, 2-3W, 240V) | 52.0833 | 104.33 | 5433.8542 | 780.71 | 40661.9792 | 885.04 | 46095.8333 | 15488.212 | 61584.0453 | 149.6927 | 30948.9583 | 92533.0037
DT - TOU Demand CT (3Ph, 4W, 240V) | 19 | 100 | 1900 | 838.04 | 15922.76 | 938.04 | 17822.76 | 5988.452 | 23811.212 | 216.7715 | 11290.18 | 35101.392
DU - TOU Demand CT (3Ph, 4W, 120V) | 131.1667 | 100 | 13116.6667 | 838.04 | 109922.9133 | 938.04 | 123039.58 | 41341.3309 | 164380.9109 | 4102.203 | 77941.8567 | 242322.7675
DV - TOU Demand CT (3Ph, 4W, 277V) | 255 | 100 | 25500 | 838.04 | 213700.2 | 938.04 | 239200.2 | 80371.3294 | 319571.5294 | 1155.218 | 151526.1 | 471097.6294
DW - TOU Demand CVT (1Ph, 2W, 120V) | 2.6667 | 154.26 | 411.36 | 666.05 | 1776.1333 | 820.31 | 2187.4933 | 734.9983 | 2922.4917 | 36.8064 | 9385.6267 | 12308.1183
DY - TOU Demand CVT (3Ph, 4W, 120V) | 1 | 108.58 | 108.58 | 666.05 | 666.05 | 774.63 | 774.63 | 260.2759 | 1034.9059 | 0 | 3519.61 | 4554.5159
KC - AMI Demand SC (1Ph, 3W, 240V) | 1.1667 | 92.56 | 107.9867 | 0 | 0 | 92.56 | 107.9867 | 36.2835 | 144.2702 | 41.7783 | 41.7783 | 186.0485
KE - AMI Demand SC (1Ph, 3W, 120V) | 1.3333 | 142.76 | 190.3467 | 0 | 0 | 142.76 | 190.3467 | 63.9565 | 254.3032 | 40.9257 | 47.7467 | 302.0499
KJ - AMI Demand SC (3Ph, 4W, 240V) | 1.6667 | 147 | 245 | 0 | 0 | 147 | 245 | 82.3201 | 327.3201 | 44.7625 | 59.6833 | 387.0034
KL- AMI Demand SC (3Ph, 4W, 120V) | 0.41667 | 147 | 61.25 | 0 | 0 | 147 | 61.25 | 20.58 | 81.83 | 8.9525 | 14.9208 | 96.7508
MC - AMI TOU SC (1Ph, 3W, 240V) | 4 | 98.31 | 393.24 | 0 | 0 | 98.31 | 393.24 | 132.1287 | 525.3687 | 343.776 | 143.24 | 668.6087
ME - AMI TOU SC (1Ph, 3W, 120V) | 9.4167 | 148.56 | 1398.94 | 0 | 0 | 148.56 | 1398.94 | 470.0442 | 1868.9842 | 84.3027 | 337.2108 | 2206.195
MG - AMI TOU SC (1Ph, 3W, 277V) | 0.41667 | 149.13 | 62.1375 | 0 | 0 | 149.13 | 62.1375 | 20.8782 | 83.0157 | 1.5845 | 14.9208 | 97.9365
MJ - AMI TOU SC (3Ph, 4W, 240V) | 4.8333 | 153.72 | 742.98 | 0 | 0 | 153.72 | 742.98 | 249.6415 | 992.6215 | 415.396 | 173.0817 | 1165.7031
ML - AMI TOU SC (3Ph, 4W, 120V) | 4 | 153.72 | 614.88 | 0 | 0 | 153.72 | 614.88 | 206.5998 | 821.4798 | 29.6359 | 143.24 | 964.7198
MN - AMI TOU SC (3Ph, 4W, 277V) | 17.0833 | 153.72 | 2626.05 | 0 | 0 | 153.72 | 2626.05 | 882.3535 | 3508.4035 | 152.9385 | 611.7542 | 4120.1576
MQ - AMI TOU IT Rated (1Ph, 3W, 240V) | 6 | 109.41 | 656.46 | 0 | 0 | 109.41 | 656.46 | 220.5707 | 877.0307 | 208.7017 | 3565.32 | 4442.3507
MT - AMI TOU IT Rated (3Ph, 4W, 240V) | 31 | 152.65 | 4732.15 | 0 | 0 | 152.65 | 4732.15 | 1590.0036 | 6322.1536 | 3070.1367 | 18420.82 | 24742.9736
MU - AMI TOU IT Rated (3Ph, 4W, 120V) | 85.6667 | 152.65 | 13077.0167 | 0 | 0 | 152.65 | 13077.0167 | 4393.881 | 17470.8977 | 1642.0918 | 50904.8467 | 68375.7443
MV - AMI TOU IT Rated (3Ph, 4W, 277V) | 57.0833 | 152.65 | 8713.7708 | 0 | 0 | 152.65 | 8713.7708 | 2927.8293 | 11641.6001 | 395.954 | 33920.0583 | 45561.6584
RC - RUG SC (1Ph, 3W, 240V) | 6 | 115 | 690 | 0 | 0 | 115 | 690 | 231.8402 | 921.8402 | 3.764 | 214.86 | 1136.7002
RE - RUG SC (1Ph, 3W, 120V) | 12.0833 | 0 | 0 | 0 | 0 | 0 | 0 | 0 | 0 | 72.1174 | 432.7042 | 432.7042
RG - RUG SC (1Ph, 3W, 277V) | 1 | 0 | 0 | 0 | 0 | 0 | 0 | 0 | 0 | 2.9636 | 35.81 | 35.81
RJ - RUG SC (3Ph, 4W, 240V) | 11 | 193.79 | 2131.69 | 0 | 0 | 193.79 | 2131.69 | 716.2484 | 2847.9384 | 393.91 | 393.91 | 3241.8484
RL - RUG SC (3Ph, 4W, 120V) | 14.5833 | 193.79 | 2826.1042 | 0 | 0 | 193.79 | 2826.1042 | 949.5717 | 3775.6759 | 47.4754 | 522.2292 | 4297.9051
RN - RUG SC (3Ph, 4W, 277V) | 29.0833 | 193.79 | 5636.0592 | 0 | 0 | 193.79 | 5636.0592 | 1893.7173 | 7529.7765 | 71.4154 | 1041.4742 | 8571.2507
RQ - RUG CT (1Ph, 2-3W, 240V) | 12 | 213.27 | 2559.24 | 780.71 | 9368.52 | 993.98 | 11927.76 | 4007.7305 | 15935.4905 | 245.1796 | 7130.64 | 23066.1305
RT - RUG CT (3Ph, 4W, 240V) | 25.75 | 217.25 | 5594.1875 | 838.04 | 21579.53 | 1055.29 | 27173.7175 | 9130.3761 | 36304.0936 | 1275.0971 | 15301.165 | 51605.2586
RU - RUG CT (3Ph, 4W, 120V) | 99 | 217.25 | 21507.75 | 838.04 | 82965.96 | 1055.29 | 104473.71 | 35103.1937 | 139576.9037 | 2284.574 | 58827.78 | 198404.6837
RV - RUG CT (3Ph, 4W, 277V) | 169.4167 | 217.25 | 36805.7708 | 838.04 | 141977.9433 | 1055.29 | 178783.7142 | 60071.3744 | 238855.0886 | 1016.8765 | 100670.7717 | 339525.8603
RX - RUG CVT (3Ph, 3W, 120V) | 0.58333 | 0 | 0 | 666.05 | 388.5292 | 666.05 | 388.5292 | 130.5459 | 519.0751 | 12.1187 | 2053.1058 | 2572.1809
ST - Smart Meter CT (3Ph, 4W, 240V) | 1 | 843.95 | 843.95 | 838.04 | 838.04 | 1681.99 | 1681.99 | 565.1491 | 2247.1391 | 1018.6629 | 594.22 | 2841.3591
SU - Smart Meter CT (3Ph, 4W, 120V) | 15 | 843.95 | 12659.25 | 838.04 | 12570.6 | 1681.99 | 25229.85 | 8477.2362 | 33707.0862 | 8913.3 | 8913.3 | 42620.3862
SV - Smart Meter CT (3Ph, 4W, 277V) | 77.1667 | 843.95 | 65124.8083 | 838.04 | 64668.7533 | 1681.99 | 129793.5617 | 43610.6705 | 173404.2321 | 3056.9318 | 45853.9767 | 219258.2088
SY - Smart Meter CVT (3Ph, 4W, 120V) | 1 | 843.74 | 843.74 | 666.05 | 666.05 | 1509.79 | 1509.79 | 507.2898 | 2017.0798 | 45.6105 | 3519.61 | 5536.6898
SZ - Smart Meter CVT (3Ph, 4W, 120V) | 1 | 843.95 | 843.95 | 666.05 | 666.05 | 1510 | 1510 | 507.3604 | 2017.3604 | 3519.61 | 3519.61 | 5536.9704
370 - SDTR-1B - GSDT-1 with Seasonal Demand TOU Option B (21-499 KW)
DC - TOU Demand SC (1Ph, 3W, 240V) | 2 | 100 | 200 | 0 | 0 | 100 | 200 | 67.2001 | 267.2001 | 0 | 71.62 | 338.8201
DE - TOU Demand SC (1Ph, 3W, 120V) | 1 | 113.58 | 113.58 | 0 | 0 | 113.58 | 113.58 | 38.1629 | 151.7429 | 17.905 | 35.81 | 187.5529
DJ - TOU Demand SC (3Ph, 4W, 240V) | 3.25 | 107 | 347.75 | 0 | 0 | 107 | 347.75 | 116.8441 | 464.5941 | 116.3825 | 116.3825 | 580.9766
DL - TOU Demand SC (3Ph, 4W, 120V) | 5 | 107 | 535 | 0 | 0 | 107 | 535 | 179.7601 | 714.7601 | 55.0923 | 179.05 | 893.8101
DN - TOU Demand SC (3Ph, 4W, 277V) | 8.1667 | 100 | 816.6667 | 0 | 0 | 100 | 816.6667 | 274.4002 | 1091.0669 | 58.4897 | 292.4483 | 1383.5152
DQ - TOU Demand CT (1Ph, 2-3W, 240V) | 0.83333 | 104.33 | 86.9417 | 780.71 | 650.5917 | 885.04 | 737.5333 | 247.8114 | 985.3447 | 60.6347 | 495.1833 | 1480.5281
DT - TOU Demand CT (3Ph, 4W, 240V) | 4 | 100 | 400 | 838.04 | 3352.16 | 938.04 | 3752.16 | 1260.7267 | 5012.8867 | 2852.256 | 2376.88 | 7389.7667
DU - TOU Demand CT (3Ph, 4W, 120V) | 13.0833 | 100 | 1308.3333 | 838.04 | 10964.3567 | 938.04 | 12272.69 | 4123.627 | 16396.317 | 1943.5946 | 7774.3783 | 24170.6954
DV - TOU Demand CT (3Ph, 4W, 277V) | 6.0833 | 100 | 608.3333 | 838.04 | 5098.0767 | 938.04 | 5706.41 | 1917.3552 | 7623.7652 | 276.2934 | 3614.8383 | 11238.6036
RC - RUG SC (1Ph, 3W, 240V) | 1 | 115 | 115 | 0 | 0 | 115 | 115 | 38.64 | 153.64 | 5.8866 | 35.81 | 189.45
RJ - RUG SC (3Ph, 4W, 240V) | 1 | 193.79 | 193.79 | 0 | 0 | 193.79 | 193.79 | 65.1135 | 258.9035 | 35.81 | 35.81 | 294.7135
RN - RUG SC (3Ph, 4W, 277V) | 2 | 193.79 | 387.58 | 0 | 0 | 193.79 | 387.58 | 130.227 | 517.807 | 71.62 | 71.62 | 589.427
RU - RUG CT (3Ph, 4W, 120V) | 3 | 217.25 | 651.75 | 838.04 | 2514.12 | 1055.29 | 3165.87 | 1063.7331 | 4229.6031 | 0 | 1782.66 | 6012.2631
RV - RUG CT (3Ph, 4W, 277V) | 6.75 | 217.25 | 1466.4375 | 838.04 | 5656.77 | 1055.29 | 7123.2075 | 2393.3996 | 9516.6071 | 1336.995 | 4010.985 | 13527.5921
SV - Smart Meter CT (3Ph, 4W, 277V) | 1.5833 | 843.95 | 1336.2542 | 838.04 | 1326.8967 | 1681.99 | 2663.1508 | 894.8194 | 3557.9702 | 139.3849 | 940.8483 | 4498.8185
Total GSD(T)-1 | 100912.8333 | 119.0004 | 12008666.6467 | 215.6657 | 21763436.6217 | 334.6661 | 33772103.2683 | 11347435.4789 | 45119538.7472 | 14963711.2221 | 23692542.7683 | 68812081.5156
GSLD(T)-1
62 - GSLD-1 - General Service Large Demand (500-1999 KW)
6Q - Electronic Demand CT (1Ph, 2-3W, 240V) | 0.16667 | 107 | 17.8333 | 780.71 | 130.1183 | 887.71 | 147.9517 | 49.7118 | 197.6635 | 0 | 99.0367 | 296.7001
6T - Electronic Demand CT (3Ph, 4W, 240V) | 0.16667 | 99 | 16.5 | 838.04 | 139.6733 | 937.04 | 156.1733 | 52.4743 | 208.6476 | 594.22 | 99.0367 | 307.6843
6U - Electronic Demand CT (3Ph, 4W, 120V) | 7.4167 | 99 | 734.25 | 838.04 | 6215.4633 | 937.04 | 6949.7133 | 2335.1055 | 9284.8188 | 26442.79 | 4407.1317 | 13691.9505
6V - Electronic Demand CT (3Ph, 4W, 277V) | 364.6667 | 99 | 36102 | 838.04 | 305605.2533 | 937.04 | 341707.2533 | 114813.726 | 456520.9793 | 29216.9294 | 216692.2267 | 673213.206
6X - Electronic Demand CVT (3Ph, 3W, 120V) | 1 | 110.99 | 110.99 | 666.05 | 666.05 | 777.04 | 777.04 | 261.0856 | 1038.1256 | 9.6516 | 3519.61 | 4557.7356
6Y - Electronic Demand CVT (3Ph, 4W, 120V) | 1.4167 | 109.88 | 155.6633 | 666.05 | 943.5708 | 775.93 | 1099.2342 | 369.343 | 1468.5771 | 4986.1142 | 4986.1142 | 6454.6913
9N - Pulse Initiating SC (Used with SSDR, 3Ph, 4W, 277V) | 1 | 134.55 | 134.55 | 1330.89 | 1330.89 | 1465.44 | 1465.44 | 492.3882 | 1957.8282 | 25.2776 | 35.81 | 1993.6382
9U - Pulse Initiating CT (Used with SSDR, 3Ph, 4W, 120V) | 4.9167 | 134.55 | 661.5375 | 2168.93 | 10663.9058 | 2303.48 | 11325.4433 | 3805.3519 | 15130.7952 | 2921.5817 | 2921.5817 | 18052.3769
9V - Pulse Initiating CT (Used with SSDR, 3Ph, 4W, 277V) | 39.3333 | 0 | 0 | 2168.93 | 85311.2467 | 2168.93 | 85311.2467 | 28664.6011 | 113975.8477 | 4753.76 | 23372.6533 | 137348.5011
9Y - Pulse Initiating CVT (Used with SSDR, 3Ph, 4W, 120V) | 2 | 180.79 | 361.58 | 1996.94 | 3993.88 | 2177.73 | 4355.46 | 1463.4357 | 5818.8957 | 178.9632 | 7039.22 | 12858.1157
DU - TOU Demand CT (3Ph, 4W, 120V) | 2.9167 | 100 | 291.6667 | 838.04 | 2444.2833 | 938.04 | 2735.95 | 919.2799 | 3655.2299 | 866.5708 | 1733.1417 | 5388.3716
DV - TOU Demand CT (3Ph, 4W, 277V) | 47.75 | 100 | 4775 | 838.04 | 40016.41 | 938.04 | 44791.41 | 15049.9254 | 59841.3354 | 9728.2303 | 28374.005 | 88215.3404
KL- AMI Demand SC (3Ph, 4W, 120V) | 0.083333 | 147 | 12.25 | 0 | 0 | 147 | 12.25 | 4.116 | 16.366 | 0.062496 | 2.9842 | 19.3502
KN - AMI Demand SC (3Ph, 4W, 277V) | 0.083333 | 147.06 | 12.255 | 0 | 0 | 147.06 | 12.255 | 4.1177 | 16.3727 | 35.81 | 2.9842 | 19.3568
KT - AMI Demand IT Rated (3Ph, 4W, 240V) | 4.0833 | 147.02 | 600.3317 | 0 | 0 | 147.02 | 600.3317 | 201.7116 | 802.0433 | 29116.78 | 2426.3983 | 3228.4416
KU - AMI Demand IT Rated (3Ph, 4W, 120V) | 8.1667 | 147.02 | 1200.6633 | 0 | 0 | 147.02 | 1200.6633 | 403.4232 | 1604.0865 | 1188.44 | 4852.7967 | 6456.8832
KV - AMI Demand IT Rated (3Ph, 4W, 277V) | 121.8333 | 147.02 | 17911.9367 | 0 | 0 | 147.02 | 17911.9367 | 6018.4154 | 23930.352 | 8864.7922 | 72395.8033 | 96326.1554
KY - AMI Demand IT Rated (3Ph, 4W, 120V) | 0.16667 | 147.02 | 24.5033 | 0 | 0 | 147.02 | 24.5033 | 8.2331 | 32.7365 | 0.81289 | 99.0367 | 131.7731
MV - AMI TOU IT Rated (3Ph, 4W, 277V) | 20.3333 | 152.65 | 3103.8833 | 0 | 0 | 152.65 | 3103.8833 | 1042.9056 | 4146.7889 | 72494.84 | 12082.4733 | 16229.2623
RN - RUG SC (3Ph, 4W, 277V) | 1 | 193.79 | 193.79 | 0 | 0 | 193.79 | 193.79 | 65.1135 | 258.9035 | 1.7611 | 35.81 | 294.7135
RT - RUG CT (3Ph, 4W, 240V) | 0.16667 | 217.25 | 36.2083 | 838.04 | 139.6733 | 1055.29 | 175.8817 | 59.0963 | 234.978 | 99.0367 | 99.0367 | 334.0146
RU - RUG CT (3Ph, 4W, 120V) | 44.25 | 217.25 | 9613.3125 | 838.04 | 37083.27 | 1055.29 | 46696.5825 | 15690.0639 | 62386.6464 | 157765.41 | 26294.235 | 88680.8814
RV - RUG CT (3Ph, 4W, 277V) | 601.3333 | 217.25 | 130639.6667 | 838.04 | 503941.3867 | 1055.29 | 634581.0533 | 213219.3989 | 847800.4522 | 8075.1253 | 357324.2933 | 1205124.7456
RY - RUG CVT (3Ph, 4W, 120V) | 39 | 417.73 | 16291.47 | 666.05 | 25975.95 | 1083.78 | 42267.42 | 14201.8641 | 56469.2841 | 228.2674 | 137264.79 | 193734.0741
SU - Smart Meter CT (3Ph, 4W, 120V) | 5 | 843.95 | 4219.75 | 838.04 | 4190.2 | 1681.99 | 8409.95 | 2825.7454 | 11235.6954 | 76.1821 | 2971.1 | 14206.7954
SV - Smart Meter CT (3Ph, 4W, 277V) | 144.8333 | 843.95 | 122232.0917 | 838.04 | 121376.1267 | 1681.99 | 243608.2183 | 81852.4247 | 325460.643 | 17212.5727 | 86062.8633 | 411523.5064
SY - Smart Meter CVT (3Ph, 4W, 120V) | 3.5 | 843.74 | 2953.09 | 666.05 | 2331.175 | 1509.79 | 5284.265 | 1775.5144 | 7059.7794 | 85.0539 | 12318.635 | 19378.4144
64 - GSLDT-1 - General Service Large Demand TOU (500-1999 KW)
6V - Electronic Demand CT (3Ph, 4W, 277V) | 1 | 99 | 99 | 838.04 | 838.04 | 937.04 | 937.04 | 314.8457 | 1251.8857 | 0 | 594.22 | 1846.1057
9U - Pulse Initiating CT (Used with SSDR, 3Ph, 4W, 120V) | 3.8333 | 134.55 | 515.775 | 2168.93 | 8314.2317 | 2303.48 | 8830.0067 | 2966.8845 | 11796.8912 | 2277.8433 | 2277.8433 | 14074.7345
9V - Pulse Initiating CT (Used with SSDR, 3Ph, 4W, 277V) | 28.4167 | 0 | 0 | 2168.93 | 61633.7608 | 2168.93 | 61633.7608 | 20708.9597 | 82342.7205 | 4404.9787 | 16885.7517 | 99228.4722
9Y - Pulse Initiating CVT (Used with SSDR, 3Ph, 4W, 120V) | 1 | 180.79 | 180.79 | 1996.94 | 1996.94 | 2177.73 | 2177.73 | 731.7178 | 2909.4478 | 123.8572 | 3519.61 | 6429.0578
DU - TOU Demand CT (3Ph, 4W, 120V) | 10.8333 | 100 | 1083.3333 | 838.04 | 9078.7667 | 938.04 | 10162.1 | 3414.4682 | 13576.5682 | 6437.3833 | 6437.3833 | 20013.9516
DV - TOU Demand CT (3Ph, 4W, 277V) | 177.25 | 100 | 17725 | 838.04 | 148542.59 | 938.04 | 166267.59 | 55865.9535 | 222133.5435 | 9722.3534 | 105325.495 | 327459.0385
DY - TOU Demand CVT (3Ph, 4W, 120V) | 2.9167 | 108.58 | 316.6917 | 666.05 | 1942.6458 | 774.63 | 2259.3375 | 759.138 | 3018.4755 | 57.9155 | 10265.5292 | 13284.0047
MT - AMI TOU IT Rated (3Ph, 4W, 240V) | 0.75 | 152.65 | 114.4875 | 0 | 0 | 152.65 | 114.4875 | 38.4678 | 152.9553 | 152.7994 | 445.665 | 598.6203
MU - AMI TOU IT Rated (3Ph, 4W, 120V) | 6.4167 | 152.65 | 979.5042 | 0 | 0 | 152.65 | 979.5042 | 329.1137 | 1308.6178 | 5083.8822 | 3812.9117 | 5121.5295
MV - AMI TOU IT Rated (3Ph, 4W, 277V) | 59.4167 | 152.65 | 9069.9542 | 0 | 0 | 152.65 | 9069.9542 | 3047.507 | 12117.4611 | 0 | 35306.5717 | 47424.0328
RT - RUG CT (3Ph, 4W, 240V) | 3 | 217.25 | 651.75 | 838.04 | 2514.12 | 1055.29 | 3165.87 | 1063.7331 | 4229.6031 | 30.0027 | 1782.66 | 6012.2631
RU - RUG CT (3Ph, 4W, 120V) | 251.4167 | 217.25 | 54620.2708 | 838.04 | 210697.2233 | 1055.29 | 265317.4942 | 89146.747 | 354464.2412 | 49798.9372 | 149396.8117 | 503861.0529
RV - RUG CT (3Ph, 4W, 277V) | 513.1667 | 217.25 | 111485.4583 | 838.04 | 430054.1933 | 1055.29 | 541539.6517 | 181957.4638 | 723497.1154 | 1212.8627 | 304933.8967 | 1028431.0121
RY - RUG CVT (3Ph, 4W, 120V) | 25.75 | 417.73 | 10756.5475 | 666.05 | 17150.7875 | 1083.78 | 27907.335 | 9376.8718 | 37284.2068 | 176.6092 | 90629.9575 | 127914.1643
SU - Smart Meter CT (3Ph, 4W, 120V) | 5.75 | 843.95 | 4852.7125 | 838.04 | 4818.73 | 1681.99 | 9671.4425 | 3249.6072 | 12921.0497 | 132.6899 | 3416.765 | 16337.8147
SV - Smart Meter CT (3Ph, 4W, 277V) | 108.5833 | 843.95 | 91638.9042 | 838.04 | 90997.1767 | 1681.99 | 182636.0808 | 61365.7706 | 244001.8515 | 11221.2849 | 64522.3883 | 308524.2398
SY - Smart Meter CVT (3Ph, 4W, 120V) | 1 | 843.74 | 843.74 | 666.05 | 666.05 | 1509.79 | 1509.79 | 507.2898 | 2017.0798 | 32.4139 | 3519.61 | 5536.6898
73 - CS-1 - Curtailable Service (500-1999 KW)
9V - Pulse Initiating CT (Used with SSDR, 3Ph, 4W, 277V) | 1 | 0 | 0 | 2168.93 | 2168.93 | 2168.93 | 2168.93 | 728.761 | 2897.691 | 0 | 594.22 | 3491.911
RT - RUG CT (3Ph, 4W, 240V) | 1 | 217.25 | 217.25 | 838.04 | 838.04 | 1055.29 | 1055.29 | 354.5777 | 1409.8677 | 594.22 | 594.22 | 2004.0877
RU - RUG CT (3Ph, 4W, 120V) | 1 | 217.25 | 217.25 | 838.04 | 838.04 | 1055.29 | 1055.29 | 354.5777 | 1409.8677 | 594.22 | 594.22 | 2004.0877
RV - RUG CT (3Ph, 4W, 277V) | 18 | 217.25 | 3910.5 | 838.04 | 15084.72 | 1055.29 | 18995.22 | 6382.3989 | 25377.6189 | 10695.96 | 10695.96 | 36073.5789
RY - RUG CVT (3Ph, 4W, 120V) | 5 | 417.73 | 2088.65 | 666.05 | 3330.25 | 1083.78 | 5418.9 | 1820.7518 | 7239.6518 | 977.6694 | 17598.05 | 24837.7018
SU - Smart Meter CT (3Ph, 4W, 120V) | 1 | 843.95 | 843.95 | 838.04 | 838.04 | 1681.99 | 1681.99 | 565.1491 | 2247.1391 | 118.844 | 594.22 | 2841.3591
SV - Smart Meter CT (3Ph, 4W, 277V) | 3 | 843.95 | 2531.85 | 838.04 | 2514.12 | 1681.99 | 5045.97 | 1695.4472 | 6741.4172 | 1782.66 | 1782.66 | 8524.0772
74 - CST-1 - Curtailable Service TOU (500-1999 KW)
RU - RUG CT (3Ph, 4W, 120V) | 3 | 217.25 | 651.75 | 838.04 | 2514.12 | 1055.29 | 3165.87 | 1063.7331 | 4229.6031 | 0 | 1782.66 | 6012.2631
RV - RUG CT (3Ph, 4W, 277V) | 13 | 217.25 | 2824.25 | 838.04 | 10894.52 | 1055.29 | 13718.77 | 4609.5103 | 18328.2803 | 2574.9533 | 7724.86 | 26053.1403
RY - RUG CVT (3Ph, 4W, 120V) | 2 | 417.73 | 835.46 | 666.05 | 1332.1 | 1083.78 | 2167.56 | 728.3007 | 2895.8607 | 541.4785 | 7039.22 | 9935.0807
SV - Smart Meter CT (3Ph, 4W, 277V) | 1 | 843.95 | 843.95 | 838.04 | 838.04 | 1681.99 | 1681.99 | 565.1491 | 2247.1391 | 297.11 | 594.22 | 2841.3591
164 - HLFT-2 - High Load Factor TOU (500-1999 kW)
9U - Pulse Initiating CT (Used with SSDR, 3Ph, 4W, 120V) | 4.3333 | 134.55 | 583.05 | 2168.93 | 9398.6967 | 2303.48 | 9981.7467 | 3353.8695 | 13335.6161 | 0 | 2574.9533 | 15910.5695
9V - Pulse Initiating CT (Used with SSDR, 3Ph, 4W, 277V) | 17.1667 | 0 | 0 | 2168.93 | 37233.2983 | 2168.93 | 37233.2983 | 12510.3979 | 49743.6963 | 2354.0254 | 10200.7767 | 59944.4729
DU - TOU Demand CT (3Ph, 4W, 120V) | 6.0833 | 100 | 608.3333 | 838.04 | 5098.0767 | 938.04 | 5706.41 | 1917.3552 | 7623.7652 | 210.5731 | 3614.8383 | 11238.6036
DV - TOU Demand CT (3Ph, 4W, 277V) | 20.9167 | 100 | 2091.6667 | 838.04 | 17529.0033 | 938.04 | 19620.67 | 6592.5502 | 26213.2202 | 2043.14 | 12429.1017 | 38642.3219
DY - TOU Demand CVT (3Ph, 4W, 120V) | 1 | 108.58 | 108.58 | 666.05 | 666.05 | 774.63 | 774.63 | 260.2759 | 1034.9059 | 168.2682 | 3519.61 | 4554.5159
MN - AMI TOU SC (3Ph, 4W, 277V) | 0.083333 | 153.72 | 12.81 | 0 | 0 | 153.72 | 12.81 | 4.3042 | 17.1142 | 2.9842 | 2.9842 | 20.0983
MU - AMI TOU IT Rated (3Ph, 4W, 120V) | 5.6667 | 152.65 | 865.0167 | 0 | 0 | 152.65 | 865.0167 | 290.6458 | 1155.6625 | 40406.96 | 3367.2467 | 4522.9092
MV - AMI TOU IT Rated (3Ph, 4W, 277V) | 26.5833 | 152.65 | 4057.9458 | 0 | 0 | 152.65 | 4057.9458 | 1363.4709 | 5421.4167 | 2787.5909 | 15796.3483 | 21217.765
RT - RUG CT (3Ph, 4W, 240V) | 1 | 217.25 | 217.25 | 838.04 | 838.04 | 1055.29 | 1055.29 | 354.5777 | 1409.8677 | 22.3531 | 594.22 | 2004.0877
RU - RUG CT (3Ph, 4W, 120V) | 56 | 217.25 | 12166 | 838.04 | 46930.24 | 1055.29 | 59096.24 | 19856.352 | 78952.592 | 33276.32 | 33276.32 | 112228.912
RV - RUG CT (3Ph, 4W, 277V) | 146.6667 | 217.25 | 31863.3333 | 838.04 | 122912.5333 | 1055.29 | 154775.8667 | 52004.7314 | 206780.5981 | 1556.2905 | 87152.2667 | 293932.8648
RY - RUG CVT (3Ph, 4W, 120V) | 8.25 | 417.73 | 3446.2725 | 666.05 | 5494.9125 | 1083.78 | 8941.185 | 3004.2405 | 11945.4255 | 197.9781 | 29036.7825 | 40982.208
SU - Smart Meter CT (3Ph, 4W, 120V) | 3.6667 | 843.95 | 3094.4833 | 838.04 | 3072.8133 | 1681.99 | 6167.2967 | 2072.2133 | 8239.51 | 264.0978 | 2178.8067 | 10418.3166
SV - Smart Meter CT (3Ph, 4W, 277V) | 42.5833 | 843.95 | 35938.2042 | 838.04 | 35686.5367 | 1681.99 | 71624.7408 | 24065.9315 | 95690.6724 | 6901.055 | 25303.8683 | 120994.5407
SY - Smart Meter CVT (3Ph, 4W, 120V) | 5 | 843.74 | 4218.7 | 666.05 | 3330.25 | 1509.79 | 7548.95 | 2536.4492 | 10085.3992 | 413.2614 | 17598.05 | 27683.4492
264 - SDTR-2A - GSLD-1 with Seasonal Demand TOU Option A (500-1999 KW)
6V - Electronic Demand CT (3Ph, 4W, 277V) | 1 | 99 | 99 | 838.04 | 838.04 | 937.04 | 937.04 | 314.8457 | 1251.8857 | 0 | 594.22 | 1846.1057
9V - Pulse Initiating CT (Used with SSDR, 3Ph, 4W, 277V) | 3 | 0 | 0 | 2168.93 | 6506.79 | 2168.93 | 6506.79 | 2186.2831 | 8693.0731 | 1782.66 | 1782.66 | 10475.7331
MV - AMI TOU IT Rated (3Ph, 4W, 277V) | 1.3333 | 152.65 | 203.5333 | 0 | 0 | 152.65 | 203.5333 | 68.3873 | 271.9206 | 264.0978 | 792.2933 | 1064.2139
RU - RUG CT (3Ph, 4W, 120V) | 9.75 | 217.25 | 2118.1875 | 838.04 | 8170.89 | 1055.29 | 10289.0775 | 3457.1327 | 13746.2102 | 4345.2338 | 5793.645 | 19539.8552
RV - RUG CT (3Ph, 4W, 277V) | 200.3333 | 217.25 | 43522.4167 | 838.04 | 167887.3467 | 1055.29 | 211409.7633 | 71033.7354 | 282443.4988 | 12209.4434 | 119042.0733 | 401485.5721
RX - RUG CVT (3Ph, 3W, 120V) | 0.5 | 0 | 0 | 666.05 | 333.025 | 666.05 | 333.025 | 111.8965 | 444.9215 | 8.7844 | 1759.805 | 2204.7265
RY - RUG CVT (3Ph, 4W, 120V) | 3 | 417.73 | 1253.19 | 666.05 | 1998.15 | 1083.78 | 3251.34 | 1092.4511 | 4343.7911 | 0 | 10558.83 | 14902.6211
SU - Smart Meter CT (3Ph, 4W, 120V) | 5.3333 | 843.95 | 4501.0667 | 838.04 | 4469.5467 | 1681.99 | 8970.6133 | 3014.1284 | 11984.7417 | 1056.3911 | 3169.1733 | 15153.9151
SV - Smart Meter CT (3Ph, 4W, 277V) | 164.6667 | 843.95 | 138970.4333 | 838.04 | 137997.2533 | 1681.99 | 276967.6867 | 93061.2147 | 370028.9014 | 18346.5425 | 97848.2267 | 467877.1281
SY - Smart Meter CVT (3Ph, 4W, 120V) | 3 | 843.74 | 2531.22 | 666.05 | 1998.15 | 1509.79 | 4529.37 | 1521.8695 | 6051.2395 | 64.1224 | 10558.83 | 16610.0695
364 - SDTR-2B - GSLDT-1 with Seasonal Demand TOU Option B (500-1999 KW)
RV - RUG CT (3Ph, 4W, 277V) | 10.9167 | 217.25 | 2371.6458 | 838.04 | 9148.6033 | 1055.29 | 11520.2492 | 3870.8067 | 15391.0559 | 0 | 6486.9017 | 21877.9575
SV - Smart Meter CT (3Ph, 4W, 277V) | 2 | 843.95 | 1687.9 | 838.04 | 1676.08 | 1681.99 | 3363.98 | 1130.2982 | 4494.2782 | 108.8647 | 1188.44 | 5682.7182
Total GSLD(T)-1 | 3465.9167 | 279.5323 | 968835.7917 | 811.3724 | 2812149.0283 | 1090.9047 | 3780984.82 | 1270411.8826 | 5051396.7026 | 1183200.8296 | 2366401.6592 | 7417798.3617
GSLD(T)-2
63 - GSLD-2 - General Service Large Demand (2000+ KW)
9V - Pulse Initiating CT (Used with SSDR, 3Ph, 4W, 277V) | 2 | 0 | 0 | 2168.93 | 4337.86 | 2168.93 | 4337.86 | 1457.5221 | 5795.3821 | 0 | 1188.44 | 6983.8221
9Y - Pulse Initiating CVT (Used with SSDR, 3Ph, 4W, 120V) | 2 | 180.79 | 361.58 | 1996.94 | 3993.88 | 2177.73 | 4355.46 | 1463.4357 | 5818.8957 | 3519.61 | 7039.22 | 12858.1157
RV - RUG CT (3Ph, 4W, 277V) | 60 | 217.25 | 13035 | 838.04 | 50282.4 | 1055.29 | 63317.4 | 21274.6629 | 84592.0629 | 17826.6 | 35653.2 | 120245.2629
RY - RUG CVT (3Ph, 4W, 120V) | 22.4167 | 417.73 | 9364.1142 | 666.05 | 14930.6208 | 1083.78 | 24294.735 | 8163.0373 | 32457.7723 | 1314.9654 | 78897.9242 | 111355.6964
SV - Smart Meter CT (3Ph, 4W, 277V) | 6 | 843.95 | 5063.7 | 838.04 | 5028.24 | 1681.99 | 10091.94 | 3390.8945 | 13482.8345 | 159.0477 | 3565.32 | 17048.1545
SY - Smart Meter CVT (3Ph, 4W, 120V) | 5.5 | 843.74 | 4640.57 | 666.05 | 3663.275 | 1509.79 | 8303.845 | 2790.0941 | 11093.9391 | 3226.3092 | 19357.855 | 30451.7941
65 - GSLDT-2 - General Service Large Demand TOU (2000+ KW)
9U - Pulse Initiating CT (Used with SSDR, 3Ph, 4W, 120V) | 1 | 134.55 | 134.55 | 2168.93 | 2168.93 | 2303.48 | 2303.48 | 773.9699 | 3077.4499 | 0 | 594.22 | 3671.6699
9V - Pulse Initiating CT (Used with SSDR, 3Ph, 4W, 277V) | 18.6667 | 0 | 0 | 2168.93 | 40486.6933 | 2168.93 | 40486.6933 | 13603.5395 | 54090.2328 | 11092.1067 | 11092.1067 | 65182.3395
9Y - Pulse Initiating CVT (Used with SSDR, 3Ph, 4W, 120V) | 7 | 180.79 | 1265.53 | 1996.94 | 13978.58 | 2177.73 | 15244.11 | 5122.0249 | 20366.1349 | 1319.8537 | 24637.27 | 45003.4049
DV - TOU Demand CT (3Ph, 4W, 277V) | 0.58333 | 100 | 58.3333 | 838.04 | 488.8567 | 938.04 | 547.19 | 183.856 | 731.046 | 49.5183 | 346.6283 | 1077.6743
RU - RUG CT (3Ph, 4W, 120V) | 1 | 217.25 | 217.25 | 838.04 | 838.04 | 1055.29 | 1055.29 | 354.5777 | 1409.8677 | 1018.6629 | 594.22 | 2004.0877
RV - RUG CT (3Ph, 4W, 277V) | 103.75 | 217.25 | 22539.6875 | 838.04 | 86946.65 | 1055.29 | 109486.3375 | 36787.4379 | 146273.7754 | 61650.325 | 61650.325 | 207924.1004
RY - RUG CVT (3Ph, 4W, 120V) | 30.5833 | 417.73 | 12775.5758 | 666.05 | 20370.0292 | 1083.78 | 33145.605 | 11136.9319 | 44282.5369 | 1037.5075 | 107641.4058 | 151923.9427
SV - Smart Meter CT (3Ph, 4W, 277V) | 18.1667 | 843.95 | 15331.7583 | 838.04 | 15224.3933 | 1681.99 | 30556.1517 | 10266.8749 | 40823.0266 | 352.9699 | 10794.9967 | 51618.0232
SY - Smart Meter CVT (3Ph, 4W, 120V) | 7.1667 | 843.74 | 6046.8033 | 666.05 | 4773.3583 | 1509.79 | 10820.1617 | 3635.5771 | 14455.7388 | 1388.47 | 25223.8717 | 39679.6105
71 - CS-2 - Curtailable Service (2000+ KW)
RY - RUG CVT (3Ph, 4W, 120V) | 1 | 417.73 | 417.73 | 666.05 | 666.05 | 1083.78 | 1083.78 | 364.1504 | 1447.9304 | 0 | 3519.61 | 4967.5404
SV - Smart Meter CT (3Ph, 4W, 277V) | 0.5 | 843.95 | 421.975 | 838.04 | 419.02 | 1681.99 | 840.995 | 282.5745 | 1123.5695 | 297.11 | 297.11 | 1420.6795
75 - CST-2 - Curtailable Service TOU (2000+ KW)
9V - Pulse Initiating CT (Used with SSDR, 3Ph, 4W, 277V) | 2 | 0 | 0 | 2168.93 | 4337.86 | 2168.93 | 4337.86 | 1457.5221 | 5795.3821 | 0 | 1188.44 | 6983.8221
9Y - Pulse Initiating CVT (Used with SSDR, 3Ph, 4W, 120V) | 1 | 180.79 | 180.79 | 1996.94 | 1996.94 | 2177.73 | 2177.73 | 731.7178 | 2909.4478 | 1759.805 | 3519.61 | 6429.0578
RV - RUG CT (3Ph, 4W, 277V) | 1 | 217.25 | 217.25 | 838.04 | 838.04 | 1055.29 | 1055.29 | 354.5777 | 1409.8677 | 594.22 | 594.22 | 2004.0877
RY - RUG CVT (3Ph, 4W, 120V) | 3 | 417.73 | 1253.19 | 666.05 | 1998.15 | 1083.78 | 3251.34 | 1092.4511 | 4343.7911 | 10558.83 | 10558.83 | 14902.6211
SV - Smart Meter CT (3Ph, 4W, 277V) | 0.5 | 843.95 | 421.975 | 838.04 | 419.02 | 1681.99 | 840.995 | 282.5745 | 1123.5695 | 99.0367 | 297.11 | 1420.6795
165 - HLFT-3 - High Load Factor TOU (2000+ kW)
9V - Pulse Initiating CT (Used with SSDR, 3Ph, 4W, 277V) | 5 | 0 | 0 | 2168.93 | 10844.65 | 2168.93 | 10844.65 | 3643.8052 | 14488.4552 | 0 | 2971.1 | 17459.5552
9Y - Pulse Initiating CVT (Used with SSDR, 3Ph, 4W, 120V) | 2 | 180.79 | 361.58 | 1996.94 | 3993.88 | 2177.73 | 4355.46 | 1463.4357 | 5818.8957 | 1407.844 | 7039.22 | 12858.1157
RV - RUG CT (3Ph, 4W, 277V) | 63.5 | 217.25 | 13795.375 | 838.04 | 53215.54 | 1055.29 | 67010.915 | 22515.6849 | 89526.5999 | 18866.485 | 37732.97 | 127259.5699
RY - RUG CVT (3Ph, 4W, 120V) | 7 | 417.73 | 2924.11 | 666.05 | 4662.35 | 1083.78 | 7586.46 | 2549.0525 | 10135.5125 | 387.9885 | 24637.27 | 34772.7825
SV - Smart Meter CT (3Ph, 4W, 277V) | 13 | 843.95 | 10971.35 | 838.04 | 10894.52 | 1681.99 | 21865.87 | 7346.938 | 29212.808 | 1103.5514 | 7724.86 | 36937.668
SY - Smart Meter CVT (3Ph, 4W, 120V) | 6 | 843.74 | 5062.44 | 666.05 | 3996.3 | 1509.79 | 9058.74 | 3043.739 | 12102.479 | 1624.4354 | 21117.66 | 33220.139
265 - SDTR-3A - GSLD-2 with Seasonal Demand TOU Option A (2000+ KW)
9V - Pulse Initiating CT (Used with SSDR, 3Ph, 4W, 277V) | 3 | 0 | 0 | 2168.93 | 6506.79 | 2168.93 | 6506.79 | 2186.2831 | 8693.0731 | 0 | 1782.66 | 10475.7331
9Y - Pulse Initiating CVT (Used with SSDR, 3Ph, 4W, 120V) | 2 | 180.79 | 361.58 | 1996.94 | 3993.88 | 2177.73 | 4355.46 | 1463.4357 | 5818.8957 | 2346.4067 | 7039.22 | 12858.1157
RV - RUG CT (3Ph, 4W, 277V) | 2.1667 | 217.25 | 470.7083 | 838.04 | 1815.7533 | 1055.29 | 2286.4617 | 768.2517 | 3054.7134 | 643.7383 | 1287.4767 | 4342.19
RY - RUG CVT (3Ph, 4W, 120V) | 4 | 417.73 | 1670.92 | 666.05 | 2664.2 | 1083.78 | 4335.12 | 1456.6014 | 5791.7214 | 6497.7415 | 14078.44 | 19870.1614
SV - Smart Meter CT (3Ph, 4W, 277V) | 2 | 843.95 | 1687.9 | 838.04 | 1676.08 | 1681.99 | 3363.98 | 1130.2982 | 4494.2782 | 297.11 | 1188.44 | 5682.7182
365 - SDTR-3B - GSLDT-2 with Seasonal Demand TOU Option B (2000+ KW)
9V - Pulse Initiating CT (Used with SSDR, 3Ph, 4W, 277V) | 1 | 0 | 0 | 2168.93 | 2168.93 | 2168.93 | 2168.93 | 728.761 | 2897.691 | 0 | 594.22 | 3491.911
RV - RUG CT (3Ph, 4W, 277V) | 8 | 217.25 | 1738 | 838.04 | 6704.32 | 1055.29 | 8442.32 | 2836.6217 | 11278.9417 | 4753.76 | 4753.76 | 16032.7017
RY - RUG CVT (3Ph, 4W, 120V) | 7.5 | 417.73 | 3132.975 | 666.05 | 4995.375 | 1083.78 | 8128.35 | 2731.1277 | 10859.4777 | 3299.6344 | 26397.075 | 37256.5527
SV - Smart Meter CT (3Ph, 4W, 277V) | 0.66667 | 843.95 | 562.6333 | 838.04 | 558.6933 | 1681.99 | 1121.3267 | 376.7661 | 1498.0927 | 52.8196 | 396.1467 | 1894.2394
Total GSLD(T)-2 | 421.6667 | 323.6844 | 136486.9342 | 941.213 | 396878.1483 | 1264.8974 | 533365.0825 | 179210.8064 | 712575.8889 | 850488.6775 | 566992.4517 | 1279568.3406
GSLD(T)-3
82 - CST-3 - Curtailable Service TOU (2000+ KW)
SY - Smart Meter CVT (3Ph, 4W, 120V) | 1 | 843.74 | 843.74 | 710.68 | 710.68 | 1554.42 | 1554.42 | 522.2855 | 2076.7055 | 0 | 3519.61 | 5596.3155
90 - GSLDT-3 - General Service Large Demand TOU - Transmission (2000+ KW)
9Y - Pulse Initiating CVT (Used with SSDR, 3Ph, 4W, 120V) | 10 | 180.79 | 1807.9 | 2041.57 | 20415.7 | 2222.36 | 22223.6 | 7467.1354 | 29690.7354 | 0 | 35196.1 | 64886.8354
Total GSLD(T)-3 | 11 | 241.0582 | 2651.64 | 1920.58 | 21126.38 | 2161.6382 | 23778.02 | 7989.4209 | 31767.4409 | 3871.571 | 38715.71 | 70483.1509
MET
80 - MET - Metropolitan Transit Service
RY - RUG CVT (3Ph, 4W, 120V) | 54 | 417.73 | 22557.42 | 666.05 | 35966.7 | 1083.78 | 58524.12 | 19664.1195 | 78188.2395 | 0 | 190058.94 | 268247.1795
Total MET | 54 | 417.73 | 22557.42 | 666.05 | 35966.7 | 1083.78 | 58524.12 | 19664.1195 | 78188.2395 | 3519.61 | 190058.94 | 268247.1795
OS-2
19 - OS-2 - Sports Field Service
6C - Electronic Demand SC (1Ph, 3W, 240V) | 1 | 100.9 | 100.9 | 0 | 0 | 100.9 | 100.9 | 33.9024 | 134.8024 | 0 | 35.81 | 170.6124
6E - Electronic Demand SC (1Ph, 3W, 120V) | 1 | 99 | 99 | 0 | 0 | 99 | 99 | 33.264 | 132.264 | 35.81 | 35.81 | 168.074
6G - Electronic Demand SC (1Ph, 3W, 277V) | 1 | 99.23 | 99.23 | 0 | 0 | 99.23 | 99.23 | 33.3413 | 132.5713 | 35.81 | 35.81 | 168.3813
6J - Electronic Demand SC (3Ph, 4W, 240V) | 2 | 105.07 | 210.14 | 0 | 0 | 105.07 | 210.14 | 70.6071 | 280.7471 | 71.62 | 71.62 | 352.3671
6L - Electronic Demand SC (3Ph, 4W, 120V) | 3 | 104.99 | 314.97 | 0 | 0 | 104.99 | 314.97 | 105.83 | 420.8 | 53.715 | 107.43 | 528.23
6N - Electronic Demand SC (3Ph, 4W, 277V) | 9 | 99 | 891 | 0 | 0 | 99 | 891 | 299.3762 | 1190.3762 | 107.43 | 322.29 | 1512.6662
6Q - Electronic Demand CT (1Ph, 2-3W, 240V) | 1 | 107 | 107 | 780.71 | 780.71 | 887.71 | 887.71 | 298.2708 | 1185.9808 | 66.0244 | 594.22 | 1780.2008
6T - Electronic Demand CT (3Ph, 4W, 240V) | 1 | 99 | 99 | 838.04 | 838.04 | 937.04 | 937.04 | 314.8457 | 1251.8857 | 594.22 | 594.22 | 1846.1057
6U - Electronic Demand CT (3Ph, 4W, 120V) | 3 | 99 | 297 | 838.04 | 2514.12 | 937.04 | 2811.12 | 944.5371 | 3755.6571 | 1782.66 | 1782.66 | 5538.3171
6V - Electronic Demand CT (3Ph, 4W, 277V) | 1 | 99 | 99 | 838.04 | 838.04 | 937.04 | 937.04 | 314.8457 | 1251.8857 | 198.0733 | 594.22 | 1846.1057
6W - Electronic Demand CVT (1Ph, 2W, 120V) | 32.9167 | 108.34 | 3566.1917 | 666.05 | 21924.1458 | 774.39 | 25490.3375 | 8564.76 | 34055.0975 | 115853.8292 | 115853.8292 | 149908.9267
6X - Electronic Demand CVT (3Ph, 3W, 120V) | 1 | 110.99 | 110.99 | 666.05 | 666.05 | 777.04 | 777.04 | 261.0856 | 1038.1256 | 106.9249 | 3519.61 | 4557.7356
6Y - Electronic Demand CVT (3Ph, 4W, 120V) | 4 | 109.88 | 439.52 | 666.05 | 2664.2 | 775.93 | 3103.72 | 1042.8507 | 4146.5707 | 14078.44 | 14078.44 | 18225.0107
AC - AMI SC (1Ph, 3W, 240V) | 1.1667 | 67.91 | 79.2283 | 0 | 0 | 67.91 | 79.2283 | 26.6207 | 105.8491 | 10.4446 | 41.7783 | 147.6274
KG - AMI Demand SC (1Ph, 3W, 277V) | 1 | 142.8 | 142.8 | 0 | 0 | 142.8 | 142.8 | 47.9808 | 190.7808 | 30.6943 | 35.81 | 226.5908
KJ - AMI Demand SC (3Ph, 4W, 240V) | 1 | 147 | 147 | 0 | 0 | 147 | 147 | 49.392 | 196.392 | 35.81 | 35.81 | 232.202
KL- AMI Demand SC (3Ph, 4W, 120V) | 1 | 147 | 147 | 0 | 0 | 147 | 147 | 49.392 | 196.392 | 35.81 | 35.81 | 232.202
KQ - AMI Demand IT Rated (1Ph, 3W, 240V) | 1 | 103.11 | 103.11 | 0 | 0 | 103.11 | 103.11 | 34.645 | 137.755 | 594.22 | 594.22 | 731.975
KT - AMI Demand IT Rated (3Ph, 4W, 240V) | 1 | 147.02 | 147.02 | 0 | 0 | 147.02 | 147.02 | 49.3988 | 196.4188 | 0 | 594.22 | 790.6388
KV - AMI Demand IT Rated (3Ph, 4W, 277V) | 4 | 147.02 | 588.08 | 0 | 0 | 147.02 | 588.08 | 197.595 | 785.675 | 2376.88 | 2376.88 | 3162.555
RC - RUG SC (1Ph, 3W, 240V) | 3 | 115 | 345 | 0 | 0 | 115 | 345 | 115.9201 | 460.9201 | 26.8575 | 107.43 | 568.3501
RE - RUG SC (1Ph, 3W, 120V) | 2 | 0 | 0 | 0 | 0 | 0 | 0 | 0 | 0 | 23.8733 | 71.62 | 71.62
RJ - RUG SC (3Ph, 4W, 240V) | 1 | 193.79 | 193.79 | 0 | 0 | 193.79 | 193.79 | 65.1135 | 258.9035 | 17.905 | 35.81 | 294.7135
RL - RUG SC (3Ph, 4W, 120V) | 4 | 193.79 | 775.16 | 0 | 0 | 193.79 | 775.16 | 260.454 | 1035.614 | 143.24 | 143.24 | 1178.854
RN - RUG SC (3Ph, 4W, 277V) | 15 | 193.79 | 2906.85 | 0 | 0 | 193.79 | 2906.85 | 976.7024 | 3883.5524 | 134.2875 | 537.15 | 4420.7024
RQ - RUG CT (1Ph, 2-3W, 240V) | 21 | 213.27 | 4478.67 | 780.71 | 16394.91 | 993.98 | 20873.58 | 7013.5283 | 27887.1083 | 831.908 | 12478.62 | 40365.7283
RT - RUG CT (3Ph, 4W, 240V) | 5 | 217.25 | 1086.25 | 838.04 | 4190.2 | 1055.29 | 5276.45 | 1772.8886 | 7049.3386 | 141.481 | 2971.1 | 10020.4386
RU - RUG CT (3Ph, 4W, 120V) | 13 | 217.25 | 2824.25 | 838.04 | 10894.52 | 1055.29 | 13718.77 | 4609.5103 | 18328.2803 | 1544.972 | 7724.86 | 26053.1403
RV - RUG CT (3Ph, 4W, 277V) | 27 | 217.25 | 5865.75 | 838.04 | 22627.08 | 1055.29 | 28492.83 | 9573.5983 | 38066.4283 | 1234.1492 | 16043.94 | 54110.3683
RX - RUG CVT (3Ph, 3W, 120V) | 3 | 0 | 0 | 666.05 | 1998.15 | 666.05 | 1998.15 | 671.3789 | 2669.5289 | 391.0678 | 10558.83 | 13228.3589
RY - RUG CVT (3Ph, 4W, 120V) | 19 | 417.73 | 7936.87 | 666.05 | 12654.95 | 1083.78 | 20591.82 | 6918.8569 | 27510.6769 | 22290.8633 | 66872.59 | 94383.2669
Total OS-2 | 184.0833 | 185.7896 | 34200.77 | 537.7191 | 98985.1158 | 723.5087 | 133185.8858 | 44750.4923 | 177936.3781 | 13625.5625 | 258885.6875 | 436822.0656
RS(T)-1
44 - RS-1 - Residential Service
2A - Non-Demand SC (1Ph, 2W, 120V) | 16.1667 | 32 | 517.3333 | 0 | 0 | 32 | 517.3333 | 173.8241 | 691.1575 | 0 | 578.9283 | 1270.0858
2C - Non-Demand SC (1Ph, 3W, 240V) | 308.0833 | 0 | 0 | 0 | 0 | 0 | 0 | 0 | 0 | 682.4205 | 11032.4642 | 11032.4642
2E - Non-Demand SC (1Ph, 3W, 120V) | 6 | 3.66 | 21.96 | 0 | 0 | 3.66 | 21.96 | 7.3786 | 29.3386 | 0.69741 | 214.86 | 244.1986
2Q - Non-Demand CT (1Ph, 2-3W, 240V) | 10.0833 | 40.48 | 408.1733 | 780.71 | 7872.1592 | 821.19 | 8280.3325 | 2782.1939 | 11062.5264 | 998.6197 | 5991.7183 | 17054.2447
2S - Non-Demand CT (1Ph, 3W, 240V) | 1.0833 | 40.48 | 43.8533 | 780.71 | 845.7692 | 821.19 | 889.6225 | 298.9134 | 1188.5359 | 63.8418 | 643.7383 | 1832.2742
2T - Non-Demand CT (3Ph, 4W, 240V) | 6 | 88.93 | 533.58 | 838.04 | 5028.24 | 926.97 | 5561.82 | 1868.773 | 7430.593 | 3291.0646 | 3565.32 | 10995.913
5C - Non-Demand SC (1Ph, 3W, 240V) | 29874.75 | 21.34 | 637527.165 | 0 | 0 | 21.34 | 637527.165 | 214209.2932 | 851736.4582 | 178302.4663 | 1069814.7975 | 1921551.2557
5E - Non-Demand SC (1Ph, 3W, 120V) | 946.6667 | 76.13 | 72069.7333 | 0 | 0 | 76.13 | 72069.7333 | 24215.4491 | 96285.1825 | 1.1347 | 33900.1333 | 130185.3158
5G - Non-Demand SC (1Ph, 3W, 277V) | 1 | 117.64 | 117.64 | 0 | 0 | 117.64 | 117.64 | 39.5271 | 157.1671 | 0.037827 | 35.81 | 192.9771
5J - Non-Demand SC (3Ph, 4W, 240V) | 143.8333 | 113.5 | 16325.0833 | 0 | 0 | 113.5 | 16325.0833 | 5485.2322 | 21810.3156 | 5150.6717 | 5150.6717 | 26960.9872
5L - Non-Demand SC (3Ph, 4W, 120V) | 41.8333 | 113.54 | 4749.7567 | 0 | 0 | 113.54 | 4749.7567 | 1595.9195 | 6345.6761 | 10.4152 | 1498.0517 | 7843.7278
6C - Electronic Demand SC (1Ph, 3W, 240V) | 94.8333 | 100.9 | 9568.6833 | 0 | 0 | 100.9 | 9568.6833 | 3215.0801 | 12783.7634 | 81.1788 | 3395.9817 | 16179.7451
6E - Electronic Demand SC (1Ph, 3W, 120V) | 152.4167 | 99 | 15089.25 | 0 | 0 | 99 | 15089.25 | 5069.9919 | 20159.2419 | 57.554 | 5458.0408 | 25617.2828
6J - Electronic Demand SC (3Ph, 4W, 240V) | 27.8333 | 105.07 | 2924.4483 | 0 | 0 | 105.07 | 2924.4483 | 982.6154 | 3907.0637 | 6.5394 | 996.7117 | 4903.7754
6L - Electronic Demand SC (3Ph, 4W, 120V) | 43.5 | 104.99 | 4567.065 | 0 | 0 | 104.99 | 4567.065 | 1534.535 | 6101.6 | 55.9665 | 1557.735 | 7659.335
6N - Electronic Demand SC (3Ph, 4W, 277V) | 4 | 99 | 396 | 0 | 0 | 99 | 396 | 133.0561 | 529.0561 | 3.2929 | 143.24 | 672.2961
6Q - Electronic Demand CT (1Ph, 2-3W, 240V) | 10.9167 | 107 | 1168.0833 | 780.71 | 8522.7508 | 887.71 | 9690.8342 | 3256.1228 | 12946.957 | 1621.7254 | 6486.9017 | 19433.8586
6R - Electronic Demand CT (1Ph, 3W, 120V) | 2.0833 | 110.99 | 231.2292 | 780.71 | 1626.4792 | 891.7 | 1857.7083 | 624.1905 | 2481.8988 | 113.4008 | 1237.9583 | 3719.8571
6T - Electronic Demand CT (3Ph, 4W, 240V) | 7 | 99 | 693 | 838.04 | 5866.28 | 937.04 | 6559.28 | 2203.9198 | 8763.1998 | 1996.5792 | 4159.54 | 12922.7398
6U - Electronic Demand CT (3Ph, 4W, 120V) | 3.25 | 99 | 321.75 | 838.04 | 2723.63 | 937.04 | 3045.38 | 1023.2485 | 4068.6285 | 275.8879 | 1931.215 | 5999.8435
6V - Electronic Demand CT (3Ph, 4W, 277V) | 1.1667 | 99 | 115.5 | 838.04 | 977.7133 | 937.04 | 1093.2133 | 367.32 | 1460.5333 | 213.3097 | 693.2567 | 2153.79
6W - Electronic Demand CVT (1Ph, 2W, 120V) | 2 | 108.34 | 216.68 | 666.05 | 1332.1 | 774.39 | 1548.78 | 520.3905 | 2069.1705 | 6033.6171 | 7039.22 | 9108.3905
7A - Non-Demand SC (1Ph, 2W, 120V) | 2.6667 | 40.53 | 108.08 | 0 | 0 | 40.53 | 108.08 | 36.3149 | 144.3949 | 47.7467 | 95.4933 | 239.8882
7C - Non-Demand SC (1Ph, 3W, 240V) | 7479.1667 | 0 | 0 | 0 | 0 | 0 | 0 | 0 | 0 | 100435.8594 | 267828.9583 | 267828.9583
7E - Non-Demand SC (1Ph, 3W, 120V) | 148.0833 | 53.87 | 7977.2492 | 0 | 0 | 53.87 | 7977.2492 | 2680.3578 | 10657.607 | 0.70902 | 5302.8642 | 15960.4711
8E - C/I AMI Removed SC (1Ph, 3W, 120V) | 1 | 0 | 0 | 0 | 0 | 0 | 0 | 0 | 0 | 0.24182 | 35.81 | 35.81
8J - C/I AMI Removed SC (3Ph, 4W, 240V) | 0.83333 | 0 | 0 | 0 | 0 | 0 | 0 | 0 | 0 | 29.8417 | 29.8417 | 29.8417
8L - C/I AMI Removed SC (3Ph, 4W, 120V) | 2 | 0 | 0 | 0 | 0 | 0 | 0 | 0 | 0 | 0 | 71.62 | 71.62
8Q - C/I AMI Removed CT (1Ph, 2-3W, 240V) | 0.83333 | 0 | 0 | 780.71 | 650.5917 | 780.71 | 650.5917 | 218.599 | 869.1906 | 247.5917 | 495.1833 | 1364.374
9C - Pulse Initiating SC (Used with SSDR, 1Ph, 3W, 240V) | 1 | 124.39 | 124.39 | 1330.89 | 1330.89 | 1455.28 | 1455.28 | 488.9745 | 1944.2545 | 42.972 | 35.81 | 1980.0645
AA - AMI SC (1Ph, 2W, 120V) | 2220.3333 | 81.74 | 181490.0467 | 0 | 0 | 81.74 | 181490.0467 | 60980.7029 | 242470.7495 | 79510.1367 | 79510.1367 | 321980.8862
AC - AMI SC (1Ph, 3W, 240V) | 3712852.5833 | 67.91 | 252139818.9342 | 0 | 0 | 67.91 | 252139818.9342 | 84719044.7182 | 336858863.6524 | 59881.6624 | 132957251.0092 | 469816114.6616
AE - AMI SC (1Ph, 3W, 120V) | 395502.0833 | 93.81 | 37102050.4375 | 0 | 0 | 93.81 | 37102050.4375 | 12466298.5935 | 49568349.031 | 3.8146 | 14162929.6042 | 63731278.6352
BC - Bi-Directional SC (1Ph, 3W, 240V) | 86.3333 | 0 | 0 | 0 | 0 | 0 | 0 | 0 | 0 | 0.0078169 | 3091.5967 | 3091.5967
BE - Bi-Directional SC (NW, 3W, 120/208V) | 2.5833 | 140 | 361.6667 | 0 | 0 | 140 | 361.6667 | 121.5201 | 483.1868 | 1.0715 | 92.5092 | 575.6959
BQ - Bi-Directional CT (1Ph, 2-3W,240V) | 1 | 93.89 | 93.89 | 780.71 | 780.71 | 874.6 | 874.6 | 293.8658 | 1168.4658 | 230.0206 | 594.22 | 1762.6858
DC - TOU Demand SC (1Ph, 3W, 240V) | 26 | 100 | 2600 | 0 | 0 | 100 | 2600 | 873.6007 | 3473.6007 | 931.06 | 931.06 | 4404.6607
DE - TOU Demand SC (1Ph, 3W, 120V) | 1.75 | 113.58 | 198.765 | 0 | 0 | 113.58 | 198.765 | 66.7851 | 265.5501 | 2.4103 | 62.6675 | 328.2176
DJ - TOU Demand SC (3Ph, 4W, 240V) | 2 | 107 | 214 | 0 | 0 | 107 | 214 | 71.9041 | 285.9041 | 40.9257 | 71.62 | 357.5241
DQ - TOU Demand CT (1Ph, 2-3W, 240V) | 1.1667 | 104.33 | 121.7183 | 780.71 | 910.8283 | 885.04 | 1032.5467 | 346.9359 | 1379.4826 | 346.6283 | 693.2567 | 2072.7393
DU - TOU Demand CT (3Ph, 4W, 120V) | 0.16667 | 100 | 16.6667 | 838.04 | 139.6733 | 938.04 | 156.34 | 52.5303 | 208.8703 | 84.8886 | 99.0367 | 307.9069
KC - AMI Demand SC (1Ph, 3W, 240V) | 120.1667 | 92.56 | 11122.6267 | 0 | 0 | 92.56 | 11122.6267 | 3737.2055 | 14859.8321 | 25819.01 | 4303.1683 | 19163.0005
KE - AMI Demand SC (1Ph, 3W, 120V) | 11151.9167 | 142.76 | 1592047.6233 | 0 | 0 | 142.76 | 1592047.6233 | 534928.4154 | 2126976.0387 | 3323.3021 | 399350.1358 | 2526326.1745
KG - AMI Demand SC (1Ph, 3W, 277V) | 8 | 142.8 | 1142.4 | 0 | 0 | 142.8 | 1142.4 | 383.8467 | 1526.2467 | 0.025689 | 286.48 | 1812.7267
KJ - AMI Demand SC (3Ph, 4W, 240V) | 5636.4167 | 147 | 828553.25 | 0 | 0 | 147 | 828553.25 | 278394.1074 | 1106947.3574 | 25230.0101 | 201840.0808 | 1308787.4383
KL- AMI Demand SC (3Ph, 4W, 120V) | 11198.25 | 147 | 1646142.75 | 0 | 0 | 147 | 1646142.75 | 553104.392 | 2199247.142 | 71.1461 | 401009.3325 | 2600256.4745
KN - AMI Demand SC (3Ph, 4W, 277V) | 175.75 | 147.06 | 25845.795 | 0 | 0 | 147.06 | 25845.795 | 8684.1938 | 34529.9888 | 0.56202 | 6293.6075 | 40823.5963
KQ - AMI Demand IT Rated (1Ph, 3W, 240V) | 1194.25 | 103.11 | 123139.1175 | 0 | 0 | 103.11 | 123139.1175 | 41374.7755 | 164513.893 | 4037.8221 | 709647.235 | 874161.128
KS - AMI Demand IT Rated (3Ph, 3W, 240V) | 1 | 156.93 | 156.93 | 0 | 0 | 156.93 | 156.93 | 52.7285 | 209.6585 | 0.49757 | 594.22 | 803.8785
KT - AMI Demand IT Rated (3Ph, 4W, 240V) | 420.8333 | 147.02 | 61870.9167 | 0 | 0 | 147.02 | 61870.9167 | 20788.6441 | 82659.5608 | 250067.5833 | 250067.5833 | 332727.1441
KU - AMI Demand IT Rated (3Ph, 4W, 120V) | 232.4167 | 147.02 | 34169.8983 | 0 | 0 | 147.02 | 34169.8983 | 11481.0947 | 45650.9931 | 328.1742 | 138106.6317 | 183757.6247
KV - AMI Demand IT Rated (3Ph, 4W, 277V) | 6.5833 | 147.02 | 967.8817 | 0 | 0 | 147.02 | 967.8817 | 325.2085 | 1293.0902 | 16.8316 | 3911.9483 | 5205.0385
LC - AMR SC (1Ph, 3W, 240V) | 1188.5 | 100 | 118850 | 0 | 0 | 100 | 118850 | 39933.6309 | 158783.6309 | 6464.8382 | 42560.185 | 201343.8159
MC - AMI TOU SC (1Ph, 3W, 240V) | 29.3333 | 98.31 | 2883.76 | 0 | 0 | 98.31 | 2883.76 | 968.9441 | 3852.7041 | 0.88383 | 1050.4267 | 4903.1308
ME - AMI TOU SC (1Ph, 3W, 120V) | 2 | 148.56 | 297.12 | 0 | 0 | 148.56 | 297.12 | 99.8324 | 396.9524 | 2.4416 | 71.62 | 468.5724
MJ - AMI TOU SC (3Ph, 4W, 240V) | 2 | 153.72 | 307.44 | 0 | 0 | 153.72 | 307.44 | 103.2999 | 410.7399 | 35.81 | 71.62 | 482.3599
MN - AMI TOU SC (3Ph, 4W, 277V) | 1.5 | 153.72 | 230.58 | 0 | 0 | 153.72 | 230.58 | 77.4749 | 308.0549 | 26.8575 | 53.715 | 361.7699
MQ - AMI TOU IT Rated (1Ph, 3W, 240V) | 1.5833 | 109.41 | 173.2325 | 0 | 0 | 109.41 | 173.2325 | 58.2062 | 231.4387 | 627.2322 | 940.8483 | 1172.287
RC - RUG SC (1Ph, 3W, 240V) | 305.6667 | 115 | 35151.6667 | 0 | 0 | 115 | 35151.6667 | 11810.9691 | 46962.6358 | 6913.2147 | 10945.9233 | 57908.5591
RE - RUG SC (1Ph, 3W, 120V) | 32.3333 | 0 | 0 | 0 | 0 | 0 | 0 | 0 | 0 | 3.788 | 1157.8567 | 1157.8567
RL - RUG SC (3Ph, 4W, 120V) | 1 | 193.79 | 193.79 | 0 | 0 | 193.79 | 193.79 | 65.1135 | 258.9035 | 1.1075 | 35.81 | 294.7135
45 - RST-1 - Residential Service TOU
AC - AMI SC (1Ph, 3W, 240V) | 0.5 | 67.91 | 33.955 | 0 | 0 | 67.91 | 33.955 | 11.4089 | 45.3639 | 0 | 17.905 | 63.2689
DC - TOU Demand SC (1Ph, 3W, 240V) | 2.5 | 100 | 250 | 0 | 0 | 100 | 250 | 84.0001 | 334.0001 | 179.05 | 89.525 | 423.5251
DE - TOU Demand SC (1Ph, 3W, 120V) | 0.33333 | 113.58 | 37.86 | 0 | 0 | 113.58 | 37.86 | 12.721 | 50.581 | 4.7747 | 11.9367 | 62.5176
DJ - TOU Demand SC (3Ph, 4W, 240V) | 0.5 | 107 | 53.5 | 0 | 0 | 107 | 53.5 | 17.976 | 71.476 | 53.715 | 17.905 | 89.381
DL - TOU Demand SC (3Ph, 4W, 120V) | 1 | 107 | 107 | 0 | 0 | 107 | 107 | 35.952 | 142.952 | 71.62 | 35.81 | 178.762
DN - TOU Demand SC (3Ph, 4W, 277V) | 0.5 | 100 | 50 | 0 | 0 | 100 | 50 | 16.8 | 66.8 | 17.905 | 17.905 | 84.705
DQ - TOU Demand CT (1Ph, 2-3W, 240V) | 0.5 | 104.33 | 52.165 | 780.71 | 390.355 | 885.04 | 442.52 | 148.6868 | 591.2068 | 594.22 | 297.11 | 888.3168
MC - AMI TOU SC (1Ph, 3W, 240V) | 49.4167 | 98.31 | 4858.1525 | 0 | 0 | 98.31 | 4858.1525 | 1632.3405 | 6490.493 | 3539.2217 | 1769.6108 | 8260.1038
ME - AMI TOU SC (1Ph, 3W, 120V) | 0.5 | 148.56 | 74.28 | 0 | 0 | 148.56 | 74.28 | 24.9581 | 99.2381 | 0.36233 | 17.905 | 117.1431
MJ - AMI TOU SC (3Ph, 4W, 240V) | 10.5 | 153.72 | 1614.06 | 0 | 0 | 153.72 | 1614.06 | 542.3246 | 2156.3846 | 0 | 376.005 | 2532.3896
MQ - AMI TOU IT Rated (1Ph, 3W, 240V) | 0.5 | 109.41 | 54.705 | 0 | 0 | 109.41 | 54.705 | 18.3809 | 73.0859 | 28.2962 | 297.11 | 370.1959
MV - AMI TOU IT Rated (3Ph, 4W, 277V) | 0.5 | 152.65 | 76.325 | 0 | 0 | 152.65 | 76.325 | 25.6452 | 101.9702 | 594.22 | 297.11 | 399.0802
145 - RTR-1 - Residential Time of Use Rider
AC - AMI SC (1Ph, 3W, 240V) | 0.16667 | 67.91 | 11.3183 | 0 | 0 | 67.91 | 11.3183 | 3.803 | 15.1213 | 0 | 5.9683 | 21.0896
DC - TOU Demand SC (1Ph, 3W, 240V) | 2.5 | 100 | 250 | 0 | 0 | 100 | 250 | 84.0001 | 334.0001 | 537.15 | 89.525 | 423.5251
DJ - TOU Demand SC (3Ph, 4W, 240V) | 0.5 | 107 | 53.5 | 0 | 0 | 107 | 53.5 | 17.976 | 71.476 | 7.162 | 17.905 | 89.381
DL - TOU Demand SC (3Ph, 4W, 120V) | 1 | 107 | 107 | 0 | 0 | 107 | 107 | 35.952 | 142.952 | 71.62 | 35.81 | 178.762
DN - TOU Demand SC (3Ph, 4W, 277V) | 0.5 | 100 | 50 | 0 | 0 | 100 | 50 | 16.8 | 66.8 | 17.905 | 17.905 | 84.705
DQ - TOU Demand CT (1Ph, 2-3W, 240V) | 0.33333 | 104.33 | 34.7767 | 780.71 | 260.2367 | 885.04 | 295.0133 | 99.1246 | 394.1379 | 396.1467 | 198.0733 | 592.2112
MC - AMI TOU SC (1Ph, 3W, 240V) | 37.8333 | 98.31 | 3719.395 | 0 | 0 | 98.31 | 3719.395 | 1249.7177 | 4969.1127 | 4064.435 | 1354.8117 | 6323.9244
ME - AMI TOU SC (1Ph, 3W, 120V) | 0.5 | 148.56 | 74.28 | 0 | 0 | 148.56 | 74.28 | 24.9581 | 99.2381 | 0.47326 | 17.905 | 117.1431
MJ - AMI TOU SC (3Ph, 4W, 240V) | 10.5 | 153.72 | 1614.06 | 0 | 0 | 153.72 | 1614.06 | 542.3246 | 2156.3846 | 752.01 | 376.005 | 2532.3896
MV - AMI TOU IT Rated (3Ph, 4W, 277V) | 0.5 | 152.65 | 76.325 | 0 | 0 | 152.65 | 76.325 | 25.6452 | 101.9702 | 28.2962 | 297.11 | 399.0802
Total RS(T)-1 | 4181867.1667 | 70.4707 | 294699281.2475 | 0.0093878 | 39258.4067 | 70.4801 | 294738539.6542 | 99032225.9558 | 393770765.61 | 301645407.7517 | 150822703.8758 | 544593469.4858
SST-DST
851 - SST-1 - Standby and Supplemental Service (0-499 KW)
9Y - Pulse Initiating CVT (Used with SSDR, 3Ph, 4W, 120V) | 6 | 180.79 | 1084.74 | 1996.94 | 11981.64 | 2177.73 | 13066.38 | 4390.3071 | 17456.6871 | 0 | 21117.66 | 38574.3471
853 - SST-3 - Standby and Supplemental Service (2000+ KW)
9Y - Pulse Initiating CVT (Used with SSDR, 3Ph, 4W, 120V) | 1 | 180.79 | 180.79 | 1996.94 | 1996.94 | 2177.73 | 2177.73 | 731.7178 | 2909.4478 | 0 | 3519.61 | 6429.0578
RY - RUG CVT (3Ph, 4W, 120V) | 1 | 417.73 | 417.73 | 666.05 | 666.05 | 1083.78 | 1083.78 | 364.1504 | 1447.9304 | 3519.61 | 3519.61 | 4967.5404
Total SST-DST | 8 | 210.4075 | 1683.26 | 1830.5787 | 14644.63 | 2040.9862 | 16327.89 | 5486.1753 | 21814.0653 | 28156.88 | 28156.88 | 49970.9453
SST-TST
85 - SST-1 - Standby and Supplemental Service (Transmission)
9X - Pulse Initiating CVT (Used with SSDR, 3Ph, 3W, 120V) | 3 | 142.79 | 428.37 | 1996.94 | 5990.82 | 2139.73 | 6419.19 | 2156.8495 | 8576.0395 | 0 | 10558.83 | 19134.8695
9Y - Pulse Initiating CVT (Used with SSDR, 3Ph, 4W, 120V) | 14 | 180.79 | 2531.06 | 1996.94 | 27957.16 | 2177.73 | 30488.22 | 10244.0498 | 40732.2698 | 16424.8467 | 49274.54 | 90006.8098
Total SST-TST | 17 | 174.0841 | 2959.43 | 1996.94 | 33947.98 | 2171.0241 | 36907.41 | 12400.8994 | 49308.3094 | 4273.8121 | 59833.37 | 109141.6794
FKEC
940 - Florida Keys (FKEC) - Sale for Resale - Full Requirements
9Y - Pulse Initiating CVT (Used with SSDR, 3Ph, 4W, 120V) | 4 | 180.79 | 723.16 | 116264.87 | 465059.48 | 116445.66 | 465782.64 | 156503.0881 | 622285.7281 | 0 | 14078.44 | 636364.1681
Total FKEC | 4 | 180.79 | 723.16 | 116264.87 | 465059.48 | 116445.66 | 465782.64 | 156503.0881 | 622285.7281 | 3519.61 | 14078.44 | 636364.1681
MDCSWM
940 - MDCSWM - Sale for Resale - Full Requirements
9Y - Pulse Initiating CVT (Used with SSDR, 3Ph, 4W, 120V) | 1.8333 | 180.79 | 331.4483 | 116264.87 | 213152.2617 | 116445.66 | 213483.71 | 71730.5821 | 285214.2921 | 0 | 6452.6183 | 291666.9104
Total MDCSWM | 1.8333 | 180.79 | 331.4483 | 116264.87 | 213152.2617 | 116445.66 | 213483.71 | 71730.5821 | 285214.2921 | 3519.61 | 6452.6183 | 291666.9104
LCEC
840 - Lee County (LCEC) - Sale for Resale - Partial Requirements
9Y - Pulse Initiating CVT (Used with SSDR, 3Ph, 4W, 120V) | 4 | 180.79 | 723.16 | 116264.87 | 465059.48 | 116445.66 | 465782.64 | 156503.0881 | 622285.7281 | 0 | 14078.44 | 636364.1681
Total LCEC | 4 | 180.79 | 723.16 | 116264.87 | 465059.48 | 116445.66 | 465782.64 | 156503.0881 | 622285.7281 | 3519.61 | 14078.44 | 636364.1681
Note on B4: A. Zamora: VLI report
Note on C4: A. Zamora: BOM
Note on E4: A. Zamora: BOM
Note on I4: A. Zamora: EO and Stores
Note on K4: A. Zamora: Installation costs from Dist

## 2014 CILC Average Customers
OPC 013362
FPL RC-16
RATE | RATE | AVERAGE
CLASS | CODE | CUSTOMERS
CILC-1D | 54 | 296.4167
CILC-1G | 56 | 83.0833
CILC-1T | 55 | 17
396.5
SOURCE: "AVERAGE CUSTOMERS" from RATE & REV report FYE 2014

## Equip Cost - 2014
OPC 013363
FPL RC-16
Estimated cost for CILC/CDR Equipment - 2015
1. Equipment Start-up Costs: | Estimated Cost
A) CILC/CDR Load Control Device: LCI-200 with wireless modem | 1131.887
B) CILC/CDR Load Control Notification Device: LCM-100 monitor with digital display. | 760
C) CILC/CDR Load Control Junction Box: LCJB (M&S 420-070-007) | 249.21 | matches BOM
D) CILC/CDR Universal Terminal Box: UTB for step down transformer (M&S 420-000-980) | 77.91 | matches BOM
EXCLUDING LABOR | 185.24 | labor applied separately
2404.247
E) Load profile meter: wireless RUG type Non PQ (M&S 402-330-330) $674.17 vs. Standard wireless electronic demand AMI meter (M&S 405-610-000) $147.00. | 399.61
2803.857
Notes:
A) CILC/CDR load control device (LCI-200 with wireless modem) includes the following components:
LCI-200 base unit (Per Technicom Inc invoice #70579 dated 11-17-10) | 387 | current in 2014
LCI-200 additional contact input (Per Technicom Inc invoice #70579 dated 11-17-10) | 5.75 | current in 2014
LCI-200 mounting feet (Per Technicom Inc invoice #70579 dated 11-17-10) | 15.05 | current in 2014
Modem adapter for LCI-200 interface with Digi wireless modem (WAVG price of 2014 purchases) | 144.0352 | current in 2014
Power supply for LCI-200 (Per Technicom email dated 6/5/14) | 100 | current in 2014
Wireless 3G modem (WAVG price of 2014 purchases) | 480.0518 | current in 2014
Total | 1131.887
B) CILC/CDR load control notification device (LCM-100) consists of the following components:
LCM-100 load control monitor (Per Technicom email dated 6-5-14) | 725
LCM-100 cable. DB-15 pigtail,10 ft. (Per Technicom Inc invoice #70333 dated 12-11-08) | 35
Total | 760
All items (A thru E) exclude shipping & handling, installation & labor, stores loading, etc. |  | OH/labor are applied separately
One time initial installation for load control equipment requires approx. 4 hrs labor by Meter Man.@ $46.31/hr | 185.24
2. Primary Aerial Switch (M&S 270-274-505) (see note below) | 20000
Note: Used where applicable on large primary metered locations. Currently, there are approximately
14 locations with these aerial switches. CILC=11, CDR=3
1 additional CILC location, Florida Institute of Technology, uses a padmounted switch
CILC/CDR have a monthly Non ECCR Customer charge or Admin adder that is higher than other base rates
Note on B7: FPL_User: Includes LCI-200, Step Down TX, Modem Adapter Board, Wireless Modem.
Note on B8: FPL_User: Includes digital display monitor and 10 ft pig tail cable.
Note on B9: FPL_User: Equipment cost Per M&S database; Jim DeMars email 4/28/15
Note on B10: FPL_User: Equipment cost per M&S database; Jim DeMars email 4/28/15
Note on B13: FPL_User: Equipment cost per Jim DeMars email 4/28/15
Note on B33: FPL_User: Per Haydee Escobar / Ozzie Brito 4/27/15 Total Pay rate including loaders: Straight time = $46.31; estimated 4 hours labor per installation
Note on B35: Haywood, Dan J: This is the estimated installed cost in the past when these devices were being installed; current (2014) switch equipment-only cost for a primary aerial switch is $8,930.50 however this does not include additional equipment associated to switch or labor. Current "all in" costs would likely be >$20k but DSM has no plans to install additional aerial switches.

## Custs w Primary Switches
OPC 013364
FPL RC-16
|  | CILC PQ AREA | MGT AREA | LOCATION | ADDRESS/CONTACT INFO | FPL BA# | CILC SW # | Serial Number | BP SWITCH # | FEEDER/SUB | TLN | ACCT MGR | PQ PERSON | PPID
1 | CILC-1D | NORTH | NF | COLUMBIA CORECTIONAL | 216 SE CORRECTIONS WAY LAKE CITY, FL 32055 CNTRL ROOM MAIN UNIT 386-292-7115 Emory Cruise - MAINTENANCE cell 386-867-1070 | 2088314865 | AC34978 | S# AV0109 DOM 7/99 CTL 2777-40 | BP 34979 | PRICE F5232 | 2-6677-2590 | Jeff Simmons 386-754-2014 O 386-623-3136 C jeff.w.simmons@fpl.com | JAMES D MOFFITT DYD/LC | 3592178
2 | CILC-1D | NORTH | NF | BAKER CORRECTIONAL | 21104 US HIGHWAY 90 SANDERSON FL 32087 BAKER CNTRL ROOM 386-719-6098 J D HALL C 386-292-3369 OFF 386-719-6059 | 2654214754 | AC34919 | S/N AV0114 DOM 7/99 CTL # 2777-40 | BP34921 | WIREMILL F1562 | 2-7479-2848 | Jeff Simmons 386-754-2014 O 386-623-3136 C jeff.w.simmons@fpl.com | JAMES D MOFFITT DYD/LC | 354203
3 | CILC-1D | NORTH | NF | LAWTEY CORRECTIONAL | 22298 CR 200-B LAWTEY FLORIDA 32058 LAWTEY WARDENS OFFICE 904-782-2091 Maintenance Superintendent Shane Cook 386-697-6653 | 8579113740 | AC34922 | D.0.M 07/99 | BP34923 | LAWTEY F732 | 2-9366-7273 | Jeff Simmons 386-754-2014 O 386-623-3136 C jeff.w.simmons@fpl.com | JAMES D MOFFITT DYD/LC | 365509
4 | CILC-1D | NORTH | NF | CAMP BLANDING | 5629 SR 16 WEST STARKE, FLORIDA 32091 RICHARD AVERY main mgr 904-814-6169 C 904-682-3451 O 904-682-3462 GATE HAS ALARM | 4811018771 | AC20599 |  | BP20560 | TRAIL RIDGE F1331 | 3-1760-6381 | Larry Spear 904-824-7630 O 386-937-5806 C larry.w.spear@fpl.com | JAMES D MOFFITT DYD/LC | 354208
5 | CILC-1D | NORTH | NF | ST JOHNS WATER MGT | 4049 REID ST PALATKA FL 32177 386-329-4574 OFFICE SAM MORRIS 386-937-0511 | 6293502669 | AC20727 |  | BP20729 | HUDSON F1634 | 3-3537-8655 | Mike Garman 386-329-5102 904-509-4817 C mike.g.garman@fpl.com | LEO B PORTZ (SJS/PL2) | 118339
6 | CILC-1D | NORTH | NF | EDGAR MINERALS | 651 KEUKA ROAD Hawthorne, FL 32640 352-481-2421 OFFICE PHIL LAMBERT OR MICKEY MATCHETT | 5826518036 | AC20360 |  | BP20361 | McMEEKIN F533 | 3-1932-1643 | Mike Garman 386-329-5102 904-509-4817 C mike.g.garman@fpl.com | LEO B PORTZ (SJS/PL2) | 130731
7 | CDR | NORTH | NF | GILMAN TIMBER | 9022 186th PL LAKE BUTLER FLORIDA 32054 386-496-2944 Mill General Manager John Love | 124710880 | AC35441 |  | BP35442 | LAKE BUTLER F431 | 2-7864-3634 | Jeff Simmons 386-754-2014 O 386-623-3136 C jeff.w.simmons@fpl.com | JAMES D MOFFITT DYD/LC | 346807
8 | CILC-1D | NORTH | CF | TOMOKA CORRECTIONAL | 3950 TIGER BAY RD DAYTONA BEACH 386-323-1070 office ART COSGOROVE 386-562-4350 386-323-1019 control room | 1970901805 | A11267 | WR4214271 | BP 11268 | HIGHRIDGE F7161 | 3-6900-8525 | Mal Locke 386-254-2310 O 386-804-1650 C mal.locke@fpl.com | JAMES C MURRAY DYD/DY1 | 22718
9 | CILC-1D | EAST | TC | Triumph Aerostructures | 1845 SE AIRPORT RD Stuart, FL 34997 772-220-5300 main off Mike Redding (Facility Manager) c 772-214-9009 mreddingr@triumphgroup.com | 9467692126 | AC89400 | 772-370-9536C | BP 71483 | MONTEREY F8333 | 6-7056-0176 | Michael Lamartina 772-781-3136 O 772-201-5696 C michael.l.lamartina@fpl.com | KEVIN LUCY | 578615
10 | CILC-1D | EAST | TC | State of FL DOC MARTIN CORRECTIONAL | 1150 SW Allapattah Rd Indiantown 772-597-3705 office Gene Brummet maint 772-216-0674 Bob Moyer 772-597-3705 S/N AV0108 CONTROL 2777-40 | 2877621553 | AC71391 |  | B71392 I71393 | ALLAPATTAH F12161 | 6-5358-3735 | Jim Albury 772-223-4227 O 772-285-1783 C w.j.albury@fpl.com | KEVIN LUCY | 2780470
11 | CILC-1D | EAST | TC | State of FL DOC Okeechobee Correctional | 3420 NE 168th ST Okeechobee 34972 863-462-5400 office Frank Carran 863-634-3871 S/N AV0107 CONTROL 2777-40 DOM 07/99 | 8229701035 | AC89900 | 2777-40 | BP110134 | SWEAT F9361 | 6-3372-8188 | Jim Albury 772-223-4227 O 772-285-1783 C w.j.albury@fpl.com | KEVIN LUCY | 454265207
12 | CDR | SOUTH | WB | State of FL DOC Glades Correctional | 500 ORANGE AVE CIRCLE BELLE GLADE, FL 33430 561-829-1400 OFFICE US Hgwy 441 Belle Glade PAUL HADDEN 561-216-9242 CELL | 3278015155 | AC10321 | ISO # 10322 | BP 10323 | WHEELER F13232 | 6-4123-5248 | Robert Weese 561-640-2209 O 561-685-4814 C robert.weese@fpl.com | RUDI CUNNINGHAM | 532264
13 | CILC-1D | SOUTH | DADE | State of Fl DOC South Florida Reception Center | 14000 NW 41 St Miami 33178 O 305-592-9567 MIKE RICHEL CELL 786-447-7458 | 5355871418 | AC13020 | ISO 13021 SER AV0111 DOM 07-99 | BP 13022 | SEAGULL F10165 | 8-5757-8903 | Victor Muniz 305-442-5531 O 305-312-0552 C victor.muniz@fpl.com | FRANKLYN VALDES | 2784071
14 | CDR | SOUTH | DADE | State of Fl DOC South Florida Reception Center Annex | 14000 NW 41 St Miami 33178 O 305-592-9567 MIKE RICHEL CELL 786-447-7458 | 7490674467 | AC14159 | ISO I38749 SR# AV1208 DOM 3-05 | BP14169 | SEAGULL F10165 | 8-5856-0779 | Victor Muniz 305-442-5531 O 305-312-0552 C victor.muniz@fpl.com | FRANKLYN VALDES | 3622568
15 | CILC-1D |  |  | Florida Institute of Technology (UNDERGROUND PADMOUNTED SWITCH) | 2901 Country Club Rd Melbourne 32901 | 2218603146
CILC-1D = | 12
CDR = | 3
TOTAL = | 15
In August 2013, DOC Glades Correctional Institution was removed as a CDR customer.
SOURCE: DAN HAYWOOD (DSM) - 6/3/2014