## Documentation
OPC 010134
FPL RC-16
In June 2015 the 'CI Water Heater Efficiency for units > 55 gallons' and 'Res Water Heater Efficiency for units > 55 gallons' was
adjusted for the 2015 Energy Improvement Act of 2015. An adjustment factor of 49% was used. Therefore the numbers in
this file will not match (will be lower) the numbers in the "Revised Forecast-Impact of Codes and Standards Sep2014.xlsx" file.

## MWh by month
OPC 010135 |  | Cooling Degree Hours |  | Residential AC Efficiency | Residential New Construction Efficiency | CI DX Efficiency | CI SPVU Efficiency | CI Chiller Efficiency | Weather Sensative Subtotal | Calendar Days | Calendar Days | CI Long Tube Lighting Efficiency | CI Stand Alone Refrigeration Efficiency | Federal Facility ENERGY STAR Procurement | CI Walk-in Refrigerator and Freezer | CI Water Heater Efficiency for Units > 55 Gallons | Res Water Heater Efficiency for Units > 55 Gallons | CFL Lighting Efficiency | Advanced Incandescent Lighting Efficiency | Non-Weather Sensative Subtotal | Grandtotal | Grandtotal |  | Grandtotal | Grandtotal | Grandtotal |  | CFLs |  | CFLs |  | Grandtotal (matches column Z) | Grandtotal (matches column V)
FPL RC-16 |  |  | weight | MWH | MWH | MWH | Single Package/Vertical Unit | MWH | MWH |  | weight | MWH | MWH | MWH | MWH | MWH | MWH | MWH | MWH | MWH | MWH Monthly | MWH Annual | Total Customers | KWH/CUST | MWH USE/CUST/DAY | change from prior year |  | Monthly | Annual | KWH/CUST | MWH USE/CUST/DAY | MWH USE/CUST/DAY | MWH
2005 | 1 | 23.8761 | 1.253% | 0 | 0 | 727.8288 | 0 | 581.479 | 1309.3078 | 31 | 8.493% | 0 | 0 | 0 | 0 | 0 | 0 | 0 | 0 | 0 | 1309.3078 |  | 4272459 | 0.30645 | 9.8856e-06 | 9.8856e-06 |  | 0 |  |  |  | 9.8856e-06 | 1309.3078
2005 | 2 | 14.7796 | 0.7755% | 0 | 0 | 450.5345 | 0 | 359.9422 | 810.4767 | 28 | 7.671% | 0 | 0 | 0 | 0 | 0 | 0 | 0 | 0 | 0 | 810.4767 |  | 4287988 | 0.18901 | 6.7504e-06 | 6.7504e-06 |  | 0 |  |  |  | 6.7504e-06 | 810.4767
2005 | 3 | 55.04 | 2.888% | 0 | 0 | 1677.8181 | 0 | 1340.447 | 3018.2651 | 31 | 8.493% | 0 | 0 | 0 | 0 | 0 | 0 | 0 | 0 | 0 | 3018.2651 |  | 4299864 | 0.70194 | 2.2643e-05 | 2.2643e-05 |  | 0 |  |  |  | 2.2643e-05 | 3018.2651
2005 | 4 | 68.8513 | 3.613% | 0 | 0 | 2098.8355 | 0 | 1676.8073 | 3775.6428 | 30 | 8.219% | 0 | 0 | 0 | 0 | 0 | 0 | 0 | 0 | 0 | 3775.6428 |  | 4310180 | 0.87598 | 2.9199e-05 | 2.9199e-05 |  | 0 |  |  |  | 2.9199e-05 | 3775.6428
2005 | 5 | 151.2521 | 7.936% | 0 | 0 | 4610.7063 | 0 | 3683.5979 | 8294.3042 | 31 | 8.493% | 0 | 0 | 0 | 0 | 0 | 0 | 0 | 0 | 0 | 8294.3042 |  | 4313996 | 1.9226 | 6.2021e-05 | 6.2021e-05 |  | 0 |  |  |  | 6.2021e-05 | 8294.3042
2005 | 6 | 245.3181 | 12.87% | 0 | 0 | 7478.1758 | 0 | 5974.4843 | 13452.6601 | 30 | 8.219% | 0 | 0 | 0 | 0 | 0 | 0 | 0 | 0 | 0 | 13452.6601 |  | 4320906 | 3.1134 | 0.00010378 | 0.00010378 |  | 0 |  |  |  | 0.00010378 | 13452.6601
2005 | 7 | 350.2439 | 18.38% | 0 | 0 | 10676.6918 | 0 | 8529.8514 | 19206.5432 | 31 | 8.493% | 0 | 0 | 0 | 0 | 0 | 0 | 0 | 0 | 0 | 19206.5432 |  | 4327794 | 4.438 | 0.00014316 | 0.00014316 |  | 0 |  |  |  | 0.00014316 | 19206.5432
2005 | 8 | 362.7816 | 19.04% | 0 | 0 | 11058.8872 | 0 | 8835.1959 | 19894.0831 | 31 | 8.493% | 0 | 0 | 0 | 0 | 0 | 0 | 0 | 0 | 0 | 19894.0831 |  | 4340306 | 4.5836 | 0.00014786 | 0.00014786 |  | 0 |  |  |  | 0.00014786 | 19894.0831
2005 | 9 | 314.8427 | 16.52% | 0 | 0 | 9597.5354 | 0 | 7667.6888 | 17265.2242 | 30 | 8.219% | 0 | 0 | 0 | 0 | 0 | 0 | 0 | 0 | 0 | 17265.2242 |  | 4343095 | 3.9753 | 0.00013251 | 0.00013251 |  | 0 |  |  |  | 0.00013251 | 17265.2242
2005 | 10 | 213.7867 | 11.22% | 0 | 0 | 6516.9856 | 0 | 5206.5677 | 11723.5532 | 31 | 8.493% | 0 | 0 | 0 | 0 | 0 | 0 | 0 | 0 | 0 | 11723.5532 |  | 4344668 | 2.6984 | 8.7044e-05 | 8.7044e-05 |  | 0 |  |  |  | 8.7044e-05 | 11723.5532
2005 | 11 | 86.2697 | 4.527% | 0 | 0 | 2629.8099 | 0 | 2101.0148 | 4730.8247 | 30 | 8.219% | 0 | 0 | 0 | 0 | 0 | 0 | 0 | 0 | 0 | 4730.8247 |  | 4345746 | 1.0886 | 3.6287e-05 | 3.6287e-05 |  | 0 |  |  |  | 3.6287e-05 | 4730.8247
2005 | 12 | 18.7473 | 0.9837% | 0 | 0 | 571.4837 | 0 | 456.5713 | 1028.0551 | 31 | 8.493% | 0 | 0 | 0 | 0 | 0 | 0 | 0 | 0 | 0 | 1028.0551 | 104508.9402 | 4355740 | 0.23602 | 7.6136e-06 | 7.6136e-06 |  | 0 | 0 |  |  | 7.6136e-06 | 1028.0551
2006 | 1 | 28.9092 | 1.506% | 3294.7361 | 0 | 2992.0724 | 0 | 1605.9685 | 7892.777 | 31 | 8.493% | 0 | 0 | 0 | 116.1711 | 0 | 0 | 0 | 0 | 116.1711 | 8008.9481 |  | 4369236 | 1.833 | 5.913e-05 | 4.9244e-05 |  | 0 |  |  |  | 5.913e-05 | 8008.9481
2006 | 2 | 23.1834 | 1.208% | 2642.176 | 0 | 2399.4583 | 0 | 1287.8881 | 6329.5224 | 28 | 7.671% | 0 | 0 | 0 | 104.9287 | 0 | 0 | 0 | 0 | 104.9287 | 6434.4511 |  | 4377958 | 1.4697 | 5.2491e-05 | 4.574e-05 |  | 0 |  |  |  | 5.2491e-05 | 6434.4511
2006 | 3 | 48.3057 | 2.517% | 5505.3339 | 0 | 4999.5985 | 0 | 2683.4904 | 13188.4228 | 31 | 8.493% | 0 | 0 | 0 | 116.1711 | 0 | 0 | 0 | 0 | 116.1711 | 13304.5939 |  | 4390093 | 3.0306 | 9.7761e-05 | 7.5118e-05 |  | 0 |  |  |  | 9.7761e-05 | 13304.5939
2006 | 4 | 131.3711 | 6.845% | 14972.1762 | 0 | 13596.7902 | 0 | 7297.9573 | 35866.9237 | 30 | 8.219% | 0 | 0 | 0 | 112.4236 | 0 | 0 | 0 | 0 | 112.4236 | 35979.3473 |  | 4398215 | 8.1804 | 0.00027268 | 0.00024348 |  | 0 |  |  |  | 0.00027268 | 35979.3473
2006 | 5 | 175.9898 | 9.17% | 20057.3088 | 0 | 18214.7884 | 0 | 9776.6271 | 48048.7243 | 31 | 8.493% | 0 | 0 | 0 | 116.1711 | 0 | 0 | 0 | 0 | 116.1711 | 48164.8954 |  | 4397210 | 10.9535 | 0.00035334 | 0.00029132 |  | 0 |  |  |  | 0.00035334 | 48164.8954
2006 | 6 | 282.6644 | 14.73% | 32214.8601 | 0 | 29255.513 | 0 | 15702.6386 | 77173.0116 | 30 | 8.219% | 0 | 0 | 0 | 112.4236 | 0 | 0 | 0 | 0 | 112.4236 | 77285.4353 |  | 4403628 | 17.5504 | 0.00058501 | 0.00048123 |  | 0 |  |  |  | 0.00058501 | 77285.4353
2006 | 7 | 283.1864 | 14.76% | 32274.3467 | 0 | 29309.535 | 0 | 15731.6345 | 77315.5163 | 31 | 8.493% | 0 | 0 | 0 | 116.1711 | 0 | 0 | 0 | 0 | 116.1711 | 77431.6874 |  | 4406505 | 17.5721 | 0.00056684 | 0.00042368 |  | 0 |  |  |  | 0.00056684 | 77431.6874
2006 | 8 | 331.1271 | 17.25% | 37738.0842 | 0 | 34271.3583 | 0 | 18394.8494 | 90404.2919 | 31 | 8.493% | 0 | 0 | 0 | 116.1711 | 0 | 0 | 0 | 0 | 116.1711 | 90520.463 |  | 4416127 | 20.4977 | 0.00066122 | 0.00051336 |  | 0 |  |  |  | 0.00066122 | 90520.463
2006 | 9 | 281.3491 | 14.66% | 32064.9534 | 0 | 29119.3772 | 0 | 15629.5689 | 76813.8996 | 30 | 8.219% | 0 | 0 | 0 | 112.4236 | 0 | 0 | 0 | 0 | 112.4236 | 76926.3232 |  | 4425222 | 17.3836 | 0.00057945 | 0.00044694 |  | 0 |  |  |  | 0.00057945 | 76926.3232
2006 | 10 | 200.0824 | 10.42% | 22803.0999 | 0 | 20708.3434 | 0 | 11115.0207 | 54626.464 | 31 | 8.493% | 0 | 0 | 0 | 116.1711 | 0 | 0 | 0 | 0 | 116.1711 | 54742.6351 |  | 4429977 | 12.3573 | 0.00039862 | 0.00031158 |  | 0 |  |  |  | 0.00039862 | 54742.6351
2006 | 11 | 70.3695 | 3.666% | 8019.9069 | 0 | 7283.1758 | 0 | 3909.1804 | 19212.2631 | 30 | 8.219% | 0 | 0 | 0 | 112.4236 | 0 | 0 | 0 | 0 | 112.4236 | 19324.6868 |  | 4443418 | 4.3491 | 0.00014497 | 0.00010868 |  | 0 |  |  |  | 0.00014497 | 19324.6868
2006 | 12 | 62.7177 | 3.268% | 7147.8516 | 0 | 6491.2299 | 0 | 3484.1104 | 17123.1919 | 31 | 8.493% | 0 | 0 | 0 | 116.1711 | 0 | 0 | 0 | 0 | 116.1711 | 17239.363 | 525362.8296 | 4457161 | 3.8678 | 0.00012477 | 0.00011715 |  | 0 | 0 |  |  | 0.00012477 | 17239.363
2007 | 1 | 55.4458 | 2.734% | 11584.9042 | 0 | 9460.2441 | 0 | 4640.9796 | 25686.1278 | 31 | 8.493% | 11323.1558 | 0 | 0 | 232.3422 | 0 | 0 | 0 | 0 | 11555.498 | 37241.6258 |  | 4465732 | 8.3394 | 0.00026901 | 0.00020988 |  | 0 |  |  |  | 0.00026901 | 37241.6258
2007 | 2 | 21.0835 | 1.04% | 4405.2022 | 0 | 3597.2924 | 0 | 1764.7494 | 9767.244 | 28 | 7.671% | 10227.3665 | 0 | 0 | 209.8575 | 0 | 0 | 0 | 0 | 10437.224 | 20204.468 |  | 4476835 | 4.5131 | 0.00016118 | 0.00010869 |  | 0 |  |  |  | 0.00016118 | 20204.468
2007 | 3 | 64.4629 | 3.178% | 13468.9429 | 0 | 10998.7519 | 0 | 5395.7363 | 29863.4311 | 31 | 8.493% | 11323.1558 | 0 | 0 | 232.3422 | 0 | 0 | 0 | 0 | 11555.498 | 41418.9291 |  | 4488392 | 9.228 | 0.00029768 | 0.00019992 |  | 0 |  |  |  | 0.00029768 | 41418.9291
2007 | 4 | 98.2928 | 4.846% | 20537.3989 | 0 | 16770.86 | 0 | 8227.4007 | 45535.6596 | 30 | 8.219% | 10957.8927 | 0 | 0 | 224.8473 | 0 | 0 | 0 | 0 | 11182.74 | 56718.3996 |  | 4493310 | 12.6229 | 0.00042076 | 0.00014808 |  | 0 |  |  |  | 0.00042076 | 56718.3996
2007 | 5 | 159.4641 | 7.863% | 33318.5942 | 0 | 27207.9966 | 0 | 13347.6214 | 73874.2122 | 31 | 8.493% | 11323.1558 | 0 | 0 | 232.3422 | 0 | 0 | 0 | 0 | 11555.498 | 85429.7102 |  | 4494060 | 19.0095 | 0.00061321 | 0.00025987 |  | 0 |  |  |  | 0.00061321 | 85429.7102
2007 | 6 | 252.7769 | 12.46% | 52815.4789 | 0 | 43129.1717 | 0 | 21158.186 | 117102.8366 | 30 | 8.219% | 10957.8927 | 0 | 0 | 224.8473 | 0 | 0 | 0 | 0 | 11182.74 | 128285.5766 |  | 4497400 | 28.5244 | 0.00095081 | 0.0003658 |  | 0 |  |  |  | 0.00095081 | 128285.5766
2007 | 7 | 307.4153 | 15.16% | 64231.6887 | 0 | 52451.6599 | 0 | 25731.5857 | 142414.9343 | 31 | 8.493% | 11323.1558 | 0 | 0 | 232.3422 | 0 | 0 | 0 | 0 | 11555.498 | 153970.4323 |  | 4502735 | 34.1949 | 0.0011031 | 0.00053622 |  | 0 |  |  |  | 0.0011031 | 153970.4323
2007 | 8 | 356.8452 | 17.59% | 74559.621 | 0 | 60885.4594 | 0 | 29869.015 | 165314.0954 | 31 | 8.493% | 11323.1558 | 0 | 0 | 232.3422 | 0 | 0 | 0 | 0 | 11555.498 | 176869.5934 |  | 4508215 | 39.2327 | 0.0012656 | 0.00060436 |  | 0 |  |  |  | 0.0012656 | 176869.5934
2007 | 9 | 302.4191 | 14.91% | 63187.7753 | 0 | 51599.1991 | 0 | 25313.3879 | 140100.3624 | 30 | 8.219% | 10957.8927 | 0 | 0 | 224.8473 | 0 | 0 | 0 | 0 | 11182.74 | 151283.1024 |  | 4507674 | 33.5612 | 0.0011187 | 0.00053925 |  | 0 |  |  |  | 0.0011187 | 151283.1024
2007 | 10 | 248.596 | 12.26% | 51941.9234 | 0 | 42415.8255 | 0 | 20808.2347 | 115165.9836 | 31 | 8.493% | 11323.1558 | 0 | 0 | 232.3422 | 0 | 0 | 0 | 0 | 11555.498 | 126721.4816 |  | 4507737 | 28.112 | 0.00090684 | 0.00050822 |  | 0 |  |  |  | 0.00090684 | 126721.4816
2007 | 11 | 87.5025 | 4.314% | 18282.8636 | 0 | 14929.8043 | 0 | 7324.2208 | 40536.8888 | 30 | 8.219% | 10957.8927 | 0 | 0 | 224.8473 | 0 | 0 | 0 | 0 | 11182.74 | 51719.6288 |  | 4507950 | 11.473 | 0.00038243 | 0.00023746 |  | 0 |  |  |  | 0.00038243 | 51719.6288
2007 | 12 | 73.851 | 3.641% | 15430.5132 | 0 | 12600.5722 | 0 | 6181.5528 | 34212.6382 | 31 | 8.493% | 11323.1558 | 0 | 0 | 232.3422 | 0 | 0 | 0 | 0 | 11555.498 | 45768.1362 | 1075631.0839 | 4509032 | 10.1503 | 0.00032743 | 0.00020266 |  | 0 | 0 |  |  | 0.00032743 | 45768.1362
2008 | 1 | 36.1262 | 1.846% | 10648.792 | 0 | 8525.0836 | 0 | 4049.1941 | 23223.0698 | 31 | 8.47% | 19160.2584 | 0 | 0 | 347.5611 | 0 | 0 | 0 | 0 | 19507.8195 | 42730.8892 |  | 4512537 | 9.4694 | 0.00030546 | 3.645e-05 |  | 0 |  | 0 | 0 | 0.00030546 | 42730.8892
2008 | 2 | 62.7242 | 3.205% | 18489.0173 | 0 | 14801.7182 | 0 | 7030.4332 | 40321.1686 | 29 | 7.923% | 17924.1127 | 0 | 0 | 325.1378 | 0 | 0 | 0 | 0 | 18249.2505 | 58570.4191 |  | 4519123 | 12.9606 | 0.00044692 | 0.00028573 |  | 0 |  | 0 | 0 | 0.00044692 | 58570.4191
2008 | 3 | 56.9354 | 2.909% | 16782.6511 | 0 | 13435.6558 | 0 | 6381.5889 | 36599.8958 | 31 | 8.47% | 19160.2584 | 0 | 0 | 347.5611 | 0 | 0 | 0 | 0 | 19507.8195 | 56107.7153 |  | 4519652 | 12.4142 | 0.00040046 | 0.00010278 |  | 0 |  | 0 | 0 | 0.00040046 | 56107.7153
2008 | 4 | 111.1401 | 5.678% | 32760.3872 | 0 | 26226.9223 | 0 | 12457.1095 | 71444.4191 | 30 | 8.197% | 18542.1855 | 0 | 0 | 336.3494 | 0 | 0 | 0 | 0 | 18878.535 | 90322.954 |  | 4518324 | 19.9904 | 0.00066635 | 0.00024558 |  | 0 |  | 0 | 0 | 0.00066635 | 90322.954
2008 | 5 | 216.4046 | 11.06% | 63788.8504 | 0 | 51067.3214 | 0 | 24255.6564 | 139111.8282 | 31 | 8.47% | 19160.2584 | 0 | 0 | 347.5611 | 0 | 0 | 0 | 0 | 19507.8195 | 158619.6477 |  | 4514164 | 35.1382 | 0.0011335 | 0.00052028 |  | 0 |  | 0 | 0 | 0.0011335 | 158619.6477
2008 | 6 | 285.281 | 14.57% | 84091.3373 | 0 | 67320.8456 | 0 | 31975.6599 | 183387.8428 | 30 | 8.197% | 18542.1855 | 0 | 0 | 336.3494 | 0 | 0 | 0 | 0 | 18878.535 | 202266.3777 |  | 4514262 | 44.8061 | 0.0014935 | 0.00054272 |  | 0 |  | 0 | 0 | 0.0014935 | 202266.3777
2008 | 7 | 277.5068 | 14.18% | 81799.7499 | 0 | 65486.2737 | 0 | 31104.2857 | 178390.3093 | 31 | 8.47% | 19160.2584 | 0 | 0 | 347.5611 | 0 | 0 | 0 | 0 | 19507.8195 | 197898.1287 |  | 4509574 | 43.884 | 0.0014156 | 0.00031255 |  | 0 |  | 0 | 0 | 0.0014156 | 197898.1287
2008 | 8 | 320.5728 | 16.38% | 94494.1675 | 0 | 75649.0201 | 0 | 35931.3272 | 206074.5149 | 31 | 8.47% | 19160.2584 | 0 | 0 | 347.5611 | 0 | 0 | 0 | 0 | 19507.8195 | 225582.3343 |  | 4507318 | 50.048 | 0.0016145 | 0.00034888 |  | 0 |  | 0 | 0 | 0.0016145 | 225582.3343
2008 | 9 | 318.9059 | 16.29% | 94002.8285 | 0 | 75255.6697 | 0 | 35744.496 | 205002.9942 | 30 | 8.197% | 18542.1855 | 0 | 0 | 336.3494 | 0 | 0 | 0 | 0 | 18878.535 | 223881.5291 |  | 4503137 | 49.7168 | 0.0016572 | 0.00053852 |  | 0 |  | 0 | 0 | 0.0016572 | 223881.5291
2008 | 10 | 182.0609 | 9.301% | 53665.4789 | 0 | 42962.8727 | 0 | 20406.2529 | 117034.6045 | 31 | 8.47% | 19160.2584 | 0 | 0 | 347.5611 | 0 | 0 | 0 | 0 | 19507.8195 | 136542.424 |  | 4501918 | 30.3298 | 0.00097838 | 7.1543e-05 |  | 0 |  | 0 | 0 | 0.00097838 | 136542.424
2008 | 11 | 53.2405 | 2.72% | 15693.5257 | 0 | 12563.7367 | 0 | 5967.4499 | 34224.7122 | 30 | 8.197% | 18542.1855 | 0 | 0 | 336.3494 | 0 | 0 | 0 | 0 | 18878.535 | 53103.2472 |  | 4498960 | 11.8034 | 0.00039345 | 1.1016e-05 |  | 0 |  | 0 | 0 | 0.00039345 | 53103.2472
2008 | 12 | 36.4486 | 1.862% | 10743.8212 | 0 | 8601.161 | 0 | 4085.3289 | 23430.3111 | 31 | 8.47% | 19160.2584 | 0 | 0 | 347.5611 | 0 | 0 | 0 | 0 | 19507.8195 | 42938.1306 | 1488563.7969 | 4497793 | 9.5465 | 0.00030795 | -1.9479e-05 |  | 0 | 0 | 0 | 0 | 0.00030795 | 42938.1306
2009 | 1 | 24.4832 | 1.149% | 8152.5386 | 0 | 6439.6086 | 0 | 3005.9158 | 17598.0631 | 31 | 8.493% | 25209.251 | 0 | 0 | 464.6844 | 2901.5042 | 0 | 0 | 0 | 28575.4395 | 46173.5026 |  | 4497781 | 10.2658 | 0.00033116 | 2.5693e-05 |  | 0 |  | 0 | 0 | 0.00033116 | 46173.5026
2009 | 2 | 18.1401 | 0.8515% | 6040.3827 | 0 | 4771.2378 | 0 | 2227.1445 | 13038.7651 | 28 | 7.671% | 22769.646 | 0 | 0 | 419.7149 | 2620.7134 | 0 | 0 | 0 | 25810.0744 | 38848.8395 |  | 4502684 | 8.6279 | 0.00030814 | -0.00013878 |  | 0 |  | 0 | 0 | 0.00030814 | 38848.8395
2009 | 3 | 49.8826 | 2.341% | 16610.1637 | 0 | 13120.202 | 0 | 6124.3198 | 35854.6854 | 31 | 8.493% | 25209.251 | 0 | 0 | 464.6844 | 2901.5042 | 0 | 0 | 0 | 28575.4395 | 64430.1249 |  | 4502987 | 14.3083 | 0.00046156 | 6.1101e-05 |  | 0 |  | 0 | 0 | 0.00046156 | 64430.1249
2009 | 4 | 126.2552 | 5.926% | 42041.1412 | 0 | 33207.8766 | 0 | 15500.9546 | 90749.9724 | 30 | 8.219% | 24396.0493 | 0 | 0 | 449.6946 | 2807.9073 | 0 | 0 | 0 | 27653.6511 | 118403.6235 |  | 4502465 | 26.2975 | 0.00087658 | 0.00021024 |  | 0 |  | 0 | 0 | 0.00087658 | 118403.6235
2009 | 5 | 193.3637 | 9.076% | 64387.2658 | 0 | 50858.8567 | 0 | 23740.1758 | 138986.2983 | 31 | 8.493% | 25209.251 | 0 | 0 | 464.6844 | 2901.5042 | 0 | 0 | 0 | 28575.4395 | 167561.7378 |  | 4499097 | 37.2434 | 0.0012014 | 6.791e-05 |  | 0 |  | 0 | 0 | 0.0012014 | 167561.7378
2009 | 6 | 290.6963 | 13.65% | 96797.6013 | 0 | 76459.4562 | 0 | 35690.1639 | 208947.2214 | 30 | 8.219% | 24396.0493 | 0 | 0 | 449.6946 | 2807.9073 | 0 | 0 | 0 | 27653.6511 | 236600.8725 |  | 4497918 | 52.6023 | 0.0017534 | 0.00025987 |  | 0 |  | 0 | 0 | 0.0017534 | 236600.8725
2009 | 7 | 318.4115 | 14.95% | 106026.3532 | 0 | 83749.1549 | 0 | 39092.8894 | 228868.3975 | 31 | 8.493% | 25209.251 | 0 | 0 | 464.6844 | 2901.5042 | 0 | 0 | 0 | 28575.4395 | 257443.8369 |  | 4498393 | 57.2302 | 0.0018461 | 0.00043052 |  | 0 |  | 0 | 0 | 0.0018461 | 257443.8369
2009 | 8 | 356.0545 | 16.71% | 118560.9336 | 0 | 93650.0945 | 0 | 43714.5042 | 255925.5323 | 31 | 8.493% | 25209.251 | 0 | 0 | 464.6844 | 2901.5042 | 0 | 0 | 0 | 28575.4395 | 284500.9718 |  | 4498960 | 63.2371 | 0.0020399 | 0.00042545 |  | 0 |  | 0 | 0 | 0.0020399 | 284500.9718
2009 | 9 | 310.2641 | 14.56% | 103313.3929 | 0 | 81606.2148 | 0 | 38092.596 | 223012.2037 | 30 | 8.219% | 24396.0493 | 0 | 0 | 449.6946 | 2807.9073 | 0 | 0 | 0 | 27653.6511 | 250665.8549 |  | 4495923 | 55.754 | 0.0018585 | 0.00020124 |  | 0 |  | 0 | 0 | 0.0018585 | 250665.8549
2009 | 10 | 253.98 | 11.92% | 84571.6162 | 0 | 66802.2729 | 0 | 31182.331 | 182556.2201 | 31 | 8.493% | 25209.251 | 0 | 0 | 464.6844 | 2901.5042 | 0 | 0 | 0 | 28575.4395 | 211131.6596 |  | 4495215 | 46.9681 | 0.0015151 | 0.00053672 |  | 0 |  | 0 | 0 | 0.0015151 | 211131.6596
2009 | 11 | 124.5112 | 5.844% | 41460.389 | 0 | 32749.1462 | 0 | 15286.8259 | 89496.3611 | 30 | 8.219% | 24396.0493 | 0 | 0 | 449.6946 | 2807.9073 | 0 | 0 | 0 | 27653.6511 | 117150.0122 |  | 4498782 | 26.0404 | 0.00086801 | 0.00047456 |  | 0 |  | 0 | 0 | 0.00086801 | 117150.0122
2009 | 12 | 64.379 | 3.022% | 21437.2567 | 0 | 16933.0744 | 0 | 7904.1133 | 46274.4443 | 31 | 8.493% | 25209.251 | 0 | 0 | 464.6844 | 2901.5042 | 0 | 0 | 0 | 28575.4395 | 74849.8838 | 1867760.92 | 4498596 | 16.6385 | 0.00053673 | 0.00022877 |  | 0 | 0 | 0 | 0 | 0.00053673 | 74849.8838
2010 | 1 | 18.1246 | 0.8884% | 7543.4506 | 0 | 6183.1816 | 6.3067 | 2752.4567 | 16485.3956 | 31 | 8.493% | 32751.9212 | 0 | 629.0201 | 580.8555 | 5891.608 | 0 | 0 | 0 | 39853.4048 | 56338.8004 |  | 4502130 | 12.5138 | 0.00040367 | 7.2515e-05 |  | 0 |  | 0 | 0 | 0.00040367 | 56338.8004
2010 | 2 | 10.0913 | 0.4946% | 4199.9845 | 0 | 3442.6244 | 3.5114 | 1532.4918 | 9178.6121 | 28 | 7.671% | 29582.3805 | 0 | 568.1472 | 524.6436 | 5321.4524 | 0 | 0 | 0 | 35996.6237 | 45175.2358 |  | 4510659 | 10.0152 | 0.00035769 | 4.9546e-05 |  | 0 |  | 0 | 0 | 0.00035769 | 45175.2358
2010 | 3 | 14.1924 | 0.6957% | 5906.8551 | 0 | 4841.7044 | 4.9384 | 2155.2953 | 12908.7933 | 31 | 8.493% | 32751.9212 | 0 | 629.0201 | 580.8555 | 5891.608 | 0 | 0 | 0 | 39853.4048 | 52762.1981 |  | 4516712 | 11.6816 | 0.00037682 | -8.4734e-05 |  | 0 |  | 0 | 0 | 0.00037682 | 52762.1981
2010 | 4 | 81.7655 | 4.008% | 34030.7573 | 0 | 27894.1781 | 28.4515 | 12417.154 | 74370.5409 | 30 | 8.219% | 31695.4076 | 0 | 608.7291 | 562.1182 | 5701.5561 | 0 | 0 | 0 | 38567.8111 | 112938.352 |  | 4520229 | 24.9851 | 0.00083284 | -4.3747e-05 |  | 0 |  | 0 | 0 | 0.00083284 | 112938.352
2010 | 5 | 235.2052 | 11.53% | 97892.3289 | 0 | 80239.9438 | 81.8432 | 35718.9854 | 213933.1014 | 31 | 8.493% | 32751.9212 | 0 | 629.0201 | 580.8555 | 5891.608 | 0 | 0 | 0 | 39853.4048 | 253786.5061 |  | 4521728 | 56.126 | 0.0018105 | 0.00060912 |  | 0 |  | 0 | 0 | 0.0018105 | 253786.5061
2010 | 6 | 361.455 | 17.72% | 150437.4866 | 0 | 123309.9223 | 125.7737 | 54891.68 | 328764.8625 | 30 | 8.219% | 31695.4076 | 0 | 608.7291 | 562.1182 | 5701.5561 | 0 | 0 | 0 | 38567.8111 | 367332.6736 |  | 4521918 | 81.2338 | 0.0027078 | 0.00095438 |  | 0 |  | 0 | 0 | 0.0027078 | 367332.6736
2010 | 7 | 352.6926 | 17.29% | 146790.5502 | 0 | 120320.6179 | 122.7247 | 53560.9846 | 320794.8773 | 31 | 8.493% | 32751.9212 | 0 | 629.0201 | 580.8555 | 5891.608 | 0 | 0 | 0 | 39853.4048 | 360648.2821 |  | 4522790 | 79.7402 | 0.0025723 | 0.00072613 |  | 0 |  | 0 | 0 | 0.0025723 | 360648.2821
2010 | 8 | 362.0332 | 17.75% | 150678.1195 | 0 | 123507.1632 | 125.9749 | 54979.4822 | 329290.7399 | 31 | 8.493% | 32751.9212 | 0 | 629.0201 | 580.8555 | 5891.608 | 0 | 0 | 0 | 39853.4048 | 369144.1446 |  | 4526766 | 81.547 | 0.0026305 | 0.00059064 |  | 0 |  | 0 | 0 | 0.0026305 | 369144.1446
2010 | 9 | 329.8204 | 16.17% | 137271.1529 | 0 | 112517.8012 | 114.7659 | 50087.5438 | 299991.2638 | 30 | 8.219% | 31695.4076 | 0 | 608.7291 | 562.1182 | 5701.5561 | 0 | 0 | 0 | 38567.8111 | 338559.0749 |  | 4524923 | 74.821 | 0.002494 | 0.00063556 |  | 0 |  | 0 | 0 | 0.002494 | 338559.0749
2010 | 10 | 175.647 | 8.61% | 73104.2313 | 0 | 59921.7475 | 61.119 | 26674.2962 | 159761.394 | 31 | 8.493% | 32751.9212 | 0 | 629.0201 | 580.8555 | 5891.608 | 0 | 0 | 0 | 39853.4048 | 199614.7988 |  | 4524001 | 44.1235 | 0.0014233 | -9.1761e-05 |  | 0 |  | 0 | 0 | 0.0014233 | 199614.7988
2010 | 11 | 88.2518 | 4.326% | 36730.3843 | 0 | 30106.9962 | 30.7085 | 13402.1948 | 80270.2838 | 30 | 8.219% | 31695.4076 | 0 | 608.7291 | 562.1182 | 5701.5561 | 0 | 0 | 0 | 38567.8111 | 118838.0949 |  | 4525048 | 26.2623 | 0.00087541 | 7.3967e-06 |  | 0 |  | 0 | 0 | 0.00087541 | 118838.0949
2010 | 12 | 10.8628 | 0.5325% | 4521.1082 | 0 | 3705.8417 | 3.7799 | 1649.6635 | 9880.3933 | 31 | 8.493% | 32751.9212 | 0 | 629.0201 | 580.8555 | 5891.608 | 0 | 0 | 0 | 39853.4048 | 49733.798 | 2324871.9594 | 4527028 | 10.986 | 0.00035439 | -0.00018234 |  | 0 | 0 | 0 | 0 | 0.00035439 | 49733.798
2011 | 1 | 14.0875 | 0.652% | 6594.3479 | 0 | 5498.9712 | 9.6435 | 2361.9728 | 14464.9355 | 31 | 8.493% | 41360.554 | 0 | 1310.2888 | 673.4534 | 9083.0592 | 0 | 0 | 0 | 52427.3554 | 66892.2909 |  | 4533029 | 14.7566 | 0.00047602 | 7.2349e-05 |  | 0 |  | 0 | 0 | 0.00047602 | 66892.2909
2011 | 2 | 33.2976 | 1.541% | 15586.5875 | 0 | 12997.524 | 22.7936 | 5582.8259 | 34189.731 | 28 | 7.671% | 37357.9198 | 0 | 1183.4867 | 608.2805 | 8204.0535 | 0 | 0 | 0 | 47353.7404 | 81543.4714 |  | 4539389 | 17.9635 | 0.00064155 | 0.00028387 |  | 0 |  | 0 | 0 | 0.00064155 | 81543.4714
2011 | 3 | 71.9299 | 3.329% | 33670.3256 | 0 | 28077.4009 | 49.2391 | 12060.0846 | 73857.0502 | 31 | 8.493% | 41360.554 | 0 | 1310.2888 | 673.4534 | 9083.0592 | 0 | 0 | 0 | 52427.3554 | 126284.4057 |  | 4546574 | 27.7757 | 0.00089599 | 0.00051917 |  | 0 |  | 0 | 0 | 0.00089599 | 126284.4057
2011 | 4 | 194.0568 | 8.981% | 90837.7986 | 0 | 75748.8751 | 132.8401 | 32536.4106 | 199255.9244 | 30 | 8.219% | 40026.3426 | 0 | 1268.0214 | 651.7291 | 8790.0573 | 0 | 0 | 0 | 50736.1504 | 249992.0748 |  | 4550254 | 54.9402 | 0.0018313 | 0.00099851 |  | 0 |  | 0 | 0 | 0.0018313 | 249992.0748
2011 | 5 | 225.8681 | 10.45% | 105728.6294 | 0 | 88166.2136 | 154.6163 | 37870.0294 | 231919.4886 | 31 | 8.493% | 41360.554 | 0 | 1310.2888 | 673.4534 | 9083.0592 | 0 | 0 | 0 | 52427.3554 | 284346.844 |  | 4549811 | 62.4964 | 0.002016 | 0.0002055 |  | 0 |  | 0 | 0 | 0.002016 | 284346.844
2011 | 6 | 319.2324 | 14.77% | 149432.3681 | 0 | 124610.3931 | 218.5281 | 53523.896 | 327785.1854 | 30 | 8.219% | 40026.3426 | 0 | 1268.0214 | 651.7291 | 8790.0573 | 0 | 0 | 0 | 50736.1504 | 378521.3358 |  | 4549338 | 83.2036 | 0.0027735 | 6.566e-05 |  | 0 |  | 0 | 0 | 0.0027735 | 378521.3358
2011 | 7 | 370.4028 | 17.14% | 173385.1761 | 0 | 144584.438 | 253.5564 | 62103.3465 | 380326.517 | 31 | 8.493% | 41360.554 | 0 | 1310.2888 | 673.4534 | 9083.0592 | 0 | 0 | 0 | 52427.3554 | 432753.8725 |  | 4549687 | 95.1173 | 0.0030683 | 0.00049603 |  | 0 |  | 0 | 0 | 0.0030683 | 432753.8725
2011 | 8 | 342.3826 | 15.85% | 160268.9398 | 0 | 133646.919 | 234.3754 | 57405.3545 | 351555.5887 | 31 | 8.493% | 41360.554 | 0 | 1310.2888 | 673.4534 | 9083.0592 | 0 | 0 | 0 | 52427.3554 | 403982.9442 |  | 4550328 | 88.7811 | 0.0028639 | 0.00023336 |  | 0 |  | 0 | 0 | 0.0028639 | 403982.9442
2011 | 9 | 298.6535 | 13.82% | 139799.3941 | 0 | 116577.5372 | 204.441 | 50073.5438 | 306654.9161 | 30 | 8.219% | 40026.3426 | 0 | 1268.0214 | 651.7291 | 8790.0573 | 0 | 0 | 0 | 50736.1504 | 357391.0665 |  | 4545995 | 78.6167 | 0.0026206 | 0.00012652 |  | 0 |  | 0 | 0 | 0.0026206 | 357391.0665
2011 | 10 | 161.5192 | 7.475% | 75606.9767 | 0 | 63048.0211 | 110.5667 | 27081.0134 | 165846.5779 | 31 | 8.493% | 41360.554 | 0 | 1310.2888 | 673.4534 | 9083.0592 | 0 | 0 | 0 | 52427.3554 | 218273.9334 |  | 4546841 | 48.0056 | 0.0015486 | 0.00012523 |  | 0 |  | 0 | 0 | 0.0015486 | 218273.9334
2011 | 11 | 81.3882 | 3.767% | 38097.7241 | 0 | 31769.3713 | 55.7137 | 13645.8965 | 83568.7056 | 30 | 8.219% | 40026.3426 | 0 | 1268.0214 | 651.7291 | 8790.0573 | 0 | 0 | 0 | 50736.1504 | 134304.856 |  | 4549257 | 29.5224 | 0.00098408 | 0.00010867 |  | 0 |  | 0 | 0 | 0.00098408 | 134304.856
2011 | 12 | 47.9216 | 2.218% | 22432.0688 | 0 | 18705.9132 | 32.8044 | 8034.75 | 49205.5364 | 31 | 8.493% | 41360.554 | 0 | 1310.2888 | 673.4534 | 9083.0592 | 0 | 0 | 0 | 52427.3554 | 101632.8919 | 2835919.987 | 4554107 | 22.3168 | 0.0007199 | 0.00036551 |  | 0 | 0 | 0 | 0 | 0.0007199 | 101632.8919
2012 | 1 | 27.1113 | 1.383% | 16262.367 | 0 | 13689.8615 | 31.0137 | 5731.1028 | 35714.3451 | 31 | 8.493% | 49852.8836 | 0 | 1987.5988 | 766.0513 | 12252.5422 | 0 | 0 | 161.2267 | 65020.3026 | 100734.6477 |  | 4560015 | 22.0909 | 0.00071261 | 0.00023659 |  | 0 |  | 0 | 0 | 0.00071261 | 100734.6477
2012 | 2 | 50.0639 | 2.555% | 30030.1145 | 0 | 25279.7215 | 57.27 | 10583.0641 | 65950.1702 | 28 | 7.671% | 45028.411 | 0 | 1795.2506 | 691.9173 | 11066.8123 | 0 | 0 | 145.6241 | 58728.0152 | 124678.1854 |  | 4565707 | 27.3075 | 0.00097527 | 0.00033371 |  | 0 |  | 0 | 0 | 0.00097527 | 124678.1854
2012 | 3 | 89.2382 | 4.554% | 53528.2994 | 0 | 45060.7839 | 102.0831 | 18864.178 | 117555.3444 | 31 | 8.493% | 49852.8836 | 0 | 1987.5988 | 766.0513 | 12252.5422 | 0 | 0 | 161.2267 | 65020.3026 | 182575.6469 |  | 4573930 | 39.9166 | 0.0012876 | 0.00039164 |  | 0 |  | 0 | 0 | 0.0012876 | 182575.6469
2012 | 4 | 106.4532 | 5.432% | 63854.4623 | 0 | 53753.4754 | 121.776 | 22503.2731 | 140232.9868 | 30 | 8.219% | 48244.7261 | 0 | 1923.4827 | 741.34 | 11857.2989 | 0 | 0 | 156.0258 | 62922.8735 | 203155.8603 |  | 4577038 | 44.3859 | 0.0014795 | -0.00035181 |  | 0 |  | 0 | 0 | 0.0014795 | 203155.8603
2012 | 5 | 202.0526 | 10.31% | 121198.4479 | 0 | 102026.3512 | 231.1359 | 42712.1564 | 266168.0914 | 31 | 8.493% | 49852.8836 | 0 | 1987.5988 | 766.0513 | 12252.5422 | 0 | 0 | 161.2267 | 65020.3026 | 331188.394 |  | 4576751 | 72.3632 | 0.0023343 | 0.00031828 |  | 0 |  | 0 | 0 | 0.0023343 | 331188.394
2012 | 6 | 276.4557 | 14.11% | 165828.1085 | 0 | 139596.151 | 316.2485 | 58440.3202 | 364180.8283 | 30 | 8.219% | 48244.7261 | 0 | 1923.4827 | 741.34 | 11857.2989 | 0 | 0 | 156.0258 | 62922.8735 | 427103.7017 |  | 4575347 | 93.3489 | 0.0031116 | 0.00033818 |  | 0 |  | 0 | 0 | 0.0031116 | 427103.7017
2012 | 7 | 321.708 | 16.42% | 192972.0689 | 0 | 162446.2723 | 368.0144 | 68006.2602 | 423792.6158 | 31 | 8.493% | 49852.8836 | 0 | 1987.5988 | 766.0513 | 12252.5422 | 0 | 0 | 161.2267 | 65020.3026 | 488812.9184 |  | 4577123 | 106.7948 | 0.003445 | 0.00037669 |  | 0 |  | 0 | 0 | 0.003445 | 488812.9184
2012 | 8 | 322.4072 | 16.45% | 193391.4709 | 0 | 162799.3301 | 368.8142 | 68154.0638 | 424713.679 | 31 | 8.493% | 49852.8836 | 0 | 1987.5988 | 766.0513 | 12252.5422 | 0 | 0 | 161.2267 | 65020.3026 | 489733.9816 |  | 4579585 | 106.9385 | 0.0034496 | 0.00058572 |  | 0 |  | 0 | 0 | 0.0034496 | 489733.9816
2012 | 9 | 274.5068 | 14.01% | 164659.0813 | 0 | 138612.0495 | 314.0191 | 58028.3374 | 361613.4873 | 30 | 8.219% | 48244.7261 | 0 | 1923.4827 | 741.34 | 11857.2989 | 0 | 0 | 156.0258 | 62922.8735 | 424536.3608 |  | 4578976 | 92.7143 | 0.0030905 | 0.00046992 |  | 0 |  | 0 | 0 | 0.0030905 | 424536.3608
2012 | 10 | 198.7183 | 10.14% | 119198.3957 | 0 | 100342.6825 | 227.3216 | 42007.3079 | 261775.7077 | 31 | 8.493% | 49852.8836 | 0 | 1987.5988 | 766.0513 | 12252.5422 | 0 | 0 | 161.2267 | 65020.3026 | 326796.0103 |  | 4580752 | 71.3411 | 0.0023013 | 0.00075276 |  | 0 |  | 0 | 0 | 0.0023013 | 326796.0103
2012 | 11 | 39.0518 | 1.993% | 23424.6791 | 0 | 19719.1844 | 44.6729 | 8255.2093 | 51443.7457 | 30 | 8.219% | 48244.7261 | 0 | 1923.4827 | 741.34 | 11857.2989 | 0 | 0 | 156.0258 | 62922.8735 | 114366.6192 |  | 4584041 | 24.9489 | 0.00083163 | -0.00015245 |  | 0 |  | 0 | 0 | 0.00083163 | 114366.6192
2012 | 12 | 52.0025 | 2.654% | 31192.967 | 0 | 26258.6251 | 59.4877 | 10992.8709 | 68503.9507 | 31 | 8.493% | 49852.8836 | 0 | 1987.5988 | 766.0513 | 12252.5422 | 0 | 0 | 161.2267 | 65020.3026 | 133524.2533 | 3347206.5796 | 4588119 | 29.1022 | 0.00093878 | 0.00021888 |  | 0 | 0 | 0 | 0 | 0.00093878 | 133524.2533
2013 | 1 | 50.5387 | 2.527% | 34139.9439 | 0 | 28847.2105 | 76.6703 | 11835.0704 | 74898.8951 | 31 | 8.493% | 58877.8639 | 77.5956 | 2683.0391 | 858.6492 | 15522.6364 | 0 | 0 | 742.2418 | 78762.026 | 153660.9211 |  | 4594969 | 33.4411 | 0.0010787 | 0.00036614 |  | 0 |  | 0 | 0 | 0.0010787 | 153660.9211
2013 | 2 | 44.9954 | 2.25% | 30395.3286 | 0 | 25683.1249 | 68.2608 | 10536.9492 | 66683.6635 | 28 | 7.671% | 53180.0061 | 70.0863 | 2423.3901 | 775.5541 | 14020.4458 | 0 | 0 | 670.412 | 71139.8944 | 137823.5579 |  | 4599265 | 29.9664 | 0.0010702 | 9.4961e-05 |  | 0 |  | 0 | 0 | 0.0010702 | 137823.5579
2013 | 3 | 28.5589 | 1.428% | 19292.1569 | 0 | 16301.2838 | 43.3256 | 6687.8855 | 42324.6518 | 31 | 8.493% | 58877.8639 | 77.5956 | 2683.0391 | 858.6492 | 15522.6364 | 0 | 0 | 742.2418 | 78762.026 | 121086.6778 |  | 4605771 | 26.2902 | 0.00084807 | -0.00043956 |  | 0 |  | 0 | 0 | 0.00084807 | 121086.6778
2013 | 4 | 135.3599 | 6.768% | 91438.4229 | 0 | 77262.6765 | 205.3492 | 31698.3584 | 200604.807 | 30 | 8.219% | 56978.578 | 75.0925 | 2596.4894 | 830.9508 | 15021.9062 | 0 | 0 | 718.2985 | 76221.3154 | 276826.1224 |  | 4609509 | 60.0554 | 0.0020018 | 0.00052232 |  | 0 |  | 0 | 0 | 0.0020018 | 276826.1224
2013 | 5 | 163.9241 | 8.196% | 110734.1481 | 0 | 93566.9753 | 248.6829 | 38387.4809 | 242937.2871 | 31 | 8.493% | 58877.8639 | 77.5956 | 2683.0391 | 858.6492 | 15522.6364 | 0 | 0 | 742.2418 | 78762.026 | 321699.3131 |  | 4611553 | 69.7594 | 0.0022503 | -8.3993e-05 |  | 0 |  | 0 | 0 | 0.0022503 | 321699.3131
2013 | 6 | 272.8763 | 13.64% | 184333.6115 | 0 | 155756.2755 | 413.9699 | 63901.7242 | 404405.5811 | 30 | 8.219% | 56978.578 | 75.0925 | 2596.4894 | 830.9508 | 15021.9062 | 0 | 0 | 718.2985 | 76221.3154 | 480626.8965 |  | 4613739 | 104.173 | 0.0034724 | 0.0003608 |  | 0 |  | 0 | 0 | 0.0034724 | 480626.8965
2013 | 7 | 293.7081 | 14.68% | 198405.9551 | 0 | 167646.9763 | 445.5731 | 68780.0913 | 435278.5958 | 31 | 8.493% | 58877.8639 | 77.5956 | 2683.0391 | 858.6492 | 15522.6364 | 0 | 0 | 742.2418 | 78762.026 | 514040.6217 |  | 4620943 | 111.2415 | 0.0035884 | 0.00014344 |  | 0 |  | 0 | 0 | 0.0035884 | 514040.6217
2013 | 8 | 337.5448 | 16.88% | 228018.5427 | 0 | 192668.709 | 512.076 | 79045.6928 | 500245.0205 | 31 | 8.493% | 58877.8639 | 77.5956 | 2683.0391 | 858.6492 | 15522.6364 | 0 | 0 | 742.2418 | 78762.026 | 579007.0465 |  | 4630751 | 125.0352 | 0.0040334 | 0.00058377 |  | 0 |  | 0 | 0 | 0.0040334 | 579007.0465
2013 | 9 | 270.044 | 13.5% | 182420.3373 | 0 | 154139.6172 | 409.6732 | 63238.462 | 400208.0896 | 30 | 8.219% | 56978.578 | 75.0925 | 2596.4894 | 830.9508 | 15021.9062 | 0 | 0 | 718.2985 | 76221.3154 | 476429.4051 |  | 4644296 | 102.5838 | 0.0034195 | 0.00032898 |  | 0 |  | 0 | 0 | 0.0034195 | 476429.4051
2013 | 10 | 213.2859 | 10.66% | 144079.0763 | 0 | 121742.4219 | 323.5677 | 49946.9485 | 316092.0145 | 31 | 8.493% | 58877.8639 | 77.5956 | 2683.0391 | 858.6492 | 15522.6364 | 0 | 0 | 742.2418 | 78762.026 | 394854.0404 |  | 4655414 | 84.8161 | 0.002736 | 0.00043468 |  | 0 |  | 0 | 0 | 0.002736 | 394854.0404
2013 | 11 | 110.2332 | 5.511% | 74464.7897 | 0 | 62920.4745 | 167.2304 | 25814.2203 | 163366.7148 | 30 | 8.219% | 56978.578 | 75.0925 | 2596.4894 | 830.9508 | 15021.9062 | 0 | 0 | 718.2985 | 76221.3154 | 239588.0302 |  | 4665143 | 51.3571 | 0.0017119 | 0.00088027 |  | 0 |  | 0 | 0 | 0.0017119 | 239588.0302
2013 | 12 | 79.0051 | 3.95% | 53369.5732 | 0 | 45095.6605 | 119.8555 | 18501.2799 | 117086.3692 | 31 | 8.493% | 58877.8639 | 77.5956 | 2683.0391 | 858.6492 | 15522.6364 | 0 | 0 | 742.2418 | 78762.026 | 195848.3951 | 3891491.0279 | 4671859 | 41.9209 | 0.0013523 | 0.00041351 |  | 0 | 0 | 0 | 0 | 0.0013523 | 195848.3951
2014 | 1 | 26.9569 | 1.292% | 19838.7075 | 0 | 16927.1646 | 50.5231 | 6825.7329 | 43642.1282 | 31 | 8.493% | 69436.911 | 304.5587 | 3430.6955 | 951.2471 | 19082.4972 | 0 | 0 | 2368.0541 | 95573.9636 | 139216.0917 |  | 4679556 | 29.7499 | 0.00095967 | -0.00011907 |  | 0 |  | 0 | 0 | 0.00095967 | 139216.0917
2014 | 2 | 57.5107 | 2.755% | 42324.5669 | 0 | 36112.9834 | 107.7878 | 14562.2485 | 93107.5866 | 28 | 7.671% | 62717.2099 | 275.0853 | 3098.6927 | 859.191 | 17235.8039 | 0 | 0 | 2138.8876 | 86324.8703 | 179432.4569 |  | 4687089 | 38.2823 | 0.0013672 | 0.00029699 |  | 0 |  | 0 | 0 | 0.0013672 | 179432.4569
2014 | 3 | 62.2018 | 2.98% | 45776.9499 | 0 | 39058.6921 | 116.5799 | 15750.0801 | 100702.3021 | 31 | 8.493% | 69436.911 | 304.5587 | 3430.6955 | 951.2471 | 19082.4972 | 0 | 0 | 2368.0541 | 95573.9636 | 196276.2657 |  | 4694845 | 41.8068 | 0.0013486 | 0.00050053 |  | 0 |  | 0 | 0 | 0.0013486 | 196276.2657
2014 | 4 | 137.136 | 6.57% | 100924.261 | 0 | 86112.5446 | 257.0234 | 34724.1396 | 222017.9686 | 30 | 8.219% | 67197.0106 | 294.7342 | 3320.0279 | 920.5617 | 18466.9328 | 0 | 0 | 2291.6652 | 92490.9325 | 314508.901 |  | 4699582 | 66.9227 | 0.0022308 | 0.00022891 |  | 0 |  | 0 | 0 | 0.0022308 | 314508.901
2014 | 5 | 220.6571 | 10.57% | 162390.9867 | 0 | 138558.3699 | 413.5604 | 55872.4656 | 357235.3826 | 31 | 8.493% | 69436.911 | 304.5587 | 3430.6955 | 951.2471 | 19082.4972 | 0 | 0 | 2368.0541 | 95573.9636 | 452809.3461 |  | 4702414 | 96.293 | 0.0031062 | 0.00085592 |  | 0 |  | 0 | 0 | 0.0031062 | 452809.3461
2014 | 6 | 247.5876 | 11.86% | 182210.267 | 0 | 155468.9585 | 464.0341 | 62691.5143 | 400834.7738 | 30 | 8.219% | 67197.0106 | 294.7342 | 3320.0279 | 920.5617 | 18466.9328 | 0 | 0 | 2291.6652 | 92490.9325 | 493325.7063 |  | 4705494 | 104.8404 | 0.0034947 | 2.2246e-05 |  | 0 |  | 0 | 0 | 0.0034947 | 493325.7063
2014 | 7 | 311.6667 | 14.93% | 229368.8273 | 0 | 195706.4949 | 584.1325 | 78916.9533 | 504576.408 | 31 | 8.493% | 69436.911 | 304.5587 | 3430.6955 | 951.2471 | 19082.4972 | 0 | 0 | 2368.0541 | 95573.9636 | 600150.3716 |  | 4709239 | 127.4411 | 0.004111 | 0.00052257 |  | 0 |  | 0 | 0 | 0.004111 | 600150.3716
2014 | 8 | 350.9581 | 16.81% | 258285.0469 | 0 | 220378.9495 | 657.7733 | 88865.9074 | 568187.6771 | 31 | 8.493% | 69436.911 | 304.5587 | 3430.6955 | 951.2471 | 19082.4972 | 0 | 0 | 2368.0541 | 95573.9636 | 663761.6407 |  | 4712926 | 140.8385 | 0.0045432 | 0.00050978 |  | 0 |  | 0 | 0 | 0.0045432 | 663761.6407
2014 | 9 | 270.044 | 12.94% | 198736.9241 | 0 | 169570.1516 | 506.1224 | 68377.6986 | 437190.8968 | 30 | 8.219% | 67197.0106 | 294.7342 | 3320.0279 | 920.5617 | 18466.9328 | 0 | 0 | 2291.6652 | 92490.9325 | 529681.8292 |  | 4718734 | 112.2508 | 0.0037417 | 0.00032224 |  | 0 |  | 0 | 0 | 0.0037417 | 529681.8292
2014 | 10 | 213.2859 | 10.22% | 156966.2291 | 0 | 133929.7536 | 399.7452 | 54006.016 | 345301.7439 | 31 | 8.493% | 69436.911 | 304.5587 | 3430.6955 | 951.2471 | 19082.4972 | 0 | 0 | 2368.0541 | 95573.9636 | 440875.7074 |  | 4724910 | 93.3088 | 0.00301 | 0.00027396 |  | 0 |  | 0 | 0 | 0.00301 | 440875.7074
2014 | 11 | 110.2332 | 5.281% | 81125.2927 | 0 | 69219.2869 | 206.6014 | 27912.0794 | 178463.2605 | 30 | 8.219% | 67197.0106 | 294.7342 | 3320.0279 | 920.5617 | 18466.9328 | 0 | 0 | 2291.6652 | 92490.9325 | 270954.1929 |  | 4731887 | 57.2613 | 0.0019087 | 0.00019681 |  | 0 |  | 0 | 0 | 0.0019087 | 270954.1929
2014 | 12 | 79.0051 | 3.785% | 58143.2146 | 0 | 49610.0751 | 148.0731 | 20004.8342 | 127906.1969 | 31 | 8.493% | 69436.911 | 304.5587 | 3430.6955 | 951.2471 | 19082.4972 | 0 | 0 | 2368.0541 | 95573.9636 | 223480.1605 | 4504472.6701 | 4739276 | 47.1549 | 0.0015211 | 0.00016884 |  | 0 | 0 | 0 | 0 | 0.0015211 | 223480.1605
2015 | 1 | 26.9569 | 1.292% | 23324.8755 | 193.7392 | 19331.2782 | 62.9713 | 7681.0806 | 50593.9448 | 31 | 8.493% | 81543.6699 | 720.9278 | 4231.0324 | 1043.845 | 22934.702 | 3389.0552 | 3736.4736 | 5480.6463 | 123080.3523 | 173674.2971 |  | 4746212 | 36.5922 | 0.0011804 | 0.00022072 |  | 3736.4736 |  | 0.78725 | 2.5395e-05 | 0.0011804 | 173674.2971
2015 | 2 | 57.5107 | 2.755% | 49762.0752 | 413.3297 | 41242.0002 | 134.3451 | 16387.076 | 107938.8263 | 28 | 7.671% | 73652.347 | 651.1606 | 3821.5777 | 942.8278 | 20715.2147 | 3061.0821 | 3374.8794 | 4950.2612 | 111169.3505 | 219108.1768 |  | 4753351 | 46.0955 | 0.0016463 | 0.00027904 |  | 3374.8794 |  | 0.71 | 2.5357e-05 | 0.0016463 | 219108.1768
2015 | 3 | 62.2018 | 2.98% | 53821.1301 | 447.0447 | 44606.079 | 145.3035 | 17723.7575 | 116743.3148 | 31 | 8.493% | 81543.6699 | 720.9278 | 4231.0324 | 1043.845 | 22934.702 | 3389.0552 | 3736.4736 | 5480.6463 | 123080.3523 | 239823.6671 |  | 4761186 | 50.3706 | 0.0016249 | 0.00027625 |  | 3736.4736 |  | 0.78478 | 2.5315e-05 | 0.0016249 | 239823.6671
2015 | 4 | 137.136 | 6.57% | 118659.2334 | 985.5977 | 98342.8467 | 320.3501 | 39075.4982 | 257383.526 | 30 | 8.219% | 78913.229 | 697.6721 | 4094.5475 | 1010.1726 | 22194.8729 | 3279.7308 | 3615.9422 | 5303.8513 | 119110.0184 | 376493.5444 |  | 4765589 | 79.0025 | 0.0026334 | 0.00040266 |  | 3615.9422 |  | 0.75876 | 2.5292e-05 | 0.0026334 | 376493.5444
2015 | 5 | 220.6571 | 10.57% | 190927.234 | 1585.8642 | 158237.3926 | 515.4556 | 62873.9676 | 414139.9139 | 31 | 8.493% | 81543.6699 | 720.9278 | 4231.0324 | 1043.845 | 22934.702 | 3389.0552 | 3736.4736 | 5480.6463 | 123080.3523 | 537220.2663 |  | 4767866 | 112.6752 | 0.0036347 | 0.00052846 |  | 3736.4736 |  | 0.78368 | 2.528e-05 | 0.0036347 | 537220.2663
2015 | 6 | 247.5876 | 11.86% | 214229.2684 | 1779.4137 | 177549.7405 | 578.3653 | 70547.5264 | 464684.3142 | 30 | 8.219% | 78913.229 | 697.6721 | 4094.5475 | 1010.1726 | 22194.8729 | 3279.7308 | 3615.9422 | 5303.8513 | 119110.0184 | 583794.3325 |  | 4772498 | 122.3247 | 0.0040775 | 0.00058281 |  | 3615.9422 |  | 0.75766 | 2.5255e-05 | 0.0040775 | 583794.3325
2015 | 7 | 311.6667 | 14.93% | 269674.7932 | 2239.9508 | 223502.0915 | 728.0543 | 88806.2109 | 584951.1006 | 31 | 8.493% | 81543.6699 | 720.9278 | 4231.0324 | 1043.845 | 22934.702 | 3389.0552 | 3736.4736 | 5480.6463 | 123080.3523 | 708031.453 |  | 4784923.7421 | 147.9713 | 0.0047733 | 0.00066227 |  | 3736.4736 |  | 0.78088 | 2.519e-05 | 0.0047733 | 708031.453
2015 | 8 | 350.9581 | 16.81% | 303672.3316 | 2522.3384 | 251678.6996 | 819.8391 | 100001.8904 | 658695.0991 | 31 | 8.493% | 81543.6699 | 720.9278 | 4231.0324 | 1043.845 | 22934.702 | 3389.0552 | 3736.4736 | 5480.6463 | 123080.3523 | 781775.4514 |  | 4793100.814 | 163.1043 | 0.0052614 | 0.00071825 |  | 3736.4736 |  | 0.77955 | 2.5147e-05 | 0.0052614 | 781775.4514
2015 | 9 | 270.044 | 12.94% | 233660.0816 | 1940.8083 | 193653.6831 | 630.8236 | 76946.259 | 506831.6556 | 30 | 8.219% | 78913.229 | 697.6721 | 4094.5475 | 1010.1726 | 22194.8729 | 3279.7308 | 3615.9422 | 5303.8513 | 119110.0184 | 625941.6739 |  | 4797009.997 | 130.4858 | 0.0043495 | 0.00060783 |  | 3615.9422 |  | 0.75379 | 2.5126e-05 | 0.0043495 | 625941.6739
2015 | 10 | 213.2859 | 10.22% | 184549.2078 | 1532.8876 | 152951.388 | 498.2365 | 60773.6291 | 400305.349 | 31 | 8.493% | 81543.6699 | 720.9278 | 4231.0324 | 1043.845 | 22934.702 | 3389.0552 | 3736.4736 | 5480.6463 | 123080.3523 | 523385.7013 |  | 4802322.3864 | 108.986 | 0.0035157 | 0.00050571 |  | 3736.4736 |  | 0.77806 | 2.5099e-05 | 0.0035157 | 523385.7013
2015 | 11 | 110.2332 | 5.281% | 95381.0802 | 792.2466 | 79050.2912 | 257.505 | 31409.8037 | 206890.9267 | 30 | 8.219% | 78913.229 | 697.6721 | 4094.5475 | 1010.1726 | 22194.8729 | 3279.7308 | 3615.9422 | 5303.8513 | 119110.0184 | 326000.945 |  | 4807951.5017 | 67.8045 | 0.0022602 | 0.00035144 |  | 3615.9422 |  | 0.75208 | 2.5069e-05 | 0.0022602 | 326000.945
2015 | 12 | 79.0051 | 3.785% | 68360.4637 | 567.8101 | 56656.0427 | 184.5561 | 22511.6841 | 148280.5567 | 31 | 8.493% | 81543.6699 | 720.9278 | 4231.0324 | 1043.845 | 22934.702 | 3389.0552 | 3736.4736 | 5480.6463 | 123080.3523 | 271360.909 | 5366610.4179 | 4813839.2601 | 56.371 | 0.0018184 | 0.00029729 |  | 3736.4736 | 43993.9634 | 0.77619 | 2.5039e-05 | 0.0018184 | 271360.909
2016 | 1 | 26.9569 | 1.292% | 26713.7967 | 369.7147 | 21491.1957 | 74.1918 | 8449.5469 | 57098.4459 | 31 | 8.47% | 91690.4891 | 1806.6681 | 4959.62 | 1133.3379 | 26391.8415 | 6675.4635 | 7359.7778 | 10642.3663 | 150659.5643 | 207758.0101 |  | 4820575.9364 | 43.0982 | 0.0013903 | 0.00020987 |  | 7359.7778 |  | 1.5267 | 4.925e-05 | 0.0013903 | 207758.0101
2016 | 2 | 57.5107 | 2.755% | 56992.114 | 788.7617 | 45850.041 | 158.2833 | 18026.5481 | 121815.7481 | 29 | 7.923% | 85774.9737 | 1690.1088 | 4639.6445 | 1060.2193 | 24689.1421 | 6244.7885 | 6884.9534 | 9955.762 | 140939.5924 | 262755.3405 |  | 4826494.7967 | 54.4402 | 0.0018772 | 0.00023098 |  | 6884.9534 |  | 1.4265 | 4.9189e-05 | 0.0018772 | 262755.3405
2016 | 3 | 62.2018 | 2.98% | 61640.9176 | 853.1004 | 49589.9942 | 171.1944 | 19496.96 | 131752.1666 | 31 | 8.47% | 91690.4891 | 1806.6681 | 4959.62 | 1133.3379 | 26391.8415 | 6675.4635 | 7359.7778 | 10642.3663 | 150659.5643 | 282411.7309 |  | 4833093.7746 | 58.4329 | 0.0018849 | 0.00026008 |  | 7359.7778 |  | 1.5228 | 4.9122e-05 | 0.0018849 | 282411.7309
2016 | 4 | 137.136 | 6.57% | 135899.4882 | 1880.8272 | 109330.8649 | 377.4315 | 42984.8708 | 290473.4825 | 30 | 8.197% | 88732.7314 | 1748.3884 | 4799.6323 | 1096.7786 | 25540.4918 | 6460.126 | 7122.3656 | 10299.0641 | 145799.5783 | 436273.0608 |  | 4838808.8958 | 90.1613 | 0.0030054 | 0.00037196 |  | 7122.3656 |  | 1.4719 | 4.9064e-05 | 0.0030054 | 436273.0608
2016 | 5 | 220.6571 | 10.57% | 218667.4618 | 3026.3227 | 175917.5331 | 607.3017 | 69164.2972 | 467382.9165 | 31 | 8.47% | 91690.4891 | 1806.6681 | 4959.62 | 1133.3379 | 26391.8415 | 6675.4635 | 7359.7778 | 10642.3663 | 150659.5643 | 618042.4807 |  | 4843834.8322 | 127.5936 | 0.0041159 | 0.00048124 |  | 7359.7778 |  | 1.5194 | 4.9013e-05 | 0.0041159 | 618042.4807
2016 | 6 | 247.5876 | 11.86% | 245355.0988 | 3395.6753 | 197387.6834 | 681.4209 | 77605.5698 | 524425.4482 | 30 | 8.197% | 88732.7314 | 1748.3884 | 4799.6323 | 1096.7786 | 25540.4918 | 6460.126 | 7122.3656 | 10299.0641 | 145799.5783 | 670225.0265 |  | 4848895.946 | 138.2222 | 0.0046074 | 0.00052992 |  | 7122.3656 |  | 1.4689 | 4.8962e-05 | 0.0046074 | 670225.0265
2016 | 7 | 311.6667 | 14.93% | 308856.423 | 4274.5235 | 248474.371 | 857.7821 | 97690.9745 | 660154.074 | 31 | 8.47% | 91690.4891 | 1806.6681 | 4959.62 | 1133.3379 | 26391.8415 | 6675.4635 | 7359.7778 | 10642.3663 | 150659.5643 | 810813.6383 |  | 4855525.4877 | 166.9878 | 0.0053867 | 0.00061344 |  | 7359.7778 |  | 1.5158 | 4.8895e-05 | 0.0053867 | 810813.6383
2016 | 8 | 350.9581 | 16.81% | 347793.5368 | 4813.4069 | 279799.2007 | 965.9216 | 110006.7442 | 743378.8101 | 31 | 8.47% | 91690.4891 | 1806.6681 | 4959.62 | 1133.3379 | 26391.8415 | 6675.4635 | 7359.7778 | 10642.3663 | 150659.5643 | 894038.3744 |  | 4862964.3023 | 183.8464 | 0.0059305 | 0.0006691 |  | 7359.7778 |  | 1.5134 | 4.882e-05 | 0.0059305 | 894038.3744
2016 | 9 | 270.044 | 12.94% | 267609.0566 | 3703.6665 | 215290.9477 | 743.2265 | 84644.4741 | 571991.3714 | 30 | 8.197% | 88732.7314 | 1748.3884 | 4799.6323 | 1096.7786 | 25540.4918 | 6460.126 | 7122.3656 | 10299.0641 | 145799.5783 | 717790.9497 |  | 4867498.8173 | 147.4661 | 0.0049155 | 0.00056601 |  | 7122.3656 |  | 1.4632 | 4.8775e-05 | 0.0049155 | 717790.9497
2016 | 10 | 213.2859 | 10.22% | 211362.7585 | 2925.2268 | 170040.914 | 587.0145 | 66853.8269 | 451769.7406 | 31 | 8.47% | 91690.4891 | 1806.6681 | 4959.62 | 1133.3379 | 26391.8415 | 6675.4635 | 7359.7778 | 10642.3663 | 150659.5643 | 602429.3048 |  | 4872985.9866 | 123.6263 | 0.0039879 | 0.00047227 |  | 7359.7778 |  | 1.5103 | 4.872e-05 | 0.0039879 | 602429.3048
2016 | 11 | 110.2332 | 5.281% | 109239.2022 | 1511.8531 | 87882.7184 | 303.3883 | 34552.2493 | 233489.4113 | 30 | 8.197% | 88732.7314 | 1748.3884 | 4799.6323 | 1096.7786 | 25540.4918 | 6460.126 | 7122.3656 | 10299.0641 | 145799.5783 | 379288.9896 |  | 4878687.6758 | 77.7441 | 0.0025915 | 0.00033132 |  | 7122.3656 |  | 1.4599 | 4.8663e-05 | 0.0025915 | 379288.9896
2016 | 12 | 79.0051 | 3.785% | 78292.7022 | 1083.5585 | 62986.3214 | 217.4411 | 24763.9026 | 167343.9258 | 31 | 8.47% | 91690.4891 | 1806.6681 | 4959.62 | 1133.3379 | 26391.8415 | 6675.4635 | 7359.7778 | 10642.3663 | 150659.5643 | 318003.4901 | 6199830.3964 | 4884563.5172 | 65.1038 | 0.0021001 | 0.0002817 |  | 7359.7778 | 86892.8607 | 1.5067 | 4.8605e-05 | 0.0021001 | 318003.4901
2017 | 1 | 26.9569 | 1.292% | 30105.1699 | 543.8463 | 23625.7652 | 85.2848 | 9208.9948 | 63569.061 | 31 | 8.493% | 103076.0281 | 3417.8947 | 6150.5175 | 1229.0409 | 30397.0837 | 10000.5767 | 11025.7546 | 24550.3746 | 189847.2709 | 253416.3319 |  | 4891015.7223 | 51.8126 | 0.0016714 | 0.00028111 |  | 11025.7546 |  | 2.2543 | 7.2719e-05 | 0.0016714 | 253416.3319
2017 | 2 | 57.5107 | 2.755% | 64227.3838 | 1160.2599 | 50404.0036 | 181.9495 | 19646.7798 | 135620.3766 | 28 | 7.671% | 93100.9286 | 3087.1307 | 5555.3062 | 1110.1014 | 27455.4305 | 9032.779 | 9958.7461 | 22174.5319 | 171474.9543 | 307095.3309 |  | 4896910.5 | 62.7121 | 0.0022397 | 0.00036247 |  | 9958.7461 |  | 2.0337 | 7.2631e-05 | 0.0022397 | 307095.3309
2017 | 3 | 62.2018 | 2.98% | 69466.3629 | 1254.9015 | 54515.42 | 196.791 | 21249.3528 | 146682.8282 | 31 | 8.493% | 103076.0281 | 3417.8947 | 6150.5175 | 1229.0409 | 30397.0837 | 10000.5767 | 11025.7546 | 24550.3746 | 189847.2709 | 336530.0991 |  | 4903267.7157 | 68.6338 | 0.002214 | 0.00032906 |  | 11025.7546 |  | 2.2487 | 7.2537e-05 | 0.002214 | 336530.0991
2017 | 4 | 137.136 | 6.57% | 153152.2166 | 2766.6763 | 120189.9317 | 433.8642 | 46848.3644 | 323391.0532 | 30 | 8.219% | 99750.9949 | 3307.6401 | 5952.1137 | 1189.3944 | 29416.5326 | 9677.9775 | 10670.0851 | 23758.427 | 183723.1654 | 507114.2186 |  | 4909023.0862 | 103.3025 | 0.0034434 | 0.00043804 |  | 10670.0851 |  | 2.1736 | 7.2452e-05 | 0.0034434 | 507114.2186
2017 | 5 | 220.6571 | 10.57% | 246427.7601 | 4451.6877 | 193390.186 | 698.1041 | 75380.8058 | 520348.5437 | 31 | 8.493% | 103076.0281 | 3417.8947 | 6150.5175 | 1229.0409 | 30397.0837 | 10000.5767 | 11025.7546 | 24550.3746 | 189847.2709 | 710195.8145 |  | 4914208.6424 | 144.5189 | 0.0046619 | 0.00054597 |  | 11025.7546 |  | 2.2436 | 7.2376e-05 | 0.0046619 | 710195.8145
2017 | 6 | 247.5876 | 11.86% | 276503.4493 | 4995.0014 | 216992.8155 | 783.3054 | 84580.7826 | 583855.3542 | 30 | 8.219% | 99750.9949 | 3307.6401 | 5952.1137 | 1189.3944 | 29416.5326 | 9677.9775 | 10670.0851 | 23758.427 | 183723.1654 | 767578.5195 |  | 4919416.2556 | 156.0304 | 0.005201 | 0.00059361 |  | 10670.0851 |  | 2.169 | 7.2299e-05 | 0.005201 | 767578.5195
2017 | 7 | 311.6667 | 14.93% | 348066.4013 | 6287.7775 | 273153.5849 | 986.0358 | 106471.4697 | 734965.2692 | 31 | 8.493% | 103076.0281 | 3417.8947 | 6150.5175 | 1229.0409 | 30397.0837 | 10000.5767 | 11025.7546 | 24550.3746 | 189847.2709 | 924812.54 |  | 4925689.6397 | 187.7529 | 0.0060565 | 0.00066984 |  | 11025.7546 |  | 2.2384 | 7.2207e-05 | 0.0060565 | 924812.54
2017 | 8 | 350.9581 | 16.81% | 391946.6644 | 7080.4692 | 307589.6899 | 1110.344 | 119894.1847 | 827621.3521 | 31 | 8.493% | 103076.0281 | 3417.8947 | 6150.5175 | 1229.0409 | 30397.0837 | 10000.5767 | 11025.7546 | 24550.3746 | 189847.2709 | 1017468.6229 |  | 4932512.8426 | 206.2779 | 0.0066541 | 0.0007236 |  | 11025.7546 |  | 2.2353 | 7.2107e-05 | 0.0066541 | 1017468.6229
2017 | 9 | 270.044 | 12.94% | 301582.5942 | 5448.0531 | 236674.2852 | 854.352 | 92252.3459 | 636811.6305 | 30 | 8.219% | 99750.9949 | 3307.6401 | 5952.1137 | 1189.3944 | 29416.5326 | 9677.9775 | 10670.0851 | 23758.427 | 183723.1654 | 820534.7959 |  | 4937360.4766 | 166.189 | 0.0055396 | 0.0006241 |  | 10670.0851 |  | 2.1611 | 7.2036e-05 | 0.0055396 | 820534.7959
2017 | 10 | 213.2859 | 10.22% | 238195.7092 | 4302.9767 | 186929.8835 | 674.7836 | 72862.6697 | 502966.0227 | 31 | 8.493% | 103076.0281 | 3417.8947 | 6150.5175 | 1229.0409 | 30397.0837 | 10000.5767 | 11025.7546 | 24550.3746 | 189847.2709 | 692813.2936 |  | 4942855.5525 | 140.1646 | 0.0045214 | 0.00053349 |  | 11025.7546 |  | 2.2306 | 7.1956e-05 | 0.0045214 | 692813.2936
2017 | 11 | 110.2332 | 5.281% | 123107.3507 | 2223.9194 | 96611.4915 | 348.7503 | 37657.8162 | 259949.3281 | 30 | 8.219% | 99750.9949 | 3307.6401 | 5952.1137 | 1189.3944 | 29416.5326 | 9677.9775 | 10670.0851 | 23758.427 | 183723.1654 | 443672.4935 |  | 4948496.4211 | 89.658 | 0.0029886 | 0.00039713 |  | 10670.0851 |  | 2.1562 | 7.1874e-05 | 0.0029886 | 443672.4935
2017 | 12 | 79.0051 | 3.785% | 88232.1269 | 1593.9027 | 69242.3103 | 249.9524 | 26989.6899 | 186307.9822 | 31 | 8.493% | 103076.0281 | 3417.8947 | 6150.5175 | 1229.0409 | 30397.0837 | 10000.5767 | 11025.7546 | 24550.3746 | 189847.2709 | 376155.2531 | 7157387.3135 | 4954254.507 | 75.9257 | 0.0024492 | 0.00034909 |  | 11025.7546 | 129819.3686 | 2.2255 | 7.1791e-05 | 0.0024492 | 376155.2531
2018 | 1 | 26.9569 | 1.292% | 33488.276 | 738.0915 | 25730.6133 | 96.228 | 9957.8683 | 70011.0771 | 31 | 8.493% | 113983.7964 | 5624.0091 | 7316.5057 | 1321.6388 | 34717.9081 | 13300.2296 | 15461.8156 | 40900.8391 | 232626.7423 | 302637.8194 |  | 4960404.0013 | 61.0107 | 0.0019681 | 0.00029671 |  | 15461.8156 |  | 3.117 | 0.00010055 | 0.0019681 | 302637.8194
2018 | 2 | 57.5107 | 2.755% | 71445.0163 | 1574.6693 | 54894.5574 | 205.2961 | 21244.4517 | 149363.9907 | 28 | 7.671% | 102953.1064 | 5079.7501 | 6608.4568 | 1193.7383 | 31358.1105 | 12013.1106 | 13965.5108 | 36942.6934 | 210114.4769 | 359478.4676 |  | 4966174.0781 | 72.3854 | 0.0025852 | 0.00034548 |  | 13965.5108 |  | 2.8121 | 0.00010043 | 0.0025852 | 359478.4676
2018 | 3 | 62.2018 | 2.98% | 77272.7323 | 1703.1138 | 59372.2649 | 222.0419 | 22977.3456 | 161547.4985 | 31 | 8.493% | 113983.7964 | 5624.0091 | 7316.5057 | 1321.6388 | 34717.9081 | 13300.2296 | 15461.8156 | 40900.8391 | 232626.7423 | 394174.2408 |  | 4972258.387 | 79.2747 | 0.0025572 | 0.00034325 |  | 15461.8156 |  | 3.1096 | 0.00010031 | 0.0025572 | 394174.2408
2018 | 4 | 137.136 | 6.57% | 170362.8883 | 3754.8484 | 130897.7985 | 489.5349 | 50658.0632 | 356163.1333 | 30 | 8.219% | 110306.8998 | 5442.5894 | 7080.4894 | 1279.0053 | 33597.9756 | 12871.1899 | 14963.0473 | 39581.4572 | 225122.6538 | 581285.7872 |  | 4977933.1023 | 116.7725 | 0.0038924 | 0.000449 |  | 14963.0473 |  | 3.0059 | 0.0001002 | 0.0038924 | 581285.7872
2018 | 5 | 220.6571 | 10.57% | 274120.3875 | 6041.6943 | 210619.5522 | 787.6803 | 81510.7566 | 573080.071 | 31 | 8.493% | 113983.7964 | 5624.0091 | 7316.5057 | 1321.6388 | 34717.9081 | 13300.2296 | 15461.8156 | 40900.8391 | 232626.7423 | 805706.8133 |  | 4983179.12 | 161.6853 | 0.0052157 | 0.00055376 |  | 15461.8156 |  | 3.1028 | 0.00010009 | 0.0052157 | 805706.8133
2018 | 6 | 247.5876 | 11.86% | 307575.8699 | 6779.063 | 236324.9686 | 883.8141 | 91458.8736 | 643022.5892 | 30 | 8.219% | 110306.8998 | 5442.5894 | 7080.4894 | 1279.0053 | 33597.9756 | 12871.1899 | 14963.0473 | 39581.4572 | 225122.6538 | 868145.243 |  | 4988439.4249 | 174.0314 | 0.005801 | 0.00060003 |  | 14963.0473 |  | 2.9995 | 9.9985e-05 | 0.005801 | 868145.243
2018 | 7 | 311.6667 | 14.93% | 387180.7981 | 8533.5792 | 297489.1691 | 1112.5575 | 115129.7066 | 809445.8105 | 31 | 8.493% | 113983.7964 | 5624.0091 | 7316.5057 | 1321.6388 | 34717.9081 | 13300.2296 | 15461.8156 | 40900.8391 | 232626.7423 | 1042072.5528 |  | 4994424.4728 | 208.6472 | 0.0067306 | 0.00067401 |  | 15461.8156 |  | 3.0958 | 9.9865e-05 | 0.0067306 | 1042072.5528
2018 | 8 | 350.9581 | 16.81% | 435992.1605 | 9609.396 | 334993.2285 | 1252.8161 | 129643.9539 | 911491.555 | 31 | 8.493% | 113983.7964 | 5624.0091 | 7316.5057 | 1321.6388 | 34717.9081 | 13300.2296 | 15461.8156 | 40900.8391 | 232626.7423 | 1144118.2973 |  | 5000782.2281 | 228.7879 | 0.0073803 | 0.00072613 |  | 15461.8156 |  | 3.0919 | 9.9738e-05 | 0.0073803 | 1144118.2973
2018 | 9 | 270.044 | 12.94% | 335473.3151 | 7393.931 | 257759.8844 | 963.9769 | 99754.2867 | 701345.3941 | 30 | 8.219% | 110306.8998 | 5442.5894 | 7080.4894 | 1279.0053 | 33597.9756 | 12871.1899 | 14963.0473 | 39581.4572 | 225122.6538 | 926468.048 |  | 5005798.668 | 185.079 | 0.0061693 | 0.00062967 |  | 14963.0473 |  | 2.9891 | 9.9638e-05 | 0.0061693 | 926468.048
2018 | 10 | 213.2859 | 10.22% | 264963.2496 | 5839.8683 | 203583.6936 | 761.3674 | 78787.8463 | 553936.0253 | 31 | 8.493% | 113983.7964 | 5624.0091 | 7316.5057 | 1321.6388 | 34717.9081 | 13300.2296 | 15461.8156 | 40900.8391 | 232626.7423 | 786562.7676 |  | 5011255.4649 | 156.9592 | 0.0050632 | 0.00054176 |  | 15461.8156 |  | 3.0854 | 9.953e-05 | 0.0050632 | 786562.7676
2018 | 11 | 110.2332 | 5.281% | 136941.6931 | 3018.2354 | 105218.7265 | 393.4997 | 40720.1417 | 286292.2963 | 30 | 8.219% | 110306.8998 | 5442.5894 | 7080.4894 | 1279.0053 | 33597.9756 | 12871.1899 | 14963.0473 | 39581.4572 | 225122.6538 | 511414.9501 |  | 5016812.6064 | 101.9402 | 0.003398 | 0.00040941 |  | 14963.0473 |  | 2.9826 | 9.9419e-05 | 0.003398 | 511414.9501
2018 | 12 | 79.0051 | 3.785% | 98147.3224 | 2163.196 | 75411.1917 | 282.0247 | 29184.4856 | 205188.2204 | 31 | 8.493% | 113983.7964 | 5624.0091 | 7316.5057 | 1321.6388 | 34717.9081 | 13300.2296 | 15461.8156 | 40900.8391 | 232626.7423 | 437814.9627 | 8159879.9499 | 5022446.1508 | 87.1717 | 0.002812 | 0.00036277 |  | 15461.8156 | 182050.4091 | 3.0785 | 9.9308e-05 | 0.002812 | 437814.9627
2019 | 1 | 26.9569 | 1.292% | 36858.0084 | 931.5706 | 27824.93 | 107.1186 | 10702.9948 | 76424.6224 | 31 | 8.493% | 124811.2846 | 8441.7536 | 8478.4824 | 1414.2367 | 39021.333 | 17312.2231 | 19857.3206 | 62415.3349 | 281751.9688 | 358176.5913 |  | 5028344.8487 | 71.2315 | 0.0022978 | 0.0003297 |  | 19857.3206 |  | 3.9491 | 0.00012739 | 0.0022978 | 358176.5913
2019 | 2 | 57.5107 | 2.755% | 78634.1169 | 1987.4442 | 59362.6431 | 228.5304 | 22834.1298 | 163046.8643 | 28 | 7.671% | 112732.7732 | 7624.8097 | 7657.9841 | 1277.3751 | 35245.0749 | 15636.8467 | 17935.6444 | 56375.1412 | 254485.6493 | 417532.5136 |  | 5033985.8736 | 82.9427 | 0.0029622 | 0.00037705 |  | 17935.6444 |  | 3.5629 | 0.00012725 | 0.0029622 | 417532.5136
2019 | 3 | 62.2018 | 2.98% | 85048.2424 | 2149.5585 | 64204.809 | 247.1714 | 24696.6925 | 176346.4738 | 31 | 8.493% | 124811.2846 | 8441.7536 | 8478.4824 | 1414.2367 | 39021.333 | 17312.2231 | 19857.3206 | 62415.3349 | 281751.9688 | 458098.4427 |  | 5039839.6898 | 90.8954 | 0.0029321 | 0.00037486 |  | 19857.3206 |  | 3.9401 | 0.0001271 | 0.0029321 | 458098.4427
2019 | 4 | 137.136 | 6.57% | 187505.5247 | 4739.1232 | 141552.0894 | 544.9379 | 54448.7006 | 388790.3759 | 30 | 8.219% | 120785.1141 | 8169.4389 | 8204.983 | 1368.6162 | 37762.5803 | 16753.7643 | 19216.7619 | 60401.937 | 272663.1956 | 661453.5715 |  | 5045414.9674 | 131.0999 | 0.00437 | 0.00047758 |  | 19216.7619 |  | 3.8088 | 0.00012696 | 0.00437 | 661453.5715
2019 | 5 | 220.6571 | 10.57% | 301703.5436 | 7625.43 | 227762.7128 | 876.8259 | 87610.0368 | 625578.5492 | 31 | 8.493% | 124811.2846 | 8441.7536 | 8478.4824 | 1414.2367 | 39021.333 | 17312.2231 | 19857.3206 | 62415.3349 | 281751.9688 | 907330.518 |  | 5050667.5494 | 179.6457 | 0.005795 | 0.00057937 |  | 19857.3206 |  | 3.9316 | 0.00012683 | 0.005795 | 907330.518
2019 | 6 | 247.5876 | 11.86% | 338525.4585 | 8556.0884 | 255560.395 | 983.8396 | 98302.5506 | 701928.3321 | 30 | 8.219% | 120785.1141 | 8169.4389 | 8204.983 | 1368.6162 | 37762.5803 | 16753.7643 | 19216.7619 | 60401.937 | 272663.1956 | 974591.5278 |  | 5055929.966 | 192.7621 | 0.0064254 | 0.00062435 |  | 19216.7619 |  | 3.8008 | 0.00012669 | 0.0064254 | 974591.5278
2019 | 7 | 311.6667 | 14.93% | 426140.5722 | 10770.5235 | 321702.9923 | 1238.471 | 123744.6228 | 883597.1819 | 31 | 8.493% | 124811.2846 | 8441.7536 | 8478.4824 | 1414.2367 | 39021.333 | 17312.2231 | 19857.3206 | 62415.3349 | 281751.9688 | 1165349.1507 |  | 5061685.0369 | 230.2295 | 0.0074268 | 0.0006962 |  | 19857.3206 |  | 3.9231 | 0.00012655 | 0.0074268 | 1165349.1507
2019 | 8 | 350.9581 | 16.81% | 479863.541 | 12128.3489 | 362259.6558 | 1394.6034 | 139344.941 | 994991.0901 | 31 | 8.493% | 124811.2846 | 8441.7536 | 8478.4824 | 1414.2367 | 39021.333 | 17312.2231 | 19857.3206 | 62415.3349 | 281751.9688 | 1276743.0589 |  | 5067694.0549 | 251.9377 | 0.008127 | 0.00074677 |  | 19857.3206 |  | 3.9184 | 0.0001264 | 0.008127 | 1276743.0589
2019 | 9 | 270.044 | 12.94% | 369230.063 | 9332.1344 | 278739.9836 | 1073.0748 | 107218.6923 | 765593.948 | 30 | 8.219% | 120785.1141 | 8169.4389 | 8204.983 | 1368.6162 | 37762.5803 | 16753.7643 | 19216.7619 | 60401.937 | 272663.1956 | 1038257.1437 |  | 5072789.4204 | 204.6718 | 0.0068224 | 0.0006531 |  | 19216.7619 |  | 3.7882 | 0.00012627 | 0.0068224 | 1038257.1437
2019 | 10 | 213.2859 | 10.22% | 291624.9757 | 7370.6985 | 220154.1778 | 847.5351 | 84683.3767 | 604680.7637 | 31 | 8.493% | 124811.2846 | 8441.7536 | 8478.4824 | 1414.2367 | 39021.333 | 17312.2231 | 19857.3206 | 62415.3349 | 281751.9688 | 886432.7325 |  | 5078184.2011 | 174.557 | 0.0056309 | 0.00056767 |  | 19857.3206 |  | 3.9103 | 0.00012614 | 0.0056309 | 886432.7325
2019 | 11 | 110.2332 | 5.281% | 150721.3471 | 3809.4186 | 113782.8959 | 438.0339 | 43767.1451 | 312518.8406 | 30 | 8.219% | 120785.1141 | 8169.4389 | 8204.983 | 1368.6162 | 37762.5803 | 16753.7643 | 19216.7619 | 60401.937 | 272663.1956 | 585182.0362 |  | 5083645.8651 | 115.1107 | 0.003837 | 0.00043902 |  | 19216.7619 |  | 3.7801 | 0.000126 | 0.003837 | 585182.0362
2019 | 12 | 79.0051 | 3.785% | 108023.3223 | 2730.244 | 81549.2077 | 313.9428 | 31368.2999 | 223985.0166 | 31 | 8.493% | 124811.2846 | 8441.7536 | 8478.4824 | 1414.2367 | 39021.333 | 17312.2231 | 19857.3206 | 62415.3349 | 281751.9688 | 505736.9855 | 9234884.2724 | 5089162.3387 | 99.3753 | 0.0032057 | 0.00039367 |  | 19857.3206 | 233803.9365 | 3.9019 | 0.00012587 | 0.0032057 | 505736.9855
2020 | 1 | 26.9569 | 1.292% | 40204.7786 | 1124.385 | 29214.1424 | 117.963 | 10845.4352 | 81506.7042 | 31 | 8.47% | 135198.7047 | 11832.7785 | 8983.3461 | 1502.7176 | 43191.3276 | 21220.9743 | 23506.8059 | 87644.2338 | 333080.8884 | 414587.5926 |  | 5094859.9289 | 81.3737 | 0.002625 | 0.00032717 |  | 23506.8059 |  | 4.6138 | 0.00014883 | 0.002625 | 414587.5926
2020 | 2 | 57.5107 | 2.755% | 85774.2291 | 2398.8009 | 62326.4356 | 251.6663 | 23138.0168 | 173889.1487 | 29 | 7.923% | 126476.2076 | 11069.3734 | 8403.7754 | 1405.7681 | 40404.7903 | 19851.8792 | 21990.2378 | 81989.7671 | 311591.7989 | 485480.9476 |  | 5100381.4722 | 95.1852 | 0.0032822 | 0.00032001 |  | 21990.2378 |  | 4.3115 | 0.00014867 | 0.0032822 | 485480.9476
2020 | 3 | 62.2018 | 2.98% | 92770.7682 | 2594.4693 | 67410.3559 | 272.1945 | 25025.3673 | 188073.1552 | 31 | 8.47% | 135198.7047 | 11832.7785 | 8983.3461 | 1502.7176 | 43191.3276 | 21220.9743 | 23506.8059 | 87644.2338 | 333080.8884 | 521154.0436 |  | 5106049.1589 | 102.066 | 0.0032925 | 0.00036034 |  | 23506.8059 |  | 4.6037 | 0.00014851 | 0.0032925 | 521154.0436
2020 | 4 | 137.136 | 6.57% | 204531.3469 | 5720.0162 | 148619.3459 | 600.1062 | 55173.3287 | 414644.144 | 30 | 8.197% | 130837.4561 | 11451.0759 | 8693.5608 | 1454.2428 | 41798.0589 | 20536.4268 | 22748.5218 | 84817.0005 | 322336.3436 | 736980.4876 |  | 5111527.3695 | 144.1801 | 0.004806 | 0.00043601 |  | 22748.5218 |  | 4.4504 | 0.00014835 | 0.004806 | 736980.4876
2020 | 5 | 220.6571 | 10.57% | 329098.7412 | 9203.7243 | 239134.1981 | 965.5938 | 88775.9911 | 667178.2485 | 31 | 8.47% | 135198.7047 | 11832.7785 | 8983.3461 | 1502.7176 | 43191.3276 | 21220.9743 | 23506.8059 | 87644.2338 | 333080.8884 | 1000259.137 |  | 5116441.1678 | 195.499 | 0.0063064 | 0.0005114 |  | 23506.8059 |  | 4.5944 | 0.00014821 | 0.0063064 | 1000259.137
2020 | 6 | 247.5876 | 11.86% | 369264.1488 | 10327.0083 | 268319.7323 | 1083.4414 | 99610.8057 | 748605.1366 | 30 | 8.197% | 130837.4561 | 11451.0759 | 8693.5608 | 1454.2428 | 41798.0589 | 20536.4268 | 22748.5218 | 84817.0005 | 322336.3436 | 1070941.4802 |  | 5121360.7768 | 209.1127 | 0.0069704 | 0.00054502 |  | 22748.5218 |  | 4.4419 | 0.00014806 | 0.0069704 | 1070941.4802
2020 | 7 | 311.6667 | 14.93% | 464834.8647 | 12999.7822 | 337764.6242 | 1363.8511 | 125391.4726 | 942354.5948 | 31 | 8.47% | 135198.7047 | 11832.7785 | 8983.3461 | 1502.7176 | 43191.3276 | 21220.9743 | 23506.8059 | 87644.2338 | 333080.8884 | 1275435.4832 |  | 5126615.2636 | 248.787 | 0.0080254 | 0.00059863 |  | 23506.8059 |  | 4.5852 | 0.00014791 | 0.0080254 | 1275435.4832
2020 | 8 | 350.9581 | 16.81% | 523435.9708 | 14638.6472 | 380346.156 | 1535.79 | 141199.4069 | 1061155.971 | 31 | 8.47% | 135198.7047 | 11832.7785 | 8983.3461 | 1502.7176 | 43191.3276 | 21220.9743 | 23506.8059 | 87644.2338 | 333080.8884 | 1394236.8594 |  | 5132042.3813 | 271.6729 | 0.0087636 | 0.00063662 |  | 23506.8059 |  | 4.5804 | 0.00014775 | 0.0087636 | 1394236.8594
2020 | 9 | 270.044 | 12.94% | 402756.7839 | 11263.6785 | 292656.6058 | 1181.7106 | 108645.6075 | 816504.3862 | 30 | 8.197% | 130837.4561 | 11451.0759 | 8693.5608 | 1454.2428 | 41798.0589 | 20536.4268 | 22748.5218 | 84817.0005 | 322336.3436 | 1138840.7299 |  | 5136848.4536 | 221.7003 | 0.00739 | 0.00056761 |  | 22748.5218 |  | 4.4285 | 0.00014762 | 0.00739 | 1138840.7299
2020 | 10 | 213.2859 | 10.22% | 318105.022 | 8896.269 | 231145.7926 | 933.3377 | 85810.3817 | 644890.8029 | 31 | 8.47% | 135198.7047 | 11832.7785 | 8983.3461 | 1502.7176 | 43191.3276 | 21220.9743 | 23506.8059 | 87644.2338 | 333080.8884 | 977971.6913 |  | 5141857.9398 | 190.1981 | 0.0061354 | 0.00050455 |  | 23506.8059 |  | 4.5717 | 0.00014747 | 0.0061354 | 977971.6913
2020 | 11 | 110.2332 | 5.281% | 164407.1031 | 4597.8834 | 119463.7227 | 482.3795 | 44349.6182 | 333300.7069 | 30 | 8.197% | 130837.4561 | 11451.0759 | 8693.5608 | 1454.2428 | 41798.0589 | 20536.4268 | 22748.5218 | 84817.0005 | 322336.3436 | 655637.0506 |  | 5146914.203 | 127.3845 | 0.0042461 | 0.00040913 |  | 22748.5218 |  | 4.4198 | 0.00014733 | 0.0042461 | 655637.0506
2020 | 12 | 79.0051 | 3.785% | 117832.0246 | 3295.3437 | 85620.7065 | 345.7257 | 31785.7635 | 238879.564 | 31 | 8.47% | 135198.7047 | 11832.7785 | 8983.3461 | 1502.7176 | 43191.3276 | 21220.9743 | 23506.8059 | 87644.2338 | 333080.8884 | 571960.4525 | 10243485.9555 | 5152004.6813 | 111.0171 | 0.0035812 | 0.00037554 |  | 23506.8059 | 277531.9662 | 4.5627 | 0.00014718 | 0.0035812 | 571960.4525
2021 | 1 | 26.9569 | 1.292% | 42971.5151 | 1316.8238 | 29949.1474 | 128.7816 | 10986.0385 | 85352.3064 | 31 | 8.493% | 146287.5799 | 15670.2657 | 9566.7798 | 1599.4325 | 44687.9522 | 24615.7492 | 27059.567 | 117522.0516 | 387009.3778 | 472361.6842 |  | 5157217.8149 | 91.5923 | 0.0029546 | 0.00032963 |  | 27059.567 |  | 5.2469 | 0.00016926 | 0.0029546 | 472361.6842
2021 | 2 | 57.5107 | 2.755% | 91676.8781 | 2809.3563 | 63894.5201 | 274.7469 | 23437.9846 | 182093.4861 | 28 | 7.671% | 132130.7173 | 14153.7884 | 8640.9624 | 1444.6487 | 40363.3116 | 22233.5799 | 24440.8993 | 106148.9498 | 349556.8574 | 531650.3435 |  | 5162310.6729 | 102.9869 | 0.0036781 | 0.00039585 |  | 24440.8993 |  | 4.7345 | 0.00016909 | 0.0036781 | 531650.3435
2021 | 3 | 62.2018 | 2.98% | 99154.8918 | 3038.5134 | 69106.3479 | 297.1578 | 25349.8033 | 196946.7141 | 31 | 8.493% | 146287.5799 | 15670.2657 | 9566.7798 | 1599.4325 | 44687.9522 | 24615.7492 | 27059.567 | 117522.0516 | 387009.3778 | 583956.092 |  | 5167504.3967 | 113.0054 | 0.0036453 | 0.00035288 |  | 27059.567 |  | 5.2365 | 0.00016892 | 0.0036453 | 583956.092
2021 | 4 | 137.136 | 6.57% | 218606.3991 | 6698.9985 | 152358.4928 | 655.1427 | 55888.6114 | 434207.6444 | 30 | 8.219% | 141568.6257 | 15164.7733 | 9258.174 | 1547.8379 | 43246.4053 | 23821.6928 | 26186.6778 | 113731.0177 | 374525.2044 | 808732.8488 |  | 5172569.6348 | 156.3503 | 0.0052117 | 0.00040567 |  | 26186.6778 |  | 5.0626 | 0.00016875 | 0.0052117 | 808732.8488
2021 | 5 | 220.6571 | 10.57% | 351746.0371 | 10778.9441 | 245150.6281 | 1054.1497 | 89926.9081 | 698656.6672 | 31 | 8.493% | 146287.5799 | 15670.2657 | 9566.7798 | 1599.4325 | 44687.9522 | 24615.7492 | 27059.567 | 117522.0516 | 387009.3778 | 1085666.045 |  | 5177582.9748 | 209.6859 | 0.0067641 | 0.00045764 |  | 27059.567 |  | 5.2263 | 0.00016859 | 0.0067641 | 1085666.045
2021 | 6 | 247.5876 | 11.86% | 394675.472 | 12094.4784 | 275070.4476 | 1182.8051 | 100902.1884 | 783925.3916 | 30 | 8.219% | 141568.6257 | 15164.7733 | 9258.174 | 1547.8379 | 43246.4053 | 23821.6928 | 26186.6778 | 113731.0177 | 374525.2044 | 1158450.5959 |  | 5182599.1656 | 223.527 | 0.0074509 | 0.00048048 |  | 26186.6778 |  | 5.0528 | 0.00016843 | 0.0074509 | 1158450.5959
2021 | 7 | 311.6667 | 14.93% | 496822.993 | 15224.6983 | 346262.5188 | 1488.9316 | 127017.0831 | 986816.2248 | 31 | 8.493% | 146287.5799 | 15670.2657 | 9566.7798 | 1599.4325 | 44687.9522 | 24615.7492 | 27059.567 | 117522.0516 | 387009.3778 | 1373825.6026 |  | 5187842.8781 | 264.8163 | 0.0085425 | 0.00051707 |  | 27059.567 |  | 5.216 | 0.00016826 | 0.0085425 | 1373825.6026
2021 | 8 | 350.9581 | 16.81% | 559456.7994 | 17144.0555 | 389915.3688 | 1676.6392 | 143029.956 | 1111222.8189 | 31 | 8.493% | 146287.5799 | 15670.2657 | 9566.7798 | 1599.4325 | 44687.9522 | 24615.7492 | 27059.567 | 117522.0516 | 387009.3778 | 1498232.1967 |  | 5193203.3235 | 288.4987 | 0.0093064 | 0.00054277 |  | 27059.567 |  | 5.2106 | 0.00016808 | 0.0093064 | 1498232.1967
2021 | 9 | 270.044 | 12.94% | 430472.94 | 13191.46 | 300019.6178 | 1290.0868 | 110054.1198 | 855028.2244 | 30 | 8.219% | 141568.6257 | 15164.7733 | 9258.174 | 1547.8379 | 43246.4053 | 23821.6928 | 26186.6778 | 113731.0177 | 374525.2044 | 1229553.4288 |  | 5198143.0315 | 236.5371 | 0.0078846 | 0.00049456 |  | 26186.6778 |  | 5.0377 | 0.00016792 | 0.0078846 | 1229553.4288
2021 | 10 | 213.2859 | 10.22% | 339995.7729 | 10418.8678 | 236961.2405 | 1018.9352 | 86922.8517 | 675317.6682 | 31 | 8.493% | 146287.5799 | 15670.2657 | 9566.7798 | 1599.4325 | 44687.9522 | 24615.7492 | 27059.567 | 117522.0516 | 387009.3778 | 1062327.046 |  | 5203221.4699 | 204.1672 | 0.006586 | 0.00045061 |  | 27059.567 |  | 5.2005 | 0.00016776 | 0.006586 | 1062327.046
2021 | 11 | 110.2332 | 5.281% | 175720.9608 | 5384.8124 | 122469.3369 | 526.6191 | 44924.5792 | 349026.3083 | 30 | 8.219% | 141568.6257 | 15164.7733 | 9258.174 | 1547.8379 | 43246.4053 | 23821.6928 | 26186.6778 | 113731.0177 | 374525.2044 | 723551.5127 |  | 5208331.8046 | 138.9219 | 0.0046307 | 0.00038458 |  | 26186.6778 |  | 5.0278 | 0.00016759 | 0.0046307 | 723551.5127
2021 | 12 | 79.0051 | 3.785% | 125940.7665 | 3859.3427 | 87774.8567 | 377.4326 | 32197.8432 | 250150.2416 | 31 | 8.493% | 146287.5799 | 15670.2657 | 9566.7798 | 1599.4325 | 44687.9522 | 24615.7492 | 27059.567 | 117522.0516 | 387009.3778 | 637159.6195 | 11165467.0157 | 5213464.9587 | 122.2142 | 0.0039424 | 0.0003612 |  | 27059.567 | 318604.5797 | 5.1903 | 0.00016743 | 0.0039424 | 637159.6195
2022 | 1 | 26.9569 | 1.292% | 45620.7259 | 1509.534 | 30687.8836 | 139.619 | 11127.9692 | 89085.7318 | 31 | 8.493% | 157034.4895 | 19880.6277 | 10124.6502 | 1692.0304 | 46094.5586 | 27781.8693 | 30833.5075 | 167365.2359 | 460806.9692 | 549892.701 |  | 5218681.4178 | 105.37 | 0.003399 | 0.00044444 |  | 30833.5075 |  | 5.9083 | 0.00019059 | 0.003399 | 549892.701
2022 | 2 | 57.5107 | 2.755% | 97328.7937 | 3220.4907 | 65470.5647 | 297.8679 | 23740.7844 | 190058.5016 | 28 | 7.671% | 141837.6034 | 17956.696 | 9144.8454 | 1528.2856 | 41633.7949 | 25093.3013 | 27849.6196 | 151168.6002 | 416212.7464 | 606271.248 |  | 5223815.6568 | 116.0591 | 0.004145 | 0.00046686 |  | 27849.6196 |  | 5.3313 | 0.0001904 | 0.004145 | 606271.248
2022 | 3 | 62.2018 | 2.98% | 105267.8299 | 3483.1837 | 70810.9492 | 322.1648 | 25677.3023 | 205561.4299 | 31 | 8.493% | 157034.4895 | 19880.6277 | 10124.6502 | 1692.0304 | 46094.5586 | 27781.8693 | 30833.5075 | 167365.2359 | 460806.9692 | 666368.3991 |  | 5229019.6002 | 127.4366 | 0.0041109 | 0.00046552 |  | 30833.5075 |  | 5.8966 | 0.00019021 | 0.0041109 | 666368.3991
2022 | 4 | 137.136 | 6.57% | 232083.5697 | 7679.3615 | 156116.6206 | 710.2755 | 56610.6471 | 453200.4744 | 30 | 8.219% | 151968.8608 | 19239.3171 | 9798.0486 | 1637.4488 | 44607.6374 | 26885.68 | 29838.8782 | 161966.3573 | 445942.2283 | 899142.7027 |  | 5234136.256 | 171.7844 | 0.0057261 | 0.00051447 |  | 29838.8782 |  | 5.7008 | 0.00019003 | 0.0057261 | 899142.7027
2022 | 5 | 220.6571 | 10.57% | 373431.3189 | 12356.3856 | 251197.5993 | 1142.8603 | 91088.6913 | 729216.8554 | 31 | 8.493% | 157034.4895 | 19880.6277 | 10124.6502 | 1692.0304 | 46094.5586 | 27781.8693 | 30833.5075 | 167365.2359 | 460806.9692 | 1190023.8246 |  | 5239238.1846 | 227.1368 | 0.007327 | 0.00056293 |  | 30833.5075 |  | 5.8851 | 0.00018984 | 0.007327 | 1190023.8246
2022 | 6 | 247.5876 | 11.86% | 419007.3703 | 13864.4414 | 281855.4315 | 1282.3426 | 102205.7633 | 818215.3492 | 30 | 8.219% | 151968.8608 | 19239.3171 | 9798.0486 | 1637.4488 | 44607.6374 | 26885.68 | 29838.8782 | 161966.3573 | 445942.2283 | 1264157.5774 |  | 5244340.2602 | 241.0518 | 0.0080351 | 0.00058416 |  | 29838.8782 |  | 5.6897 | 0.00018966 | 0.0080351 | 1264157.5774
2022 | 7 | 311.6667 | 14.93% | 527452.3262 | 17452.7524 | 354803.5512 | 1614.2308 | 128658.0414 | 1029980.902 | 31 | 8.493% | 157034.4895 | 19880.6277 | 10124.6502 | 1692.0304 | 46094.5586 | 27781.8693 | 30833.5075 | 167365.2359 | 460806.9692 | 1490787.8712 |  | 5249596.8518 | 283.9814 | 0.0091607 | 0.00061823 |  | 30833.5075 |  | 5.8735 | 0.00018947 | 0.0091607 | 1490787.8712
2022 | 8 | 350.9581 | 16.81% | 593947.5315 | 19652.9974 | 399533.1577 | 1817.7347 | 144877.7877 | 1159829.2089 | 31 | 8.493% | 157034.4895 | 19880.6277 | 10124.6502 | 1692.0304 | 46094.5586 | 27781.8693 | 30833.5075 | 167365.2359 | 460806.9692 | 1620636.1781 |  | 5254931.9504 | 308.4029 | 0.0099485 | 0.00064207 |  | 30833.5075 |  | 5.8675 | 0.00018928 | 0.0099485 | 1620636.1781
2022 | 9 | 270.044 | 12.94% | 457011.7663 | 15121.9604 | 307420.0067 | 1398.6524 | 111475.9303 | 892428.3162 | 30 | 8.219% | 151968.8608 | 19239.3171 | 9798.0486 | 1637.4488 | 44607.6374 | 26885.68 | 29838.8782 | 161966.3573 | 445942.2283 | 1338370.5444 |  | 5259983.1401 | 254.4439 | 0.0084815 | 0.00059689 |  | 29838.8782 |  | 5.6728 | 0.00018909 | 0.0084815 | 1338370.5444
2022 | 10 | 213.2859 | 10.22% | 360956.6463 | 11943.614 | 242806.2093 | 1104.6825 | 88045.8249 | 704856.9769 | 31 | 8.493% | 157034.4895 | 19880.6277 | 10124.6502 | 1692.0304 | 46094.5586 | 27781.8693 | 30833.5075 | 167365.2359 | 460806.9692 | 1165663.9461 |  | 5265129.0518 | 221.3932 | 0.0071417 | 0.00055568 |  | 30833.5075 |  | 5.8562 | 0.00018891 | 0.0071417 | 1165663.9461
2022 | 11 | 110.2332 | 5.281% | 186554.2272 | 6172.8512 | 125490.2083 | 570.9361 | 45504.9685 | 364293.1914 | 30 | 8.219% | 151968.8608 | 19239.3171 | 9798.0486 | 1637.4488 | 44607.6374 | 26885.68 | 29838.8782 | 161966.3573 | 445942.2283 | 810235.4197 |  | 5270297.3946 | 153.7362 | 0.0051245 | 0.00049381 |  | 29838.8782 |  | 5.6617 | 0.00018872 | 0.0051245 | 810235.4197
2022 | 12 | 79.0051 | 3.785% | 133705.0644 | 4424.1371 | 89939.942 | 409.195 | 32613.8133 | 261092.1517 | 31 | 8.493% | 157034.4895 | 19880.6277 | 10124.6502 | 1692.0304 | 46094.5586 | 27781.8693 | 9926.9397 | 30833.5075 | 303368.673 | 564460.8247 | 12166011.237 | 5275479.2527 | 106.9971 | 0.0034515 | -0.00049088 |  | 9926.9397 | 342133.1169 | 1.8817 | 6.07e-05 | 0.0034515 | 564460.8247
2023 | 1 | 26.9569 | 1.292% | 45427.4765 | 31421.4741 | 150.4303 | 11268.0692 | 25507.6114 | 113775.0615 | 31 | 8.493% | 157034.4895 | 19880.6277 | 10124.6502 | 1692.0304 | 46094.5586 | 27781.8693 | 9926.9397 | 30833.5075 | 303368.673 | 417143.7345 |  | 5280717.4208 | 78.9938 | 0.0025482 | -0.00085085 |  | 9926.9397 |  | 1.8798 | 6.064e-05 | 0.0025482 | 417143.7345
2023 | 2 | 57.5107 | 2.755% | 96916.509 | 67035.6315 | 320.9331 | 24039.6786 | 54418.7974 | 242731.5495 | 28 | 7.671% | 141837.6034 | 17956.696 | 9144.8454 | 1528.2856 | 41633.7949 | 25093.3013 | 8966.2681 | 27849.6196 | 274010.4143 | 516741.9638 |  | 5285898.8016 | 97.7586 | 0.0034914 | -0.00065359 |  | 8966.2681 |  | 1.6963 | 6.0581e-05 | 0.0034914 | 516741.9638
2023 | 3 | 62.2018 | 2.98% | 104821.9154 | 72503.6773 | 347.1114 | 26000.577 | 58857.6976 | 262530.9786 | 31 | 8.493% | 157034.4895 | 19880.6277 | 10124.6502 | 1692.0304 | 46094.5586 | 27781.8693 | 9926.9397 | 30833.5075 | 303368.673 | 565899.6516 |  | 5291129.8777 | 106.9525 | 0.0034501 | -0.00066078 |  | 9926.9397 |  | 1.8761 | 6.0521e-05 | 0.0034501 | 565899.6516
2023 | 4 | 137.136 | 6.57% | 231100.4637 | 159848.5715 | 765.275 | 57323.3696 | 129763.334 | 578801.0138 | 30 | 8.219% | 151968.8608 | 19239.3171 | 9798.0486 | 1637.4488 | 44607.6374 | 26885.68 | 9606.7158 | 29838.8782 | 293582.5868 | 872383.6006 |  | 5296301.9653 | 164.7156 | 0.0054905 | -0.00023562 |  | 9606.7158 |  | 1.8139 | 6.0462e-05 | 0.0054905 | 872383.6006
2023 | 5 | 220.6571 | 10.57% | 371849.4638 | 257202.4506 | 1231.3567 | 92235.4888 | 208794.1556 | 931312.9155 | 31 | 8.493% | 157034.4895 | 19880.6277 | 10124.6502 | 1692.0304 | 46094.5586 | 27781.8693 | 9926.9397 | 30833.5075 | 303368.673 | 1234681.5885 |  | 5301485.1112 | 232.8935 | 0.0075127 | 0.0001857 |  | 9926.9397 |  | 1.8725 | 6.0403e-05 | 0.0075127 | 1234681.5885
2023 | 6 | 247.5876 | 11.86% | 417232.4551 | 288593.155 | 1381.6397 | 103492.5237 | 234276.7884 | 1044976.5619 | 30 | 8.219% | 151968.8608 | 19239.3171 | 9798.0486 | 1637.4488 | 44607.6374 | 26885.68 | 9606.7158 | 29838.8782 | 293582.5868 | 1338559.1486 |  | 5306665.8266 | 252.2411 | 0.008408 | 0.00037298 |  | 9606.7158 |  | 1.8103 | 6.0344e-05 | 0.008408 | 1338559.1486
2023 | 7 | 311.6667 | 14.93% | 525218.0381 | 363285.0916 | 1739.2274 | 130277.8334 | 294910.8912 | 1315431.0817 | 31 | 8.493% | 157034.4895 | 19880.6277 | 10124.6502 | 1692.0304 | 46094.5586 | 27781.8693 | 9926.9397 | 30833.5075 | 303368.673 | 1618799.7547 |  | 5311951.1835 | 304.7467 | 0.0098305 | 0.00066985 |  | 9926.9397 |  | 1.8688 | 6.0284e-05 | 0.0098305 | 1618799.7547
2023 | 8 | 350.9581 | 16.81% | 591431.5697 | 409083.9545 | 1958.4895 | 146701.7846 | 332089.9106 | 1481265.7088 | 31 | 8.493% | 157034.4895 | 19880.6277 | 10124.6502 | 1692.0304 | 46094.5586 | 27781.8693 | 9926.9397 | 30833.5075 | 303368.673 | 1784634.3817 |  | 5317288.9208 | 335.6286 | 0.010827 | 0.00087825 |  | 9926.9397 |  | 1.8669 | 6.0223e-05 | 0.010827 | 1784634.3817
2023 | 9 | 270.044 | 12.94% | 455075.8644 | 314768.8486 | 1506.9559 | 112879.4012 | 255525.9321 | 1139757.0022 | 30 | 8.219% | 151968.8608 | 19239.3171 | 9798.0486 | 1637.4488 | 44607.6374 | 26885.68 | 9606.7158 | 29838.8782 | 293582.5868 | 1433339.589 |  | 5322436.1863 | 269.3014 | 0.0089767 | 0.00049525 |  | 9606.7158 |  | 1.8049 | 6.0165e-05 | 0.0089767 | 1433339.589
2023 | 10 | 213.2859 | 10.22% | 359427.6339 | 248610.4654 | 1190.2226 | 89154.3131 | 201819.2753 | 900201.9103 | 31 | 8.493% | 157034.4895 | 19880.6277 | 10124.6502 | 1692.0304 | 46094.5586 | 27781.8693 | 9926.9397 | 30833.5075 | 303368.673 | 1203570.5833 |  | 5327648.4323 | 225.9103 | 0.0072874 | 0.00014571 |  | 9926.9397 |  | 1.8633 | 6.0106e-05 | 0.0072874 | 1203570.5833
2023 | 11 | 110.2332 | 5.281% | 185763.9835 | 128490.0382 | 615.1461 | 46077.8715 | 104306.8173 | 465253.8565 | 30 | 8.219% | 151968.8608 | 19239.3171 | 9798.0486 | 1637.4488 | 44607.6374 | 26885.68 | 9606.7158 | 29838.8782 | 293582.5868 | 758836.4433 |  | 5332876.557 | 142.294 | 0.0047431 | -0.00038141 |  | 9606.7158 |  | 1.8014 | 6.0047e-05 | 0.0047431 | 758836.4433
2023 | 12 | 79.0051 | 3.785% | 133138.6897 | 92089.9466 | 440.8806 | 33024.418 | 74757.6183 | 333451.5532 | 31 | 8.493% | 157034.4895 | 19880.6277 | 10124.6502 | 1692.0304 | 46094.5586 | 27781.8693 | 9926.9397 | 30833.5075 | 303368.673 | 636820.2262 | 12381410.6659 | 5338112.089 | 119.2969 | 0.0038483 | 0.00039677 |  | 9926.9397 | 116881.7094 | 1.8596 | 5.9988e-05 | 0.0038483 | 636820.2262
2024 | 1 | 26.9569 | 1.292% | 44420.3208 | 31421.4741 | 150.4303 | 11268.0692 | 25507.6114 | 112767.9058 | 31 | 8.47% | 156605.4335 | 19826.3091 | 10096.9873 | 1687.4074 | 45968.6172 | 27705.9626 | 9899.8169 | 30749.2629 | 302539.7968 | 415307.7026 |  | 5343385.5298 | 77.7237 | 0.0025072 | -4.097e-05 |  | 9899.8169 |  | 1.8527 | 5.9765e-05 | 0.0025072 | 415307.7026
2024 | 2 | 57.5107 | 2.755% | 94767.8089 | 67035.6315 | 320.9331 | 24039.6786 | 54418.7974 | 240582.8494 | 29 | 7.923% | 146501.8572 | 18547.1923 | 9445.5687 | 1578.5424 | 43002.9 | 25918.4811 | 9261.1191 | 28765.4395 | 283021.1003 | 523603.9497 |  | 5348619.574 | 97.8952 | 0.0033757 | -0.00011568 |  | 9261.1191 |  | 1.7315 | 5.9707e-05 | 0.0033757 | 523603.9497
2024 | 3 | 62.2018 | 2.98% | 102497.9474 | 72503.6773 | 347.1114 | 26000.577 | 58857.6976 | 260207.0107 | 31 | 8.47% | 156605.4335 | 19826.3091 | 10096.9873 | 1687.4074 | 45968.6172 | 27705.9626 | 9899.8169 | 30749.2629 | 302539.7968 | 562746.8075 |  | 5353889.4375 | 105.1099 | 0.0033906 | -5.9439e-05 |  | 9899.8169 |  | 1.8491 | 5.9648e-05 | 0.0033906 | 562746.8075
2024 | 4 | 137.136 | 6.57% | 225976.8208 | 159848.5715 | 765.275 | 57323.3696 | 129763.334 | 573677.3709 | 30 | 8.197% | 151553.6453 | 19186.7507 | 9771.278 | 1632.9749 | 44485.7586 | 26812.2219 | 9580.468 | 29757.3512 | 292780.4486 | 866457.8194 |  | 5359119.6368 | 161.6791 | 0.0053893 | -0.00010122 |  | 9580.468 |  | 1.7877 | 5.959e-05 | 0.0053893 | 866457.8194
2024 | 5 | 220.6571 | 10.57% | 363605.3268 | 257202.4506 | 1231.3567 | 92235.4888 | 208794.1556 | 923068.7786 | 31 | 8.47% | 156605.4335 | 19826.3091 | 10096.9873 | 1687.4074 | 45968.6172 | 27705.9626 | 9899.8169 | 30749.2629 | 302539.7968 | 1225608.5754 |  | 5364378.1867 | 228.4717 | 0.0073701 | -0.00014264 |  | 9899.8169 |  | 1.8455 | 5.9531e-05 | 0.0073701 | 1225608.5754
2024 | 6 | 247.5876 | 11.86% | 407982.1486 | 288593.155 | 1381.6397 | 103492.5237 | 234276.7884 | 1035726.2554 | 30 | 8.197% | 151553.6453 | 19186.7507 | 9771.278 | 1632.9749 | 44485.7586 | 26812.2219 | 9580.468 | 29757.3512 | 292780.4486 | 1328506.704 |  | 5369633.7222 | 247.411 | 0.008247 | -0.000161 |  | 9580.468 |  | 1.7842 | 5.9473e-05 | 0.008247 | 1328506.704
2024 | 7 | 311.6667 | 14.93% | 513573.6232 | 363285.0916 | 1739.2274 | 130277.8334 | 294910.8912 | 1303786.6668 | 31 | 8.47% | 156605.4335 | 19826.3091 | 10096.9873 | 1687.4074 | 45968.6172 | 27705.9626 | 9899.8169 | 30749.2629 | 302539.7968 | 1606326.4636 |  | 5374960.0945 | 298.8537 | 0.0096404 | -0.0001901 |  | 9899.8169 |  | 1.8418 | 5.9414e-05 | 0.0096404 | 1606326.4636
2024 | 8 | 350.9581 | 16.81% | 578319.1591 | 409083.9545 | 1958.4895 | 146701.7846 | 332089.9106 | 1468153.2981 | 31 | 8.47% | 156605.4335 | 19826.3091 | 10096.9873 | 1687.4074 | 45968.6172 | 27705.9626 | 9899.8169 | 30749.2629 | 302539.7968 | 1770693.095 |  | 5380321.6496 | 329.1054 | 0.010616 | -0.00021043 |  | 9899.8169 |  | 1.84 | 5.9355e-05 | 0.010616 | 1770693.095
2024 | 9 | 270.044 | 12.94% | 444986.5457 | 314768.8486 | 1506.9559 | 112879.4012 | 255525.9321 | 1129667.6835 | 30 | 8.197% | 151553.6453 | 19186.7507 | 9771.278 | 1632.9749 | 44485.7586 | 26812.2219 | 9580.468 | 29757.3512 | 292780.4486 | 1422448.1321 |  | 5385554.9074 | 264.1229 | 0.0088041 | -0.00017262 |  | 9580.468 |  | 1.7789 | 5.9297e-05 | 0.0088041 | 1422448.1321
2024 | 10 | 213.2859 | 10.22% | 351458.8967 | 248610.4654 | 1190.2226 | 89154.3131 | 201819.2753 | 892233.1732 | 31 | 8.47% | 156605.4335 | 19826.3091 | 10096.9873 | 1687.4074 | 45968.6172 | 27705.9626 | 9899.8169 | 30749.2629 | 302539.7968 | 1194772.97 |  | 5390832.5837 | 221.6305 | 0.0071494 | -0.00013806 |  | 9899.8169 |  | 1.8364 | 5.9239e-05 | 0.0071494 | 1194772.97
2024 | 11 | 110.2332 | 5.281% | 181645.4789 | 128490.0382 | 615.1461 | 46077.8715 | 104306.8173 | 461135.3519 | 30 | 8.197% | 151553.6453 | 19186.7507 | 9771.278 | 1632.9749 | 44485.7586 | 26812.2219 | 9580.468 | 29757.3512 | 292780.4486 | 753915.8005 |  | 5396121.6513 | 139.7144 | 0.0046571 | -8.5988e-05 |  | 9580.468 |  | 1.7754 | 5.9181e-05 | 0.0046571 | 753915.8005
2024 | 12 | 79.0051 | 3.785% | 130186.921 | 92089.9466 | 440.8806 | 33024.418 | 74757.6183 | 330499.7846 | 31 | 8.47% | 156605.4335 | 19826.3091 | 10096.9873 | 1687.4074 | 45968.6172 | 27705.9626 | 9899.8169 | 30749.2629 | 302539.7968 | 633039.5814 | 12303427.6012 | 5401414.1942 | 117.1989 | 0.0037806 | -6.7679e-05 |  | 9899.8169 | 116881.7094 | 1.8328 | 5.9123e-05 | 0.0037806 | 633039.5814
2025 | 1 | 26.9569 | 1.292% | 44617.0912 | 31421.4741 | 150.4303 | 11268.0692 | 25507.6114 | 112964.6762 | 31 | 8.493% | 157034.4895 | 19880.6277 | 10124.6502 | 1692.0304 | 46094.5586 | 27781.8693 | 9926.9397 | 30833.5075 | 303368.673 | 416333.3492 |  | 5406732.2633 | 77.0028 | 0.002484 | -2.3256e-05 |  | 9926.9397 |  | 1.836 | 5.9227e-05 | 0.002484 | 416333.3492
2025 | 2 | 57.5107 | 2.755% | 95187.6056 | 67035.6315 | 320.9331 | 24039.6786 | 54418.7974 | 241002.6461 | 28 | 7.671% | 141837.6034 | 17956.696 | 9144.8454 | 1528.2856 | 41633.7949 | 25093.3013 | 8966.2681 | 27849.6196 | 274010.4143 | 515013.0604 |  | 5412022.8806 | 95.1609 | 0.0033986 | 2.2909e-05 |  | 8966.2681 |  | 1.6567 | 5.9169e-05 | 0.0033986 | 515013.0604
2025 | 3 | 62.2018 | 2.98% | 102951.9866 | 72503.6773 | 347.1114 | 26000.577 | 58857.6976 | 260661.0498 | 31 | 8.493% | 157034.4895 | 19880.6277 | 10124.6502 | 1692.0304 | 46094.5586 | 27781.8693 | 9926.9397 | 30833.5075 | 303368.673 | 564029.7228 |  | 5417339.5802 | 104.1156 | 0.0033586 | -3.2073e-05 |  | 9926.9397 |  | 1.8324 | 5.9111e-05 | 0.0033586 | 564029.7228
2025 | 4 | 137.136 | 6.57% | 226977.8391 | 159848.5715 | 765.275 | 57323.3696 | 129763.334 | 574678.3893 | 30 | 8.219% | 151968.8608 | 19239.3171 | 9798.0486 | 1637.4488 | 44607.6374 | 26885.68 | 9606.7158 | 29838.8782 | 293582.5868 | 868260.976 |  | 5422629.6093 | 160.1181 | 0.0053373 | -5.2036e-05 |  | 9606.7158 |  | 1.7716 | 5.9053e-05 | 0.0053373 | 868260.976
2025 | 5 | 220.6571 | 10.57% | 365216.0036 | 257202.4506 | 1231.3567 | 92235.4888 | 208794.1556 | 924679.4553 | 31 | 8.493% | 157034.4895 | 19880.6277 | 10124.6502 | 1692.0304 | 46094.5586 | 27781.8693 | 9926.9397 | 30833.5075 | 303368.673 | 1228048.1283 |  | 5427176.8442 | 226.2775 | 0.0072993 | -7.078e-05 |  | 9926.9397 |  | 1.8291 | 5.9004e-05 | 0.0072993 | 1228048.1283
2025 | 6 | 247.5876 | 11.86% | 409789.4031 | 288593.155 | 1381.6397 | 103492.5237 | 234276.7884 | 1037533.5099 | 30 | 8.219% | 151968.8608 | 19239.3171 | 9798.0486 | 1637.4488 | 44607.6374 | 26885.68 | 9606.7158 | 29838.8782 | 293582.5868 | 1331116.0967 |  | 5431720.3103 | 245.0634 | 0.0081688 | -7.8253e-05 |  | 9606.7158 |  | 1.7686 | 5.8954e-05 | 0.0081688 | 1331116.0967
2025 | 7 | 311.6667 | 14.93% | 515848.6204 | 363285.0916 | 1739.2274 | 130277.8334 | 294910.8912 | 1306061.6639 | 31 | 8.493% | 157034.4895 | 19880.6277 | 10124.6502 | 1692.0304 | 46094.5586 | 27781.8693 | 9926.9397 | 30833.5075 | 303368.673 | 1609430.3369 |  | 5436311.5982 | 296.0519 | 0.0095501 | -9.0379e-05 |  | 9926.9397 |  | 1.826 | 5.8905e-05 | 0.0095501 | 1609430.3369
2025 | 8 | 350.9581 | 16.81% | 580880.9621 | 409083.9545 | 1958.4895 | 146701.7846 | 332089.9106 | 1470715.1011 | 31 | 8.493% | 157034.4895 | 19880.6277 | 10124.6502 | 1692.0304 | 46094.5586 | 27781.8693 | 9926.9397 | 30833.5075 | 303368.673 | 1774083.7741 |  | 5440926.2621 | 326.0628 | 0.010518 | -9.8149e-05 |  | 9926.9397 |  | 1.8245 | 5.8855e-05 | 0.010518 | 1774083.7741
2025 | 9 | 270.044 | 12.94% | 446957.7201 | 314768.8486 | 1506.9559 | 112879.4012 | 255525.9321 | 1131638.8578 | 30 | 8.219% | 151968.8608 | 19239.3171 | 9798.0486 | 1637.4488 | 44607.6374 | 26885.68 | 9606.7158 | 29838.8782 | 293582.5868 | 1425221.4446 |  | 5445455.1195 | 261.7268 | 0.0087242 | -7.9869e-05 |  | 9606.7158 |  | 1.7642 | 5.8806e-05 | 0.0087242 | 1425221.4446
2025 | 10 | 213.2859 | 10.22% | 353015.768 | 248610.4654 | 1190.2226 | 89154.3131 | 201819.2753 | 893790.0444 | 31 | 8.493% | 157034.4895 | 19880.6277 | 10124.6502 | 1692.0304 | 46094.5586 | 27781.8693 | 9926.9397 | 30833.5075 | 303368.673 | 1197158.7174 |  | 5450014.5729 | 219.6616 | 0.0070859 | -6.3514e-05 |  | 9926.9397 |  | 1.8215 | 5.8757e-05 | 0.0070859 | 1197158.7174
2025 | 11 | 110.2332 | 5.281% | 182450.121 | 128490.0382 | 615.1461 | 46077.8715 | 104306.8173 | 461939.994 | 30 | 8.219% | 151968.8608 | 19239.3171 | 9798.0486 | 1637.4488 | 44607.6374 | 26885.68 | 9606.7158 | 29838.8782 | 293582.5868 | 755522.5808 |  | 5454581.9482 | 138.5115 | 0.0046171 | -4.0095e-05 |  | 9606.7158 |  | 1.7612 | 5.8707e-05 | 0.0046171 | 755522.5808
2025 | 12 | 79.0051 | 3.785% | 130763.6151 | 92089.9466 | 440.8806 | 33024.418 | 74757.6183 | 331076.4787 | 31 | 8.493% | 157034.4895 | 19880.6277 | 10124.6502 | 1692.0304 | 46094.5586 | 27781.8693 | 9926.9397 | 30833.5075 | 303368.673 | 634445.1517 | 12318663.3389 | 5459151.0862 | 116.2168 | 0.0037489 | -3.1679e-05 |  | 9926.9397 | 116881.7094 | 1.8184 | 5.8658e-05 | 0.0037489 | 634445.1517
2026 | 1 | 26.9569 | 1.292% | 44859.3323 | 31421.4741 | 150.4303 | 11268.0692 | 25507.6114 | 113206.9173 | 31 | 8.493% | 157034.4895 | 19880.6277 | 10124.6502 | 1692.0304 | 46094.5586 | 27781.8693 | 9926.9397 | 30833.5075 | 303368.673 | 416575.5903 |  | 5463737.3975 | 76.2437 | 0.0024595 | -2.4486e-05 |  | 9926.9397 |  | 1.8169 | 5.8609e-05 | 0.0024595 | 416575.5903
2026 | 2 | 57.5107 | 2.755% | 95704.4108 | 67035.6315 | 320.9331 | 24039.6786 | 54418.7974 | 241519.4514 | 28 | 7.671% | 141837.6034 | 17956.696 | 9144.8454 | 1528.2856 | 41633.7949 | 25093.3013 | 8966.2681 | 27849.6196 | 274010.4143 | 515529.8657 |  | 5468304.7476 | 94.276 | 0.003367 | -3.1604e-05 |  | 8966.2681 |  | 1.6397 | 5.856e-05 | 0.003367 | 515529.8657
2026 | 3 | 62.2018 | 2.98% | 103510.9473 | 72503.6773 | 347.1114 | 26000.577 | 58857.6976 | 261220.0105 | 31 | 8.493% | 157034.4895 | 19880.6277 | 10124.6502 | 1692.0304 | 46094.5586 | 27781.8693 | 9926.9397 | 30833.5075 | 303368.673 | 564588.6835 |  | 5472890.5963 | 103.161 | 0.0033278 | -3.0796e-05 |  | 9926.9397 |  | 1.8138 | 5.8511e-05 | 0.0033278 | 564588.6835
2026 | 4 | 137.136 | 6.57% | 228210.1776 | 159848.5715 | 765.275 | 57323.3696 | 129763.334 | 575910.7277 | 30 | 8.219% | 151968.8608 | 19239.3171 | 9798.0486 | 1637.4488 | 44607.6374 | 26885.68 | 9606.7158 | 29838.8782 | 293582.5868 | 869493.3145 |  | 5477458.5188 | 158.7403 | 0.0052913 | -4.5926e-05 |  | 9606.7158 |  | 1.7539 | 5.8462e-05 | 0.0052913 | 869493.3145
2026 | 5 | 220.6571 | 10.57% | 367198.8831 | 257202.4506 | 1231.3567 | 92235.4888 | 208794.1556 | 926662.3349 | 31 | 8.493% | 157034.4895 | 19880.6277 | 10124.6502 | 1692.0304 | 46094.5586 | 27781.8693 | 9926.9397 | 30833.5075 | 303368.673 | 1230031.0079 |  | 5482057.5816 | 224.374 | 0.0072379 | -6.1405e-05 |  | 9926.9397 |  | 1.8108 | 5.8413e-05 | 0.0072379 | 1230031.0079
2026 | 6 | 247.5876 | 11.86% | 412014.2865 | 288593.155 | 1381.6397 | 103492.5237 | 234276.7884 | 1039758.3933 | 30 | 8.219% | 151968.8608 | 19239.3171 | 9798.0486 | 1637.4488 | 44607.6374 | 26885.68 | 9606.7158 | 29838.8782 | 293582.5868 | 1333340.9801 |  | 5486653.8083 | 243.0153 | 0.0081005 | -6.8271e-05 |  | 9606.7158 |  | 1.7509 | 5.8364e-05 | 0.0081005 | 1333340.9801
2026 | 7 | 311.6667 | 14.93% | 518649.3347 | 363285.0916 | 1739.2274 | 130277.8334 | 294910.8912 | 1308862.3783 | 31 | 8.493% | 157034.4895 | 19880.6277 | 10124.6502 | 1692.0304 | 46094.5586 | 27781.8693 | 9926.9397 | 30833.5075 | 303368.673 | 1612231.0513 |  | 5491282.4172 | 293.5983 | 0.0094709 | -7.9149e-05 |  | 9926.9397 |  | 1.8078 | 5.8315e-05 | 0.0094709 | 1612231.0513
2026 | 8 | 350.9581 | 16.81% | 584034.7587 | 409083.9545 | 1958.4895 | 146701.7846 | 332089.9106 | 1473868.8977 | 31 | 8.493% | 157034.4895 | 19880.6277 | 10124.6502 | 1692.0304 | 46094.5586 | 27781.8693 | 9926.9397 | 30833.5075 | 303368.673 | 1777237.5707 |  | 5495927.0259 | 323.3736 | 0.010431 | -8.675e-05 |  | 9926.9397 |  | 1.8062 | 5.8266e-05 | 0.010431 | 1777237.5707
2026 | 9 | 270.044 | 12.94% | 449384.4027 | 314768.8486 | 1506.9559 | 112879.4012 | 255525.9321 | 1134065.5405 | 30 | 8.219% | 151968.8608 | 19239.3171 | 9798.0486 | 1637.4488 | 44607.6374 | 26885.68 | 9606.7158 | 29838.8782 | 293582.5868 | 1427648.1272 |  | 5500513.1359 | 259.5482 | 0.0086516 | -7.262e-05 |  | 9606.7158 |  | 1.7465 | 5.8217e-05 | 0.0086516 | 1427648.1272
2026 | 10 | 213.2859 | 10.22% | 354932.4084 | 248610.4654 | 1190.2226 | 89154.3131 | 201819.2753 | 895706.6848 | 31 | 8.493% | 157034.4895 | 19880.6277 | 10124.6502 | 1692.0304 | 46094.5586 | 27781.8693 | 9926.9397 | 30833.5075 | 303368.673 | 1199075.3578 |  | 5505120.0002 | 217.8109 | 0.0070262 | -5.9698e-05 |  | 9926.9397 |  | 1.8032 | 5.8168e-05 | 0.0070262 | 1199075.3578
2026 | 11 | 110.2332 | 5.281% | 183440.7036 | 128490.0382 | 615.1461 | 46077.8715 | 104306.8173 | 462930.5766 | 30 | 8.219% | 151968.8608 | 19239.3171 | 9798.0486 | 1637.4488 | 44607.6374 | 26885.68 | 9606.7158 | 29838.8782 | 293582.5868 | 756513.1634 |  | 5509732.4814 | 137.3049 | 0.0045768 | -4.0222e-05 |  | 9606.7158 |  | 1.7436 | 5.812e-05 | 0.0045768 | 756513.1634
2026 | 12 | 79.0051 | 3.785% | 131473.5744 | 92089.9466 | 440.8806 | 33024.418 | 74757.6183 | 331786.438 | 31 | 8.493% | 157034.4895 | 19880.6277 | 10124.6502 | 1692.0304 | 46094.5586 | 27781.8693 | 9926.9397 | 30833.5075 | 303368.673 | 635155.111 | 12337419.8233 | 5514345.5968 | 115.1823 | 0.0037156 | -3.3371e-05 |  | 9926.9397 | 116881.7094 | 1.8002 | 5.8071e-05 | 0.0037156 | 635155.111
[9 empty] | 96826589.0591 | [11 empty] | 91659346.353
[21 empty] | 47640610.0597 | Grand total from MWh Impact Summary worksheet | [5 empty] | 1614830.2011 | 1614830.2011
[21 empty] | -44018736.2933 | Difference (should be zero) | [5 empty] | 1635736.7688
[28 empty] | -20906.5678 | Difference (should be zero)
2005 | [8 empty] | 104508.9402 | [10 empty] | 0 | 104508.9402 | [5 empty] | CFL Totals | 1635736.7688
2006 | [8 empty] | 523995.0086 | [10 empty] | 1367.8209 | 525362.8296
2007 | [8 empty] | 939574.414 | [10 empty] | 136056.6699 | 1075631.0839
2008 | [8 empty] | 1258245.6705 | [10 empty] | 230318.1264 | 1488563.7969
2009 | [8 empty] | 1531308.1647 | [10 empty] | 336452.7553 | 1867760.92
2010 | [8 empty] | 1855630.258 | [10 empty] | 469241.7014 | 2324871.9594
2011 | [8 empty] | 2218630.1568 | [10 empty] | 617289.8302 | 2835919.987
2012 | [8 empty] | 2581644.9524 | [10 empty] | 765561.6272 | 3347206.5796
2013 | [8 empty] | 2964131.69 | [10 empty] | 927359.3379 | 3891491.0279
2014 | [8 empty] | 3379166.325 | [10 empty] | 1125306.3451 | 4504472.6701
2015 | [8 empty] | 3917438.5276 | [10 empty] | 1449171.8903 | 5366610.4179
2016 | [8 empty] | 4421075.541 | [10 empty] | 1778754.8554 | 6199830.3964
2017 | [8 empty] | 4922088.8016 | [10 empty] | 2235298.5119 | 7157387.3135
2018 | [8 empty] | 5420887.6615 | [10 empty] | 2738992.2884 | 8159879.9499
2019 | [8 empty] | 5917482.0587 | [10 empty] | 3317402.2137 | 9234884.2724
2020 | [8 empty] | 6310982.5631 | [10 empty] | 3932503.3925 | 10243485.9555
2021 | [8 empty] | 6608743.696 | [10 empty] | 4556723.3197 | 11165467.0157
2022 | [8 empty] | 6897819.0895 | [10 empty] | 5268192.1476 | 12166011.237

## MWh by month- AllWgtbyCDH
OPC 010136
FPL RC-16
|  | 2013 Cooling Degree Hours- 20 year normals (1993-2012) |  | Residential AC Efficiency | Residential New Construction Efficiency | CI DX Efficiency | CI SPVU Efficiency | CI Chiller Efficiency | Weather Sensative Subtotal | Calendar Days | CDH Weights | CI Lighting Efficiency | CI Long Tube Lighting Efficiency - LED | CI Refrigeration Efficiency | Federal Facility ENERGY STAR Procurement | CI Walk-in Refrigerator and Freezer | Residential Refrigerator Efficiency | CI Water Heater Efficiency for Units > 55 Gallons | Res Water Heater Efficiency for Units > 55 Gallons | LED Lighting Efficiency | CFL Lighting Efficiency | Advanced Incandescent Lighting Efficiency | Non-Weather Sensative Subtotal | Grandtotal | Grandtotal |  | Weather and non-weather sensitive | Weather Sensative Subtotal | Weather Sensative Subtotal | Non-Weather Sensative Subtotal | Non-Weather Sensative Subtotal | Grandtotal | Grandtotal |  | Grandtotal | CFLs |  | CFLs |  | Grandtotal (matches column AE) | Grandtotal (matches column V) | Difference from last NEPACT Study
|  |  | weight | MWH | MWH | MWH | Single Package/Vertical Unit | MWH | MWH |  | weight | MWH |  | MWH | MWH | MWH |  | MWH | MWH |  | MWH | MWH | MWH | MWH Monthly | MWH Annual | Total Customers | KWH/CUST | KWH/CUST | MWH USE/CUST/DAY | KWH/CUST | MWH USE/CUST/DAY | MWH USE/CUST/DAY | MWH USE/CUST/DAY |  | change from prior year | Monthly | Annual | KWH/CUST | MWH USE/CUST/DAY | MWH USE/CUST/DAY | MWH | Weat/Nonweat sens kwh/cust
2005 | 1 | 26.1128 | 1.328% | 0 | 0 | 771.5537 | 0 | 616.4117 | 1387.9654 | 31 | 1.328% | 0 | 0 | 0 | 0 | 0 | 0 | 0 | 0 | 0 | 0 | 0 | 0 | 1387.9654 |  | 4272459 | 0.32486 | 0.32486 | 1.0479e-05 | 0 | 0 | 1.0479e-05 | 1.0479e-05 | TRUE | 1.0479e-05 | 0 |  |  |  | 1.0479e-05 | 1374.7829 | 0.32486
2005 | 2 | 35.0422 | 1.782% | 0 | 0 | 1035.3886 | 0 | 827.1954 | 1862.584 | 28 | 1.782% | 0 | 0 | 0 | 0 | 0 | 0 | 0 | 0 | 0 | 0 | 0 | 0 | 1862.584 |  | 4287988 | 0.43437 | 0.43437 | 1.5513e-05 | 0 | 0 | 1.5513e-05 | 1.5513e-05 | TRUE | 1.5513e-05 | 0 |  |  |  | 1.5513e-05 | 1609.5467 | 0.43437
2005 | 3 | 64.5823 | 3.285% | 0 | 0 | 1908.2071 | 0 | 1524.5099 | 3432.717 | 31 | 3.285% | 0 | 0 | 0 | 0 | 0 | 0 | 0 | 0 | 0 | 0 | 0 | 0 | 3432.717 |  | 4299864 | 0.79833 | 0.79833 | 2.5753e-05 | 0 | 0 | 2.5753e-05 | 2.5753e-05 | TRUE | 2.5753e-05 | 0 |  |  |  | 2.5753e-05 | 3159.7167 | 0.79833
2005 | 4 | 114.0339 | 5.8% | 0 | 0 | 3369.3512 | 0 | 2691.8511 | 6061.2023 | 30 | 5.8% | 0 | 0 | 0 | 0 | 0 | 0 | 0 | 0 | 0 | 0 | 0 | 0 | 6061.2023 |  | 4310180 | 1.4063 | 1.4063 | 4.6875e-05 | 0 | 0 | 4.6875e-05 | 4.6875e-05 | TRUE | 4.6875e-05 | 0 |  |  |  | 4.6875e-05 | 5970.3384 | 1.4063
2005 | 5 | 208.4788 | 10.6% | 0 | 0 | 6159.9049 | 0 | 4921.2878 | 11081.1927 | 31 | 10.6% | 0 | 0 | 0 | 0 | 0 | 0 | 0 | 0 | 0 | 0 | 0 | 0 | 11081.1927 |  | 4313996 | 2.5687 | 2.5687 | 8.286e-05 | 0 | 0 | 8.286e-05 | 8.286e-05 | TRUE | 8.286e-05 | 0 |  |  |  | 8.286e-05 | 10211.1689 | 2.5687
2005 | 6 | 271.6633 | 13.82% | 0 | 0 | 8026.812 | 0 | 6412.8023 | 14439.6143 | 30 | 13.82% | 0 | 0 | 0 | 0 | 0 | 0 | 0 | 0 | 0 | 0 | 0 | 0 | 14439.6143 |  | 4320906 | 3.3418 | 3.3418 | 0.00011139 | 0 | 0 | 0.00011139 | 0.00011139 | TRUE | 0.00011139 | 0 |  |  |  | 0.00011139 | 14808.878 | 3.3418
2005 | 7 | 322.3192 | 16.39% | 0 | 0 | 9523.5382 | 0 | 7608.5707 | 17132.1089 | 31 | 16.39% | 0 | 0 | 0 | 0 | 0 | 0 | 0 | 0 | 0 | 0 | 0 | 0 | 17132.1089 |  | 4327794 | 3.9586 | 3.9586 | 0.0001277 | 0 | 0 | 0.0001277 | 0.0001277 | TRUE | 0.0001277 | 0 |  |  |  | 0.0001277 | 16664.1178 | 3.9586
2005 | 8 | 326.4544 | 16.6% | 0 | 0 | 9645.721 | 0 | 7706.1853 | 17351.9063 | 31 | 16.6% | 0 | 0 | 0 | 0 | 0 | 0 | 0 | 0 | 0 | 0 | 0 | 0 | 17351.9063 |  | 4340306 | 3.9979 | 3.9979 | 0.00012896 | 0 | 0 | 0.00012896 | 0.00012896 | TRUE | 0.00012896 | 0 |  |  |  | 0.00012896 | 17403.8251 | 3.9979
2005 | 9 | 277.8765 | 14.13% | 0 | 0 | 8210.3953 | 0 | 6559.4711 | 14769.8664 | 30 | 14.13% | 0 | 0 | 0 | 0 | 0 | 0 | 0 | 0 | 0 | 0 | 0 | 0 | 14769.8664 |  | 4343095 | 3.4008 | 3.4008 | 0.00011336 | 0 | 0 | 0.00011336 | 0.00011336 | TRUE | 0.00011336 | 0 |  |  |  | 0.00011336 | 15722.4318 | 3.4008
2005 | 10 | 198.8904 | 10.12% | 0 | 0 | 5876.5983 | 0 | 4694.9478 | 10571.5461 | 31 | 10.12% | 0 | 0 | 0 | 0 | 0 | 0 | 0 | 0 | 0 | 0 | 0 | 0 | 10571.5461 |  | 4344668 | 2.4332 | 2.4332 | 7.8491e-05 | 0 | 0 | 7.8491e-05 | 7.8491e-05 | TRUE | 7.8491e-05 | 0 |  |  |  | 7.8491e-05 | 10562.6076 | 2.4332
2005 | 11 | 78.1173 | 3.973% | 0 | 0 | 2308.1249 | 0 | 1844.0133 | 4152.1382 | 30 | 3.973% | 0 | 0 | 0 | 0 | 0 | 0 | 0 | 0 | 0 | 0 | 0 | 0 | 4152.1382 |  | 4345746 | 0.95545 | 0.95545 | 3.1848e-05 | 0 | 0 | 3.1848e-05 | 3.1848e-05 | TRUE | 3.1848e-05 | 0 |  |  |  | 3.1848e-05 | 4865.4452 | 0.95545
2005 | 12 | 42.6338 | 2.168% | 0 | 0 | 1259.6976 | 0 | 1006.401 | 2266.0986 | 31 | 2.168% | 0 | 0 | 0 | 0 | 0 | 0 | 0 | 0 | 0 | 0 | 0 | 0 | 2266.0986 | 104508.9402 | 4355740 | 0.52026 | 0.52026 | 1.6782e-05 | 0 | 0 | 1.6782e-05 | 1.6782e-05 | TRUE | 1.6782e-05 | 0 | 0 |  |  | 1.6782e-05 | 2156.0812 | 0.52026
2006 | 1 | 26.1128 | 1.328% | 2904.98 | 0 | 2638.1204 | 0 | 1415.9879 | 6959.0882 | 31 | 1.328% | 0 | 0 | 0 | 18.1658 | 0 | 0 | 0 | 0 | 0 | 0 | 0 | 18.1658 | 6977.254 |  | 4369236 | 1.5969 | 1.5927 | 5.1379e-05 | 0.0041577 | 1.3412e-07 | 5.1513e-05 | 5.1513e-05 | TRUE | 4.1034e-05 | 0 |  |  |  | 5.1513e-05 | 7009.1637 | 1.5969
2006 | 2 | 35.0422 | 1.782% | 3898.3459 | 0 | 3540.233 | 0 | 1900.1888 | 9338.7677 | 28 | 1.782% | 0 | 0 | 0 | 24.3776 | 0 | 0 | 0 | 0 | 0 | 0 | 0 | 24.3776 | 9363.1453 |  | 4377958 | 2.1387 | 2.1331 | 7.6183e-05 | 0.0055683 | 1.9887e-07 | 7.6382e-05 | 7.6382e-05 | TRUE | 6.0869e-05 | 0 |  |  |  | 7.6382e-05 | 8174.9983 | 2.1387
2006 | 3 | 64.5823 | 3.285% | 7184.5986 | 0 | 6524.6013 | 0 | 3502.0222 | 17211.2222 | 31 | 3.285% | 0 | 0 | 0 | 44.9277 | 0 | 0 | 0 | 0 | 0 | 0 | 0 | 44.9277 | 17256.1499 |  | 4390093 | 3.9307 | 3.9205 | 0.00012647 | 0.010234 | 3.3012e-07 | 0.0001268 | 0.0001268 | TRUE | 0.00010104 | 0 |  |  |  | 0.0001268 | 15958.6029 | 3.9307
2006 | 4 | 114.0339 | 5.8% | 12685.9586 | 0 | 11520.591 | 0 | 6183.5756 | 30390.1252 | 30 | 5.8% | 0 | 0 | 0 | 79.3295 | 0 | 0 | 0 | 0 | 0 | 0 | 0 | 79.3295 | 30469.4546 |  | 4398215 | 6.9277 | 6.9096 | 0.00023032 | 0.018037 | 6.0122e-07 | 0.00023092 | 0.00023092 | TRUE | 0.00018405 | 0 |  |  |  | 0.00023092 | 30050.7157 | 6.9277
2006 | 5 | 208.4788 | 10.6% | 23192.6842 | 0 | 21062.1394 | 0 | 11304.9176 | 55559.7411 | 31 | 10.6% | 0 | 0 | 0 | 145.0315 | 0 | 0 | 0 | 0 | 0 | 0 | 0 | 145.0315 | 55704.7726 |  | 4397210 | 12.6682 | 12.6352 | 0.00040759 | 0.032983 | 1.064e-06 | 0.00040865 | 0.00040865 | TRUE | 0.00032579 | 0 |  |  |  | 0.00040865 | 51309.9719 | 12.6682
2006 | 6 | 271.6633 | 13.82% | 30221.7841 | 0 | 27445.5265 | 0 | 14731.1444 | 72398.455 | 30 | 13.82% | 0 | 0 | 0 | 188.9868 | 0 | 0 | 0 | 0 | 0 | 0 | 0 | 188.9868 | 72587.4418 |  | 4403628 | 16.4836 | 16.4406 | 0.00054802 | 0.042916 | 1.4305e-06 | 0.00054945 | 0.00054945 | TRUE | 0.00043806 | 0 |  |  |  | 0.00054945 | 74366.0692 | 16.4836
2006 | 7 | 322.3192 | 16.39% | 35857.1141 | 0 | 32563.1793 | 0 | 17477.9994 | 85898.2927 | 31 | 16.39% | 0 | 0 | 0 | 224.2263 | 0 | 0 | 0 | 0 | 0 | 0 | 0 | 224.2263 | 86122.5191 |  | 4406505 | 19.5444 | 19.4935 | 0.00062882 | 0.050885 | 1.6415e-06 | 0.00063046 | 0.00063046 | TRUE | 0.00050277 | 0 |  |  |  | 0.00063046 | 83664.2665 | 19.5444
2006 | 8 | 326.4544 | 16.6% | 36317.1451 | 0 | 32980.9506 | 0 | 17702.2344 | 87000.33 | 31 | 16.6% | 0 | 0 | 0 | 227.1031 | 0 | 0 | 0 | 0 | 0 | 0 | 0 | 227.1031 | 87227.4331 |  | 4416127 | 19.752 | 19.7006 | 0.0006355 | 0.051426 | 1.6589e-06 | 0.00063716 | 0.00063716 | TRUE | 0.0005082 | 0 |  |  |  | 0.00063716 | 87376.8158 | 19.752
2006 | 9 | 277.8765 | 14.13% | 30912.9943 | 0 | 28073.2402 | 0 | 15068.0642 | 74054.2987 | 30 | 14.13% | 0 | 0 | 0 | 193.3091 | 0 | 0 | 0 | 0 | 0 | 0 | 0 | 193.3091 | 74247.6078 |  | 4425222 | 16.7783 | 16.7346 | 0.00055782 | 0.043683 | 1.4561e-06 | 0.00055928 | 0.00055928 | TRUE | 0.00044592 | 0 |  |  |  | 0.00055928 | 78946.516 | 16.7783
2006 | 10 | 198.8904 | 10.12% | 22126.0054 | 0 | 20093.4487 | 0 | 10784.9814 | 53004.4355 | 31 | 10.12% | 0 | 0 | 0 | 138.3612 | 0 | 0 | 0 | 0 | 0 | 0 | 0 | 138.3612 | 53142.7967 |  | 4429977 | 11.9962 | 11.9649 | 0.00038597 | 0.031233 | 1.0075e-06 | 0.00038697 | 0.00038697 | TRUE | 0.00030848 | 0 |  |  |  | 0.00038697 | 53072.0427 | 11.9962
2006 | 11 | 78.1173 | 3.973% | 8690.3308 | 0 | 7892.0127 | 0 | 4235.9683 | 20818.3118 | 30 | 3.973% | 0 | 0 | 0 | 54.3435 | 0 | 0 | 0 | 0 | 0 | 0 | 0 | 54.3435 | 20872.6553 |  | 4443418 | 4.6974 | 4.6852 | 0.00015617 | 0.01223 | 4.0767e-07 | 0.00015658 | 0.00015658 | TRUE | 0.00012473 | 0 |  |  |  | 0.00015658 | 24510.9164 | 4.6974
2006 | 12 | 42.6338 | 2.168% | 4742.8928 | 0 | 4307.1974 | 0 | 2311.8502 | 11361.9404 | 31 | 2.168% | 0 | 0 | 0 | 29.6589 | 0 | 0 | 0 | 0 | 0 | 0 | 0 | 29.6589 | 11391.5993 | 525362.8296 | 4457161 | 2.5558 | 2.5491 | 8.223e-05 | 0.0066542 | 2.1465e-07 | 8.2445e-05 | 8.2445e-05 | TRUE | 6.5663e-05 | 0 | 0 |  |  | 8.2445e-05 | 10922.7504 | 2.5558
2007 | 1 | 26.1128 | 1.328% | 5627.9493 | 0 | 4595.7889 | 0 | 2254.589 | 12478.3273 | 31 | 1.328% | 1770.6138 | 0 | 0 | 36.3316 | 0 | 0 | 0 | 0 | 0 | 0 | 0 | 1806.9454 | 14285.2727 |  | 4465732 | 3.1989 | 2.7942 | 9.0137e-05 | 0.40462 | 1.3052e-05 | 0.00010319 | 0.00010319 | TRUE | 5.1676e-05 | 0 |  |  |  | 0.00010319 | 23915.3095 | 3.1989
2007 | 2 | 35.0422 | 1.782% | 7552.4422 | 0 | 6167.3317 | 0 | 3025.552 | 16745.3259 | 28 | 1.782% | 2376.0801 | 0 | 0 | 48.7553 | 0 | 0 | 0 | 0 | 0 | 0 | 0 | 2424.8354 | 19170.1613 |  | 4476835 | 4.2821 | 3.7404 | 0.00013359 | 0.54164 | 1.9344e-05 | 0.00015293 | 0.00015293 | TRUE | 7.6549e-05 | 0 |  |  |  | 0.00015293 | 24907.6498 | 4.2821
2007 | 3 | 64.5823 | 3.285% | 13919.0486 | 0 | 11366.3087 | 0 | 5576.0513 | 30861.4085 | 31 | 3.285% | 4379.0834 | 0 | 0 | 89.8553 | 0 | 0 | 0 | 0 | 0 | 0 | 0 | 4468.9387 | 35330.3472 |  | 4488392 | 7.8715 | 6.8758 | 0.0002218 | 0.99567 | 3.2118e-05 | 0.00025392 | 0.00025392 | TRUE | 0.00012712 | 0 |  |  |  | 0.00025392 | 39962.5311 | 7.8715
2007 | 4 | 114.0339 | 5.8% | 24577.0825 | 0 | 20069.6696 | 0 | 9845.7213 | 54492.4733 | 30 | 5.8% | 7732.2163 | 0 | 0 | 158.659 | 0 | 0 | 0 | 0 | 0 | 0 | 0 | 7890.8752 | 62383.3485 |  | 4493310 | 13.8836 | 12.1275 | 0.00040425 | 1.7561 | 5.8538e-05 | 0.00046279 | 0.00046279 | TRUE | 0.00023186 | 0 |  |  |  | 0.00046279 | 65231.0707 | 13.8836
2007 | 5 | 208.4788 | 10.6% | 44932.2381 | 0 | 36691.7096 | 0 | 18000.1142 | 99624.062 | 31 | 10.6% | 14136.1686 | 0 | 0 | 290.063 | 0 | 0 | 0 | 0 | 0 | 0 | 0 | 14426.2316 | 114050.2936 |  | 4494060 | 25.378 | 22.1679 | 0.00071509 | 3.2101 | 0.00010355 | 0.00081865 | 0.00081865 | TRUE | 0.00040999 | 0 |  |  |  | 0.00081865 | 102984.9626 | 25.378
2007 | 6 | 271.6633 | 13.82% | 58550.032 | 0 | 47812.0134 | 0 | 23455.4812 | 129817.5265 | 30 | 13.82% | 18420.474 | 0 | 0 | 377.9735 | 0 | 0 | 0 | 0 | 0 | 0 | 0 | 18798.4476 | 148615.9741 |  | 4497400 | 33.0449 | 28.865 | 0.00096217 | 4.1798 | 0.00013933 | 0.0011015 | 0.0011015 | TRUE | 0.00055204 | 0 |  |  |  | 0.0011015 | 144692.8435 | 33.0449
2007 | 7 | 322.3192 | 16.39% | 69467.6121 | 0 | 56727.32 | 0 | 27829.1268 | 154024.0589 | 31 | 16.39% | 21855.2629 | 0 | 0 | 448.4527 | 0 | 0 | 0 | 0 | 0 | 0 | 0 | 22303.7156 | 176327.7745 |  | 4502735 | 39.1601 | 34.2068 | 0.0011034 | 4.9534 | 0.00015979 | 0.0012632 | 0.0012632 | TRUE | 0.00063277 | 0 |  |  |  | 0.0012632 | 160999.3843 | 39.1601
2007 | 8 | 326.4544 | 16.6% | 70358.851 | 0 | 57455.1065 | 0 | 28186.1623 | 156000.1198 | 31 | 16.6% | 22135.6563 | 0 | 0 | 454.2061 | 0 | 0 | 0 | 0 | 0 | 0 | 0 | 22589.8625 | 178589.9823 |  | 4508215 | 39.6143 | 34.6035 | 0.0011162 | 5.0108 | 0.00016164 | 0.0012779 | 0.0012779 | TRUE | 0.00064072 | 0 |  |  |  | 0.0012779 | 168022.3874 | 39.6143
2007 | 9 | 277.8765 | 14.13% | 59889.1448 | 0 | 48905.5342 | 0 | 23991.9375 | 132786.6165 | 30 | 14.13% | 18841.7734 | 0 | 0 | 386.6183 | 0 | 0 | 0 | 0 | 0 | 0 | 0 | 19228.3917 | 152015.0082 |  | 4507674 | 33.7236 | 29.4579 | 0.00098193 | 4.2657 | 0.00014219 | 0.0011241 | 0.0011241 | TRUE | 0.00056484 | 0 |  |  |  | 0.0011241 | 152906.0336 | 33.7236
2007 | 10 | 198.8904 | 10.12% | 42865.713 | 0 | 35004.1832 | 0 | 17172.2523 | 95042.1485 | 31 | 10.12% | 13486.0175 | 0 | 0 | 276.7224 | 0 | 0 | 0 | 0 | 0 | 0 | 0 | 13762.7398 | 108804.8884 |  | 4507737 | 24.1374 | 21.0842 | 0.00068014 | 3.0531 | 9.8488e-05 | 0.00077862 | 0.00077862 | TRUE | 0.00039165 | 0 |  |  |  | 0.00077862 | 106144.5283 | 24.1374
2007 | 11 | 78.1173 | 3.973% | 16836.1718 | 0 | 13748.4343 | 0 | 6744.6677 | 37329.2738 | 30 | 3.973% | 5296.8419 | 0 | 0 | 108.687 | 0 | 0 | 0 | 0 | 0 | 0 | 0 | 5405.5289 | 42734.8027 |  | 4507950 | 9.4799 | 8.2808 | 0.00027603 | 1.1991 | 3.997e-05 | 0.000316 | 0.000316 | TRUE | 0.00015941 | 0 |  |  |  | 0.000316 | 55297.6675 | 9.4799
2007 | 12 | 42.6338 | 2.168% | 9188.6212 | 0 | 7503.437 | 0 | 3681.0147 | 20373.0729 | 31 | 2.168% | 2890.8397 | 0 | 0 | 59.3177 | 0 | 0 | 0 | 0 | 0 | 0 | 0 | 2950.1574 | 23323.2304 | 1075631.0839 | 4509032 | 5.1726 | 4.5183 | 0.00014575 | 0.65428 | 2.1106e-05 | 0.00016686 | 0.00016686 | TRUE | 8.4412e-05 | 0 | 0 |  |  | 0.00016686 | 30566.7156 | 5.1726
2008 | 1 | 26.1128 | 1.328% | 7662.5153 | 0 | 6134.3656 | 0 | 2913.6649 | 16710.5458 | 31 | 1.328% | 3004.3183 | 0 | 0 | 54.4974 | 0 | 0 | 0 | 0 | 0 | 20247.7494 | 0 | 23306.5651 | 40017.111 |  | 4512537 | 8.868 | 3.7031 | 0.00011946 | 5.1648 | 0.00016661 | 0.00028606 | 0.00028606 | TRUE | 0.00018287 | 20247.7494 |  | 4.487 | 0.00014474 | 0.00028606 | 166053.033 | 8.868
2008 | 2 | 35.0422 | 1.782% | 10282.7336 | 0 | 8232.0289 | 0 | 3910.0008 | 22424.7633 | 29 | 1.782% | 4031.6533 | 0 | 0 | 73.1329 | 0 | 0 | 0 | 0 | 0 | 27171.5235 | 0 | 31276.3097 | 53701.073 |  | 4519123 | 11.8831 | 4.9622 | 0.00017111 | 6.9209 | 0.00023865 | 0.00040976 | 0.00040976 | TRUE | 0.00025683 | 27171.5235 |  | 6.0126 | 0.00020733 | 0.00040976 | 159234.2563 | 11.8831
2008 | 3 | 64.5823 | 3.285% | 18950.9386 | 0 | 15171.5177 | 0 | 7206.0784 | 41328.5346 | 31 | 3.285% | 7430.2823 | 0 | 0 | 134.783 | 0 | 0 | 0 | 0 | 0 | 50076.7492 | 0 | 57641.8145 | 98970.3491 |  | 4519652 | 21.8978 | 9.1442 | 0.00029497 | 12.7536 | 0.00041141 | 0.00070638 | 0.00070638 | FALSE | 0.00045246 | 50076.7492 |  | 11.0798 | 0.00035741 | 0.00070638 | 187542.919 | 21.8978
2008 | 4 | 114.0339 | 5.8% | 33461.9696 | 0 | 26788.5868 | 0 | 12723.8856 | 72974.4421 | 30 | 5.8% | 13119.7661 | 0 | 0 | 237.9884 | 0 | 0 | 0 | 0 | 0 | 88421.302 | 0 | 101779.0565 | 174753.4986 |  | 4518324 | 38.6766 | 16.1508 | 0.00053836 | 22.5258 | 0.00075086 | 0.0012892 | 0.0012892 | TRUE | 0.00082643 | 88421.302 |  | 19.5695 | 0.00065232 | 0.0012892 | 221381.6763 | 38.6766
2008 | 5 | 208.4788 | 10.6% | 61175.7392 | 0 | 48975.3478 | 0 | 23262.0231 | 133413.1101 | 31 | 10.6% | 23985.7784 | 0 | 0 | 435.0945 | 0 | 0 | 0 | 0 | 0 | 161653.3208 | 0 | 186074.1937 | 319487.3037 |  | 4514164 | 70.7744 | 29.5543 | 0.00095337 | 41.2201 | 0.0013297 | 0.002283 | 0.002283 | TRUE | 0.0014644 | 161653.3208 |  | 35.8102 | 0.0011552 | 0.002283 | 267616.9524 | 70.7744
2008 | 6 | 271.6633 | 13.82% | 79716.5161 | 0 | 63818.5032 | 0 | 30312.1378 | 173847.1571 | 30 | 13.82% | 31255.2446 | 0 | 0 | 566.9603 | 0 | 0 | 0 | 0 | 0 | 210646.2419 | 0 | 242468.4468 | 416315.6038 |  | 4514262 | 92.2223 | 38.5106 | 0.0012837 | 53.7116 | 0.0017904 | 0.0030741 | 0.0030741 | TRUE | 0.0019726 | 210646.2419 |  | 46.6624 | 0.0015554 | 0.0030741 | 327794.1436 | 92.2223
2008 | 7 | 322.3192 | 16.39% | 94580.9221 | 0 | 75718.4731 | 0 | 35964.3156 | 206263.7108 | 31 | 16.39% | 37083.2796 | 0 | 0 | 672.679 | 0 | 0 | 0 | 0 | 0 | 249924.5675 | 0 | 287680.526 | 493944.2369 |  | 4509574 | 109.5323 | 45.7391 | 0.0014755 | 63.7933 | 0.0020578 | 0.0035333 | 0.0035333 | TRUE | 0.0022701 | 249924.5675 |  | 55.4209 | 0.0017878 | 0.0035333 | 345307.8664 | 109.5323
2008 | 8 | 326.4544 | 16.6% | 95794.3538 | 0 | 76689.9078 | 0 | 36425.722 | 208909.9835 | 31 | 16.6% | 37559.0417 | 0 | 0 | 681.3092 | 0 | 0 | 0 | 0 | 0 | 253130.9897 | 0 | 291371.3406 | 500281.3241 |  | 4507318 | 110.9931 | 46.3491 | 0.0014951 | 64.6441 | 0.0020853 | 0.0035804 | 0.0035804 | TRUE | 0.0023025 | 253130.9897 |  | 56.16 | 0.0018116 | 0.0035804 | 359036.2648 | 110.9931
2008 | 9 | 277.8765 | 14.13% | 81539.733 | 0 | 65278.1125 | 0 | 31005.4145 | 177823.26 | 30 | 14.13% | 31970.0913 | 0 | 0 | 579.9274 | 0 | 0 | 0 | 0 | 0 | 215463.9862 | 0 | 248014.0049 | 425837.2649 |  | 4503137 | 94.5646 | 39.4888 | 0.0013163 | 55.0758 | 0.0018359 | 0.0031522 | 0.0031522 | TRUE | 0.002028 | 215463.9862 |  | 47.8475 | 0.0015949 | 0.0031522 | 338792.9648 | 94.5646
2008 | 10 | 198.8904 | 10.12% | 58362.1423 | 0 | 46722.8718 | 0 | 22192.1552 | 127277.1694 | 31 | 10.12% | 22882.6236 | 0 | 0 | 415.0836 | 0 | 0 | 0 | 0 | 0 | 154218.5554 | 0 | 177516.2626 | 304793.432 |  | 4501918 | 67.703 | 28.2718 | 0.00091199 | 39.4313 | 0.001272 | 0.002184 | 0.002184 | TRUE | 0.0014053 | 154218.5554 |  | 34.2562 | 0.001105 | 0.002184 | 271848.1339 | 67.703
2008 | 11 | 78.1173 | 3.973% | 22922.6341 | 0 | 18351.1306 | 0 | 8716.3122 | 49990.0768 | 30 | 3.973% | 8987.5043 | 0 | 0 | 163.0305 | 0 | 0 | 0 | 0 | 0 | 60571.7228 | 0 | 69722.2577 | 119712.3345 |  | 4498960 | 26.6089 | 11.1115 | 0.00037038 | 15.4974 | 0.00051658 | 0.00088696 | 0.00088696 | TRUE | 0.00057097 | 60571.7228 |  | 13.4635 | 0.00044878 | 0.00088696 | 208079.2052 | 26.6089
2008 | 12 | 42.6338 | 2.168% | 12510.4093 | 0 | 10015.4351 | 0 | 4757.0726 | 27282.917 | 31 | 2.168% | 4905.0802 | 0 | 0 | 88.9766 | 0 | 0 | 0 | 0 | 0 | 33058.0266 | 0 | 38052.0834 | 65335.0004 | 3013148.532 | 4497793 | 14.526 | 6.0658 | 0.00019567 | 8.4602 | 0.00027291 | 0.00046858 | 0.00046858 | TRUE | 0.00030172 | 33058.0266 | 1524584.735 | 7.3498 | 0.00023709 | 0.00046858 | 170636.9321 | 14.526
2009 | 1 | 26.1128 | 1.328% | 9421.4074 | 226.7047 | 7441.8754 | 0 | 3473.7594 | 20563.7469 | 31 | 1.328% | 3941.9971 | 0 | 0 | 72.6632 | 453.7113 | 0 | 0 | 0 | 0 | 24460.1967 | 0 | 28928.5682 | 49492.3151 |  | 4497781 | 11.0037 | 4.572 | 0.00014748 | 6.4317 | 0.00020748 | 0.00035496 | 0.00035496 | TRUE | 6.8895e-05 | 24460.1967 |  | 5.4383 | 0.00017543 | 0.00035496 | 211653.902 | 11.0037
2009 | 2 | 35.0422 | 1.782% | 12643.0838 | 304.227 | 9986.6453 | 0 | 4661.621 | 27595.5771 | 28 | 1.782% | 5289.974 | 0 | 0 | 97.5106 | 608.8591 | 0 | 0 | 0 | 0 | 32824.4287 | 0 | 38820.7723 | 66416.3495 |  | 4502684 | 14.7504 | 6.1287 | 0.00021888 | 8.6217 | 0.00030792 | 0.0005268 | 0.0005268 | TRUE | 0.00011704 | 32824.4287 |  | 7.29 | 0.00026036 | 0.0005268 | 196612.4271 | 14.7504
2009 | 3 | 64.5823 | 3.285% | 23301.0319 | 560.6863 | 18405.2518 | 0 | 8591.3043 | 50858.2744 | 31 | 3.285% | 9749.3503 | 0 | 0 | 179.7106 | 1122.119 | 0 | 0 | 0 | 0 | 60494.9769 | 0 | 71546.1569 | 122404.4312 |  | 4502987 | 27.1829 | 11.2943 | 0.00036433 | 15.8886 | 0.00051254 | 0.00087687 | 0.00087687 | TRUE | 0.00017049 | 60494.9769 |  | 13.4344 | 0.00043337 | 0.00087687 | 238059.3362 | 27.1829
2009 | 4 | 114.0339 | 5.8% | 41142.9977 | 990.0126 | 32498.442 | 0 | 15169.8008 | 89801.2532 | 30 | 5.8% | 17214.5808 | 0 | 0 | 317.3179 | 1981.3432 | 0 | 0 | 0 | 0 | 106816.9301 | 0 | 126330.1719 | 216131.4251 |  | 4502465 | 48.0029 | 19.9449 | 0.00066483 | 28.058 | 0.00093527 | 0.0016001 | 0.0016001 | TRUE | 0.00031088 | 106816.9301 |  | 23.7241 | 0.0007908 | 0.0016001 | 279638.2946 | 48.0029
2009 | 5 | 208.4788 | 10.6% | 75218.3248 | 1809.9578 | 59414.2017 | 0 | 27733.6866 | 164176.1709 | 31 | 10.6% | 31471.9879 | 0 | 0 | 580.126 | 3622.3252 | 0 | 0 | 0 | 0 | 195284.5194 | 0 | 230958.9584 | 395135.1293 |  | 4499097 | 87.8254 | 36.4909 | 0.0011771 | 51.3345 | 0.001656 | 0.0028331 | 0.0028331 | TRUE | 0.00055003 | 195284.5194 |  | 43.4053 | 0.0014002 | 0.0028331 | 336203.5729 | 87.8254
2009 | 6 | 271.6633 | 13.82% | 98015.0446 | 2358.509 | 77421.1024 | 0 | 36139.0464 | 213933.7023 | 30 | 13.82% | 41010.3297 | 0 | 0 | 755.9471 | 4720.1578 | 0 | 0 | 0 | 0 | 254470.1829 | 0 | 300956.6174 | 514890.3197 |  | 4497918 | 114.473 | 47.5628 | 0.0015854 | 66.9102 | 0.0022303 | 0.0038158 | 0.0038158 | TRUE | 0.00074169 | 254470.1829 |  | 56.5751 | 0.0018858 | 0.0038158 | 410391.31 | 114.473
2009 | 7 | 322.3192 | 16.39% | 116291.5008 | 2798.2903 | 91857.4922 | 0 | 42877.7435 | 253825.0269 | 31 | 16.39% | 48657.3547 | 0 | 0 | 896.9054 | 5600.3059 | 0 | 0 | 0 | 0 | 301920.1758 | 0 | 357074.7418 | 610899.7686 |  | 4498393 | 135.804 | 56.4257 | 0.0018202 | 79.3783 | 0.0025606 | 0.0043808 | 0.0043808 | TRUE | 0.00084747 | 301920.1758 |  | 67.1173 | 0.0021651 | 0.0043808 | 431665.3315 | 135.804
2009 | 8 | 326.4544 | 16.6% | 117783.4696 | 2834.1911 | 93035.9834 | 0 | 43427.8461 | 257081.4903 | 31 | 16.6% | 49281.6071 | 0 | 0 | 908.4123 | 5672.1554 | 0 | 0 | 0 | 0 | 305793.6788 | 0 | 361655.8535 | 618737.3438 |  | 4498960 | 137.529 | 57.1424 | 0.0018433 | 80.3865 | 0.0025931 | 0.0044364 | 0.0044364 | TRUE | 0.00085599 | 305793.6788 |  | 67.9699 | 0.0021926 | 0.0044364 | 448779.6835 | 137.529
2009 | 9 | 277.8765 | 14.13% | 100256.7718 | 2412.451 | 79191.8203 | 0 | 36965.5918 | 218826.6349 | 30 | 14.13% | 41948.2875 | 0 | 0 | 773.2365 | 4828.1137 | 0 | 0 | 0 | 0 | 260290.2358 | 0 | 307839.8735 | 526666.5084 |  | 4495923 | 117.1431 | 48.6722 | 0.0016224 | 68.4709 | 0.0022824 | 0.0039048 | 0.0039048 | TRUE | 0.00075262 | 260290.2358 |  | 57.8947 | 0.0019298 | 0.0039048 | 424214.9914 | 117.1431
2009 | 10 | 198.8904 | 10.12% | 71758.8809 | 1726.7141 | 56681.6216 | 0 | 26458.1579 | 156625.3745 | 31 | 10.12% | 30024.5271 | 0 | 0 | 553.4448 | 3455.7271 | 0 | 0 | 0 | 0 | 186302.9867 | 0 | 220336.6856 | 376962.0601 |  | 4495215 | 83.8585 | 34.8427 | 0.001124 | 49.0158 | 0.0015812 | 0.0027051 | 0.0027051 | TRUE | 0.00052115 | 186302.9867 |  | 41.4447 | 0.0013369 | 0.0027051 | 341701.8604 | 83.8585
2009 | 11 | 78.1173 | 3.973% | 28184.4103 | 678.1937 | 22262.5835 | 0 | 10391.8507 | 61517.0383 | 30 | 3.973% | 11792.5974 | 0 | 0 | 217.374 | 1357.2902 | 0 | 0 | 0 | 0 | 73173.3795 | 0 | 86540.6411 | 148057.6794 |  | 4498782 | 32.9106 | 13.6742 | 0.00045581 | 19.2365 | 0.00064122 | 0.001097 | 0.001097 | TRUE | 0.00021006 | 73173.3795 |  | 16.2652 | 0.00054217 | 0.001097 | 263250.2787 | 32.9106
2009 | 12 | 42.6338 | 2.168% | 15382.1114 | 370.1355 | 12150.1758 | 0 | 5671.5256 | 33573.9482 | 31 | 2.168% | 6436.0064 | 0 | 0 | 118.6355 | 740.7638 | 0 | 0 | 0 | 0 | 39935.5906 | 0 | 47230.9962 | 80804.9445 | 3726598.2747 | 4498596 | 17.9623 | 7.4632 | 0.00024075 | 10.4991 | 0.00033868 | 0.00057943 | 0.00057943 | TRUE | 0.00011085 | 39935.5906 | 1841767.2816 | 8.8773 | 0.00028637 | 0.00057943 | 217032.3541 | 17.9623
2010 | 1 | 26.1128 | 1.328% | 11276.8372 | 361.8634 | 9243.3472 | 9.428 | 4114.6961 | 25006.1719 | 31 | 1.328% | 5121.4524 | 0 | 98.3605 | 90.829 | 921.2769 | 0 | 0 | 0 | 0 | 28446.0351 | 0 | 34677.9539 | 59684.1258 |  | 4502130 | 13.2569 | 5.5543 | 0.00017917 | 7.7026 | 0.00024847 | 0.00042764 | 0.00042764 | TRUE | 7.2682e-05 | 28446.0351 |  | 6.3184 | 0.00020382 | 0.00042764 | 252377.3089 | 13.2569
2010 | 2 | 35.0422 | 1.782% | 15132.9829 | 485.6036 | 12404.1354 | 12.652 | 5521.7278 | 33557.1017 | 28 | 1.782% | 6872.7473 | 0 | 131.9952 | 121.8882 | 1236.3102 | 0 | 0 | 0 | 0 | 38173.2356 | 0 | 46536.1764 | 80093.2781 |  | 4510659 | 17.7564 | 7.4395 | 0.0002657 | 10.3169 | 0.00036846 | 0.00063416 | 0.00063416 | TRUE | 0.00010736 | 38173.2356 |  | 8.4629 | 0.00030225 | 0.00063416 | 234507.3276 | 17.7564
2010 | 3 | 64.5823 | 3.285% | 27889.8823 | 894.9608 | 22860.6532 | 23.3174 | 10176.4695 | 61845.2832 | 31 | 3.285% | 12666.38 | 0 | 243.2653 | 224.6383 | 2278.5028 | 0 | 0 | 0 | 0 | 70352.7555 | 0 | 85765.542 | 147610.8252 |  | 4516712 | 32.681 | 13.6925 | 0.0004417 | 18.9885 | 0.00061253 | 0.0010542 | 0.0010542 | TRUE | 0.00017736 | 70352.7555 |  | 15.5761 | 0.00050245 | 0.0010542 | 284181.4463 | 32.681
2010 | 4 | 114.0339 | 5.8% | 49245.6028 | 1580.2464 | 40365.4142 | 41.1719 | 17968.7519 | 109201.1871 | 30 | 5.8% | 22365.2259 | 0 | 429.5374 | 396.6474 | 4023.1882 | 0 | 0 | 0 | 0 | 124222.9644 | 0 | 151437.5634 | 260638.7505 |  | 4520229 | 57.6605 | 24.1583 | 0.00080528 | 33.5022 | 0.0011167 | 0.001922 | 0.001922 | TRUE | 0.00032192 | 124222.9644 |  | 27.4816 | 0.00091605 | 0.001922 | 334261.3993 | 57.6605
2010 | 5 | 208.4788 | 10.6% | 90031.6445 | 2889.0332 | 73796.7334 | 75.2712 | 32850.7763 | 199643.4585 | 31 | 10.6% | 40888.4846 | 0 | 785.2876 | 725.1575 | 7355.2608 | 0 | 0 | 0 | 0 | 227106.5259 | 0 | 276860.7164 | 476504.1749 |  | 4521728 | 105.381 | 44.152 | 0.0014243 | 61.229 | 0.0019751 | 0.0033994 | 0.0033994 | TRUE | 0.00056631 | 227106.5259 |  | 50.2256 | 0.0016202 | 0.0033994 | 402473.9512 | 105.381
2010 | 6 | 271.6633 | 13.82% | 117317.8965 | 3764.624 | 96162.6057 | 98.084 | 42806.993 | 260150.2032 | 30 | 13.82% | 53280.7218 | 0 | 1023.2879 | 944.9338 | 9584.4492 | 0 | 0 | 0 | 0 | 295936.6127 | 0 | 360770.0055 | 620920.2087 |  | 4521918 | 137.3135 | 57.5309 | 0.0019177 | 79.7825 | 0.0026594 | 0.0045771 | 0.0045771 | TRUE | 0.00076135 | 295936.6127 |  | 65.4449 | 0.0021815 | 0.0045771 | 491747.4238 | 137.3135
2010 | 7 | 322.3192 | 16.39% | 139193.675 | 4466.5978 | 114093.6454 | 116.3733 | 50789.0343 | 308659.3258 | 31 | 16.39% | 63215.7556 | 0 | 1214.0961 | 1121.1317 | 11371.6215 | 0 | 0 | 0 | 0 | 351118.6777 | 0 | 428041.2826 | 736700.6084 |  | 4522790 | 162.8863 | 68.2453 | 0.0022015 | 94.641 | 0.0030529 | 0.0052544 | 0.0052544 | TRUE | 0.00087362 | 351118.6777 |  | 77.6332 | 0.0025043 | 0.0052544 | 517453.2717 | 162.8863
2010 | 8 | 326.4544 | 16.6% | 140979.4686 | 4523.9023 | 115557.4167 | 117.8663 | 51440.6353 | 312619.2891 | 31 | 16.6% | 64026.786 | 0 | 1229.6724 | 1135.5153 | 11517.5144 | 0 | 0 | 0 | 0 | 355623.3758 | 0 | 433532.8639 | 746152.153 |  | 4526766 | 164.8312 | 69.0602 | 0.0022277 | 95.771 | 0.0030894 | 0.0053171 | 0.0053171 | TRUE | 0.00088072 | 355623.3758 |  | 78.5601 | 0.0025342 | 0.0053171 | 537984.4633 | 164.8312
2010 | 9 | 277.8765 | 14.13% | 120001.1042 | 3850.7257 | 98361.9653 | 100.3273 | 43786.0427 | 266100.1653 | 30 | 14.13% | 54499.3189 | 0 | 1046.6918 | 966.5457 | 9803.6576 | 0 | 0 | 0 | 0 | 302705.055 | 0 | 369021.2689 | 635121.4342 |  | 4524923 | 140.3607 | 58.8077 | 0.0019603 | 81.553 | 0.0027184 | 0.0046787 | 0.0046787 | FALSE | 0.00077392 | 302705.055 |  | 66.8973 | 0.0022299 | 0.0046787 | 508025.2215 | 140.3607
2010 | 10 | 198.8904 | 10.12% | 85890.9058 | 2756.1606 | 70402.6713 | 71.8093 | 31339.9022 | 190461.4493 | 31 | 10.12% | 39007.9399 | 0 | 749.1706 | 691.806 | 7016.9774 | 0 | 0 | 0 | 0 | 216661.4343 | 0 | 264127.3282 | 454588.7775 |  | 4524001 | 100.4838 | 42.1002 | 0.0013581 | 58.3836 | 0.0018833 | 0.0032414 | 0.0032414 | TRUE | 0.0005363 | 216661.4343 |  | 47.8916 | 0.0015449 | 0.0032414 | 408735.9238 | 100.4838
2010 | 11 | 78.1173 | 3.973% | 33734.9817 | 1082.5247 | 27651.738 | 28.2042 | 12309.2313 | 74806.68 | 30 | 3.973% | 15320.9717 | 0 | 294.2484 | 271.7175 | 2756.0264 | 0 | 0 | 0 | 0 | 85097.1293 | 0 | 103740.0933 | 178546.7732 |  | 4525048 | 39.4574 | 16.5317 | 0.00055106 | 22.9257 | 0.00076419 | 0.0013152 | 0.0013152 | TRUE | 0.00021823 | 85097.1293 |  | 18.8058 | 0.00062686 | 0.0013152 | 314574.2954 | 39.4574
2010 | 12 | 42.6338 | 2.168% | 18411.4281 | 590.8059 | 15091.3966 | 15.3929 | 6717.968 | 40826.9915 | 31 | 2.168% | 8361.6755 | 0 | 160.5909 | 148.2944 | 1504.1473 | 0 | 0 | 0 | 0 | 46443.1756 | 0 | 56617.8837 | 97444.8753 | 4494005.9847 | 4527028 | 21.5251 | 9.0185 | 0.00029092 | 12.5066 | 0.00040344 | 0.00069436 | 0.00069436 | TRUE | 0.00011493 | 46443.1756 | 2141886.9769 | 10.2591 | 0.00033094 | 0.00069436 | 258947.5558 | 21.5251
2011 | 1 | 26.1128 | 1.328% | 13432.7663 | 490.0519 | 11201.4707 | 19.6439 | 4811.3672 | 29955.3 | 31 | 1.328% | 6467.5934 | 0 | 204.8912 | 105.3086 | 1420.3275 | 0 | 0 | 0 | 0 | 32115.6642 | 0 | 40313.785 | 70269.0851 |  | 4533029 | 15.5016 | 6.6082 | 0.00021317 | 8.8933 | 0.00028688 | 0.00050005 | 0.00050005 | TRUE | 7.241e-05 | 32115.6642 |  | 7.0848 | 0.00022854 | 0.00050005 | 291644.6634 | 15.5016
2011 | 2 | 35.0422 | 1.782% | 18026.138 | 657.6265 | 15031.8447 | 26.3612 | 6456.6275 | 40198.5979 | 28 | 1.782% | 8679.2049 | 0 | 274.9544 | 141.3192 | 1906.0125 | 0 | 0 | 0 | 0 | 43097.7046 | 0 | 54099.1956 | 94297.7935 |  | 4539389 | 20.7732 | 8.8555 | 0.00031627 | 11.9177 | 0.00042563 | 0.0007419 | 0.0007419 | TRUE | 0.00010774 | 43097.7046 |  | 9.4942 | 0.00033908 | 0.0007419 | 271269.7837 | 20.7732
2011 | 3 | 64.5823 | 3.285% | 33221.9279 | 1211.9967 | 27703.4858 | 48.5833 | 11899.4769 | 74085.4707 | 31 | 3.285% | 15995.6569 | 0 | 506.7372 | 260.4493 | 3512.7551 | 0 | 0 | 0 | 0 | 79428.4851 | 0 | 99704.0836 | 173789.5544 |  | 4546574 | 38.2243 | 16.2948 | 0.00052564 | 21.9295 | 0.0007074 | 0.001233 | 0.001233 | TRUE | 0.00017881 | 79428.4851 |  | 17.47 | 0.00056355 | 0.001233 | 329734.1285 | 38.2243
2011 | 4 | 114.0339 | 5.8% | 58660.4794 | 2140.0417 | 48916.4797 | 85.7844 | 21011.0931 | 130813.8783 | 30 | 5.8% | 28243.7824 | 0 | 894.7538 | 459.8795 | 6202.5269 | 0 | 0 | 0 | 0 | 140248.1226 | 0 | 176049.0652 | 306862.9434 |  | 4550254 | 67.4386 | 28.7487 | 0.00095829 | 38.6899 | 0.0012897 | 0.002248 | 0.002248 | TRUE | 0.00032594 | 140248.1226 |  | 30.822 | 0.0010274 | 0.002248 | 389711.1876 | 67.4386
2011 | 5 | 208.4788 | 10.6% | 107244.0813 | 3912.4604 | 89429.9361 | 156.8325 | 38412.836 | 239156.1463 | 31 | 10.6% | 51635.761 | 0 | 1635.804 | 840.7595 | 11339.5646 | 0 | 0 | 0 | 0 | 256403.9914 | 0 | 321855.8805 | 561012.0268 |  | 4549811 | 123.3045 | 52.564 | 0.0016956 | 70.7405 | 0.002282 | 0.0039776 | 0.0039776 | TRUE | 0.00057818 | 256403.9914 |  | 56.3549 | 0.0018179 | 0.0039776 | 471746.5459 | 123.3045
2011 | 6 | 271.6633 | 13.82% | 139746.9757 | 5098.2255 | 116533.826 | 204.3643 | 50054.7685 | 311638.1599 | 30 | 13.82% | 67285.2184 | 0 | 2131.5737 | 1095.5718 | 14776.292 | 0 | 0 | 0 | 0 | 334113.3787 | 0 | 419402.0347 | 731040.1946 |  | 4549338 | 160.6916 | 68.5019 | 0.0022834 | 92.1897 | 0.003073 | 0.0053564 | 0.0053564 | FALSE | 0.00077927 | 334113.3787 |  | 73.4422 | 0.0024481 | 0.0053564 | 578320.5617 | 160.6916
2011 | 7 | 322.3192 | 16.39% | 165805.0109 | 6048.8703 | 138263.4021 | 242.4713 | 59388.2723 | 369748.0269 | 31 | 16.39% | 79831.6123 | 0 | 2529.0393 | 1299.8585 | 17531.5655 | 0 | 0 | 0 | 0 | 396414.106 | 0 | 497606.1816 | 867354.2085 |  | 4549687 | 190.6404 | 81.2689 | 0.0026216 | 109.3715 | 0.0035281 | 0.0061497 | 0.0061497 | TRUE | 0.00089529 | 396414.106 |  | 87.13 | 0.0028106 | 0.0061497 | 609448.7817 | 190.6404
2011 | 8 | 326.4544 | 16.6% | 167932.2163 | 6126.4746 | 140037.2607 | 245.5821 | 60150.1977 | 374491.7313 | 31 | 16.6% | 80855.8167 | 0 | 2561.4858 | 1316.5352 | 17756.4878 | 0 | 0 | 0 | 0 | 401499.9245 | 0 | 503990.2499 | 878481.9813 |  | 4550328 | 193.059 | 82.2999 | 0.0026548 | 110.7591 | 0.0035729 | 0.0062277 | 0.0062277 | TRUE | 0.00091058 | 401499.9245 |  | 88.2354 | 0.0028463 | 0.0062277 | 633695.2473 | 193.059
2011 | 9 | 277.8765 | 14.13% | 142943.1646 | 5214.8283 | 119199.101 | 209.0384 | 51199.584 | 318765.7163 | 30 | 14.13% | 68824.1159 | 0 | 2180.3255 | 1120.6289 | 15114.2444 | 0 | 0 | 0 | 0 | 341754.9716 | 0 | 428994.2863 | 747760.0025 |  | 4545995 | 164.4876 | 70.1201 | 0.0023373 | 94.3675 | 0.0031456 | 0.0054829 | 0.0054829 | TRUE | 0.00080423 | 341754.9716 |  | 75.1772 | 0.0025059 | 0.0054829 | 597815.2772 | 164.4876
2011 | 10 | 198.8904 | 10.12% | 102311.7076 | 3732.5184 | 85316.8712 | 149.6194 | 36646.1515 | 228156.8681 | 31 | 10.12% | 49260.9272 | 0 | 1560.57 | 802.0912 | 10818.0349 | 0 | 0 | 0 | 0 | 244611.4497 | 0 | 307053.0731 | 535209.9412 |  | 4546841 | 117.7103 | 50.1792 | 0.0016187 | 67.5311 | 0.0021784 | 0.0037971 | 0.0037971 | TRUE | 0.00055569 | 244611.4497 |  | 53.7981 | 0.0017354 | 0.0037971 | 479246.0478 | 117.7103
2011 | 11 | 78.1173 | 3.973% | 40184.5056 | 1466.0043 | 33509.5207 | 58.7653 | 14393.3428 | 89612.1387 | 30 | 3.973% | 19347.991 | 0 | 612.938 | 315.0337 | 4248.9505 | 0 | 0 | 0 | 0 | 96074.9301 | 0 | 120599.8435 | 210211.9822 |  | 4549257 | 46.208 | 19.6982 | 0.00065661 | 26.5098 | 0.00088366 | 0.0015403 | 0.0015403 | TRUE | 0.00022502 | 96074.9301 |  | 21.1188 | 0.00070396 | 0.0015403 | 366133.398 | 46.208
2011 | 12 | 42.6338 | 2.168% | 21931.3632 | 800.0963 | 18288.379 | 32.0722 | 7855.4065 | 48907.3172 | 31 | 2.168% | 10559.4884 | 0 | 334.5211 | 171.9349 | 2318.9355 | 0 | 0 | 0 | 0 | 52434.4933 | 0 | 65819.3732 | 114726.6904 | 5291016.4039 | 4554107 | 25.1919 | 10.7392 | 0.00034642 | 14.4528 | 0.00046622 | 0.00081264 | 0.00081264 | TRUE | 0.00011828 | 52434.4933 | 2418197.222 | 11.5137 | 0.00037141 | 0.00081264 | 299855.5881 | 25.1919
2012 | 1 | 26.1128 | 1.328% | 15612.1521 | 690.0828 | 13142.5026 | 29.7737 | 5501.9573 | 34976.4684 | 31 | 1.328% | 7795.5479 | 0 | 310.8029 | 119.7882 | 1915.9429 | 0 | 0 | 0 | 25.2112 | 35446.0717 | 0 | 45613.3649 | 80589.8333 |  | 4560015 | 17.6732 | 7.6703 | 0.00024743 | 10.0029 | 0.00032267 | 0.0005701 | 0.0005701 | TRUE | 7.0051e-05 | 35446.0717 |  | 7.7732 | 0.00025075 | 0.0005701 | 329688.5421 | 17.6732
2012 | 2 | 35.0422 | 1.782% | 20950.7708 | 926.0585 | 17636.6177 | 39.9549 | 7383.3668 | 46936.7687 | 28 | 1.782% | 10461.2571 | 0 | 417.0828 | 160.7502 | 2571.1049 | 0 | 0 | 0 | 33.8322 | 47566.9542 | 0 | 61210.9815 | 108147.7502 |  | 4565707 | 23.687 | 10.2803 | 0.00036715 | 13.4067 | 0.00047881 | 0.00084596 | 0.00084596 | TRUE | 0.00010406 | 47566.9542 |  | 10.4183 | 0.00037208 | 0.00084596 | 316523.4708 | 23.687
2012 | 3 | 64.5823 | 3.285% | 38611.9863 | 1706.7133 | 32504.0473 | 73.6364 | 13607.4449 | 86503.8281 | 31 | 3.285% | 19279.955 | 0 | 768.678 | 296.2604 | 4738.5115 | 0 | 0 | 0 | 62.3523 | 87665.2514 | 0 | 112811.0086 | 199314.8368 |  | 4573930 | 43.5763 | 18.9124 | 0.00061008 | 24.6639 | 0.00079561 | 0.0014057 | 0.0014057 | TRUE | 0.00017264 | 87665.2514 |  | 19.1663 | 0.00061827 | 0.0014057 | 374414.9147 | 43.5763
2012 | 4 | 114.0339 | 5.8% | 68177.7902 | 3013.5704 | 57392.9064 | 130.0209 | 24026.879 | 152741.1669 | 30 | 5.8% | 34042.9191 | 0 | 1357.2669 | 523.1116 | 8366.8641 | 0 | 0 | 0 | 110.0965 | 154791.9101 | 0 | 199192.1682 | 351933.3351 |  | 4577038 | 76.8911 | 33.3712 | 0.0011124 | 43.5199 | 0.0014507 | 0.002563 | 0.002563 | TRUE | 0.00031508 | 154791.9101 |  | 33.8192 | 0.0011273 | 0.002563 | 444842.6901 | 76.8911
2012 | 5 | 208.4788 | 10.6% | 124643.79 | 5509.4604 | 104926.6828 | 237.7065 | 43926.3468 | 279243.9864 | 31 | 10.6% | 62237.8409 | 0 | 2481.3782 | 956.3615 | 15296.4426 | 0 | 0 | 0 | 201.2802 | 282993.1898 | 0 | 364166.4932 | 643410.4796 |  | 4576751 | 140.5824 | 61.0136 | 0.0019682 | 79.5688 | 0.0025667 | 0.0045349 | 0.0045349 | TRUE | 0.00055735 | 282993.1898 |  | 61.8328 | 0.0019946 | 0.0045349 | 541584.3765 | 140.5824
2012 | 6 | 271.6633 | 13.82% | 162420.084 | 7179.2347 | 136727.2339 | 309.7491 | 57239.2811 | 363875.5827 | 30 | 13.82% | 81100.5133 | 0 | 3233.4195 | 1246.2098 | 19932.3968 | 0 | 0 | 0 | 262.283 | 368761.0723 | 0 | 474535.8947 | 838411.4774 |  | 4575347 | 183.2454 | 79.5296 | 0.002651 | 103.7158 | 0.0034572 | 0.0061082 | 0.0061082 | TRUE | 0.0007518 | 368761.0723 |  | 80.5974 | 0.0026866 | 0.0061082 | 666316.3475 | 183.2454
2012 | 7 | 322.3192 | 16.39% | 192705.8791 | 8517.9166 | 162222.1905 | 367.5067 | 67912.4509 | 431725.9439 | 31 | 16.39% | 96222.9875 | 0 | 3836.3417 | 1478.5854 | 23649.1077 | 0 | 0 | 0 | 311.1898 | 437522.4103 | 0 | 563020.6224 | 994746.5663 |  | 4577123 | 217.3301 | 94.3226 | 0.0030427 | 123.0075 | 0.003968 | 0.0070106 | 0.0070106 | TRUE | 0.00086096 | 437522.4103 |  | 95.589 | 0.0030835 | 0.0070106 | 703280.5697 | 217.3301
2012 | 8 | 326.4544 | 16.6% | 195178.2107 | 8627.1978 | 164303.4298 | 372.2217 | 68783.7378 | 437264.7977 | 31 | 16.6% | 97457.4861 | 0 | 3885.5603 | 1497.555 | 23952.5153 | 0 | 0 | 0 | 315.1823 | 443135.6303 | 0 | 570243.9293 | 1007508.727 |  | 4579585 | 220 | 95.4813 | 0.00308 | 124.5187 | 0.0040167 | 0.0070968 | 0.0070968 | TRUE | 0.00086906 | 443135.6303 |  | 96.7633 | 0.0031214 | 0.0070968 | 731339.8078 | 220
2012 | 9 | 277.8765 | 14.13% | 166134.8354 | 7343.4328 | 139854.3575 | 316.8335 | 58548.4153 | 372197.8746 | 30 | 14.13% | 82955.384 | 0 | 3307.3719 | 1274.7122 | 20388.2758 | 0 | 0 | 0 | 268.2817 | 377195.1014 | 0 | 485389.127 | 857587.0016 |  | 4578976 | 187.2879 | 81.2841 | 0.0027095 | 106.0039 | 0.0035335 | 0.0062429 | 0.0062429 | TRUE | 0.00076001 | 377195.1014 |  | 82.3754 | 0.0027458 | 0.0062429 | 689207.9242 | 187.2879
2012 | 10 | 198.8904 | 10.12% | 118911.1683 | 5256.0691 | 100100.8909 | 226.7739 | 41906.0846 | 266400.9868 | 31 | 10.12% | 59375.3959 | 0 | 2367.2546 | 912.3765 | 14592.928 | 0 | 0 | 0 | 192.0229 | 269977.7567 | 0 | 347417.7347 | 613818.7215 |  | 4580752 | 133.9996 | 58.1566 | 0.001876 | 75.8429 | 0.0024465 | 0.0043226 | 0.0043226 | TRUE | 0.00052546 | 269977.7567 |  | 58.9374 | 0.0019012 | 0.0043226 | 550390.6309 | 133.9996
2012 | 11 | 78.1173 | 3.973% | 46704.2005 | 2064.4024 | 39316.1731 | 89.0689 | 16459.2629 | 104633.1078 | 30 | 3.973% | 23320.6051 | 0 | 929.7759 | 358.35 | 5731.5982 | 0 | 0 | 0 | 75.42 | 106037.9395 | 0 | 136453.6886 | 241086.7964 |  | 4584041 | 52.5926 | 22.8255 | 0.00076085 | 29.7671 | 0.00099224 | 0.0017531 | 0.0017531 | TRUE | 0.00021282 | 106037.9395 |  | 23.132 | 0.00077107 | 0.0017531 | 417156.5832 | 52.5926
2012 | 12 | 42.6338 | 2.168% | 25489.5953 | 1126.682 | 21457.4563 | 48.6109 | 8982.9168 | 57105.2613 | 31 | 2.168% | 12727.6086 | 0 | 507.4407 | 195.5755 | 3128.1152 | 0 | 0 | 0 | 41.1617 | 57871.9716 | 0 | 74471.8732 | 131577.1345 | 6068132.6597 | 4588119 | 28.6778 | 12.4463 | 0.00040149 | 16.2315 | 0.0005236 | 0.00092509 | 0.00092509 | TRUE | 0.00011245 | 57871.9716 | 2668965.2592 | 12.6134 | 0.00040689 | 0.00092509 | 339742.2397 | 28.6778
2013 | 1 | 26.1128 | 1.328% | 17943.6205 | 964.3308 | 15161.8117 | 40.2972 | 6220.3973 | 40330.4575 | 31 | 1.328% | 9206.7936 | 12.1337 | 419.5496 | 134.2679 | 2427.291 | 0 | 0 | 0 | 116.0651 | 38648.6816 | 4226.9483 | 55191.7309 | 95522.1883 |  | 4594969 | 20.7884 | 8.7771 | 0.00028313 | 12.0113 | 0.00038746 | 0.00067059 | 0.00067059 | TRUE | 0.00010049 | 38648.6816 |  | 8.4111 | 0.00027133 | 0.00067059 | 396478.0622 | 20.7884
2013 | 2 | 35.0422 | 1.782% | 24079.4913 | 1294.0864 | 20346.4352 | 54.0769 | 8347.4793 | 54121.5692 | 28 | 1.782% | 12355.0822 | 16.2829 | 563.0158 | 180.1812 | 3257.3099 | 0 | 0 | 0 | 155.7539 | 51864.7054 | 5672.365 | 74064.6962 | 128186.2654 |  | 4599265 | 27.871 | 11.7674 | 0.00042027 | 16.1036 | 0.00057513 | 0.00099539 | 0.00099539 | TRUE | 0.00014943 | 51864.7054 |  | 11.2767 | 0.00040274 | 0.00099539 | 368846.9631 | 27.871
2013 | 3 | 64.5823 | 3.285% | 44378.1759 | 2384.9837 | 37498.2042 | 99.6629 | 15384.2912 | 99745.3179 | 31 | 3.285% | 22770.2489 | 30.0091 | 1037.6305 | 332.0714 | 6003.1779 | 0 | 0 | 0 | 287.0524 | 95585.9486 | 10454.0917 | 136500.2305 | 236245.5484 |  | 4605771 | 51.2934 | 21.6566 | 0.0006986 | 29.6368 | 0.00095603 | 0.0016546 | 0.0016546 | TRUE | 0.00024894 | 95585.9486 |  | 20.7535 | 0.00066947 | 0.0016546 | 448587.3175 | 51.2934
2013 | 4 | 114.0339 | 5.8% | 78359.2417 | 4211.2031 | 66211.1675 | 175.9764 | 27164.2844 | 176121.8731 | 30 | 5.8% | 40205.7858 | 52.9875 | 1832.1605 | 586.3437 | 10599.9055 | 0 | 0 | 0 | 506.8529 | 168777.6095 | 18458.9537 | 241020.5991 | 417142.4723 |  | 4609509 | 90.4961 | 38.2084 | 0.0012736 | 52.2877 | 0.0017429 | 0.0030165 | 0.0030165 | TRUE | 0.0004535 | 168777.6095 |  | 36.6151 | 0.0012205 | 0.0030165 | 530640.449 | 90.4961
2013 | 5 | 208.4788 | 10.6% | 143257.6918 | 7698.9928 | 121048.3771 | 321.7231 | 49662.2045 | 321988.9893 | 31 | 10.6% | 73504.898 | 96.8726 | 3349.5868 | 1071.9635 | 19378.9266 | 0 | 0 | 0 | 926.637 | 308562.0823 | 33746.9716 | 440637.9386 | 762626.9278 |  | 4611553 | 165.3731 | 69.8222 | 0.0022523 | 95.5509 | 0.0030823 | 0.0053346 | 0.0053346 | TRUE | 0.0007997 | 308562.0823 |  | 66.9107 | 0.0021584 | 0.0053346 | 642952.0842 | 165.3731
2013 | 6 | 271.6633 | 13.82% | 186675.3757 | 10032.3574 | 157734.9948 | 419.229 | 64713.5283 | 419575.4853 | 30 | 13.82% | 95782.3227 | 126.2322 | 4364.7595 | 1396.8478 | 25252.1758 | 0 | 0 | 0 | 1207.4767 | 402079.2317 | 43974.8018 | 574183.8481 | 993759.3333 |  | 4613739 | 215.3913 | 90.9404 | 0.0030313 | 124.4509 | 0.0041484 | 0.0071797 | 0.0071797 | TRUE | 0.0010715 | 402079.2317 |  | 87.1482 | 0.0029049 | 0.0071797 | 788672.27 | 215.3913
2013 | 7 | 322.3192 | 16.39% | 221483.9539 | 11903.0493 | 187147.181 | 497.4009 | 76780.3898 | 497811.9748 | 31 | 16.39% | 113642.4526 | 149.7702 | 5178.638 | 1657.3122 | 29960.8436 | 0 | 0 | 0 | 1432.6298 | 477053.2678 | 52174.5996 | 681249.5137 | 1179061.4885 |  | 4620943 | 255.156 | 107.7295 | 0.0034751 | 147.4265 | 0.0047557 | 0.0082308 | 0.0082308 | TRUE | 0.0012202 | 477053.2678 |  | 103.2372 | 0.0033302 | 0.0082308 | 831339.108 | 255.156
2013 | 8 | 326.4544 | 16.6% | 224325.4956 | 12055.7601 | 189548.1969 | 503.7823 | 77765.4484 | 504198.6834 | 31 | 16.6% | 115100.4352 | 151.6917 | 5245.0776 | 1678.5748 | 30345.228 | 0 | 0 | 0 | 1451.0098 | 483173.6513 | 52843.9767 | 689989.6452 | 1194188.3285 |  | 4630751 | 257.8822 | 108.8805 | 0.0035123 | 149.0017 | 0.0048065 | 0.0083188 | 0.0083188 | TRUE | 0.001222 | 483173.6513 |  | 104.3402 | 0.0033658 | 0.0083188 | 864429.008 | 257.8822
2013 | 9 | 277.8765 | 14.13% | 190944.8762 | 10261.8101 | 161342.5924 | 428.8173 | 66193.608 | 429171.7039 | 30 | 14.13% | 97972.9847 | 129.1193 | 4464.587 | 1428.7955 | 25829.7247 | 0 | 0 | 0 | 1235.0932 | 411275.289 | 44980.5608 | 587316.1543 | 1016487.8582 |  | 4644296 | 218.868 | 92.4083 | 0.0030803 | 126.4597 | 0.0042153 | 0.0072956 | 0.0072956 | TRUE | 0.0010527 | 411275.289 |  | 88.5549 | 0.0029518 | 0.0072956 | 815342.5082 | 218.868
2013 | 10 | 198.8904 | 10.12% | 136668.9788 | 7344.9004 | 115481.1157 | 306.9264 | 47378.1386 | 307180.06 | 31 | 10.12% | 70124.2581 | 92.4173 | 3195.5325 | 1022.6617 | 18487.6503 | 0 | 0 | 0 | 884.0191 | 294370.6838 | 32194.8797 | 420372.1025 | 727552.1624 |  | 4655414 | 156.2809 | 65.9834 | 0.0021285 | 90.2975 | 0.0029128 | 0.0050413 | 0.0050413 | TRUE | 0.00071875 | 294370.6838 |  | 63.2319 | 0.0020397 | 0.0050413 | 653211.9673 | 156.2809
2013 | 11 | 78.1173 | 3.973% | 53678.8552 | 2884.8232 | 45356.9943 | 120.5501 | 18608.4967 | 120649.7195 | 30 | 3.973% | 27542.3869 | 36.2983 | 1255.0948 | 401.6662 | 7261.3106 | 0 | 0 | 0 | 347.2122 | 115618.6389 | 12645.0369 | 165107.6449 | 285757.3644 |  | 4665143 | 61.2537 | 25.862 | 0.00086207 | 35.3918 | 0.0011797 | 0.0020418 | 0.0020418 | TRUE | 0.0002887 | 115618.6389 |  | 24.7835 | 0.00082612 | 0.0020418 | 498384.2581 | 61.2537
2013 | 12 | 42.6338 | 2.168% | 29296.1293 | 1574.4403 | 24754.3351 | 65.7922 | 10155.897 | 65846.5939 | 31 | 2.168% | 15031.7164 | 19.8104 | 684.9889 | 219.216 | 3962.9812 | 0 | 0 | 0 | 189.4968 | 63100.7979 | 6901.2395 | 90110.2471 | 155956.841 | 7192486.7786 | 4671859 | 33.3822 | 14.0943 | 0.00045465 | 19.2879 | 0.00062219 | 0.0010768 | 0.0010768 | TRUE | 0.00015175 | 63100.7979 | 2910110.5878 | 13.5066 | 0.0004357 | 0.0010768 | 407792.3152 | 33.3822
2014 | 1 | 26.1128 | 1.328% | 20400.5658 | 1260.5816 | 17406.5642 | 51.954 | 7019.0466 | 46138.7123 | 31 | 1.328% | 10857.9229 | 47.6242 | 536.4615 | 148.7475 | 2983.9502 | 0 | 0 | 0 | 370.2951 | 41822.0289 | 8453.3255 | 65220.3557 | 111359.0679 |  | 4679556 | 23.7969 | 9.8596 | 0.00031805 | 13.9373 | 0.00044959 | 0.00076764 | 0.00076764 | TRUE | 9.7048e-05 | 41822.0289 |  | 8.9372 | 0.0002883 | 0.00076764 | 462445.9435 | 23.7969
2014 | 2 | 35.0422 | 1.782% | 27376.5958 | 1691.6409 | 23358.7871 | 69.7199 | 9419.2291 | 61915.9728 | 28 | 1.782% | 14570.8197 | 63.9094 | 719.9059 | 199.6121 | 4004.3202 | 0 | 0 | 0 | 496.9185 | 56123.1875 | 11343.9635 | 87522.637 | 149438.6099 |  | 4687089 | 31.883 | 13.2099 | 0.00047178 | 18.6731 | 0.0006669 | 0.0011387 | 0.0011387 | TRUE | 0.00014329 | 56123.1875 |  | 11.974 | 0.00042764 | 0.0011387 | 429989.3663 | 31.883
2014 | 3 | 64.5823 | 3.285% | 50454.6948 | 3117.6712 | 43049.9279 | 128.4927 | 17359.5115 | 114110.2982 | 31 | 3.285% | 26853.8231 | 117.7841 | 1326.7769 | 367.8825 | 7379.9079 | 0 | 0 | 0 | 915.8141 | 103434.2734 | 20906.7709 | 161303.033 | 275413.3312 |  | 4694845 | 58.6629 | 24.3054 | 0.00078405 | 34.3575 | 0.0011083 | 0.0018924 | 0.0018924 | TRUE | 0.00023773 | 103434.2734 |  | 22.0315 | 0.00071069 | 0.0018924 | 522118.5011 | 58.6629
2014 | 4 | 114.0339 | 5.8% | 89088.6464 | 5504.921 | 76013.9332 | 226.8816 | 30651.9619 | 201486.3442 | 30 | 5.8% | 47416.217 | 207.9733 | 2342.7108 | 649.5758 | 13030.8191 | 0 | 0 | 0 | 1617.0674 | 182635.5198 | 36915.4135 | 284815.2967 | 486301.6409 |  | 4699582 | 103.4776 | 42.8732 | 0.0014291 | 60.6044 | 0.0020201 | 0.0034493 | 0.0034493 | FALSE | 0.00043272 | 182635.5198 |  | 38.8621 | 0.0012954 | 0.0034493 | 616081.0838 | 103.4776
2014 | 5 | 208.4788 | 10.6% | 162873.3712 | 10064.1898 | 138969.9593 | 414.7889 | 56038.4354 | 368360.7446 | 31 | 10.6% | 86687.1303 | 380.2203 | 4282.9835 | 1187.5656 | 23823.1641 | 0 | 0 | 0 | 2956.35 | 333897.3484 | 67489.3837 | 520704.1458 | 889064.8904 |  | 4702414 | 189.0656 | 78.3344 | 0.0025269 | 110.7312 | 0.003572 | 0.0060989 | 0.0060989 | TRUE | 0.00076427 | 333897.3484 |  | 71.0055 | 0.0022905 | 0.0060989 | 744422.3141 | 189.0656
2014 | 6 | 271.6633 | 13.82% | 212236.0579 | 13114.3842 | 181088.1429 | 540.5006 | 73022.2291 | 480001.3147 | 30 | 13.82% | 112959.747 | 495.4551 | 5581.0445 | 1547.4858 | 31043.3461 | 0 | 0 | 0 | 3852.3429 | 435092.9586 | 87943.6622 | 678516.0423 | 1158517.357 |  | 4705494 | 246.2053 | 102.0087 | 0.0034003 | 144.1966 | 0.0048066 | 0.0082068 | 0.0082068 | TRUE | 0.0010271 | 435092.9586 |  | 92.4649 | 0.0030822 | 0.0082068 | 911564.4598 | 246.2053
2014 | 7 | 322.3192 | 16.39% | 251810.8297 | 15559.7687 | 214854.8931 | 641.2855 | 86638.3794 | 569505.1564 | 31 | 16.39% | 134022.8796 | 587.8406 | 6621.7186 | 1836.039 | 36831.8692 | 0 | 0 | 0 | 4570.6732 | 516222.9266 | 104342.1499 | 805036.0967 | 1374541.2532 |  | 4709239 | 291.8818 | 120.9336 | 0.0039011 | 170.9482 | 0.0055145 | 0.0094155 | 0.0094155 | TRUE | 0.0011847 | 516222.9266 |  | 109.6192 | 0.0035361 | 0.0094155 | 960152.4267 | 291.8818
2014 | 8 | 326.4544 | 16.6% | 255041.4519 | 15759.3937 | 217611.3868 | 649.5129 | 87749.9117 | 576811.657 | 31 | 16.6% | 135742.3342 | 595.3823 | 6706.6723 | 1859.5946 | 37304.4059 | 0 | 0 | 0 | 4629.3129 | 522845.8396 | 105680.8137 | 815364.3556 | 1392176.0125 |  | 4690934.8431 | 296.7801 | 122.9631 | 0.0039666 | 173.817 | 0.005607 | 0.0095736 | 0.0095736 | TRUE | 0.0012548 | 522845.8396 |  | 111.4588 | 0.0035954 | 0.0095736 | 998316.7705 | 296.7801
2014 | 9 | 277.8765 | 14.13% | 217090.1632 | 13414.3267 | 185229.8563 | 552.8625 | 74692.3393 | 490979.548 | 30 | 14.13% | 115543.2784 | 506.7868 | 5708.69 | 1582.8788 | 31753.3464 | 0 | 0 | 0 | 3940.4508 | 445044.0813 | 89955.0443 | 694034.5569 | 1185014.1049 |  | 4693615.8603 | 252.4736 | 104.6058 | 0.0034869 | 147.8678 | 0.0049289 | 0.0084158 | 0.0084158 | TRUE | 0.0011202 | 445044.0813 |  | 94.819 | 0.0031606 | 0.0084158 | 942105.7008 | 252.4736
2014 | 10 | 198.8904 | 10.12% | 155382.4932 | 9601.3172 | 132578.4479 | 395.7119 | 53461.1137 | 351419.0838 | 31 | 10.12% | 82700.2127 | 362.7332 | 4086.0004 | 1132.947 | 22727.4882 | 0 | 0 | 0 | 2820.3815 | 318540.7294 | 64385.4095 | 496755.9018 | 848174.9856 |  | 4698364.8716 | 180.5256 | 74.796 | 0.0024128 | 105.7295 | 0.0034106 | 0.0058234 | 0.0058234 | TRUE | 0.00078209 | 318540.7294 |  | 67.7982 | 0.002187 | 0.0058234 | 756171.3491 | 180.5256
2014 | 11 | 78.1173 | 3.973% | 61028.8774 | 3771.0658 | 52072.2359 | 155.422 | 20997.6792 | 138025.2804 | 30 | 3.973% | 32481.7876 | 142.4691 | 1604.8398 | 444.9825 | 8926.5725 | 0 | 0 | 0 | 1107.7484 | 125111.7981 | 25288.3654 | 195108.5635 | 333133.8438 |  | 4703584.8533 | 70.8255 | 29.3447 | 0.00097816 | 41.4808 | 0.0013827 | 0.0023609 | 0.0023609 | TRUE | 0.00031906 | 125111.7981 |  | 26.5992 | 0.00088664 | 0.0023609 | 579143.1272 | 70.8255
2014 | 12 | 42.6338 | 2.168% | 33307.5263 | 2058.122 | 28419.29 | 84.8241 | 11459.8332 | 75329.5956 | 31 | 2.168% | 17727.4766 | 77.7549 | 875.8681 | 242.8566 | 4871.8256 | 0 | 0 | 0 | 604.5722 | 68281.8476 | 13801.5466 | 106483.7481 | 181813.3437 | 8384948.441 | 4709188.8961 | 38.6082 | 15.9963 | 0.00051601 | 22.6119 | 0.00072942 | 0.0012454 | 0.0012454 | TRUE | 0.00016858 | 68281.8476 | 3149052.5392 | 14.4997 | 0.00046773 | 0.0012454 | 475130.7121 | 38.6082
2015 | 1 | 26.1128 | 1.328% | 23985.4667 | 1826.9168 | 19878.7655 | 64.7547 | 7898.6189 | 53654.5226 | 31 | 1.328% | 12751.0696 | 112.7322 | 661.611 | 163.2271 | 3586.3235 | 529.9501 | 199.2261 | 584.2763 | 857.0144 | 44964.0565 | 12623.1464 | 77032.6334 | 130687.156 |  | 4750858.3506 | 27.5081 | 11.2936 | 0.00036431 | 16.2145 | 0.00052305 | 0.00088736 | 0.00088736 | TRUE | 0.00011972 | 44964.0565 |  | 9.4644 | 0.0003053 | 0.00088736 | 536870.3034 | 27.5081
2015 | 2 | 35.0422 | 1.782% | 32187.3635 | 2451.636 | 26676.3644 | 86.8978 | 10599.5735 | 72001.8353 | 28 | 1.782% | 17111.3331 | 151.2813 | 887.8507 | 219.0431 | 4812.6768 | 711.168 | 267.3521 | 784.0712 | 1150.0729 | 60339.6403 | 16939.6663 | 103374.1559 | 175375.9912 |  | 4756547.3622 | 36.8704 | 15.1374 | 0.00054062 | 21.733 | 0.00077618 | 0.0013168 | 0.0013168 | TRUE | 0.00017812 | 60339.6403 |  | 12.6856 | 0.00045306 | 0.0013168 | 498744.6065 | 36.8704
2015 | 3 | 64.5823 | 3.285% | 59320.8744 | 4518.332 | 49164.1778 | 160.1515 | 19534.8702 | 132698.4058 | 31 | 3.285% | 31535.9549 | 278.8095 | 1636.2968 | 403.6935 | 8869.698 | 1310.6731 | 492.7262 | 1445.0326 | 2119.5687 | 111205.1386 | 31219.5753 | 190517.1672 | 323215.5731 |  | 4763239.2577 | 67.8563 | 27.8589 | 0.00089867 | 39.9974 | 0.0012902 | 0.0021889 | 0.0021889 | TRUE | 0.00029656 | 111205.1386 |  | 23.3465 | 0.00075311 | 0.0021889 | 603983.5176 | 67.8563
2015 | 4 | 114.0339 | 5.8% | 104743.7988 | 7978.0897 | 86809.9604 | 282.782 | 34493.0269 | 234307.6576 | 30 | 5.8% | 55683.5304 | 492.2982 | 2889.235 | 712.808 | 15661.365 | 2314.276 | 870.0144 | 2551.5168 | 3742.5558 | 196356.6584 | 55124.8941 | 336399.152 | 570706.8096 |  | 4768634.0575 | 119.6793 | 49.1352 | 0.0016378 | 70.5441 | 0.0023515 | 0.0039893 | 0.0039893 | TRUE | 0.00054006 | 196356.6584 |  | 41.1767 | 0.0013726 | 0.0039893 | 709662.4292 | 119.6793
2015 | 5 | 208.4788 | 10.6% | 191494.3857 | 14585.6786 | 158707.4387 | 516.9868 | 63060.7355 | 428365.2253 | 31 | 10.6% | 101801.5727 | 900.028 | 5282.1483 | 1303.1676 | 28632.3726 | 4230.9985 | 1590.5751 | 4664.7261 | 6842.2039 | 358982.5661 | 100780.2643 | 615010.6231 | 1043375.8484 |  | 4773261.6145 | 218.5876 | 89.7427 | 0.0028949 | 128.8449 | 0.0041563 | 0.0070512 | 0.0070512 | TRUE | 0.00095232 | 358982.5661 |  | 75.207 | 0.002426 | 0.0070512 | 853466.0238 | 218.5876
2015 | 6 | 271.6633 | 13.82% | 249531.3582 | 19006.2188 | 206807.5395 | 673.672 | 82172.8058 | 558191.5943 | 30 | 13.82% | 132654.9842 | 1172.8031 | 6883.0301 | 1698.1238 | 37310.1007 | 5513.3043 | 2072.6371 | 6078.4834 | 8915.8981 | 467780.854 | 131324.1437 | 801404.3624 | 1359595.9567 |  | 4777938.7875 | 284.557 | 116.8269 | 0.0038942 | 167.7301 | 0.005591 | 0.0094852 | 0.0094852 | 0 | 0.0012784 | 467780.854 |  | 97.9043 | 0.0032635 | 0.0094852 | 1041990.0503 | 284.557
2015 | 7 | 322.3192 | 16.39% | 296060.4291 | 22550.229 | 245370.0783 | 799.2889 | 97495.2259 | 662275.2512 | 31 | 16.39% | 157390.6054 | 1391.4908 | 8166.48 | 2014.7659 | 44267.1594 | 6541.3471 | 2459.113 | 7211.9129 | 10578.4084 | 555005.9974 | 155811.6087 | 950838.889 | 1613114.1402 |  | 4784923.7421 | 337.1243 | 138.4087 | 0.0044648 | 198.7156 | 0.0064102 | 0.010875 | 0.010875 | TRUE | 0.0014594 | 555005.9974 |  | 115.9906 | 0.0037416 | 0.010875 | 1096095.833 | 337.1243
2015 | 8 | 326.4544 | 16.6% | 299858.7541 | 22839.5386 | 248518.0684 | 809.5434 | 98746.0468 | 670771.9512 | 31 | 16.6% | 159409.8576 | 1409.343 | 8271.2524 | 2040.6144 | 44835.0876 | 6625.2697 | 2490.6624 | 7304.4385 | 10714.1247 | 562126.4801 | 157810.603 | 963037.7335 | 1633809.6847 |  | 4793100.814 | 340.867 | 139.9453 | 0.0045144 | 200.9217 | 0.0064813 | 0.010996 | 0.010996 | TRUE | 0.0014222 | 562126.4801 |  | 117.2783 | 0.0037832 | 0.010996 | 1139559.6309 | 340.867
2015 | 9 | 277.8765 | 14.13% | 255238.4539 | 19440.9149 | 211537.4879 | 689.0798 | 84052.2011 | 570958.1376 | 30 | 14.13% | 135688.9704 | 1199.6266 | 7040.4537 | 1736.962 | 38163.4296 | 5639.4005 | 2120.0409 | 6217.506 | 9119.8159 | 478479.59 | 134327.6919 | 819733.4873 | 1390691.6249 |  | 4797009.997 | 289.908 | 119.0238 | 0.0039675 | 170.8843 | 0.0056961 | 0.0096636 | 0.0096636 | FALSE | 0.0012478 | 478479.59 |  | 99.7454 | 0.0033248 | 0.0096636 | 1076339.5224 | 289.908
2015 | 10 | 198.8904 | 10.12% | 182687.169 | 13914.8535 | 151408.1605 | 493.2095 | 60160.4438 | 408663.8363 | 31 | 10.12% | 97119.5111 | 858.6339 | 5039.2115 | 1243.2322 | 27315.5114 | 4036.4063 | 1517.4213 | 4450.1859 | 6527.517 | 342472.2269 | 96145.1747 | 586725.0322 | 995388.8685 |  | 4802322.3864 | 207.2724 | 85.0971 | 0.0027451 | 122.1753 | 0.0039411 | 0.0066862 | 0.0066862 | TRUE | 0.0008628 | 342472.2269 |  | 71.3139 | 0.0023004 | 0.0066862 | 866680.0628 | 207.2724
2015 | 11 | 78.1173 | 3.973% | 71753.2111 | 5465.2739 | 59467.8968 | 193.7157 | 23628.9448 | 160509.0423 | 30 | 3.973% | 38145.1901 | 337.2417 | 1979.2283 | 488.2987 | 10728.5896 | 1585.361 | 595.9907 | 1747.8793 | 2563.7832 | 134511.2639 | 37762.5044 | 230445.3309 | 390954.3732 |  | 4807951.5017 | 81.3141 | 33.3841 | 0.0011128 | 47.93 | 0.0015977 | 0.0027105 | 0.0027105 | TRUE | 0.00034962 | 134511.2639 |  | 27.9768 | 0.00093256 | 0.0027105 | 668118.6259 | 81.3141
2015 | 12 | 42.6338 | 2.168% | 39160.51 | 2982.7643 | 32455.5951 | 105.7235 | 12895.8902 | 87600.4832 | 31 | 2.168% | 20818.3728 | 184.0553 | 1080.1968 | 266.4971 | 5855.3065 | 865.2372 | 325.2718 | 953.9343 | 1399.2274 | 73411.7626 | 20609.5157 | 125769.3775 | 213369.8607 | 9840285.8871 | 4813839.2601 | 44.3243 | 18.1976 | 0.00058702 | 26.1266 | 0.00084279 | 0.0014298 | 0.0014298 | TRUE | 0.00018439 | 73411.7626 | 3385636.2346 | 15.2501 | 0.00049194 | 0.0014298 | 550596.0663 | 44.3243
2016 | 1 | 26.1128 | 1.328% | 27470.3666 | 2436.9032 | 22099.8547 | 76.293 | 8688.8492 | 60772.2668 | 31 | 1.328% | 14377.0198 | 283.2846 | 777.6658 | 177.7068 | 4138.2267 | 1046.7091 | 380.1855 | 1154.0092 | 1668.7174 | 47696.2579 | 16217.055 | 87916.8378 | 148689.1046 |  | 4820575.9364 | 30.8447 | 12.6068 | 0.00040667 | 18.2378 | 0.00058832 | 0.00099499 | 0.00099499 | TRUE | 0.00010763 | 47696.2579 |  | 9.8943 | 0.00031917 | 0.00099499 | 607892.2771 | 30.8447
2016 | 2 | 35.0422 | 1.782% | 36863.9347 | 3270.209 | 29656.9613 | 102.3816 | 11660.0253 | 81553.5119 | 29 | 1.782% | 19293.2816 | 380.1545 | 1043.5907 | 238.4741 | 5553.3048 | 1404.6342 | 510.191 | 1548.6259 | 2239.3399 | 64006.1255 | 21762.522 | 117980.2442 | 199533.756 |  | 4826494.7967 | 41.3413 | 16.897 | 0.00058266 | 24.4443 | 0.00084291 | 0.0014256 | 0.0014256 | TRUE | 0.00010876 | 64006.1255 |  | 13.2614 | 0.00045729 | 0.0014256 | 582164.7061 | 41.3413
2016 | 3 | 64.5823 | 3.285% | 67939.7316 | 6026.9509 | 54657.3774 | 188.688 | 21489.2684 | 150302.0163 | 31 | 3.285% | 35557.2563 | 700.6197 | 1923.3236 | 439.5045 | 10234.6654 | 2588.7218 | 940.275 | 2854.0965 | 4127.073 | 117962.4211 | 40108.0328 | 217435.9898 | 367738.0061 |  | 4833093.7746 | 76.0875 | 31.0985 | 0.0010032 | 44.989 | 0.0014513 | 0.0024544 | 0.0024544 | TRUE | 0.00026552 | 117962.4211 |  | 24.4072 | 0.00078733 | 0.0024544 | 682340.7116 | 76.0875
2016 | 4 | 114.0339 | 5.8% | 119962.2503 | 10641.8818 | 96509.389 | 333.1693 | 37943.9385 | 265390.6289 | 30 | 5.8% | 62784.0055 | 1237.0951 | 3396.0426 | 776.0401 | 18071.5093 | 4570.9467 | 1660.2583 | 5039.523 | 7287.2376 | 208288.0981 | 70819.3829 | 383930.1394 | 649320.7682 |  | 4838808.8958 | 134.1902 | 54.8463 | 0.0018282 | 79.3439 | 0.0026448 | 0.004473 | 0.004473 | TRUE | 0.0004837 | 208288.0981 |  | 43.0453 | 0.0014348 | 0.004473 | 799569.9282 | 134.1902
2016 | 5 | 208.4788 | 10.6% | 219317.0162 | 19455.6684 | 176440.0984 | 609.1057 | 69369.7506 | 485191.6393 | 31 | 10.6% | 114782.7815 | 2261.6783 | 6208.7026 | 1418.7696 | 33038.6391 | 8356.6821 | 3035.3124 | 9213.3413 | 13322.6512 | 380795.8262 | 129473.1944 | 701907.5787 | 1187099.2181 |  | 4843834.8322 | 245.0743 | 100.1668 | 0.0032312 | 144.9074 | 0.0046744 | 0.0079056 | 0.0079056 | FALSE | 0.00085441 | 380795.8262 |  | 78.6145 | 0.002536 | 0.0079056 | 958692.5152 | 245.0743
2016 | 6 | 271.6633 | 13.82% | 285786.3051 | 25352.176 | 229914.5075 | 793.7098 | 90393.9195 | 632240.6179 | 30 | 13.82% | 149570.46 | 2947.1342 | 8090.399 | 1848.7618 | 43051.7921 | 10889.3753 | 3955.2367 | 12005.6656 | 17360.4005 | 496205.1464 | 168713.1554 | 914637.5273 | 1546878.1451 |  | 4848895.946 | 319.0166 | 130.3886 | 0.0043463 | 188.628 | 0.0062876 | 0.010634 | 0.010634 | TRUE | 0.0011487 | 496205.1464 |  | 102.3336 | 0.0034111 | 0.010634 | 1168219.7004 | 319.0166
2016 | 7 | 322.3192 | 16.39% | 339075.6846 | 30079.4904 | 272785.7061 | 941.7096 | 107249.2963 | 750131.8871 | 31 | 16.39% | 177460.2395 | 3496.674 | 9598.982 | 2193.4927 | 51079.4801 | 12919.8717 | 4692.7532 | 14244.312 | 20597.522 | 588730.4491 | 200172.3933 | 1085186.1695 | 1835318.0566 |  | 4855525.4877 | 377.9855 | 154.4904 | 0.0049836 | 223.4951 | 0.0072095 | 0.012193 | 0.012193 | TRUE | 0.0013181 | 588730.4491 |  | 121.2496 | 0.0039113 | 0.012193 | 1227840.8441 | 377.9855
2016 | 8 | 326.4544 | 16.6% | 343425.8764 | 30465.3971 | 276285.4267 | 953.7913 | 108625.2576 | 759755.7491 | 31 | 16.6% | 179736.9762 | 3541.5348 | 9722.1327 | 2221.6342 | 51734.8073 | 13085.628 | 4752.9592 | 14427.0603 | 20861.7791 | 596283.6016 | 202740.5171 | 1099108.6305 | 1858864.3796 |  | 4862964.3023 | 382.2492 | 156.2331 | 0.0050398 | 226.0162 | 0.0072908 | 0.012331 | 0.012331 | TRUE | 0.0013349 | 596283.6016 |  | 122.6173 | 0.0039554 | 0.012331 | 1276453.2668 | 382.2492
2016 | 9 | 277.8765 | 14.13% | 292322.597 | 25932.0121 | 235172.9412 | 811.863 | 92461.342 | 646700.7554 | 30 | 14.13% | 152991.3244 | 3014.5388 | 8275.4366 | 1891.0453 | 44036.4407 | 11138.429 | 4045.698 | 12280.2503 | 17757.4547 | 507553.9817 | 172571.8373 | 935556.437 | 1582257.1923 |  | 4867498.8173 | 325.0658 | 132.861 | 0.0044287 | 192.2048 | 0.0064068 | 0.010836 | 0.010836 | TRUE | 0.0011719 | 507553.9817 |  | 104.2741 | 0.0034758 | 0.010836 | 1206323.4398 | 325.0658
2016 | 10 | 198.8904 | 10.12% | 209230.1801 | 18560.8626 | 168325.2589 | 581.0917 | 66179.2945 | 462876.6878 | 31 | 10.12% | 109503.6877 | 2157.6591 | 5923.1517 | 1353.5175 | 31519.1248 | 7972.3413 | 2895.7122 | 8789.601 | 12709.9153 | 363282.2507 | 123518.4586 | 669625.4199 | 1132502.1077 |  | 4872985.9866 | 232.4041 | 94.9883 | 0.0030641 | 137.4158 | 0.0044328 | 0.0074969 | 0.0074969 | TRUE | 0.0008107 | 363282.2507 |  | 74.5502 | 0.0024048 | 0.0074969 | 973350.7986 | 232.4041
2016 | 11 | 78.1173 | 3.973% | 82178.3893 | 7290.0659 | 66112.3488 | 228.2328 | 25992.9415 | 181801.9782 | 30 | 3.973% | 43009.267 | 847.454 | 2326.4095 | 531.6149 | 12379.6237 | 3131.2604 | 1137.3358 | 3452.2517 | 4992.0158 | 142684.7226 | 48513.785 | 263005.7403 | 444807.7185 |  | 4878687.6758 | 91.1736 | 37.2645 | 0.0012422 | 53.9091 | 0.001797 | 0.0030391 | 0.0030391 | TRUE | 0.00032865 | 142684.7226 |  | 29.2465 | 0.00097488 | 0.0030391 | 753485.5445 | 91.1736
2016 | 12 | 42.6338 | 2.168% | 44850.2246 | 3978.6749 | 36081.9155 | 124.5618 | 14186.0807 | 99221.4576 | 31 | 2.168% | 23473.0238 | 462.5121 | 1269.6767 | 290.1377 | 6756.3858 | 1708.9375 | 620.7199 | 1884.1239 | 2724.4758 | 77872.5639 | 26477.2062 | 143539.7633 | 242761.2208 | 11195769.6737 | 4884563.5172 | 49.6997 | 20.3133 | 0.00065527 | 29.3864 | 0.00094795 | 0.0016032 | 0.0016032 | TRUE | 0.0001734 | 77872.5639 | 3591361.4449 | 15.9426 | 0.00051428 | 0.0016032 | 622720.0178 | 49.6997
2017 | 1 | 26.1128 | 1.328% | 30957.788 | 3018.7764 | 24294.878 | 87.7002 | 9469.8057 | 67828.9483 | 31 | 1.328% | 16118.1071 | 534.4598 | 961.7629 | 192.1864 | 4753.224 | 1563.8007 | 559.2487 | 1724.1089 | 3838.9679 | 50015.1634 | 19027.6126 | 99288.6423 | 167117.5906 |  | 4891015.7223 | 34.1683 | 13.8681 | 0.00044736 | 20.3002 | 0.00065485 | 0.0011022 | 0.0011022 | TRUE | 0.00010721 | 50015.1634 |  | 10.2259 | 0.00032987 | 0.0011022 | 677896.6179 | 34.1683
2017 | 2 | 35.0422 | 1.782% | 41543.8894 | 4051.0553 | 32602.5789 | 117.6895 | 12708.032 | 91023.2451 | 28 | 1.782% | 21629.7385 | 717.2198 | 1290.6404 | 257.9051 | 6378.6021 | 2098.5467 | 750.4853 | 2313.6727 | 5151.7137 | 67117.9871 | 25534.1574 | 133240.6688 | 224263.9139 |  | 4896910.5 | 45.797 | 18.5879 | 0.00066385 | 27.2091 | 0.00097175 | 0.0016356 | 0.0016356 | TRUE | 0.00021004 | 67117.9871 |  | 13.7062 | 0.00048951 | 0.0016356 | 629113.277 | 45.797
2017 | 3 | 64.5823 | 3.285% | 76564.8247 | 7466.04 | 60086.1108 | 216.9002 | 23420.7306 | 167754.6062 | 31 | 3.285% | 39863.3146 | 1321.8264 | 2378.6327 | 475.3156 | 11755.6772 | 3867.5931 | 1383.1343 | 4264.0673 | 9494.5384 | 123697.5399 | 47059.1058 | 245560.7454 | 413315.3516 |  | 4903267.7157 | 84.2939 | 34.2128 | 0.0011036 | 50.081 | 0.0016155 | 0.0027192 | 0.0027192 | TRUE | 0.00026472 | 123697.5399 |  | 25.2276 | 0.00081379 | 0.0027192 | 759520.327 | 84.2939
2017 | 4 | 114.0339 | 5.8% | 135191.7125 | 13182.904 | 106094.9887 | 382.984 | 41354.3515 | 296206.9407 | 30 | 5.8% | 70387.2802 | 2333.9696 | 4199.9892 | 839.2722 | 20757.1837 | 6829.0699 | 2442.222 | 7529.1306 | 16764.6554 | 218414.6874 | 83093.0016 | 433590.4617 | 729797.4024 |  | 4909023.0862 | 148.6645 | 60.3393 | 0.0020113 | 88.3252 | 0.0029442 | 0.0049555 | 0.0049555 | TRUE | 0.00048248 | 218414.6874 |  | 44.4925 | 0.0014831 | 0.0049555 | 888047.9924 | 148.6645
2017 | 5 | 208.4788 | 10.6% | 247159.7769 | 24101.2081 | 193964.654 | 700.1778 | 75604.7254 | 541530.5422 | 31 | 10.6% | 128683.217 | 4267.0027 | 7678.4913 | 1534.3716 | 37948.6345 | 12485.0211 | 4464.9115 | 13764.884 | 30649.4268 | 399309.4281 | 151912.0318 | 792697.4205 | 1334227.9627 |  | 4914208.6424 | 271.5041 | 110.1969 | 0.0035547 | 161.3072 | 0.0052035 | 0.0087582 | 0.0087582 | TRUE | 0.00085258 | 399309.4281 |  | 81.2561 | 0.0026212 | 0.0087582 | 1062138.4092 | 271.5041
2017 | 6 | 271.6633 | 13.82% | 322067.483 | 31405.6581 | 252750.3005 | 912.3836 | 98518.5531 | 705654.3783 | 30 | 13.82% | 167683.7564 | 5560.2203 | 10005.6425 | 1999.3998 | 49449.8796 | 16268.9066 | 5818.1102 | 17936.6627 | 39938.4717 | 520329.74 | 197952.6213 | 1032943.411 | 1738597.7893 |  | 4919416.2556 | 353.4155 | 143.4427 | 0.0047814 | 209.9728 | 0.0069991 | 0.011781 | 0.011781 | TRUE | 0.0011466 | 520329.74 |  | 105.7706 | 0.0035257 | 0.011781 | 1292227.9054 | 353.4155
2017 | 7 | 322.3192 | 16.39% | 382122.0623 | 37261.7401 | 299879.5942 | 1082.5119 | 116888.8965 | 837234.805 | 31 | 16.39% | 198951.0465 | 6597.0114 | 11871.3528 | 2372.2195 | 58670.5923 | 19302.5017 | 6902.9889 | 21281.2373 | 47385.6318 | 617353.4549 | 234864.0204 | 1225552.0577 | 2062786.8626 |  | 4925689.6397 | 418.7813 | 169.9731 | 0.005483 | 248.8082 | 0.0080261 | 0.013509 | 0.013509 | TRUE | 0.001316 | 617353.4549 |  | 125.3334 | 0.004043 | 0.013509 | 1357227.0174 | 418.7813
2017 | 8 | 326.4544 | 16.6% | 387024.5202 | 37739.7918 | 303726.9174 | 1096.4001 | 118388.5296 | 847976.1591 | 31 | 16.6% | 201503.5009 | 6681.6482 | 12023.6571 | 2402.6541 | 59423.3101 | 19550.1443 | 6991.5512 | 21554.2662 | 47993.5686 | 625273.8281 | 237877.2224 | 1241275.3512 | 2089251.5103 |  | 4932512.8426 | 423.5674 | 171.9157 | 0.0055457 | 251.6517 | 0.0081178 | 0.013663 | 0.013663 | TRUE | 0.0013328 | 625273.8281 |  | 126.7658 | 0.0040892 | 0.013663 | 1410892.9277 | 423.5674
2017 | 9 | 277.8765 | 14.13% | 329433.5711 | 32123.9449 | 258531.0176 | 933.2509 | 100771.7963 | 721793.5807 | 30 | 14.13% | 171518.8946 | 5687.3896 | 10234.4841 | 2045.1286 | 50580.8605 | 16640.9969 | 5951.1777 | 18346.8967 | 40851.9147 | 532230.3351 | 202480.0465 | 1056568.125 | 1778361.7057 |  | 4937360.4766 | 360.1847 | 146.1902 | 0.004873 | 213.9945 | 0.0071332 | 0.012006 | 0.012006 | TRUE | 0.0011706 | 532230.3351 |  | 107.7965 | 0.0035932 | 0.012006 | 1334004.0496 | 360.1847
2017 | 10 | 198.8904 | 10.12% | 235792.3954 | 22992.7445 | 185043.8245 | 667.9752 | 72127.5101 | 516624.4498 | 31 | 10.12% | 122764.8138 | 4070.7546 | 7325.3418 | 1463.8027 | 36203.2996 | 11910.8095 | 4259.5611 | 13131.809 | 29239.7973 | 380944.3744 | 144925.2881 | 756239.652 | 1272864.1018 |  | 4942855.5525 | 257.5159 | 104.5194 | 0.0033716 | 152.9965 | 0.0049354 | 0.008307 | 0.008307 | TRUE | 0.00081006 | 380944.3744 |  | 77.0697 | 0.0024861 | 0.008307 | 1078209.4452 | 257.5159
2017 | 11 | 78.1173 | 3.973% | 92611.1102 | 9030.756 | 72678.8241 | 262.3576 | 28329.1952 | 202912.243 | 30 | 3.973% | 48217.7794 | 1598.8518 | 2877.1413 | 574.9312 | 14219.4058 | 4678.1547 | 1673.0085 | 5157.7211 | 11484.3826 | 149621.7949 | 56921.6484 | 297024.8196 | 499937.0626 |  | 4948496.4211 | 101.0281 | 41.0048 | 0.0013668 | 60.0232 | 0.0020008 | 0.0033676 | 0.0033676 | TRUE | 0.00032848 | 149621.7949 |  | 30.2358 | 0.0010079 | 0.0033676 | 837522.0363 | 101.0281
2017 | 12 | 42.6338 | 2.168% | 50544.0558 | 4928.6855 | 39665.6787 | 143.186 | 15461.1301 | 110742.7362 | 31 | 2.168% | 26315.6562 | 872.6 | 1570.2478 | 313.7783 | 7760.4776 | 2553.1808 | 913.0723 | 2814.9122 | 6267.7931 | 81658.5866 | 31065.9377 | 162106.2424 | 272848.9786 | 12583370.2321 | 4954254.507 | 55.0737 | 22.3531 | 0.00072107 | 32.7206 | 0.0010555 | 0.0017766 | 0.0017766 | TRUE | 0.00017335 | 81658.5866 | 3765966.92 | 16.4825 | 0.00053169 | 0.0017766 | 693785.1781 | 55.0737
2018 | 1 | 26.1128 | 1.328% | 34436.7081 | 3746.2031 | 26459.3382 | 98.9533 | 10239.8882 | 74981.091 | 31 | 1.328% | 17823.7663 | 879.4322 | 1144.0897 | 206.666 | 5428.8759 | 2079.7709 | 758.9952 | 2417.7804 | 6395.7073 | 51504.1561 | 19216.7999 | 107856.04 | 182837.131 |  | 4960404.0013 | 36.8593 | 15.1159 | 0.00048761 | 21.7434 | 0.0007014 | 0.001189 | 0.001189 | TRUE | 8.6808e-05 | 51504.1561 |  | 10.3831 | 0.00033494 | 0.001189 | 720512.0511 | 36.8593
2018 | 2 | 35.0422 | 1.782% | 46212.4359 | 5027.2277 | 35507.1822 | 132.7907 | 13741.4464 | 100621.0828 | 28 | 1.782% | 23918.6526 | 1180.1565 | 1535.3144 | 277.3361 | 7285.295 | 2790.9543 | 1018.5357 | 3244.5471 | 8582.7371 | 69116.1451 | 25788.0379 | 144737.7118 | 245358.7947 |  | 4966174.0781 | 49.406 | 20.2613 | 0.00072362 | 29.1447 | 0.0010409 | 0.0017645 | 0.0017645 | TRUE | 0.00012889 | 69116.1451 |  | 13.9174 | 0.00049705 | 0.0017645 | 669054.735 | 49.406
2018 | 3 | 64.5823 | 3.285% | 85168.8925 | 9265.1124 | 65439.2552 | 244.7314 | 25325.2993 | 185443.2909 | 31 | 3.285% | 44081.7523 | 2175.0124 | 2829.5635 | 511.1266 | 13426.6999 | 5143.691 | 1877.1476 | 5979.6563 | 15817.8681 | 127380.118 | 47527.0042 | 266749.6398 | 452192.9307 |  | 4972258.387 | 90.9432 | 37.2956 | 0.0012031 | 53.6476 | 0.0017306 | 0.0029337 | 0.0029337 | TRUE | 0.00021449 | 127380.118 |  | 25.6182 | 0.00082639 | 0.0029337 | 809172.9523 | 90.9432
2018 | 4 | 114.0339 | 5.8% | 150384.0501 | 16359.5544 | 115547.1199 | 432.126 | 44717.2785 | 327440.129 | 30 | 5.8% | 77835.8418 | 3840.4536 | 4996.2047 | 902.5043 | 23707.7347 | 9082.2959 | 3314.5089 | 10558.3729 | 27929.8579 | 224917.0733 | 83919.1771 | 471004.0251 | 798444.1541 |  | 4977933.1023 | 160.3967 | 65.7783 | 0.0021926 | 94.6184 | 0.0031539 | 0.0053466 | 0.0053466 | TRUE | 0.00039107 | 224917.0733 |  | 45.1828 | 0.0015061 | 0.0053466 | 948781.6366 | 160.3967
2018 | 5 | 208.4788 | 10.6% | 274934.6656 | 29908.8143 | 211245.2003 | 790.0201 | 81752.8853 | 598631.5856 | 31 | 10.6% | 142300.8034 | 7021.1822 | 9134.1461 | 1649.9736 | 43342.8818 | 16604.4071 | 6059.6413 | 19302.9961 | 51061.839 | 411197.2 | 153422.4598 | 861097.5304 | 1459729.116 |  | 4983179.12 | 292.9313 | 120.1305 | 0.0038752 | 172.8008 | 0.0055742 | 0.0094494 | 0.0094494 | TRUE | 0.0006912 | 411197.2 |  | 82.517 | 0.0026618 | 0.0094494 | 1138391.8949 | 292.9313
2018 | 6 | 271.6633 | 13.82% | 358260.2188 | 38973.3987 | 275268.1314 | 1029.4547 | 106530.0606 | 780061.2642 | 30 | 13.82% | 185428.4793 | 9149.1201 | 11902.4684 | 2150.0378 | 56478.983 | 21636.7714 | 7896.1611 | 25153.2326 | 66537.3556 | 535820.3867 | 199920.8208 | 1122073.8168 | 1902135.081 |  | 4988439.4249 | 381.3086 | 156.3738 | 0.0052125 | 224.9348 | 0.0074978 | 0.01271 | 0.01271 | TRUE | 0.00092977 | 535820.3867 |  | 107.4124 | 0.0035804 | 0.01271 | 1387807.9407 | 381.3086
2018 | 7 | 322.3192 | 16.39% | 425063.5065 | 46240.6057 | 326596.231 | 1221.4128 | 126394.2764 | 925516.0324 | 31 | 16.39% | 220004.5539 | 10855.1184 | 14121.872 | 2550.9464 | 67010.3833 | 25671.2898 | 9368.5253 | 29843.4509 | 78944.2986 | 635732.5778 | 237199.2219 | 1331302.2382 | 2256818.2706 |  | 4994424.4728 | 451.8675 | 185.3098 | 0.0059777 | 266.5577 | 0.0085986 | 0.014576 | 0.014576 | TRUE | 0.0010673 | 635732.5778 |  | 127.2885 | 0.0041061 | 0.014576 | 1458921.5819 | 451.8675
2018 | 8 | 326.4544 | 16.6% | 430516.8842 | 46833.8523 | 330786.3169 | 1237.083 | 128015.8593 | 937389.9958 | 31 | 16.6% | 222827.1155 | 10994.3848 | 14303.0494 | 2583.6739 | 67870.097 | 26000.6412 | 9488.7193 | 30226.3293 | 79957.1192 | 643888.747 | 240242.3835 | 1348382.26 | 2285772.2558 |  | 5000782.2281 | 457.0829 | 187.4487 | 0.0060467 | 269.6343 | 0.0086979 | 0.014745 | 0.014745 | TRUE | 0.0010811 | 643888.747 |  | 128.7576 | 0.0041535 | 0.014745 | 1516703.6737 | 457.0829
2018 | 9 | 277.8765 | 14.13% | 366454.0802 | 39864.7693 | 281563.8595 | 1052.9996 | 108966.537 | 797902.2457 | 30 | 14.13% | 189669.4617 | 9358.372 | 12174.6928 | 2199.2119 | 57770.7283 | 22131.6315 | 8076.7562 | 25728.5187 | 68059.1485 | 548075.2723 | 204493.2613 | 1147737.0552 | 1945639.3008 |  | 5005798.668 | 388.6771 | 159.3956 | 0.0053132 | 229.2815 | 0.0076427 | 0.012956 | 0.012956 | TRUE | 0.00094975 | 548075.2723 |  | 109.4881 | 0.0036496 | 0.012956 | 1433185.8172 | 388.6771
2018 | 10 | 198.8904 | 10.12% | 262289.8605 | 28533.247 | 201529.6033 | 753.6855 | 77992.9037 | 571099.3 | 31 | 10.12% | 135756.0997 | 6698.2638 | 8714.0481 | 1574.088 | 41349.4544 | 15840.7366 | 5780.946 | 18415.212 | 48713.401 | 392285.4034 | 146366.2485 | 821493.9015 | 1392593.2014 |  | 5011255.4649 | 277.8931 | 113.9633 | 0.0036762 | 163.9298 | 0.0052881 | 0.0089643 | 0.0089643 | TRUE | 0.00065733 | 392285.4034 |  | 78.2809 | 0.0025252 | 0.0089643 | 1155848.496 | 277.8931
2018 | 11 | 78.1173 | 3.973% | 103018.3994 | 11206.8741 | 79153.8686 | 296.0216 | 30632.9192 | 224308.0829 | 30 | 3.973% | 53320.3078 | 2630.8467 | 3422.5772 | 618.2474 | 16240.6377 | 6221.6943 | 2270.556 | 7232.8593 | 19132.9417 | 154076.1594 | 57487.6079 | 322654.4354 | 546962.5183 |  | 5016812.6064 | 109.0259 | 44.7113 | 0.0014904 | 64.3146 | 0.0021438 | 0.0036342 | 0.0036342 | TRUE | 0.00026659 | 154076.1594 |  | 30.712 | 0.0010237 | 0.0036342 | 893899.5828 | 109.0259
2018 | 12 | 42.6338 | 2.168% | 56224.0073 | 6116.3382 | 43199.5421 | 161.5587 | 16718.4258 | 122419.8722 | 31 | 2.168% | 29100.4461 | 1435.8284 | 1867.9285 | 337.4188 | 8863.5985 | 3395.5933 | 1239.1937 | 3947.4534 | 10442.1216 | 84089.6302 | 31374.8195 | 176094.032 | 298513.9042 | 13766996.6586 | 5022446.1508 | 59.436 | 24.3746 | 0.00078628 | 35.0614 | 0.001131 | 0.0019173 | 0.0019173 | TRUE | 0.00014072 | 84089.6302 | 3878082.8694 | 16.7428 | 0.00054009 | 0.0019173 | 738281.0719 | 59.436
2019 | 1 | 26.1128 | 1.328% | 37901.8757 | 4428.7199 | 28612.9687 | 110.1523 | 11006.1178 | 82059.8343 | 31 | 1.328% | 19516.872 | 1320.0459 | 1325.7892 | 221.1457 | 6101.8069 | 2707.1306 | 957.9539 | 3105.1101 | 9759.9517 | 52828.7298 | 19363.4466 | 117207.9824 | 199267.8167 |  | 5028344.8487 | 39.6289 | 16.3195 | 0.00052643 | 23.3095 | 0.00075192 | 0.0012784 | 0.0012784 | TRUE | 8.9341e-05 | 52828.7298 |  | 10.5062 | 0.00033891 | 0.0012784 | 761448.8744 | 39.6289
2019 | 2 | 35.0422 | 1.782% | 50862.5272 | 5943.1329 | 38397.2526 | 147.8192 | 14769.6902 | 110120.4221 | 28 | 1.782% | 26190.7205 | 1771.4392 | 1779.1465 | 296.7671 | 8188.3367 | 3632.8414 | 1285.529 | 4166.9112 | 13097.3942 | 70893.6603 | 25984.8308 | 157287.5769 | 267407.999 |  | 5033985.8736 | 53.1205 | 21.8754 | 0.00078126 | 31.2451 | 0.0011159 | 0.0018972 | 0.0018972 | TRUE | 0.00013266 | 70893.6603 |  | 14.083 | 0.00050296 | 0.0018972 | 707451.5658 | 53.1205
2019 | 3 | 64.5823 | 3.285% | 93738.9478 | 10953.1133 | 70765.6157 | 272.4288 | 27220.3388 | 202950.4444 | 31 | 3.285% | 48269.1427 | 3264.7385 | 3278.9429 | 546.9377 | 15090.9935 | 6695.2774 | 2369.2124 | 7679.5608 | 24138.3198 | 130656.0545 | 47889.6908 | 289878.8709 | 492829.3152 |  | 5039839.6898 | 97.7867 | 40.2692 | 0.001299 | 57.5175 | 0.0018554 | 0.0031544 | 0.0031544 | TRUE | 0.00022076 | 130656.0545 |  | 25.9246 | 0.00083628 | 0.0031544 | 857008.8373 | 97.7867
2019 | 4 | 114.0339 | 5.8% | 165516.3311 | 19340.084 | 124951.9582 | 481.0318 | 48063.3793 | 358352.7845 | 30 | 5.8% | 85229.5827 | 5764.6 | 5789.6809 | 965.7364 | 26646.4041 | 11821.9563 | 4183.3556 | 13559.9209 | 42621.4101 | 230701.4457 | 84559.5785 | 511843.6714 | 870196.4559 |  | 5045414.9674 | 172.4727 | 71.0254 | 0.0023675 | 101.4473 | 0.0033816 | 0.0057491 | 0.0057491 | TRUE | 0.00040253 | 230701.4457 |  | 45.725 | 0.0015242 | 0.0057491 | 1007481.0355 | 172.4727
2019 | 5 | 208.4788 | 10.6% | 302599.7578 | 35357.869 | 228439.2848 | 879.4305 | 87870.2835 | 655146.6257 | 31 | 10.6% | 155818.1656 | 10538.9393 | 10584.7927 | 1765.5757 | 48715.407 | 21613.1006 | 7648.0815 | 24790.477 | 77921.1833 | 421772.2877 | 154593.2526 | 935761.2629 | 1590907.8885 |  | 5050667.5494 | 314.9896 | 129.7149 | 0.0041844 | 185.2748 | 0.0059766 | 0.010161 | 0.010161 | TRUE | 0.00071156 | 421772.2877 |  | 83.5082 | 0.0026938 | 0.010161 | 1212333.6676 | 314.9896
2019 | 6 | 271.6633 | 13.82% | 394309.8816 | 46073.9203 | 297673.2962 | 1145.9631 | 114501.4832 | 853704.5444 | 30 | 13.82% | 203042.6028 | 13733.018 | 13792.7683 | 2300.6758 | 63479.781 | 28163.4698 | 9966.0162 | 32303.8264 | 101537.0693 | 549600.5086 | 201446.4504 | 1219366.1866 | 2073070.7309 |  | 5055929.966 | 410.0276 | 168.8521 | 0.0056284 | 241.1755 | 0.0080392 | 0.013668 | 0.013668 | TRUE | 0.0009573 | 549600.5086 |  | 108.7041 | 0.0036235 | 0.013668 | 1480669.744 | 410.0276
2019 | 7 | 322.3192 | 16.39% | 467835.1995 | 54665.1319 | 353179.1934 | 1359.646 | 135852.0969 | 1012891.2676 | 31 | 16.39% | 240903.1095 | 16293.7565 | 16364.6483 | 2729.6732 | 75316.5908 | 33414.9944 | 11824.3377 | 38327.386 | 120470.2628 | 652082.2216 | 239009.3292 | 1446736.3101 | 2459627.5777 |  | 5061685.0369 | 485.9306 | 200.1095 | 0.0064551 | 285.8211 | 0.00922 | 0.015675 | 0.015675 | TRUE | 0.0010988 | 652082.2216 |  | 128.8271 | 0.0041557 | 0.015675 | 1557805.0601 | 485.9306
2019 | 8 | 326.4544 | 16.6% | 473837.3192 | 55366.4615 | 357710.327 | 1377.0897 | 137595.0195 | 1025886.2168 | 31 | 16.6% | 243993.7904 | 16502.7982 | 16574.5995 | 2764.6937 | 76282.8695 | 33843.6941 | 11976.0387 | 38819.1095 | 122015.8432 | 660448.1495 | 242075.7137 | 1465297.3002 | 2491183.5171 |  | 5067694.0549 | 491.5813 | 202.4365 | 0.0065302 | 289.1448 | 0.0093273 | 0.015857 | 0.015857 | FALSE | 0.0011128 | 660448.1495 |  | 130.3252 | 0.004204 | 0.015857 | 1619595.373 | 491.5813
2019 | 9 | 277.8765 | 14.13% | 403328.2441 | 47127.6888 | 304481.4586 | 1172.1727 | 117120.276 | 873229.8402 | 30 | 14.13% | 207686.4423 | 14047.1094 | 14108.2263 | 2353.2951 | 64931.6434 | 28807.6037 | 10193.9515 | 33042.6555 | 103859.3496 | 562170.5629 | 206053.7839 | 1247254.6237 | 2120484.4639 |  | 5072789.4204 | 418.0115 | 172.14 | 0.005738 | 245.8716 | 0.0081957 | 0.013934 | 0.013934 | TRUE | 0.00097781 | 562170.5629 |  | 110.8208 | 0.003694 | 0.013934 | 1529578.6558 | 418.0115
2019 | 10 | 198.8904 | 10.12% | 288682.5788 | 33731.6886 | 217932.8969 | 838.9837 | 83828.9502 | 625015.0982 | 31 | 10.12% | 148651.7709 | 10054.232 | 10097.9765 | 1684.3733 | 46474.8862 | 20619.0701 | 7296.3306 | 23650.3124 | 74337.4294 | 402374.1213 | 147483.1941 | 892723.6969 | 1517738.7951 |  | 5078184.2011 | 298.8743 | 123.0785 | 0.0039703 | 175.7958 | 0.0056708 | 0.0096411 | 0.0096411 | TRUE | 0.00067681 | 402374.1213 |  | 79.2358 | 0.002556 | 0.0096411 | 1231148.6371 | 298.8743
2019 | 11 | 78.1173 | 3.973% | 113384.5477 | 13248.6424 | 85596.5159 | 329.5238 | 32925.1167 | 245484.3466 | 30 | 3.973% | 58385.2821 | 3948.9551 | 3966.1365 | 661.5636 | 18253.7304 | 8098.4587 | 2865.7467 | 9289.026 | 29197.1751 | 158038.6594 | 57926.3055 | 350631.0392 | 596115.3857 |  | 5083645.8651 | 117.2614 | 48.289 | 0.0016096 | 68.9724 | 0.0022991 | 0.0039087 | 0.0039087 | TRUE | 0.00027452 | 158038.6594 |  | 31.0877 | 0.0010363 | 0.0039087 | 948328.3881 | 117.2614
2019 | 12 | 42.6338 | 2.168% | 61881.5054 | 7230.6672 | 46715.7242 | 179.8431 | 17969.4308 | 133977.1708 | 31 | 2.168% | 31864.7402 | 2155.208 | 2164.585 | 361.0594 | 9962.2774 | 4419.8687 | 1564.029 | 5069.6407 | 15934.8446 | 86252.2306 | 31614.246 | 191362.7295 | 325339.9003 | 15004169.8462 | 5089162.3387 | 63.928 | 26.326 | 0.00084923 | 37.602 | 0.001213 | 0.0020622 | 0.0020622 | TRUE | 0.0001449 | 86252.2306 | 3977818.6319 | 16.9482 | 0.00054672 | 0.0020622 | 781088.6104 | 63.928
2020 | 1 | 26.1128 | 1.328% | 41343.4308 | 5030.466 | 30041.5254 | 121.3039 | 11152.5922 | 87689.3183 | 31 | 1.328% | 21199.0848 | 1855.3734 | 1408.5839 | 235.6253 | 6772.3771 | 3327.4375 | 1156.2291 | 3685.8546 | 13742.5692 | 53991.7551 | 19473.3008 | 126848.1907 | 214537.5091 |  | 5094859.9289 | 42.1086 | 17.2113 | 0.0005552 | 24.8973 | 0.00080314 | 0.0013583 | 0.0013583 | TRUE | 7.9991e-05 | 53991.7551 |  | 10.5973 | 0.00034185 | 0.0013583 | 791250.8745 | 42.1086
2020 | 2 | 35.0422 | 1.782% | 55480.9316 | 6750.6478 | 40314.3082 | 162.7841 | 14966.252 | 117674.9238 | 29 | 1.782% | 28448.1707 | 2489.8234 | 1890.2531 | 316.198 | 9088.2103 | 4465.2639 | 1551.6048 | 4946.2428 | 18441.8788 | 72454.3854 | 26132.2499 | 170224.2811 | 287899.2049 |  | 5100381.4722 | 56.4466 | 23.0718 | 0.00079558 | 33.3748 | 0.0011509 | 0.0019464 | 0.0019464 | TRUE | 4.9273e-05 | 72454.3854 |  | 14.2057 | 0.00048985 | 0.0019464 | 757160.9446 | 56.4466
2020 | 3 | 64.5823 | 3.285% | 102250.6045 | 12441.3524 | 74298.7233 | 300.0089 | 27582.5994 | 216873.2884 | 31 | 3.285% | 52429.5927 | 4588.7108 | 3483.7107 | 582.7487 | 16749.4483 | 8229.4209 | 2859.5867 | 9115.8585 | 33988.1324 | 133532.4495 | 48161.3822 | 313721.0414 | 530594.3298 |  | 5106049.1589 | 103.9148 | 42.4738 | 0.0013701 | 61.4411 | 0.001982 | 0.0033521 | 0.0033521 | TRUE | 0.00019768 | 133532.4495 |  | 26.1518 | 0.00084361 | 0.0033521 | 884832.378 | 103.9148
2020 | 4 | 114.0339 | 5.8% | 180545.4969 | 21967.8911 | 131190.4217 | 529.7304 | 48703.0286 | 382936.5688 | 30 | 5.8% | 92575.7546 | 8102.3587 | 6151.2427 | 1028.9685 | 29574.7637 | 14530.8176 | 5049.2171 | 16096.0144 | 60013.3788 | 235780.3417 | 85039.3083 | 553942.166 | 936878.7348 |  | 5111527.3695 | 183.2874 | 74.9163 | 0.0024972 | 108.3712 | 0.0036124 | 0.0061096 | 0.0061096 | TRUE | 0.00036049 | 235780.3417 |  | 46.1272 | 0.0015376 | 0.0061096 | 1032189.222 | 183.2874
2020 | 5 | 208.4788 | 10.6% | 330076.3331 | 40162.0704 | 239844.5493 | 968.4622 | 89039.7013 | 700091.1162 | 31 | 10.6% | 169248.5614 | 14812.8692 | 11245.806 | 1881.1777 | 54069.0835 | 26565.4866 | 9231.0641 | 29427.0059 | 109717.4749 | 431057.6111 | 155470.3027 | 1012726.4431 | 1712817.5594 |  | 5116441.1678 | 334.7674 | 136.8317 | 0.0044139 | 197.9357 | 0.006385 | 0.010799 | 0.010799 | TRUE | 0.00063799 | 431057.6111 |  | 84.2495 | 0.0027177 | 0.010799 | 1231330.7145 | 334.7674
2020 | 6 | 271.6633 | 13.82% | 430113.8929 | 52334.1503 | 312535.2 | 1261.9779 | 116025.3211 | 912270.5422 | 30 | 13.82% | 220543.4025 | 19302.265 | 14654.1176 | 2451.3138 | 70456.0178 | 34616.7953 | 12028.7598 | 38345.5667 | 142969.9906 | 561699.9723 | 202589.3116 | 1319657.5131 | 2231928.0552 |  | 5121360.7768 | 435.8076 | 178.1305 | 0.0059377 | 257.6771 | 0.0085892 | 0.014527 | 0.014527 | TRUE | 0.00085933 | 561699.9723 |  | 109.6779 | 0.0036559 | 0.014527 | 1495581.1011 | 435.8076
2020 | 7 | 322.3192 | 16.39% | 510315.4353 | 62092.6809 | 370812.3343 | 1497.2936 | 137660.0784 | 1082377.8226 | 31 | 16.39% | 261667.2103 | 22901.4778 | 17386.6098 | 2908.4 | 83593.6573 | 41071.6446 | 14271.7124 | 45495.7045 | 169629.0081 | 666437.8218 | 240365.295 | 1565728.5417 | 2648106.3642 |  | 5126615.2636 | 516.5409 | 211.1291 | 0.0068106 | 305.4118 | 0.009852 | 0.016663 | 0.016663 | TRUE | 0.00098743 | 666437.8218 |  | 129.9957 | 0.0041934 | 0.016663 | 1569649.5181 | 516.5409
2020 | 8 | 326.4544 | 16.6% | 516862.5578 | 62889.3027 | 375569.6934 | 1516.5032 | 139426.1967 | 1096264.2537 | 31 | 16.6% | 265024.2855 | 23195.2937 | 17609.6723 | 2945.7135 | 84666.1272 | 41598.5757 | 14454.8122 | 46079.3944 | 171805.2736 | 674987.9258 | 243449.076 | 1585816.1498 | 2682080.4035 |  | 5132042.3813 | 522.6146 | 213.6117 | 0.0068907 | 309.0029 | 0.0099678 | 0.016859 | 0.016859 | TRUE | 0.0010011 | 674987.9258 |  | 131.5242 | 0.0042427 | 0.016859 | 1631630.4343 | 522.6146
2020 | 9 | 277.8765 | 14.13% | 439951.1382 | 53531.0981 | 319683.2728 | 1290.8409 | 118678.966 | 933135.3159 | 30 | 14.13% | 225587.5073 | 19743.7321 | 14989.2757 | 2507.3784 | 72067.4354 | 35408.5249 | 12303.8726 | 39222.578 | 146239.894 | 574546.7566 | 207222.7838 | 1349839.7389 | 2282975.0548 |  | 5136848.4536 | 444.4311 | 181.6552 | 0.0060552 | 262.7759 | 0.0087592 | 0.014814 | 0.014814 | TRUE | 0.00088065 | 574546.7566 |  | 111.8481 | 0.0037283 | 0.014814 | 1543477.41 | 444.4311
2020 | 10 | 198.8904 | 10.12% | 314895.4504 | 38314.935 | 228813.6101 | 923.9206 | 84944.5841 | 667892.5001 | 31 | 10.12% | 161464.4754 | 14131.5952 | 10728.5885 | 1794.6585 | 51582.3363 | 25343.6858 | 8806.5087 | 28073.598 | 104671.3448 | 411232.3938 | 148319.9069 | 966149.0918 | 1634041.5919 |  | 5141857.9398 | 317.7921 | 129.8932 | 0.0041901 | 187.8988 | 0.0060613 | 0.010251 | 0.010251 | TRUE | 0.00061025 | 411232.3938 |  | 79.9774 | 0.0025799 | 0.010251 | 1249756.1416 | 317.7921
2020 | 11 | 78.1173 | 3.973% | 123680.0585 | 15048.7833 | 89870.0843 | 362.8841 | 33363.2992 | 262325.1093 | 30 | 3.973% | 63417.67 | 5550.4026 | 4213.8191 | 704.8799 | 20259.7604 | 9954.1246 | 3458.8925 | 11026.3398 | 41111.2896 | 161517.883 | 58254.9374 | 379469.9986 | 641795.108 |  | 5146914.203 | 124.6951 | 50.9675 | 0.0016989 | 73.7277 | 0.0024576 | 0.0041565 | 0.0041565 | TRUE | 0.00024779 | 161517.883 |  | 31.3815 | 0.001046 | 0.0041565 | 974261.2623 | 124.6951
2020 | 12 | 42.6338 | 2.168% | 67500.4518 | 8213.1241 | 49048.0953 | 198.05 | 18208.5762 | 143168.2975 | 31 | 2.168% | 34611.2496 | 3029.2247 | 2299.7619 | 384.6999 | 11057.1016 | 5432.6293 | 1887.7482 | 6017.8086 | 22437.171 | 88151.0748 | 31793.6023 | 207102.072 | 350270.3695 | 16153924.2851 | 5152004.6813 | 67.9872 | 27.7889 | 0.00089641 | 40.1983 | 0.0012967 | 0.0021931 | 0.0021931 | TRUE | 0.00013094 | 88151.0748 | 4065390.3708 | 17.1101 | 0.00055194 | 0.0021931 | 809014.0915 | 67.9872
2021 | 1 | 26.1128 | 1.328% | 44188.525 | 5806.5635 | 30797.3467 | 132.4288 | 11297.1775 | 92222.0416 | 31 | 1.328% | 22875.1429 | 2450.376 | 1495.9674 | 250.1049 | 6987.9021 | 3849.1906 | 1354.118 | 4231.333 | 18377.047 | 54914.483 | 19473.3008 | 136258.9658 | 228481.0074 |  | 5157217.8149 | 44.3032 | 17.8821 | 0.00057684 | 26.421 | 0.00085229 | 0.0014291 | 0.0014291 | TRUE | 7.0791e-05 | 54914.483 |  | 10.6481 | 0.00034349 | 0.0014291 | 817529.5839 | 44.3032
2021 | 2 | 35.0422 | 1.782% | 59298.9136 | 7792.1339 | 41328.5848 | 177.7132 | 15160.2787 | 123757.6243 | 28 | 1.782% | 30697.3615 | 3288.2888 | 2007.5176 | 335.629 | 9377.4347 | 5165.432 | 1817.1624 | 5678.249 | 24661.1291 | 73692.6427 | 26132.2499 | 182853.0968 | 306610.7211 |  | 5162310.6729 | 59.3941 | 23.9733 | 0.00085619 | 35.4208 | 0.001265 | 0.0021212 | 0.0021212 | TRUE | 0.00017478 | 73692.6427 |  | 14.2751 | 0.00050983 | 0.0021212 | 756573.7837 | 59.3941
2021 | 3 | 64.5823 | 3.285% | 109287.0935 | 14360.7971 | 76168.0212 | 327.5231 | 27940.188 | 228083.6231 | 31 | 3.285% | 56574.8208 | 6060.2717 | 3699.8278 | 618.5597 | 17282.4849 | 9519.8212 | 3349.0057 | 10464.936 | 45450.1265 | 135814.5409 | 48161.3822 | 336995.7774 | 565079.4004 |  | 5167504.3967 | 109.3525 | 44.1381 | 0.0014238 | 65.2144 | 0.0021037 | 0.0035275 | 0.0035275 | TRUE | 0.00017541 | 135814.5409 |  | 26.2824 | 0.00084782 | 0.0035275 | 905658.1666 | 109.3525
2021 | 4 | 114.0339 | 5.8% | 192969.9361 | 25357.0849 | 134491.0704 | 578.3127 | 49334.4285 | 402730.8326 | 30 | 5.8% | 99895.049 | 10700.7168 | 6532.844 | 1092.2007 | 30515.9548 | 16809.2976 | 5913.3919 | 18478.1017 | 80252.0017 | 239809.8663 | 85039.3083 | 595038.7326 | 997769.5652 |  | 5172569.6348 | 192.8963 | 77.8589 | 0.0025953 | 115.0374 | 0.0038346 | 0.0064299 | 0.0064299 | TRUE | 0.0003203 | 239809.8663 |  | 46.3618 | 0.0015454 | 0.0064299 | 1044428.6428 | 192.8963
2021 | 5 | 208.4788 | 10.6% | 352790.9032 | 46358.2517 | 245878.8512 | 1057.281 | 90194.0371 | 736279.3242 | 31 | 10.6% | 182629.8193 | 19563.2315 | 11943.4559 | 1996.7797 | 55789.785 | 30731.0424 | 10810.9631 | 33781.9782 | 146718.0677 | 438424.4562 | 155470.3027 | 1087859.8818 | 1824139.206 |  | 5177582.9748 | 352.3148 | 142.2052 | 0.0045873 | 210.1096 | 0.0067777 | 0.011365 | 0.011365 | TRUE | 0.00056605 | 438424.4562 |  | 84.6774 | 0.0027315 | 0.011365 | 1229631.34 | 352.3148
2021 | 6 | 271.6633 | 13.82% | 459712.6589 | 60408.2332 | 320398.342 | 1377.7154 | 117529.5062 | 959426.4557 | 30 | 13.82% | 237980.172 | 25492.3387 | 15563.207 | 2601.9518 | 72698.2192 | 40044.8229 | 14087.4851 | 44020.418 | 191184.5017 | 571299.5167 | 202589.3116 | 1417561.9447 | 2376988.4004 |  | 5182599.1656 | 458.6479 | 185.1246 | 0.0061708 | 273.5234 | 0.0091174 | 0.015288 | 0.015288 | TRUE | 0.00076134 | 571299.5167 |  | 110.2342 | 0.0036745 | 0.015288 | 1480819.0404 | 458.6479
2021 | 7 | 322.3192 | 16.39% | 545433.3597 | 71672.3043 | 380141.6835 | 1634.6123 | 139444.7426 | 1138326.7025 | 31 | 16.39% | 282355.3414 | 30245.7887 | 18465.2133 | 3087.1269 | 86253.9527 | 47511.8138 | 16714.3197 | 52228.7217 | 226833.8777 | 677827.3532 | 240365.295 | 1681888.804 | 2820215.5065 |  | 5187842.8781 | 543.6201 | 219.422 | 0.0070781 | 324.1981 | 0.010458 | 0.017536 | 0.017536 | TRUE | 0.00087352 | 677827.3532 |  | 130.6569 | 0.0042147 | 0.017536 | 1548236.5721 | 543.6201
2021 | 8 | 326.4544 | 16.6% | 552431.0297 | 72591.8285 | 385018.734 | 1655.5836 | 141233.7573 | 1152930.9331 | 31 | 16.6% | 285977.8362 | 30633.8288 | 18702.1138 | 3126.7333 | 87360.5529 | 48121.3695 | 16928.7571 | 52898.7932 | 229744.0565 | 686523.5798 | 243449.076 | 1703466.6972 | 2856397.6303 |  | 5193203.3235 | 550.0262 | 222.0077 | 0.0071615 | 328.0185 | 0.010581 | 0.017743 | 0.017743 | TRUE | 0.00088424 | 686523.5798 |  | 132.1966 | 0.0042644 | 0.017743 | 1608940.8856 | 550.0262
2021 | 9 | 277.8765 | 14.13% | 470226.8652 | 61789.8454 | 327726.2547 | 1409.2255 | 120217.5537 | 981369.7445 | 30 | 14.13% | 243423.0776 | 26075.3805 | 15919.1571 | 2661.4617 | 74360.9188 | 40960.6983 | 14409.6836 | 45027.2203 | 195557.1315 | 584365.8547 | 207222.7838 | 1449983.3679 | 2431353.1124 |  | 5198143.0315 | 467.7349 | 188.7924 | 0.0062931 | 278.9426 | 0.0092981 | 0.015591 | 0.015591 | TRUE | 0.0007768 | 584365.8547 |  | 112.4182 | 0.0037473 | 0.015591 | 1525924.4689 | 467.7349
2021 | 10 | 198.8904 | 10.12% | 336565.3311 | 44226.1413 | 234570.3821 | 1008.6545 | 86045.8297 | 702416.3388 | 31 | 10.12% | 174230.302 | 18663.4787 | 11394.152 | 1904.9438 | 53223.8992 | 29317.6592 | 10313.7449 | 32228.2763 | 139970.205 | 418260.4227 | 148319.9069 | 1037826.9906 | 1740243.3294 |  | 5203221.4699 | 334.455 | 134.9964 | 0.0043547 | 199.4585 | 0.0064341 | 0.010789 | 0.010789 | TRUE | 0.00053751 | 418260.4227 |  | 80.3849 | 0.0025931 | 0.010789 | 1246983.1319 | 334.455
2021 | 11 | 78.1173 | 3.973% | 132191.2393 | 17370.501 | 92131.1455 | 396.1647 | 33795.8304 | 275884.8809 | 30 | 3.973% | 68431.6458 | 7330.3699 | 4475.2294 | 748.1961 | 20904.5096 | 11514.9641 | 4050.8828 | 12658.154 | 54975.4628 | 164278.25 | 58254.9374 | 407622.602 | 683507.4829 |  | 5208331.8046 | 131.2335 | 52.9699 | 0.0017657 | 78.2636 | 0.0026088 | 0.0043744 | 0.0043744 | TRUE | 0.00021795 | 164278.25 |  | 31.5414 | 0.0010514 | 0.0043744 | 989876.0999 | 131.2335
2021 | 12 | 42.6338 | 2.168% | 72145.5705 | 9480.2402 | 50282.1072 | 216.2135 | 18444.6373 | 150568.7687 | 31 | 2.168% | 37347.7105 | 4000.6715 | 2442.431 | 408.3405 | 11408.9843 | 6284.4834 | 2210.8368 | 6908.3983 | 30003.7745 | 89657.5911 | 31793.6023 | 222466.8241 | 373035.5929 | 17203820.9549 | 5213464.9587 | 71.5523 | 28.8807 | 0.00093164 | 42.6716 | 0.0013765 | 0.0023081 | 0.0023081 | TRUE | 0.000115 | 89657.5911 | 4134868.5572 | 17.1973 | 0.00055475 | 0.0023081 | 831922.7755 | 71.5523
2022 | 1 | 26.1128 | 1.328% | 46912.765 | 6492.9542 | 31557.0049 | 143.5732 | 11443.128 | 96549.4252 | 31 | 1.328% | 24555.6485 | 3108.7547 | 1583.2022 | 264.5846 | 7207.8547 | 4344.2802 | 1552.286 | 4821.468 | 26171.0782 | 55605.775 | 19473.3008 | 148688.2329 | 245237.6581 |  | 5218681.4178 | 46.9923 | 18.5007 | 0.0005968 | 28.4915 | 0.00091908 | 0.0015159 | 0.0015159 | TRUE | 8.6746e-05 | 55605.775 |  | 10.6551 | 0.00034371 | 0.0015159 | 840001.9065 | 46.9923
2022 | 2 | 35.0422 | 1.782% | 62954.715 | 8713.2379 | 42348.0101 | 192.6685 | 15356.1373 | 129564.7688 | 28 | 1.782% | 32952.5206 | 4171.802 | 2124.5826 | 355.06 | 9672.6006 | 5829.8188 | 2083.0945 | 6470.1824 | 35120.351 | 74620.3239 | 26132.2499 | 199532.5863 | 329097.3551 |  | 5223815.6568 | 62.9994 | 24.8027 | 0.00088581 | 38.1967 | 0.0013642 | 0.00225 | 0.00225 | TRUE | 0.00012876 | 74620.3239 |  | 14.2846 | 0.00051017 | 0.00225 | 775729.3207 | 62.9994
2022 | 3 | 64.5823 | 3.285% | 116024.6859 | 16058.3792 | 78046.8083 | 355.0854 | 28301.1527 | 238786.1116 | 31 | 3.285% | 60731.0485 | 7688.5745 | 3915.5769 | 654.3708 | 17826.4717 | 10744.277 | 3839.115 | 11924.4584 | 64726.3305 | 137524.2449 | 48161.3822 | 367735.8502 | 606521.9618 |  | 5229019.6002 | 115.9915 | 45.6656 | 0.0014731 | 70.326 | 0.0022686 | 0.0037417 | 0.0037417 | TRUE | 0.00021416 | 137524.2449 |  | 26.3002 | 0.00084839 | 0.0037417 | 922588.2556 | 115.9915
2022 | 4 | 114.0339 | 5.8% | 204866.6087 | 28354.5322 | 137808.4742 | 626.9799 | 49971.7895 | 421628.3845 | 30 | 5.8% | 107233.7654 | 13575.8366 | 6913.7956 | 1155.4328 | 31476.4807 | 18971.3385 | 6778.7855 | 21055.2033 | 114288.2975 | 242828.7174 | 85039.3083 | 649316.9616 | 1070945.3461 |  | 5234136.256 | 204.6078 | 80.5536 | 0.0026851 | 124.0543 | 0.0041351 | 0.0068203 | 0.0068203 | TRUE | 0.00039038 | 242828.7174 |  | 46.3933 | 0.0015464 | 0.0068203 | 1052631.7288 | 204.6078
2022 | 5 | 208.4788 | 10.6% | 374540.6013 | 51838.2356 | 251943.7849 | 1146.2552 | 91359.2714 | 770828.1484 | 31 | 10.6% | 196046.5848 | 24819.5742 | 12639.9182 | 2112.3817 | 57545.8348 | 34683.7222 | 12393.0904 | 38493.4791 | 208943.7997 | 443943.5709 | 155470.3027 | 1187092.2588 | 1957920.4072 |  | 5239238.1846 | 373.7033 | 147.126 | 0.004746 | 226.5773 | 0.0073089 | 0.012055 | 0.012055 | TRUE | 0.00068995 | 443943.5709 |  | 84.7344 | 0.0027334 | 0.012055 | 1223803.9998 | 373.7033
2022 | 6 | 271.6633 | 13.82% | 488054.1254 | 67549.0578 | 328301.3995 | 1493.6554 | 119047.8926 | 1004446.1308 | 30 | 13.82% | 255463.2106 | 32341.7422 | 16470.749 | 2752.5898 | 74986.4821 | 45195.4571 | 16149.1141 | 50159.8524 | 272269.2362 | 578491.3316 | 202589.3116 | 1546869.0766 | 2551315.2074 |  | 5244340.2602 | 486.4893 | 191.5296 | 0.0063843 | 294.9597 | 0.009832 | 0.016216 | 0.016216 | TRUE | 0.00092804 | 578491.3316 |  | 110.3077 | 0.0036769 | 0.016216 | 1461578.3906 | 486.4893
2022 | 7 | 322.3192 | 16.39% | 579059.5412 | 80144.6487 | 389518.3913 | 1772.1711 | 141246.2563 | 1191741.0085 | 31 | 16.39% | 303098.3692 | 38372.3719 | 19541.9808 | 3265.8537 | 88968.8984 | 53622.8654 | 19160.372 | 59512.9507 | 323038.1442 | 686360.1958 | 240365.295 | 1835307.2971 | 3027048.3057 |  | 5249596.8518 | 576.6249 | 227.0157 | 0.0073231 | 349.6092 | 0.011278 | 0.018601 | 0.018601 | TRUE | 0.0010647 | 686360.1958 |  | 130.7453 | 0.0042176 | 0.018601 | 1522372.7741 | 576.6249
2022 | 8 | 326.4544 | 16.6% | 586488.6203 | 81172.8693 | 394515.7408 | 1794.9072 | 143058.3836 | 1207030.5212 | 31 | 16.6% | 306986.9879 | 38864.6726 | 19792.6958 | 3307.7532 | 90110.3302 | 54310.8232 | 19406.1911 | 60276.4757 | 327182.5815 | 695165.895 | 243449.076 | 1858853.4821 | 3065884.0033 |  | 5254931.9504 | 583.4298 | 229.6948 | 0.0074095 | 353.735 | 0.011411 | 0.01882 | 0.01882 | TRUE | 0.0010775 | 695165.895 |  | 132.2883 | 0.0042674 | 0.01882 | 1581642.9045 | 583.4298
2022 | 9 | 277.8765 | 14.13% | 499216.5366 | 69093.9897 | 335810.0651 | 1527.8172 | 121770.6675 | 1027419.0761 | 30 | 14.13% | 261305.9753 | 33081.4385 | 16847.4557 | 2815.545 | 76701.5172 | 46229.134 | 16518.4646 | 51307.0712 | 278496.3758 | 591722.1554 | 207222.7838 | 1582247.9164 | 2609666.9926 |  | 5259983.1401 | 496.136 | 195.3274 | 0.0065109 | 300.8086 | 0.010027 | 0.016538 | 0.016538 | TRUE | 0.0009467 | 591722.1554 |  | 112.4951 | 0.0037498 | 0.016538 | 1503847.2273 | 496.136
2022 | 10 | 198.8904 | 10.12% | 357314.7164 | 49454.0896 | 240356.3772 | 1093.5366 | 87157.4724 | 735376.1922 | 31 | 10.12% | 187030.0032 | 23678.0715 | 12058.5826 | 2015.229 | 54899.1847 | 33088.5472 | 11823.107 | 36723.0856 | 199334.0489 | 423525.702 | 148319.9069 | 1132495.4685 | 1867871.6607 |  | 5265129.0518 | 354.7627 | 139.6692 | 0.0045055 | 215.0936 | 0.0069385 | 0.011444 | 0.011444 | TRUE | 0.00065509 | 423525.702 |  | 80.4398 | 0.0025948 | 0.011444 | 1240064.5715 | 354.7627
2022 | 11 | 78.1173 | 3.973% | 140340.8812 | 19423.8586 | 94403.6846 | 429.5034 | 34232.4453 | 288830.3731 | 30 | 3.973% | 73458.9264 | 9299.9288 | 4736.1948 | 791.5124 | 21562.5039 | 12996.0387 | 4643.7081 | 14423.5598 | 78291.5307 | 166346.2699 | 58254.9374 | 444805.1109 | 733635.484 |  | 5270297.3946 | 139.2019 | 54.8034 | 0.0018268 | 84.3985 | 0.0028133 | 0.0046401 | 0.0046401 | TRUE | 0.00026561 | 166346.2699 |  | 31.563 | 0.0010521 | 0.0046401 | 1001509.8883 | 139.2019
2022 | 12 | 42.6338 | 2.168% | 76593.3734 | 10600.8943 | 51522.3832 | 234.4086 | 18682.9272 | 157633.9867 | 31 | 2.168% | 40091.4326 | 5075.591 | 2584.8572 | 431.9811 | 11768.0956 | 7092.8046 | 2534.381 | 7871.898 | 42728.9068 | 90786.2474 | 31793.6023 | 242759.7977 | 400393.7844 | 18465538.1662 | 5275479.2527 | 75.8971 | 29.8805 | 0.00096389 | 46.0166 | 0.0014844 | 0.0024483 | 0.0024483 | TRUE | 0.00014015 | 90786.2474 | 4186920.4292 | 17.2091 | 0.00055513 | 0.0024483 | 851106.5465 | 75.8971
2023 | 1 | 26.1128 | 1.328% | 46714.0425 | 7114.6244 | 32311.3716 | 154.6907 | 11587.1958 | 97881.925 | 31 | 1.328% | 26230.0205 | 3826.3022 | 1671.8296 | 279.0642 | 7434.3491 | 4880.5646 | 1750.0691 | 5416.7619 | 32706.8942 | 56104.2079 | 19473.3008 | 159773.3641 | 257655.2891 |  | 5280717.4208 | 48.7917 | 18.5357 | 0.00059793 | 30.256 | 0.000976 | 0.0015739 | 0.0015739 | TRUE | 5.8047e-05 | 56104.2079 |  | 10.6244 | 0.00034272 | 0.0015739
2023 | 2 | 35.0422 | 1.782% | 62688.0388 | 9547.4899 | 43360.3347 | 207.5876 | 15549.4695 | 131352.9206 | 28 | 1.782% | 35199.4487 | 5134.7168 | 2243.5163 | 374.491 | 9976.5453 | 6549.4872 | 2348.5101 | 7269.0387 | 43891.1073 | 75289.1974 | 26132.2499 | 214408.3088 | 345761.2294 |  | 5285898.8016 | 65.412 | 24.8497 | 0.00088749 | 40.5623 | 0.0014487 | 0.0023361 | 0.0023361 | TRUE | 8.6164e-05 | 75289.1974 |  | 14.2434 | 0.00050869 | 0.0023361
2023 | 3 | 64.5823 | 3.285% | 115533.2053 | 17595.8944 | 79912.5088 | 382.5811 | 28657.4614 | 242081.6511 | 31 | 3.285% | 64872.1066 | 9463.2135 | 4134.7702 | 690.1818 | 18386.6378 | 12070.6161 | 4328.2723 | 13396.7397 | 80890.7155 | 138756.9696 | 48161.3822 | 395151.605 | 637233.2561 |  | 5291129.8777 | 120.4342 | 45.7524 | 0.0014759 | 74.6819 | 0.0024091 | 0.003885 | 0.003885 | TRUE | 0.00014331 | 138756.9696 |  | 26.2244 | 0.00084595 | 0.003885
2023 | 4 | 114.0339 | 5.8% | 203998.7937 | 31069.3469 | 141102.7708 | 675.5295 | 50600.9294 | 427447.3703 | 30 | 5.8% | 114545.6966 | 16709.3445 | 7300.8286 | 1218.6649 | 32465.5748 | 21313.2762 | 7642.4983 | 23654.8335 | 142830.0058 | 245005.3587 | 85039.3083 | 697725.3901 | 1125172.7605 |  | 5296301.9653 | 212.445 | 80.7068 | 0.0026902 | 131.7382 | 0.0043913 | 0.0070815 | 0.0070815 | TRUE | 0.00026124 | 245005.3587 |  | 46.2597 | 0.001542 | 0.0070815
2023 | 5 | 208.4788 | 10.6% | 372954.0473 | 56801.5058 | 257966.4738 | 1235.0145 | 92509.4755 | 781466.5169 | 31 | 10.6% | 209414.3812 | 30548.3064 | 13347.4984 | 2227.9838 | 59354.1134 | 38965.2923 | 13972.1447 | 43246.167 | 261124.2339 | 447922.9433 | 155470.3027 | 1275593.367 | 2057059.8839 |  | 5301485.1112 | 388.0158 | 147.4052 | 0.004755 | 240.6106 | 0.0077616 | 0.012517 | 0.012517 | TRUE | 0.00046169 | 447922.9433 |  | 84.4901 | 0.0027255 | 0.012517
2023 | 6 | 271.6633 | 13.82% | 485986.7281 | 74016.5663 | 336149.4089 | 1609.3153 | 120546.6937 | 1018308.7123 | 30 | 13.82% | 272882.4387 | 39806.7043 | 17392.7783 | 2903.2278 | 77342.8029 | 50774.6599 | 18206.7387 | 56352.9565 | 340264.2041 | 583676.7485 | 202589.3116 | 1662192.5712 | 2680501.2835 |  | 5306665.8266 | 505.1197 | 191.8924 | 0.0063964 | 313.2273 | 0.010441 | 0.016837 | 0.016837 | TRUE | 0.00062101 | 583676.7485 |  | 109.9894 | 0.0036663 | 0.016837
2023 | 7 | 322.3192 | 16.39% | 576606.6449 | 87818.1265 | 398829.7861 | 1909.3976 | 143024.5326 | 1208188.4877 | 31 | 16.39% | 323765.6881 | 47229.2943 | 20635.9371 | 3444.5805 | 91764.5925 | 60242.3988 | 21601.6732 | 66860.8571 | 403711.85 | 692512.5157 | 240365.295 | 1972134.6824 | 3180323.1701 |  | 5311951.1835 | 598.7109 | 227.4472 | 0.007337 | 371.2637 | 0.011976 | 0.019313 | 0.019313 | TRUE | 0.00071245 | 692512.5157 |  | 130.3688 | 0.0042054 | 0.019313
2023 | 8 | 326.4544 | 16.6% | 584004.2544 | 88944.7944 | 403946.5968 | 1933.8944 | 144859.4744 | 1223689.0143 | 31 | 16.6% | 327919.4594 | 47835.2254 | 20900.6871 | 3488.773 | 92941.8919 | 61015.2822 | 21878.8132 | 67718.6524 | 408891.2954 | 701397.1465 | 243449.076 | 1997436.3025 | 3221125.3168 |  | 5317288.9208 | 605.7834 | 230.134 | 0.0074237 | 375.6494 | 0.012118 | 0.019541 | 0.019541 | TRUE | 0.00072108 | 701397.1465 |  | 131.9088 | 0.0042551 | 0.019541
2023 | 9 | 277.8765 | 14.13% | 497101.8553 | 75709.4182 | 343837.5683 | 1646.1224 | 123303.7481 | 1041598.7123 | 30 | 14.13% | 279123.603 | 40717.1337 | 17790.573 | 2969.6282 | 79111.73 | 51935.9402 | 18623.1497 | 57641.8194 | 348046.4741 | 597026.1693 | 207222.7838 | 1700209.0043 | 2741807.7165 |  | 5322436.1863 | 515.1415 | 195.6996 | 0.0065233 | 319.4419 | 0.010648 | 0.017171 | 0.017171 | TRUE | 0.00063352 | 597026.1693 |  | 112.1716 | 0.0037391 | 0.017171
2023 | 10 | 198.8904 | 10.12% | 355801.1312 | 54189.0889 | 246102.0703 | 1178.2137 | 88254.7763 | 745525.2804 | 31 | 10.12% | 199782.9874 | 29143.3276 | 12733.6197 | 2125.5143 | 56624.2968 | 37173.1991 | 13329.5373 | 41257.1877 | 249114.5987 | 427322.0551 | 148319.9069 | 1216926.2306 | 1962451.511 |  | 5327648.4323 | 368.3523 | 139.9351 | 0.004514 | 228.4171 | 0.0073683 | 0.011882 | 0.011882 | TRUE | 0.00043837 | 427322.0551 |  | 80.2084 | 0.0025874 | 0.011882
2023 | 11 | 78.1173 | 3.973% | 139746.3972 | 21283.6028 | 96660.3944 | 462.7616 | 34663.4284 | 292816.5845 | 30 | 3.973% | 78467.8582 | 11446.4927 | 5001.3261 | 834.8286 | 22240.0684 | 14600.3489 | 5235.3819 | 16204.3986 | 97843.6115 | 167837.3463 | 58254.9374 | 477966.5985 | 770783.183 |  | 5332876.557 | 144.5342 | 54.9078 | 0.0018303 | 89.6264 | 0.0029875 | 0.0048178 | 0.0048178 | TRUE | 0.00017774 | 167837.3463 |  | 31.4722 | 0.0010491 | 0.0048178
2023 | 12 | 42.6338 | 2.168% | 76268.9238 | 11615.8807 | 52754.0202 | 252.5599 | 18918.1434 | 159809.528 | 31 | 2.168% | 42825.1405 | 6247.114 | 2729.557 | 455.6216 | 12137.8877 | 7968.3836 | 2857.2969 | 8843.8204 | 53399.7806 | 91600.0271 | 31793.6023 | 260858.2319 | 420667.7598 | 19400542.3597 | 5338112.089 | 78.8046 | 29.9375 | 0.00096572 | 48.8671 | 0.0015764 | 0.0025421 | 0.0025421 | TRUE | 9.3789e-05 | 91600.0271 | 4224450.6853 | 17.1596 | 0.00055354 | 0.0025421
2024 | 1 | 26.1128 | 1.328% | 45678.3628 | 7880.1602 | 32966.3564 | 165.7754 | 11728.9366 | 98419.5913 | 31 | 1.328% | 27896.8108 | 4601.8935 | 1764.9715 | 293.5438 | 7658.3415 | 5421.6414 | 1947.3764 | 6018.1453 | 38255.9007 | 56437.7161 | 19473.3008 | 169769.6419 | 268189.2332 |  | 5343385.5298 | 50.1909 | 18.419 | 0.00059416 | 31.7719 | 0.0010249 | 0.0016191 | 0.0016191 | TRUE | 4.5134e-05 | 56437.7161 |  | 10.5622 | 0.00034071 | 0.0016191
2024 | 2 | 35.0422 | 1.782% | 61298.2055 | 10574.8028 | 44239.2933 | 222.4627 | 15739.679 | 132074.4434 | 29 | 1.782% | 37436.2026 | 6175.5237 | 2368.5083 | 393.922 | 10277.1325 | 7275.5867 | 2613.2872 | 8076.0668 | 51337.612 | 75736.7496 | 26132.2499 | 227822.8414 | 359897.2848 |  | 5348619.574 | 67.2879 | 24.6932 | 0.00085149 | 42.5947 | 0.0014688 | 0.0023203 | 0.0023203 | TRUE | -1.5871e-05 | 75736.7496 |  | 14.1601 | 0.00048828 | 0.0023203
2024 | 3 | 64.5823 | 3.285% | 112971.7614 | 19489.2182 | 81532.4175 | 409.9958 | 29008.0149 | 243411.4078 | 31 | 3.285% | 68994.4137 | 11381.4065 | 4365.1287 | 725.9929 | 18940.6159 | 13408.8077 | 4816.2529 | 14884.0816 | 94614.5226 | 139581.8023 | 48161.3822 | 419874.4068 | 663285.8146 |  | 5353889.4375 | 123.8886 | 45.4644 | 0.0014666 | 78.4242 | 0.0025298 | 0.0039964 | 0.0039964 | TRUE | 0.00011143 | 139581.8023 |  | 26.0711 | 0.000841 | 0.0039964
2024 | 4 | 114.0339 | 5.8% | 199476.0119 | 34412.4185 | 143963.0691 | 723.936 | 51219.9071 | 429795.3426 | 30 | 5.8% | 121824.5189 | 20096.328 | 7707.5763 | 1281.897 | 33443.7427 | 23676.1421 | 8504.1333 | 26281.0564 | 167062.3473 | 246461.7787 | 85039.3083 | 741378.8291 | 1171174.1718 |  | 5359119.6368 | 218.5385 | 80.1989 | 0.0026733 | 138.3397 | 0.0046113 | 0.0072846 | 0.0072846 | TRUE | 0.00020312 | 246461.7787 |  | 45.9892 | 0.001533 | 0.0072846
2024 | 5 | 208.4788 | 10.6% | 364685.421 | 62913.3659 | 263195.7195 | 1323.5121 | 93641.1011 | 785759.1196 | 31 | 10.6% | 222721.6473 | 36740.447 | 14091.1215 | 2343.5858 | 61142.4165 | 43285.1238 | 15547.4004 | 48047.4721 | 305426.2109 | 450585.5952 | 155470.3027 | 1355401.323 | 2141160.4426 |  | 5364378.1867 | 399.1442 | 146.4772 | 0.0047251 | 252.667 | 0.0081505 | 0.012876 | 0.012876 | TRUE | 0.00035898 | 450585.5952 |  | 83.9959 | 0.0027095 | 0.012876
2024 | 6 | 271.6633 | 13.82% | 475212.0961 | 81980.7723 | 342963.5031 | 1724.6342 | 122021.2856 | 1023902.2913 | 30 | 13.82% | 290222.7914 | 47875.5218 | 18361.7742 | 3053.8658 | 79673.0941 | 56403.7201 | 20259.4134 | 62609.4124 | 397992.9591 | 587146.381 | 202589.3116 | 1766188.2449 | 2790090.5362 |  | 5369633.7222 | 519.6054 | 190.6838 | 0.0063561 | 328.9215 | 0.010964 | 0.01732 | 0.01732 | TRUE | 0.00048286 | 587146.381 |  | 109.3457 | 0.0036449 | 0.01732
2024 | 7 | 322.3192 | 16.39% | 563822.9122 | 97267.3847 | 406914.4761 | 2046.2196 | 144774.0854 | 1214825.0781 | 31 | 16.39% | 344339.424 | 56802.6706 | 21785.6176 | 3623.3074 | 94529.4035 | 66921.0863 | 24037.1017 | 74283.9282 | 472205.0451 | 696629.116 | 240365.295 | 2095521.9953 | 3310347.0734 |  | 5374960.0945 | 615.8831 | 226.0156 | 0.0072908 | 389.8675 | 0.012576 | 0.019867 | 0.019867 | TRUE | 0.00055394 | 696629.116 |  | 129.6064 | 0.0041809 | 0.019867
2024 | 8 | 326.4544 | 16.6% | 571056.512 | 98515.2825 | 412135.0098 | 2072.4717 | 146631.4732 | 1230410.7492 | 31 | 16.6% | 348757.1472 | 57531.4238 | 22065.1175 | 3669.7928 | 95742.1741 | 67779.6544 | 24345.4871 | 75236.9583 | 478263.228 | 705566.561 | 243449.076 | 2122406.6203 | 3352817.3695 |  | 5380321.6496 | 623.163 | 228.6872 | 0.007377 | 394.4758 | 0.012725 | 0.020102 | 0.020102 | TRUE | 0.00056063 | 705566.561 |  | 131.1384 | 0.0042303 | 0.020102
2024 | 9 | 277.8765 | 14.13% | 486080.7939 | 83855.7756 | 350807.5095 | 1764.0788 | 124812.0658 | 1047320.2235 | 30 | 14.13% | 296860.5514 | 48970.4952 | 18781.7311 | 3123.7115 | 81495.3179 | 57693.744 | 20722.7717 | 64041.3683 | 407095.5583 | 600575.1566 | 207222.7838 | 1806583.1897 | 2853903.4132 |  | 5385554.9074 | 529.9182 | 194.4684 | 0.0064823 | 335.4498 | 0.011182 | 0.017664 | 0.017664 | TRUE | 0.00049256 | 600575.1566 |  | 111.5159 | 0.0037172 | 0.017664
2024 | 10 | 198.8904 | 10.12% | 347912.7959 | 60019.852 | 251090.8124 | 1262.6411 | 89334.3561 | 749620.4576 | 31 | 10.12% | 212478.2252 | 35050.6791 | 13443.0421 | 2235.7995 | 58330.3522 | 41294.3528 | 14832.3437 | 45837.671 | 291379.0375 | 429862.2461 | 148319.9069 | 1293063.6561 | 2042684.1137 |  | 5390832.5837 | 378.9181 | 139.0547 | 0.0044856 | 239.8634 | 0.0077375 | 0.012223 | 0.012223 | TRUE | 0.00034083 | 429862.2461 |  | 79.7395 | 0.0025722 | 0.012223
2024 | 11 | 78.1173 | 3.973% | 136648.1316 | 23573.7252 | 98619.8 | 495.9218 | 35087.4501 | 294425.0286 | 30 | 3.973% | 83454.1092 | 13766.6963 | 5279.9627 | 878.1448 | 22910.148 | 16218.9957 | 5825.6324 | 18003.4542 | 114443.6236 | 168835.0456 | 58254.9374 | 507870.75 | 802295.7786 |  | 5396121.6513 | 148.6801 | 54.5623 | 0.0018187 | 94.1177 | 0.0031373 | 0.004956 | 0.004956 | TRUE | 0.0001382 | 168835.0456 |  | 31.2882 | 0.0010429 | 0.004956
2024 | 12 | 42.6338 | 2.168% | 74577.9937 | 12865.7531 | 53823.3984 | 270.6576 | 19149.5603 | 160687.3631 | 31 | 2.168% | 45546.4701 | 7513.4038 | 2881.6276 | 479.2622 | 12503.5948 | 8851.7871 | 3179.4359 | 9825.685 | 62459.5137 | 92144.5381 | 31793.6023 | 277178.9206 | 437866.2837 | 20193711.5153 | 5401414.1942 | 81.0651 | 29.7491 | 0.00095965 | 51.316 | 0.0016554 | 0.002615 | 0.002615 | TRUE | 7.292e-05 | 92144.5381 | 4249562.6864 | 17.0593 | 0.0005503 | 0.002615
2025 | 1 | 26.1128 | 1.328% | 45880.706 | 8581.3404 | 33375.1985 | 167.8312 | 11874.3965 | 99879.4726 | 31 | 1.328% | 29575.7183 | 5444.8617 | 1863.6557 | 308.0235 | 7888.8932 | 5964.4154 | 2145.4441 | 6647.9391 | 43035.9384 | 56626.3192 | 19473.3008 | 178974.5092 | 278853.9818 |  | 5406732.2633 | 51.5753 | 18.4732 | 0.00059591 | 33.1022 | 0.0010678 | 0.0016637 | 0.0016637 | TRUE | 4.4659e-05 | 56626.3192 |  | 10.4733 | 0.00033785 | 0.0016637
2025 | 2 | 35.0422 | 1.782% | 61569.7406 | 11515.7535 | 44787.9401 | 225.2215 | 15934.8793 | 134033.535 | 28 | 1.782% | 39689.2171 | 7306.7472 | 2500.938 | 413.353 | 10586.5221 | 8003.9637 | 2879.0847 | 8921.2202 | 57752.1968 | 75989.8459 | 26132.2499 | 240175.3387 | 374208.8737 |  | 5412022.8806 | 69.144 | 24.7659 | 0.0008845 | 44.3781 | 0.0015849 | 0.0024694 | 0.0024694 | TRUE | 0.00014916 | 75989.8459 |  | 14.0409 | 0.00050146 | 0.0024694
2025 | 3 | 64.5823 | 3.285% | 113472.1968 | 21223.3776 | 82543.5661 | 415.0802 | 29367.7664 | 247021.9871 | 31 | 3.285% | 73146.6888 | 13466.236 | 4609.1947 | 761.8039 | 19510.8167 | 14751.1966 | 5306.1141 | 16441.6879 | 106436.5154 | 140048.2554 | 48161.3822 | 442639.8916 | 689661.8788 |  | 5417339.5802 | 127.3064 | 45.5984 | 0.0014709 | 81.708 | 0.0026357 | 0.0041067 | 0.0041067 | TRUE | 0.00011025 | 140048.2554 |  | 25.8519 | 0.00083393 | 0.0041067
2025 | 4 | 114.0339 | 5.8% | 200359.6386 | 37474.4508 | 145748.4701 | 732.9137 | 51855.1261 | 436170.5992 | 30 | 5.8% | 129156.2563 | 23777.5442 | 8138.5275 | 1345.1291 | 34450.5552 | 26046.4193 | 9369.0889 | 29031.3464 | 187936.6255 | 247285.4023 | 85039.3083 | 781576.203 | 1217746.8023 |  | 5422629.6093 | 224.5676 | 80.4353 | 0.0026812 | 144.1323 | 0.0048044 | 0.0074856 | 0.0074856 | TRUE | 0.00020097 | 247285.4023 |  | 45.6025 | 0.0015201 | 0.0074856
2025 | 5 | 208.4788 | 10.6% | 366300.8823 | 68511.4252 | 266459.8197 | 1339.9252 | 94802.4191 | 797414.4716 | 31 | 10.6% | 236125.6537 | 43470.5087 | 14878.9937 | 2459.1878 | 62983.088 | 47618.5047 | 17128.7269 | 53075.5988 | 343588.9195 | 452091.3578 | 155470.3027 | 1428890.8424 | 2226305.3139 |  | 5427176.8442 | 410.2143 | 146.9299 | 0.0047397 | 263.2844 | 0.008493 | 0.013233 | 0.013233 | TRUE | 0.0003571 | 452091.3578 |  | 83.3014 | 0.0026871 | 0.013233
2025 | 6 | 271.6633 | 13.82% | 477317.1617 | 89275.458 | 347216.8673 | 1746.0218 | 123534.569 | 1039090.0777 | 30 | 13.82% | 307689.2037 | 56645.2904 | 19388.4301 | 3204.5037 | 82071.6255 | 62050.4361 | 22319.999 | 69161.4336 | 447721.7931 | 589108.5011 | 202589.3116 | 1861950.528 | 2901040.6056 |  | 5431720.3103 | 534.0924 | 191.3004 | 0.0063767 | 342.792 | 0.011426 | 0.017803 | 0.017803 | TRUE | 0.0004829 | 589108.5011 |  | 108.4571 | 0.0036152 | 0.017803
2025 | 7 | 322.3192 | 16.39% | 566320.5006 | 105922.28 | 411960.9473 | 2071.5952 | 146569.5444 | 1232844.8676 | 31 | 16.39% | 365062.7253 | 67207.7013 | 23003.7097 | 3802.0342 | 97375.1789 | 73620.722 | 26481.9161 | 82057.6775 | 531206.6072 | 698957.1045 | 240365.295 | 2209140.6716 | 3441985.5392 |  | 5436311.5982 | 633.1472 | 226.7797 | 0.0073155 | 406.3676 | 0.013109 | 0.020424 | 0.020424 | TRUE | 0.00055691 | 698957.1045 |  | 128.5719 | 0.0041475 | 0.020424
2025 | 8 | 326.4544 | 16.6% | 573586.1434 | 107281.2162 | 417246.225 | 2098.1728 | 148449.9672 | 1248661.7247 | 31 | 16.6% | 369746.3194 | 68069.9465 | 23298.8372 | 3850.8126 | 98624.4596 | 74565.2434 | 26821.6674 | 83110.4414 | 538021.7542 | 707924.4165 | 243449.076 | 2237482.9742 | 3486144.6989 |  | 5440926.2621 | 640.7263 | 229.4943 | 0.007403 | 411.232 | 0.013266 | 0.020669 | 0.020669 | TRUE | 0.00056656 | 707924.4165 |  | 130.111 | 0.0041971 | 0.020669
2025 | 9 | 277.8765 | 14.13% | 488234.005 | 91317.2999 | 355158.1534 | 1785.9555 | 126359.9598 | 1062855.3736 | 30 | 14.13% | 314726.4425 | 57940.8394 | 19831.8679 | 3277.7948 | 83948.7067 | 63469.6076 | 22830.4854 | 70743.2425 | 457961.7532 | 602582.1528 | 207222.7838 | 1904535.6765 | 2967391.0501 |  | 5445455.1195 | 544.9299 | 195.1821 | 0.0065061 | 349.7478 | 0.011658 | 0.018164 | 0.018164 | TRUE | 0.00050039 | 602582.1528 |  | 110.6578 | 0.0036886 | 0.018164
2025 | 10 | 198.8904 | 10.12% | 349453.9588 | 65360.4452 | 254204.79 | 1278.2994 | 90442.2628 | 760739.7562 | 31 | 10.12% | 225265.754 | 41471.2115 | 14194.6785 | 2346.0848 | 60086.3676 | 45428.4327 | 16340.9419 | 50634.5439 | 327786.5655 | 431298.7556 | 148319.9069 | 1363173.2428 | 2123912.999 |  | 5450014.5729 | 389.7078 | 139.5849 | 0.0045027 | 250.1229 | 0.0080685 | 0.012571 | 0.012571 | TRUE | 0.00034805 | 431298.7556 |  | 79.1372 | 0.0025528 | 0.012571
2025 | 11 | 78.1173 | 3.973% | 137253.4471 | 25671.3258 | 99842.8629 | 502.0718 | 35522.5975 | 298792.3052 | 30 | 3.973% | 88476.6089 | 16288.4597 | 5575.1795 | 921.4611 | 23599.8502 | 17842.7196 | 6418.1577 | 19887.5003 | 128743.2433 | 169399.2569 | 58254.9374 | 535407.3745 | 834199.6797 |  | 5454581.9482 | 152.9356 | 54.7782 | 0.0018259 | 98.1574 | 0.0032719 | 0.0050979 | 0.0050979 | TRUE | 0.00014185 | 169399.2569 |  | 31.0563 | 0.0010352 | 0.0050979
2025 | 12 | 42.6338 | 2.168% | 74908.3548 | 14010.5536 | 54490.9053 | 274.0141 | 19387.0492 | 163070.877 | 31 | 2.168% | 48287.5829 | 8889.6982 | 3042.7471 | 502.9027 | 12880.0113 | 9737.9614 | 3502.8164 | 10853.9345 | 70263.7693 | 92452.4659 | 31793.6023 | 292207.492 | 455278.3691 | 20996729.7921 | 5459151.0862 | 83.3973 | 29.8711 | 0.00096358 | 53.5262 | 0.0017267 | 0.0026902 | 0.0026902 | TRUE | 7.5231e-05 | 92452.4659 | 4263763.8339 | 16.9353 | 0.0005463 | 0.0026902
2026 | 1 | 26.1128 | 1.328% | 46129.8077 | 9198.3575 | 33793.1119 | 169.9331 | 12023.0839 | 101314.2941 | 31 | 1.328% | 31265.141 | 6355.2347 | 1957.4149 | 322.5031 | 8133.0518 | 6526.7003 | 2344.1718 | 7293.7543 | 47177.7425 | 56764.1869 | 19473.3008 | 187613.2019 | 288927.4961 |  | 5463737.3975 | 52.8809 | 18.543 | 0.00059816 | 34.3379 | 0.0011077 | 0.0017058 | 0.0017058 | TRUE | 4.2116e-05 | 56764.1869 |  | 10.3893 | 0.00033514 | 0.0017058
2026 | 2 | 35.0422 | 1.782% | 61904.0232 | 12343.7614 | 45348.7602 | 228.0422 | 16134.4107 | 135958.9978 | 28 | 1.782% | 41956.3426 | 8528.4248 | 2626.7584 | 432.7839 | 10914.1714 | 8758.5235 | 3145.7678 | 9787.8738 | 63310.3023 | 76174.8579 | 26132.2499 | 251768.0564 | 387727.0542 |  | 5468304.7476 | 70.9044 | 24.8631 | 0.00088797 | 46.0413 | 0.0016443 | 0.0025323 | 0.0025323 | TRUE | 6.2873e-05 | 76174.8579 |  | 13.9303 | 0.00049751 | 0.0025323
2026 | 3 | 64.5823 | 3.285% | 114088.2752 | 22749.3848 | 83577.1501 | 420.2787 | 29735.5001 | 250570.5889 | 31 | 3.285% | 77324.9704 | 15717.7712 | 4841.08 | 797.6149 | 20114.6698 | 16141.8401 | 5797.6074 | 18038.9187 | 116680.0285 | 140389.2299 | 48161.3822 | 464005.1131 | 714575.702 |  | 5472890.5963 | 130.5664 | 45.784 | 0.0014769 | 84.7825 | 0.0027349 | 0.0042118 | 0.0042118 | TRUE | 0.00010516 | 140389.2299 |  | 25.6518 | 0.00082748 | 0.0042118
2026 | 4 | 114.0339 | 5.8% | 201447.4579 | 40168.9457 | 147573.4854 | 742.0927 | 52504.4392 | 442436.421 | 30 | 5.8% | 136533.9137 | 27753.1153 | 8547.971 | 1408.3612 | 35516.7882 | 28501.9003 | 10236.9263 | 31851.6018 | 206023.7574 | 247887.4664 | 85039.3083 | 819301.1098 | 1261737.5309 |  | 5477458.5188 | 230.3509 | 80.774 | 0.0026925 | 149.5769 | 0.0049859 | 0.0076784 | 0.0076784 | TRUE | 0.00019278 | 247887.4664 |  | 45.2559 | 0.0015085 | 0.0076784
2026 | 5 | 208.4788 | 10.6% | 368289.6521 | 73437.5463 | 269796.3437 | 1356.7065 | 95989.5045 | 808869.753 | 31 | 10.6% | 249613.6117 | 50738.7152 | 15627.5453 | 2574.7898 | 64932.3932 | 52107.6566 | 18715.3219 | 58231.6375 | 376656.1201 | 453192.0615 | 155470.3027 | 1497860.1554 | 2306729.9084 |  | 5482057.5816 | 420.7781 | 147.5486 | 0.0047596 | 273.2296 | 0.0088139 | 0.013573 | 0.013573 | TRUE | 0.00034077 | 453192.0615 |  | 82.6682 | 0.0026667 | 0.013573
2026 | 6 | 271.6633 | 13.82% | 479908.6759 | 95694.5584 | 351564.605 | 1767.889 | 125081.429 | 1054017.1573 | 30 | 13.82% | 325265.0114 | 66116.3013 | 20363.8482 | 3355.1417 | 84611.7144 | 67900.1333 | 24387.4497 | 75880.1337 | 490810.8029 | 590542.7994 | 202589.3116 | 1951822.6477 | 3005839.805 |  | 5486653.8083 | 547.8457 | 192.1056 | 0.0064035 | 355.7401 | 0.011858 | 0.018262 | 0.018262 | TRUE | 0.00045844 | 590542.7994 |  | 107.6326 | 0.0035878 | 0.018262
2026 | 7 | 322.3192 | 16.39% | 569395.2436 | 113538.3233 | 417119.3896 | 2097.5399 | 148404.8411 | 1250555.3374 | 31 | 16.39% | 385915.8205 | 78444.7321 | 24161.0099 | 3980.761 | 100388.9076 | 80561.1878 | 28934.8756 | 90029.1855 | 582330.2449 | 700658.8504 | 240365.295 | 2315770.8704 | 3566326.2078 |  | 5491282.4172 | 649.4523 | 227.7347 | 0.0073463 | 421.7177 | 0.013604 | 0.02095 | 0.02095 | TRUE | 0.00052597 | 700658.8504 |  | 127.5948 | 0.004116 | 0.02095
2026 | 8 | 326.4544 | 16.6% | 576700.334 | 114994.97 | 422470.8478 | 2124.4504 | 150308.8099 | 1266599.412 | 31 | 16.6% | 390866.9507 | 79451.1435 | 24470.985 | 4031.8324 | 101676.8531 | 81594.7524 | 29306.0973 | 91184.2203 | 589801.2856 | 709647.9951 | 243449.076 | 2345481.1915 | 3612080.6036 |  | 5495927.0259 | 657.2286 | 230.4615 | 0.0074342 | 426.7672 | 0.013767 | 0.021201 | 0.021201 | TRUE | 0.00053233 | 709647.9951 |  | 129.1225 | 0.0041652 | 0.021201
2026 | 9 | 277.8765 | 14.13% | 490884.7904 | 97883.2132 | 359605.3294 | 1808.3228 | 127942.1985 | 1078123.8543 | 30 | 14.13% | 332704.231 | 67628.4642 | 20829.595 | 3431.878 | 86546.8906 | 69453.0947 | 24945.2213 | 77615.6077 | 502036.2628 | 604049.2554 | 207222.7838 | 1996463.2846 | 3074587.1388 |  | 5500513.1359 | 558.9637 | 196.0042 | 0.0065335 | 362.9595 | 0.012099 | 0.018632 | 0.018632 | TRUE | 0.00046779 | 604049.2554 |  | 109.8169 | 0.0036606 | 0.018632
2026 | 10 | 198.8904 | 10.12% | 351351.261 | 70060.004 | 257387.8605 | 1294.3088 | 91574.7517 | 771668.186 | 31 | 10.12% | 238133.3734 | 48405.1383 | 14908.8026 | 2456.37 | 61946.0202 | 49711.1194 | 17854.5661 | 55553.4459 | 359332.9381 | 432348.8357 | 148319.9069 | 1428970.5167 | 2200638.7027 |  | 5505120.0002 | 399.744 | 140.1728 | 0.0045217 | 259.5712 | 0.0083733 | 0.012895 | 0.012895 | TRUE | 0.00032375 | 432348.8357 |  | 78.5358 | 0.0025334 | 0.012895
2026 | 11 | 78.1173 | 3.973% | 137998.6419 | 27517.1501 | 101093.0631 | 508.3598 | 35967.4001 | 303084.615 | 30 | 3.973% | 93530.5655 | 19011.8667 | 5855.6628 | 964.7773 | 24330.2575 | 19524.811 | 7012.657 | 21819.4751 | 141133.569 | 169811.6921 | 58254.9374 | 561250.2715 | 864334.8864 |  | 5509732.4814 | 156.8742 | 55.009 | 0.0018336 | 101.8652 | 0.0033955 | 0.0052291 | 0.0052291 | TRUE | 0.00013129 | 169811.6921 |  | 30.8203 | 0.0010273 | 0.0052291
2026 | 12 | 42.6338 | 2.168% | 75315.0572 | 15017.943 | 55173.2229 | 277.4458 | 19629.8076 | 165413.4766 | 31 | 2.168% | 51045.8639 | 10376.0429 | 3195.8255 | 526.5433 | 13278.6433 | 10655.9908 | 3827.2744 | 11908.3419 | 77025.9959 | 92677.5592 | 31793.6023 | 306311.6835 | 471725.1601 | 21755230.1959 | 5514345.5968 | 85.5451 | 29.9969 | 0.00096764 | 55.5481 | 0.0017919 | 0.0027595 | 0.0027595 | TRUE | 6.9284e-05 | 92677.5592 | 4274144.7899 | 16.8066 | 0.00054215 | 0.0027595
[9 empty] | 93951928.5739 | [14 empty] | 236435929.4952
[24 empty] | 241310991.0204 |  |  | 46547.3475 | 18579.4864 |  | 27967.8612 |  |  |  |  | 0.11509 |  |  |  | 0.3205
4875061.5252
46547.3475
2005 | [8 empty] | 104508.9402 | 104508.9402 | [12 empty] | 0 | 104508.9402 |  | 4321895.1667 | [6 empty] | CFL Totals | 3338238.3037 |  | 64652532.0551
2006 | [8 empty] | 523995.0086 | 523995.0086 | [12 empty] | 1367.8209 | 525362.8296 |  | 4409562.5
2007 | [8 empty] | 939574.414 | 939574.414 | [12 empty] | 136056.6699 | 1075631.0839 |  | 4496589.3333
2008 | [8 empty] | 1258245.6705 | 1258245.6705 | [12 empty] | 1754902.8615 | 3013148.532 |  | 4509730.1667
2009 | [8 empty] | 1548378.2378 | 1548378.2378 | [12 empty] | 2178220.0369 | 3726598.2747 |  | 4499066.75
2010 | [8 empty] | 1882877.3064 | 1882877.3064 | [12 empty] | 2611128.6783 | 4494005.9847 |  | 4520327.6667
2011 | [8 empty] | 2255529.3516 | 2255529.3516 | [12 empty] | 3035487.0522 | 5291016.4039 |  | 4547050.8333
2012 | [8 empty] | 2633605.7733 | 2633605.7733 | [12 empty] | 3434526.8864 | 6068132.6597 |  | 4576448.6667
2013 | [8 empty] | 3036742.4277 | 3036742.4277 | [12 empty] | 4155744.351 | 7192486.7786 |  | 4626934.3333
2014 | [8 empty] | 3474083.708 | 3474083.708 | [12 empty] | 4910864.733 | 8384948.441 |  | 4697825.6937
2015 | [8 empty] | 4039997.9426 | 4039997.9426 | [12 empty] | 5800287.9445 | 9840285.8871 |  | 4782468.9276
2016 | [8 empty] | 4575939.1961 | 4575939.1961 | [12 empty] | 6619830.4776 | 11195769.6737 |  | 4852827.4974
2017 | [8 empty] | 5107282.6345 | 5107282.6345 | [12 empty] | 7476087.5976 | 12583370.2321 |  | 4922917.6135
2018 | [8 empty] | 5645813.9724 | 5645813.9724 | [12 empty] | 8121182.6862 | 13766996.6586 |  | 4991658.9754
2019 | [8 empty] | 6178818.5956 | 6178818.5956 | [12 empty] | 8825351.2505 | 15004169.8462 |  | 5058945.3177
2020 | [8 empty] | 6602699.057 | 6602699.057 | [12 empty] | 9551225.2282 | 16153924.2851 |  | 5123908.5664
2021 | [8 empty] | 6943997.27 | 6943997.27 | [12 empty] | 10259823.6849 | 17203820.9549 |  | 5185332.6772
2022 | [8 empty] | 7269834.1271 | 7269834.1271 | [12 empty] | 11195704.0391 | 18465538.1662 |  | 5247054.0847
2023 | [8 empty] | 7370166.7033 | 7370166.7033 | [12 empty] | 12030375.6564 | 19400542.3597 |  | 5309376.031
2024 | [8 empty] | 7410651.0961 | 7410651.0961 | [12 empty] | 12783060.4192 | 20193711.5153 |  | 5372352.5973
2025 | [8 empty] | 7520575.0475 | 7520575.0475 | [12 empty] | 13476154.7446 | 20996729.7921 |  | 5433671.8396
2026 | [8 empty] | 7628612.0934 | 7628612.0934 | [12 empty] | 14126618.1025 | 21755230.1959 |  | 5489001.9423
[9 empty] | 93951928.5739 | 93951928.5739

## MWhbymo-WgtbyActulCDH&Dylthrs
OPC 010137
FPL RC-16
|  | 2013 Cooling Degree Hours- 20 year normals (1993-2012) | HVAC | Residential AC Efficiency | Residential New Construction Efficiency | CI DX Efficiency | CI SPVU Efficiency | CI Chiller Efficiency | Weather Sensative Subtotal | Night-Time Hours | Night-Time Hour | Days | CI Lighting Efficiency | CI Long Tube Lighting Efficiency - LED | CI Refrigeration Efficiency | Federal Facility ENERGY STAR Procurement | CI Walk-in Refrigerator and Freezer | Residential Refrigerator Efficiency | CI Water Heater Efficiency for Units > 55 Gallons | Res Water Heater Efficiency for Units > 55 Gallons | LED Lighting Efficiency | CFL Lighting Efficiency | Advanced Incandescent Lighting Efficiency | Non-Weather Sensative Subtotal | Grandtotal | Grandtotal |  | Weather and non-weather sensitive | Weather Sensative Subtotal | Weather Sensative Subtotal | Non-Weather Sensative Subtotal | Non-Weather Sensative Subtotal | Grandtotal | Grandtotal |  | Grandtotal | Difference between weighting: daylight hrs & days VS. | CFLs |  | CFLs |  | Grandtotal (matches column AE) | Grandtotal (matches column V) | Difference from last NEPACT Study
|  |  | weight | MWH | MWH | MWH | Single Package/Vertical Unit | MWH | MWH |  | weight | weight | MWH |  | MWH | MWH | MWH |  | MWH | MWH |  | MWH | MWH | MWH | MWH Monthly | MWH Annual | Total Customers | KWH/CUST | KWH/CUST | MWH USE/CUST/DAY | KWH/CUST | MWH USE/CUST/DAY | MWH USE/CUST/DAY | MWH USE/CUST/DAY |  | change from prior year | days and cooling interaction wgted by CDH | Monthly | Annual | KWH/CUST | MWH USE/CUST/DAY | MWH USE/CUST/DAY | MWH | Weat/Nonweat sens kwh/cust
2005 | 1 | 23.4723 | 1.231% | 0 | 0 | 715.005 | 0 | 571.2337 | 1286.2387 | 13.3 | 9.363% | 8.493% | 0 | 0 | 0 | 0 | 0 | 0 | 0 | 0 | 0 | 0 | 0 | 0 | 1286.2387 |  | 4272459 | 0.30105 | 0.30105 | 2.2636e-05 | 0 | 0 | 2.2636e-05 | 2.2636e-05 | TRUE | 2.2636e-05 | -7.329% | 0 |  |  |  | 2.2636e-05 | 1374.7829 | 0.30105
2005 | 2 | 18.7412 | 0.9827% | 0 | 0 | 570.8889 | 0 | 456.0961 | 1026.9849 | 12.7333 | 8.964% | 7.671% | 0 | 0 | 0 | 0 | 0 | 0 | 0 | 0 | 0 | 0 | 0 | 0 | 1026.9849 |  | 4287988 | 0.2395 | 0.2395 | 1.8809e-05 | 0 | 0 | 1.8809e-05 | 1.8809e-05 | TRUE | 1.8809e-05 | -44.86% | 0 |  |  |  | 1.8809e-05 | 1609.5467 | 0.2395
2005 | 3 | 59.817 | 3.136% | 0 | 0 | 1822.1232 | 0 | 1455.7356 | 3277.8588 | 12 | 8.448% | 8.493% | 0 | 0 | 0 | 0 | 0 | 0 | 0 | 0 | 0 | 0 | 0 | 0 | 3277.8588 |  | 4299864 | 0.76232 | 0.76232 | 6.3526e-05 | 0 | 0 | 6.3526e-05 | 6.3526e-05 | TRUE | 6.3526e-05 | -4.511% | 0 |  |  |  | 6.3526e-05 | 3159.7167 | 0.76232
2005 | 4 | 68.0906 | 3.57% | 0 | 0 | 2074.1504 | 0 | 1657.0858 | 3731.2362 | 11.2 | 7.885% | 8.219% | 0 | 0 | 0 | 0 | 0 | 0 | 0 | 0 | 0 | 0 | 0 | 0 | 3731.2362 |  | 4310180 | 0.86568 | 0.86568 | 7.7293e-05 | 0 | 0 | 7.7293e-05 | 7.7293e-05 | TRUE | 7.7293e-05 | -38.44% | 0 |  |  |  | 7.7293e-05 | 5970.3384 | 0.86568
2005 | 5 | 168.4101 | 8.83% | 0 | 0 | 5130.0475 | 0 | 4098.5113 | 9228.5588 | 10.5333 | 7.415% | 8.493% | 0 | 0 | 0 | 0 | 0 | 0 | 0 | 0 | 0 | 0 | 0 | 0 | 9228.5588 |  | 4313996 | 2.1392 | 2.1392 | 0.00020309 | 0 | 0 | 0.00020309 | 0.00020309 | TRUE | 0.00020309 | -16.72% | 0 |  |  |  | 0.00020309 | 10211.1689 | 2.1392
2005 | 6 | 237.5832 | 12.46% | 0 | 0 | 7237.1726 | 0 | 5781.9414 | 13019.1141 | 10.2 | 7.181% | 8.219% | 0 | 0 | 0 | 0 | 0 | 0 | 0 | 0 | 0 | 0 | 0 | 0 | 13019.1141 |  | 4320906 | 3.0131 | 3.0131 | 0.0002954 | 0 | 0 | 0.0002954 | 0.0002954 | TRUE | 0.0002954 | -9.838% | 0 |  |  |  | 0.0002954 | 14808.878 | 3.0131
2005 | 7 | 364.8554 | 19.13% | 0 | 0 | 11114.0927 | 0 | 8879.3009 | 19993.3936 | 10.3667 | 7.298% | 8.493% | 0 | 0 | 0 | 0 | 0 | 0 | 0 | 0 | 0 | 0 | 0 | 0 | 19993.3936 |  | 4327794 | 4.6198 | 4.6198 | 0.00044564 | 0 | 0 | 0.00044564 | 0.00044564 | TRUE | 0.00044564 | 16.7% | 0 |  |  |  | 0.00044564 | 16664.1178 | 4.6198
2005 | 8 | 365.7273 | 19.18% | 0 | 0 | 11140.6517 | 0 | 8900.5194 | 20041.1711 | 10.9333 | 7.697% | 8.493% | 0 | 0 | 0 | 0 | 0 | 0 | 0 | 0 | 0 | 0 | 0 | 0 | 20041.1711 |  | 4340306 | 4.6175 | 4.6175 | 0.00042233 | 0 | 0 | 0.00042233 | 0.00042233 | TRUE | 0.00042233 | 15.5% | 0 |  |  |  | 0.00042233 | 17403.8251 | 4.6175
2005 | 9 | 295.8517 | 15.51% | 0 | 0 | 9012.1274 | 0 | 7199.9931 | 16212.1205 | 11.6833 | 8.225% | 8.219% | 0 | 0 | 0 | 0 | 0 | 0 | 0 | 0 | 0 | 0 | 0 | 0 | 16212.1205 |  | 4343095 | 3.7328 | 3.7328 | 0.0003195 | 0 | 0 | 0.0003195 | 0.0003195 | TRUE | 0.0003195 | 9.765% | 0 |  |  |  | 0.0003195 | 15722.4318 | 3.7328
2005 | 10 | 202.3426 | 10.61% | 0 | 0 | 6163.6857 | 0 | 4924.3084 | 11087.9941 | 12.4667 | 8.776% | 8.493% | 0 | 0 | 0 | 0 | 0 | 0 | 0 | 0 | 0 | 0 | 0 | 0 | 11087.9941 |  | 4344668 | 2.5521 | 2.5521 | 0.00020471 | 0 | 0 | 0.00020471 | 0.00020471 | TRUE | 0.00020471 | 4.885% | 0 |  |  |  | 0.00020471 | 10562.6076 | 2.5521
2005 | 11 | 83.1463 | 4.36% | 0 | 0 | 2532.7733 | 0 | 2023.4901 | 4556.2634 | 13.15 | 9.257% | 8.219% | 0 | 0 | 0 | 0 | 0 | 0 | 0 | 0 | 0 | 0 | 0 | 0 | 4556.2634 |  | 4345746 | 1.0484 | 1.0484 | 7.9729e-05 | 0 | 0 | 7.9729e-05 | 7.9729e-05 | TRUE | 7.9729e-05 | 9.733% | 0 |  |  |  | 7.9729e-05 | 4865.4452 | 1.0484
2005 | 12 | 19.1248 | 1.003% | 0 | 0 | 582.5743 | 0 | 465.4318 | 1048.0061 | 13.4833 | 9.492% | 8.493% | 0 | 0 | 0 | 0 | 0 | 0 | 0 | 0 | 0 | 0 | 0 | 0 | 1048.0061 | 104508.9402 | 4355740 | 0.2406 | 0.2406 | 1.7845e-05 | 0 | 0 | 1.7845e-05 | 1.7845e-05 | TRUE | 1.7845e-05 | -53.75% | 0 | 0 |  |  | 1.7845e-05 | 2156.0812 | 0.2406
2006 | 1 | 28.7851 | 1.494% | 3267.7504 | 0 | 2967.5657 | 0 | 1592.8147 | 7828.1309 | 13.3 | 9.363% | 8.493% | 0 | 0 | 0 | 116.1711 | 0 | 0 | 0 | 0 | 0 | 0 | 0 | 116.1711 | 7944.302 |  | 4369236 | 1.8182 | 1.7916 | 0.00013471 | 0.026588 | 1.9991e-06 | 0.00013671 | 0.00013671 | TRUE | 0.00011407 | 12.32% | 0 |  |  |  | 0.00013671 | 7009.1637 | 1.8182
2006 | 2 | 21.4543 | 1.113% | 2435.5386 | 0 | 2211.8032 | 0 | 1187.1659 | 5834.5077 | 12.7333 | 8.964% | 7.671% | 0 | 0 | 0 | 104.9287 | 0 | 0 | 0 | 0 | 0 | 0 | 0 | 104.9287 | 5939.4364 |  | 4377958 | 1.3567 | 1.3327 | 0.00010466 | 0.023968 | 1.8823e-06 | 0.00010654 | 0.00010654 | TRUE | 8.7736e-05 | -37.17% | 0 |  |  |  | 0.00010654 | 8174.9983 | 1.3567
2006 | 3 | 53.9265 | 2.799% | 6121.8569 | 0 | 5559.486 | 0 | 2984.0051 | 14665.3481 | 12 | 8.448% | 8.493% | 0 | 0 | 0 | 116.1711 | 0 | 0 | 0 | 0 | 0 | 0 | 0 | 116.1711 | 14781.5192 |  | 4390093 | 3.367 | 3.3406 | 0.00027838 | 0.026462 | 2.2052e-06 | 0.00028058 | 0.00028058 | TRUE | 0.00021706 | -14.68% | 0 |  |  |  | 0.00028058 | 15958.6029 | 3.367
2006 | 4 | 129.3581 | 6.714% | 14685.0125 | 0 | 13336.0062 | 0 | 7157.9838 | 35179.0025 | 11.2 | 7.885% | 8.219% | 0 | 0 | 0 | 112.4236 | 0 | 0 | 0 | 0 | 0 | 0 | 0 | 112.4236 | 35291.4262 |  | 4398215 | 8.024 | 7.9985 | 0.00071415 | 0.025561 | 2.2822e-06 | 0.00071643 | 0.00071643 | TRUE | 0.00063914 | 15.69% | 0 |  |  |  | 0.00071643 | 30050.7157 | 8.024
2006 | 5 | 196.5075 | 10.2% | 22307.9631 | 0 | 20258.6912 | 0 | 10873.6739 | 53440.3282 | 10.5333 | 7.415% | 8.493% | 0 | 0 | 0 | 116.1711 | 0 | 0 | 0 | 0 | 0 | 0 | 0 | 116.1711 | 53556.4993 |  | 4397210 | 12.1797 | 12.1532 | 0.0011538 | 0.026419 | 2.5082e-06 | 0.0011563 | 0.0011563 | TRUE | 0.00095321 | -3.803% | 0 |  |  |  | 0.0011563 | 51309.9719 | 12.1797
2006 | 6 | 277.0277 | 14.38% | 31448.7986 | 0 | 28559.8241 | 0 | 15329.2337 | 75337.8565 | 10.2 | 7.181% | 8.219% | 0 | 0 | 0 | 112.4236 | 0 | 0 | 0 | 0 | 0 | 0 | 0 | 112.4236 | 75450.2801 |  | 4403628 | 17.1337 | 17.1081 | 0.0016773 | 0.02553 | 2.5029e-06 | 0.0016798 | 0.0016798 | TRUE | 0.0013844 | 4.051% | 0 |  |  |  | 0.0016798 | 74366.0692 | 17.1337
2006 | 7 | 300.3564 | 15.59% | 34097.1212 | 0 | 30964.8643 | 0 | 16620.1179 | 81682.1034 | 10.3667 | 7.298% | 8.493% | 0 | 0 | 0 | 116.1711 | 0 | 0 | 0 | 0 | 0 | 0 | 0 | 116.1711 | 81798.2745 |  | 4406505 | 18.5631 | 18.5367 | 0.0017881 | 0.026364 | 2.5431e-06 | 0.0017907 | 0.0017907 | TRUE | 0.001345 | -4.899% | 0 |  |  |  | 0.0017907 | 83664.2665 | 18.5631
2006 | 8 | 324.0036 | 16.82% | 36781.6009 | 0 | 33402.7402 | 0 | 17928.6263 | 88112.9674 | 10.9333 | 7.697% | 8.493% | 0 | 0 | 0 | 116.1711 | 0 | 0 | 0 | 0 | 0 | 0 | 0 | 116.1711 | 88229.1384 |  | 4416127 | 19.9788 | 19.9525 | 0.0018249 | 0.026306 | 2.406e-06 | 0.0018273 | 0.0018273 | TRUE | 0.001405 | 1.28% | 0 |  |  |  | 0.0018273 | 87376.8158 | 19.9788
2006 | 9 | 267.8981 | 13.9% | 30412.3859 | 0 | 27618.6191 | 0 | 14824.0503 | 72855.0554 | 11.6833 | 8.225% | 8.219% | 0 | 0 | 0 | 112.4236 | 0 | 0 | 0 | 0 | 0 | 0 | 0 | 112.4236 | 72967.479 |  | 4425222 | 16.489 | 16.4636 | 0.0014092 | 0.025405 | 2.1745e-06 | 0.0014113 | 0.0014113 | TRUE | 0.0010918 | -1.619% | 0 |  |  |  | 0.0014113 | 78946.516 | 16.489
2006 | 10 | 196.8367 | 10.22% | 22345.3369 | 0 | 20292.6317 | 0 | 10891.8912 | 53529.8598 | 12.4667 | 8.776% | 8.493% | 0 | 0 | 0 | 116.1711 | 0 | 0 | 0 | 0 | 0 | 0 | 0 | 116.1711 | 53646.0309 |  | 4429977 | 12.1098 | 12.0836 | 0.00096927 | 0.026224 | 2.1035e-06 | 0.00097137 | 0.00097137 | TRUE | 0.00076666 | 0.9933% | 0 |  |  |  | 0.00097137 | 53072.0427 | 12.1098
2006 | 11 | 67.0521 | 3.48% | 7611.8981 | 0 | 6912.6478 | 0 | 3710.3028 | 18234.8487 | 13.15 | 9.257% | 8.219% | 0 | 0 | 0 | 112.4236 | 0 | 0 | 0 | 0 | 0 | 0 | 0 | 112.4236 | 18347.2723 |  | 4443418 | 4.1291 | 4.1038 | 0.00031208 | 0.025301 | 1.924e-06 | 0.000314 | 0.000314 | TRUE | 0.00023427 | -12.35% | 0 |  |  |  | 0.000314 | 24510.9164 | 4.1291
2006 | 12 | 63.5961 | 3.301% | 7219.5706 | 0 | 6556.3607 | 0 | 3519.0688 | 17295.0001 | 13.4833 | 9.492% | 8.493% | 0 | 0 | 0 | 116.1711 | 0 | 0 | 0 | 0 | 0 | 0 | 0 | 116.1711 | 17411.1712 | 525362.8296 | 4457161 | 3.9063 | 3.8803 | 0.00028778 | 0.026064 | 1.933e-06 | 0.00028972 | 0.00028972 | TRUE | 0.00027187 | 51.72% | 0 | 0 |  |  | 0.00028972 | 10922.7504 | 3.9063
2007 | 1 | 45.6457 | 2.25% | 9533.7768 | 0 | 7785.2915 | 0 | 3819.2861 | 21138.3544 | 13.3 | 9.363% | 8.493% | 12482.715 | 0 | 0 | 232.3422 | 0 | 0 | 0 | 0 | 0 | 0 | 0 | 12715.0572 | 33853.4116 |  | 4465732 | 7.5807 | 4.7335 | 0.0003559 | 2.8473 | 0.00021408 | 0.00056998 | 0.00056998 | TRUE | 0.00043327 | 34.4% | 0 |  |  |  | 0.00056998 | 23915.3095 | 7.5807
2007 | 2 | 30.4047 | 1.499% | 6350.4847 | 0 | 5185.812 | 0 | 2544.0409 | 14080.3377 | 12.7333 | 8.964% | 7.671% | 11950.87 | 0 | 0 | 209.8575 | 0 | 0 | 0 | 0 | 0 | 0 | 0 | 12160.7275 | 26241.0652 |  | 4476835 | 5.8615 | 3.1452 | 0.000247 | 2.7164 | 0.00021333 | 0.00046033 | 0.00046033 | TRUE | 0.00035378 | -9.276% | 0 |  |  |  | 0.00046033 | 24907.6498 | 5.8615
2007 | 3 | 62.9041 | 3.1% | 13138.4689 | 0 | 10728.8866 | 0 | 5263.3466 | 29130.7021 | 12 | 8.448% | 8.493% | 11262.6 | 0 | 0 | 232.3422 | 0 | 0 | 0 | 0 | 0 | 0 | 0 | 11494.9422 | 40625.6443 |  | 4488392 | 9.0513 | 6.4902 | 0.00054085 | 2.561 | 0.00021342 | 0.00075427 | 0.00075427 | TRUE | 0.00047369 | -4.076% | 0 |  |  |  | 0.00075427 | 39962.5311 | 9.0513
2007 | 4 | 101.9614 | 5.025% | 21296.1512 | 0 | 17390.4579 | 0 | 8531.3612 | 47217.9703 | 11.2 | 7.885% | 8.219% | 10511.76 | 0 | 0 | 224.8473 | 0 | 0 | 0 | 0 | 0 | 0 | 0 | 10736.6073 | 57954.5777 |  | 4493310 | 12.898 | 10.5085 | 0.00093826 | 2.3895 | 0.00021335 | 0.0011516 | 0.0011516 | TRUE | 0.00043517 | -11.16% | 0 |  |  |  | 0.0011516 | 65231.0707 | 12.898
2007 | 5 | 167.186 | 8.24% | 34919.2899 | 0 | 28515.1263 | 0 | 13988.8693 | 77423.2854 | 10.5333 | 7.415% | 8.493% | 9886.06 | 0 | 0 | 232.3422 | 0 | 0 | 0 | 0 | 0 | 0 | 0 | 10118.4022 | 87541.6877 |  | 4494060 | 19.4794 | 17.2279 | 0.0016356 | 2.2515 | 0.00021375 | 0.0018493 | 0.0018493 | TRUE | 0.00069302 | -20.23% | 0 |  |  |  | 0.0018493 | 102984.9626 | 19.4794
2007 | 6 | 252.06 | 12.42% | 52646.4893 | 0 | 42991.1746 | 0 | 21090.4878 | 116728.1517 | 10.2 | 7.181% | 8.219% | 9573.21 | 0 | 0 | 224.8473 | 0 | 0 | 0 | 0 | 0 | 0 | 0 | 9798.0573 | 126526.2091 |  | 4497400 | 28.1332 | 25.9546 | 0.0025446 | 2.1786 | 0.00021359 | 0.0027582 | 0.0027582 | TRUE | 0.0010784 | -9.377% | 0 |  |  |  | 0.0027582 | 144692.8435 | 28.1332
2007 | 7 | 317.6888 | 15.66% | 66354.0483 | 0 | 54184.7808 | 0 | 26581.8152 | 147120.6442 | 10.3667 | 7.298% | 8.493% | 9729.635 | 0 | 0 | 232.3422 | 0 | 0 | 0 | 0 | 0 | 0 | 0 | 9961.9772 | 157082.6215 |  | 4502735 | 34.886 | 32.6736 | 0.0031518 | 2.2124 | 0.00021342 | 0.0033652 | 0.0033652 | TRUE | 0.0015746 | -4.207% | 0 |  |  |  | 0.0033652 | 160999.3843 | 34.886
2007 | 8 | 363.9955 | 17.94% | 76025.8846 | 0 | 62082.8118 | 0 | 30456.4087 | 168565.1051 | 10.9333 | 7.697% | 8.493% | 10261.48 | 0 | 0 | 232.3422 | 0 | 0 | 0 | 0 | 0 | 0 | 0 | 10493.8222 | 179058.9273 |  | 4508215 | 39.7184 | 37.3907 | 0.0034199 | 2.3277 | 0.0002129 | 0.0036328 | 0.0036328 | TRUE | 0.0018054 | 7.55% | 0 |  |  |  | 0.0036328 | 168022.3874 | 39.7184
2007 | 9 | 282.713 | 13.93% | 59048.8151 | 0 | 48219.3202 | 0 | 23655.2966 | 130923.4319 | 11.6833 | 8.225% | 8.219% | 10965.3925 | 0 | 0 | 224.8473 | 0 | 0 | 0 | 0 | 0 | 0 | 0 | 11190.2398 | 142113.6717 |  | 4507674 | 31.5271 | 29.0446 | 0.002486 | 2.4825 | 0.00021248 | 0.0026985 | 0.0026985 | TRUE | 0.0012871 | -1.296% | 0 |  |  |  | 0.0026985 | 152906.0336 | 31.5271
2007 | 10 | 252.2631 | 12.43% | 52688.9174 | 0 | 43025.8215 | 0 | 21107.4848 | 116822.2238 | 12.4667 | 8.776% | 8.493% | 11700.59 | 0 | 0 | 232.3422 | 0 | 0 | 0 | 0 | 0 | 0 | 0 | 11932.9322 | 128755.156 |  | 4507737 | 28.5631 | 25.9159 | 0.0020788 | 2.6472 | 0.00021234 | 0.0022912 | 0.0022912 | TRUE | 0.0013198 | 20.36% | 0 |  |  |  | 0.0022912 | 106144.5283 | 28.5631
2007 | 11 | 74.9996 | 3.697% | 15664.7921 | 0 | 12791.8845 | 0 | 6275.4062 | 34732.0828 | 13.15 | 9.257% | 8.219% | 12341.9325 | 0 | 0 | 224.8473 | 0 | 0 | 0 | 0 | 0 | 0 | 0 | 12566.7798 | 47298.8626 |  | 4507950 | 10.4923 | 7.7046 | 0.0005859 | 2.7877 | 0.00021199 | 0.0007979 | 0.0007979 | TRUE | 0.0004839 | -5.211% | 0 |  |  |  | 0.0007979 | 55297.6675 | 10.4923
2007 | 12 | 77.0727 | 3.799% | 16097.7881 | 0 | 13145.4695 | 0 | 6448.8669 | 35692.1246 | 13.4833 | 9.492% | 8.493% | 12654.7825 | 0 | 0 | 232.3422 | 0 | 0 | 0 | 0 | 0 | 0 | 0 | 12887.1247 | 48579.2493 | 1075631.0839 | 4509032 | 10.7738 | 7.9157 | 0.00058707 | 2.8581 | 0.00021197 | 0.00079904 | 0.00079904 | TRUE | 0.00050933 | 46.08% | 0 | 0 |  |  | 0.00079904 | 30566.7156 | 10.7738
2008 | 1 | 29.2134 | 1.497% | 8639.5376 | 0 | 6916.5385 | 0 | 3285.1768 | 18841.2529 | 13.3 | 9.363% | 8.47% | 21180.2536 | 0 | 0 | 347.5611 | 0 | 0 | 0 | 0 | 0 | 125594.7828 | 0 | 147122.5974 | 165963.8504 |  | 4512537 | 36.7784 | 4.1753 | 0.00031393 | 32.6031 | 0.0024514 | 0.0027653 | 0.0027653 | TRUE | 0.0021953 | -8.296% | 125594.7828 |  | 27.8324 | 0.0020927 | 0.0027653 | 166053.033 | 36.7784
2008 | 2 | 59.2901 | 3.039% | 17534.3927 | 0 | 14037.4761 | 0 | 6667.438 | 38239.3068 | 12.7333 | 8.964% | 7.923% | 20277.8368 | 0 | 0 | 325.1378 | 0 | 0 | 0 | 0 | 0 | 123744.3419 | 0 | 144347.3165 | 182586.6233 |  | 4519123 | 40.4031 | 8.4617 | 0.00066453 | 31.9414 | 0.0025085 | 0.003173 | 0.003173 | TRUE | 0.0027127 | 1.602% | 123744.3419 |  | 27.3824 | 0.0021504 | 0.003173 | 159234.2563 | 40.4031
2008 | 3 | 65.6865 | 3.367% | 19426.0844 | 0 | 15551.9043 | 0 | 7386.7522 | 42364.7409 | 12 | 8.448% | 8.47% | 19110.0033 | 0 | 0 | 347.5611 | 0 | 0 | 0 | 0 | 0 | 117714.2676 | 0 | 137171.832 | 179536.5729 |  | 4519652 | 39.7235 | 9.3735 | 0.00078112 | 30.3501 | 0.0025292 | 0.0033103 | 0.0033103 | TRUE | 0.002556 | -5.294% | 117714.2676 |  | 26.045 | 0.0021704 | 0.0033103 | 187542.919 | 39.7235
2008 | 4 | 109.0609 | 5.59% | 32253.5684 | 0 | 25821.1793 | 0 | 12264.3921 | 70339.1398 | 11.2 | 7.885% | 8.197% | 17836.003 | 0 | 0 | 336.3494 | 0 | 0 | 0 | 0 | 0 | 115203.9364 | 0 | 133376.2888 | 203715.4286 |  | 4518324 | 45.0865 | 15.5675 | 0.00139 | 29.519 | 0.0026356 | 0.0040256 | 0.0040256 | TRUE | 0.002874 | -3.616% | 115203.9364 |  | 25.4971 | 0.0022765 | 0.0040256 | 221381.6763 | 45.0865
2008 | 5 | 237.1304 | 12.15% | 70128.7531 | 0 | 56142.8455 | 0 | 26666.399 | 152937.9976 | 10.5333 | 7.415% | 8.47% | 16774.3362 | 0 | 0 | 347.5611 | 0 | 0 | 0 | 0 | 0 | 123386.1547 | 0 | 140508.0519 | 293446.0496 |  | 4514164 | 65.0056 | 33.8796 | 0.0032164 | 31.126 | 0.002955 | 0.0061714 | 0.0061714 | TRUE | 0.0043221 | 11.33% | 123386.1547 |  | 27.3331 | 0.0025949 | 0.0061714 | 267616.9524 | 65.0056
2008 | 6 | 279.1527 | 14.31% | 82556.4026 | 0 | 66092.0259 | 0 | 31392.0023 | 180040.4308 | 10.2 | 7.181% | 8.197% | 16243.5028 | 0 | 0 | 336.3494 | 0 | 0 | 0 | 0 | 0 | 125016.9847 | 0 | 141596.8369 | 321637.2677 |  | 4514262 | 71.2491 | 39.8826 | 0.0039101 | 31.3666 | 0.0030752 | 0.0069852 | 0.0069852 | TRUE | 0.0042271 | 7.246% | 125016.9847 |  | 27.6938 | 0.0027151 | 0.0069852 | 327794.1436 | 71.2491
2008 | 7 | 286.5963 | 14.69% | 84757.7633 | 0 | 67854.3651 | 0 | 32229.0678 | 184841.1962 | 10.3667 | 7.298% | 8.47% | 16508.9195 | 0 | 0 | 347.5611 | 0 | 0 | 0 | 0 | 0 | 127381.8903 | 0 | 144238.3708 | 329079.5671 |  | 4509574 | 72.9735 | 40.9886 | 0.0039539 | 31.9849 | 0.0030854 | 0.0070392 | 0.0070392 | TRUE | 0.003674 | -1.584% | 127381.8903 |  | 28.247 | 0.0027248 | 0.0070392 | 345307.8664 | 72.9735
2008 | 8 | 325.1719 | 16.67% | 96166.0757 | 0 | 76987.4965 | 0 | 36567.0689 | 209720.641 | 10.9333 | 7.697% | 8.47% | 17411.3363 | 0 | 0 | 347.5611 | 0 | 0 | 0 | 0 | 0 | 136905.4337 | 0 | 154664.3311 | 364384.9721 |  | 4507318 | 80.843 | 46.5289 | 0.0042557 | 34.314 | 0.0031385 | 0.0073942 | 0.0073942 | TRUE | 0.0037614 | 5.923% | 136905.4337 |  | 30.374 | 0.0027781 | 0.0073942 | 359036.2648 | 80.843
2008 | 9 | 294.5502 | 15.1% | 87110.0261 | 0 | 69737.5117 | 0 | 33123.5137 | 189971.0516 | 11.6833 | 8.225% | 8.197% | 18605.7115 | 0 | 0 | 336.3494 | 0 | 0 | 0 | 0 | 0 | 140381.2036 | 0 | 159323.2645 | 349294.3161 |  | 4503137 | 77.5669 | 42.1864 | 0.0036108 | 35.3805 | 0.0030283 | 0.0066391 | 0.0066391 | FALSE | 0.0039406 | 8.421% | 140381.2036 |  | 31.1741 | 0.0026683 | 0.0066391 | 338792.9648 | 77.5669
2008 | 10 | 173.3139 | 8.884% | 51255.7008 | 0 | 41033.6811 | 0 | 19489.9369 | 111779.3188 | 12.4667 | 8.776% | 8.47% | 19853.1701 | 0 | 0 | 347.5611 | 0 | 0 | 0 | 0 | 0 | 134035.7886 | 0 | 154236.5197 | 266015.8385 |  | 4501918 | 59.0894 | 24.8293 | 0.0019917 | 34.2602 | 0.0027481 | 0.0047398 | 0.0047398 | FALSE | 0.0024486 | -5.425% | 134035.7886 |  | 29.773 | 0.0023882 | 0.0047398 | 271848.1339 | 59.0894
2008 | 11 | 54.1445 | 2.775% | 16012.6591 | 0 | 12819.2247 | 0 | 6088.8001 | 34920.6839 | 13.15 | 9.257% | 8.197% | 20941.3786 | 0 | 0 | 336.3494 | 0 | 0 | 0 | 0 | 0 | 127001.6219 | 0 | 148279.3499 | 183200.0338 |  | 4498960 | 40.7205 | 7.7619 | 0.00059026 | 32.9586 | 0.0025064 | 0.0030966 | 0.0030966 | TRUE | 0.0022987 | -13.75% | 127001.6219 |  | 28.2291 | 0.0021467 | 0.0030966 | 208079.2052 | 40.7205
2008 | 12 | 37.5995 | 1.927% | 11119.6432 | 0 | 8902.0321 | 0 | 4228.2349 | 24249.9102 | 13.4833 | 9.492% | 8.47% | 21472.212 | 0 | 0 | 347.5611 | 0 | 0 | 0 | 0 | 0 | 128218.3288 | 0 | 150038.1018 | 174288.012 | 3013148.532 | 4497793 | 38.7497 | 5.3915 | 0.00039987 | 33.3582 | 0.002474 | 0.0028739 | 0.0028739 | TRUE | 0.0020749 | -10.07% | 128218.3288 | 1524584.735 | 28.5069 | 0.0021142 | 0.0028739 | 170636.9321 | 38.7497
2009 | 1 | 22.6657 | 1.065% | 7554.778 | 181.7885 | 5967.4435 | 0 | 2785.516 | 16489.5259 | 13.3 | 9.363% | 8.493% | 27790.8298 | 0 | 0 | 464.6844 | 2901.5042 | 0 | 0 | 0 | 0 | 150544.2131 | 0 | 181701.2315 | 198190.7574 |  | 4497781 | 44.0641 | 3.6661 | 0.00027565 | 40.398 | 0.0030374 | 0.0033131 | 0.0033131 | TRUE | 0.0005478 | -11.56% | 150544.2131 |  | 33.4708 | 0.0025166 | 0.0033131 | 211653.902 | 44.0641
2009 | 2 | 19.4076 | 0.9119% | 6468.8128 | 155.6573 | 5109.6504 | 0 | 2385.1106 | 14119.2311 | 12.7333 | 8.964% | 7.671% | 26606.7594 | 0 | 0 | 419.7149 | 2620.7134 | 0 | 0 | 0 | 0 | 143845.8017 | 0 | 173492.9894 | 187612.2205 |  | 4502684 | 41.6668 | 3.1357 | 0.00024626 | 38.531 | 0.003026 | 0.0032723 | 0.0032723 | TRUE | 9.9239e-05 | -15.72% | 143845.8017 |  | 31.9467 | 0.0025089 | 0.0032723 | 196612.4271 | 41.6668
2009 | 3 | 58.1101 | 2.73% | 19368.8529 | 466.0674 | 15299.263 | 0 | 7141.4738 | 42275.657 | 12 | 8.448% | 8.493% | 25074.4329 | 0 | 0 | 464.6844 | 2901.5042 | 0 | 0 | 0 | 0 | 140499.036 | 0 | 168939.6574 | 211215.3145 |  | 4502987 | 46.9056 | 9.3884 | 0.00078236 | 37.5172 | 0.0031264 | 0.0039088 | 0.0039088 | TRUE | 0.00059851 | -10.05% | 140499.036 |  | 31.2013 | 0.0026001 | 0.0039088 | 238059.3362 | 46.9056
2009 | 4 | 123.0682 | 5.782% | 41020.2159 | 987.0581 | 32401.4579 | 0 | 15124.53 | 89533.262 | 11.2 | 7.885% | 8.219% | 23402.8041 | 0 | 0 | 449.6946 | 2807.9073 | 0 | 0 | 0 | 0 | 139667.3373 | 0 | 166327.7432 | 255861.0052 |  | 4502465 | 56.8269 | 19.8854 | 0.0017755 | 36.9415 | 0.0032983 | 0.0050738 | 0.0050738 | FALSE | 0.0010482 | -2.239% | 139667.3373 |  | 31.0202 | 0.0027697 | 0.0050738 | 279638.2946 | 56.8269
2009 | 5 | 205.559 | 9.658% | 68515.4588 | 1648.6686 | 54119.675 | 0 | 25262.2784 | 149546.0808 | 10.5333 | 7.415% | 8.493% | 22009.78 | 0 | 0 | 464.6844 | 2901.5042 | 0 | 0 | 0 | 0 | 142490.6656 | 0 | 167866.6342 | 317412.715 |  | 4499097 | 70.5503 | 33.2391 | 0.0031556 | 37.3112 | 0.0035422 | 0.0066978 | 0.0066978 | TRUE | 0.00052639 | -2.652% | 142490.6656 |  | 31.6709 | 0.0030067 | 0.0066978 | 336203.5729 | 70.5503
2009 | 6 | 286.285 | 13.45% | 95422.4575 | 2296.1243 | 75373.2439 | 0 | 35183.1357 | 208274.9614 | 10.2 | 7.181% | 8.219% | 21313.268 | 0 | 0 | 449.6946 | 2807.9073 | 0 | 0 | 0 | 0 | 148797.761 | 0 | 173368.6309 | 381643.5922 |  | 4497918 | 84.8489 | 46.3047 | 0.0045397 | 38.5442 | 0.0037788 | 0.0083185 | 0.0083185 | TRUE | 0.0013333 | 2.925% | 148797.761 |  | 33.0815 | 0.0032433 | 0.0083185 | 410391.31 | 84.8489
2009 | 7 | 333.191 | 15.66% | 111056.8254 | 2672.3297 | 87722.6746 | 0 | 40947.6707 | 242399.5004 | 10.3667 | 7.298% | 8.493% | 21661.524 | 0 | 0 | 464.6844 | 2901.5042 | 0 | 0 | 0 | 0 | 156465.2159 | 0 | 181492.9284 | 423892.4288 |  | 4498393 | 94.232 | 53.8858 | 0.005198 | 40.3462 | 0.0038919 | 0.0090899 | 0.0090899 | TRUE | 0.0020507 | 2.588% | 156465.2159 |  | 34.7825 | 0.0033552 | 0.0090899 | 431665.3315 | 94.232
2009 | 8 | 358.8972 | 16.86% | 119625.0284 | 2878.504 | 94490.6123 | 0 | 44106.8457 | 261100.9905 | 10.9333 | 7.697% | 8.493% | 22845.5945 | 0 | 0 | 464.6844 | 2901.5042 | 0 | 0 | 0 | 0 | 165947.101 | 0 | 192158.884 | 453259.8746 |  | 4498960 | 100.7477 | 58.0359 | 0.0053082 | 42.7118 | 0.0039066 | 0.0092147 | 0.0092147 | TRUE | 0.0018206 | 6.653% | 165947.101 |  | 36.8857 | 0.0033737 | 0.0092147 | 448779.6835 | 100.7477
2009 | 9 | 293.1795 | 13.78% | 97720.4891 | 2351.4212 | 77188.436 | 0 | 36030.4411 | 213290.7873 | 11.6833 | 8.225% | 8.219% | 24412.7465 | 0 | 0 | 449.6946 | 2807.9073 | 0 | 0 | 0 | 0 | 166129.2253 | 0 | 193799.5736 | 407090.3608 |  | 4495923 | 90.5466 | 47.4409 | 0.0040606 | 43.1056 | 0.0036895 | 0.0077501 | 0.0077501 | TRUE | 0.001111 | 2.278% | 166129.2253 |  | 36.9511 | 0.0031627 | 0.0077501 | 424214.9914 | 90.5466
2009 | 10 | 264.3669 | 12.42% | 88116.8778 | 2120.3321 | 69602.6396 | 0 | 32489.5015 | 192329.3509 | 12.4667 | 8.776% | 8.493% | 26049.5498 | 0 | 0 | 464.6844 | 2901.5042 | 0 | 0 | 0 | 0 | 171257.6884 | 0 | 200673.4267 | 393002.7776 |  | 4495215 | 87.4269 | 42.7854 | 0.003432 | 44.6416 | 0.0035809 | 0.0070129 | 0.0070129 | TRUE | 0.0022731 | 13.06% | 171257.6884 |  | 38.0978 | 0.003056 | 0.0070129 | 341701.8604 | 87.4269
2009 | 11 | 100.3051 | 4.713% | 33432.9849 | 804.4887 | 26408.38 | 0 | 12327.0483 | 72972.9019 | 13.15 | 9.257% | 8.219% | 27477.3994 | 0 | 0 | 449.6946 | 2807.9073 | 0 | 0 | 0 | 0 | 158505.017 | 0 | 189240.0182 | 262212.9202 |  | 4498782 | 58.2853 | 16.2206 | 0.0012335 | 42.0647 | 0.0031988 | 0.0044323 | 0.0044323 | TRUE | 0.0013357 | -0.2216% | 158505.017 |  | 35.2329 | 0.0026793 | 0.0044323 | 263250.2787 | 58.2853
2009 | 12 | 63.2927 | 2.974% | 21096.2535 | 507.6333 | 16663.7195 | 0 | 7778.3823 | 46045.9886 | 13.4833 | 9.492% | 8.493% | 28173.9115 | 0 | 0 | 464.6844 | 2901.5042 | 0 | 0 | 0 | 0 | 157618.2193 | 0 | 189158.3193 | 235204.3078 | 3726598.2747 | 4498596 | 52.2839 | 10.2356 | 0.00075913 | 42.0483 | 0.0031185 | 0.0038777 | 0.0038777 | TRUE | 0.0010038 | -1.945% | 157618.2193 | 1841767.2816 | 35.0372 | 0.0025986 | 0.0038777 | 217032.3541 | 52.2839
2010 | 1 | 19.0337 | 0.9334% | 7925.3544 | 254.3174 | 6496.2188 | 6.626 | 2891.8059 | 17574.3225 | 13.3 | 9.363% | 8.493% | 36105.9149 | 0 | 629.0201 | 580.8555 | 5891.608 | 0 | 0 | 0 | 0 | 174617.5479 | 0 | 217824.9463 | 235399.2688 |  | 4502130 | 52.2862 | 3.9036 | 0.0002935 | 48.3826 | 0.0036378 | 0.0039313 | 0.0039313 | TRUE | 0.0006182 | -12.37% | 174617.5479 |  | 38.7855 | 0.0029162 | 0.0039313 | 252377.3089 | 52.2862
2010 | 2 | 7.1721 | 0.3517% | 2986.3616 | 95.8296 | 2447.8475 | 2.4968 | 1089.6646 | 6622.2001 | 12.7333 | 8.964% | 7.671% | 34567.5677 | 0 | 568.1472 | 524.6436 | 5321.4524 | 0 | 0 | 0 | 0 | 165511.0717 | 0 | 206492.8826 | 213115.0827 |  | 4510659 | 47.247 | 1.4681 | 0.0001153 | 45.7789 | 0.0035952 | 0.0037105 | 0.0037105 | TRUE | 0.00043824 | -20.21% | 165511.0717 |  | 36.6933 | 0.0028817 | 0.0037105 | 234507.3276 | 47.247
2010 | 3 | 15.3939 | 0.7549% | 6409.8079 | 205.6849 | 5253.9625 | 5.3589 | 2338.8128 | 14213.627 | 12 | 8.448% | 8.493% | 32576.7653 | 0 | 629.0201 | 580.8555 | 5891.608 | 0 | 0 | 0 | 0 | 157281.3125 | 0 | 196959.5614 | 211173.1884 |  | 4516712 | 46.7537 | 3.1469 | 0.00026224 | 43.6068 | 0.0036339 | 0.0038961 | 0.0038961 | TRUE | -1.2655e-05 | -25.2% | 157281.3125 |  | 34.8221 | 0.0029018 | 0.0038961 | 284181.4463 | 46.7537
2010 | 4 | 89.0758 | 4.368% | 37089.9272 | 1190.1819 | 30401.7047 | 31.0091 | 13533.3849 | 82246.2078 | 11.2 | 7.885% | 8.219% | 30404.981 | 0 | 608.7291 | 562.1182 | 5701.5561 | 0 | 0 | 0 | 0 | 158063.2245 | 0 | 195340.6089 | 277586.8167 |  | 4520229 | 61.4099 | 18.1951 | 0.0016246 | 43.2148 | 0.0038585 | 0.005483 | 0.005483 | TRUE | 0.0004092 | -12% | 158063.2245 |  | 34.968 | 0.0031221 | 0.005483 | 334261.3993 | 61.4099
2010 | 5 | 255.1955 | 12.51% | 106259.9063 | 3409.7833 | 87098.642 | 88.8389 | 38772.1499 | 235629.3203 | 10.5333 | 7.415% | 8.493% | 28595.1607 | 0 | 629.0201 | 580.8555 | 5891.608 | 0 | 0 | 0 | 0 | 174508.2074 | 0 | 210204.8516 | 445834.172 |  | 4521728 | 98.5982 | 52.1105 | 0.0049472 | 46.4877 | 0.0044134 | 0.0093606 | 0.0093606 | TRUE | 0.0026628 | 13.15% | 174508.2074 |  | 38.5933 | 0.0036639 | 0.0093606 | 402473.9512 | 98.5982
2010 | 6 | 357.7628 | 17.54% | 148967.5475 | 4780.2324 | 122105.0492 | 124.5447 | 54355.3281 | 330332.702 | 10.2 | 7.181% | 8.219% | 27690.2505 | 0 | 608.7291 | 562.1182 | 5701.5561 | 0 | 0 | 0 | 0 | 185672.7802 | 0 | 220235.4342 | 550568.1362 |  | 4521918 | 121.7554 | 73.0515 | 0.0071619 | 48.704 | 0.0047749 | 0.011937 | 0.011937 | TRUE | 0.0036183 | 22.73% | 185672.7802 |  | 41.0606 | 0.0040256 | 0.011937 | 491747.4238 | 121.7554
2010 | 7 | 367.3022 | 18.01% | 152939.6336 | 4907.693 | 125360.8709 | 127.8656 | 55804.6642 | 339140.7273 | 10.3667 | 7.298% | 8.493% | 28142.7056 | 0 | 629.0201 | 580.8555 | 5891.608 | 0 | 0 | 0 | 0 | 189263.7148 | 0 | 224507.904 | 563648.6313 |  | 4522790 | 124.6241 | 74.9848 | 0.0072333 | 49.6393 | 0.0047884 | 0.012022 | 0.012022 | TRUE | 0.0029317 | 12.71% | 189263.7148 |  | 41.8467 | 0.0040367 | 0.012022 | 517453.2717 | 124.6241
2010 | 8 | 354.6581 | 17.39% | 147674.7948 | 4738.7492 | 121045.4116 | 123.4639 | 53883.6281 | 327466.0475 | 10.9333 | 7.697% | 8.493% | 29681.0529 | 0 | 629.0201 | 580.8555 | 5891.608 | 0 | 0 | 0 | 0 | 194674.2916 | 0 | 231456.828 | 558922.8756 |  | 4526766 | 123.4707 | 72.34 | 0.0066165 | 51.1307 | 0.0046766 | 0.011293 | 0.011293 | TRUE | 0.0020783 | 8.713% | 194674.2916 |  | 43.0052 | 0.0039334 | 0.011293 | 537984.4633 | 123.4707
2010 | 9 | 310.2075 | 15.21% | 129166.1808 | 4144.8247 | 105874.3541 | 107.9897 | 47130.1989 | 286423.5481 | 11.6833 | 8.225% | 8.219% | 31717.1007 | 0 | 608.7291 | 562.1182 | 5701.5561 | 0 | 0 | 0 | 0 | 197655.319 | 0 | 236244.8231 | 522668.3713 |  | 4524923 | 115.5088 | 63.2991 | 0.0054179 | 52.2097 | 0.0044687 | 0.0098866 | 0.0098866 | TRUE | 0.0021366 | 8.674% | 197655.319 |  | 43.6815 | 0.0037388 | 0.0098866 | 508025.2215 | 115.5088
2010 | 10 | 181.6475 | 8.908% | 75635.5271 | 2427.0749 | 61996.5886 | 63.2353 | 27597.9162 | 167720.3421 | 12.4667 | 8.776% | 8.493% | 33843.6395 | 0 | 629.0201 | 580.8555 | 5891.608 | 0 | 0 | 0 | 0 | 188381.5615 | 0 | 229326.6846 | 397047.0267 |  | 4524001 | 87.7646 | 37.0735 | 0.0029738 | 50.6911 | 0.0040661 | 0.0070399 | 0.0070399 | FALSE | 2.7085e-05 | -5.296% | 188381.5615 |  | 41.6405 | 0.0033401 | 0.0070399 | 408735.9238 | 87.7646
2010 | 11 | 78.0392 | 3.827% | 32494.4422 | 1042.7169 | 26634.8982 | 27.1671 | 11856.5828 | 72055.8072 | 13.15 | 9.257% | 8.219% | 35698.7053 | 0 | 608.7291 | 562.1182 | 5701.5561 | 0 | 0 | 0 | 0 | 181579.6483 | 0 | 224150.7571 | 296206.5643 |  | 4525048 | 65.4593 | 15.9238 | 0.0012109 | 49.5356 | 0.003767 | 0.0049779 | 0.0049779 | TRUE | 0.00054555 | -6.191% | 181579.6483 |  | 40.1277 | 0.0030515 | 0.0049779 | 314574.2954 | 65.4593
2010 | 12 | 3.7391 | 0.1834% | 1556.9263 | 49.9603 | 1276.1744 | 1.3017 | 568.0918 | 3452.4545 | 13.4833 | 9.492% | 8.493% | 36603.6155 | 0 | 629.0201 | 580.8555 | 5891.608 | 0 | 0 | 0 | 0 | 174678.2974 | 0 | 218383.3965 | 221835.8509 | 4494005.9847 | 4527028 | 49.0025 | 0.76263 | 5.6561e-05 | 48.2399 | 0.0035777 | 0.0036343 | 0.0036343 | TRUE | -0.00024337 | -22.89% | 174678.2974 | 2141886.9769 | 38.5856 | 0.0028617 | 0.0036343 | 258947.5558 | 49.0025
2011 | 1 | 13.4917 | 0.6247% | 6318.6457 | 230.5158 | 5269.0654 | 9.2403 | 2263.2214 | 14090.6886 | 13.3 | 9.363% | 8.493% | 45596.1235 | 0 | 1310.2888 | 673.4534 | 9083.0592 | 0 | 0 | 0 | 0 | 196011.1868 | 0 | 252674.1117 | 266764.8003 |  | 4533029 | 58.8491 | 3.1084 | 0.00023372 | 55.7407 | 0.004191 | 0.0044247 | 0.0044247 | TRUE | 0.00049345 | -14.72% | 196011.1868 |  | 43.2407 | 0.0032512 | 0.0044247 | 291644.6634 | 58.8491
2011 | 2 | 42.2322 | 1.956% | 19778.8772 | 721.5696 | 16493.4391 | 28.9244 | 7084.4261 | 44107.2363 | 12.7333 | 8.964% | 7.671% | 43653.4315 | 0 | 1183.4867 | 608.2805 | 8204.0535 | 0 | 0 | 0 | 0 | 192382.6031 | 0 | 246031.8552 | 290139.0916 |  | 4539389 | 63.9159 | 9.7166 | 0.00076308 | 54.1993 | 0.0042565 | 0.0050196 | 0.0050196 | TRUE | 0.0013091 | -6.851% | 192382.6031 |  | 42.3807 | 0.0033283 | 0.0050196 | 271269.7837 | 63.9159
2011 | 3 | 79.0057 | 3.658% | 37001.2401 | 1349.873 | 30855.0225 | 54.1102 | 13253.1563 | 82513.402 | 12 | 8.448% | 8.493% | 41139.3595 | 0 | 1310.2888 | 673.4534 | 9083.0592 | 0 | 0 | 0 | 0 | 187619.1057 | 0 | 239825.2666 | 322338.6686 |  | 4546574 | 70.897 | 18.1485 | 0.0015124 | 52.7486 | 0.0043957 | 0.0059081 | 0.0059081 | TRUE | 0.0020119 | -2.43% | 187619.1057 |  | 41.266 | 0.0034388 | 0.0059081 | 329734.1285 | 70.897
2011 | 4 | 190.3724 | 8.815% | 89158.3526 | 3252.6599 | 74348.3993 | 130.3841 | 31934.8643 | 198824.6602 | 11.2 | 7.885% | 8.219% | 38396.7356 | 0 | 1268.0214 | 651.7291 | 8790.0573 | 0 | 0 | 0 | 0 | 193901.1387 | 0 | 243007.682 | 441832.3423 |  | 4550254 | 97.1006 | 43.6953 | 0.0039014 | 53.4053 | 0.0047683 | 0.0086697 | 0.0086697 | TRUE | 0.0031867 | 19.18% | 193901.1387 |  | 42.6133 | 0.0038048 | 0.0086697 | 389711.1876 | 97.1006
2011 | 5 | 242.3065 | 11.22% | 113480.9763 | 4139.9937 | 94630.8303 | 165.9532 | 40646.7759 | 253064.5294 | 10.5333 | 7.415% | 8.493% | 36111.2156 | 0 | 1310.2888 | 673.4534 | 9083.0592 | 0 | 0 | 0 | 0 | 192551.6656 | 0 | 239729.6826 | 492794.2121 |  | 4549811 | 108.3109 | 55.6209 | 0.0052805 | 52.69 | 0.0050022 | 0.010283 | 0.010283 | TRUE | 0.0009221 | 5.877% | 192551.6656 |  | 42.3208 | 0.0040178 | 0.010283 | 471746.5459 | 108.3109
2011 | 6 | 304.5579 | 14.1% | 142635.5847 | 5203.6072 | 118942.6127 | 208.5886 | 51089.4146 | 318079.8077 | 10.2 | 7.181% | 8.219% | 34968.4556 | 0 | 1268.0214 | 651.7291 | 8790.0573 | 0 | 0 | 0 | 0 | 197722.4256 | 0 | 243400.689 | 561480.4967 |  | 4549338 | 123.4203 | 69.9178 | 0.0068547 | 53.5024 | 0.0052453 | 0.0121 | 0.0121 | TRUE | 0.00016322 | 5.719% | 197722.4256 |  | 43.4618 | 0.004261 | 0.0121 | 578320.5617 | 123.4203
2011 | 7 | 355.8131 | 16.48% | 166640.2511 | 6079.3414 | 138959.9018 | 243.6927 | 59687.4398 | 371610.6267 | 10.3667 | 7.298% | 8.493% | 35539.8356 | 0 | 1310.2888 | 673.4534 | 9083.0592 | 0 | 0 | 0 | 0 | 208408.7949 | 0 | 255015.4319 | 626626.0586 |  | 4549687 | 137.7295 | 81.6783 | 0.0078789 | 56.0512 | 0.0054069 | 0.013286 | 0.013286 | TRUE | 0.0012642 | 5.738% | 208408.7949 |  | 45.8073 | 0.0044187 | 0.013286 | 609448.7817 | 137.7295
2011 | 8 | 342.3826 | 15.85% | 160350.2511 | 5849.8707 | 133714.7238 | 234.4943 | 57434.4787 | 357583.8187 | 10.9333 | 7.697% | 8.493% | 37482.5276 | 0 | 1310.2888 | 673.4534 | 9083.0592 | 0 | 0 | 0 | 0 | 214503.8549 | 0 | 263053.1838 | 620637.0025 |  | 4550328 | 136.3939 | 78.5842 | 0.0071876 | 57.8097 | 0.0052875 | 0.012475 | 0.012475 | TRUE | 0.001182 | 1.918% | 214503.8549 |  | 47.1403 | 0.0043116 | 0.012475 | 633695.2473 | 136.3939
2011 | 9 | 298.6535 | 13.83% | 139870.3203 | 5102.7253 | 116636.682 | 204.5447 | 50098.9483 | 311913.2206 | 11.6833 | 8.225% | 8.219% | 40053.7375 | 0 | 1268.0214 | 651.7291 | 8790.0573 | 0 | 0 | 0 | 0 | 218389.6911 | 0 | 269153.2365 | 581066.4571 |  | 4545995 | 127.8194 | 68.6128 | 0.0058727 | 59.2067 | 0.0050676 | 0.01094 | 0.01094 | TRUE | 0.0010537 | 2.198% | 218389.6911 |  | 48.04 | 0.0041118 | 0.01094 | 597815.2772 | 127.8194
2011 | 10 | 161.5192 | 7.479% | 75645.3354 | 2759.6803 | 63080.0081 | 110.6228 | 27094.7527 | 168690.3993 | 12.4667 | 8.776% | 8.493% | 42739.2235 | 0 | 1310.2888 | 673.4534 | 9083.0592 | 0 | 0 | 0 | 0 | 207713.5461 | 0 | 261519.571 | 430209.9703 |  | 4546841 | 94.6173 | 37.1006 | 0.002976 | 57.5168 | 0.0046136 | 0.0075896 | 0.0075896 | TRUE | 0.00054969 | -12.91% | 207713.5461 |  | 45.683 | 0.0036644 | 0.0075896 | 479246.0478 | 94.6173
2011 | 11 | 81.3882 | 3.769% | 38117.0528 | 1390.5799 | 31785.4893 | 55.7419 | 13652.8196 | 85001.6834 | 13.15 | 9.257% | 8.219% | 45081.8815 | 0 | 1268.0214 | 651.7291 | 8790.0573 | 0 | 0 | 0 | 0 | 204763.3303 | 0 | 260555.0196 | 345556.703 |  | 4549257 | 75.9589 | 18.6847 | 0.0014209 | 57.2742 | 0.0043555 | 0.0057763 | 0.0057763 | TRUE | 0.00079845 | -6.458% | 204763.3303 |  | 45.0103 | 0.0034228 | 0.0057763 | 366133.398 | 75.9589
2011 | 12 | 47.9216 | 2.219% | 22443.4496 | 818.7781 | 18715.4036 | 32.821 | 8038.8264 | 50049.2786 | 13.4833 | 9.492% | 8.493% | 46224.6415 | 0 | 1310.2888 | 673.4534 | 9083.0592 | 0 | 0 | 0 | 0 | 204229.8794 | 0 | 261521.3222 | 311570.6009 | 5291016.4039 | 4554107 | 68.4153 | 10.9899 | 0.00081507 | 57.4254 | 0.004259 | 0.0050741 | 0.0050741 | TRUE | 0.0014398 | -7.139% | 204229.8794 | 2418197.222 | 44.8452 | 0.003326 | 0.0050741 | 299855.5881 | 68.4153
2012 | 1 | 27.1113 | 1.383% | 16262.367 | 718.8234 | 13689.8615 | 31.0137 | 5731.1028 | 36433.1684 | 13.3 | 9.363% | 8.47% | 54958.1187 | 0 | 1982.1682 | 763.9583 | 12219.0653 | 0 | 0 | 0 | 177.7372 | 219190.8391 | 0 | 289291.8868 | 325725.0552 |  | 4560015 | 71.4307 | 7.9897 | 0.00060073 | 63.441 | 0.00477 | 0.0053707 | 0.0053707 | TRUE | 0.00094598 | -8.176% | 219190.8391 |  | 48.068 | 0.0036141 | 0.0053707 | 329688.5421 | 71.4307
2012 | 2 | 50.0639 | 2.555% | 30030.1145 | 1327.3804 | 25279.7215 | 57.27 | 10583.0641 | 67277.5506 | 12.7333 | 8.964% | 7.923% | 52616.5447 | 0 | 1854.2864 | 714.6706 | 11430.7385 | 0 | 0 | 0 | 170.1645 | 214584.8795 | 0 | 281371.2842 | 348648.8349 |  | 4565707 | 76.3625 | 14.7354 | 0.0011572 | 61.6271 | 0.0048398 | 0.0059971 | 0.0059971 | TRUE | 0.00097748 | -1.426% | 214584.8795 |  | 46.9993 | 0.003691 | 0.0059971 | 316523.4708 | 76.3625
2012 | 3 | 89.2382 | 4.554% | 53528.2994 | 2366.0388 | 45060.7839 | 102.0831 | 18864.178 | 119921.3832 | 12 | 8.448% | 8.47% | 49586.2725 | 0 | 1982.1682 | 763.9583 | 12219.0653 | 0 | 0 | 0 | 160.3644 | 210483.6633 | 0 | 275195.492 | 395116.8752 |  | 4573930 | 86.3845 | 26.2185 | 0.0021849 | 60.1661 | 0.0050138 | 0.0071987 | 0.0071987 | TRUE | 0.0012906 | 4.961% | 210483.6633 |  | 46.0181 | 0.0038348 | 0.0071987 | 374414.9147 | 86.3845
2012 | 4 | 106.4532 | 5.432% | 63854.4623 | 2822.4722 | 53753.4754 | 121.776 | 22503.2731 | 143055.459 | 11.2 | 7.885% | 8.197% | 46280.521 | 0 | 1918.2273 | 739.3144 | 11824.9019 | 0 | 0 | 0 | 149.6735 | 200999.1925 | 0 | 261911.8307 | 404967.2897 |  | 4577038 | 88.478 | 31.255 | 0.0027906 | 57.223 | 0.0051092 | 0.0078998 | 0.0078998 | TRUE | -0.00076987 | -4.563% | 200999.1925 |  | 43.9147 | 0.003921 | 0.0078998 | 444842.6901 | 88.478
2012 | 5 | 202.0526 | 10.31% | 121198.4479 | 5357.1706 | 102026.3512 | 231.1359 | 42712.1564 | 271525.2621 | 10.5333 | 7.415% | 8.47% | 43525.7281 | 0 | 1982.1682 | 763.9583 | 12219.0653 | 0 | 0 | 0 | 140.7643 | 209047.8076 | 0 | 267679.4918 | 539204.7538 |  | 4576751 | 117.8139 | 59.3271 | 0.0056323 | 58.4868 | 0.0055525 | 0.011185 | 0.011185 | TRUE | 0.00090218 | 0.6835% | 209047.8076 |  | 45.676 | 0.0043363 | 0.011185 | 541584.3765 | 117.8139
2012 | 6 | 276.4557 | 14.11% | 165828.1085 | 7329.875 | 139596.151 | 316.2485 | 58440.3202 | 371510.7033 | 10.2 | 7.181% | 8.197% | 42148.3316 | 0 | 1918.2273 | 739.3144 | 11824.9019 | 0 | 0 | 0 | 136.3098 | 218295.0975 | 0 | 275062.1825 | 646572.8858 |  | 4575347 | 141.3167 | 81.1984 | 0.0079606 | 60.1183 | 0.005894 | 0.013855 | 0.013855 | TRUE | 0.0017546 | 5.558% | 218295.0975 |  | 47.7112 | 0.0046776 | 0.013855 | 666316.3475 | 141.3167
2012 | 7 | 321.708 | 16.42% | 192972.0689 | 8529.6827 | 162446.2723 | 368.0144 | 68006.2602 | 432322.2985 | 10.3667 | 7.298% | 8.47% | 42837.0298 | 0 | 1982.1682 | 763.9583 | 12219.0653 | 0 | 0 | 0 | 138.537 | 229859.4316 | 0 | 287800.1903 | 720122.4887 |  | 4577123 | 157.3308 | 94.4528 | 0.0091112 | 62.878 | 0.0060654 | 0.015177 | 0.015177 | TRUE | 0.0018908 | 5.25% | 229859.4316 |  | 50.2192 | 0.0048443 | 0.015177 | 703280.5697 | 157.3308
2012 | 8 | 322.4072 | 16.45% | 193391.4709 | 8548.2209 | 162799.3301 | 368.8142 | 68154.0638 | 433261.8999 | 10.9333 | 7.697% | 8.47% | 45178.6038 | 0 | 1982.1682 | 763.9583 | 12219.0653 | 0 | 0 | 0 | 146.1098 | 239108.8787 | 0 | 299398.7841 | 732660.6841 |  | 4579585 | 159.9841 | 94.6072 | 0.0086531 | 65.3768 | 0.0059796 | 0.014633 | 0.014633 | TRUE | 0.0021576 | 4.258% | 239108.8787 |  | 52.2119 | 0.0047755 | 0.014633 | 731339.8078 | 159.9841
2012 | 9 | 274.5068 | 14.01% | 164659.0813 | 7278.2021 | 138612.0495 | 314.0191 | 58028.3374 | 368891.6894 | 11.6833 | 8.225% | 8.197% | 48277.7459 | 0 | 1918.2273 | 739.3144 | 11824.9019 | 0 | 0 | 0 | 156.1326 | 241764.9325 | 0 | 304681.2546 | 673572.944 |  | 4578976 | 147.1012 | 80.562 | 0.0068955 | 66.5392 | 0.0056952 | 0.012591 | 0.012591 | TRUE | 0.0016504 | 2.856% | 241764.9325 |  | 52.7989 | 0.0045192 | 0.012591 | 689207.9242 | 147.1012
2012 | 10 | 198.7183 | 10.14% | 119198.3957 | 5268.765 | 100342.6825 | 227.3216 | 42007.3079 | 267044.4728 | 12.4667 | 8.776% | 8.47% | 51514.6275 | 0 | 1982.1682 | 763.9583 | 12219.0653 | 0 | 0 | 0 | 166.6008 | 239481.7858 | 0 | 306128.206 | 573172.6788 |  | 4580752 | 125.1263 | 58.2971 | 0.0046762 | 66.8292 | 0.0053606 | 0.010037 | 0.010037 | TRUE | 0.0024472 | 1.081% | 239481.7858 |  | 52.28 | 0.0041936 | 0.010037 | 550390.6309 | 125.1263
2012 | 11 | 39.0518 | 1.993% | 23424.6791 | 1035.4093 | 19719.1844 | 44.6729 | 8255.2093 | 52479.155 | 13.15 | 9.257% | 8.197% | 54338.2903 | 0 | 1918.2273 | 739.3144 | 11824.9019 | 0 | 0 | 0 | 175.7327 | 219123.0342 | 0 | 288119.5009 | 340598.6559 |  | 4584041 | 74.301 | 11.4482 | 0.00087059 | 62.8527 | 0.0047797 | 0.0056503 | 0.0056503 | TRUE | -0.00012608 | -19.09% | 219123.0342 |  | 47.8013 | 0.0036351 | 0.0056503 | 417156.5832 | 74.301
2012 | 12 | 52.0025 | 2.654% | 31192.967 | 1378.7804 | 26258.6251 | 59.4877 | 10992.8709 | 69882.7311 | 13.4833 | 9.492% | 8.47% | 55715.6867 | 0 | 1982.1682 | 763.9583 | 12219.0653 | 0 | 0 | 0 | 180.1872 | 227025.7167 | 0 | 297886.7824 | 367769.5136 | 6068132.6597 | 4588119 | 80.1569 | 15.2312 | 0.0011296 | 64.9257 | 0.0048153 | 0.0059449 | 0.0059449 | TRUE | 0.00087083 | -3.488% | 227025.7167 | 2668965.2592 | 49.4812 | 0.0036698 | 0.0059449 | 339742.2397 | 80.1569
2013 | 1 | 50.5387 | 2.527% | 34139.9439 | 1834.7579 | 28847.2105 | 76.6703 | 11835.0704 | 76733.653 | 13.3 | 9.363% | 8.493% | 64907.3112 | 85.5418 | 2683.0391 | 858.6492 | 15522.6364 | 0 | 0 | 0 | 801.6002 | 243738.7951 | 26467.7719 | 355065.345 | 431798.998 |  | 4594969 | 93.9721 | 16.6995 | 0.0012556 | 77.2726 | 0.00581 | 0.0070656 | 0.0070656 | TRUE | 0.0016948 | 1.096% | 243738.7951 |  | 53.0447 | 0.0039883 | 0.0070656 | 396478.0622 | 93.9721
2013 | 2 | 44.9954 | 2.25% | 30395.3286 | 1633.5138 | 25683.1249 | 68.2608 | 10536.9492 | 68317.1773 | 12.7333 | 8.964% | 7.671% | 62141.8368 | 81.8972 | 2423.3901 | 775.5541 | 14020.4458 | 0 | 0 | 0 | 767.034 | 232641.5472 | 25257.4594 | 338109.1645 | 406426.3418 |  | 4599265 | 88.3677 | 14.8539 | 0.0011665 | 73.5137 | 0.0057733 | 0.0069399 | 0.0069399 | TRUE | 0.00094281 | -4.421% | 232641.5472 |  | 50.5823 | 0.0039724 | 0.0069399 | 368846.9631 | 88.3677
2013 | 3 | 28.5589 | 1.428% | 19292.1569 | 1036.8042 | 16301.2838 | 43.3256 | 6687.8855 | 43361.456 | 12 | 8.448% | 8.493% | 58562.9875 | 77.1806 | 2683.0391 | 858.6492 | 15522.6364 | 0 | 0 | 0 | 721.1731 | 216333.9024 | 23465.4436 | 318225.0119 | 361586.4679 |  | 4605771 | 78.5073 | 9.4146 | 0.00078455 | 69.0927 | 0.0057577 | 0.0065423 | 0.0065423 | TRUE | -0.00065644 | -19.75% | 216333.9024 |  | 46.9702 | 0.0039142 | 0.0065423 | 448587.3175 | 78.5073
2013 | 4 | 135.3599 | 6.768% | 91438.4229 | 4914.1079 | 77262.6765 | 205.3492 | 31698.3584 | 205518.9149 | 11.2 | 7.885% | 8.219% | 54658.7884 | 72.0352 | 2596.4894 | 830.9508 | 15021.9062 | 0 | 0 | 0 | 686.3338 | 224755.1255 | 24550.1599 | 323171.7893 | 528690.7043 |  | 4609509 | 114.6957 | 44.5859 | 0.0039809 | 70.1098 | 0.0062598 | 0.010241 | 0.010241 | TRUE | 0.0023409 | 4.735% | 224755.1255 |  | 48.759 | 0.0043535 | 0.010241 | 530640.449 | 114.6957
2013 | 5 | 163.9241 | 8.196% | 110734.1481 | 5951.1039 | 93566.9753 | 248.6829 | 38387.4809 | 248888.391 | 10.5333 | 7.415% | 8.493% | 51405.2891 | 67.7474 | 2683.0391 | 858.6492 | 15522.6364 | 0 | 0 | 0 | 649.9407 | 219072.5368 | 23981.2836 | 314241.1222 | 563129.5132 |  | 4611553 | 122.1128 | 53.9706 | 0.0051238 | 68.1421 | 0.0064692 | 0.011593 | 0.011593 | TRUE | 0.00040812 | -10.93% | 219072.5368 |  | 47.5052 | 0.00451 | 0.011593 | 642952.0842 | 122.1128
2013 | 6 | 272.8763 | 13.64% | 184333.6115 | 9906.5057 | 155756.2755 | 413.9699 | 63901.7242 | 414312.0868 | 10.2 | 7.181% | 8.219% | 49778.5394 | 65.6035 | 2596.4894 | 830.9508 | 15021.9062 | 0 | 0 | 0 | 643.2738 | 236125.4189 | 26003.9038 | 331066.0858 | 745378.1727 |  | 4613739 | 161.5562 | 89.7996 | 0.0088039 | 71.7566 | 0.007035 | 0.015839 | 0.015839 | TRUE | 0.0019843 | 3.443% | 236125.4189 |  | 51.1788 | 0.0050175 | 0.015839 | 788672.27 | 161.5562
2013 | 7 | 293.7081 | 14.68% | 198405.9551 | 10662.7853 | 167646.9763 | 445.5731 | 68780.0913 | 445941.3811 | 10.3667 | 7.298% | 8.493% | 50591.9142 | 66.6754 | 2683.0391 | 858.6492 | 15522.6364 | 0 | 0 | 0 | 655.7788 | 243424.3525 | 26827.8073 | 340630.853 | 786572.2342 |  | 4620943 | 170.219 | 96.5044 | 0.0093091 | 73.7146 | 0.0071107 | 0.01642 | 0.01642 | TRUE | 0.0012432 | -2.097% | 243424.3525 |  | 52.6785 | 0.0050815 | 0.01642 | 831339.108 | 170.219
2013 | 8 | 337.5448 | 16.88% | 228018.5427 | 12254.2329 | 192668.709 | 512.076 | 79045.6928 | 512499.2534 | 10.9333 | 7.697% | 8.493% | 53357.3887 | 70.3201 | 2683.0391 | 858.6492 | 15522.6364 | 0 | 0 | 0 | 695.0088 | 262568.6548 | 28971.3088 | 364727.0057 | 877226.2591 |  | 4630751 | 189.435 | 110.673 | 0.010123 | 78.762 | 0.0072038 | 0.017326 | 0.017326 | TRUE | 0.0026937 | 6.268% | 262568.6548 |  | 56.7011 | 0.0051861 | 0.017326 | 864429.008 | 189.435
2013 | 9 | 270.044 | 13.5% | 182420.3373 | 9803.682 | 154139.6172 | 409.6732 | 63238.462 | 410011.7717 | 11.6833 | 8.225% | 8.219% | 57017.5754 | 75.1439 | 2596.4894 | 830.9508 | 15021.9062 | 0 | 0 | 0 | 731.6439 | 261529.6638 | 28749.4427 | 366552.8162 | 776564.5879 |  | 4644296 | 167.2082 | 88.2829 | 0.0075563 | 78.9254 | 0.0067554 | 0.014312 | 0.014312 | TRUE | 0.001721 | 0.6934% | 261529.6638 |  | 56.312 | 0.0048199 | 0.014312 | 815342.5082 | 167.2082
2013 | 10 | 213.2859 | 10.66% | 144079.0763 | 7743.1358 | 121742.4219 | 323.5677 | 49946.9485 | 323835.1503 | 12.4667 | 8.776% | 8.493% | 60840.4371 | 80.182 | 2683.0391 | 858.6492 | 15522.6364 | 0 | 0 | 0 | 771.581 | 263332.4328 | 28852.62 | 372941.5775 | 696776.7278 |  | 4655414 | 149.6702 | 69.561 | 0.0055798 | 80.1092 | 0.0064259 | 0.012006 | 0.012006 | TRUE | 0.0019688 | 3.856% | 263332.4328 |  | 56.5648 | 0.0045373 | 0.012006 | 653211.9673 | 149.6702
2013 | 11 | 110.2332 | 5.511% | 74464.7897 | 4001.9064 | 62920.4745 | 167.2304 | 25814.2203 | 167368.6212 | 13.15 | 9.257% | 8.219% | 64175.2739 | 84.5771 | 2596.4894 | 830.9508 | 15021.9062 | 0 | 0 | 0 | 799.8991 | 253653.9633 | 27637.8751 | 364800.9348 | 532169.5561 |  | 4665143 | 114.0736 | 35.8764 | 0.0027282 | 78.1972 | 0.0059466 | 0.0086748 | 0.0086748 | TRUE | 0.0030245 | 5.739% | 253653.9633 |  | 54.3722 | 0.0041348 | 0.0086748 | 498384.2581 | 114.0736
2013 | 12 | 79.0051 | 3.95% | 53369.5732 | 2868.2017 | 45095.6605 | 119.8555 | 18501.2799 | 119954.5709 | 13.4833 | 9.492% | 8.493% | 65802.0235 | 86.721 | 2683.0391 | 858.6492 | 15522.6364 | 0 | 0 | 0 | 816.0319 | 252934.1947 | 27509.3492 | 366212.6449 | 486167.2158 | 7192486.7786 | 4671859 | 104.0629 | 25.676 | 0.0019043 | 78.3869 | 0.0058136 | 0.0077179 | 0.0077179 | TRUE | 0.001773 | 6.218% | 252934.1947 | 2910110.5878 | 54.1399 | 0.0040153 | 0.0077179 | 407792.3152 | 104.0629
2014 | 1 | 26.9569 | 1.37% | 21041.8708 | 1300.2087 | 17953.7508 | 53.5872 | 7239.6949 | 47589.1125 | 13.3 | 9.363% | 8.493% | 76547.6682 | 335.7474 | 3430.6955 | 951.2471 | 19082.4972 | 0 | 0 | 0 | 2479.4158 | 258422.7575 | 51767.9005 | 413017.9292 | 460607.0417 |  | 4679556 | 98.4296 | 10.1696 | 0.00076463 | 88.2601 | 0.0066361 | 0.0074007 | 0.0074007 | TRUE | 0.00033515 | -8.445% | 258422.7575 |  | 55.2238 | 0.0041522 | 0.0074007 | 462445.9435 | 98.4296
2014 | 2 | 57.5107 | 2.922% | 44891.436 | 2773.9091 | 38303.1369 | 114.3248 | 15445.409 | 101528.216 | 12.7333 | 8.964% | 7.671% | 73286.2387 | 321.4423 | 3098.6927 | 859.191 | 17235.8039 | 0 | 0 | 0 | 2400.2077 | 254752.5784 | 51139.8601 | 403094.0148 | 504622.2307 |  | 4687089 | 107.6622 | 21.6613 | 0.0017011 | 86.0009 | 0.006754 | 0.0084551 | 0.0084551 | TRUE | 0.0015153 | 0.8473% | 254752.5784 |  | 54.352 | 0.0042685 | 0.0084551 | 429989.3663 | 107.6622
2014 | 3 | 62.2018 | 3.161% | 48553.1966 | 3000.1748 | 41427.4949 | 123.6502 | 16705.2794 | 109809.7958 | 12 | 8.448% | 8.493% | 69065.5653 | 302.9299 | 3430.6955 | 951.2471 | 19082.4972 | 0 | 0 | 0 | 2268.6483 | 241934.0209 | 48592.8989 | 385628.5031 | 495438.299 |  | 4694845 | 105.5281 | 23.3894 | 0.0019491 | 82.1387 | 0.0068449 | 0.008794 | 0.008794 | TRUE | 0.0022517 | -6.283% | 241934.0209 |  | 51.5318 | 0.0042943 | 0.008794 | 522118.5011 | 105.5281
2014 | 4 | 137.136 | 6.969% | 107045.0411 | 6614.4736 | 91335.0347 | 272.6111 | 36830.0636 | 242097.2241 | 11.2 | 7.885% | 8.219% | 64461.1943 | 282.7346 | 3320.0279 | 920.5617 | 18466.9328 | 0 | 0 | 0 | 2183.3371 | 244115.3855 | 49288.6943 | 383038.8681 | 625136.0922 |  | 4699582 | 133.0195 | 51.5146 | 0.0045995 | 81.5049 | 0.0072772 | 0.011877 | 0.011877 | TRUE | 0.0016361 | 5.969% | 244115.3855 |  | 51.9441 | 0.0046379 | 0.011877 | 616081.0838 | 133.0195
2014 | 5 | 220.6571 | 11.21% | 172239.5555 | 10642.9404 | 146961.5557 | 438.6417 | 59260.9776 | 389543.6709 | 10.5333 | 7.415% | 8.493% | 60624.2184 | 265.9052 | 3430.6955 | 951.2471 | 19082.4972 | 0 | 0 | 0 | 2129.8158 | 250813.0636 | 50917.3258 | 388214.7686 | 777758.4395 |  | 4702414 | 165.3956 | 82.8391 | 0.0078645 | 82.5565 | 0.0078376 | 0.015702 | 0.015702 | TRUE | 0.0041091 | 5.81% | 250813.0636 |  | 53.3371 | 0.0050636 | 0.015702 | 744422.3141 | 165.3956
2014 | 6 | 247.5876 | 12.58% | 193260.8208 | 11941.8759 | 164897.7252 | 492.1764 | 66493.583 | 437086.1814 | 10.2 | 7.181% | 8.219% | 58705.7305 | 257.4904 | 3320.0279 | 920.5617 | 18466.9328 | 0 | 0 | 0 | 2090.691 | 250728.1711 | 50993.6503 | 385483.2557 | 822569.4371 |  | 4705494 | 174.8104 | 92.8885 | 0.0091067 | 81.922 | 0.0080316 | 0.017138 | 0.017138 | TRUE | 0.0012994 | -1.585% | 250728.1711 |  | 53.2841 | 0.0052239 | 0.017138 | 911564.4598 | 174.8104
2014 | 7 | 311.6667 | 15.84% | 243279.4188 | 15032.6001 | 207575.558 | 619.5586 | 83703.0504 | 550210.1859 | 10.3667 | 7.298% | 8.493% | 59664.9745 | 261.6978 | 3430.6955 | 951.2471 | 19082.4972 | 0 | 0 | 0 | 2174.9042 | 268725.1165 | 54814.3401 | 409105.4729 | 959315.6587 |  | 4709239 | 203.7093 | 116.8363 | 0.01127 | 86.8729 | 0.00838 | 0.01965 | 0.01965 | TRUE | 0.0032306 | 3.068% | 268725.1165 |  | 57.0634 | 0.0055045 | 0.01965 | 960152.4267 | 203.7093
2014 | 8 | 350.9581 | 17.83% | 273949.3278 | 16927.7397 | 233744.3294 | 697.6655 | 94255.3814 | 619574.4439 | 10.9333 | 7.697% | 8.493% | 62926.4039 | 276.0028 | 3430.6955 | 951.2471 | 19082.4972 | 0 | 0 | 0 | 2312.3442 | 288567.1492 | 58918.0994 | 436464.4393 | 1056038.8832 |  | 4712926 | 224.0729 | 131.4628 | 0.012024 | 92.6101 | 0.0084704 | 0.020494 | 0.020494 | TRUE | 0.0031681 | 10.4% | 288567.1492 |  | 61.2289 | 0.0056002 | 0.020494 | 998316.7705 | 224.0729
2014 | 9 | 254.3547 | 12.93% | 198543.0689 | 12268.2739 | 169404.7467 | 505.6287 | 68311.0005 | 449032.7188 | 11.6833 | 8.225% | 8.219% | 67243.0018 | 294.936 | 3320.0279 | 920.5617 | 18466.9328 | 0 | 0 | 0 | 2370.3527 | 280420.4923 | 56954.4052 | 429990.7103 | 879023.4291 |  | 4718734 | 186.2837 | 95.1596 | 0.0081449 | 91.1242 | 0.0077995 | 0.015944 | 0.015944 | TRUE | 0.0016327 | -1.806% | 280420.4923 |  | 59.4271 | 0.0050865 | 0.015944 | 942105.7008 | 186.2837
2014 | 10 | 189.0077 | 9.605% | 147534.8048 | 9116.3968 | 125882.4918 | 375.7262 | 50761.0272 | 333670.4468 | 12.4667 | 8.776% | 8.493% | 71751.4484 | 314.7105 | 3430.6955 | 951.2471 | 19082.4972 | 0 | 0 | 0 | 2460.5782 | 280142.9302 | 56672.511 | 434806.6182 | 768477.065 |  | 4724910 | 162.6437 | 70.6194 | 0.0056647 | 92.0243 | 0.0073816 | 0.013046 | 0.013046 | TRUE | 0.0010407 | -1.627% | 280142.9302 |  | 59.2906 | 0.0047559 | 0.013046 | 756171.3491 | 162.6437
2014 | 11 | 63.2493 | 3.214% | 49370.8811 | 3050.7008 | 42125.1754 | 125.7326 | 16986.6131 | 111659.103 | 13.15 | 9.257% | 8.219% | 75684.3486 | 331.9607 | 3320.0279 | 920.5617 | 18466.9328 | 0 | 0 | 0 | 2481.964 | 263981.7087 | 53005.2088 | 418192.7133 | 529851.8163 |  | 4731887 | 111.9747 | 23.5972 | 0.0017945 | 88.3776 | 0.0067207 | 0.0085152 | 0.0085152 | TRUE | -0.00015961 | -10.21% | 263981.7087 |  | 55.7878 | 0.0042424 | 0.0085152 | 579143.1272 | 111.9747
2014 | 12 | 46.609 | 2.368% | 36381.8515 | 2248.0892 | 31042.4251 | 92.6535 | 12517.5897 | 82282.6089 | 13.4833 | 9.492% | 8.493% | 77602.8366 | 340.3754 | 3430.6955 | 951.2471 | 19082.4972 | 0 | 0 | 0 | 2529.668 | 266449.1654 | 53440.9544 | 423827.4396 | 506110.0485 | 8384948.441 | 4739276 | 106.7906 | 17.3619 | 0.0012877 | 89.4287 | 0.0066325 | 0.0079202 | 0.0079202 | TRUE | 0.0002023 | -5.974% | 266449.1654 | 3149052.5392 | 56.2215 | 0.0041697 | 0.0079202 | 475130.7121 | 106.7906
2015 | 1 | 26.1128 | 1.328% | 23985.4667 | 1826.9168 | 19878.7655 | 64.7547 | 7898.6189 | 53654.5226 | 13.3 | 9.363% | 8.493% | 89894.2321 | 794.7552 | 4231.0324 | 1043.845 | 22934.702 | 3389.0552 | 1274.0602 | 3736.4736 | 5681.0769 | 277565.226 | 77191.8295 | 487736.2882 | 541390.8107 |  | 4746212 | 114.068 | 11.3047 | 0.00084998 | 102.7633 | 0.0077266 | 0.0085765 | 0.0085765 | TRUE | 0.0011758 | -8.594% | 277565.226 |  | 58.4814 | 0.0043971 | 0.0085765 | 536870.3034 | 114.068
2015 | 2 | 35.0422 | 1.782% | 32187.3635 | 2451.636 | 26676.3644 | 86.8978 | 10599.5735 | 72001.8353 | 12.7333 | 8.964% | 7.671% | 86064.152 | 760.8934 | 3821.5777 | 942.8278 | 20715.2147 | 3061.0821 | 1150.764 | 3374.8794 | 5461.9613 | 268245.3806 | 74653.047 | 468251.7801 | 540253.6153 |  | 4753351 | 113.6574 | 15.1476 | 0.0011896 | 98.5098 | 0.0077364 | 0.008926 | 0.008926 | TRUE | 0.00047083 | -8.31% | 268245.3806 |  | 56.4329 | 0.0044319 | 0.008926 | 498744.6065 | 113.6574
2015 | 3 | 64.5823 | 3.285% | 59320.8744 | 4518.332 | 49164.1778 | 160.1515 | 19534.8702 | 132698.4058 | 12 | 8.448% | 8.493% | 81107.5778 | 717.0723 | 4231.0324 | 1043.845 | 22934.702 | 3389.0552 | 1274.0602 | 3736.4736 | 5219.4755 | 260672.9215 | 72710.9312 | 457037.1468 | 589735.5526 |  | 4761186 | 123.8632 | 27.8709 | 0.0023226 | 95.9923 | 0.0079994 | 0.010322 | 0.010322 | TRUE | 0.0015279 | -5.217% | 260672.9215 |  | 54.7496 | 0.0045625 | 0.010322 | 603983.5176 | 123.8632
2015 | 4 | 114.0339 | 5.8% | 104743.7988 | 7978.0897 | 86809.9604 | 282.782 | 34493.0269 | 234307.6576 | 11.2 | 7.885% | 8.219% | 75700.406 | 669.2675 | 4094.5475 | 1010.1726 | 22194.8729 | 3279.7308 | 1232.9615 | 3615.9422 | 4994.289 | 256711.3095 | 71878.9815 | 445382.481 | 679690.1387 |  | 4765589 | 142.6246 | 49.1666 | 0.0043899 | 93.458 | 0.0083445 | 0.012734 | 0.012734 | TRUE | 0.0008576 | -2.001% | 256711.3095 |  | 53.8677 | 0.0048096 | 0.012734 | 709662.4292 | 142.6246
2015 | 5 | 208.4788 | 10.6% | 191494.3857 | 14585.6786 | 158707.4387 | 516.9868 | 63060.7355 | 428365.2253 | 10.5333 | 7.415% | 8.493% | 71194.4294 | 629.4301 | 4231.0324 | 1043.845 | 22934.702 | 3389.0552 | 1274.0602 | 3736.4736 | 4928.2199 | 266696.2623 | 75162.1425 | 455219.6527 | 883584.878 |  | 4767866 | 185.3208 | 89.8442 | 0.0085295 | 95.4766 | 0.0090642 | 0.017594 | 0.017594 | TRUE | 0.0018916 | 2.453% | 266696.2623 |  | 55.9362 | 0.0053104 | 0.017594 | 853466.0238 | 185.3208
2015 | 6 | 271.6633 | 13.82% | 249531.3582 | 19006.2188 | 206807.5395 | 673.672 | 82172.8058 | 558191.5943 | 10.2 | 7.181% | 8.219% | 68941.4411 | 609.5115 | 4094.5475 | 1010.1726 | 22194.8729 | 3279.7308 | 1232.9615 | 3615.9422 | 4931.642 | 275672.5174 | 77996.0271 | 463579.3666 | 1021770.9609 |  | 4772498 | 214.0956 | 116.96 | 0.011467 | 97.1356 | 0.0095231 | 0.02099 | 0.02099 | 0 | 0.0038515 | 4.299% | 275672.5174 |  | 57.7627 | 0.005663 | 0.02099 | 1041990.0503 | 214.0956
2015 | 7 | 322.3192 | 16.39% | 296060.4291 | 22550.229 | 245370.0783 | 799.2889 | 97495.2259 | 662275.2512 | 10.3667 | 7.298% | 8.493% | 70067.9353 | 619.4708 | 4231.0324 | 1043.845 | 22934.702 | 3389.0552 | 1274.0602 | 3736.4736 | 5117.7816 | 291711.6944 | 82722.6967 | 486848.7473 | 1149123.9985 |  | 4784923.7421 | 240.1551 | 138.4087 | 0.013351 | 101.7464 | 0.0098148 | 0.023166 | 0.023166 | TRUE | 0.0035157 | 5.421% | 291711.6944 |  | 60.9648 | 0.0058808 | 0.023166 | 1096095.833 | 240.1551
2015 | 8 | 326.4544 | 16.6% | 299858.7541 | 22839.5386 | 248518.0684 | 809.5434 | 98746.0468 | 670771.9512 | 10.9333 | 7.697% | 8.493% | 73898.0153 | 653.3326 | 4231.0324 | 1043.845 | 22934.702 | 3389.0552 | 1274.0602 | 3736.4736 | 5366.736 | 304292.1643 | 86237.3506 | 507056.7673 | 1177828.7185 |  | 4793100.814 | 245.7342 | 139.9453 | 0.0128 | 105.7889 | 0.0096758 | 0.022476 | 0.022476 | TRUE | 0.0019812 | 5.168% | 304292.1643 |  | 63.4855 | 0.0058066 | 0.022476 | 1139559.6309 | 245.7342
2015 | 9 | 277.8765 | 14.13% | 255238.4539 | 19440.9149 | 211537.4879 | 689.0798 | 84052.2011 | 570958.1376 | 11.6833 | 8.225% | 8.219% | 78967.239 | 698.1496 | 4094.5475 | 1010.1726 | 22194.8729 | 3279.7308 | 1232.9615 | 3615.9422 | 5572.785 | 307452.8827 | 86851.7086 | 514970.9924 | 1085929.1299 |  | 4797009.997 | 226.3762 | 119.0238 | 0.010187 | 107.3525 | 0.0091885 | 0.019376 | 0.019376 | TRUE | 0.0034316 | 3.571% | 307452.8827 |  | 64.0926 | 0.0054858 | 0.019376 | 1076339.5224 | 226.3762
2015 | 10 | 198.8904 | 10.12% | 182687.169 | 13914.8535 | 151408.1605 | 493.2095 | 60160.4438 | 408663.8363 | 12.4667 | 8.776% | 8.493% | 84261.7614 | 744.9585 | 4231.0324 | 1043.845 | 22934.702 | 3389.0552 | 1274.0602 | 3736.4736 | 5723.4718 | 303703.689 | 85383.2622 | 516426.3113 | 925090.1476 |  | 4802322.3864 | 192.6339 | 85.0971 | 0.006826 | 107.5368 | 0.0086259 | 0.015452 | 0.015452 | TRUE | 0.0024056 | 1.014% | 303703.689 |  | 63.241 | 0.0050728 | 0.015452 | 866680.0628 | 192.6339
2015 | 11 | 78.1173 | 3.973% | 71753.2111 | 5465.2739 | 59467.8968 | 193.7157 | 23628.9448 | 160509.0423 | 13.15 | 9.257% | 8.219% | 88880.3874 | 785.7918 | 4094.5475 | 1010.1726 | 22194.8729 | 3279.7308 | 1232.9615 | 3615.9422 | 5736.4528 | 287487.4427 | 80227.7698 | 498546.072 | 659055.1142 |  | 4807951.5017 | 137.0761 | 33.3841 | 0.0025387 | 103.692 | 0.0078853 | 0.010424 | 0.010424 | TRUE | 0.0019088 | -4.964% | 287487.4427 |  | 59.7942 | 0.0045471 | 0.010424 | 668118.6259 | 137.0761
2015 | 12 | 42.6338 | 2.168% | 39160.51 | 2982.7643 | 32455.5951 | 105.7235 | 12895.8902 | 87600.4832 | 13.4833 | 9.492% | 8.493% | 91133.3756 | 805.7104 | 4231.0324 | 1043.845 | 22934.702 | 3389.0552 | 1274.0602 | 3736.4736 | 5796.2985 | 285424.7442 | 79463.0418 | 499232.339 | 586832.8222 | 9840285.8871 | 4813839.2601 | 121.9054 | 18.1976 | 0.0013496 | 103.7077 | 0.0076915 | 0.0090412 | 0.0090412 | TRUE | 0.001121 | -7.318% | 285424.7442 | 3385636.2346 | 59.2925 | 0.0043975 | 0.0090412 | 550596.0663 | 121.9054
2016 | 1 | 26.1128 | 1.328% | 27470.3666 | 2436.9032 | 22099.8547 | 76.293 | 8688.8492 | 60772.2668 | 13.3 | 9.363% | 8.47% | 101357.0785 | 1997.1384 | 4959.62 | 1133.3379 | 26391.8415 | 6675.4635 | 2424.6605 | 7359.7778 | 10957.446 | 294351.8365 | 99106.1139 | 556714.3146 | 617486.5815 |  | 4820575.9364 | 128.0939 | 12.6068 | 0.00094788 | 115.4871 | 0.0086832 | 0.0096311 | 0.0096311 | TRUE | 0.0010546 | -8.47% | 294351.8365 |  | 61.0615 | 0.0045911 | 0.0096311 | 607892.2771 | 128.0939
2016 | 2 | 35.0422 | 1.782% | 36863.9347 | 3270.209 | 29656.9613 | 102.3816 | 11660.0253 | 81553.5119 | 12.7333 | 8.964% | 7.923% | 97038.6065 | 1912.0473 | 4639.6445 | 1060.2193 | 24689.1421 | 6244.7885 | 2268.2308 | 6884.9534 | 10541.8777 | 284474.1084 | 95851.1913 | 535604.8099 | 617158.3218 |  | 4826494.7967 | 127.8688 | 16.897 | 0.001327 | 110.9718 | 0.0087151 | 0.010042 | 0.010042 | TRUE | 0.0011161 | -8.067% | 284474.1084 |  | 58.9401 | 0.0046288 | 0.010042 | 582164.7061 | 127.8688
2016 | 3 | 64.5823 | 3.285% | 67939.7316 | 6026.9509 | 54657.3774 | 188.688 | 21489.2684 | 150302.0163 | 12 | 8.448% | 8.47% | 91449.9956 | 1801.9294 | 4959.62 | 1133.3379 | 26391.8415 | 6675.4635 | 2424.6605 | 7359.7778 | 10095.9411 | 276461.4629 | 93371.926 | 522125.9563 | 672427.9726 |  | 4833093.7746 | 139.1299 | 31.0985 | 0.0025915 | 108.0314 | 0.0090026 | 0.011594 | 0.011594 | TRUE | 0.0012722 | -5.14% | 276461.4629 |  | 57.2018 | 0.0047668 | 0.011594 | 682340.7116 | 139.1299
2016 | 4 | 114.0339 | 5.8% | 119962.2503 | 10641.8818 | 96509.389 | 333.1693 | 37943.9385 | 265390.6289 | 11.2 | 7.885% | 8.197% | 85353.3293 | 1681.8008 | 4799.6323 | 1096.7786 | 25540.4918 | 6460.126 | 2346.4457 | 7122.3656 | 9697.449 | 272289.545 | 92327.1863 | 508715.1503 | 774105.7792 |  | 4838808.8958 | 159.9786 | 54.8463 | 0.004897 | 105.1323 | 0.0093868 | 0.014284 | 0.014284 | TRUE | 0.0015495 | -2.003% | 272289.545 |  | 56.272 | 0.0050243 | 0.014284 | 799569.9282 | 159.9786
2016 | 5 | 208.4788 | 10.6% | 219317.0162 | 19455.6684 | 176440.0984 | 609.1057 | 69369.7506 | 485191.6393 | 10.5333 | 7.415% | 8.47% | 80272.774 | 1581.6936 | 4959.62 | 1133.3379 | 26391.8415 | 6675.4635 | 2424.6605 | 7359.7778 | 9637.2766 | 282933.3275 | 96586.3225 | 519956.0954 | 1005147.7348 |  | 4843834.8322 | 207.5107 | 100.1668 | 0.0095095 | 107.3439 | 0.010191 | 0.0197 | 0.0197 | TRUE | 0.0021066 | 2.423% | 282933.3275 |  | 58.411 | 0.0055453 | 0.0197 | 958692.5152 | 207.5107
2016 | 6 | 271.6633 | 13.82% | 285786.3051 | 25352.176 | 229914.5075 | 793.7098 | 90393.9195 | 632240.6179 | 10.2 | 7.181% | 8.197% | 77732.4963 | 1531.64 | 4799.6323 | 1096.7786 | 25540.4918 | 6460.126 | 2346.4457 | 7122.3656 | 9688.7185 | 292489.0903 | 100254.0017 | 529061.7868 | 1161302.4046 |  | 4848895.946 | 239.4983 | 130.3886 | 0.012783 | 109.1097 | 0.010697 | 0.02348 | 0.02348 | TRUE | 0.0024905 | 4.223% | 292489.0903 |  | 60.3208 | 0.0059138 | 0.02348 | 1168219.7004 | 239.4983
2016 | 7 | 322.3192 | 16.39% | 339075.6846 | 30079.4904 | 272785.7061 | 941.7096 | 107249.2963 | 750131.8871 | 10.3667 | 7.298% | 8.47% | 79002.6351 | 1556.6668 | 4959.62 | 1133.3379 | 26391.8415 | 6675.4635 | 2424.6605 | 7359.7778 | 10083.0893 | 309527.1726 | 106345.621 | 555459.8861 | 1305591.7732 |  | 4855525.4877 | 268.8878 | 154.4904 | 0.014903 | 114.3975 | 0.011035 | 0.025938 | 0.025938 | TRUE | 0.0027716 | 5.356% | 309527.1726 |  | 63.7474 | 0.0061493 | 0.025938 | 1227840.8441 | 268.8878
2016 | 8 | 326.4544 | 16.6% | 343425.8764 | 30465.3971 | 276285.4267 | 953.7913 | 108625.2576 | 759755.7491 | 10.9333 | 7.697% | 8.47% | 83321.1071 | 1641.7579 | 4959.62 | 1133.3379 | 26391.8415 | 6675.4635 | 2424.6605 | 7359.7778 | 10565.3863 | 322870.2199 | 110859.4495 | 578202.6221 | 1337958.3712 |  | 4862964.3023 | 275.1323 | 156.2331 | 0.01429 | 118.8992 | 0.010875 | 0.025165 | 0.025165 | TRUE | 0.0026888 | 5.107% | 322870.2199 |  | 66.3937 | 0.0060726 | 0.025165 | 1276453.2668 | 275.1323
2016 | 9 | 277.8765 | 14.13% | 292322.597 | 25932.0121 | 235172.9412 | 811.863 | 92461.342 | 646700.7554 | 11.6833 | 8.225% | 8.197% | 89036.7319 | 1754.3785 | 4799.6323 | 1096.7786 | 25540.4918 | 6460.126 | 2346.4457 | 7122.3656 | 10927.6495 | 326193.3656 | 111625.2702 | 586903.2355 | 1233603.9909 |  | 4867498.8173 | 253.4369 | 132.861 | 0.011372 | 120.5759 | 0.01032 | 0.021692 | 0.021692 | TRUE | 0.0023162 | 3.508% | 326193.3656 |  | 67.0146 | 0.0057359 | 0.021692 | 1206323.4398 | 253.4369
2016 | 10 | 198.8904 | 10.12% | 209230.1801 | 18560.8626 | 168325.2589 | 581.0917 | 66179.2945 | 462876.6878 | 12.4667 | 8.776% | 8.47% | 95006.3844 | 1872.0044 | 4959.62 | 1133.3379 | 26391.8415 | 6675.4635 | 2424.6605 | 7359.7778 | 11161.7269 | 322171.21 | 109703.0181 | 588859.0451 | 1051735.733 |  | 4872985.9866 | 215.8298 | 94.9883 | 0.0076194 | 120.8415 | 0.0096932 | 0.017313 | 0.017313 | TRUE | 0.0018606 | 1.003% | 322171.21 |  | 66.1137 | 0.0053032 | 0.017313 | 973350.7986 | 215.8298
2016 | 11 | 78.1173 | 3.973% | 82178.3893 | 7290.0659 | 66112.3488 | 228.2328 | 25992.9415 | 181801.9782 | 13.15 | 9.257% | 8.197% | 100213.9536 | 1974.6143 | 4799.6323 | 1096.7786 | 25540.4918 | 6460.126 | 2346.4457 | 7122.3656 | 11100.9886 | 304904.1473 | 103027.9197 | 568587.4634 | 750389.4416 |  | 4878687.6758 | 153.8097 | 37.2645 | 0.0028338 | 116.5452 | 0.0088628 | 0.011697 | 0.011697 | TRUE | 0.0012725 | -4.927% | 304904.1473 |  | 62.4972 | 0.0047526 | 0.011697 | 753485.5445 | 153.8097
2016 | 12 | 42.6338 | 2.168% | 44850.2246 | 3978.6749 | 36081.9155 | 124.5618 | 14186.0807 | 99221.4576 | 13.4833 | 9.492% | 8.47% | 102754.2312 | 2024.6679 | 4959.62 | 1133.3379 | 26391.8415 | 6675.4635 | 2424.6605 | 7359.7778 | 11191.0328 | 302695.9589 | 102029.5198 | 569640.1119 | 668861.5695 | 11195769.6737 | 4884563.5172 | 136.9337 | 20.3133 | 0.0015065 | 116.6205 | 0.0086492 | 0.010156 | 0.010156 | TRUE | 0.0011146 | -7.216% | 302695.9589 | 3591361.4449 | 61.9699 | 0.004596 | 0.010156 | 622720.0178 | 136.9337
2017 | 1 | 26.1128 | 1.328% | 30957.788 | 3018.7764 | 24294.878 | 87.7002 | 9469.8057 | 67828.9483 | 13.3 | 9.363% | 8.493% | 113631.6332 | 3767.9077 | 6150.5175 | 1229.0409 | 30397.0837 | 10000.5767 | 3576.4209 | 11025.7546 | 24556.6707 | 308572.4699 | 116202.0284 | 629110.1043 | 696939.0525 |  | 4891015.7223 | 142.4937 | 13.8681 | 0.0010427 | 128.6257 | 0.0096711 | 0.010714 | 0.010714 | TRUE | 0.0010827 | -8.327% | 308572.4699 |  | 63.0896 | 0.0047436 | 0.010714 | 677896.6179 | 142.4937
2017 | 2 | 35.0422 | 1.782% | 41543.8894 | 4051.0553 | 32602.5789 | 117.6895 | 12708.032 | 91023.2451 | 12.7333 | 8.964% | 7.671% | 108790.1852 | 3607.3703 | 5555.3062 | 1110.1014 | 27455.4305 | 9032.779 | 3230.3156 | 9958.7461 | 23669.8034 | 298224.0832 | 112391.4974 | 603025.6182 | 694048.8633 |  | 4896910.5 | 141.732 | 18.5879 | 0.0014598 | 123.1441 | 0.009671 | 0.011131 | 0.011131 | TRUE | 0.0010887 | -8.261% | 298224.0832 |  | 60.9005 | 0.0047828 | 0.011131 | 629113.277 | 141.732
2017 | 3 | 64.5823 | 3.285% | 76564.8247 | 7466.04 | 60086.1108 | 216.9002 | 23420.7306 | 167754.6062 | 12 | 8.448% | 8.493% | 102524.7819 | 3399.616 | 6150.5175 | 1229.0409 | 30397.0837 | 10000.5767 | 3576.4209 | 11025.7546 | 22807.5802 | 289844.5436 | 109502.6632 | 590458.5792 | 758213.1854 |  | 4903267.7157 | 154.6343 | 34.2128 | 0.0028511 | 120.4214 | 0.010035 | 0.012886 | 0.012886 | TRUE | 0.001292 | -5.042% | 289844.5436 |  | 59.1125 | 0.004926 | 0.012886 | 759520.327 | 154.6343
2017 | 4 | 114.0339 | 5.8% | 135191.7125 | 13182.904 | 106094.9887 | 382.984 | 41354.3515 | 296206.9407 | 11.2 | 7.885% | 8.219% | 95689.7964 | 3172.9749 | 5952.1137 | 1189.3944 | 29416.5326 | 9677.9775 | 3461.0525 | 10670.0851 | 22140.4226 | 285504.3588 | 108307.5264 | 575182.2349 | 871389.1756 |  | 4909023.0862 | 177.5077 | 60.3393 | 0.0053874 | 117.1684 | 0.010461 | 0.015849 | 0.015849 | TRUE | 0.0015651 | -1.976% | 285504.3588 |  | 58.1591 | 0.0051928 | 0.015849 | 888047.9924 | 177.5077
2017 | 5 | 208.4788 | 10.6% | 247159.7769 | 24101.2081 | 193964.654 | 700.1778 | 75604.7254 | 541530.5422 | 10.5333 | 7.415% | 8.493% | 89993.9752 | 2984.1074 | 6150.5175 | 1229.0409 | 30397.0837 | 10000.5767 | 3576.4209 | 11025.7546 | 22429.5188 | 296724.8272 | 113357.3346 | 587869.1575 | 1129399.6997 |  | 4914208.6424 | 229.8233 | 110.1969 | 0.010462 | 119.6264 | 0.011357 | 0.021819 | 0.021819 | TRUE | 0.0021183 | 2.427% | 296724.8272 |  | 60.381 | 0.0057324 | 0.021819 | 1062138.4092 | 229.8233
2017 | 6 | 271.6633 | 13.82% | 322067.483 | 31405.6581 | 252750.3005 | 912.3836 | 98518.5531 | 705654.3783 | 10.2 | 7.181% | 8.219% | 87146.0646 | 2889.6736 | 5952.1137 | 1189.3944 | 29416.5326 | 9677.9775 | 3461.0525 | 10670.0851 | 22827.451 | 306783.8917 | 117695.0052 | 597709.2419 | 1303363.6201 |  | 4919416.2556 | 264.9427 | 143.4427 | 0.014063 | 121.5 | 0.011912 | 0.025975 | 0.025975 | TRUE | 0.0024946 | 4.19% | 306783.8917 |  | 62.3618 | 0.0061139 | 0.025975 | 1292227.9054 | 264.9427
2017 | 7 | 322.3192 | 16.39% | 382122.0623 | 37261.7401 | 299879.5942 | 1082.5119 | 116888.8965 | 837234.805 | 10.3667 | 7.298% | 8.493% | 88570.0199 | 2936.8905 | 6150.5175 | 1229.0409 | 30397.0837 | 10000.5767 | 3576.4209 | 11025.7546 | 23934.1026 | 324677.9454 | 124866.8518 | 627365.2045 | 1464600.0095 |  | 4925689.6397 | 297.3391 | 169.9731 | 0.016396 | 127.366 | 0.012286 | 0.028682 | 0.028682 | TRUE | 0.0027445 | 5.334% | 324677.9454 |  | 65.9152 | 0.0063584 | 0.028682 | 1357227.0174 | 297.3391
2017 | 8 | 326.4544 | 16.6% | 387024.5202 | 37739.7918 | 303726.9174 | 1096.4001 | 118388.5296 | 847976.1591 | 10.9333 | 7.697% | 8.493% | 93411.4679 | 3097.4279 | 6150.5175 | 1229.0409 | 30397.0837 | 10000.5767 | 3576.4209 | 11025.7546 | 25028.3585 | 338667.5898 | 130161.0873 | 652745.3257 | 1500721.4848 |  | 4932512.8426 | 304.2509 | 171.9157 | 0.015724 | 132.3353 | 0.012104 | 0.027828 | 0.027828 | TRUE | 0.0026633 | 5.087% | 338667.5898 |  | 68.6603 | 0.0062799 | 0.027828 | 1410892.9277 | 304.2509
2017 | 9 | 277.8765 | 14.13% | 329433.5711 | 32123.9449 | 258531.0176 | 933.2509 | 100771.7963 | 721793.5807 | 11.6833 | 8.225% | 8.219% | 99819.2668 | 3309.9039 | 5952.1137 | 1189.3944 | 29416.5326 | 9677.9775 | 3461.0525 | 10670.0851 | 25618.6272 | 342118.6308 | 131029.7594 | 662263.3438 | 1384056.9245 |  | 4937360.4766 | 280.3232 | 146.1902 | 0.012513 | 134.1331 | 0.011481 | 0.023993 | 0.023993 | TRUE | 0.0023013 | 3.482% | 342118.6308 |  | 69.2918 | 0.0059308 | 0.023993 | 1334004.0496 | 280.3232
2017 | 10 | 198.8904 | 10.12% | 235792.3954 | 22992.7445 | 185043.8245 | 667.9752 | 72127.5101 | 516624.4498 | 12.4667 | 8.776% | 8.493% | 106511.8567 | 3531.8233 | 6150.5175 | 1229.0409 | 30397.0837 | 10000.5767 | 3576.4209 | 11025.7546 | 25786.6975 | 337849.6266 | 128728.8518 | 664788.2502 | 1181412.7001 |  | 4942855.5525 | 239.0142 | 104.5194 | 0.0083839 | 134.4948 | 0.010788 | 0.019172 | 0.019172 | TRUE | 0.0018597 | 1.019% | 337849.6266 |  | 68.3511 | 0.0054827 | 0.019172 | 1078209.4452 | 239.0142
2017 | 11 | 78.1173 | 3.973% | 92611.1102 | 9030.756 | 72678.8241 | 262.3576 | 28329.1952 | 202912.243 | 13.15 | 9.257% | 8.219% | 112350.0735 | 3725.4125 | 5952.1137 | 1189.3944 | 29416.5326 | 9677.9775 | 3461.0525 | 10670.0851 | 25109.916 | 319668.6989 | 120830.9178 | 642052.1745 | 844964.4175 |  | 4948496.4211 | 170.7517 | 41.0048 | 0.0031182 | 129.7469 | 0.0098667 | 0.012985 | 0.012985 | TRUE | 0.0012884 | -4.869% | 319668.6989 |  | 64.5992 | 0.0049125 | 0.012985 | 837522.0363 | 170.7517
2017 | 12 | 42.6338 | 2.168% | 50544.0558 | 4928.6855 | 39665.6787 | 143.186 | 15461.1301 | 110742.7362 | 13.4833 | 9.492% | 8.493% | 115197.9841 | 3819.8463 | 6150.5175 | 1229.0409 | 30397.0837 | 10000.5767 | 3576.4209 | 11025.7546 | 25151.7134 | 317330.254 | 119639.1708 | 643518.3628 | 754261.099 | 12583370.2321 | 4954254.507 | 152.2451 | 22.3531 | 0.0016578 | 129.8921 | 0.0096335 | 0.011291 | 0.011291 | TRUE | 0.0011356 | -7.095% | 317330.254 | 3765966.92 | 64.0521 | 0.0047505 | 0.011291 | 693785.1781 | 152.2451
2018 | 1 | 26.1128 | 1.328% | 34436.7081 | 3746.2031 | 26459.3382 | 98.9533 | 10239.8882 | 74981.091 | 13.3 | 9.363% | 8.493% | 125656.4226 | 6199.9414 | 7316.5057 | 1321.6388 | 34717.9081 | 13300.2296 | 4853.809 | 15461.8156 | 40452.3881 | 317702.2272 | 117340.4445 | 684323.3305 | 759304.4215 |  | 4960404.0013 | 153.0731 | 15.1159 | 0.0011365 | 137.9572 | 0.010373 | 0.011509 | 0.011509 | TRUE | 0.00079544 | -8.078% | 317702.2272 |  | 64.0477 | 0.0048156 | 0.011509 | 720512.0511 | 153.0731
2018 | 2 | 35.0422 | 1.782% | 46212.4359 | 5027.2277 | 35507.1822 | 132.7907 | 13741.4464 | 100621.0828 | 12.7333 | 8.964% | 7.671% | 120302.6402 | 5935.7835 | 6608.4568 | 1193.7383 | 31358.1105 | 12013.1106 | 4384.0855 | 13965.5108 | 39023.5963 | 307051.7804 | 113493.8264 | 655330.6392 | 755951.722 |  | 4966174.0781 | 152.2201 | 20.2613 | 0.0015912 | 131.9589 | 0.010363 | 0.011954 | 0.011954 | TRUE | 0.00082368 | -8.134% | 307051.7804 |  | 61.8286 | 0.0048557 | 0.011954 | 669054.735 | 152.2201
2018 | 3 | 64.5823 | 3.285% | 85168.8925 | 9265.1124 | 65439.2552 | 244.7314 | 25325.2993 | 185443.2909 | 12 | 8.448% | 8.493% | 113374.2159 | 5593.9321 | 7316.5057 | 1321.6388 | 34717.9081 | 13300.2296 | 4853.809 | 15461.8156 | 37702.4381 | 298437.0202 | 110580.5289 | 642660.0419 | 828103.3328 |  | 4972258.387 | 166.5447 | 37.2956 | 0.003108 | 129.2491 | 0.010771 | 0.013879 | 0.013879 | TRUE | 0.00099254 | -4.866% | 298437.0202 |  | 60.0204 | 0.0050017 | 0.013879 | 809172.9523 | 166.5447
2018 | 4 | 114.0339 | 5.8% | 150384.0501 | 16359.5544 | 115547.1199 | 432.126 | 44717.2785 | 327440.129 | 11.2 | 7.885% | 8.219% | 105815.9348 | 5221.0033 | 7080.4894 | 1279.0053 | 33597.9756 | 12871.1899 | 4697.2345 | 14963.0473 | 36766.7829 | 293989.3473 | 109380.0049 | 625662.0152 | 953102.1442 |  | 4977933.1023 | 191.4654 | 65.7783 | 0.0058731 | 125.6871 | 0.011222 | 0.017095 | 0.017095 | TRUE | 0.0012462 | -1.927% | 293989.3473 |  | 59.0585 | 0.0052731 | 0.017095 | 948781.6366 | 191.4654
2018 | 5 | 208.4788 | 10.6% | 274934.6656 | 29908.8143 | 211245.2003 | 790.0201 | 81752.8853 | 598631.5856 | 10.5333 | 7.415% | 8.493% | 99517.3673 | 4910.2293 | 7316.5057 | 1321.6388 | 34717.9081 | 13300.2296 | 4853.809 | 15461.8156 | 37549.5888 | 305581.067 | 114491.1488 | 639021.3079 | 1237652.8935 |  | 4983179.12 | 248.3661 | 120.1305 | 0.011405 | 128.2357 | 0.012174 | 0.023579 | 0.023579 | FALSE | 0.0017604 | 2.357% | 305581.067 |  | 61.3225 | 0.0058218 | 0.023579 | 1138391.8949 | 248.3661
2018 | 6 | 271.6633 | 13.82% | 358260.2188 | 38973.3987 | 275268.1314 | 1029.4547 | 106530.0606 | 780061.2642 | 10.2 | 7.181% | 8.219% | 96368.0835 | 4754.8423 | 7080.4894 | 1279.0053 | 33597.9756 | 12871.1899 | 4697.2345 | 14963.0473 | 38409.4992 | 315963.9314 | 118879.2243 | 648864.5226 | 1428925.7868 |  | 4988439.4249 | 286.4475 | 156.3738 | 0.015331 | 130.0736 | 0.012752 | 0.028083 | 0.028083 | TRUE | 0.0021083 | 4.024% | 315963.9314 |  | 63.3392 | 0.0062097 | 0.028083 | 1387807.9407 | 286.4475
2018 | 7 | 322.3192 | 16.39% | 425063.5065 | 46240.6057 | 326596.231 | 1221.4128 | 126394.2764 | 925516.0324 | 10.3667 | 7.298% | 8.493% | 97942.7254 | 4832.5358 | 7316.5057 | 1321.6388 | 34717.9081 | 13300.2296 | 4853.809 | 15461.8156 | 40393.6324 | 334408.0586 | 126127.568 | 680676.4269 | 1606192.4593 |  | 4994424.4728 | 321.5971 | 185.3098 | 0.017876 | 136.2873 | 0.013147 | 0.031022 | 0.031022 | TRUE | 0.00234 | 5.147% | 334408.0586 |  | 66.9563 | 0.0064588 | 0.031022 | 1458921.5819 | 321.5971
2018 | 8 | 326.4544 | 16.6% | 430516.8842 | 46833.8523 | 330786.3169 | 1237.083 | 128015.8593 | 937389.9958 | 10.9333 | 7.697% | 8.493% | 103296.5078 | 5096.6937 | 7316.5057 | 1321.6388 | 34717.9081 | 13300.2296 | 4853.809 | 15461.8156 | 42205.886 | 348812.8553 | 131474.045 | 707857.8944 | 1645247.8902 |  | 5000782.2281 | 328.9981 | 187.4487 | 0.017145 | 141.5494 | 0.012947 | 0.030091 | 0.030091 | TRUE | 0.0022635 | 4.911% | 348812.8553 |  | 69.7517 | 0.0063797 | 0.030091 | 1516703.6737 | 328.9981
2018 | 9 | 277.8765 | 14.13% | 366454.0802 | 39864.7693 | 281563.8595 | 1052.9996 | 108966.537 | 797902.2457 | 11.6833 | 8.225% | 8.219% | 110382.3963 | 5446.3144 | 7080.4894 | 1279.0053 | 33597.9756 | 12871.1899 | 4697.2345 | 14963.0473 | 43017.9934 | 352345.4759 | 132345.0263 | 718026.1482 | 1515928.3939 |  | 5005798.668 | 302.8345 | 159.3956 | 0.013643 | 143.4389 | 0.012277 | 0.02592 | 0.02592 | TRUE | 0.0019268 | 3.347% | 352345.4759 |  | 70.3875 | 0.0060246 | 0.02592 | 1433185.8172 | 302.8345
2018 | 10 | 198.8904 | 10.12% | 262289.8605 | 28533.247 | 201529.6033 | 753.6855 | 77992.9037 | 571099.3 | 12.4667 | 8.776% | 8.493% | 117783.2132 | 5811.4739 | 7316.5057 | 1321.6388 | 34717.9081 | 13300.2296 | 4853.809 | 15461.8156 | 43037.0421 | 347917.1398 | 130011.6006 | 721532.3763 | 1292631.6763 |  | 5011255.4649 | 257.9457 | 113.9633 | 0.0091414 | 143.9824 | 0.011549 | 0.020691 | 0.020691 | TRUE | 0.0015186 | 1.001% | 347917.1398 |  | 69.4271 | 0.005569 | 0.020691 | 1155848.496 | 257.9457
2018 | 11 | 78.1173 | 3.973% | 103018.3994 | 11206.8741 | 79153.8686 | 296.0216 | 30632.9192 | 224308.0829 | 13.15 | 9.257% | 8.219% | 124239.2449 | 6130.0172 | 7080.4894 | 1279.0053 | 33597.9756 | 12871.1899 | 4697.2345 | 14963.0473 | 41531.1992 | 329148.21 | 122021.1621 | 697558.7755 | 921866.8584 |  | 5016812.6064 | 183.7555 | 44.7113 | 0.0034001 | 139.0442 | 0.010574 | 0.013974 | 0.013974 | TRUE | 0.00098888 | -4.74% | 329148.21 |  | 65.609 | 0.0049893 | 0.013974 | 893899.5828 | 183.7555
2018 | 12 | 42.6338 | 2.168% | 56224.0073 | 6116.3382 | 43199.5421 | 161.5587 | 16718.4258 | 122419.8722 | 13.4833 | 9.492% | 8.493% | 127388.5287 | 6285.4042 | 7316.5057 | 1321.6388 | 34717.9081 | 13300.2296 | 4853.809 | 15461.8156 | 41484.3492 | 326725.7564 | 120813.2625 | 699669.2077 | 822089.0799 | 13766996.6586 | 5022446.1508 | 163.683 | 24.3746 | 0.0018078 | 139.3085 | 0.010332 | 0.01214 | 0.01214 | TRUE | 0.0008483 | -6.875% | 326725.7564 | 3878082.8694 | 65.0531 | 0.0048247 | 0.01214 | 738281.0719 | 163.683
2019 | 1 | 26.1128 | 1.328% | 37901.8757 | 4428.7199 | 28612.9687 | 110.1523 | 11006.1178 | 82059.8343 | 13.3 | 9.363% | 8.493% | 137592.7107 | 9306.2399 | 8478.4824 | 1414.2367 | 39021.333 | 17312.2231 | 6126.1591 | 19857.3206 | 61278.0053 | 325818.9921 | 118219.7112 | 744425.4141 | 826485.2484 |  | 5028344.8487 | 164.3653 | 16.3195 | 0.001227 | 148.0458 | 0.011131 | 0.012358 | 0.012358 | TRUE | 0.00084904 | -7.881% | 325818.9921 |  | 64.7965 | 0.0048719 | 0.012358 | 761448.8744 | 164.3653
2019 | 2 | 35.0422 | 1.782% | 50862.5272 | 5943.1329 | 38397.2526 | 147.8192 | 14769.6902 | 110120.4221 | 12.7333 | 8.964% | 7.671% | 131730.3646 | 8909.7334 | 7657.9841 | 1277.3751 | 35245.0749 | 15636.8467 | 5533.305 | 17935.6444 | 59145.7399 | 314900.3552 | 114345.4565 | 712317.8799 | 822438.302 |  | 5033985.8736 | 163.3772 | 21.8754 | 0.001718 | 141.5018 | 0.011113 | 0.012831 | 0.012831 | TRUE | 0.00087621 | -8.043% | 314900.3552 |  | 62.5549 | 0.0049127 | 0.012831 | 707451.5658 | 163.3772
2019 | 3 | 64.5823 | 3.285% | 93738.9478 | 10953.1133 | 70765.6157 | 272.4288 | 27220.3388 | 202950.4444 | 12 | 8.448% | 8.493% | 124143.7991 | 8396.6074 | 8478.4824 | 1414.2367 | 39021.333 | 17312.2231 | 6126.1591 | 19857.3206 | 57243.4382 | 306077.5683 | 111413.9917 | 699485.1597 | 902435.604 |  | 5039839.6898 | 179.0604 | 40.2692 | 0.0033558 | 138.7912 | 0.011566 | 0.014922 | 0.014922 | TRUE | 0.001043 | -4.731% | 306077.5683 |  | 60.7316 | 0.005061 | 0.014922 | 857008.8373 | 179.0604
2019 | 4 | 114.0339 | 5.8% | 165516.3311 | 19340.084 | 124951.9582 | 481.0318 | 48063.3793 | 358352.7845 | 11.2 | 7.885% | 8.219% | 115867.5458 | 7836.8336 | 8204.983 | 1368.6162 | 37762.5803 | 16753.7643 | 5928.5411 | 19216.7619 | 55989.1596 | 301536.1371 | 110210.5044 | 680675.4271 | 1039028.2116 |  | 5045414.9674 | 205.9351 | 71.0254 | 0.0063416 | 134.9097 | 0.012046 | 0.018387 | 0.018387 | TRUE | 0.0012919 | -1.892% | 301536.1371 |  | 59.7644 | 0.0053361 | 0.018387 | 1007481.0355 | 205.9351
2019 | 5 | 208.4788 | 10.6% | 302599.7578 | 35357.869 | 228439.2848 | 879.4305 | 87870.2835 | 655146.6257 | 10.5333 | 7.415% | 8.493% | 108970.6681 | 7370.3554 | 8478.4824 | 1414.2367 | 39021.333 | 17312.2231 | 6126.1591 | 19857.3206 | 57480.9991 | 313461.3005 | 115371.2689 | 694864.3469 | 1350010.9726 |  | 5050667.5494 | 267.2936 | 129.7149 | 0.012315 | 137.5787 | 0.013061 | 0.025376 | 0.025376 | TRUE | 0.0017969 | 2.31% | 313461.3005 |  | 62.0633 | 0.0058921 | 0.025376 | 1212333.6676 | 267.2936
2019 | 6 | 271.6633 | 13.82% | 394309.8816 | 46073.9203 | 297673.2962 | 1145.9631 | 114501.4832 | 853704.5444 | 10.2 | 7.181% | 8.219% | 105522.2292 | 7137.1163 | 8204.983 | 1368.6162 | 37762.5803 | 16753.7643 | 5928.5411 | 19216.7619 | 58987.6375 | 324134.2941 | 119799.7734 | 704816.2972 | 1558520.8416 |  | 5055929.966 | 308.256 | 168.8521 | 0.016554 | 139.4039 | 0.013667 | 0.030221 | 0.030221 | TRUE | 0.0021381 | 3.906% | 324134.2941 |  | 64.1097 | 0.0062853 | 0.030221 | 1480669.744 | 308.256
2019 | 7 | 322.3192 | 16.39% | 467835.1995 | 54665.1319 | 353179.1934 | 1359.646 | 135852.0969 | 1012891.2676 | 10.3667 | 7.298% | 8.493% | 107246.4487 | 7253.7359 | 8478.4824 | 1414.2367 | 39021.333 | 17312.2231 | 6126.1591 | 19857.3206 | 62154.0899 | 343069.2403 | 127108.3816 | 739041.6512 | 1751932.9189 |  | 5061685.0369 | 346.1165 | 200.1095 | 0.019303 | 146.007 | 0.014084 | 0.033387 | 0.033387 | TRUE | 0.0023652 | 5.019% | 343069.2403 |  | 67.7777 | 0.006538 | 0.033387 | 1557805.0601 | 346.1165
2019 | 8 | 326.4544 | 16.6% | 473837.3192 | 55366.4615 | 357710.327 | 1377.0897 | 137595.0195 | 1025886.2168 | 10.9333 | 7.697% | 8.493% | 113108.7947 | 7650.2423 | 8478.4824 | 1414.2367 | 39021.333 | 17312.2231 | 6126.1591 | 19857.3206 | 64908.9846 | 357843.2329 | 132495.2787 | 768216.2881 | 1794102.505 |  | 5067694.0549 | 354.0274 | 202.4365 | 0.018516 | 151.5909 | 0.013865 | 0.032381 | 0.032381 | TRUE | 0.0022893 | 4.792% | 357843.2329 |  | 70.6126 | 0.0064585 | 0.032381 | 1619595.373 | 354.0274
2019 | 9 | 277.8765 | 14.13% | 403328.2441 | 47127.6888 | 304481.4586 | 1172.1727 | 117120.276 | 873229.8402 | 11.6833 | 8.225% | 8.219% | 120867.7822 | 8175.0303 | 8204.983 | 1368.6162 | 37762.5803 | 16753.7643 | 5928.5411 | 19216.7619 | 65979.2173 | 361446.6123 | 133366.8689 | 779070.7577 | 1652300.5979 |  | 5072789.4204 | 325.7183 | 172.14 | 0.014734 | 153.5784 | 0.013145 | 0.027879 | 0.027879 | TRUE | 0.0019587 | 3.251% | 361446.6123 |  | 71.252 | 0.0060986 | 0.027879 | 1529578.6558 | 325.7183
2019 | 10 | 198.8904 | 10.12% | 288682.5788 | 33731.6886 | 217932.8969 | 838.9837 | 83828.9502 | 625015.0982 | 12.4667 | 8.776% | 8.493% | 128971.6135 | 8723.1421 | 8478.4824 | 1414.2367 | 39021.333 | 17312.2231 | 6126.1591 | 19857.3206 | 65750.7159 | 356873.7768 | 131006.4375 | 783535.4408 | 1408550.539 |  | 5078184.2011 | 277.3729 | 123.0785 | 0.0098726 | 154.2944 | 0.012377 | 0.022249 | 0.022249 | TRUE | 0.0015583 | 0.9901% | 356873.7768 |  | 70.2759 | 0.0056371 | 0.022249 | 1231148.6371 | 277.3729
2019 | 11 | 78.1173 | 3.973% | 113384.5477 | 13248.6424 | 85596.5159 | 329.5238 | 32925.1167 | 245484.3466 | 13.15 | 9.257% | 8.219% | 136040.9132 | 9201.2823 | 8204.983 | 1368.6162 | 37762.5803 | 16753.7643 | 5928.5411 | 19216.7619 | 63079.3564 | 337577.7704 | 122941.6863 | 758076.2552 | 1003560.6018 |  | 5083645.8651 | 197.4096 | 48.289 | 0.0036722 | 149.1206 | 0.01134 | 0.015012 | 0.015012 | TRUE | 0.0010383 | -4.645% | 337577.7704 |  | 66.4047 | 0.0050498 | 0.015012 | 948328.3881 | 197.4096
2019 | 12 | 42.6338 | 2.168% | 61881.5054 | 7230.6672 | 46715.7242 | 179.8431 | 17969.4308 | 133977.1708 | 13.4833 | 9.492% | 8.493% | 139489.352 | 9434.5214 | 8478.4824 | 1414.2367 | 39021.333 | 17312.2231 | 6126.1591 | 19857.3206 | 62892.8895 | 335079.352 | 121720.4628 | 760826.3326 | 894803.5034 | 15004169.8462 | 5089162.3387 | 175.8253 | 26.326 | 0.0019525 | 149.4993 | 0.011088 | 0.01304 | 0.01304 | TRUE | 0.00090054 | -6.704% | 335079.352 | 3977818.6319 | 65.8417 | 0.0048832 | 0.01304 | 781088.6104 | 175.8253
2020 | 1 | 26.1128 | 1.328% | 41343.4308 | 5030.466 | 30041.5254 | 121.3039 | 11152.5922 | 87689.3183 | 13.3 | 9.363% | 8.47% | 149452.2044 | 13080.2646 | 8983.3461 | 1502.7176 | 43191.3276 | 21220.9743 | 7373.9351 | 23506.8059 | 85855.4278 | 332943.2595 | 118878.3769 | 805988.6398 | 893677.9581 |  | 5094859.9289 | 175.4078 | 17.2113 | 0.0012941 | 158.1964 | 0.011894 | 0.013189 | 0.013189 | TRUE | 0.00083026 | -7.783% | 332943.2595 |  | 65.3489 | 0.0049134 | 0.013189 | 791250.8745 | 175.4078
2020 | 2 | 35.0422 | 1.782% | 55480.9316 | 6750.6478 | 40314.3082 | 162.7841 | 14966.252 | 117674.9238 | 12.7333 | 8.964% | 7.923% | 143084.5666 | 12522.9601 | 8403.7754 | 1405.7681 | 40404.7903 | 19851.8792 | 6898.1974 | 21990.2378 | 82898.4647 | 321789.4131 | 114983.4195 | 774233.472 | 891908.3957 |  | 5100381.4722 | 174.8709 | 23.0718 | 0.0018119 | 151.7991 | 0.011921 | 0.013733 | 0.013733 | TRUE | 0.00090265 | -7.667% | 321789.4131 |  | 63.0912 | 0.0049548 | 0.013733 | 757160.9446 | 174.8709
2020 | 3 | 64.5823 | 3.285% | 102250.6045 | 12441.3524 | 74298.7233 | 300.0089 | 27582.5994 | 216873.2884 | 12 | 8.448% | 8.47% | 134844.0942 | 11801.7425 | 8983.3461 | 1502.7176 | 43191.3276 | 21220.9743 | 7373.9351 | 23506.8059 | 80327.3195 | 312784.6132 | 112038.3454 | 757575.2213 | 974448.5098 |  | 5106049.1589 | 190.842 | 42.4738 | 0.0035395 | 148.3682 | 0.012364 | 0.015903 | 0.015903 | TRUE | 0.0009818 | -4.681% | 312784.6132 |  | 61.2577 | 0.0051048 | 0.015903 | 884832.378 | 190.842
2020 | 4 | 114.0339 | 5.8% | 180545.4969 | 21967.8911 | 131190.4217 | 529.7304 | 48703.0286 | 382936.5688 | 11.2 | 7.885% | 8.197% | 125854.4879 | 11014.9596 | 8693.5608 | 1454.2428 | 41798.0589 | 20536.4268 | 7136.0662 | 22748.5218 | 78725.0063 | 308161.8381 | 110832.6381 | 736955.8074 | 1119892.3763 |  | 5111527.3695 | 219.0915 | 74.9163 | 0.006689 | 144.1753 | 0.012873 | 0.019562 | 0.019562 | TRUE | 0.0011747 | -1.903% | 308161.8381 |  | 60.2876 | 0.0053828 | 0.019562 | 1032189.222 | 219.0915
2020 | 5 | 208.4788 | 10.6% | 330076.3331 | 40162.0704 | 239844.5493 | 968.4622 | 89039.7013 | 700091.1162 | 10.5333 | 7.415% | 8.47% | 118363.1493 | 10359.3073 | 8983.3461 | 1502.7176 | 43191.3276 | 21220.9743 | 7373.9351 | 23506.8059 | 81106.1434 | 320381.4553 | 116030.5738 | 752019.7356 | 1452110.8518 |  | 5116441.1678 | 283.8127 | 136.8317 | 0.01299 | 146.981 | 0.013954 | 0.026944 | 0.026944 | TRUE | 0.0015683 | 2.276% | 320381.4553 |  | 62.618 | 0.0059447 | 0.026944 | 1231330.7145 | 283.8127
2020 | 6 | 271.6633 | 13.82% | 430113.8929 | 52334.1503 | 312535.2 | 1261.9779 | 116025.3211 | 912270.5422 | 10.2 | 7.181% | 8.197% | 114617.4801 | 10031.4811 | 8693.5608 | 1454.2428 | 41798.0589 | 20536.4268 | 7136.0662 | 22748.5218 | 83411.0411 | 331310.2902 | 120489.364 | 762226.5338 | 1674497.076 |  | 5121360.7768 | 326.9633 | 178.1305 | 0.017464 | 148.8328 | 0.014591 | 0.032055 | 0.032055 | TRUE | 0.001834 | 3.845% | 331310.2902 |  | 64.6918 | 0.0063423 | 0.032055 | 1495581.1011 | 326.9633
2020 | 7 | 322.3192 | 16.39% | 510315.4353 | 62092.6809 | 370812.3343 | 1497.2936 | 137660.0784 | 1082377.8226 | 10.3667 | 7.298% | 8.47% | 116490.3147 | 10195.3942 | 8983.3461 | 1502.7176 | 43191.3276 | 21220.9743 | 7373.9351 | 23506.8059 | 88000.4208 | 350676.9764 | 127843.1169 | 798985.3296 | 1881363.1522 |  | 5126615.2636 | 366.9796 | 211.1291 | 0.020366 | 155.8505 | 0.015034 | 0.0354 | 0.0354 | TRUE | 0.0020125 | 4.966% | 350676.9764 |  | 68.4032 | 0.0065984 | 0.0354 | 1569649.5181 | 366.9796
2020 | 8 | 326.4544 | 16.6% | 516862.5578 | 62889.3027 | 375569.6934 | 1516.5032 | 139426.1967 | 1096264.2537 | 10.9333 | 7.697% | 8.47% | 122857.9525 | 10752.6987 | 8983.3461 | 1502.7176 | 43191.3276 | 21220.9743 | 7373.9351 | 23506.8059 | 91869.4349 | 365775.0768 | 133260.293 | 830294.5624 | 1926558.8161 |  | 5132042.3813 | 375.3981 | 213.6117 | 0.019538 | 161.7864 | 0.014798 | 0.034335 | 0.034335 | TRUE | 0.0019546 | 4.741% | 365775.0768 |  | 71.2728 | 0.0065189 | 0.034335 | 1631630.4343 | 375.3981
2020 | 9 | 277.8765 | 14.13% | 439951.1382 | 53531.0981 | 319683.2728 | 1290.8409 | 118678.966 | 933135.3159 | 11.6833 | 8.225% | 8.197% | 131285.7084 | 11490.3076 | 8693.5608 | 1454.2428 | 41798.0589 | 20536.4268 | 7136.0662 | 22748.5218 | 93216.8383 | 369439.631 | 134132.3393 | 841931.702 | 1775067.0179 |  | 5136848.4536 | 345.5557 | 181.6552 | 0.015548 | 163.9004 | 0.014029 | 0.029577 | 0.029577 | TRUE | 0.0016979 | 3.198% | 369439.631 |  | 71.9195 | 0.0061557 | 0.029577 | 1543477.41 | 345.5557
2020 | 10 | 198.8904 | 10.12% | 314895.4504 | 38314.935 | 228813.6101 | 923.9206 | 84944.5841 | 667892.5001 | 12.4667 | 8.776% | 8.47% | 140088.0312 | 12260.6991 | 8983.3461 | 1502.7176 | 43191.3276 | 21220.9743 | 7373.9351 | 23506.8059 | 92652.0153 | 364738.466 | 131751.6778 | 847269.996 | 1515162.4962 |  | 5141857.9398 | 294.6722 | 129.8932 | 0.010419 | 164.779 | 0.013218 | 0.023637 | 0.023637 | TRUE | 0.0013876 | 0.9704% | 364738.466 |  | 70.9352 | 0.00569 | 0.023637 | 1249756.1416 | 294.6722
2020 | 11 | 78.1173 | 3.973% | 123680.0585 | 15048.7833 | 89870.0843 | 362.8841 | 33363.2992 | 262325.1093 | 13.15 | 9.257% | 8.197% | 147766.6532 | 12932.7428 | 8693.5608 | 1454.2428 | 41798.0589 | 20536.4268 | 7136.0662 | 22748.5218 | 88538.1773 | 344977.5591 | 123631.2583 | 820213.268 | 1082538.3773 |  | 5146914.203 | 210.3277 | 50.9675 | 0.0038759 | 159.3602 | 0.012119 | 0.015994 | 0.015994 | TRUE | 0.00098236 | -4.62% | 344977.5591 |  | 67.0261 | 0.005097 | 0.015994 | 974261.2623 | 210.3277
2020 | 12 | 42.6338 | 2.168% | 67500.4518 | 8213.1241 | 49048.0953 | 198.05 | 18208.5762 | 143168.2975 | 13.4833 | 9.492% | 8.47% | 151512.3225 | 13260.569 | 8983.3461 | 1502.7176 | 43191.3276 | 21220.9743 | 7373.9351 | 23506.8059 | 88167.1164 | 342411.7919 | 122400.0538 | 823530.9601 | 966699.2576 | 16153924.2851 | 5152004.6813 | 187.6356 | 27.7889 | 0.002061 | 159.8467 | 0.011855 | 0.013916 | 0.013916 | TRUE | 0.00087591 | -6.626% | 342411.7919 | 4065390.3708 | 66.4619 | 0.0049292 | 0.013916 | 809014.0915 | 187.6356
2021 | 1 | 26.1128 | 1.328% | 44188.525 | 5806.5635 | 30797.3467 | 132.4288 | 11297.1775 | 92222.0416 | 13.3 | 9.363% | 8.493% | 161268.3077 | 17274.9952 | 9566.7798 | 1599.4325 | 44687.9522 | 24615.7492 | 8659.6463 | 27059.567 | 114377.0797 | 338585.3397 | 118878.3769 | 866573.2261 | 958795.2677 |  | 5157217.8149 | 185.9133 | 17.8821 | 0.0013445 | 168.0311 | 0.012634 | 0.013978 | 0.013978 | TRUE | 0.00078989 | -7.698% | 338585.3397 |  | 65.6527 | 0.0049363 | 0.013978 | 817529.5839 | 185.9133
2021 | 2 | 35.0422 | 1.782% | 59298.9136 | 7792.1339 | 41328.5848 | 177.7132 | 15160.2787 | 123757.6243 | 12.7333 | 8.964% | 7.671% | 154397.2269 | 16538.9678 | 8640.9624 | 1444.6487 | 40363.3116 | 22233.5799 | 7821.616 | 24440.8993 | 110468.7711 | 327245.9657 | 114983.4195 | 828579.3688 | 952336.9931 |  | 5162310.6729 | 184.4788 | 23.9733 | 0.0018827 | 160.5055 | 0.012605 | 0.014488 | 0.014488 | TRUE | 0.00075455 | -7.971% | 327245.9657 |  | 63.3914 | 0.0049784 | 0.014488 | 756573.7837 | 184.4788
2021 | 3 | 64.5823 | 3.285% | 109287.0935 | 14360.7971 | 76168.0212 | 327.5231 | 27940.188 | 228083.6231 | 12 | 8.448% | 8.493% | 145505.2401 | 15586.4618 | 9566.7798 | 1599.4325 | 44687.9522 | 24615.7492 | 8659.6463 | 27059.567 | 107139.0341 | 318099.3253 | 112038.3454 | 814557.5335 | 1042641.1566 |  | 5167504.3967 | 201.7688 | 44.1381 | 0.0036782 | 157.6307 | 0.013136 | 0.016814 | 0.016814 | TRUE | 0.00091057 | -4.628% | 318099.3253 |  | 61.5576 | 0.0051298 | 0.016814 | 905658.1666 | 201.7688
2021 | 4 | 114.0339 | 5.8% | 192969.9361 | 25357.0849 | 134491.0704 | 578.3127 | 49334.4285 | 402730.8326 | 11.2 | 7.885% | 8.219% | 135804.8907 | 14547.3643 | 9258.174 | 1547.8379 | 43246.4053 | 23821.6928 | 8380.3028 | 26186.6778 | 105161.8011 | 313415.9261 | 110832.6381 | 792203.7109 | 1194934.5435 |  | 5172569.6348 | 231.0137 | 77.8589 | 0.0069517 | 153.1548 | 0.013675 | 0.020626 | 0.020626 | TRUE | 0.0010645 | -1.878% | 313415.9261 |  | 60.5919 | 0.00541 | 0.020626 | 1044428.6428 | 231.0137
2021 | 5 | 208.4788 | 10.6% | 352790.9032 | 46358.2517 | 245878.8512 | 1057.281 | 90194.0371 | 736279.3242 | 10.5333 | 7.415% | 8.493% | 127721.2663 | 13681.4498 | 9566.7798 | 1599.4325 | 44687.9522 | 24615.7492 | 8659.6463 | 27059.567 | 108629.316 | 325875.861 | 116030.5738 | 808127.5939 | 1544406.9181 |  | 5177582.9748 | 298.2872 | 142.2052 | 0.0135 | 156.082 | 0.014818 | 0.028318 | 0.028318 | TRUE | 0.0013742 | 2.304% | 325875.861 |  | 62.9398 | 0.0059753 | 0.028318 | 1229631.34 | 298.2872
2021 | 6 | 271.6633 | 13.82% | 459712.6589 | 60408.2332 | 320398.342 | 1377.7154 | 117529.5062 | 959426.4557 | 10.2 | 7.181% | 8.219% | 123679.454 | 13248.4925 | 9258.174 | 1547.8379 | 43246.4053 | 23821.6928 | 8380.3028 | 26186.6778 | 111896.8238 | 337012.0601 | 120489.364 | 818767.2851 | 1778193.7408 |  | 5182599.1656 | 343.1085 | 185.1246 | 0.018149 | 157.9839 | 0.015489 | 0.033638 | 0.033638 | TRUE | 0.0015829 | 3.872% | 337012.0601 |  | 65.0276 | 0.0063753 | 0.033638 | 1480819.0404 | 343.1085
2021 | 7 | 322.3192 | 16.39% | 545433.3597 | 71672.3043 | 380141.6835 | 1634.6123 | 139444.7426 | 1138326.7025 | 10.3667 | 7.298% | 8.493% | 125700.3602 | 13464.9712 | 9566.7798 | 1599.4325 | 44687.9522 | 24615.7492 | 8659.6463 | 27059.567 | 118166.0592 | 356724.4084 | 127843.1169 | 858088.0427 | 1996414.7452 |  | 5187842.8781 | 384.8256 | 219.422 | 0.021166 | 165.4036 | 0.015955 | 0.037121 | 0.037121 | TRUE | 0.0017215 | 5.006% | 356724.4084 |  | 68.7616 | 0.006633 | 0.037121 | 1548236.5721 | 384.8256
2021 | 8 | 326.4544 | 16.6% | 552431.0297 | 72591.8285 | 385018.734 | 1655.5836 | 141233.7573 | 1152930.9331 | 10.9333 | 7.697% | 8.493% | 132571.4409 | 14200.9985 | 9566.7798 | 1599.4325 | 44687.9522 | 24615.7492 | 8659.6463 | 27059.567 | 123329.7045 | 372079.4117 | 133260.293 | 891630.9756 | 2044561.9087 |  | 5193203.3235 | 393.6996 | 222.0077 | 0.020306 | 171.6919 | 0.015704 | 0.036009 | 0.036009 | TRUE | 0.0016739 | 4.778% | 372079.4117 |  | 71.6474 | 0.0065531 | 0.036009 | 1608940.8856 | 393.6996
2021 | 9 | 277.8765 | 14.13% | 470226.8652 | 61789.8454 | 327726.2547 | 1409.2255 | 120217.5537 | 981369.7445 | 11.6833 | 8.225% | 8.219% | 141665.5184 | 15175.1524 | 9258.174 | 1547.8379 | 43246.4053 | 23821.6928 | 8380.3028 | 26186.6778 | 124970.3433 | 375788.6895 | 134132.3393 | 904173.1335 | 1885542.878 |  | 5198143.0315 | 362.7339 | 188.7924 | 0.016159 | 173.9416 | 0.014888 | 0.031047 | 0.031047 | TRUE | 0.0014703 | 3.221% | 375788.6895 |  | 72.2929 | 0.0061877 | 0.031047 | 1525924.4689 | 362.7339
2021 | 10 | 198.8904 | 10.12% | 336565.3311 | 44226.1413 | 234570.3821 | 1008.6545 | 86045.8297 | 702416.3388 | 12.4667 | 8.776% | 8.493% | 151163.7772 | 16192.602 | 9566.7798 | 1599.4325 | 44687.9522 | 24615.7492 | 8659.6463 | 27059.567 | 123969.5077 | 370979.9022 | 131751.6778 | 910246.5937 | 1612662.9325 |  | 5203221.4699 | 309.9355 | 134.9964 | 0.010829 | 174.939 | 0.014033 | 0.024861 | 0.024861 | TRUE | 0.0012243 | 0.9944% | 370979.9022 |  | 71.2981 | 0.0057191 | 0.024861 | 1246983.1319 | 309.9355
2021 | 11 | 78.1173 | 3.973% | 132191.2393 | 17370.501 | 92131.1455 | 396.1647 | 33795.8304 | 275884.8809 | 13.15 | 9.257% | 8.219% | 159449.4922 | 17080.1644 | 9258.174 | 1547.8379 | 43246.4053 | 23821.6928 | 8380.3028 | 26186.6778 | 118112.3688 | 350841.7302 | 123631.2583 | 881556.1045 | 1157440.9854 |  | 5208331.8046 | 222.2287 | 52.9699 | 0.0040281 | 169.2588 | 0.012871 | 0.0169 | 0.0169 | TRUE | 0.00090503 | -4.582% | 350841.7302 |  | 67.3616 | 0.0051226 | 0.0169 | 989876.0999 | 222.2287
2021 | 12 | 42.6338 | 2.168% | 72145.5705 | 9480.2402 | 50282.1072 | 216.2135 | 18444.6373 | 150568.7687 | 13.4833 | 9.492% | 8.493% | 163491.3044 | 17513.1217 | 9566.7798 | 1599.4325 | 44687.9522 | 24615.7492 | 8659.6463 | 27059.567 | 117506.5725 | 348219.9372 | 122400.0538 | 885320.1165 | 1035888.8852 | 17203820.9549 | 5213464.9587 | 198.6949 | 28.8807 | 0.002142 | 169.8141 | 0.012594 | 0.014736 | 0.014736 | TRUE | 0.00082022 | -6.557% | 348219.9372 | 4134868.5572 | 66.7924 | 0.0049537 | 0.014736 | 831922.7755 | 198.6949
2022 | 1 | 26.1128 | 1.328% | 46912.765 | 6492.9542 | 31557.0049 | 143.5732 | 11443.128 | 96549.4252 | 13.3 | 9.363% | 8.493% | 173115.7655 | 21916.5235 | 10124.6502 | 1692.0304 | 46094.5586 | 27781.8693 | 9926.9397 | 30833.5075 | 161949.0652 | 342806.3598 | 118878.3769 | 945119.6467 | 1041669.0719 |  | 5218681.4178 | 199.6039 | 18.5007 | 0.001391 | 181.1032 | 0.013617 | 0.015008 | 0.015008 | TRUE | 0.0010294 | -7.773% | 342806.3598 |  | 65.6883 | 0.004939 | 0.015008 | 840001.9065 | 199.6039
2022 | 2 | 35.0422 | 1.782% | 62954.715 | 8713.2379 | 42348.0101 | 192.6685 | 15356.1373 | 129564.7688 | 12.7333 | 8.964% | 7.671% | 165739.9058 | 20982.7368 | 9144.8454 | 1528.2856 | 41633.7949 | 25093.3013 | 8966.2681 | 27849.6196 | 156482.6939 | 331328.6212 | 114983.4195 | 903733.4921 | 1033298.2609 |  | 5223815.6568 | 197.8053 | 24.8027 | 0.0019479 | 173.0026 | 0.013587 | 0.015534 | 0.015534 | TRUE | 0.0010466 | -8.05% | 331328.6212 |  | 63.4266 | 0.0049811 | 0.015534 | 775729.3207 | 197.8053
2022 | 3 | 64.5823 | 3.285% | 116024.6859 | 16058.3792 | 78046.8083 | 355.0854 | 28301.1527 | 238786.1116 | 12 | 8.448% | 8.493% | 156194.6757 | 19774.3069 | 10124.6502 | 1692.0304 | 46094.5586 | 27781.8693 | 9926.9397 | 30833.5075 | 151976.2558 | 322077.2063 | 112038.3454 | 888514.3459 | 1127300.4574 |  | 5229019.6002 | 215.5854 | 45.6656 | 0.0038055 | 169.9199 | 0.01416 | 0.017965 | 0.017965 | TRUE | 0.0011514 | -4.698% | 322077.2063 |  | 61.5942 | 0.0051328 | 0.017965 | 922588.2556 | 215.5854
2022 | 4 | 114.0339 | 5.8% | 204866.6087 | 28354.5322 | 137808.4742 | 626.9799 | 49971.7895 | 421628.3845 | 11.2 | 7.885% | 8.219% | 145781.6973 | 18456.0198 | 9798.0486 | 1637.4488 | 44607.6374 | 26885.68 | 9606.7158 | 29838.8782 | 149519.5607 | 317350.6603 | 110832.6381 | 864314.9851 | 1285943.3696 |  | 5234136.256 | 245.684 | 80.5536 | 0.0071923 | 165.1304 | 0.014744 | 0.021936 | 0.021936 | TRUE | 0.0013098 | -1.914% | 317350.6603 |  | 60.631 | 0.0054135 | 0.021936 | 1052631.7288 | 245.684
2022 | 5 | 208.4788 | 10.6% | 374540.6013 | 51838.2356 | 251943.7849 | 1146.2552 | 91359.2714 | 770828.1484 | 10.5333 | 7.415% | 8.493% | 137104.2153 | 17357.4472 | 10124.6502 | 1692.0304 | 46094.5586 | 27781.8693 | 9926.9397 | 30833.5075 | 155072.8386 | 329994.529 | 116030.5738 | 882013.1597 | 1652841.3081 |  | 5239238.1846 | 315.4736 | 147.126 | 0.013968 | 168.3476 | 0.015982 | 0.02995 | 0.02995 | TRUE | 0.0016316 | 2.363% | 329994.529 |  | 62.9852 | 0.0059796 | 0.02995 | 1223803.9998 | 315.4736
2022 | 6 | 271.6633 | 13.82% | 488054.1254 | 67549.0578 | 328301.3995 | 1493.6554 | 119047.8926 | 1004446.1308 | 10.2 | 7.181% | 8.219% | 132765.4743 | 16808.1609 | 9798.0486 | 1637.4488 | 44607.6374 | 26885.68 | 9606.7158 | 29838.8782 | 160128.4276 | 341288.6267 | 120489.364 | 893854.4624 | 1898300.5932 |  | 5244340.2602 | 361.9713 | 191.5296 | 0.018777 | 170.4417 | 0.01671 | 0.035487 | 0.035487 | TRUE | 0.0018493 | 3.987% | 341288.6267 |  | 65.0775 | 0.0063801 | 0.035487 | 1461578.3906 | 361.9713
2022 | 7 | 322.3192 | 16.39% | 579059.5412 | 80144.6487 | 389518.3913 | 1772.1711 | 141246.2563 | 1191741.0085 | 10.3667 | 7.298% | 8.493% | 134934.8448 | 17082.8041 | 10124.6502 | 1692.0304 | 46094.5586 | 27781.8693 | 9926.9397 | 30833.5075 | 169343.4294 | 361261.754 | 127843.1169 | 936919.5049 | 2128660.5134 |  | 5249596.8518 | 405.4903 | 227.0157 | 0.021899 | 178.4746 | 0.017216 | 0.039115 | 0.039115 | TRUE | 0.0019934 | 5.16% | 361261.754 |  | 68.817 | 0.0066383 | 0.039115 | 1522372.7741 | 405.4903
2022 | 8 | 326.4544 | 16.6% | 586488.6203 | 81172.8693 | 394515.7408 | 1794.9072 | 143058.3836 | 1207030.5212 | 10.9333 | 7.697% | 8.493% | 142310.7045 | 18016.5908 | 10124.6502 | 1692.0304 | 46094.5586 | 27781.8693 | 9926.9397 | 30833.5075 | 176675.0649 | 376809.0854 | 133260.293 | 973525.2943 | 2180555.8155 |  | 5254931.9504 | 414.9541 | 229.6948 | 0.021009 | 185.2594 | 0.016944 | 0.037953 | 0.037953 | TRUE | 0.001944 | 4.924% | 376809.0854 |  | 71.7058 | 0.0065585 | 0.037953 | 1581642.9045 | 414.9541
2022 | 9 | 277.8765 | 14.13% | 499216.5366 | 69093.9897 | 335810.0651 | 1527.8172 | 121770.6675 | 1027419.0761 | 11.6833 | 8.225% | 8.219% | 152072.8717 | 19252.485 | 9798.0486 | 1637.4488 | 44607.6374 | 26885.68 | 9606.7158 | 29838.8782 | 178661.7014 | 380549.6561 | 134132.3393 | 987043.4623 | 2014462.5384 |  | 5259983.1401 | 382.9789 | 195.3274 | 0.016718 | 187.6514 | 0.016061 | 0.03278 | 0.03278 | TRUE | 0.0017328 | 3.313% | 380549.6561 |  | 72.3481 | 0.0061924 | 0.03278 | 1503847.2273 | 382.9789
2022 | 10 | 198.8904 | 10.12% | 357314.7164 | 49454.0896 | 240356.3772 | 1093.5366 | 87157.4724 | 735376.1922 | 12.4667 | 8.776% | 8.493% | 162268.913 | 20543.3078 | 10124.6502 | 1692.0304 | 46094.5586 | 27781.8693 | 9926.9397 | 30833.5075 | 176703.4059 | 375656.8681 | 131751.6778 | 993377.7283 | 1728753.9205 |  | 5265129.0518 | 328.3403 | 139.6692 | 0.011203 | 188.6711 | 0.015134 | 0.026337 | 0.026337 | TRUE | 0.0014763 | 1.017% | 375656.8681 |  | 71.3481 | 0.0057231 | 0.026337 | 1240064.5715 | 328.3403
2022 | 11 | 78.1173 | 3.973% | 140340.8812 | 19423.8586 | 94403.6846 | 429.5034 | 34232.4453 | 288830.3731 | 13.15 | 9.257% | 8.219% | 171163.3321 | 21669.3447 | 9798.0486 | 1637.4488 | 44607.6374 | 26885.68 | 9606.7158 | 29838.8782 | 167589.4377 | 355231.1671 | 123631.2583 | 961658.9487 | 1250489.3218 |  | 5270297.3946 | 237.2711 | 54.8034 | 0.0041676 | 182.4677 | 0.013876 | 0.018043 | 0.018043 | TRUE | 0.0011439 | -4.652% | 355231.1671 |  | 67.4025 | 0.0051257 | 0.018043 | 1001509.8883 | 237.2711
2022 | 12 | 42.6338 | 2.168% | 76593.3734 | 10600.8943 | 51522.3832 | 234.4086 | 18682.9272 | 157633.9867 | 13.4833 | 9.492% | 8.493% | 175502.0731 | 22218.631 | 10124.6502 | 1692.0304 | 46094.5586 | 27781.8693 | 9926.9397 | 30833.5075 | 166488.7998 | 352565.8953 | 122400.0538 | 965629.0087 | 1123262.9954 | 18465538.1662 | 5275479.2527 | 212.9215 | 29.8805 | 0.0022161 | 183.041 | 0.013575 | 0.015791 | 0.015791 | TRUE | 0.0010551 | -6.634% | 352565.8953 | 4186920.4292 | 66.8311 | 0.0049566 | 0.015791 | 851106.5465 | 212.9215
2023 | 1 | 26.1128 | 1.328% | 46714.0425 | 7114.6244 | 32311.3716 | 154.6907 | 11587.1958 | 97881.925 | 13.3 | 9.363% | 8.493% | 184919.9819 | 26975.1878 | 10691.4262 | 1784.6284 | 47543.0006 | 31211.4327 | 11191.7716 | 34640.439 | 201862.0148 | 345843.5969 | 118878.3769 | 1015541.8567 | 1113423.7817 |  | 5280717.4208 | 210.8471 | 18.5357 | 0.0013937 | 192.3113 | 0.014459 | 0.015853 | 0.015853 | TRUE | 0.00084535 | -7.803% | 345843.5969 |  | 65.4918 | 0.0049242 | 0.015853
2023 | 2 | 35.0422 | 1.782% | 62688.0388 | 9547.4899 | 43360.3347 | 207.5876 | 15549.4695 | 131352.9206 | 12.7333 | 8.964% | 7.671% | 177041.1857 | 25825.8691 | 9656.772 | 1611.9224 | 42942.065 | 28190.9714 | 10108.6969 | 31288.1384 | 195086.9102 | 334266.7523 | 114983.4195 | 971002.7029 | 1102355.6235 |  | 5285898.8016 | 208.5465 | 24.8497 | 0.0019515 | 183.6968 | 0.014426 | 0.016378 | 0.016378 | TRUE | 0.00084355 | -8.105% | 334266.7523 |  | 63.2374 | 0.0049663 | 0.016378
2023 | 3 | 64.5823 | 3.285% | 115533.2053 | 17595.8944 | 79912.5088 | 382.5811 | 28657.4614 | 242081.6511 | 12 | 8.448% | 8.493% | 166845.0964 | 24338.5153 | 10691.4262 | 1784.6284 | 47543.0006 | 31211.4327 | 11191.7716 | 34640.439 | 189588.5389 | 324941.3477 | 112038.3454 | 954814.5421 | 1196896.1932 |  | 5291129.8777 | 226.2081 | 45.7524 | 0.0038127 | 180.4557 | 0.015038 | 0.018851 | 0.018851 | TRUE | 0.00088522 | -4.746% | 324941.3477 |  | 61.4125 | 0.0051177 | 0.018851
2023 | 4 | 114.0339 | 5.8% | 203998.7937 | 31069.3469 | 141102.7708 | 675.5295 | 50600.9294 | 427447.3703 | 11.2 | 7.885% | 8.219% | 155722.09 | 22715.9477 | 10346.5415 | 1727.0597 | 46009.3554 | 30204.6122 | 10830.7467 | 33523.0054 | 186721.8672 | 320186.0629 | 110832.6381 | 928819.9269 | 1356267.2972 |  | 5296301.9653 | 256.0782 | 80.7068 | 0.007206 | 175.3714 | 0.015658 | 0.022864 | 0.022864 | TRUE | 0.00092805 | -1.949% | 320186.0629 |  | 60.4546 | 0.0053977 | 0.022864
2023 | 5 | 208.4788 | 10.6% | 372954.0473 | 56801.5058 | 257966.4738 | 1235.0145 | 92509.4755 | 781466.5169 | 10.5333 | 7.415% | 8.493% | 146452.918 | 21363.8079 | 10691.4262 | 1784.6284 | 47543.0006 | 31211.4327 | 11191.7716 | 34640.439 | 194010.6382 | 332966.6113 | 116030.5738 | 947887.2476 | 1729353.7645 |  | 5301485.1112 | 326.2018 | 147.4052 | 0.013994 | 178.7965 | 0.016974 | 0.030969 | 0.030969 | TRUE | 0.0010185 | 2.428% | 332966.6113 |  | 62.8063 | 0.0059626 | 0.030969
2023 | 6 | 271.6633 | 13.82% | 485986.7281 | 74016.5663 | 336149.4089 | 1609.3153 | 120546.6937 | 1018308.7123 | 10.2 | 7.181% | 8.219% | 141818.332 | 20687.738 | 10346.5415 | 1727.0597 | 46009.3554 | 30204.6122 | 10830.7467 | 33523.0054 | 200556.786 | 344377.212 | 120489.364 | 960570.7531 | 1978879.4654 |  | 5306665.8266 | 372.9045 | 191.8924 | 0.018813 | 181.0121 | 0.017746 | 0.036559 | 0.036559 | TRUE | 0.0010719 | 4.11% | 344377.212 |  | 64.8952 | 0.0063623 | 0.036559
2023 | 7 | 322.3192 | 16.39% | 576606.6449 | 87818.1265 | 398829.7861 | 1909.3976 | 143024.5326 | 1208188.4877 | 10.3667 | 7.298% | 8.493% | 144135.625 | 21025.773 | 10691.4262 | 1784.6284 | 47543.0006 | 31211.4327 | 11191.7716 | 34640.439 | 212235.6865 | 364540.2591 | 127843.1169 | 1006843.1588 | 2215031.6465 |  | 5311951.1835 | 416.9902 | 227.4472 | 0.02194 | 189.543 | 0.018284 | 0.040224 | 0.040224 | TRUE | 0.0011093 | 5.334% | 364540.2591 |  | 68.6264 | 0.0066199 | 0.040224
2023 | 8 | 326.4544 | 16.6% | 584004.2544 | 88944.7944 | 403946.5968 | 1933.8944 | 144859.4744 | 1223689.0143 | 10.9333 | 7.697% | 8.493% | 152014.4212 | 22175.0918 | 10691.4262 | 1784.6284 | 47543.0006 | 31211.4327 | 11191.7716 | 34640.439 | 221385.8118 | 380226.1169 | 133260.293 | 1046124.433 | 2269813.4473 |  | 5317288.9208 | 426.8742 | 230.134 | 0.021049 | 196.7402 | 0.017995 | 0.039043 | 0.039043 | TRUE | 0.0010902 | 5.088% | 380226.1169 |  | 71.5075 | 0.0065403 | 0.039043
2023 | 9 | 277.8765 | 14.13% | 497101.8553 | 75709.4182 | 343837.5683 | 1646.1224 | 123303.7481 | 1041598.7123 | 11.6833 | 8.225% | 8.219% | 162442.2397 | 23696.249 | 10346.5415 | 1727.0597 | 46009.3554 | 30204.6122 | 10830.7467 | 33523.0054 | 223670.3011 | 383986.941 | 134132.3393 | 1060569.3912 | 2102168.1035 |  | 5322436.1863 | 394.9635 | 195.6996 | 0.01675 | 199.2639 | 0.017055 | 0.033806 | 0.033806 | TRUE | 0.0010258 | 3.411% | 383986.941 |  | 72.145 | 0.006175 | 0.033806
2023 | 10 | 198.8904 | 10.12% | 355801.1312 | 54189.0889 | 246102.0703 | 1178.2137 | 88254.7763 | 745525.2804 | 12.4667 | 8.776% | 8.493% | 173333.5169 | 25285.0132 | 10691.4262 | 1784.6284 | 47543.0006 | 31211.4327 | 11191.7716 | 34640.439 | 220920.8595 | 379030.0688 | 131751.6778 | 1067383.8344 | 1812909.1149 |  | 5327648.4323 | 340.2832 | 139.9351 | 0.011225 | 200.348 | 0.016071 | 0.027295 | 0.027295 | TRUE | 0.00095799 | 1.043% | 379030.0688 |  | 71.144 | 0.0057067 | 0.027295
2023 | 11 | 78.1173 | 3.973% | 139746.3972 | 21283.6028 | 96660.3944 | 462.7616 | 34663.4284 | 292816.5845 | 13.15 | 9.257% | 8.219% | 182834.4182 | 26670.9564 | 10346.5415 | 1727.0597 | 46009.3554 | 30204.6122 | 10830.7467 | 33523.0054 | 209092.8543 | 358391.9538 | 123631.2583 | 1033262.762 | 1326079.3464 |  | 5332876.557 | 248.6612 | 54.9078 | 0.0041755 | 193.7534 | 0.014734 | 0.01891 | 0.01891 | TRUE | 0.00086616 | -4.708% | 358391.9538 |  | 67.2042 | 0.0051106 | 0.01891
2023 | 12 | 42.6338 | 2.168% | 76268.9238 | 11615.8807 | 52754.0202 | 252.5599 | 18918.1434 | 159809.528 | 13.4833 | 9.492% | 8.493% | 187469.0042 | 27347.0263 | 10691.4262 | 1784.6284 | 47543.0006 | 31211.4327 | 11191.7716 | 34640.439 | 207582.5026 | 355693.7625 | 122400.0538 | 1037555.0478 | 1197364.5757 | 19400542.3597 | 5338112.089 | 224.3049 | 29.9375 | 0.0022203 | 194.3674 | 0.014415 | 0.016636 | 0.016636 | TRUE | 0.00084425 | -6.677% | 355693.7625 | 4224450.6853 | 66.6329 | 0.0049419 | 0.016636
2024 | 1 | 26.1128 | 1.328% | 45678.3628 | 7880.1602 | 32966.3564 | 165.7754 | 11728.9366 | 98419.5913 | 13.3 | 9.363% | 8.47% | 196670.748 | 32443.0574 | 11256.2338 | 1872.0972 | 48841.6294 | 34576.9123 | 12419.5347 | 38381.1593 | 235768.18 | 347868.1099 | 118878.3769 | 1078976.0389 | 1177395.6302 |  | 5343385.5298 | 220.3464 | 18.419 | 0.0013849 | 201.9274 | 0.015183 | 0.016567 | 0.016567 | TRUE | 0.00071423 | -7.827% | 347868.1099 |  | 65.1026 | 0.0048949 | 0.016567
2024 | 2 | 35.0422 | 1.782% | 61298.2055 | 10574.8028 | 44239.2933 | 222.4627 | 15739.679 | 132074.4434 | 12.7333 | 8.964% | 7.923% | 188291.2925 | 31060.7718 | 10530.0251 | 1751.3168 | 45690.5565 | 32346.1438 | 11618.2744 | 35904.9554 | 227879.8742 | 336225.7742 | 114983.4195 | 1036282.4042 | 1168356.8476 |  | 5348619.574 | 218.4408 | 24.6932 | 0.0019393 | 193.7476 | 0.015216 | 0.017155 | 0.017155 | TRUE | 0.00077704 | -7.784% | 336225.7742 |  | 62.8622 | 0.0049368 | 0.017155
2024 | 3 | 64.5823 | 3.285% | 112971.7614 | 19489.2182 | 81532.4175 | 409.9958 | 29008.0149 | 243411.4078 | 12 | 8.448% | 8.47% | 177447.2914 | 29271.9315 | 11256.2338 | 1872.0972 | 48841.6294 | 34576.9123 | 12419.5347 | 38381.1593 | 221534.4454 | 326852.8075 | 112038.3454 | 1014492.3879 | 1257903.7957 |  | 5353889.4375 | 234.9514 | 45.4644 | 0.0037887 | 189.487 | 0.015791 | 0.019579 | 0.019579 | TRUE | 0.00072861 | -4.798% | 326852.8075 |  | 61.0496 | 0.0050875 | 0.019579
2024 | 4 | 114.0339 | 5.8% | 199476.0119 | 34412.4185 | 143963.0691 | 723.936 | 51219.9071 | 429795.3426 | 11.2 | 7.885% | 8.197% | 165617.472 | 27320.4694 | 10893.1294 | 1811.707 | 47266.0929 | 33461.528 | 12018.9046 | 37143.0573 | 218312.2389 | 322081.2599 | 110832.6381 | 986758.4976 | 1416553.8402 |  | 5359119.6368 | 264.3258 | 80.1989 | 0.0071606 | 184.127 | 0.01644 | 0.023601 | 0.023601 | TRUE | 0.0007364 | -2.002% | 322081.2599 |  | 60.0997 | 0.005366 | 0.023601
2024 | 5 | 208.4788 | 10.6% | 364685.421 | 62913.3659 | 263195.7195 | 1323.5121 | 93641.1011 | 785759.1196 | 10.5333 | 7.415% | 8.47% | 155759.2891 | 25694.251 | 11256.2338 | 1872.0972 | 48841.6294 | 34576.9123 | 12419.5347 | 38381.1593 | 227061.6943 | 334958.344 | 116030.5738 | 1006851.7188 | 1792610.8384 |  | 5364378.1867 | 334.1694 | 146.4772 | 0.013906 | 187.6922 | 0.017819 | 0.031725 | 0.031725 | TRUE | 0.00075642 | 2.457% | 334958.344 |  | 62.4412 | 0.005928 | 0.031725
2024 | 6 | 271.6633 | 13.82% | 475212.0961 | 81980.7723 | 342963.5031 | 1724.6342 | 122021.2856 | 1023902.2913 | 10.2 | 7.181% | 8.197% | 150830.1977 | 24881.1418 | 10893.1294 | 1811.707 | 47266.0929 | 33461.528 | 12018.9046 | 37143.0573 | 234864.9942 | 346450.2216 | 120489.364 | 1020110.3386 | 2044012.6299 |  | 5369633.7222 | 380.6615 | 190.6838 | 0.018694 | 189.9776 | 0.018625 | 0.03732 | 0.03732 | TRUE | 0.00076049 | 4.188% | 346450.2216 |  | 64.5203 | 0.0063255 | 0.03732
2024 | 7 | 322.3192 | 16.39% | 563822.9122 | 97267.3847 | 406914.4761 | 2046.2196 | 144774.0854 | 1214825.0781 | 10.3667 | 7.298% | 8.47% | 153294.7434 | 25287.6964 | 11256.2338 | 1872.0972 | 48841.6294 | 34576.9123 | 12419.5347 | 38381.1593 | 248629.824 | 366742.7163 | 127843.1169 | 1069145.6636 | 2283970.7416 |  | 5374960.0945 | 424.9279 | 226.0156 | 0.021802 | 198.9123 | 0.019188 | 0.04099 | 0.04099 | TRUE | 0.0007657 | 5.459% | 366742.7163 |  | 68.2317 | 0.0065818 | 0.04099
2024 | 8 | 326.4544 | 16.6% | 571056.512 | 98515.2825 | 412135.0098 | 2072.4717 | 146631.4732 | 1230410.7492 | 10.9333 | 7.697% | 8.47% | 161674.1988 | 26669.9821 | 11256.2338 | 1872.0972 | 48841.6294 | 34576.9123 | 12419.5347 | 38381.1593 | 259324.3315 | 382521.0822 | 133260.293 | 1110797.4542 | 2341208.2033 |  | 5380321.6496 | 435.1428 | 228.6872 | 0.020917 | 206.4556 | 0.018883 | 0.0398 | 0.0398 | TRUE | 0.00075627 | 5.205% | 382521.0822 |  | 71.0963 | 0.0065027 | 0.0398
2024 | 9 | 277.8765 | 14.13% | 486080.7939 | 83855.7756 | 350807.5095 | 1764.0788 | 124812.0658 | 1047320.2235 | 11.6833 | 8.225% | 8.197% | 172764.6545 | 28499.4778 | 10893.1294 | 1811.707 | 47266.0929 | 33461.528 | 12018.9046 | 37143.0573 | 261868.9679 | 386292.5683 | 134132.3393 | 1126152.4272 | 2173472.6507 |  | 5385554.9074 | 403.5745 | 194.4684 | 0.016645 | 209.1061 | 0.017898 | 0.034543 | 0.034543 | TRUE | 0.00073703 | 3.47% | 386292.5683 |  | 71.7275 | 0.0061393 | 0.034543
2024 | 10 | 198.8904 | 10.12% | 347912.7959 | 60019.852 | 251090.8124 | 1262.6411 | 89334.3561 | 749620.4576 | 12.4667 | 8.776% | 8.47% | 184348.0194 | 30410.2844 | 11256.2338 | 1872.0972 | 48841.6294 | 34576.9123 | 12419.5347 | 38381.1593 | 258458.9008 | 381288.4135 | 131751.6778 | 1133604.8626 | 1883225.3202 |  | 5390832.5837 | 349.3385 | 139.0547 | 0.011154 | 210.2838 | 0.016868 | 0.028022 | 0.028022 | TRUE | 0.00072636 | 1.043% | 381288.4135 |  | 70.729 | 0.0056735 | 0.028022
2024 | 11 | 78.1173 | 3.973% | 136648.1316 | 23573.7252 | 98619.8 | 495.9218 | 35087.4501 | 294425.0286 | 13.15 | 9.257% | 8.197% | 194452.6568 | 32077.1583 | 10893.1294 | 1811.707 | 47266.0929 | 33461.528 | 12018.9046 | 37143.0573 | 244342.6856 | 360501.7862 | 123631.2583 | 1097599.9646 | 1392024.9932 |  | 5396121.6513 | 257.9677 | 54.5623 | 0.0041492 | 203.4053 | 0.015468 | 0.019617 | 0.019617 | TRUE | 0.00070772 | -4.768% | 360501.7862 |  | 66.8076 | 0.0050804 | 0.019617
2024 | 12 | 42.6338 | 2.168% | 74577.9937 | 12865.7531 | 53823.3984 | 270.6576 | 19149.5603 | 160687.3631 | 13.4833 | 9.492% | 8.47% | 199381.7482 | 32890.2675 | 11256.2338 | 1872.0972 | 48841.6294 | 34576.9123 | 12419.5347 | 38381.1593 | 242489.422 | 357779.6028 | 122400.0538 | 1102288.6609 | 1262976.0241 | 20193711.5153 | 5401414.1942 | 233.8232 | 29.7491 | 0.0022064 | 204.0741 | 0.015135 | 0.017342 | 0.017342 | TRUE | 0.00070593 | -6.715% | 357779.6028 | 4249562.6864 | 66.2381 | 0.0049126 | 0.017342
2025 | 1 | 26.1128 | 1.328% | 45880.706 | 8581.3404 | 33375.1985 | 167.8312 | 11874.3965 | 99879.4726 | 13.3 | 9.363% | 8.493% | 208506.9389 | 38385.9296 | 11918.1631 | 1969.8242 | 50449.831 | 38142.7077 | 13720.2129 | 42513.8727 | 264995.17 | 349001.732 | 118878.3769 | 1138482.7591 | 1238362.2317 |  | 5406732.2633 | 229.0408 | 18.4732 | 0.001389 | 210.5676 | 0.015832 | 0.017221 | 0.017221 | TRUE | 0.00065372 | -7.75% | 349001.732 |  | 64.5495 | 0.0048533 | 0.017221
2025 | 2 | 35.0422 | 1.782% | 61569.7406 | 11515.7535 | 44787.9401 | 225.2215 | 15934.8793 | 134033.535 | 12.7333 | 8.964% | 7.671% | 199623.1846 | 36750.4388 | 10764.7925 | 1779.196 | 45567.5893 | 34451.4779 | 12392.4504 | 38399.627 | 256145.8612 | 337323.5563 | 114983.4195 | 1088181.5935 | 1222215.1286 |  | 5412022.8806 | 225.8333 | 24.7659 | 0.001945 | 201.0674 | 0.015791 | 0.017736 | 0.017736 | TRUE | 0.00058056 | -8.121% | 337323.5563 |  | 62.3286 | 0.0048949 | 0.017736
2025 | 3 | 64.5823 | 3.285% | 113472.1968 | 21223.3776 | 82543.5661 | 415.0802 | 29367.7664 | 247021.9871 | 12 | 8.448% | 8.493% | 188126.5614 | 34633.9214 | 11918.1631 | 1969.8242 | 50449.831 | 38142.7077 | 13720.2129 | 42513.8727 | 249065.8681 | 327926.5229 | 112038.3454 | 1070505.8309 | 1317527.818 |  | 5417339.5802 | 243.2057 | 45.5984 | 0.0037999 | 197.6073 | 0.016467 | 0.020267 | 0.020267 | TRUE | 0.00068786 | -4.756% | 327926.5229 |  | 60.5328 | 0.0050444 | 0.020267
2025 | 4 | 114.0339 | 5.8% | 200359.6386 | 37474.4508 | 145748.4701 | 732.9137 | 51855.1261 | 436170.5992 | 11.2 | 7.885% | 8.219% | 175584.7907 | 32324.9933 | 11533.7063 | 1906.2815 | 48822.4171 | 36912.2977 | 13277.6254 | 41142.4575 | 245529.9386 | 323150.0942 | 110832.6381 | 1041017.2404 | 1477187.8397 |  | 5422629.6093 | 272.4117 | 80.4353 | 0.0071817 | 191.9765 | 0.017141 | 0.024322 | 0.024322 | TRUE | 0.00072195 | -1.984% | 323150.0942 |  | 59.5929 | 0.0053208 | 0.024322
2025 | 5 | 208.4788 | 10.6% | 366300.8823 | 68511.4252 | 266459.8197 | 1339.9252 | 94802.4191 | 797414.4716 | 10.5333 | 7.415% | 8.493% | 165133.315 | 30400.8866 | 11918.1631 | 1969.8242 | 50449.831 | 38142.7077 | 13720.2129 | 42513.8727 | 255524.8865 | 336089.163 | 116030.5738 | 1061893.4366 | 1859307.9081 |  | 5427176.8442 | 342.5921 | 146.9299 | 0.013949 | 195.6622 | 0.018576 | 0.032525 | 0.032525 | TRUE | 0.00079963 | 2.506% | 336089.163 |  | 61.9271 | 0.0058792 | 0.032525
2025 | 6 | 271.6633 | 13.82% | 477317.1617 | 89275.458 | 347216.8673 | 1746.0218 | 123534.569 | 1039090.0777 | 10.2 | 7.181% | 8.219% | 159907.5772 | 29438.8332 | 11533.7063 | 1906.2815 | 48822.4171 | 36912.2977 | 13277.6254 | 41142.4575 | 264402.7717 | 347631.8381 | 120489.364 | 1075465.1698 | 2114555.2475 |  | 5431720.3103 | 389.2975 | 191.3004 | 0.018755 | 197.9972 | 0.019411 | 0.038166 | 0.038166 | TRUE | 0.00084667 | 4.253% | 347631.8381 |  | 64.0003 | 0.0062745 | 0.038166
2025 | 7 | 322.3192 | 16.39% | 566320.5006 | 105922.28 | 411960.9473 | 2071.5952 | 146569.5444 | 1232844.8676 | 10.3667 | 7.298% | 8.493% | 162520.4461 | 29919.8599 | 11918.1631 | 1969.8242 | 50449.831 | 38142.7077 | 13720.2129 | 42513.8727 | 279958.5103 | 368000.9846 | 127843.1169 | 1126957.5295 | 2359802.3971 |  | 5436311.5982 | 434.0815 | 226.7797 | 0.021876 | 207.3019 | 0.019997 | 0.041873 | 0.041873 | TRUE | 0.00088298 | 5.552% | 368000.9846 |  | 67.6931 | 0.0065299 | 0.041873
2025 | 8 | 326.4544 | 16.6% | 573586.1434 | 107281.2162 | 417246.225 | 2098.1728 | 148449.9672 | 1248661.7247 | 10.9333 | 7.697% | 8.493% | 171404.2004 | 31555.3506 | 11918.1631 | 1969.8242 | 50449.831 | 38142.7077 | 13720.2129 | 42513.8727 | 291983.8399 | 383831.4006 | 133260.293 | 1170749.6962 | 2419411.4209 |  | 5440926.2621 | 444.669 | 229.4943 | 0.02099 | 215.1747 | 0.019681 | 0.040671 | 0.040671 | TRUE | 0.0008713 | 5.293% | 383831.4006 |  | 70.5452 | 0.0064523 | 0.040671
2025 | 9 | 277.8765 | 14.13% | 488234.005 | 91317.2999 | 355158.1534 | 1785.9555 | 126359.9598 | 1062855.3736 | 11.6833 | 8.225% | 8.219% | 183162.1105 | 33719.9707 | 11533.7063 | 1906.2815 | 48822.4171 | 36912.2977 | 13277.6254 | 41142.4575 | 294759.8372 | 387604.7121 | 134132.3393 | 1186973.7554 | 2249829.129 |  | 5445455.1195 | 413.1572 | 195.1821 | 0.016706 | 217.9751 | 0.018657 | 0.035363 | 0.035363 | TRUE | 0.0008202 | 3.523% | 387604.7121 |  | 71.1795 | 0.0060924 | 0.035363
2025 | 10 | 198.8904 | 10.12% | 349453.9588 | 65360.4452 | 254204.79 | 1278.2994 | 90442.2628 | 760739.7562 | 12.4667 | 8.776% | 8.493% | 195442.5944 | 35980.7961 | 11918.1631 | 1969.8242 | 50449.831 | 38142.7077 | 13720.2129 | 42513.8727 | 290791.7606 | 382567.413 | 131751.6778 | 1195248.8536 | 1955988.6098 |  | 5450014.5729 | 358.896 | 139.5849 | 0.011197 | 219.3111 | 0.017592 | 0.028788 | 0.028788 | TRUE | 0.00076665 | 1.076% | 382567.413 |  | 70.1957 | 0.0056307 | 0.028788
2025 | 11 | 78.1173 | 3.973% | 137253.4471 | 25671.3258 | 99842.8629 | 502.0718 | 35522.5975 | 298792.3052 | 13.15 | 9.257% | 8.219% | 206155.3569 | 37953.0056 | 11533.7063 | 1906.2815 | 48822.4171 | 36912.2977 | 13277.6254 | 41142.4575 | 274720.4762 | 361687.5138 | 123631.2583 | 1157742.3962 | 1456534.7014 |  | 5454581.9482 | 267.0296 | 54.7782 | 0.0041656 | 212.2514 | 0.016141 | 0.020306 | 0.020306 | TRUE | 0.00068912 | -4.743% | 361687.5138 |  | 66.3089 | 0.0050425 | 0.020306
2025 | 12 | 42.6338 | 2.168% | 74908.3548 | 14010.5536 | 54490.9053 | 274.0141 | 19387.0492 | 163070.877 | 13.4833 | 9.492% | 8.493% | 211381.0947 | 38915.0589 | 11918.1631 | 1969.8242 | 50449.831 | 38142.7077 | 13720.2129 | 42513.8727 | 272576.761 | 358948.9033 | 122400.0538 | 1162936.4833 | 1326007.3604 | 20996729.7921 | 5459151.0862 | 242.8963 | 29.8711 | 0.0022154 | 213.0252 | 0.015799 | 0.018015 | 0.018015 | TRUE | 0.00067291 | -6.657% | 358948.9033 | 4263763.8339 | 65.7518 | 0.0048765 | 0.018015
2026 | 1 | 26.1128 | 1.328% | 46129.8077 | 9198.3575 | 33793.1119 | 169.9331 | 12023.0839 | 101314.2941 | 13.3 | 9.363% | 8.493% | 220417.2621 | 44804.0017 | 12517.7574 | 2062.4221 | 52011.2362 | 41738.5452 | 14991.085 | 46643.8906 | 290339.8319 | 349828.3618 | 118878.3769 | 1194232.771 | 1295547.0651 |  | 5463737.3975 | 237.1174 | 18.543 | 0.0013942 | 218.5743 | 0.016434 | 0.017828 | 0.017828 | TRUE | 0.00060726 | -7.683% | 349828.3618 |  | 64.0273 | 0.0048141 | 0.017828
2026 | 2 | 35.0422 | 1.782% | 61904.0232 | 12343.7614 | 45348.7602 | 228.0422 | 16134.4107 | 135958.9978 | 12.7333 | 8.964% | 7.671% | 211026.0505 | 42895.0593 | 11306.3615 | 1862.8329 | 46977.8907 | 37699.3312 | 13540.3348 | 42129.9657 | 280655.7022 | 338124.2039 | 114983.4195 | 1141201.1522 | 1277160.15 |  | 5468304.7476 | 233.5569 | 24.8631 | 0.0019526 | 208.6938 | 0.01639 | 0.018342 | 0.018342 | TRUE | 0.00060656 | -8.095% | 338124.2039 |  | 61.8335 | 0.004856 | 0.018342
2026 | 3 | 64.5823 | 3.285% | 114088.2752 | 22749.3848 | 83577.1501 | 420.2787 | 29735.5001 | 250570.5889 | 12 | 8.448% | 8.493% | 198872.7177 | 40424.6632 | 12517.7574 | 2062.4221 | 52011.2362 | 41738.5452 | 14991.085 | 46643.8906 | 272934.18 | 328710.0908 | 112038.3454 | 1122944.9336 | 1373515.5225 |  | 5472890.5963 | 250.9671 | 45.784 | 0.0038153 | 205.1832 | 0.017099 | 0.020914 | 0.020914 | TRUE | 0.00064678 | -4.727% | 328710.0908 |  | 60.0615 | 0.0050051 | 0.020914
2026 | 4 | 114.0339 | 5.8% | 201447.4579 | 40168.9457 | 147573.4854 | 742.0927 | 52504.4392 | 442436.421 | 11.2 | 7.885% | 8.219% | 185614.5365 | 37729.6856 | 12113.9588 | 1995.8924 | 50333.4543 | 40392.1406 | 14507.5016 | 45139.249 | 269118.7242 | 323930.8761 | 110832.6381 | 1091708.6572 | 1534145.0783 |  | 5477458.5188 | 280.0834 | 80.774 | 0.007212 | 199.3093 | 0.017795 | 0.025007 | 0.025007 | TRUE | 0.00068497 | -1.986% | 323930.8761 |  | 59.1389 | 0.0052803 | 0.025007
2026 | 5 | 208.4788 | 10.6% | 368289.6521 | 73437.5463 | 269796.3437 | 1356.7065 | 95989.5045 | 808869.753 | 10.5333 | 7.415% | 8.493% | 174566.0522 | 35483.871 | 12517.7574 | 2062.4221 | 52011.2362 | 41738.5452 | 14991.085 | 46643.8906 | 280179.6901 | 336916.595 | 116030.5738 | 1113141.7187 | 1922011.4717 |  | 5482057.5816 | 350.6004 | 147.5486 | 0.014008 | 203.0518 | 0.019277 | 0.033285 | 0.033285 | TRUE | 0.00076028 | 2.52% | 336916.595 |  | 61.4581 | 0.0058346 | 0.033285
2026 | 6 | 271.6633 | 13.82% | 479908.6759 | 95694.5584 | 351564.605 | 1767.889 | 125081.429 | 1054017.1573 | 10.2 | 7.181% | 8.219% | 169041.8101 | 34360.9637 | 12113.9588 | 1995.8924 | 50333.4543 | 40392.1406 | 14507.5016 | 45139.249 | 289980.0651 | 348497.2789 | 120489.364 | 1126851.6784 | 2180868.8357 |  | 5486653.8083 | 397.4861 | 192.1056 | 0.018834 | 205.3805 | 0.020135 | 0.038969 | 0.038969 | TRUE | 0.00080281 | 4.275% | 348497.2789 |  | 63.5173 | 0.0062272 | 0.038969
2026 | 7 | 322.3192 | 16.39% | 569395.2436 | 113538.3233 | 417119.3896 | 2097.5399 | 148404.8411 | 1250555.3374 | 10.3667 | 7.298% | 8.493% | 171803.9311 | 34922.4174 | 12517.7574 | 2062.4221 | 52011.2362 | 41738.5452 | 14991.085 | 46643.8906 | 307081.4447 | 368923.0822 | 127843.1169 | 1180538.9288 | 2431094.2662 |  | 5491282.4172 | 442.7189 | 227.7347 | 0.021968 | 214.9842 | 0.020738 | 0.042706 | 0.042706 | TRUE | 0.00083318 | 5.598% | 368923.0822 |  | 67.1834 | 0.0064807 | 0.042706
2026 | 8 | 326.4544 | 16.6% | 576700.334 | 114994.97 | 422470.8478 | 2124.4504 | 150308.8099 | 1266599.412 | 10.9333 | 7.697% | 8.493% | 181195.1428 | 36831.3598 | 12517.7574 | 2062.4221 | 52011.2362 | 41738.5452 | 14991.085 | 46643.8906 | 320260.3755 | 384791.4986 | 133260.293 | 1226303.6062 | 2492903.0182 |  | 5495927.0259 | 453.591 | 230.4615 | 0.021079 | 223.1295 | 0.020408 | 0.041487 | 0.041487 | TRUE | 0.00081603 | 5.335% | 384791.4986 |  | 70.0139 | 0.0064037 | 0.041487
2026 | 9 | 277.8765 | 14.13% | 490884.7904 | 97883.2132 | 359605.3294 | 1808.3228 | 127942.1985 | 1078123.8543 | 11.6833 | 8.225% | 8.219% | 193624.6877 | 39357.9012 | 12113.9588 | 1995.8924 | 50333.4543 | 40392.1406 | 14507.5016 | 45139.249 | 323244.3352 | 388565.3825 | 134132.3393 | 1243406.8426 | 2321530.6969 |  | 5500513.1359 | 422.0571 | 196.0042 | 0.016776 | 226.0529 | 0.019348 | 0.036125 | 0.036125 | TRUE | 0.00076176 | 3.539% | 388565.3825 |  | 70.6417 | 0.0060464 | 0.036125
2026 | 10 | 198.8904 | 10.12% | 351351.261 | 70060.004 | 257387.8605 | 1294.3088 | 91574.7517 | 771668.186 | 12.4667 | 8.776% | 8.493% | 206606.6567 | 41996.7334 | 12517.7574 | 2062.4221 | 52011.2362 | 41738.5452 | 14991.085 | 46643.8906 | 318804.1708 | 383502.6945 | 131751.6778 | 1252626.8697 | 2024295.0557 |  | 5505120.0002 | 367.7113 | 140.1728 | 0.011244 | 227.5385 | 0.018252 | 0.029496 | 0.029496 | TRUE | 0.00070711 | 1.084% | 383502.6945 |  | 69.6629 | 0.0055879 | 0.029496
2026 | 11 | 78.1173 | 3.973% | 137998.6419 | 27517.1501 | 101093.0631 | 508.3598 | 35967.4001 | 303084.615 | 13.15 | 9.257% | 8.219% | 217931.3532 | 44298.6934 | 12113.9588 | 1995.8924 | 50333.4543 | 40392.1406 | 14507.5016 | 45139.249 | 301055.4101 | 362552.9312 | 123631.2583 | 1213951.8428 | 1517036.4578 |  | 5509732.4814 | 275.3376 | 55.009 | 0.0041832 | 220.3286 | 0.016755 | 0.020938 | 0.020938 | TRUE | 0.00063179 | -4.729% | 362552.9312 |  | 65.8023 | 0.005004 | 0.020938
2026 | 12 | 42.6338 | 2.168% | 75315.0572 | 15017.943 | 55173.2229 | 277.4458 | 19629.8076 | 165413.4766 | 13.4833 | 9.492% | 8.493% | 223455.5953 | 45421.6007 | 12517.7574 | 2062.4221 | 52011.2362 | 41738.5452 | 14991.085 | 46643.8906 | 298665.1204 | 359801.7944 | 122400.0538 | 1219709.1012 | 1385122.5778 | 21755230.1959 | 5514345.5968 | 251.1853 | 29.9969 | 0.0022247 | 221.1884 | 0.016405 | 0.018629 | 0.018629 | TRUE | 0.00061476 | -6.608% | 359801.7944 | 4274144.7899 | 65.2483 | 0.0048392 | 0.018629
[9 empty] | 93951928.5739 | [15 empty] | 236435929.4952
[25 empty] | 236435929.4952 |  |  | 46558.7719 | 18577.7432 |  | 27981.0287 |  |  |  |  | 0.3059 |  |  |  |  | 0.83529
0
46558.7719
2005 | [8 empty] | 104508.9402 | 104508.9402 | [13 empty] | 0 | 104508.9402 | 0 | 4321895.1667 | [6 empty] | CFL Totals | 1635736.7688 |  |  | 64652532.0551
2006 | [8 empty] | 523995.0086 | 523995.0086 | [13 empty] | 1367.8209 | 525362.8296 | 0 | 4409562.5
2007 | [8 empty] | 939574.414 | 939574.414 | [13 empty] | 136056.6699 | 1075631.0839 | 0 | 4496589.3333
2008 | [8 empty] | 1258245.6705 | 1258245.6705 | [13 empty] | 1754902.8615 | 3013148.532 | 0 | 4509730.1667
2009 | [8 empty] | 1548378.2378 | 1548378.2378 | [13 empty] | 2178220.0369 | 3726598.2747 | 0 | 4499066.75
2010 | [8 empty] | 1882877.3064 | 1882877.3064 | [13 empty] | 2611128.6783 | 4494005.9847 | 0 | 4520327.6667
2011 | [8 empty] | 2255529.3516 | 2255529.3516 | [13 empty] | 3035487.0522 | 5291016.4039 | 0 | 4547050.8333
2012 | [8 empty] | 2633605.7733 | 2633605.7733 | [13 empty] | 3434526.8864 | 6068132.6597 | 0 | 4576448.6667
2013 | [8 empty] | 3036742.4277 | 3036742.4277 | [13 empty] | 4155744.351 | 7192486.7786 | 0 | 4626934.3333
2014 | [8 empty] | 3474083.708 | 3474083.708 | [13 empty] | 4910864.733 | 8384948.441 | 0 | 4708829.3333
2015 | [8 empty] | 4039997.9426 | 4039997.9426 | [13 empty] | 5800287.9445 | 9840285.8871 | 0 | 4780487.4751
2016 | [8 empty] | 4575939.1961 | 4575939.1961 | [13 empty] | 6619830.4776 | 11195769.6737 | 0 | 4852827.4974
2017 | [8 empty] | 5107282.6345 | 5107282.6345 | [13 empty] | 7476087.5976 | 12583370.2321 | 0 | 4922917.6135
2018 | [8 empty] | 5645813.9724 | 5645813.9724 | [13 empty] | 8121182.6862 | 13766996.6586 | 0 | 4991658.9754
2019 | [8 empty] | 6178818.5956 | 6178818.5956 | [13 empty] | 8825351.2505 | 15004169.8462 | 0 | 5058945.3177
2020 | [8 empty] | 6602699.057 | 6602699.057 | [13 empty] | 9551225.2282 | 16153924.2851 | 0 | 5123908.5664
2021 | [8 empty] | 6943997.27 | 6943997.27 | [13 empty] | 10259823.6849 | 17203820.9549 | 0 | 5185332.6772
2022 | [8 empty] | 7269834.1271 | 7269834.1271 | [13 empty] | 11195704.0391 | 18465538.1662 | 0 | 5247054.0847
2023 | [8 empty] | 7370166.7033 | 7370166.7033 | [13 empty] | 12030375.6564 | 19400542.3597 | 0 | 5309376.031
2024 | [8 empty] | 7410651.0961 | 7410651.0961 | [13 empty] | 12783060.4192 | 20193711.5153 | 0 | 5372352.5973
2025 | [8 empty] | 7520575.0475 | 7520575.0475 | [13 empty] | 13476154.7446 | 20996729.7921 | 0 | 5433671.8396
2026 | [8 empty] | 7628612.0934 | 7628612.0934 | [13 empty] | 14126618.1025 | 21755230.1959 | 0 | 5489001.9423
[9 empty] | 93951928.5739 | 93951928.5739 | 0

## MWh by mo-WgtbyActulCDH&Days
OPC 010138
FPL RC-16
|  | 2013 Cooling Degree Hours- 20 year normals (1993-2012) | HVAC | Residential AC Efficiency | Residential New Construction Efficiency | CI DX Efficiency | CI SPVU Efficiency | CI Chiller Efficiency | Weather Sensative Subtotal | Night-Time Hours | Night-Time Hour | Days | CI Lighting Efficiency | CI Long Tube Lighting Efficiency - LED | CI Refrigeration Efficiency | Federal Facility ENERGY STAR Procurement | CI Walk-in Refrigerator and Freezer | Residential Refrigerator Efficiency | CI Water Heater Efficiency for Units > 55 Gallons | Res Water Heater Efficiency for Units > 55 Gallons | LED Lighting Efficiency | CFL Lighting Efficiency | Advanced Incandescent Lighting Efficiency | Non-Weather Sensative Subtotal | Grandtotal | Grandtotal |  | Weather and non-weather sensitive | Weather Sensative Subtotal | Weather Sensative Subtotal | Non-Weather Sensative Subtotal | Non-Weather Sensative Subtotal | Grandtotal | Grandtotal |  | Grandtotal | Difference between weighting: daylight hrs & days VS. | CFLs |  | CFLs |  | Grandtotal (matches column AE) | Grandtotal (matches column V) | Difference from last NEPACT Study
|  |  | weight | MWH | MWH | MWH | Single Package/Vertical Unit | MWH | MWH |  | weight | weight | MWH |  | MWH | MWH | MWH |  | MWH | MWH |  | MWH | MWH | MWH | MWH Monthly | MWH Annual | Total Customers | KWH/CUST | KWH/CUST | MWH USE/CUST/DAY | KWH/CUST | MWH USE/CUST/DAY | MWH USE/CUST/DAY | MWH USE/CUST/DAY |  | change from prior year | days and cooling interaction wgted by CDH | Monthly | Annual | KWH/CUST | MWH USE/CUST/DAY | MWH USE/CUST/DAY | MWH | Weat/Nonweat sens kwh/cust
2005 | 1 | 23.4723 | 1.231% | 0 | 0 | 715.005 | 0 | 571.2337 | 1286.2387 | 13.3 | 9.363% | 8.493% | 0 | 0 | 0 | 0 | 0 | 0 | 0 | 0 | 0 | 0 | 0 | 0 | 1286.2387 |  | 4272459 | 0.30105 | 0.30105 | 2.2636e-05 | 0 | 0 | 2.2636e-05 | 2.2636e-05 | TRUE | 2.2636e-05 | -7.329% | 0 |  |  |  | 2.2636e-05 | 1374.7829 | 0.30105
2005 | 2 | 18.7412 | 0.9827% | 0 | 0 | 570.8889 | 0 | 456.0961 | 1026.9849 | 12.7333 | 8.964% | 7.671% | 0 | 0 | 0 | 0 | 0 | 0 | 0 | 0 | 0 | 0 | 0 | 0 | 1026.9849 |  | 4287988 | 0.2395 | 0.2395 | 1.8809e-05 | 0 | 0 | 1.8809e-05 | 1.8809e-05 | TRUE | 1.8809e-05 | -44.86% | 0 |  |  |  | 1.8809e-05 | 1609.5467 | 0.2395
2005 | 3 | 59.817 | 3.136% | 0 | 0 | 1822.1232 | 0 | 1455.7356 | 3277.8588 | 12 | 8.448% | 8.493% | 0 | 0 | 0 | 0 | 0 | 0 | 0 | 0 | 0 | 0 | 0 | 0 | 3277.8588 |  | 4299864 | 0.76232 | 0.76232 | 6.3526e-05 | 0 | 0 | 6.3526e-05 | 6.3526e-05 | TRUE | 6.3526e-05 | -4.511% | 0 |  |  |  | 6.3526e-05 | 3159.7167 | 0.76232
2005 | 4 | 68.0906 | 3.57% | 0 | 0 | 2074.1504 | 0 | 1657.0858 | 3731.2362 | 11.2 | 7.885% | 8.219% | 0 | 0 | 0 | 0 | 0 | 0 | 0 | 0 | 0 | 0 | 0 | 0 | 3731.2362 |  | 4310180 | 0.86568 | 0.86568 | 7.7293e-05 | 0 | 0 | 7.7293e-05 | 7.7293e-05 | TRUE | 7.7293e-05 | -38.44% | 0 |  |  |  | 7.7293e-05 | 5970.3384 | 0.86568
2005 | 5 | 168.4101 | 8.83% | 0 | 0 | 5130.0475 | 0 | 4098.5113 | 9228.5588 | 10.5333 | 7.415% | 8.493% | 0 | 0 | 0 | 0 | 0 | 0 | 0 | 0 | 0 | 0 | 0 | 0 | 9228.5588 |  | 4313996 | 2.1392 | 2.1392 | 0.00020309 | 0 | 0 | 0.00020309 | 0.00020309 | TRUE | 0.00020309 | -16.72% | 0 |  |  |  | 0.00020309 | 10211.1689 | 2.1392
2005 | 6 | 237.5832 | 12.46% | 0 | 0 | 7237.1726 | 0 | 5781.9414 | 13019.1141 | 10.2 | 7.181% | 8.219% | 0 | 0 | 0 | 0 | 0 | 0 | 0 | 0 | 0 | 0 | 0 | 0 | 13019.1141 |  | 4320906 | 3.0131 | 3.0131 | 0.0002954 | 0 | 0 | 0.0002954 | 0.0002954 | TRUE | 0.0002954 | -9.838% | 0 |  |  |  | 0.0002954 | 14808.878 | 3.0131
2005 | 7 | 364.8554 | 19.13% | 0 | 0 | 11114.0927 | 0 | 8879.3009 | 19993.3936 | 10.3667 | 7.298% | 8.493% | 0 | 0 | 0 | 0 | 0 | 0 | 0 | 0 | 0 | 0 | 0 | 0 | 19993.3936 |  | 4327794 | 4.6198 | 4.6198 | 0.00044564 | 0 | 0 | 0.00044564 | 0.00044564 | TRUE | 0.00044564 | 16.7% | 0 |  |  |  | 0.00044564 | 16664.1178 | 4.6198
2005 | 8 | 365.7273 | 19.18% | 0 | 0 | 11140.6517 | 0 | 8900.5194 | 20041.1711 | 10.9333 | 7.697% | 8.493% | 0 | 0 | 0 | 0 | 0 | 0 | 0 | 0 | 0 | 0 | 0 | 0 | 20041.1711 |  | 4340306 | 4.6175 | 4.6175 | 0.00042233 | 0 | 0 | 0.00042233 | 0.00042233 | TRUE | 0.00042233 | 15.5% | 0 |  |  |  | 0.00042233 | 17403.8251 | 4.6175
2005 | 9 | 295.8517 | 15.51% | 0 | 0 | 9012.1274 | 0 | 7199.9931 | 16212.1205 | 11.6833 | 8.225% | 8.219% | 0 | 0 | 0 | 0 | 0 | 0 | 0 | 0 | 0 | 0 | 0 | 0 | 16212.1205 |  | 4343095 | 3.7328 | 3.7328 | 0.0003195 | 0 | 0 | 0.0003195 | 0.0003195 | TRUE | 0.0003195 | 9.765% | 0 |  |  |  | 0.0003195 | 15722.4318 | 3.7328
2005 | 10 | 202.3426 | 10.61% | 0 | 0 | 6163.6857 | 0 | 4924.3084 | 11087.9941 | 12.4667 | 8.776% | 8.493% | 0 | 0 | 0 | 0 | 0 | 0 | 0 | 0 | 0 | 0 | 0 | 0 | 11087.9941 |  | 4344668 | 2.5521 | 2.5521 | 0.00020471 | 0 | 0 | 0.00020471 | 0.00020471 | TRUE | 0.00020471 | 4.885% | 0 |  |  |  | 0.00020471 | 10562.6076 | 2.5521
2005 | 11 | 83.1463 | 4.36% | 0 | 0 | 2532.7733 | 0 | 2023.4901 | 4556.2634 | 13.15 | 9.257% | 8.219% | 0 | 0 | 0 | 0 | 0 | 0 | 0 | 0 | 0 | 0 | 0 | 0 | 4556.2634 |  | 4345746 | 1.0484 | 1.0484 | 7.9729e-05 | 0 | 0 | 7.9729e-05 | 7.9729e-05 | TRUE | 7.9729e-05 | 9.733% | 0 |  |  |  | 7.9729e-05 | 4865.4452 | 1.0484
2005 | 12 | 19.1248 | 1.003% | 0 | 0 | 582.5743 | 0 | 465.4318 | 1048.0061 | 13.4833 | 9.492% | 8.493% | 0 | 0 | 0 | 0 | 0 | 0 | 0 | 0 | 0 | 0 | 0 | 0 | 1048.0061 | 104508.9402 | 4355740 | 0.2406 | 0.2406 | 1.7845e-05 | 0 | 0 | 1.7845e-05 | 1.7845e-05 | TRUE | 1.7845e-05 | -53.75% | 0 | 0 |  |  | 1.7845e-05 | 2156.0812 | 0.2406
2006 | 1 | 28.7851 | 1.494% | 3267.7504 | 0 | 2967.5657 | 0 | 1592.8147 | 7828.1309 | 13.3 | 9.363% | 8.493% | 0 | 0 | 0 | 116.1711 | 0 | 0 | 0 | 0 | 0 | 0 | 0 | 116.1711 | 7944.302 |  | 4369236 | 1.8182 | 1.7916 | 0.00013471 | 0.026588 | 1.9991e-06 | 0.00013671 | 0.00013671 | TRUE | 0.00011407 | 12.32% | 0 |  |  |  | 0.00013671 | 7009.1637 | 1.8182
2006 | 2 | 21.4543 | 1.113% | 2435.5386 | 0 | 2211.8032 | 0 | 1187.1659 | 5834.5077 | 12.7333 | 8.964% | 7.671% | 0 | 0 | 0 | 104.9287 | 0 | 0 | 0 | 0 | 0 | 0 | 0 | 104.9287 | 5939.4364 |  | 4377958 | 1.3567 | 1.3327 | 0.00010466 | 0.023968 | 1.8823e-06 | 0.00010654 | 0.00010654 | TRUE | 8.7736e-05 | -37.17% | 0 |  |  |  | 0.00010654 | 8174.9983 | 1.3567
2006 | 3 | 53.9265 | 2.799% | 6121.8569 | 0 | 5559.486 | 0 | 2984.0051 | 14665.3481 | 12 | 8.448% | 8.493% | 0 | 0 | 0 | 116.1711 | 0 | 0 | 0 | 0 | 0 | 0 | 0 | 116.1711 | 14781.5192 |  | 4390093 | 3.367 | 3.3406 | 0.00027838 | 0.026462 | 2.2052e-06 | 0.00028058 | 0.00028058 | TRUE | 0.00021706 | -14.68% | 0 |  |  |  | 0.00028058 | 15958.6029 | 3.367
2006 | 4 | 129.3581 | 6.714% | 14685.0125 | 0 | 13336.0062 | 0 | 7157.9838 | 35179.0025 | 11.2 | 7.885% | 8.219% | 0 | 0 | 0 | 112.4236 | 0 | 0 | 0 | 0 | 0 | 0 | 0 | 112.4236 | 35291.4262 |  | 4398215 | 8.024 | 7.9985 | 0.00071415 | 0.025561 | 2.2822e-06 | 0.00071643 | 0.00071643 | TRUE | 0.00063914 | 15.69% | 0 |  |  |  | 0.00071643 | 30050.7157 | 8.024
2006 | 5 | 196.5075 | 10.2% | 22307.9631 | 0 | 20258.6912 | 0 | 10873.6739 | 53440.3282 | 10.5333 | 7.415% | 8.493% | 0 | 0 | 0 | 116.1711 | 0 | 0 | 0 | 0 | 0 | 0 | 0 | 116.1711 | 53556.4993 |  | 4397210 | 12.1797 | 12.1532 | 0.0011538 | 0.026419 | 2.5082e-06 | 0.0011563 | 0.0011563 | TRUE | 0.00095321 | -3.803% | 0 |  |  |  | 0.0011563 | 51309.9719 | 12.1797
2006 | 6 | 277.0277 | 14.38% | 31448.7986 | 0 | 28559.8241 | 0 | 15329.2337 | 75337.8565 | 10.2 | 7.181% | 8.219% | 0 | 0 | 0 | 112.4236 | 0 | 0 | 0 | 0 | 0 | 0 | 0 | 112.4236 | 75450.2801 |  | 4403628 | 17.1337 | 17.1081 | 0.0016773 | 0.02553 | 2.5029e-06 | 0.0016798 | 0.0016798 | TRUE | 0.0013844 | 4.051% | 0 |  |  |  | 0.0016798 | 74366.0692 | 17.1337
2006 | 7 | 300.3564 | 15.59% | 34097.1212 | 0 | 30964.8643 | 0 | 16620.1179 | 81682.1034 | 10.3667 | 7.298% | 8.493% | 0 | 0 | 0 | 116.1711 | 0 | 0 | 0 | 0 | 0 | 0 | 0 | 116.1711 | 81798.2745 |  | 4406505 | 18.5631 | 18.5367 | 0.0017881 | 0.026364 | 2.5431e-06 | 0.0017907 | 0.0017907 | TRUE | 0.001345 | -4.899% | 0 |  |  |  | 0.0017907 | 83664.2665 | 18.5631
2006 | 8 | 324.0036 | 16.82% | 36781.6009 | 0 | 33402.7402 | 0 | 17928.6263 | 88112.9674 | 10.9333 | 7.697% | 8.493% | 0 | 0 | 0 | 116.1711 | 0 | 0 | 0 | 0 | 0 | 0 | 0 | 116.1711 | 88229.1384 |  | 4416127 | 19.9788 | 19.9525 | 0.0018249 | 0.026306 | 2.406e-06 | 0.0018273 | 0.0018273 | TRUE | 0.001405 | 1.28% | 0 |  |  |  | 0.0018273 | 87376.8158 | 19.9788
2006 | 9 | 267.8981 | 13.9% | 30412.3859 | 0 | 27618.6191 | 0 | 14824.0503 | 72855.0554 | 11.6833 | 8.225% | 8.219% | 0 | 0 | 0 | 112.4236 | 0 | 0 | 0 | 0 | 0 | 0 | 0 | 112.4236 | 72967.479 |  | 4425222 | 16.489 | 16.4636 | 0.0014092 | 0.025405 | 2.1745e-06 | 0.0014113 | 0.0014113 | TRUE | 0.0010918 | -1.619% | 0 |  |  |  | 0.0014113 | 78946.516 | 16.489
2006 | 10 | 196.8367 | 10.22% | 22345.3369 | 0 | 20292.6317 | 0 | 10891.8912 | 53529.8598 | 12.4667 | 8.776% | 8.493% | 0 | 0 | 0 | 116.1711 | 0 | 0 | 0 | 0 | 0 | 0 | 0 | 116.1711 | 53646.0309 |  | 4429977 | 12.1098 | 12.0836 | 0.00096927 | 0.026224 | 2.1035e-06 | 0.00097137 | 0.00097137 | TRUE | 0.00076666 | 0.9933% | 0 |  |  |  | 0.00097137 | 53072.0427 | 12.1098
2006 | 11 | 67.0521 | 3.48% | 7611.8981 | 0 | 6912.6478 | 0 | 3710.3028 | 18234.8487 | 13.15 | 9.257% | 8.219% | 0 | 0 | 0 | 112.4236 | 0 | 0 | 0 | 0 | 0 | 0 | 0 | 112.4236 | 18347.2723 |  | 4443418 | 4.1291 | 4.1038 | 0.00031208 | 0.025301 | 1.924e-06 | 0.000314 | 0.000314 | TRUE | 0.00023427 | -12.35% | 0 |  |  |  | 0.000314 | 24510.9164 | 4.1291
2006 | 12 | 63.5961 | 3.301% | 7219.5706 | 0 | 6556.3607 | 0 | 3519.0688 | 17295.0001 | 13.4833 | 9.492% | 8.493% | 0 | 0 | 0 | 116.1711 | 0 | 0 | 0 | 0 | 0 | 0 | 0 | 116.1711 | 17411.1712 | 525362.8296 | 4457161 | 3.9063 | 3.8803 | 0.00028778 | 0.026064 | 1.933e-06 | 0.00028972 | 0.00028972 | TRUE | 0.00027187 | 51.72% | 0 | 0 |  |  | 0.00028972 | 10922.7504 | 3.9063
2007 | 1 | 45.6457 | 2.25% | 9533.7768 | 0 | 7785.2915 | 0 | 3819.2861 | 21138.3544 | 13.3 | 9.363% | 8.493% | 11323.1558 | 0 | 0 | 232.3422 | 0 | 0 | 0 | 0 | 0 | 0 | 0 | 11555.498 | 32693.8524 |  | 4465732 | 7.3211 | 4.7335 | 0.0003559 | 2.5876 | 0.00019456 | 0.00055045 | 0.00055045 | TRUE | 0.00041375 | 29.79% | 0 |  |  |  | 0.00055045 | 23915.3095 | 7.3211
2007 | 2 | 30.4047 | 1.499% | 6350.4847 | 0 | 5185.812 | 0 | 2544.0409 | 14080.3377 | 12.7333 | 8.964% | 7.671% | 10227.3665 | 0 | 0 | 209.8575 | 0 | 0 | 0 | 0 | 0 | 0 | 0 | 10437.224 | 24517.5616 |  | 4476835 | 5.4765 | 3.1452 | 0.000247 | 2.3314 | 0.00018309 | 0.00043009 | 0.00043009 | TRUE | 0.00032355 | -15.24% | 0 |  |  |  | 0.00043009 | 24907.6498 | 5.4765
2007 | 3 | 62.9041 | 3.1% | 13138.4689 | 0 | 10728.8866 | 0 | 5263.3466 | 29130.7021 | 12 | 8.448% | 8.493% | 11323.1558 | 0 | 0 | 232.3422 | 0 | 0 | 0 | 0 | 0 | 0 | 0 | 11555.498 | 40686.2001 |  | 4488392 | 9.0648 | 6.4902 | 0.00054085 | 2.5745 | 0.00021454 | 0.0007554 | 0.0007554 | TRUE | 0.00047481 | -3.933% | 0 |  |  |  | 0.0007554 | 39962.5311 | 9.0648
2007 | 4 | 101.9614 | 5.025% | 21296.1512 | 0 | 17390.4579 | 0 | 8531.3612 | 47217.9703 | 11.2 | 7.885% | 8.219% | 10957.8927 | 0 | 0 | 224.8473 | 0 | 0 | 0 | 0 | 0 | 0 | 0 | 11182.74 | 58400.7103 |  | 4493310 | 12.9973 | 10.5085 | 0.00093826 | 2.4888 | 0.00022221 | 0.0011605 | 0.0011605 | TRUE | 0.00044404 | -10.47% | 0 |  |  |  | 0.0011605 | 65231.0707 | 12.9973
2007 | 5 | 167.186 | 8.24% | 34919.2899 | 0 | 28515.1263 | 0 | 13988.8693 | 77423.2854 | 10.5333 | 7.415% | 8.493% | 11323.1558 | 0 | 0 | 232.3422 | 0 | 0 | 0 | 0 | 0 | 0 | 0 | 11555.498 | 88978.7834 |  | 4494060 | 19.7992 | 17.2279 | 0.0016356 | 2.5713 | 0.00024411 | 0.0018797 | 0.0018797 | TRUE | 0.00072337 | -18.92% | 0 |  |  |  | 0.0018797 | 102984.9626 | 19.7992
2007 | 6 | 252.06 | 12.42% | 52646.4893 | 0 | 42991.1746 | 0 | 21090.4878 | 116728.1517 | 10.2 | 7.181% | 8.219% | 10957.8927 | 0 | 0 | 224.8473 | 0 | 0 | 0 | 0 | 0 | 0 | 0 | 11182.74 | 127910.8917 |  | 4497400 | 28.4411 | 25.9546 | 0.0025446 | 2.4865 | 0.00024377 | 0.0027883 | 0.0027883 | TRUE | 0.0011086 | -8.386% | 0 |  |  |  | 0.0027883 | 144692.8435 | 28.4411
2007 | 7 | 317.6888 | 15.66% | 66354.0483 | 0 | 54184.7808 | 0 | 26581.8152 | 147120.6442 | 10.3667 | 7.298% | 8.493% | 11323.1558 | 0 | 0 | 232.3422 | 0 | 0 | 0 | 0 | 0 | 0 | 0 | 11555.498 | 158676.1422 |  | 4502735 | 35.2399 | 32.6736 | 0.0031518 | 2.5663 | 0.00024756 | 0.0033994 | 0.0033994 | TRUE | 0.0016087 | -3.235% | 0 |  |  |  | 0.0033994 | 160999.3843 | 35.2399
2007 | 8 | 363.9955 | 17.94% | 76025.8846 | 0 | 62082.8118 | 0 | 30456.4087 | 168565.1051 | 10.9333 | 7.697% | 8.493% | 11323.1558 | 0 | 0 | 232.3422 | 0 | 0 | 0 | 0 | 0 | 0 | 0 | 11555.498 | 180120.6031 |  | 4508215 | 39.9539 | 37.3907 | 0.0034199 | 2.5632 | 0.00023444 | 0.0036543 | 0.0036543 | TRUE | 0.001827 | 8.187% | 0 |  |  |  | 0.0036543 | 168022.3874 | 39.9539
2007 | 9 | 282.713 | 13.93% | 59048.8151 | 0 | 48219.3202 | 0 | 23655.2966 | 130923.4319 | 11.6833 | 8.225% | 8.219% | 10957.8927 | 0 | 0 | 224.8473 | 0 | 0 | 0 | 0 | 0 | 0 | 0 | 11182.74 | 142106.1719 |  | 4507674 | 31.5254 | 29.0446 | 0.002486 | 2.4808 | 0.00021234 | 0.0026983 | 0.0026983 | TRUE | 0.001287 | -1.301% | 0 |  |  |  | 0.0026983 | 152906.0336 | 31.5254
2007 | 10 | 252.2631 | 12.43% | 52688.9174 | 0 | 43025.8215 | 0 | 21107.4848 | 116822.2238 | 12.4667 | 8.776% | 8.493% | 11323.1558 | 0 | 0 | 232.3422 | 0 | 0 | 0 | 0 | 0 | 0 | 0 | 11555.498 | 128377.7218 |  | 4507737 | 28.4794 | 25.9159 | 0.0020788 | 2.5635 | 0.00020563 | 0.0022844 | 0.0022844 | TRUE | 0.0013131 | 20.01% | 0 |  |  |  | 0.0022844 | 106144.5283 | 28.4794
2007 | 11 | 74.9996 | 3.697% | 15664.7921 | 0 | 12791.8845 | 0 | 6275.4062 | 34732.0828 | 13.15 | 9.257% | 8.219% | 10957.8927 | 0 | 0 | 224.8473 | 0 | 0 | 0 | 0 | 0 | 0 | 0 | 11182.74 | 45914.8228 |  | 4507950 | 10.1853 | 7.7046 | 0.0005859 | 2.4807 | 0.00018864 | 0.00077455 | 0.00077455 | TRUE | 0.00046055 | -7.985% | 0 |  |  |  | 0.00077455 | 55297.6675 | 10.1853
2007 | 12 | 77.0727 | 3.799% | 16097.7881 | 0 | 13145.4695 | 0 | 6448.8669 | 35692.1246 | 13.4833 | 9.492% | 8.493% | 11323.1558 | 0 | 0 | 232.3422 | 0 | 0 | 0 | 0 | 0 | 0 | 0 | 11555.498 | 47247.6226 | 1075631.0839 | 4509032 | 10.4784 | 7.9157 | 0.00058707 | 2.5627 | 0.00019007 | 0.00077714 | 0.00077714 | TRUE | 0.00048742 | 42.07% | 0 | 0 |  |  | 0.00077714 | 30566.7156 | 10.4784
2008 | 1 | 29.2134 | 1.497% | 8639.5376 | 0 | 6916.5385 | 0 | 3285.1768 | 18841.2529 | 13.3 | 9.363% | 8.47% | 19160.2584 | 0 | 0 | 347.5611 | 0 | 0 | 0 | 0 | 0 | 113928.0029 | 0 | 133435.8224 | 152277.0753 |  | 4512537 | 33.7453 | 4.1753 | 0.00031393 | 29.57 | 0.0022233 | 0.0025372 | 0.0025372 | TRUE | 0.0019868 | -15.86% | 113928.0029 |  | 25.247 | 0.0018983 | 0.0025372 | 166053.033 | 33.7453
2008 | 2 | 59.2901 | 3.039% | 17534.3927 | 0 | 14037.4761 | 0 | 6667.438 | 38239.3068 | 12.7333 | 8.964% | 7.923% | 17924.1127 | 0 | 0 | 325.1378 | 0 | 0 | 0 | 0 | 0 | 110150.0618 | 0 | 128399.3122 | 166638.619 |  | 4519123 | 36.8741 | 8.4617 | 0.00066453 | 28.4124 | 0.0022313 | 0.0028959 | 0.0028959 | TRUE | 0.0024658 | -7.273% | 110150.0618 |  | 24.3742 | 0.0019142 | 0.0028959 | 159234.2563 | 36.8741
2008 | 3 | 65.6865 | 3.367% | 19426.0844 | 0 | 15551.9043 | 0 | 7386.7522 | 42364.7409 | 12 | 8.448% | 8.47% | 19160.2584 | 0 | 0 | 347.5611 | 0 | 0 | 0 | 0 | 0 | 118004.5235 | 0 | 137512.343 | 179877.0839 |  | 4519652 | 39.7989 | 9.3735 | 0.00078112 | 30.4254 | 0.0025355 | 0.0033166 | 0.0033166 | TRUE | 0.0025612 | -5.115% | 118004.5235 |  | 26.1092 | 0.0021758 | 0.0033166 | 187542.919 | 39.7989
2008 | 4 | 109.0609 | 5.59% | 32253.5684 | 0 | 25821.1793 | 0 | 12264.3921 | 70339.1398 | 11.2 | 7.885% | 8.197% | 18542.1855 | 0 | 0 | 336.3494 | 0 | 0 | 0 | 0 | 0 | 119282.5974 | 0 | 138161.1323 | 208500.2721 |  | 4518324 | 46.1455 | 15.5675 | 0.00139 | 30.578 | 0.0027302 | 0.0041201 | 0.0041201 | TRUE | 0.0029597 | -1.353% | 119282.5974 |  | 26.3997 | 0.0023571 | 0.0041201 | 221381.6763 | 46.1455
2008 | 5 | 237.1304 | 12.15% | 70128.7531 | 0 | 56142.8455 | 0 | 26666.399 | 152937.9976 | 10.5333 | 7.415% | 8.47% | 19160.2584 | 0 | 0 | 347.5611 | 0 | 0 | 0 | 0 | 0 | 137166.3997 | 0 | 156674.2191 | 309612.2168 |  | 4514164 | 68.5868 | 33.8796 | 0.0032164 | 34.7073 | 0.003295 | 0.0065114 | 0.0065114 | TRUE | 0.0046317 | 17.46% | 137166.3997 |  | 30.3858 | 0.0028847 | 0.0065114 | 267616.9524 | 68.5868
2008 | 6 | 279.1527 | 14.31% | 82556.4026 | 0 | 66092.0259 | 0 | 31392.0023 | 180040.4308 | 10.2 | 7.181% | 8.197% | 18542.1855 | 0 | 0 | 336.3494 | 0 | 0 | 0 | 0 | 0 | 138293.3655 | 0 | 157171.9005 | 337212.3313 |  | 4514262 | 74.6993 | 39.8826 | 0.0039101 | 34.8167 | 0.0034134 | 0.0073235 | 0.0073235 | TRUE | 0.0045351 | 12.44% | 138293.3655 |  | 30.6348 | 0.0030034 | 0.0073235 | 327794.1436 | 74.6993
2008 | 7 | 286.5963 | 14.69% | 84757.7633 | 0 | 67854.3651 | 0 | 32229.0678 | 184841.1962 | 10.3667 | 7.298% | 8.47% | 19160.2584 | 0 | 0 | 347.5611 | 0 | 0 | 0 | 0 | 0 | 142695.0886 | 0 | 162202.908 | 347044.1043 |  | 4509574 | 76.9572 | 40.9886 | 0.0039539 | 35.9686 | 0.0034696 | 0.0074235 | 0.0074235 | TRUE | 0.0040242 | 3.788% | 142695.0886 |  | 31.6427 | 0.0030524 | 0.0074235 | 345307.8664 | 76.9572
2008 | 8 | 325.1719 | 16.67% | 96166.0757 | 0 | 76987.4965 | 0 | 36567.0689 | 209720.641 | 10.9333 | 7.697% | 8.47% | 19160.2584 | 0 | 0 | 347.5611 | 0 | 0 | 0 | 0 | 0 | 147006.5908 | 0 | 166514.4102 | 376235.0513 |  | 4507318 | 83.472 | 46.5289 | 0.0042557 | 36.9431 | 0.0033789 | 0.0076346 | 0.0076346 | TRUE | 0.0039803 | 9.368% | 147006.5908 |  | 32.6151 | 0.0029831 | 0.0076346 | 359036.2648 | 83.472
2008 | 9 | 294.5502 | 15.1% | 87110.0261 | 0 | 69737.5117 | 0 | 33123.5137 | 189971.0516 | 11.6833 | 8.225% | 8.197% | 18542.1855 | 0 | 0 | 336.3494 | 0 | 0 | 0 | 0 | 0 | 140014.3 | 0 | 158892.8349 | 348863.8865 |  | 4503137 | 77.4713 | 42.1864 | 0.0036108 | 35.2849 | 0.0030201 | 0.0066309 | 0.0066309 | TRUE | 0.0039326 | 8.287% | 140014.3 |  | 31.0926 | 0.0026613 | 0.0066309 | 338792.9648 | 77.4713
2008 | 10 | 173.3139 | 8.884% | 51255.7008 | 0 | 41033.6811 | 0 | 19489.9369 | 111779.3188 | 12.4667 | 8.776% | 8.47% | 19160.2584 | 0 | 0 | 347.5611 | 0 | 0 | 0 | 0 | 0 | 130033.7753 | 0 | 149541.5947 | 261320.9135 |  | 4501918 | 58.0466 | 24.8293 | 0.0019917 | 33.2173 | 0.0026645 | 0.0046561 | 0.0046561 | TRUE | 0.0023717 | -7.094% | 130033.7753 |  | 28.8841 | 0.0023169 | 0.0046561 | 271848.1339 | 58.0466
2008 | 11 | 54.1445 | 2.775% | 16012.6591 | 0 | 12819.2247 | 0 | 6088.8001 | 34920.6839 | 13.15 | 9.257% | 8.197% | 18542.1855 | 0 | 0 | 336.3494 | 0 | 0 | 0 | 0 | 0 | 113144.7293 | 0 | 132023.2642 | 166943.9481 |  | 4498960 | 37.1072 | 7.7619 | 0.00059026 | 29.3453 | 0.0022316 | 0.0028218 | 0.0028218 | TRUE | 0.0020473 | -21.4% | 113144.7293 |  | 25.1491 | 0.0019125 | 0.0028218 | 208079.2052 | 37.1072
2008 | 12 | 37.5995 | 1.927% | 11119.6432 | 0 | 8902.0321 | 0 | 4228.2349 | 24249.9102 | 13.4833 | 9.492% | 8.47% | 19160.2584 | 0 | 0 | 347.5611 | 0 | 0 | 0 | 0 | 0 | 114865.3003 | 0 | 134373.1197 | 158623.03 | 3013148.532 | 4497793 | 35.2669 | 5.3915 | 0.00039987 | 29.8753 | 0.0022157 | 0.0026156 | 0.0026156 | TRUE | 0.0018384 | -18.16% | 114865.3003 | 1524584.735 | 25.5381 | 0.0018941 | 0.0026156 | 170636.9321 | 35.2669
2009 | 1 | 22.6657 | 1.065% | 7554.778 | 181.7885 | 5967.4435 | 0 | 2785.516 | 16489.5259 | 13.3 | 9.363% | 8.493% | 25209.251 | 0 | 0 | 464.6844 | 2901.5042 | 0 | 0 | 0 | 0 | 136820.7532 | 0 | 165396.1927 | 181885.7186 |  | 4497781 | 40.439 | 3.6661 | 0.00027565 | 36.7728 | 0.0027649 | 0.0030405 | 0.0030405 | TRUE | 0.00050328 | -18.84% | 136820.7532 |  | 30.4196 | 0.0022872 | 0.0030405 | 211653.902 | 40.439
2009 | 2 | 19.4076 | 0.9119% | 6468.8128 | 155.6573 | 5109.6504 | 0 | 2385.1106 | 14119.2311 | 12.7333 | 8.964% | 7.671% | 22769.646 | 0 | 0 | 419.7149 | 2620.7134 | 0 | 0 | 0 | 0 | 123448.0242 | 0 | 149258.0986 | 163377.3297 |  | 4502684 | 36.2844 | 3.1357 | 0.00024626 | 33.1487 | 0.0026033 | 0.0028496 | 0.0028496 | TRUE | -4.6309e-05 | -26.61% | 123448.0242 |  | 27.4165 | 0.0021531 | 0.0028496 | 196612.4271 | 36.2844
2009 | 3 | 58.1101 | 2.73% | 19368.8529 | 466.0674 | 15299.263 | 0 | 7141.4738 | 42275.657 | 12 | 8.448% | 8.493% | 25209.251 | 0 | 0 | 464.6844 | 2901.5042 | 0 | 0 | 0 | 0 | 141215.7174 | 0 | 169791.1569 | 212066.8139 |  | 4502987 | 47.0947 | 9.3884 | 0.00078236 | 37.7063 | 0.0031422 | 0.0039246 | 0.0039246 | TRUE | 0.00060798 | -9.691% | 141215.7174 |  | 31.3605 | 0.0026134 | 0.0039246 | 238059.3362 | 47.0947
2009 | 4 | 123.0682 | 5.782% | 41020.2159 | 987.0581 | 32401.4579 | 0 | 15124.53 | 89533.262 | 11.2 | 7.885% | 8.219% | 24396.0493 | 0 | 0 | 449.6946 | 2807.9073 | 0 | 0 | 0 | 0 | 144947.3469 | 0 | 172600.998 | 262134.26 |  | 4502465 | 58.2202 | 19.8854 | 0.0017755 | 38.3348 | 0.0034227 | 0.0051982 | 0.0051982 | TRUE | 0.0010781 | 0.1575% | 144947.3469 |  | 32.1929 | 0.0028744 | 0.0051982 | 279638.2946 | 58.2202
2009 | 5 | 205.559 | 9.658% | 68515.4588 | 1648.6686 | 54119.675 | 0 | 25262.2784 | 149546.0808 | 10.5333 | 7.415% | 8.493% | 25209.251 | 0 | 0 | 464.6844 | 2901.5042 | 0 | 0 | 0 | 0 | 159498.7886 | 0 | 188074.228 | 337620.3088 |  | 4499097 | 75.0418 | 33.2391 | 0.0031556 | 41.8027 | 0.0039686 | 0.0071242 | 0.0071242 | TRUE | 0.00061281 | 3.545% | 159498.7886 |  | 35.4513 | 0.0033656 | 0.0071242 | 336203.5729 | 75.0418
2009 | 6 | 286.285 | 13.45% | 95422.4575 | 2296.1243 | 75373.2439 | 0 | 35183.1357 | 208274.9614 | 10.2 | 7.181% | 8.219% | 24396.0493 | 0 | 0 | 449.6946 | 2807.9073 | 0 | 0 | 0 | 0 | 165185.5716 | 0 | 192839.2227 | 401114.1841 |  | 4497918 | 89.1777 | 46.3047 | 0.0045397 | 42.873 | 0.0042032 | 0.0087429 | 0.0087429 | TRUE | 0.0014195 | 8.176% | 165185.5716 |  | 36.7249 | 0.0036005 | 0.0087429 | 410391.31 | 89.1777
2009 | 7 | 333.191 | 15.66% | 111056.8254 | 2672.3297 | 87722.6746 | 0 | 40947.6707 | 242399.5004 | 10.3667 | 7.298% | 8.493% | 25209.251 | 0 | 0 | 464.6844 | 2901.5042 | 0 | 0 | 0 | 0 | 175324.639 | 0 | 203900.0785 | 446299.5789 |  | 4498393 | 99.2131 | 53.8858 | 0.005198 | 45.3273 | 0.0043724 | 0.0095704 | 0.0095704 | TRUE | 0.0021469 | 8.011% | 175324.639 |  | 38.9749 | 0.0037596 | 0.0095704 | 431665.3315 | 99.2131
2009 | 8 | 358.8972 | 16.86% | 119625.0284 | 2878.504 | 94490.6123 | 0 | 44106.8457 | 261100.9905 | 10.9333 | 7.697% | 8.493% | 25209.251 | 0 | 0 | 464.6844 | 2901.5042 | 0 | 0 | 0 | 0 | 178512.1035 | 0 | 207087.543 | 468188.5336 |  | 4498960 | 104.0659 | 58.0359 | 0.0053082 | 46.0301 | 0.0042101 | 0.0095182 | 0.0095182 | TRUE | 0.0018836 | 10.17% | 178512.1035 |  | 39.6785 | 0.0036291 | 0.0095182 | 448779.6835 | 104.0659
2009 | 9 | 293.1795 | 13.78% | 97720.4891 | 2351.4212 | 77188.436 | 0 | 36030.4411 | 213290.7873 | 11.6833 | 8.225% | 8.219% | 24396.0493 | 0 | 0 | 449.6946 | 2807.9073 | 0 | 0 | 0 | 0 | 166040.4643 | 0 | 193694.1154 | 406984.9027 |  | 4495923 | 90.5231 | 47.4409 | 0.0040606 | 43.0822 | 0.0036875 | 0.0077481 | 0.0077481 | TRUE | 0.0011171 | 2.251% | 166040.4643 |  | 36.9313 | 0.003161 | 0.0077481 | 424214.9914 | 90.5231
2009 | 10 | 264.3669 | 12.42% | 88116.8778 | 2120.3321 | 69602.6396 | 0 | 32489.5015 | 192329.3509 | 12.4667 | 8.776% | 8.493% | 25209.251 | 0 | 0 | 464.6844 | 2901.5042 | 0 | 0 | 0 | 0 | 166790.7293 | 0 | 195366.1688 | 387695.5197 |  | 4495215 | 86.2463 | 42.7854 | 0.003432 | 43.4609 | 0.0034862 | 0.0069181 | 0.0069181 | TRUE | 0.002262 | 11.53% | 166790.7293 |  | 37.1041 | 0.0029763 | 0.0069181 | 341701.8604 | 86.2463
2009 | 11 | 100.3051 | 4.713% | 33432.9849 | 804.4887 | 26408.38 | 0 | 12327.0483 | 72972.9019 | 13.15 | 9.257% | 8.219% | 24396.0493 | 0 | 0 | 449.6946 | 2807.9073 | 0 | 0 | 0 | 0 | 142124.8145 | 0 | 169778.4656 | 242751.3676 |  | 4498782 | 53.9594 | 16.2206 | 0.0012335 | 37.7388 | 0.0028699 | 0.0041034 | 0.0041034 | TRUE | 0.0012815 | -7.627% | 142124.8145 |  | 31.5918 | 0.0024024 | 0.0041034 | 263250.2787 | 53.9594
2009 | 12 | 63.2927 | 2.974% | 21096.2535 | 507.6333 | 16663.7195 | 0 | 7778.3823 | 46045.9886 | 13.4833 | 9.492% | 8.493% | 25209.251 | 0 | 0 | 464.6844 | 2901.5042 | 0 | 0 | 0 | 0 | 141858.3292 | 0 | 170433.7687 | 216479.7572 | 3726598.2747 | 4498596 | 48.1216 | 10.2356 | 0.00075913 | 37.886 | 0.0028098 | 0.003569 | 0.003569 | TRUE | 0.00095338 | -9.751% | 141858.3292 | 1841767.2816 | 31.5339 | 0.0023387 | 0.003569 | 217032.3541 | 48.1216
2010 | 1 | 19.0337 | 0.9334% | 7925.3544 | 254.3174 | 6496.2188 | 6.626 | 2891.8059 | 17574.3225 | 13.3 | 9.363% | 8.493% | 32751.9212 | 0 | 629.0201 | 580.8555 | 5891.608 | 0 | 0 | 0 | 0 | 158663.4274 | 0 | 198516.8322 | 216091.1547 |  | 4502130 | 47.9975 | 3.9036 | 0.0002935 | 44.094 | 0.0033153 | 0.0036088 | 0.0036088 | TRUE | 0.00056831 | -19.56% | 158663.4274 |  | 35.2419 | 0.0026498 | 0.0036088 | 252377.3089 | 47.9975
2010 | 2 | 7.1721 | 0.3517% | 2986.3616 | 95.8296 | 2447.8475 | 2.4968 | 1089.6646 | 6622.2001 | 12.7333 | 8.964% | 7.671% | 29582.3805 | 0 | 568.1472 | 524.6436 | 5321.4524 | 0 | 0 | 0 | 0 | 141797.7662 | 0 | 177794.3899 | 184416.59 |  | 4510659 | 40.8846 | 1.4681 | 0.0001153 | 39.4165 | 0.0030955 | 0.0032108 | 0.0032108 | TRUE | 0.00036127 | -30.95% | 141797.7662 |  | 31.4362 | 0.0024688 | 0.0032108 | 234507.3276 | 40.8846
2010 | 3 | 15.3939 | 0.7549% | 6409.8079 | 205.6849 | 5253.9625 | 5.3589 | 2338.8128 | 14213.627 | 12 | 8.448% | 8.493% | 32751.9212 | 0 | 629.0201 | 580.8555 | 5891.608 | 0 | 0 | 0 | 0 | 158114.4859 | 0 | 197967.8907 | 212181.5176 |  | 4516712 | 46.977 | 3.1469 | 0.00026224 | 43.8301 | 0.0036525 | 0.0039147 | 0.0039147 | TRUE | -9.8093e-06 | -24.85% | 158114.4859 |  | 35.0065 | 0.0029172 | 0.0039147 | 284181.4463 | 46.977
2010 | 4 | 89.0758 | 4.368% | 37089.9272 | 1190.1819 | 30401.7047 | 31.0091 | 13533.3849 | 82246.2078 | 11.2 | 7.885% | 8.219% | 31695.4076 | 0 | 608.7291 | 562.1182 | 5701.5561 | 0 | 0 | 0 | 0 | 164201.4658 | 0 | 202769.2768 | 285015.4846 |  | 4520229 | 63.0533 | 18.1951 | 0.0016246 | 44.8582 | 0.0040052 | 0.0056298 | 0.0056298 | TRUE | 0.00043153 | -9.649% | 164201.4658 |  | 36.3259 | 0.0032434 | 0.0056298 | 334261.3993 | 63.0533
2010 | 5 | 255.1955 | 12.51% | 106259.9063 | 3409.7833 | 87098.642 | 88.8389 | 38772.1499 | 235629.3203 | 10.5333 | 7.415% | 8.493% | 32751.9212 | 0 | 629.0201 | 580.8555 | 5891.608 | 0 | 0 | 0 | 0 | 194280.8917 | 0 | 234134.2965 | 469763.6169 |  | 4521728 | 103.8903 | 52.1105 | 0.0049472 | 51.7798 | 0.0049158 | 0.009863 | 0.009863 | TRUE | 0.0027388 | 19.22% | 194280.8917 |  | 42.9661 | 0.0040791 | 0.009863 | 402473.9512 | 103.8903
2010 | 6 | 357.7628 | 17.54% | 148967.5475 | 4780.2324 | 122105.0492 | 124.5447 | 54355.3281 | 330332.702 | 10.2 | 7.181% | 8.219% | 31695.4076 | 0 | 608.7291 | 562.1182 | 5701.5561 | 0 | 0 | 0 | 0 | 204724.3244 | 0 | 243292.1355 | 573624.8375 |  | 4521918 | 126.8543 | 73.0515 | 0.0071619 | 53.8029 | 0.0052748 | 0.012437 | 0.012437 | TRUE | 0.0036938 | 27.87% | 204724.3244 |  | 45.2738 | 0.0044386 | 0.012437 | 491747.4238 | 126.8543
2010 | 7 | 367.3022 | 18.01% | 152939.6336 | 4907.693 | 125360.8709 | 127.8656 | 55804.6642 | 339140.7273 | 10.3667 | 7.298% | 8.493% | 32751.9212 | 0 | 629.0201 | 580.8555 | 5891.608 | 0 | 0 | 0 | 0 | 211188.6163 | 0 | 251042.0211 | 590182.7484 |  | 4522790 | 130.4909 | 74.9848 | 0.0072333 | 55.506 | 0.0053543 | 0.012588 | 0.012588 | TRUE | 0.0030171 | 18.02% | 211188.6163 |  | 46.6943 | 0.0045043 | 0.012588 | 517453.2717 | 130.4909
2010 | 8 | 354.6581 | 17.39% | 147674.7948 | 4738.7492 | 121045.4116 | 123.4639 | 53883.6281 | 327466.0475 | 10.9333 | 7.697% | 8.493% | 32751.9212 | 0 | 629.0201 | 580.8555 | 5891.608 | 0 | 0 | 0 | 0 | 209281.6548 | 0 | 249135.0596 | 576601.1071 |  | 4526766 | 127.3759 | 72.34 | 0.0066165 | 55.036 | 0.0050338 | 0.01165 | 0.01165 | TRUE | 0.002132 | 12.15% | 209281.6548 |  | 46.232 | 0.0042285 | 0.01165 | 537984.4633 | 127.3759
2010 | 9 | 310.2075 | 15.21% | 129166.1808 | 4144.8247 | 105874.3541 | 107.9897 | 47130.1989 | 286423.5481 | 11.6833 | 8.225% | 8.219% | 31695.4076 | 0 | 608.7291 | 562.1182 | 5701.5561 | 0 | 0 | 0 | 0 | 197552.1305 | 0 | 236119.9416 | 522543.4897 |  | 4524923 | 115.4812 | 63.2991 | 0.0054179 | 52.1821 | 0.0044664 | 0.0098843 | 0.0098843 | TRUE | 0.0021362 | 8.648% | 197552.1305 |  | 43.6587 | 0.0037368 | 0.0098843 | 508025.2215 | 115.4812
2010 | 10 | 181.6475 | 8.908% | 75635.5271 | 2427.0749 | 61996.5886 | 63.2353 | 27597.9162 | 167720.3421 | 12.4667 | 8.776% | 8.493% | 32751.9212 | 0 | 629.0201 | 580.8555 | 5891.608 | 0 | 0 | 0 | 0 | 183188.5268 | 0 | 223041.9316 | 390762.2737 |  | 4524001 | 86.3754 | 37.0735 | 0.0029738 | 49.3019 | 0.0039547 | 0.0069285 | 0.0069285 | TRUE | 1.0356e-05 | -6.795% | 183188.5268 |  | 40.4926 | 0.0032481 | 0.0069285 | 408735.9238 | 86.3754
2010 | 11 | 78.0392 | 3.827% | 32494.4422 | 1042.7169 | 26634.8982 | 27.1671 | 11856.5828 | 72055.8072 | 13.15 | 9.257% | 8.219% | 31695.4076 | 0 | 608.7291 | 562.1182 | 5701.5561 | 0 | 0 | 0 | 0 | 162536.9489 | 0 | 201104.7599 | 273160.5671 |  | 4525048 | 60.3663 | 15.9238 | 0.0012109 | 44.4426 | 0.0033797 | 0.0045906 | 0.0045906 | TRUE | 0.00048722 | -13.49% | 162536.9489 |  | 35.9194 | 0.0027315 | 0.0045906 | 314574.2954 | 60.3663
2010 | 12 | 3.7391 | 0.1834% | 1556.9263 | 49.9603 | 1276.1744 | 1.3017 | 568.0918 | 3452.4545 | 13.4833 | 9.492% | 8.493% | 32751.9212 | 0 | 629.0201 | 580.8555 | 5891.608 | 0 | 0 | 0 | 0 | 156356.7381 | 0 | 196210.1429 | 199662.5974 | 4494005.9847 | 4527028 | 44.1046 | 0.76263 | 5.6561e-05 | 43.3419 | 0.0032145 | 0.003271 | 0.003271 | TRUE | -0.00029793 | -30.6% | 156356.7381 | 2141886.9769 | 34.5385 | 0.0025616 | 0.003271 | 258947.5558 | 44.1046
2011 | 1 | 13.4917 | 0.6247% | 6318.6457 | 230.5158 | 5269.0654 | 9.2403 | 2263.2214 | 14090.6886 | 13.3 | 9.363% | 8.493% | 41360.554 | 0 | 1310.2888 | 673.4534 | 9083.0592 | 0 | 0 | 0 | 0 | 178004.9892 | 0 | 230432.3446 | 244523.0332 |  | 4533029 | 53.9425 | 3.1084 | 0.00023372 | 50.8341 | 0.0038221 | 0.0040558 | 0.0040558 | TRUE | 0.00044699 | -21.83% | 178004.9892 |  | 39.2684 | 0.0029525 | 0.0040558 | 291644.6634 | 53.9425
2011 | 2 | 42.2322 | 1.956% | 19778.8772 | 721.5696 | 16493.4391 | 28.9244 | 7084.4261 | 44107.2363 | 12.7333 | 8.964% | 7.671% | 37357.9198 | 0 | 1183.4867 | 608.2805 | 8204.0535 | 0 | 0 | 0 | 0 | 165619.2056 | 0 | 212972.946 | 257080.1824 |  | 4539389 | 56.6332 | 9.7166 | 0.00076308 | 46.9167 | 0.0036846 | 0.0044476 | 0.0044476 | TRUE | 0.0012368 | -17.46% | 165619.2056 |  | 36.4849 | 0.0028653 | 0.0044476 | 271269.7837 | 56.6332
2011 | 3 | 79.0057 | 3.658% | 37001.2401 | 1349.873 | 30855.0225 | 54.1102 | 13253.1563 | 82513.402 | 12 | 8.448% | 8.493% | 41360.554 | 0 | 1310.2888 | 673.4534 | 9083.0592 | 0 | 0 | 0 | 0 | 188559.4449 | 0 | 240986.8003 | 323500.2023 |  | 4546574 | 71.1525 | 18.1485 | 0.0015124 | 53.004 | 0.004417 | 0.0059294 | 0.0059294 | TRUE | 0.0020146 | -2.078% | 188559.4449 |  | 41.4729 | 0.0034561 | 0.0059294 | 329734.1285 | 71.1525
2011 | 4 | 190.3724 | 8.815% | 89158.3526 | 3252.6599 | 74348.3993 | 130.3841 | 31934.8643 | 198824.6602 | 11.2 | 7.885% | 8.219% | 40026.3426 | 0 | 1268.0214 | 651.7291 | 8790.0573 | 0 | 0 | 0 | 0 | 200828.9029 | 0 | 251565.0533 | 450389.7136 |  | 4550254 | 98.9812 | 43.6953 | 0.0039014 | 55.2859 | 0.0049362 | 0.0088376 | 0.0088376 | FALSE | 0.0032078 | 21.49% | 200828.9029 |  | 44.1358 | 0.0039407 | 0.0088376 | 389711.1876 | 98.9812
2011 | 5 | 242.3065 | 11.22% | 113480.9763 | 4139.9937 | 94630.8303 | 165.9532 | 40646.7759 | 253064.5294 | 10.5333 | 7.415% | 8.493% | 41360.554 | 0 | 1310.2888 | 673.4534 | 9083.0592 | 0 | 0 | 0 | 0 | 214867.5849 | 0 | 267294.9403 | 520359.4697 |  | 4549811 | 114.3695 | 55.6209 | 0.0052805 | 58.7486 | 0.0055774 | 0.010858 | 0.010858 | TRUE | 0.00099486 | 11.8% | 214867.5849 |  | 47.2256 | 0.0044834 | 0.010858 | 471746.5459 | 114.3695
2011 | 6 | 304.5579 | 14.1% | 142635.5847 | 5203.6072 | 118942.6127 | 208.5886 | 51089.4146 | 318079.8077 | 10.2 | 7.181% | 8.219% | 40026.3426 | 0 | 1268.0214 | 651.7291 | 8790.0573 | 0 | 0 | 0 | 0 | 219224.4489 | 0 | 269960.5994 | 588040.4071 |  | 4549338 | 129.2585 | 69.9178 | 0.0068547 | 59.3406 | 0.0058177 | 0.012672 | 0.012672 | TRUE | 0.0002357 | 10.72% | 219224.4489 |  | 48.1882 | 0.0047243 | 0.012672 | 578320.5617 | 129.2585
2011 | 7 | 355.8131 | 16.48% | 166640.2511 | 6079.3414 | 138959.9018 | 243.6927 | 59687.4398 | 371610.6267 | 10.3667 | 7.298% | 8.493% | 41360.554 | 0 | 1310.2888 | 673.4534 | 9083.0592 | 0 | 0 | 0 | 0 | 233153.7573 | 0 | 285581.1127 | 657191.7394 |  | 4549687 | 144.4477 | 81.6783 | 0.0078789 | 62.7694 | 0.0060549 | 0.013934 | 0.013934 | TRUE | 0.0013463 | 10.9% | 233153.7573 |  | 51.2461 | 0.0049434 | 0.013934 | 609448.7817 | 144.4477
2011 | 8 | 342.3826 | 15.85% | 160350.2511 | 5849.8707 | 133714.7238 | 234.4943 | 57434.4787 | 357583.8187 | 10.9333 | 7.697% | 8.493% | 41360.554 | 0 | 1310.2888 | 673.4534 | 9083.0592 | 0 | 0 | 0 | 0 | 230990.0704 | 0 | 283417.4259 | 641001.2445 |  | 4550328 | 140.8692 | 78.5842 | 0.0071876 | 62.2851 | 0.0056968 | 0.012884 | 0.012884 | TRUE | 0.0012341 | 5.262% | 230990.0704 |  | 50.7634 | 0.004643 | 0.012884 | 633695.2473 | 140.8692
2011 | 9 | 298.6535 | 13.83% | 139870.3203 | 5102.7253 | 116636.682 | 204.5447 | 50098.9483 | 311913.2206 | 11.6833 | 8.225% | 8.219% | 40026.3426 | 0 | 1268.0214 | 651.7291 | 8790.0573 | 0 | 0 | 0 | 0 | 218273.2301 | 0 | 269009.3806 | 580922.6012 |  | 4545995 | 127.7878 | 68.6128 | 0.0058727 | 59.175 | 0.0050649 | 0.010938 | 0.010938 | TRUE | 0.0010533 | 2.173% | 218273.2301 |  | 48.0144 | 0.0041096 | 0.010938 | 597815.2772 | 127.7878
2011 | 10 | 161.5192 | 7.479% | 75645.3354 | 2759.6803 | 63080.0081 | 110.6228 | 27094.7527 | 168690.3993 | 12.4667 | 8.776% | 8.493% | 41360.554 | 0 | 1310.2888 | 673.4534 | 9083.0592 | 0 | 0 | 0 | 0 | 201852.5643 | 0 | 254279.9198 | 422970.3191 |  | 4546841 | 93.0251 | 37.1006 | 0.002976 | 55.9245 | 0.0044859 | 0.0074619 | 0.0074619 | TRUE | 0.0005334 | -14.38% | 201852.5643 |  | 44.394 | 0.003561 | 0.0074619 | 479246.0478 | 93.0251
2011 | 11 | 81.3882 | 3.769% | 38117.0528 | 1390.5799 | 31785.4893 | 55.7419 | 13652.8196 | 85001.6834 | 13.15 | 9.257% | 8.219% | 40026.3426 | 0 | 1268.0214 | 651.7291 | 8790.0573 | 0 | 0 | 0 | 0 | 183271.2892 | 0 | 234007.4397 | 319009.1231 |  | 4549257 | 70.1233 | 18.6847 | 0.0014209 | 51.4386 | 0.0039117 | 0.0053326 | 0.0053326 | TRUE | 0.00074198 | -13.64% | 183271.2892 |  | 40.286 | 0.0030636 | 0.0053326 | 366133.398 | 70.1233
2011 | 12 | 47.9216 | 2.219% | 22443.4496 | 818.7781 | 18715.4036 | 32.821 | 8038.8264 | 50049.2786 | 13.4833 | 9.492% | 8.493% | 41360.554 | 0 | 1310.2888 | 673.4534 | 9083.0592 | 0 | 0 | 0 | 0 | 183551.7342 | 0 | 235979.0896 | 286028.3683 | 5291016.4039 | 4554107 | 62.8067 | 10.9899 | 0.00081507 | 51.8168 | 0.003843 | 0.0046581 | 0.0046581 | TRUE | 0.0013871 | -14.75% | 183551.7342 | 2418197.222 | 40.3047 | 0.0029892 | 0.0046581 | 299855.5881 | 62.8067
2012 | 1 | 27.1113 | 1.383% | 16262.367 | 718.8234 | 13689.8615 | 31.0137 | 5731.1028 | 36433.1684 | 13.3 | 9.363% | 8.47% | 49716.6736 | 0 | 1982.1682 | 763.9583 | 12219.0653 | 0 | 0 | 0 | 160.7861 | 198793.8881 | 0 | 263636.5395 | 300069.708 |  | 4560015 | 65.8045 | 7.9897 | 0.00060073 | 57.8148 | 0.004347 | 0.0049477 | 0.0049477 | TRUE | 0.00089188 | -15.41% | 198793.8881 |  | 43.595 | 0.0032778 | 0.0049477 | 329688.5421 | 65.8045
2012 | 2 | 50.0639 | 2.555% | 30030.1145 | 1327.3804 | 25279.7215 | 57.27 | 10583.0641 | 67277.5506 | 12.7333 | 8.964% | 7.923% | 46509.1462 | 0 | 1854.2864 | 714.6706 | 11430.7385 | 0 | 0 | 0 | 150.4128 | 190818.0929 | 0 | 251477.3475 | 318754.8982 |  | 4565707 | 69.815 | 14.7354 | 0.0011572 | 55.0796 | 0.0043256 | 0.0054829 | 0.0054829 | TRUE | 0.0010352 | -9.878% | 190818.0929 |  | 41.7938 | 0.0032822 | 0.0054829 | 316523.4708 | 69.815
2012 | 3 | 89.2382 | 4.554% | 53528.2994 | 2366.0388 | 45060.7839 | 102.0831 | 18864.178 | 119921.3832 | 12 | 8.448% | 8.47% | 49716.6736 | 0 | 1982.1682 | 763.9583 | 12219.0653 | 0 | 0 | 0 | 160.7861 | 210991.1158 | 0 | 275833.7672 | 395755.1504 |  | 4573930 | 86.5241 | 26.2185 | 0.0021849 | 60.3056 | 0.0050255 | 0.0072103 | 0.0072103 | TRUE | 0.001281 | 5.131% | 210991.1158 |  | 46.1291 | 0.0038441 | 0.0072103 | 374414.9147 | 86.5241
2012 | 4 | 106.4532 | 5.432% | 63854.4623 | 2822.4722 | 53753.4754 | 121.776 | 22503.2731 | 143055.459 | 11.2 | 7.885% | 8.197% | 48112.9099 | 0 | 1918.2273 | 739.3144 | 11824.9019 | 0 | 0 | 0 | 155.5995 | 208129.8876 | 0 | 270880.8406 | 413936.2996 |  | 4577038 | 90.4376 | 31.255 | 0.0027906 | 59.1826 | 0.0052842 | 0.0080748 | 0.0080748 | TRUE | -0.00076282 | -2.45% | 208129.8876 |  | 45.4726 | 0.0040601 | 0.0080748 | 444842.6901 | 90.4376
2012 | 5 | 202.0526 | 10.31% | 121198.4479 | 5357.1706 | 102026.3512 | 231.1359 | 42712.1564 | 271525.2621 | 10.5333 | 7.415% | 8.47% | 49716.6736 | 0 | 1982.1682 | 763.9583 | 12219.0653 | 0 | 0 | 0 | 160.7861 | 233139.7152 | 0 | 297982.3667 | 569507.6288 |  | 4576751 | 124.4349 | 59.3271 | 0.0056323 | 65.1078 | 0.0061811 | 0.011813 | 0.011813 | TRUE | 0.00095558 | 6.342% | 233139.7152 |  | 50.94 | 0.0048361 | 0.011813 | 541584.3765 | 124.4349
2012 | 6 | 276.4557 | 14.11% | 165828.1085 | 7329.875 | 139596.151 | 316.2485 | 58440.3202 | 371510.7033 | 10.2 | 7.181% | 8.197% | 48112.9099 | 0 | 1918.2273 | 739.3144 | 11824.9019 | 0 | 0 | 0 | 155.5995 | 241506.1029 | 0 | 304257.0559 | 675767.7592 |  | 4575347 | 147.6976 | 81.1984 | 0.0079606 | 66.4992 | 0.0065195 | 0.01448 | 0.01448 | TRUE | 0.0018078 | 10.32% | 241506.1029 |  | 52.7842 | 0.0051749 | 0.01448 | 666316.3475 | 147.6976
2012 | 7 | 321.708 | 16.42% | 192972.0689 | 8529.6827 | 162446.2723 | 368.0144 | 68006.2602 | 432322.2985 | 10.3667 | 7.298% | 8.47% | 49716.6736 | 0 | 1982.1682 | 763.9583 | 12219.0653 | 0 | 0 | 0 | 160.7861 | 256631.3909 | 0 | 321474.0424 | 753796.3409 |  | 4577123 | 164.6878 | 94.4528 | 0.0091112 | 70.235 | 0.0067751 | 0.015886 | 0.015886 | TRUE | 0.0019524 | 10.17% | 256631.3909 |  | 56.0683 | 0.0054085 | 0.015886 | 703280.5697 | 164.6878
2012 | 8 | 322.4072 | 16.45% | 193391.4709 | 8548.2209 | 162799.3301 | 368.8142 | 68154.0638 | 433261.8999 | 10.9333 | 7.697% | 8.47% | 49716.6736 | 0 | 1982.1682 | 763.9583 | 12219.0653 | 0 | 0 | 0 | 160.7861 | 256768.6622 | 0 | 321611.3137 | 754873.2136 |  | 4579585 | 164.8344 | 94.6072 | 0.0086531 | 70.2272 | 0.0064232 | 0.015076 | 0.015076 | TRUE | 0.0021919 | 7.419% | 256768.6622 |  | 56.0681 | 0.0051282 | 0.015076 | 731339.8078 | 164.8344
2012 | 9 | 274.5068 | 14.01% | 164659.0813 | 7278.2021 | 138612.0495 | 314.0191 | 58028.3374 | 368891.6894 | 11.6833 | 8.225% | 8.197% | 48112.9099 | 0 | 1918.2273 | 739.3144 | 11824.9019 | 0 | 0 | 0 | 155.5995 | 241123.4775 | 0 | 303874.4306 | 672766.12 |  | 4578976 | 146.925 | 80.562 | 0.0068955 | 66.363 | 0.0056801 | 0.012576 | 0.012576 | TRUE | 0.001638 | 2.732% | 241123.4775 |  | 52.6588 | 0.0045072 | 0.012576 | 689207.9242 | 146.925
2012 | 10 | 198.7183 | 10.14% | 119198.3957 | 5268.765 | 100342.6825 | 227.3216 | 42007.3079 | 267044.4728 | 12.4667 | 8.776% | 8.47% | 49716.6736 | 0 | 1982.1682 | 763.9583 | 12219.0653 | 0 | 0 | 0 | 160.7861 | 232485.0934 | 0 | 297327.7449 | 564372.2177 |  | 4580752 | 123.2051 | 58.2971 | 0.0046762 | 64.9081 | 0.0052065 | 0.0098828 | 0.0098828 | TRUE | 0.0024209 | -0.4707% | 232485.0934 |  | 50.7526 | 0.0040711 | 0.0098828 | 550390.6309 | 123.2051
2012 | 11 | 39.0518 | 1.993% | 23424.6791 | 1035.4093 | 19719.1844 | 44.6729 | 8255.2093 | 52479.155 | 13.15 | 9.257% | 8.197% | 48112.9099 | 0 | 1918.2273 | 739.3144 | 11824.9019 | 0 | 0 | 0 | 155.5995 | 194897.124 | 0 | 257648.0771 | 310127.2321 |  | 4584041 | 67.6537 | 11.4482 | 0.00087059 | 56.2054 | 0.0042742 | 0.0051448 | 0.0051448 | TRUE | -0.00018781 | -26.33% | 194897.124 |  | 42.5164 | 0.0032332 | 0.0051448 | 417156.5832 | 67.6537
2012 | 12 | 52.0025 | 2.654% | 31192.967 | 1378.7804 | 26258.6251 | 59.4877 | 10992.8709 | 69882.7311 | 13.4833 | 9.492% | 8.47% | 49716.6736 | 0 | 1982.1682 | 763.9583 | 12219.0653 | 0 | 0 | 0 | 160.7861 | 203680.7087 | 0 | 268523.3602 | 338406.0913 | 6068132.6597 | 4588119 | 73.757 | 15.2312 | 0.0011296 | 58.5258 | 0.0043406 | 0.0054702 | 0.0054702 | TRUE | 0.00081214 | -11.19% | 203680.7087 | 2668965.2592 | 44.3931 | 0.0032924 | 0.0054702 | 339742.2397 | 73.757
2013 | 1 | 50.5387 | 2.527% | 34139.9439 | 1834.7579 | 28847.2105 | 76.6703 | 11835.0704 | 76733.653 | 13.3 | 9.363% | 8.493% | 58877.8639 | 77.5956 | 2683.0391 | 858.6492 | 15522.6364 | 0 | 0 | 0 | 727.7088 | 222083.6753 | 24123.5035 | 324954.6717 | 401688.3247 |  | 4594969 | 87.4192 | 16.6995 | 0.0012556 | 70.7197 | 0.0053173 | 0.0065729 | 0.0065729 | TRUE | 0.0016252 | -5.954% | 222083.6753 |  | 48.3319 | 0.003634 | 0.0065729 | 396478.0622 | 87.4192
2013 | 2 | 44.9954 | 2.25% | 30395.3286 | 1633.5138 | 25683.1249 | 68.2608 | 10536.9492 | 68317.1773 | 12.7333 | 8.964% | 7.671% | 53180.0061 | 70.0863 | 2423.3901 | 775.5541 | 14020.4458 | 0 | 0 | 0 | 657.2059 | 200454.5975 | 21773.0708 | 293354.3566 | 361671.5339 |  | 4599265 | 78.6368 | 14.8539 | 0.0011665 | 63.7829 | 0.0050091 | 0.0061757 | 0.0061757 | TRUE | 0.00069281 | -14.95% | 200454.5975 |  | 43.5841 | 0.0034228 | 0.0061757 | 368846.9631 | 78.6368
2013 | 3 | 28.5589 | 1.428% | 19292.1569 | 1036.8042 | 16301.2838 | 43.3256 | 6687.8855 | 43361.456 | 12 | 8.448% | 8.493% | 58877.8639 | 77.5956 | 2683.0391 | 858.6492 | 15522.6364 | 0 | 0 | 0 | 725.0319 | 217464.7996 | 23587.8685 | 319797.4841 | 363158.9402 |  | 4605771 | 78.8487 | 9.4146 | 0.00078455 | 69.4341 | 0.0057862 | 0.0065707 | 0.0065707 | TRUE | -0.00063962 | -19.4% | 217464.7996 |  | 47.2157 | 0.0039346 | 0.0065707 | 448587.3175 | 78.8487
2013 | 4 | 135.3599 | 6.768% | 91438.4229 | 4914.1079 | 77262.6765 | 205.3492 | 31698.3584 | 205518.9149 | 11.2 | 7.885% | 8.219% | 56978.578 | 75.0925 | 2596.4894 | 830.9508 | 15021.9062 | 0 | 0 | 0 | 714.7631 | 233086.7882 | 25452.1016 | 334756.6698 | 540275.5847 |  | 4609509 | 117.2089 | 44.5859 | 0.0039809 | 72.6231 | 0.0064842 | 0.010465 | 0.010465 | TRUE | 0.0023903 | 7.03% | 233086.7882 |  | 50.5665 | 0.0045149 | 0.010465 | 530640.449 | 117.2089
2013 | 5 | 163.9241 | 8.196% | 110734.1481 | 5951.1039 | 93566.9753 | 248.6829 | 38387.4809 | 248888.391 | 10.5333 | 7.415% | 8.493% | 58877.8639 | 77.5956 | 2683.0391 | 858.6492 | 15522.6364 | 0 | 0 | 0 | 741.5178 | 245910.7351 | 26886.6447 | 351558.6817 | 600447.0727 |  | 4611553 | 130.205 | 53.9706 | 0.0051238 | 76.2343 | 0.0072374 | 0.012361 | 0.012361 | TRUE | 0.00054779 | -5.024% | 245910.7351 |  | 53.3249 | 0.0050625 | 0.012361 | 642952.0842 | 130.205
2013 | 6 | 272.8763 | 13.64% | 184333.6115 | 9906.5057 | 155756.2755 | 413.9699 | 63901.7242 | 414312.0868 | 10.2 | 7.181% | 8.219% | 56978.578 | 75.0925 | 2596.4894 | 830.9508 | 15021.9062 | 0 | 0 | 0 | 731.5109 | 261984.7869 | 28803.3019 | 367022.6167 | 781334.7035 |  | 4613739 | 169.3496 | 89.7996 | 0.0088039 | 79.5499 | 0.007799 | 0.016603 | 0.016603 | TRUE | 0.0021227 | 8.433% | 261984.7869 |  | 56.7836 | 0.005567 | 0.016603 | 788672.27 | 169.3496
2013 | 7 | 293.7081 | 14.68% | 198405.9551 | 10662.7853 | 167646.9763 | 445.5731 | 68780.0913 | 445941.3811 | 10.3667 | 7.298% | 8.493% | 58877.8639 | 77.5956 | 2683.0391 | 858.6492 | 15522.6364 | 0 | 0 | 0 | 757.3239 | 273183.8351 | 30049.4112 | 382010.3543 | 827951.7354 |  | 4620943 | 179.1738 | 96.5044 | 0.0093091 | 82.6694 | 0.0079745 | 0.017284 | 0.017284 | TRUE | 0.0013974 | 3.054% | 273183.8351 |  | 59.1186 | 0.0057028 | 0.017284 | 831339.108 | 179.1738
2013 | 8 | 337.5448 | 16.88% | 228018.5427 | 12254.2329 | 192668.709 | 512.076 | 79045.6928 | 512499.2534 | 10.9333 | 7.697% | 8.493% | 58877.8639 | 77.5956 | 2683.0391 | 858.6492 | 15522.6364 | 0 | 0 | 0 | 762.6627 | 282395.771 | 31117.6873 | 392295.9051 | 904795.1585 |  | 4630751 | 195.3884 | 110.673 | 0.010123 | 84.7154 | 0.0077484 | 0.017871 | 0.017871 | TRUE | 0.0027946 | 9.607% | 282395.771 |  | 60.9827 | 0.0055777 | 0.017871 | 864429.008 | 195.3884
2013 | 9 | 270.044 | 13.5% | 182420.3373 | 9803.682 | 154139.6172 | 409.6732 | 63238.462 | 410011.7717 | 11.6833 | 8.225% | 8.219% | 56978.578 | 75.0925 | 2596.4894 | 830.9508 | 15021.9062 | 0 | 0 | 0 | 731.166 | 261389.6022 | 28734.2804 | 366358.0655 | 776369.8372 |  | 4644296 | 167.1663 | 88.2829 | 0.0075563 | 78.8834 | 0.0067518 | 0.014308 | 0.014308 | TRUE | 0.0017325 | 0.6681% | 261389.6022 |  | 56.2819 | 0.0048173 | 0.014308 | 815342.5082 | 167.1663
2013 | 10 | 213.2859 | 10.66% | 144079.0763 | 7743.1358 | 121742.4219 | 323.5677 | 49946.9485 | 323835.1503 | 12.4667 | 8.776% | 8.493% | 58877.8639 | 77.5956 | 2683.0391 | 858.6492 | 15522.6364 | 0 | 0 | 0 | 747.5294 | 256283.7341 | 28089.5653 | 363140.6129 | 686975.7632 |  | 4655414 | 147.5649 | 69.561 | 0.0055798 | 78.0039 | 0.006257 | 0.011837 | 0.011837 | TRUE | 0.001954 | 2.395% | 256283.7341 |  | 55.0507 | 0.0044158 | 0.011837 | 653211.9673 | 147.5649
2013 | 11 | 110.2332 | 5.511% | 74464.7897 | 4001.9064 | 62920.4745 | 167.2304 | 25814.2203 | 167368.6212 | 13.15 | 9.257% | 8.219% | 56978.578 | 75.0925 | 2596.4894 | 830.9508 | 15021.9062 | 0 | 0 | 0 | 711.7029 | 227806.6005 | 24839.7766 | 328861.0969 | 496229.7182 |  | 4665143 | 106.3697 | 35.8764 | 0.0027282 | 70.4933 | 0.0053607 | 0.0080889 | 0.0080889 | FALSE | 0.0029442 | -1.402% | 227806.6005 |  | 48.8316 | 0.0037134 | 0.0080889 | 498384.2581 | 106.3697
2013 | 12 | 79.0051 | 3.95% | 53369.5732 | 2868.2017 | 45095.6605 | 119.8555 | 18501.2799 | 119954.5709 | 13.4833 | 9.492% | 8.493% | 58877.8639 | 77.5956 | 2683.0391 | 858.6492 | 15522.6364 | 0 | 0 | 0 | 731.1756 | 228065.6622 | 24817.2137 | 331633.8357 | 451588.4066 | 7192486.7786 | 4671859 | 96.6614 | 25.676 | 0.0019043 | 70.9854 | 0.0052647 | 0.007169 | 0.007169 | TRUE | 0.0016987 | -1.337% | 228065.6622 | 2910110.5878 | 48.8169 | 0.0036205 | 0.007169 | 407792.3152 | 96.6614
2014 | 1 | 26.9569 | 1.37% | 21041.8708 | 1300.2087 | 17953.7508 | 53.5872 | 7239.6949 | 47589.1125 | 13.3 | 9.363% | 8.493% | 69436.911 | 304.5587 | 3430.6955 | 951.2471 | 19082.4972 | 0 | 0 | 0 | 2251.1827 | 234996.8402 | 47083.6274 | 377537.5598 | 425126.6723 |  | 4679556 | 90.8477 | 10.1696 | 0.00076463 | 80.6781 | 0.006066 | 0.0068307 | 0.0068307 | TRUE | 0.00025778 | -15.5% | 234996.8402 |  | 50.2178 | 0.0037758 | 0.0068307 | 462445.9435 | 90.8477
2014 | 2 | 57.5107 | 2.922% | 44891.436 | 2773.9091 | 38303.1369 | 114.3248 | 15445.409 | 101528.216 | 12.7333 | 8.964% | 7.671% | 62717.2099 | 275.0853 | 3098.6927 | 859.191 | 17235.8039 | 0 | 0 | 0 | 2060.9748 | 219933.6152 | 44177.4205 | 350357.9932 | 451886.2092 |  | 4687089 | 96.4108 | 21.6613 | 0.0017011 | 74.7496 | 0.0058704 | 0.0075715 | 0.0075715 | TRUE | 0.0013959 | -9.692% | 219933.6152 |  | 46.9233 | 0.0036851 | 0.0075715 | 429989.3663 | 96.4108
2014 | 3 | 62.2018 | 3.161% | 48553.1966 | 3000.1748 | 41427.4949 | 123.6502 | 16705.2794 | 109809.7958 | 12 | 8.448% | 8.493% | 69436.911 | 304.5587 | 3430.6955 | 951.2471 | 19082.4972 | 0 | 0 | 0 | 2280.5674 | 243157.3946 | 48837.5261 | 387481.3974 | 497291.1933 |  | 4694845 | 105.9228 | 23.3894 | 0.0019491 | 82.5334 | 0.0068778 | 0.0088269 | 0.0088269 | TRUE | 0.0022562 | -5.932% | 243157.3946 |  | 51.7924 | 0.004316 | 0.0088269 | 522118.5011 | 105.9228
2014 | 4 | 137.136 | 6.969% | 107045.0411 | 6614.4736 | 91335.0347 | 272.6111 | 36830.0636 | 242097.2241 | 11.2 | 7.885% | 8.219% | 67197.0106 | 294.7342 | 3320.0279 | 920.5617 | 18466.9328 | 0 | 0 | 0 | 2271.1482 | 253128.3506 | 51090.9371 | 396689.7032 | 638786.9273 |  | 4699582 | 135.9242 | 51.5146 | 0.0045995 | 84.4096 | 0.0075366 | 0.012136 | 0.012136 | TRUE | 0.001671 | 8.283% | 253128.3506 |  | 53.8619 | 0.0048091 | 0.012136 | 616081.0838 | 135.9242
2014 | 5 | 220.6571 | 11.21% | 172239.5555 | 10642.9404 | 146961.5557 | 438.6417 | 59260.9776 | 389543.6709 | 10.5333 | 7.415% | 8.493% | 69436.911 | 304.5587 | 3430.6955 | 951.2471 | 19082.4972 | 0 | 0 | 0 | 2412.6758 | 279845.8937 | 56722.7636 | 432187.2425 | 821730.9134 |  | 4702414 | 174.7466 | 82.8391 | 0.0078645 | 91.9075 | 0.0087254 | 0.01659 | 0.01659 | TRUE | 0.0042286 | 11.79% | 279845.8937 |  | 59.5111 | 0.0056498 | 0.01659 | 744422.3141 | 174.7466
2014 | 6 | 247.5876 | 12.58% | 193260.8208 | 11941.8759 | 164897.7252 | 492.1764 | 66493.583 | 437086.1814 | 10.2 | 7.181% | 8.219% | 67197.0106 | 294.7342 | 3320.0279 | 920.5617 | 18466.9328 | 0 | 0 | 0 | 2363.2346 | 278702.1292 | 56587.3549 | 427851.986 | 864938.1673 |  | 4705494 | 183.8145 | 92.8885 | 0.0091067 | 90.9261 | 0.0089143 | 0.018021 | 0.018021 | TRUE | 0.0014181 | 3.485% | 278702.1292 |  | 59.2291 | 0.0058068 | 0.018021 | 911564.4598 | 183.8145
2014 | 7 | 311.6667 | 15.84% | 243279.4188 | 15032.6001 | 207575.558 | 619.5586 | 83703.0504 | 550210.1859 | 10.3667 | 7.298% | 8.493% | 69436.911 | 304.5587 | 3430.6955 | 951.2471 | 19082.4972 | 0 | 0 | 0 | 2488.5529 | 300918.1121 | 61251.6882 | 457864.2626 | 1008074.4485 |  | 4709239 | 214.0631 | 116.8363 | 0.01127 | 97.2268 | 0.0093788 | 0.020649 | 0.020649 | TRUE | 0.0033655 | 8.307% | 300918.1121 |  | 63.8995 | 0.0061639 | 0.020649 | 960152.4267 | 214.0631
2014 | 8 | 350.9581 | 17.83% | 273949.3278 | 16927.7397 | 233744.3294 | 697.6655 | 94255.3814 | 619574.4439 | 10.9333 | 7.697% | 8.493% | 69436.911 | 304.5587 | 3430.6955 | 951.2471 | 19082.4972 | 0 | 0 | 0 | 2521.3112 | 310015.582 | 63206.9525 | 468949.7551 | 1088524.199 |  | 4712926 | 230.9657 | 131.4628 | 0.012024 | 99.5029 | 0.0091009 | 0.021125 | 0.021125 | FALSE | 0.003254 | 13.8% | 310015.582 |  | 65.7799 | 0.0060165 | 0.021125 | 998316.7705 | 230.9657
2014 | 9 | 254.3547 | 12.93% | 198543.0689 | 12268.2739 | 169404.7467 | 505.6287 | 68311.0005 | 449032.7188 | 11.6833 | 8.225% | 8.219% | 67197.0106 | 294.7342 | 3320.0279 | 920.5617 | 18466.9328 | 0 | 0 | 0 | 2368.8765 | 280268.9775 | 56924.1081 | 429761.2294 | 878793.9482 |  | 4718734 | 186.2351 | 95.1596 | 0.0081449 | 91.0755 | 0.0077953 | 0.01594 | 0.01594 | TRUE | 0.0016321 | -1.831% | 280268.9775 |  | 59.395 | 0.0050837 | 0.01594 | 942105.7008 | 186.2351
2014 | 10 | 189.0077 | 9.605% | 147534.8048 | 9116.3968 | 125882.4918 | 375.7262 | 50761.0272 | 333670.4468 | 12.4667 | 8.776% | 8.493% | 69436.911 | 304.5587 | 3430.6955 | 951.2471 | 19082.4972 | 0 | 0 | 0 | 2386.2888 | 272517.8404 | 55147.7894 | 423257.8281 | 756928.2749 |  | 4724910 | 160.1995 | 70.6194 | 0.0056647 | 89.5801 | 0.0071856 | 0.01285 | 0.01285 | TRUE | 0.0010135 | -3.105% | 272517.8404 |  | 57.6768 | 0.0046265 | 0.01285 | 756171.3491 | 160.1995
2014 | 11 | 63.2493 | 3.214% | 49370.8811 | 3050.7008 | 42125.1754 | 125.7326 | 16986.6131 | 111659.103 | 13.15 | 9.257% | 8.219% | 67197.0106 | 294.7342 | 3320.0279 | 920.5617 | 18466.9328 | 0 | 0 | 0 | 2209.5469 | 236020.7376 | 47414.1012 | 375843.6529 | 487502.7558 |  | 4731887 | 103.025 | 23.5972 | 0.0017945 | 79.4279 | 0.0060401 | 0.0078346 | 0.0078346 | TRUE | -0.00025435 | -17.38% | 236020.7376 |  | 49.8788 | 0.0037931 | 0.0078346 | 579143.1272 | 103.025
2014 | 12 | 46.609 | 2.368% | 36381.8515 | 2248.0892 | 31042.4251 | 92.6535 | 12517.5897 | 82282.6089 | 13.4833 | 9.492% | 8.493% | 69436.911 | 304.5587 | 3430.6955 | 951.2471 | 19082.4972 | 0 | 0 | 0 | 2267.5672 | 239547.0661 | 48061.58 | 383082.1228 | 465364.7317 | 8384948.441 | 4739276 | 98.1932 | 17.3619 | 0.0012877 | 80.8314 | 0.0059949 | 0.0072826 | 0.0072826 | TRUE | 0.00011361 | -13.54% | 239547.0661 | 3149052.5392 | 50.5451 | 0.0037487 | 0.0072826 | 475130.7121 | 98.1932
2015 | 1 | 32.32 | 1.613% | 29123.2731 | 2218.2515 | 24136.8961 | 78.6255 | 9590.5424 | 65147.5886 | 13.3 | 9.363% | 8.493% | 81543.6699 | 720.9278 | 4231.0324 | 1043.845 | 22934.702 | 3389.0552 | 1274.0602 | 3736.4736 | 5171.659 | 253782.7201 | 70620.2367 | 448448.3821 | 513595.9707 |  | 4746212 | 108.2118 | 13.7262 | 0.001032 | 94.4855 | 0.0071042 | 0.0081362 | 0.0081362 | TRUE | 0.0013056 | -13.29% | 253782.7201 |  | 53.4706 | 0.0040203 | 0.0081362 | 536870.3034 | 108.2118
2015 | 2 | 19.0103 | 0.9485% | 17130.0128 | 1304.7529 | 14197.0766 | 46.2467 | 5641.0594 | 38319.1485 | 12.7333 | 8.964% | 7.671% | 73652.347 | 651.1606 | 3821.5777 | 942.8278 | 20715.2147 | 3061.0821 | 1150.764 | 3374.8794 | 4648.3624 | 226730.1619 | 63039.9088 | 401788.2864 | 440107.4349 |  | 4753351 | 92.5889 | 8.0615 | 0.0006331 | 84.5274 | 0.0066383 | 0.0072714 | 0.0072714 | TRUE | -0.00030015 | -25.31% | 226730.1619 |  | 47.699 | 0.003746 | 0.0072714 | 498744.6065 | 92.5889
2015 | 3 | 112.4645 | 5.611% | 101340.6673 | 7718.8811 | 83989.5002 | 273.5944 | 33372.3466 | 226694.9897 | 12 | 8.448% | 8.493% | 81543.6699 | 720.9278 | 4231.0324 | 1043.845 | 22934.702 | 3389.0552 | 1274.0602 | 3736.4736 | 5351.2291 | 273405.1739 | 76493.0361 | 474123.2053 | 700818.195 |  | 4761186 | 147.194 | 47.6131 | 0.0039678 | 99.5809 | 0.0082984 | 0.012266 | 0.012266 | TRUE | 0.0034393 | 12.64% | 273405.1739 |  | 57.4238 | 0.0047853 | 0.012266 | 603983.5176 | 147.194
2015 | 4 | 114.0339 | 5.69% | 102754.8925 | 7826.5993 | 85161.5871 | 277.4124 | 33838.063 | 229858.5543 | 11.2 | 7.885% | 8.219% | 78913.229 | 697.6721 | 4094.5475 | 1010.1726 | 22194.8729 | 3279.7308 | 1232.9615 | 3615.9422 | 5190.2539 | 265858.1631 | 74406.3683 | 460493.9139 | 690352.4682 |  | 4765589 | 144.8619 | 48.233 | 0.0043065 | 96.629 | 0.0086276 | 0.012934 | 0.012934 | TRUE | 0.00079801 | -0.4637% | 265858.1631 |  | 55.7871 | 0.004981 | 0.012934 | 709662.4292 | 144.8619
2015 | 5 | 208.4788 | 10.4% | 187858.2335 | 14308.7214 | 155693.8548 | 507.1701 | 61863.3195 | 420231.2993 | 10.5333 | 7.415% | 8.493% | 81543.6699 | 720.9278 | 4231.0324 | 1043.845 | 22934.702 | 3389.0552 | 1274.0602 | 3736.4736 | 5566.3569 | 296913.18 | 83528.7415 | 504882.0446 | 925113.3438 |  | 4767866 | 194.0309 | 88.1382 | 0.0083676 | 105.8927 | 0.010053 | 0.018421 | 0.018421 | TRUE | 0.0018308 | 7.269% | 296913.18 |  | 62.2738 | 0.0059121 | 0.018421 | 853466.0238 | 194.0309
2015 | 6 | 271.6633 | 13.55% | 244793.1827 | 18645.323 | 202880.6166 | 660.8802 | 80612.4842 | 547592.4866 | 10.2 | 7.181% | 8.219% | 78913.229 | 697.6721 | 4094.5475 | 1010.1726 | 22194.8729 | 3279.7308 | 1232.9615 | 3615.9422 | 5543.4352 | 304451.9094 | 85957.0811 | 510991.5542 | 1058584.0409 |  | 4772498 | 221.8092 | 114.7392 | 0.011249 | 107.07 | 0.010497 | 0.021746 | 0.021746 | 0 | 0.003725 | 8.057% | 304451.9094 |  | 63.793 | 0.0062542 | 0.021746 | 1041990.0503 | 221.8092
2015 | 7 | 322.3192 | 16.08% | 290438.7458 | 22122.0386 | 240710.9184 | 784.1117 | 95643.9577 | 649699.7721 | 10.3667 | 7.298% | 8.493% | 81543.6699 | 720.9278 | 4231.0324 | 1043.845 | 22934.702 | 3389.0552 | 1274.0602 | 3736.4736 | 5821.4255 | 324785.7083 | 91870.7036 | 541351.6037 | 1191051.3758 |  | 4784923.7421 | 248.9175 | 135.7806 | 0.013098 | 113.1369 | 0.010914 | 0.024011 | 0.024011 | TRUE | 0.0033622 | 9.267% | 324785.7083 |  | 67.8769 | 0.0065476 | 0.024011 | 1096095.833 | 248.9175
2015 | 8 | 326.4544 | 16.29% | 294164.947 | 22405.8546 | 243799.1335 | 794.1715 | 96871.0275 | 658035.1343 | 10.9333 | 7.697% | 8.493% | 81543.6699 | 720.9278 | 4231.0324 | 1043.845 | 22934.702 | 3389.0552 | 1274.0602 | 3736.4736 | 5830.6908 | 325798.1682 | 92173.7225 | 542676.3477 | 1200711.4819 |  | 4793100.814 | 250.5083 | 137.288 | 0.012557 | 113.2203 | 0.010356 | 0.022912 | 0.022912 | TRUE | 0.0017874 | 7.211% | 325798.1682 |  | 67.9723 | 0.006217 | 0.022912 | 1139559.6309 | 250.5083
2015 | 9 | 277.8765 | 13.86% | 250391.9104 | 19071.765 | 207520.7513 | 675.9953 | 82456.193 | 560116.615 | 11.6833 | 8.225% | 8.219% | 78913.229 | 697.6721 | 4094.5475 | 1010.1726 | 22194.8729 | 3279.7308 | 1232.9615 | 3615.9422 | 5557.3565 | 305973.1603 | 86412.3759 | 512982.0213 | 1073098.6363 |  | 4797009.997 | 223.7016 | 116.7637 | 0.009994 | 106.9379 | 0.009153 | 0.019147 | 0.019147 | TRUE | 0.0032068 | 2.347% | 305973.1603 |  | 63.7841 | 0.0054594 | 0.019147 | 1076339.5224 | 223.7016
2015 | 10 | 198.8904 | 9.923% | 179218.2508 | 13650.6342 | 148533.1774 | 483.8443 | 59018.0995 | 400904.0061 | 12.4667 | 8.776% | 8.493% | 81543.6699 | 720.9278 | 4231.0324 | 1043.845 | 22934.702 | 3389.0552 | 1274.0602 | 3736.4736 | 5544.8734 | 294565.5785 | 82826.1284 | 501810.3465 | 902714.3526 |  | 4802322.3864 | 187.9745 | 83.4813 | 0.0066964 | 104.4933 | 0.0083818 | 0.015078 | 0.015078 | TRUE | 0.0022279 | -1.429% | 294565.5785 |  | 61.3382 | 0.0049202 | 0.015078 | 866680.0628 | 187.9745
2015 | 11 | 78.1173 | 3.898% | 70390.7399 | 5361.4977 | 58338.7027 | 190.0373 | 23180.2714 | 157461.2489 | 13.15 | 9.257% | 8.219% | 78913.229 | 697.6721 | 4094.5475 | 1010.1726 | 22194.8729 | 3279.7308 | 1232.9615 | 3615.9422 | 5109.7797 | 257064.3802 | 71774.4792 | 448987.7676 | 606449.0166 |  | 4807951.5017 | 126.1346 | 32.7502 | 0.0024905 | 93.3844 | 0.0071015 | 0.009592 | 0.009592 | TRUE | 0.0017574 | -12.55% | 257064.3802 |  | 53.4665 | 0.0040659 | 0.009592 | 668118.6259 | 126.1346
2015 | 12 | 42.6338 | 2.127% | 38416.9187 | 2926.1267 | 31839.3186 | 103.716 | 12651.0192 | 85937.0992 | 13.4833 | 9.492% | 8.493% | 81543.6699 | 720.9278 | 4231.0324 | 1043.845 | 22934.702 | 3389.0552 | 1274.0602 | 3736.4736 | 5194.7679 | 256307.9307 | 71376.0064 | 451752.4712 | 537689.5704 | 9840285.8871 | 4813839.2601 | 111.6966 | 17.8521 | 0.001324 | 93.8445 | 0.00696 | 0.0082841 | 0.0082841 | TRUE | 0.0010015 | -15.08% | 256307.9307 | 3385636.2346 | 53.244 | 0.0039489 | 0.0082841 | 550596.0663 | 111.6966
2016 | 1 | 26.1128 | 1.613% | 33354.656 | 2958.9 | 26833.7537 | 92.6354 | 10550.044 | 73789.9891 | 13.3 | 9.363% | 8.47% | 91690.4891 | 1806.6681 | 4959.62 | 1133.3379 | 26391.8415 | 6675.4635 | 2424.6605 | 7359.7778 | 9953.7061 | 268423.248 | 90433.1719 | 511251.9845 | 585041.9737 |  | 4820575.9364 | 121.3635 | 15.3073 | 0.0011509 | 106.0562 | 0.0079742 | 0.0091251 | 0.0091251 | TRUE | 0.00098885 | -13.28% | 268423.248 |  | 55.6828 | 0.0041867 | 0.0091251 | 607892.2771 | 121.3635
2016 | 2 | 35.0422 | 0.9485% | 19618.8692 | 1740.3949 | 15783.3408 | 54.4872 | 6205.4285 | 43402.5205 | 12.7333 | 8.964% | 7.923% | 85774.9737 | 1690.1088 | 4639.6445 | 1060.2193 | 24689.1421 | 6244.7885 | 2268.2308 | 6884.9534 | 9255.2895 | 248184.8885 | 83537.7099 | 474229.949 | 517632.4695 |  | 4826494.7967 | 107.2481 | 8.9926 | 0.00070622 | 98.2556 | 0.0077164 | 0.0084226 | 0.0084226 | TRUE | 0.0011512 | -22.89% | 248184.8885 |  | 51.4214 | 0.0040383 | 0.0084226 | 582164.7061 | 107.2481
2016 | 3 | 64.5823 | 5.611% | 116064.6705 | 10296.1265 | 93373.794 | 322.3446 | 36711.138 | 256768.0736 | 12 | 8.448% | 8.47% | 91690.4891 | 1806.6681 | 4959.62 | 1133.3379 | 26391.8415 | 6675.4635 | 2424.6605 | 7359.7778 | 10355.2801 | 289277.5563 | 98009.2738 | 540083.9687 | 796852.0423 |  | 4833093.7746 | 164.8741 | 53.1271 | 0.0044273 | 111.747 | 0.0093123 | 0.01374 | 0.01374 | TRUE | 0.0014733 | 12.41% | 289277.5563 |  | 59.8535 | 0.0049878 | 0.01374 | 682340.7116 | 164.8741
2016 | 4 | 114.0339 | 5.69% | 117684.3714 | 10439.8106 | 94676.8401 | 326.843 | 37223.4477 | 260351.3128 | 11.2 | 7.885% | 8.197% | 88732.7314 | 1748.3884 | 4799.6323 | 1096.7786 | 25540.4918 | 6460.126 | 2346.4457 | 7122.3656 | 10047.2807 | 281298.4186 | 95338.9925 | 524531.6518 | 784882.9646 |  | 4838808.8958 | 162.2058 | 53.8048 | 0.004804 | 108.401 | 0.0096787 | 0.014483 | 0.014483 | TRUE | 0.0015486 | -0.6386% | 281298.4186 |  | 58.1338 | 0.0051905 | 0.014483 | 799569.9282 | 162.2058
2016 | 5 | 208.4788 | 10.4% | 215152.5596 | 19086.2384 | 173089.8014 | 597.5398 | 68052.5372 | 475978.6765 | 10.5333 | 7.415% | 8.47% | 91690.4891 | 1806.6681 | 4959.62 | 1133.3379 | 26391.8415 | 6675.4635 | 2424.6605 | 7359.7778 | 10836.3719 | 314261.3434 | 107085.5622 | 574625.1361 | 1050603.8126 |  | 4843834.8322 | 216.8951 | 98.2648 | 0.0093289 | 118.6302 | 0.011262 | 0.020591 | 0.020591 | TRUE | 0.0021706 | 7.055% | 314261.3434 |  | 64.8786 | 0.0061594 | 0.020591 | 958692.5152 | 216.8951
2016 | 6 | 271.6633 | 13.55% | 280359.7099 | 24870.7813 | 225548.8226 | 778.6386 | 88677.4929 | 620235.4454 | 10.2 | 7.181% | 8.197% | 88732.7314 | 1748.3884 | 4799.6323 | 1096.7786 | 25540.4918 | 6460.126 | 2346.4457 | 7122.3656 | 10837.1026 | 322314.9955 | 110239.7871 | 581238.8451 | 1201474.2905 |  | 4848895.946 | 247.7831 | 127.9127 | 0.01254 | 119.8703 | 0.011752 | 0.024292 | 0.024292 | TRUE | 0.0025465 | 7.829% | 322314.9955 |  | 66.4718 | 0.0065168 | 0.024292 | 1168219.7004 | 247.7831
2016 | 7 | 322.3192 | 16.08% | 332637.2148 | 29508.3321 | 267605.9702 | 923.8281 | 105212.8149 | 735888.1602 | 10.3667 | 7.298% | 8.47% | 91690.4891 | 1806.6681 | 4959.62 | 1133.3379 | 26391.8415 | 6675.4635 | 2424.6605 | 7359.7778 | 11406.7838 | 343883.6479 | 117846.9642 | 615579.2544 | 1351467.4146 |  | 4855525.4877 | 278.336 | 151.5569 | 0.01462 | 126.7791 | 0.012229 | 0.026849 | 0.026849 | TRUE | 0.0028378 | 9.058% | 343883.6479 |  | 70.8232 | 0.0068318 | 0.026849 | 1227840.8441 | 278.336
2016 | 8 | 326.4544 | 16.29% | 336904.8039 | 29886.9111 | 271039.237 | 935.6805 | 106562.649 | 745329.2814 | 10.9333 | 7.697% | 8.47% | 91690.4891 | 1806.6681 | 4959.62 | 1133.3379 | 26391.8415 | 6675.4635 | 2424.6605 | 7359.7778 | 11427.5039 | 344959.6677 | 118237.8684 | 617066.8985 | 1362396.1799 |  | 4862964.3023 | 280.1576 | 153.2665 | 0.014018 | 126.8911 | 0.011606 | 0.025624 | 0.025624 | TRUE | 0.0027118 | 7.027% | 344959.6677 |  | 70.9361 | 0.0064881 | 0.025624 | 1276453.2668 | 280.1576
2016 | 9 | 277.8765 | 13.86% | 286771.8888 | 25439.6074 | 230707.4076 | 796.4471 | 90705.6586 | 634421.0095 | 11.6833 | 8.225% | 8.197% | 88732.7314 | 1748.3884 | 4799.6323 | 1096.7786 | 25540.4918 | 6460.126 | 2346.4457 | 7122.3656 | 10868.235 | 323931.7472 | 110827.1322 | 583474.0744 | 1217895.0838 |  | 4867498.8173 | 250.2096 | 130.3382 | 0.011156 | 119.8714 | 0.01026 | 0.021416 | 0.021416 | TRUE | 0.0022689 | 2.19% | 323931.7472 |  | 66.5499 | 0.0056961 | 0.021416 | 1206323.4398 | 250.2096
2016 | 10 | 198.8904 | 9.923% | 205257.2553 | 18208.4235 | 165129.049 | 570.0578 | 64922.6624 | 454087.4479 | 12.4667 | 8.776% | 8.47% | 91690.4891 | 1806.6681 | 4959.62 | 1133.3379 | 26391.8415 | 6675.4635 | 2424.6605 | 7359.7778 | 10788.3282 | 311766.3647 | 106179.1685 | 571175.7199 | 1025263.1678 |  | 4872985.9866 | 210.3973 | 93.1846 | 0.0074747 | 117.2127 | 0.0094021 | 0.016877 | 0.016877 | TRUE | 0.0017986 | -1.539% | 311766.3647 |  | 63.9785 | 0.005132 | 0.016877 | 973350.7986 | 210.3973
2016 | 11 | 78.1173 | 3.898% | 80617.9616 | 7151.6399 | 64856.9879 | 223.899 | 25499.3798 | 178349.8683 | 13.15 | 9.257% | 8.197% | 88732.7314 | 1748.3884 | 4799.6323 | 1096.7786 | 25540.4918 | 6460.126 | 2346.4457 | 7122.3656 | 9867.3158 | 271952.5813 | 91943.7701 | 511610.627 | 689960.4953 |  | 4878687.6758 | 141.4234 | 36.5569 | 0.00278 | 104.8664 | 0.0079746 | 0.010755 | 0.010755 | TRUE | 0.0011626 | -12.58% | 271952.5813 |  | 55.743 | 0.004239 | 0.010755 | 753485.5445 | 141.4234
2016 | 12 | 42.6338 | 2.127% | 43998.5953 | 3903.1266 | 35396.7814 | 122.1966 | 13916.7112 | 97337.4111 | 13.4833 | 9.492% | 8.47% | 91690.4891 | 1806.6681 | 4959.62 | 1133.3379 | 26391.8415 | 6675.4635 | 2424.6605 | 7359.7778 | 10005.3846 | 271106.9858 | 91408.1393 | 514962.3682 | 612299.7793 | 11195769.6737 | 4884563.5172 | 125.354 | 19.9276 | 0.0014779 | 105.4265 | 0.007819 | 0.009297 | 0.009297 | TRUE | 0.0010129 | -15.06% | 271106.9858 | 3591361.4449 | 55.5028 | 0.0041164 | 0.009297 | 622720.0178 | 125.354
2017 | 1 | 26.1128 | 1.613% | 37589.1004 | 3665.4133 | 29498.962 | 106.486 | 11498.2852 | 82358.2469 | 13.3 | 9.363% | 8.493% | 103076.0281 | 3417.8947 | 6150.5175 | 1229.0409 | 30397.0837 | 10000.5767 | 3576.4209 | 11025.7546 | 22402.821 | 282143.2398 | 106318.3683 | 579737.7463 | 662095.9932 |  | 4891015.7223 | 135.3698 | 16.8387 | 0.0012661 | 118.5312 | 0.0089121 | 0.010178 | 0.010178 | TRUE | 0.0010531 | -12.91% | 282143.2398 |  | 57.686 | 0.0043373 | 0.010178 | 677896.6179 | 135.3698
2017 | 2 | 35.0422 | 0.9485% | 22109.5262 | 2155.9588 | 17350.9892 | 62.634 | 6763.1743 | 48442.2825 | 12.7333 | 8.964% | 7.671% | 93100.9286 | 3087.1307 | 5555.3062 | 1110.1014 | 27455.4305 | 9032.779 | 3230.3156 | 9958.7461 | 20076.2452 | 252055.0986 | 94895.1141 | 519557.196 | 567999.4785 |  | 4896910.5 | 115.9914 | 9.8924 | 0.00077689 | 106.099 | 0.0083324 | 0.0091093 | 0.0091093 | TRUE | 0.00068664 | -24.92% | 252055.0986 |  | 51.4723 | 0.0040423 | 0.0091093 | 629113.277 | 115.9914
2017 | 3 | 64.5823 | 5.611% | 130799.3268 | 12754.5907 | 102647.957 | 370.5408 | 40010.7465 | 286583.1619 | 12 | 8.448% | 8.493% | 103076.0281 | 3417.8947 | 6150.5175 | 1229.0409 | 30397.0837 | 10000.5767 | 3576.4209 | 11025.7546 | 23650.8867 | 304056.346 | 115247.3096 | 611827.8594 | 898411.0213 |  | 4903267.7157 | 183.227 | 58.4474 | 0.0048706 | 124.7796 | 0.010398 | 0.015269 | 0.015269 | TRUE | 0.0015294 | 12.52% | 304056.346 |  | 62.011 | 0.0051676 | 0.015269 | 759520.327 | 183.227
2017 | 4 | 114.0339 | 5.69% | 132624.6521 | 12932.5831 | 104080.4256 | 375.7118 | 40569.1028 | 290582.4754 | 11.2 | 7.885% | 8.219% | 99750.9949 | 3307.6401 | 5952.1137 | 1189.3944 | 29416.5326 | 9677.9775 | 3461.0525 | 10670.0851 | 22968.8915 | 295669.1359 | 112108.6939 | 594172.5122 | 884754.9876 |  | 4909023.0862 | 180.2304 | 59.1935 | 0.0052851 | 121.0368 | 0.010807 | 0.016092 | 0.016092 | TRUE | 0.0016093 | -0.4729% | 295669.1359 |  | 60.2297 | 0.0053777 | 0.016092 | 888047.9924 | 180.2304
2017 | 5 | 208.4788 | 10.4% | 242466.6337 | 23643.5672 | 190281.5955 | 686.8827 | 74169.1204 | 531247.7995 | 10.5333 | 7.415% | 8.493% | 103076.0281 | 3417.8947 | 6150.5175 | 1229.0409 | 30397.0837 | 10000.5767 | 3576.4209 | 11025.7546 | 25146.0888 | 330308.5895 | 125944.3208 | 650272.3162 | 1181520.1157 |  | 4914208.6424 | 240.4294 | 108.1044 | 0.010263 | 132.3249 | 0.012562 | 0.022826 | 0.022826 | TRUE | 0.0022343 | 7.153% | 330308.5895 |  | 67.215 | 0.0063812 | 0.022826 | 1062138.4092 | 240.4294
2017 | 6 | 271.6633 | 13.55% | 315951.97 | 30809.3181 | 247951.0028 | 895.0589 | 96647.8536 | 692255.2035 | 10.2 | 7.181% | 8.219% | 99750.9949 | 3307.6401 | 5952.1137 | 1189.3944 | 29416.5326 | 9677.9775 | 3461.0525 | 10670.0851 | 25423.6064 | 338768.1729 | 129670.2741 | 657287.8441 | 1349543.0476 |  | 4919416.2556 | 274.3299 | 140.719 | 0.013796 | 133.6109 | 0.013099 | 0.026895 | 0.026895 | TRUE | 0.0026026 | 7.882% | 338768.1729 |  | 68.8635 | 0.0067513 | 0.026895 | 1292227.9054 | 274.3299
2017 | 7 | 322.3192 | 16.08% | 374866.2152 | 36554.2031 | 294185.3914 | 1061.9568 | 114669.3755 | 821337.142 | 10.3667 | 7.298% | 8.493% | 103076.0281 | 3417.8947 | 6150.5175 | 1229.0409 | 30397.0837 | 10000.5767 | 3576.4209 | 11025.7546 | 26918.8917 | 361434.8533 | 138627.3507 | 695854.4129 | 1517191.5549 |  | 4925689.6397 | 308.0161 | 166.7456 | 0.016085 | 141.2705 | 0.013627 | 0.029712 | 0.029712 | TRUE | 0.002863 | 9.116% | 361434.8533 |  | 73.3775 | 0.0070782 | 0.029712 | 1357227.0174 | 308.0161
2017 | 8 | 326.4544 | 16.29% | 379675.5837 | 37023.1774 | 297959.6605 | 1075.5813 | 116140.5331 | 831874.5361 | 10.9333 | 7.697% | 8.493% | 103076.0281 | 3417.8947 | 6150.5175 | 1229.0409 | 30397.0837 | 10000.5767 | 3576.4209 | 11025.7546 | 26983.2882 | 362565.5039 | 139088.0574 | 697510.1666 | 1529384.7027 |  | 4932512.8426 | 310.062 | 168.6513 | 0.015425 | 141.4107 | 0.012934 | 0.028359 | 0.028359 | TRUE | 0.0027352 | 7.094% | 362565.5039 |  | 73.5052 | 0.006723 | 0.028359 | 1410892.9277 | 310.062
2017 | 9 | 277.8765 | 13.86% | 323178.1886 | 31513.9659 | 253621.9539 | 915.5301 | 98858.3115 | 708087.95 | 11.6833 | 8.225% | 8.219% | 99750.9949 | 3307.6401 | 5952.1137 | 1189.3944 | 29416.5326 | 9677.9775 | 3461.0525 | 10670.0851 | 25520.3639 | 340467.0089 | 130362.4995 | 659775.6632 | 1367863.6131 |  | 4937360.4766 | 277.0435 | 143.4143 | 0.012275 | 133.6292 | 0.011438 | 0.023713 | 0.023713 | TRUE | 0.0022968 | 2.271% | 340467.0089 |  | 68.9573 | 0.0059022 | 0.023713 | 1334004.0496 | 277.0435
2017 | 10 | 198.8904 | 9.923% | 231315.0994 | 22556.1514 | 181530.1575 | 655.2915 | 70757.9316 | 506814.6314 | 12.4667 | 8.776% | 8.493% | 103076.0281 | 3417.8947 | 6150.5175 | 1229.0409 | 30397.0837 | 10000.5767 | 3576.4209 | 11025.7546 | 24996.772 | 327686.9377 | 124876.0754 | 646433.1023 | 1153247.7337 |  | 4942855.5525 | 233.3161 | 102.5348 | 0.0082247 | 130.7813 | 0.01049 | 0.018715 | 0.018715 | TRUE | 0.0018384 | -1.389% | 327686.9377 |  | 66.2951 | 0.0053178 | 0.018715 | 1078209.4452 | 233.3161
2017 | 11 | 78.1173 | 3.898% | 90852.5829 | 8859.2773 | 71298.777 | 257.3759 | 27791.272 | 199059.2851 | 13.15 | 9.257% | 8.219% | 99750.9949 | 3307.6401 | 5952.1137 | 1189.3944 | 29416.5326 | 9677.9775 | 3461.0525 | 10670.0851 | 22409.5722 | 285848.7994 | 108107.1979 | 579791.3603 | 778850.6454 |  | 4948496.4211 | 157.3914 | 40.2262 | 0.003059 | 117.1652 | 0.0089099 | 0.011969 | 0.011969 | TRUE | 0.0012143 | -12.31% | 285848.7994 |  | 57.7648 | 0.0043928 | 0.011969 | 837522.0363 | 157.3914
2017 | 12 | 42.6338 | 2.127% | 49584.3103 | 4835.0982 | 38912.495 | 140.4672 | 15167.5496 | 108639.9202 | 13.4833 | 9.492% | 8.493% | 103076.0281 | 3417.8947 | 6150.5175 | 1229.0409 | 30397.0837 | 10000.5767 | 3576.4209 | 11025.7546 | 22563.4344 | 284963.2341 | 107467.4324 | 583867.4181 | 692507.3383 | 12583370.2321 | 4954254.507 | 139.7803 | 21.9286 | 0.0016263 | 117.8517 | 0.0087405 | 0.010367 | 0.010367 | TRUE | 0.0010699 | -14.7% | 284963.2341 | 3765966.92 | 57.5189 | 0.0042659 | 0.010367 | 693785.1781 | 139.7803
2018 | 1 | 26.1128 | 1.613% | 41813.2225 | 4548.6585 | 32127.0603 | 120.1496 | 12433.3233 | 91042.4142 | 13.3 | 9.363% | 8.493% | 113983.7964 | 5624.0091 | 7316.5057 | 1321.6388 | 34717.9081 | 13300.2296 | 4853.809 | 15461.8156 | 36930.0105 | 290494.3222 | 107360.949 | 631364.9939 | 722407.4081 |  | 4960404.0013 | 145.6348 | 18.3538 | 0.00138 | 127.281 | 0.00957 | 0.01095 | 0.01095 | TRUE | 0.0007718 | -12.54% | 290494.3222 |  | 58.5626 | 0.0044032 | 0.01095 | 720512.0511 | 145.6348
2018 | 2 | 35.0422 | 0.9485% | 24594.1119 | 2675.4746 | 18896.8098 | 70.6708 | 7313.1542 | 53550.2213 | 12.7333 | 8.964% | 7.671% | 102953.1064 | 5079.7501 | 6608.4568 | 1193.7383 | 31358.1105 | 12013.1106 | 4384.0855 | 13965.5108 | 33062.9593 | 259511.5461 | 95824.449 | 565954.8235 | 619505.0448 |  | 4966174.0781 | 124.7449 | 10.783 | 0.00084683 | 113.9619 | 0.0089499 | 0.0097967 | 0.0097967 | TRUE | 0.00068745 | -24.72% | 259511.5461 |  | 52.2558 | 0.0041039 | 0.0097967 | 669054.735 | 124.7449
2018 | 3 | 64.5823 | 5.611% | 145498.0645 | 15828.0316 | 111792.988 | 418.0862 | 43264.4118 | 316801.5822 | 12 | 8.448% | 8.493% | 113983.7964 | 5624.0091 | 7316.5057 | 1321.6388 | 34717.9081 | 13300.2296 | 4853.809 | 15461.8156 | 39237.685 | 313088.0179 | 116387.107 | 665292.522 | 982094.1043 |  | 4972258.387 | 197.5147 | 63.7138 | 0.0053095 | 133.8009 | 0.01115 | 0.01646 | 0.01646 | TRUE | 0.0011906 | 12.82% | 313088.0179 |  | 62.967 | 0.0052472 | 0.01646 | 809172.9523 | 197.5147
2018 | 4 | 114.0339 | 5.69% | 147528.5131 | 16048.9143 | 113353.0769 | 423.9207 | 43868.1735 | 321222.5986 | 11.2 | 7.885% | 8.219% | 110306.8998 | 5442.5894 | 7080.4894 | 1279.0053 | 33597.9756 | 12871.1899 | 4697.2345 | 14963.0473 | 38121.6053 | 304453.5996 | 113218.0281 | 646031.6642 | 967254.2628 |  | 4977933.1023 | 194.3084 | 64.5293 | 0.0057615 | 129.7791 | 0.011587 | 0.017349 | 0.017349 | TRUE | 0.001257 | -0.4704% | 304453.5996 |  | 61.1606 | 0.0054608 | 0.017349 | 948781.6366 | 194.3084
2018 | 5 | 208.4788 | 10.4% | 269714.1246 | 29340.8968 | 207234.0137 | 775.019 | 80200.5373 | 587264.5914 | 10.5333 | 7.415% | 8.493% | 113983.7964 | 5624.0091 | 7316.5057 | 1321.6388 | 34717.9081 | 13300.2296 | 4853.809 | 15461.8156 | 42002.3152 | 340155.6181 | 127200.5851 | 705938.2306 | 1293202.822 |  | 4983179.12 | 259.5136 | 117.8494 | 0.011188 | 141.6642 | 0.013449 | 0.024637 | 0.024637 | TRUE | 0.0018118 | 6.951% | 340155.6181 |  | 68.2608 | 0.0064805 | 0.024637 | 1138391.8949 | 259.5136
2018 | 6 | 271.6633 | 13.55% | 351457.4674 | 38233.3602 | 270041.2584 | 1009.9071 | 104507.2362 | 765249.2294 | 10.2 | 7.181% | 8.219% | 110306.8998 | 5442.5894 | 7080.4894 | 1279.0053 | 33597.9756 | 12871.1899 | 4697.2345 | 14963.0473 | 42660.3754 | 348891.2304 | 130970.8154 | 712760.8523 | 1478010.0817 |  | 4988439.4249 | 296.2871 | 153.4045 | 0.01504 | 142.8825 | 0.014008 | 0.029048 | 0.029048 | TRUE | 0.0021527 | 7.597% | 348891.2304 |  | 69.94 | 0.0068569 | 0.029048 | 1387807.9407 | 296.2871
2018 | 7 | 322.3192 | 16.08% | 416992.2745 | 45362.5754 | 320394.7248 | 1198.2203 | 123994.2643 | 907942.0592 | 10.3667 | 7.298% | 8.493% | 113983.7964 | 5624.0091 | 7316.5057 | 1321.6388 | 34717.9081 | 13300.2296 | 4853.809 | 15461.8156 | 45280.2296 | 372248.6187 | 140021.7055 | 754130.266 | 1662072.3252 |  | 4994424.4728 | 332.7856 | 181.7911 | 0.017536 | 150.9944 | 0.014565 | 0.032102 | 0.032102 | TRUE | 0.0023893 | 8.805% | 372248.6187 |  | 74.5328 | 0.0071897 | 0.032102 | 1458921.5819 | 332.7856
2018 | 8 | 326.4544 | 16.29% | 422342.1018 | 45944.5572 | 324505.2481 | 1213.5929 | 125585.0562 | 919590.5563 | 10.9333 | 7.697% | 8.493% | 113983.7964 | 5624.0091 | 7316.5057 | 1321.6388 | 34717.9081 | 13300.2296 | 4853.809 | 15461.8156 | 45399.2987 | 373414.3857 | 140487.4282 | 755880.8248 | 1675471.3811 |  | 5000782.2281 | 335.0419 | 183.8893 | 0.016819 | 151.1525 | 0.013825 | 0.030644 | 0.030644 | TRUE | 0.0022847 | 6.838% | 373414.3857 |  | 74.6712 | 0.0068297 | 0.030644 | 1516703.6737 | 335.0419
2018 | 9 | 277.8765 | 13.86% | 359495.7414 | 39107.8052 | 276217.4414 | 1033.005 | 106897.448 | 782751.441 | 11.6833 | 8.225% | 8.219% | 110306.8998 | 5442.5894 | 7080.4894 | 1279.0053 | 33597.9756 | 12871.1899 | 4697.2345 | 14963.0473 | 42839.2802 | 350642.8298 | 131670.5776 | 715391.1188 | 1498142.5598 |  | 5005798.668 | 299.2814 | 156.3689 | 0.013384 | 142.9125 | 0.012232 | 0.025616 | 0.025616 | TRUE | 0.0019034 | 2.134% | 350642.8298 |  | 70.0473 | 0.0059955 | 0.025616 | 1433185.8172 | 299.2814
2018 | 10 | 198.8904 | 9.923% | 257309.4228 | 27991.4492 | 197702.8994 | 739.3743 | 76511.9513 | 560255.097 | 12.4667 | 8.776% | 8.493% | 113983.7964 | 5624.0091 | 7316.5057 | 1321.6388 | 34717.9081 | 13300.2296 | 4853.809 | 15461.8156 | 41726.2284 | 337452.5417 | 126120.7089 | 701879.1911 | 1262134.2881 |  | 5011255.4649 | 251.8599 | 111.7993 | 0.0089679 | 140.0605 | 0.011235 | 0.020203 | 0.020203 | TRUE | 0.0014875 | -1.382% | 337452.5417 |  | 67.3389 | 0.0054015 | 0.020203 | 1155848.496 | 251.8599
2018 | 11 | 78.1173 | 3.898% | 101062.2554 | 10994.0746 | 77650.8715 | 290.4007 | 30051.2522 | 220048.8545 | 13.15 | 9.257% | 8.219% | 110306.8998 | 5442.5894 | 7080.4894 | 1279.0053 | 33597.9756 | 12871.1899 | 4697.2345 | 14963.0473 | 37087.4233 | 294328.2576 | 109172.9645 | 630827.0766 | 850875.931 |  | 5016812.6064 | 169.6049 | 43.8623 | 0.0033355 | 125.7426 | 0.0095622 | 0.012898 | 0.012898 | TRUE | 0.00092878 | -12.08% | 294328.2576 |  | 58.6684 | 0.0044615 | 0.012898 | 893899.5828 | 169.6049
2018 | 12 | 42.6338 | 2.127% | 55156.4091 | 6000.1993 | 42379.2564 | 158.491 | 16400.9714 | 120095.3273 | 13.4833 | 9.492% | 8.493% | 113983.7964 | 5624.0091 | 7316.5057 | 1321.6388 | 34717.9081 | 13300.2296 | 4853.809 | 15461.8156 | 37226.9848 | 293401.9015 | 108522.5239 | 635731.1224 | 755826.4497 | 13766996.6586 | 5022446.1508 | 150.4897 | 23.9117 | 0.0017734 | 126.578 | 0.0093877 | 0.011161 | 0.011161 | TRUE | 0.00079427 | -14.38% | 293401.9015 | 3878082.8694 | 58.4181 | 0.0043326 | 0.011161 | 738281.0719 | 150.4897
2019 | 1 | 26.1128 | 1.613% | 46020.6463 | 5377.3737 | 34742.0091 | 133.7475 | 13363.683 | 99637.4597 | 13.3 | 9.363% | 8.493% | 124811.2846 | 8441.7536 | 8478.4824 | 1414.2367 | 39021.333 | 17312.2231 | 6126.1591 | 19857.3206 | 55967.8738 | 297919.0936 | 108166.3846 | 687516.1451 | 787153.6048 |  | 5028344.8487 | 156.5433 | 19.8152 | 0.0014899 | 136.7281 | 0.01028 | 0.01177 | 0.01177 | TRUE | 0.00082019 | -12.26% | 297919.0936 |  | 59.2479 | 0.0044547 | 0.01177 | 761448.8744 | 156.5433
2019 | 2 | 35.0422 | 0.9485% | 27068.8757 | 3162.9165 | 20434.8961 | 78.6689 | 7860.3823 | 58605.7396 | 12.7333 | 8.964% | 7.671% | 112732.7732 | 7624.8097 | 7657.9841 | 1277.3751 | 35245.0749 | 15636.8467 | 5533.305 | 17935.6444 | 50075.591 | 266140.5663 | 96542.1654 | 616402.1358 | 675007.8753 |  | 5033985.8736 | 134.0901 | 11.642 | 0.00091429 | 122.4481 | 0.0096163 | 0.010531 | 0.010531 | TRUE | 0.00073392 | -24.53% | 266140.5663 |  | 52.8688 | 0.004152 | 0.010531 | 707451.5658 | 134.0901
2019 | 3 | 64.5823 | 5.611% | 160138.6969 | 18711.7237 | 120892.2626 | 465.4031 | 46501.7976 | 346709.884 | 12 | 8.448% | 8.493% | 124811.2846 | 8441.7536 | 8478.4824 | 1414.2367 | 39021.333 | 17312.2231 | 6126.1591 | 19857.3206 | 59714.8605 | 321120.6429 | 117269.474 | 723567.7704 | 1070277.6544 |  | 5039839.6898 | 212.3634 | 68.7938 | 0.0057328 | 143.5696 | 0.011964 | 0.017697 | 0.017697 | TRUE | 0.0012374 | 12.99% | 321120.6429 |  | 63.7164 | 0.0053097 | 0.017697 | 857008.8373 | 212.3634
2019 | 4 | 114.0339 | 5.69% | 162373.4579 | 18972.8488 | 122579.3334 | 471.8978 | 47150.7376 | 351548.2755 | 11.2 | 7.885% | 8.219% | 120785.1141 | 8169.4389 | 8204.983 | 1368.6162 | 37762.5803 | 16753.7643 | 5928.5411 | 19216.7619 | 58031.5657 | 312266.5268 | 114076.9207 | 702564.813 | 1054113.0885 |  | 5045414.9674 | 208.925 | 69.6768 | 0.0062211 | 139.2482 | 0.012433 | 0.018654 | 0.018654 | TRUE | 0.001305 | -0.4675% | 312266.5268 |  | 61.8911 | 0.005526 | 0.018654 | 1007481.0355 | 208.925
2019 | 5 | 208.4788 | 10.4% | 296853.9038 | 34686.4833 | 224101.6119 | 862.7316 | 86201.7765 | 642706.5071 | 10.5333 | 7.415% | 8.493% | 124811.2846 | 8441.7536 | 8478.4824 | 1414.2367 | 39021.333 | 17312.2231 | 6126.1591 | 19857.3206 | 64203.809 | 348916.4613 | 128175.1173 | 766758.1807 | 1409464.6877 |  | 5050667.5494 | 279.065 | 127.2518 | 0.012081 | 151.8132 | 0.014413 | 0.026494 | 0.026494 | TRUE | 0.0018561 | 6.815% | 348916.4613 |  | 69.0832 | 0.0065585 | 0.026494 | 1212333.6676 | 279.065
2019 | 6 | 271.6633 | 13.55% | 386822.6085 | 45199.055 | 292020.9873 | 1124.2032 | 112327.2951 | 837494.1491 | 10.2 | 7.181% | 8.219% | 120785.1141 | 8169.4389 | 8204.983 | 1368.6162 | 37762.5803 | 16753.7643 | 5928.5411 | 19216.7619 | 65401.1971 | 357899.6936 | 131981.018 | 773471.7085 | 1610965.8576 |  | 5055929.966 | 318.629 | 165.6459 | 0.01624 | 152.9831 | 0.014998 | 0.031238 | 0.031238 | TRUE | 0.0021904 | 7.403% | 357899.6936 |  | 70.7881 | 0.00694 | 0.031238 | 1480669.744 | 318.629
2019 | 7 | 322.3192 | 16.08% | 458951.8058 | 53627.1342 | 346472.922 | 1333.8286 | 133272.4969 | 993658.1876 | 10.3667 | 7.298% | 8.493% | 124811.2846 | 8441.7536 | 8478.4824 | 1414.2367 | 39021.333 | 17312.2231 | 6126.1591 | 19857.3206 | 69526.1806 | 381872.8819 | 141105.5142 | 817967.3698 | 1811625.5574 |  | 5061685.0369 | 357.9096 | 196.3098 | 0.018937 | 161.5998 | 0.015588 | 0.034525 | 0.034525 | TRUE | 0.0024235 | 8.598% | 381872.8819 |  | 75.4438 | 0.0072775 | 0.034525 | 1557805.0601 | 357.9096
2019 | 8 | 326.4544 | 16.29% | 464839.9555 | 54315.1467 | 350918.0171 | 1350.9411 | 134982.3244 | 1006406.3849 | 10.9333 | 7.697% | 8.493% | 124811.2846 | 8441.7536 | 8478.4824 | 1414.2367 | 39021.333 | 17312.2231 | 6126.1591 | 19857.3206 | 69719.5139 | 383070.0123 | 141575.2064 | 819827.5257 | 1826233.9105 |  | 5067694.0549 | 360.3678 | 198.5926 | 0.018164 | 161.7753 | 0.014797 | 0.03296 | 0.03296 | TRUE | 0.0023164 | 6.668% | 383070.0123 |  | 75.5906 | 0.0069138 | 0.03296 | 1619595.373 | 360.3678
2019 | 9 | 277.8765 | 13.86% | 395669.7277 | 46232.8142 | 298699.8743 | 1149.9151 | 114896.3615 | 856648.6928 | 11.6833 | 8.225% | 8.219% | 120785.1141 | 8169.4389 | 8204.983 | 1368.6162 | 37762.5803 | 16753.7643 | 5928.5411 | 19216.7619 | 65691.6861 | 359698.4176 | 132686.7444 | 776266.6478 | 1632915.3406 |  | 5072789.4204 | 321.8969 | 168.8713 | 0.014454 | 153.0256 | 0.013098 | 0.027552 | 0.027552 | TRUE | 0.0019357 | 2.04% | 359698.4176 |  | 70.9074 | 0.0060691 | 0.027552 | 1529578.6558 | 321.8969
2019 | 10 | 198.8904 | 9.923% | 283200.9883 | 33091.1813 | 213794.7224 | 823.0528 | 82237.1813 | 613147.126 | 12.4667 | 8.776% | 8.493% | 124811.2846 | 8441.7536 | 8478.4824 | 1414.2367 | 39021.333 | 17312.2231 | 6126.1591 | 19857.3206 | 63755.525 | 346140.6621 | 127086.0371 | 762445.0173 | 1375592.1433 |  | 5078184.2011 | 270.8827 | 120.7414 | 0.0096851 | 150.1413 | 0.012043 | 0.021729 | 0.021729 | TRUE | 0.0015259 | -1.373% | 346140.6621 |  | 68.1623 | 0.0054676 | 0.021729 | 1231148.6371 | 270.8827
2019 | 11 | 78.1173 | 3.898% | 111231.5682 | 12997.0732 | 83971.1839 | 323.2667 | 32299.9249 | 240823.0169 | 13.15 | 9.257% | 8.219% | 120785.1141 | 8169.4389 | 8204.983 | 1368.6162 | 37762.5803 | 16753.7643 | 5928.5411 | 19216.7619 | 56352.3574 | 301868.7759 | 109997.3803 | 686408.3133 | 927231.3303 |  | 5083645.8651 | 182.3949 | 47.3721 | 0.0036024 | 135.0228 | 0.010268 | 0.01387 | 0.01387 | TRUE | 0.00097263 | -11.9% | 301868.7759 |  | 59.3804 | 0.0045156 | 0.01387 | 948328.3881 | 182.3949
2019 | 12 | 42.6338 | 2.127% | 60706.481 | 7093.3692 | 45828.6722 | 176.4282 | 17628.222 | 131433.1725 | 13.4833 | 9.492% | 8.493% | 124811.2846 | 8441.7536 | 8478.4824 | 1414.2367 | 39021.333 | 17312.2231 | 6126.1591 | 19857.3206 | 56450.073 | 300904.8975 | 109337.8598 | 692155.6233 | 823588.7958 | 15004169.8462 | 5089162.3387 | 161.8319 | 25.8261 | 0.0019154 | 136.0058 | 0.010087 | 0.012002 | 0.012002 | TRUE | 0.0008412 | -14.13% | 300904.8975 | 3977818.6319 | 59.1266 | 0.0043852 | 0.012002 | 781088.6104 | 161.8319
2020 | 1 | 26.1128 | 1.613% | 50199.3997 | 6108.0169 | 36476.5698 | 147.2878 | 13541.533 | 106472.8072 | 13.3 | 9.363% | 8.47% | 135198.7047 | 11832.7785 | 8983.3461 | 1502.7176 | 43191.3276 | 21220.9743 | 7373.9351 | 23506.8059 | 78231.6029 | 303630.4932 | 108482.6513 | 743155.3371 | 849628.1443 |  | 5094859.9289 | 166.7618 | 20.8981 | 0.0015713 | 145.8637 | 0.010967 | 0.012538 | 0.012538 | TRUE | 0.00076831 | -12.33% | 303630.4932 |  | 59.5955 | 0.0044809 | 0.012538 | 791250.8745 | 166.7618
2020 | 2 | 35.0422 | 0.9485% | 29526.7759 | 3592.6734 | 21455.147 | 86.6332 | 7964.9919 | 62626.2214 | 12.7333 | 8.964% | 7.923% | 126476.2076 | 11069.3734 | 8403.7754 | 1405.7681 | 40404.7903 | 19851.8792 | 6898.1974 | 21990.2378 | 72415.6842 | 280717.0303 | 100200.7746 | 689833.7182 | 752459.9396 |  | 5100381.4722 | 147.5301 | 12.2787 | 0.0009643 | 135.2514 | 0.010622 | 0.011586 | 0.011586 | TRUE | 0.0010555 | -22.1% | 280717.0303 |  | 55.0384 | 0.0043224 | 0.011586 | 757160.9446 | 147.5301
2020 | 3 | 64.5823 | 5.611% | 174679.5644 | 21254.1532 | 126928.0381 | 512.5195 | 47120.6647 | 370494.9399 | 12 | 8.448% | 8.47% | 135198.7047 | 11832.7785 | 8983.3461 | 1502.7176 | 43191.3276 | 21220.9743 | 7373.9351 | 23506.8059 | 83720.3297 | 327367.033 | 117643.3707 | 781541.3232 | 1152036.263 |  | 5106049.1589 | 225.6219 | 72.56 | 0.0060467 | 153.0618 | 0.012755 | 0.018802 | 0.018802 | TRUE | 0.0011049 | 12.69% | 327367.033 |  | 64.1136 | 0.0053428 | 0.018802 | 884832.378 | 225.6219
2020 | 4 | 114.0339 | 5.69% | 177117.2454 | 21550.7583 | 128699.339 | 519.6718 | 47778.2411 | 375665.2556 | 11.2 | 7.885% | 8.197% | 130837.4561 | 11451.0759 | 8693.5608 | 1454.2428 | 41798.0589 | 20536.4268 | 7136.0662 | 22748.5218 | 81375.6164 | 318346.1145 | 114442.4934 | 758819.6338 | 1134484.8894 |  | 5111527.3695 | 221.9464 | 73.4937 | 0.0065619 | 148.4526 | 0.013255 | 0.019817 | 0.019817 | TRUE | 0.0011626 | -0.6243% | 318346.1145 |  | 62.28 | 0.0055607 | 0.019817 | 1032189.222 | 221.9464
2020 | 5 | 208.4788 | 10.4% | 323808.7457 | 39399.4611 | 235290.3098 | 950.0727 | 87348.989 | 686797.5783 | 10.5333 | 7.415% | 8.47% | 135198.7047 | 11832.7785 | 8983.3461 | 1502.7176 | 43191.3276 | 21220.9743 | 7373.9351 | 23506.8059 | 90295.9102 | 355803.7785 | 128618.0556 | 827528.334 | 1514325.9123 |  | 5116441.1678 | 295.9725 | 134.2335 | 0.012744 | 161.7391 | 0.015355 | 0.028099 | 0.028099 | TRUE | 0.0016051 | 6.658% | 355803.7785 |  | 69.5413 | 0.006602 | 0.028099 | 1231330.7145 | 295.9725
2020 | 6 | 271.6633 | 13.55% | 421946.7626 | 51340.4139 | 306600.6889 | 1238.0151 | 113822.1978 | 894948.0783 | 10.2 | 7.181% | 8.197% | 130837.4561 | 11451.0759 | 8693.5608 | 1454.2428 | 41798.0589 | 20536.4268 | 7136.0662 | 22748.5218 | 92170.9294 | 365031.509 | 132459.9383 | 834317.7861 | 1729265.8644 |  | 5121360.7768 | 337.6575 | 174.7481 | 0.017132 | 162.9094 | 0.015972 | 0.033104 | 0.033104 | TRUE | 0.0018655 | 7.241% | 365031.509 |  | 71.2763 | 0.0069879 | 0.033104 | 1495581.1011 | 337.6575
2020 | 7 | 322.3192 | 16.08% | 500625.4144 | 60913.6466 | 363771.2396 | 1468.8626 | 135046.148 | 1061825.3112 | 10.3667 | 7.298% | 8.47% | 135198.7047 | 11832.7785 | 8983.3461 | 1502.7176 | 43191.3276 | 21220.9743 | 7373.9351 | 23506.8059 | 98092.3201 | 389520.1213 | 141630.3125 | 882053.3436 | 1943878.6548 |  | 5126615.2636 | 379.1739 | 207.1201 | 0.019979 | 172.0537 | 0.016597 | 0.036576 | 0.036576 | TRUE | 0.0020512 | 8.454% | 389520.1213 |  | 75.98 | 0.0073293 | 0.036576 | 1569649.5181 | 379.1739
2020 | 8 | 326.4544 | 16.29% | 507048.2181 | 61695.1419 | 368438.2646 | 1487.7074 | 136778.7307 | 1075448.0627 | 10.9333 | 7.697% | 8.47% | 135198.7047 | 11832.7785 | 8983.3461 | 1502.7176 | 43191.3276 | 21220.9743 | 7373.9351 | 23506.8059 | 98375.5219 | 390744.8557 | 142102.9782 | 884033.9455 | 1959482.0082 |  | 5132042.3813 | 381.8133 | 209.5556 | 0.019167 | 172.2577 | 0.015755 | 0.034922 | 0.034922 | TRUE | 0.0019615 | 6.531% | 390744.8557 |  | 76.1383 | 0.0069639 | 0.034922 | 1631630.4343 | 381.8133
2020 | 9 | 277.8765 | 13.86% | 431597.2154 | 52514.6337 | 313613.0319 | 1266.33 | 116425.4546 | 915416.6656 | 11.6833 | 8.225% | 8.197% | 130837.4561 | 11451.0759 | 8693.5608 | 1454.2428 | 41798.0589 | 20536.4268 | 7136.0662 | 22748.5218 | 92596.4486 | 366871.7086 | 133170.1325 | 837293.6991 | 1752710.3647 |  | 5136848.4536 | 341.2034 | 178.2059 | 0.015253 | 162.9975 | 0.013951 | 0.029204 | 0.029204 | TRUE | 0.0016525 | 1.898% | 366871.7086 |  | 71.4196 | 0.0061129 | 0.029204 | 1543477.41 | 341.2034
2020 | 10 | 198.8904 | 9.923% | 308916.1221 | 37587.3996 | 224468.8293 | 906.3769 | 83331.6311 | 655210.3591 | 12.4667 | 8.776% | 8.47% | 135198.7047 | 11832.7785 | 8983.3461 | 1502.7176 | 43191.3276 | 21220.9743 | 7373.9351 | 23506.8059 | 89639.247 | 352963.9738 | 127522.0806 | 822935.8911 | 1478146.2502 |  | 5141857.9398 | 287.4732 | 127.4268 | 0.010221 | 160.0464 | 0.012838 | 0.023059 | 0.023059 | TRUE | 0.0013308 | -1.496% | 352963.9738 |  | 68.6452 | 0.0055063 | 0.023059 | 1249756.1416 | 287.4732
2020 | 11 | 78.1173 | 3.898% | 121331.5848 | 14763.0325 | 88163.6044 | 355.9936 | 32729.787 | 257344.0023 | 13.15 | 9.257% | 8.197% | 130837.4561 | 11451.0759 | 8693.5608 | 1454.2428 | 41798.0589 | 20536.4268 | 7136.0662 | 22748.5218 | 78915.849 | 307708.608 | 110337.1263 | 741616.9927 | 998960.995 |  | 5146914.203 | 194.0893 | 49.9997 | 0.0038023 | 144.0896 | 0.010957 | 0.01476 | 0.01476 | TRUE | 0.0008893 | -11.98% | 307708.608 |  | 59.7851 | 0.0045464 | 0.01476 | 974261.2623 | 194.0893
2020 | 12 | 42.6338 | 2.127% | 66218.7332 | 8057.1709 | 48116.7555 | 194.2894 | 17862.8264 | 140449.7754 | 13.4833 | 9.492% | 8.47% | 135198.7047 | 11832.7785 | 8983.3461 | 1502.7176 | 43191.3276 | 21220.9743 | 7373.9351 | 23506.8059 | 78937.9463 | 306685.1449 | 109661.5429 | 748095.2238 | 888544.9992 | 16153924.2851 | 5152004.6813 | 172.4659 | 27.2612 | 0.0020218 | 145.2047 | 0.010769 | 0.012791 | 0.012791 | TRUE | 0.00078868 | -14.17% | 306685.1449 | 4065390.3708 | 59.5273 | 0.0044149 | 0.012791 | 809014.0915 | 172.4659
2021 | 1 | 26.1128 | 1.613% | 53653.9272 | 7050.3583 | 37394.2918 | 160.7958 | 13717.0893 | 111976.4624 | 13.3 | 9.363% | 8.493% | 146287.5799 | 15670.2657 | 9566.7798 | 1599.4325 | 44687.9522 | 24615.7492 | 8659.6463 | 27059.567 | 104522.7698 | 309597.9125 | 108769.7427 | 801037.3975 | 913013.8599 |  | 5157217.8149 | 177.0361 | 21.7126 | 0.0016325 | 155.3236 | 0.011678 | 0.013311 | 0.013311 | TRUE | 0.0007725 | -12.1% | 309597.9125 |  | 60.032 | 0.0045137 | 0.013311 | 817529.5839 | 177.0361
2021 | 2 | 35.0422 | 0.9485% | 31558.6939 | 4146.949 | 21994.9418 | 94.5784 | 8068.2523 | 65863.4154 | 12.7333 | 8.964% | 7.671% | 132130.7173 | 14153.7884 | 8640.9624 | 1444.6487 | 40363.3116 | 22233.5799 | 7821.616 | 24440.8993 | 93447.8839 | 276566.6382 | 97079.8124 | 718323.8581 | 784187.2734 |  | 5162310.6729 | 151.9063 | 12.7585 | 0.001002 | 139.1477 | 0.010928 | 0.01193 | 0.01193 | TRUE | 0.00034367 | -24.22% | 276566.6382 |  | 53.5742 | 0.0042074 | 0.01193 | 756573.7837 | 151.9063
2021 | 3 | 64.5823 | 5.611% | 186700.3329 | 24533.2319 | 130121.4486 | 559.5233 | 47731.5504 | 389646.087 | 12 | 8.448% | 8.493% | 146287.5799 | 15670.2657 | 9566.7798 | 1599.4325 | 44687.9522 | 24615.7492 | 8659.6463 | 27059.567 | 112077.3924 | 333763.9893 | 117930.4621 | 841918.8164 | 1231564.9033 |  | 5167504.3967 | 238.3288 | 75.4031 | 0.0062836 | 162.9256 | 0.013577 | 0.019861 | 0.019861 | TRUE | 0.0010589 | 12.65% | 333763.9893 |  | 64.589 | 0.0053824 | 0.019861 | 905658.1666 | 238.3288
2021 | 4 | 114.0339 | 5.69% | 189305.7657 | 24875.597 | 131937.3141 | 567.3315 | 48397.6517 | 395083.66 | 11.2 | 7.885% | 8.219% | 141568.6257 | 15164.7733 | 9258.174 | 1547.8379 | 43246.4053 | 23821.6928 | 8380.3028 | 26186.6778 | 108951.908 | 324564.5727 | 114720.3239 | 817411.2941 | 1212494.9541 |  | 5172569.6348 | 234.4086 | 76.3805 | 0.0068197 | 158.0281 | 0.01411 | 0.020929 | 0.020929 | TRUE | 0.0011127 | -0.4365% | 324564.5727 |  | 62.7473 | 0.0056024 | 0.020929 | 1044428.6428 | 234.4086
2021 | 5 | 208.4788 | 10.4% | 346092.0048 | 45477.9875 | 241210.0306 | 1037.2051 | 88481.406 | 722298.6339 | 10.5333 | 7.415% | 8.493% | 146287.5799 | 15670.2657 | 9566.7798 | 1599.4325 | 44687.9522 | 24615.7492 | 8659.6463 | 27059.567 | 121127.9484 | 362715.3268 | 128905.147 | 890895.3947 | 1613194.0285 |  | 5177582.9748 | 311.5728 | 139.505 | 0.013244 | 172.0678 | 0.016336 | 0.02958 | 0.02958 | TRUE | 0.001481 | 6.86% | 362715.3268 |  | 70.055 | 0.0066508 | 0.02958 | 1229631.34 | 311.5728
2021 | 6 | 271.6633 | 13.55% | 450983.4985 | 59261.1838 | 314314.5232 | 1351.555 | 115297.821 | 941208.5814 | 10.2 | 7.181% | 8.219% | 141568.6257 | 15164.7733 | 9258.174 | 1547.8379 | 43246.4053 | 23821.6928 | 8380.3028 | 26186.6778 | 123810.4569 | 372094.7871 | 132737.7688 | 897817.5023 | 1839026.0837 |  | 5182599.1656 | 354.8463 | 181.6094 | 0.017805 | 173.2369 | 0.016984 | 0.034789 | 0.034789 | TRUE | 0.0016852 | 7.425% | 372094.7871 |  | 71.7969 | 0.0070389 | 0.034789 | 1480819.0404 | 354.8463
2021 | 7 | 322.3192 | 16.08% | 535076.5092 | 70311.3694 | 372923.4404 | 1603.5738 | 136796.9245 | 1116711.8172 | 10.3667 | 7.298% | 8.493% | 146287.5799 | 15670.2657 | 9566.7798 | 1599.4325 | 44687.9522 | 24615.7492 | 8659.6463 | 27059.567 | 131858.8405 | 397041.8012 | 141917.404 | 948965.0181 | 2065676.8353 |  | 5187842.8781 | 398.1764 | 215.2555 | 0.020764 | 182.9209 | 0.017645 | 0.038409 | 0.038409 | TRUE | 0.001833 | 8.649% | 397041.8012 |  | 76.5331 | 0.0073826 | 0.038409 | 1548236.5721 | 398.1764
2021 | 8 | 326.4544 | 16.29% | 541941.3053 | 71213.4333 | 377707.884 | 1624.1469 | 138551.9688 | 1131038.7384 | 10.9333 | 7.697% | 8.493% | 146287.5799 | 15670.2657 | 9566.7798 | 1599.4325 | 44687.9522 | 24615.7492 | 8659.6463 | 27059.567 | 132248.6364 | 398288.6984 | 142390.0697 | 951074.3769 | 2082113.1153 |  | 5193203.3235 | 400.9304 | 217.7921 | 0.01992 | 183.1383 | 0.01675 | 0.03667 | 0.03667 | TRUE | 0.0017485 | 6.703% | 398288.6984 |  | 76.6942 | 0.0070147 | 0.03667 | 1608940.8856 | 400.9304
2021 | 9 | 277.8765 | 13.86% | 461298.0579 | 60616.5615 | 321503.2913 | 1382.4667 | 117934.8271 | 962735.2045 | 11.6833 | 8.225% | 8.219% | 141568.6257 | 15164.7733 | 9258.174 | 1547.8379 | 43246.4053 | 23821.6928 | 8380.3028 | 26186.6778 | 124396.1368 | 373968.2871 | 133447.963 | 900986.8764 | 1863722.0808 |  | 5198143.0315 | 358.5361 | 185.2075 | 0.015852 | 173.3286 | 0.014836 | 0.030688 | 0.030688 | TRUE | 0.0014835 | 2.026% | 373968.2871 |  | 71.9427 | 0.0061577 | 0.030688 | 1525924.4689 | 358.5361
2021 | 10 | 198.8904 | 9.923% | 330174.5287 | 43386.3622 | 230116.2901 | 989.5019 | 84411.9659 | 689078.6489 | 12.4667 | 8.776% | 8.493% | 146287.5799 | 15670.2657 | 9566.7798 | 1599.4325 | 44687.9522 | 24615.7492 | 8659.6463 | 27059.567 | 120224.1244 | 359824.1329 | 127809.1721 | 886004.4019 | 1575083.0508 |  | 5203221.4699 | 302.7131 | 132.4331 | 0.010623 | 170.28 | 0.013659 | 0.024282 | 0.024282 | TRUE | 0.0012224 | -1.359% | 359824.1329 |  | 69.1541 | 0.0055471 | 0.024282 | 1246983.1319 | 302.7131
2021 | 11 | 78.1173 | 3.898% | 129681.1528 | 17040.6648 | 90381.732 | 388.6422 | 33154.1052 | 270646.2969 | 13.15 | 9.257% | 8.219% | 141568.6257 | 15164.7733 | 9258.174 | 1547.8379 | 43246.4053 | 23821.6928 | 8380.3028 | 26186.6778 | 105566.3114 | 313734.5697 | 110614.9567 | 799090.3273 | 1069736.6242 |  | 5208331.8046 | 205.3895 | 51.9641 | 0.0039516 | 153.4254 | 0.011667 | 0.015619 | 0.015619 | TRUE | 0.00085933 | -11.81% | 313734.5697 |  | 60.2371 | 0.0045808 | 0.015619 | 989876.0999 | 205.3895
2021 | 12 | 42.6338 | 2.127% | 70775.649 | 9300.2266 | 49327.3356 | 212.1079 | 18094.4051 | 147709.7243 | 13.4833 | 9.492% | 8.493% | 146287.5799 | 15670.2657 | 9566.7798 | 1599.4325 | 44687.9522 | 24615.7492 | 8659.6463 | 27059.567 | 105494.973 | 312707.8413 | 109948.6343 | 806298.4211 | 954008.1454 | 17203820.9549 | 5213464.9587 | 182.9893 | 28.3324 | 0.0021013 | 154.6569 | 0.01147 | 0.013572 | 0.013572 | TRUE | 0.00078047 | -13.94% | 312707.8413 | 4134868.5572 | 59.9808 | 0.0044485 | 0.013572 | 831922.7755 | 182.9893
2022 | 1 | 26.1128 | 1.613% | 56961.713 | 7883.7773 | 38316.6725 | 174.3273 | 13894.303 | 117230.7931 | 13.3 | 9.363% | 8.493% | 157034.4895 | 19880.6277 | 10124.6502 | 1692.0304 | 46094.5586 | 27781.8693 | 9926.9397 | 30833.5075 | 148050.0232 | 313459.9521 | 108769.7427 | 873648.391 | 990879.1841 |  | 5218681.4178 | 189.8716 | 22.4637 | 0.001689 | 167.4079 | 0.012587 | 0.014276 | 0.014276 | TRUE | 0.00096507 | -12.27% | 313459.9521 |  | 60.065 | 0.0045162 | 0.014276 | 840001.9065 | 189.8716
2022 | 2 | 35.0422 | 0.9485% | 33504.2998 | 4637.1576 | 22537.4767 | 102.5376 | 8172.4876 | 68953.9592 | 12.7333 | 8.964% | 7.671% | 141837.6034 | 17956.696 | 9144.8454 | 1528.2856 | 41633.7949 | 25093.3013 | 8966.2681 | 27849.6196 | 132296.4968 | 280013.6737 | 97079.8124 | 783400.3972 | 852354.3564 |  | 5223815.6568 | 163.167 | 13.1999 | 0.0010366 | 149.9671 | 0.011778 | 0.012814 | 0.012814 | TRUE | 0.00088435 | -24.15% | 280013.6737 |  | 53.6033 | 0.0042097 | 0.012814 | 775729.3207 | 163.167
2022 | 3 | 64.5823 | 5.611% | 198210.482 | 27433.292 | 133331.0697 | 606.6093 | 48348.2035 | 407929.6564 | 12 | 8.448% | 8.493% | 157034.4895 | 19880.6277 | 10124.6502 | 1692.0304 | 46094.5586 | 27781.8693 | 9926.9397 | 30833.5075 | 159275.1928 | 337950.7819 | 117930.4621 | 918525.1099 | 1326454.7663 |  | 5229019.6002 | 253.6718 | 78.0126 | 0.0065011 | 175.6591 | 0.014638 | 0.021139 | 0.021139 | TRUE | 0.0012786 | 12.14% | 337950.7819 |  | 64.6299 | 0.0053858 | 0.021139 | 922588.2556 | 253.6718
2022 | 4 | 114.0339 | 5.69% | 200976.5407 | 27816.1279 | 135191.726 | 615.0746 | 49022.9104 | 413622.3796 | 11.2 | 7.885% | 8.219% | 151968.8608 | 19239.3171 | 9798.0486 | 1637.4488 | 44607.6374 | 26885.68 | 9606.7158 | 29838.8782 | 154865.2327 | 328637.3676 | 114720.3239 | 891805.5109 | 1305427.8905 |  | 5234136.256 | 249.4066 | 79.024 | 0.0070557 | 170.3826 | 0.015213 | 0.022268 | 0.022268 | TRUE | 0.0013391 | -0.4281% | 328637.3676 |  | 62.7873 | 0.005606 | 0.022268 | 1052631.7288 | 249.4066
2022 | 5 | 208.4788 | 10.4% | 367428.7132 | 50853.9158 | 247159.8015 | 1124.4898 | 89624.5144 | 756191.4347 | 10.5333 | 7.415% | 8.493% | 157034.4895 | 19880.6277 | 10124.6502 | 1692.0304 | 46094.5586 | 27781.8693 | 9926.9397 | 30833.5075 | 172723.1214 | 367291.1785 | 128905.147 | 972288.1199 | 1728479.5547 |  | 5239238.1846 | 329.9105 | 144.3323 | 0.013702 | 185.5781 | 0.017618 | 0.031321 | 0.031321 | TRUE | 0.0017409 | 7.047% | 367291.1785 |  | 70.1039 | 0.0066554 | 0.031321 | 1223803.9998 | 329.9105
2022 | 6 | 271.6633 | 13.55% | 478786.8088 | 66266.4163 | 322067.5151 | 1465.2934 | 116787.3759 | 985373.4095 | 10.2 | 7.181% | 8.219% | 151968.8608 | 19239.3171 | 9798.0486 | 1637.4488 | 44607.6374 | 26885.68 | 9606.7158 | 29838.8782 | 176943.0703 | 376806.3113 | 132737.7688 | 980069.7372 | 1965443.1467 |  | 5244340.2602 | 374.7741 | 187.8927 | 0.018421 | 186.8814 | 0.018322 | 0.036743 | 0.036743 | TRUE | 0.0019537 | 7.665% | 376806.3113 |  | 71.8501 | 0.0070441 | 0.036743 | 1461578.3906 | 374.7741
2022 | 7 | 322.3192 | 16.08% | 568064.1867 | 78622.8383 | 382122.1004 | 1738.5206 | 138564.2304 | 1169111.8765 | 10.3667 | 7.298% | 8.493% | 157034.4895 | 19880.6277 | 10124.6502 | 1692.0304 | 46094.5586 | 27781.8693 | 9926.9397 | 30833.5075 | 188667.8071 | 402078.9454 | 141917.404 | 1036032.8294 | 2205144.7059 |  | 5249596.8518 | 420.0598 | 222.7051 | 0.021483 | 197.3547 | 0.019037 | 0.04052 | 0.04052 | TRUE | 0.0021109 | 8.939% | 402078.9454 |  | 76.5923 | 0.0073883 | 0.04052 | 1522372.7741 | 420.0598
2022 | 8 | 326.4544 | 16.29% | 575352.2003 | 79631.5348 | 387024.5588 | 1760.825 | 140341.9485 | 1184111.0674 | 10.9333 | 7.697% | 8.493% | 157034.4895 | 19880.6277 | 10124.6502 | 1692.0304 | 46094.5586 | 27781.8693 | 9926.9397 | 30833.5075 | 189246.9922 | 403342.5988 | 142390.0697 | 1038348.3337 | 2222459.4011 |  | 5254931.9504 | 422.9283 | 225.3333 | 0.02061 | 197.595 | 0.018073 | 0.038682 | 0.038682 | TRUE | 0.002012 | 6.94% | 403342.5988 |  | 76.7551 | 0.0070203 | 0.038682 | 1581642.9045 | 422.9283
2022 | 9 | 277.8765 | 13.86% | 489737.2649 | 67782.0125 | 329433.6039 | 1498.8065 | 119458.4499 | 1007910.1378 | 11.6833 | 8.225% | 8.219% | 151968.8608 | 19239.3171 | 9798.0486 | 1637.4488 | 44607.6374 | 26885.68 | 9606.7158 | 29838.8782 | 177813.3131 | 378704.9881 | 133447.963 | 983548.8509 | 1991458.9887 |  | 5259983.1401 | 378.6056 | 191.6185 | 0.016401 | 186.9871 | 0.016005 | 0.032406 | 0.032406 | TRUE | 0.0017178 | 2.133% | 378704.9881 |  | 71.9974 | 0.0061624 | 0.032406 | 1503847.2273 | 378.6056
2022 | 10 | 198.8904 | 9.923% | 350529.9185 | 48515.0407 | 235792.419 | 1072.7722 | 85502.5005 | 721412.6508 | 12.4667 | 8.776% | 8.493% | 157034.4895 | 19880.6277 | 10124.6502 | 1692.0304 | 46094.5586 | 27781.8693 | 9926.9397 | 30833.5075 | 171380.1586 | 364361.1317 | 127809.1721 | 966919.1354 | 1688331.7862 |  | 5265129.0518 | 320.6629 | 137.0171 | 0.010991 | 183.6459 | 0.014731 | 0.025722 | 0.025722 | TRUE | 0.0014398 | -1.345% | 364361.1317 |  | 69.2027 | 0.005551 | 0.025722 | 1240064.5715 | 320.6629
2022 | 11 | 78.1173 | 3.898% | 137676.0469 | 19055.0326 | 92611.1194 | 421.3479 | 33582.4295 | 283345.9763 | 13.15 | 9.257% | 8.219% | 151968.8608 | 19239.3171 | 9798.0486 | 1637.4488 | 44607.6374 | 26885.68 | 9606.7158 | 29838.8782 | 149834.6842 | 317661.8269 | 110614.9567 | 871694.0545 | 1155040.0308 |  | 5270297.3946 | 219.1603 | 53.7628 | 0.0040884 | 165.3975 | 0.012578 | 0.016666 | 0.016666 | TRUE | 0.0010472 | -11.93% | 317661.8269 |  | 60.274 | 0.0045836 | 0.016666 | 1001509.8883 | 219.1603
2022 | 12 | 42.6338 | 2.127% | 75138.9957 | 10399.6014 | 50544.0609 | 229.9576 | 18328.1702 | 154640.7858 | 13.4833 | 9.492% | 8.493% | 157034.4895 | 19880.6277 | 10124.6502 | 1692.0304 | 46094.5586 | 27781.8693 | 9926.9397 | 30833.5075 | 149494.5886 | 316611.6733 | 109948.6343 | 879423.5691 | 1034064.3549 | 18465538.1662 | 5275479.2527 | 196.0133 | 29.3131 | 0.002174 | 166.7002 | 0.012363 | 0.014537 | 0.014537 | TRUE | 0.00096594 | -14.05% | 316611.6733 | 4186920.4292 | 60.0157 | 0.0044511 | 0.014537 | 851106.5465 | 196.0133
2023 | 1 | 26.1128 | 1.613% | 56720.4232 | 8638.6124 | 39232.6284 | 187.8262 | 14069.2309 | 118848.721 | 13.3 | 9.363% | 8.493% | 167742.1745 | 24469.3765 | 10691.4262 | 1784.6284 | 47543.0006 | 31211.4327 | 11191.7716 | 34640.439 | 184568.2267 | 316239.2473 | 108769.7427 | 938851.4661 | 1057700.1872 |  | 5280717.4208 | 200.2948 | 22.5062 | 0.0016922 | 177.7886 | 0.013368 | 0.01506 | 0.01506 | TRUE | 0.0007837 | -12.42% | 316239.2473 |  | 59.8857 | 0.0045027 | 0.01506
2023 | 2 | 35.0422 | 0.9485% | 33362.3755 | 5081.1439 | 23076.2327 | 110.4775 | 8275.3784 | 69905.608 | 12.7333 | 8.964% | 7.671% | 151509.0609 | 22101.3724 | 9656.772 | 1611.9224 | 42942.065 | 28190.9714 | 10108.6969 | 31288.1384 | 164890.9416 | 282493.8657 | 97079.8124 | 841873.6192 | 911779.2272 |  | 5285898.8016 | 172.4928 | 13.2249 | 0.0010386 | 159.2678 | 0.012508 | 0.013547 | 0.013547 | TRUE | 0.00073239 | -23.99% | 282493.8657 |  | 53.4429 | 0.0041971 | 0.013547
2023 | 3 | 64.5823 | 5.611% | 197370.8623 | 30059.9022 | 136518.3345 | 653.5815 | 48956.9026 | 413559.5831 | 12 | 8.448% | 8.493% | 167742.1745 | 24469.3765 | 10691.4262 | 1784.6284 | 47543.0006 | 31211.4327 | 11191.7716 | 34640.439 | 198861.1128 | 340967.3089 | 117930.4621 | 987033.1332 | 1400592.7163 |  | 5291129.8777 | 264.7058 | 78.1609 | 0.0065134 | 186.5449 | 0.015545 | 0.022059 | 0.022059 | TRUE | 0.0009195 | 11.47% | 340967.3089 |  | 64.4413 | 0.0053701 | 0.022059
2023 | 4 | 114.0339 | 5.69% | 200125.2041 | 30479.3929 | 138423.4695 | 662.7024 | 49640.1039 | 419330.8728 | 11.2 | 7.885% | 8.219% | 162331.1366 | 23680.0418 | 10346.5415 | 1727.0597 | 46009.3554 | 30204.6122 | 10830.7467 | 33523.0054 | 193373.1281 | 331571.9717 | 114720.3239 | 958317.9231 | 1377648.7959 |  | 5296301.9653 | 260.1152 | 79.1743 | 0.0070691 | 180.941 | 0.016155 | 0.023225 | 0.023225 | TRUE | 0.00095613 | -0.4035% | 331571.9717 |  | 62.6044 | 0.0055897 | 0.023225
2023 | 5 | 208.4788 | 10.4% | 365872.2852 | 55722.942 | 253068.1298 | 1211.5637 | 90752.8781 | 766627.7987 | 10.5333 | 7.415% | 8.493% | 167742.1745 | 24469.3765 | 10691.4262 | 1784.6284 | 47543.0006 | 31211.4327 | 11191.7716 | 34640.439 | 215984.2136 | 370591.9128 | 128905.147 | 1044755.5229 | 1811383.3216 |  | 5301485.1112 | 341.6747 | 144.6062 | 0.013728 | 197.0685 | 0.018709 | 0.032437 | 0.032437 | FALSE | 0.0011169 | 7.286% | 370591.9128 |  | 69.9034 | 0.0066364 | 0.032437
2023 | 6 | 271.6633 | 13.55% | 476758.6679 | 72611.1177 | 329766.5041 | 1578.7572 | 118257.7173 | 998972.7642 | 10.2 | 7.181% | 8.219% | 162331.1366 | 23680.0418 | 10346.5415 | 1727.0597 | 46009.3554 | 30204.6122 | 10830.7467 | 33523.0054 | 221484.598 | 380207.5064 | 132737.7688 | 1053082.3727 | 2052055.1369 |  | 5306665.8266 | 386.6939 | 188.2487 | 0.018456 | 198.4452 | 0.019455 | 0.037911 | 0.037911 | TRUE | 0.0011686 | 7.96% | 380207.5064 |  | 71.6472 | 0.0070242 | 0.037911
2023 | 7 | 322.3192 | 16.08% | 565657.8668 | 86150.6098 | 391256.6878 | 1873.1414 | 140308.7403 | 1185247.0461 | 10.3667 | 7.298% | 8.493% | 167742.1745 | 24469.3765 | 10691.4262 | 1784.6284 | 47543.0006 | 31211.4327 | 11191.7716 | 34640.439 | 236286.4081 | 405716.6532 | 141917.404 | 1113194.7147 | 2298441.7608 |  | 5311951.1835 | 432.6926 | 223.1284 | 0.021524 | 209.5642 | 0.020215 | 0.041739 | 0.041739 | TRUE | 0.0012186 | 9.301% | 405716.6532 |  | 76.3781 | 0.0073677 | 0.041739
2023 | 8 | 326.4544 | 16.29% | 572915.0083 | 87255.8842 | 396276.3389 | 1897.173 | 142108.8397 | 1200453.2441 | 10.9333 | 7.697% | 8.493% | 167742.1745 | 24469.3765 | 10691.4262 | 1784.6284 | 47543.0006 | 31211.4327 | 11191.7716 | 34640.439 | 237023.8782 | 406992.5471 | 142390.0697 | 1115680.7444 | 2316133.9885 |  | 5317288.9208 | 435.5855 | 225.7642 | 0.020649 | 209.8214 | 0.019191 | 0.03984 | 0.03984 | FALSE | 0.0011577 | 7.233% | 406992.5471 |  | 76.5414 | 0.0070007 | 0.03984
2023 | 9 | 277.8765 | 13.86% | 487662.7377 | 74271.8253 | 337308.6785 | 1614.8653 | 120962.4199 | 1021820.5268 | 11.6833 | 8.225% | 8.219% | 162331.1366 | 23680.0418 | 10346.5415 | 1727.0597 | 46009.3554 | 30204.6122 | 10830.7467 | 33523.0054 | 222592.6687 | 382124.5748 | 133447.963 | 1056817.706 | 2078638.2327 |  | 5322436.1863 | 390.5426 | 191.9836 | 0.016432 | 198.559 | 0.016995 | 0.033427 | 0.033427 | TRUE | 0.0010217 | 2.254% | 382124.5748 |  | 71.7951 | 0.0061451 | 0.033427
2023 | 10 | 198.8904 | 9.923% | 349045.0737 | 53160.1304 | 241429.0112 | 1155.8414 | 86578.9684 | 731369.0251 | 12.4667 | 8.776% | 8.493% | 167742.1745 | 24469.3765 | 10691.4262 | 1784.6284 | 47543.0006 | 31211.4327 | 11191.7716 | 34640.439 | 214274.2338 | 367633.4839 | 127809.1721 | 1038991.1392 | 1770360.1643 |  | 5327648.4323 | 332.2967 | 137.278 | 0.011012 | 195.0187 | 0.015643 | 0.026655 | 0.026655 | TRUE | 0.00093319 | -1.328% | 367633.4839 |  | 69.0048 | 0.0055351 | 0.026655
2023 | 11 | 78.1173 | 3.898% | 137092.8512 | 20879.4634 | 94824.9782 | 453.9746 | 34005.2289 | 287256.4963 | 13.15 | 9.257% | 8.219% | 162331.1366 | 23680.0418 | 10346.5415 | 1727.0597 | 46009.3554 | 30204.6122 | 10830.7467 | 33523.0054 | 186967.7855 | 320490.1157 | 110614.9567 | 936725.3574 | 1223981.8537 |  | 5332876.557 | 229.5163 | 53.8652 | 0.0040962 | 175.651 | 0.013357 | 0.017454 | 0.017454 | TRUE | 0.00078752 | -12.04% | 320490.1157 |  | 60.097 | 0.0045701 | 0.017454
2023 | 12 | 42.6338 | 2.127% | 74820.7069 | 11395.3149 | 51752.3112 | 247.7642 | 18558.9201 | 156775.0172 | 13.4833 | 9.492% | 8.493% | 167742.1745 | 24469.3765 | 10691.4262 | 1784.6284 | 47543.0006 | 31211.4327 | 11191.7716 | 34640.439 | 186407.576 | 319421.4978 | 109948.6343 | 945051.9576 | 1101826.9748 | 19400542.3597 | 5338112.089 | 206.4076 | 29.369 | 0.0021782 | 177.0386 | 0.01313 | 0.015308 | 0.015308 | TRUE | 0.0007709 | -14.12% | 319421.4978 | 4224450.6853 | 59.8379 | 0.0044379 | 0.015308
2024 | 1 | 26.1128 | 1.613% | 55462.8956 | 9568.1298 | 40027.9141 | 201.2853 | 14241.3333 | 119501.5581 | 13.3 | 9.363% | 8.47% | 177913.939 | 29348.9103 | 11256.2338 | 1872.0972 | 48841.6294 | 34576.9123 | 12419.5347 | 38381.1593 | 215018.9699 | 317250.6011 | 108482.6513 | 995362.6382 | 1114864.1963 |  | 5343385.5298 | 208.6438 | 22.3644 | 0.0016815 | 186.2794 | 0.014006 | 0.015688 | 0.015688 | TRUE | 0.00062774 | -12.72% | 317250.6011 |  | 59.3726 | 0.0044641 | 0.015688
2024 | 2 | 35.0422 | 0.9485% | 32622.7107 | 5627.8766 | 23544.0117 | 118.394 | 8376.6073 | 70289.6001 | 12.7333 | 8.964% | 7.923% | 166435.6203 | 27455.4322 | 10530.0251 | 1751.3168 | 45690.5565 | 32346.1438 | 11618.2744 | 35904.9554 | 198781.5824 | 293296.7837 | 100200.7746 | 924011.4652 | 994301.0653 |  | 5348619.574 | 185.8986 | 13.1416 | 0.0010321 | 172.757 | 0.013567 | 0.014599 | 0.014599 | TRUE | 0.0010528 | -21.52% | 293296.7837 |  | 54.836 | 0.0043065 | 0.014599
2024 | 3 | 64.5823 | 5.611% | 192995.0259 | 33294.3572 | 139285.7015 | 700.4153 | 49555.7697 | 415831.2697 | 12 | 8.448% | 8.47% | 177913.939 | 29348.9103 | 11256.2338 | 1872.0972 | 48841.6294 | 34576.9123 | 12419.5347 | 38381.1593 | 231906.705 | 342141.2513 | 117643.3707 | 1046301.7429 | 1462133.0126 |  | 5353889.4375 | 273.0973 | 77.669 | 0.0064724 | 195.4283 | 0.016286 | 0.022758 | 0.022758 | TRUE | 0.0006993 | 10.66% | 342141.2513 |  | 63.9052 | 0.0053254 | 0.022758
2024 | 4 | 114.0339 | 5.69% | 195688.3022 | 33758.9852 | 141229.4556 | 710.1897 | 50247.3283 | 421634.2611 | 11.2 | 7.885% | 8.197% | 172174.7797 | 28402.1713 | 10893.1294 | 1811.707 | 47266.0929 | 33461.528 | 12018.9046 | 37143.0573 | 225521.0087 | 332718.5888 | 114442.4934 | 1015853.4612 | 1437487.7223 |  | 5359119.6368 | 268.2321 | 78.676 | 0.0070246 | 189.556 | 0.016925 | 0.023949 | 0.023949 | TRUE | 0.00072472 | -0.5535% | 332718.5888 |  | 62.0846 | 0.0055433 | 0.023949
2024 | 5 | 208.4788 | 10.4% | 357760.666 | 61718.7482 | 258198.0811 | 1298.3809 | 91863.016 | 770838.8922 | 10.5333 | 7.415% | 8.47% | 177913.939 | 29348.9103 | 11256.2338 | 1872.0972 | 48841.6294 | 34576.9123 | 12419.5347 | 38381.1593 | 252138.4754 | 371960.6389 | 128618.0556 | 1107327.5859 | 1878166.478 |  | 5364378.1867 | 350.1182 | 143.6959 | 0.013642 | 206.4224 | 0.019597 | 0.033239 | 0.033239 | TRUE | 0.0008016 | 7.347% | 371960.6389 |  | 69.339 | 0.0065828 | 0.033239
2024 | 6 | 271.6633 | 13.55% | 466188.6277 | 80424.097 | 336451.2103 | 1691.8864 | 119704.3092 | 1004460.1307 | 10.2 | 7.181% | 8.197% | 172174.7797 | 28402.1713 | 10893.1294 | 1811.707 | 47266.0929 | 33461.528 | 12018.9046 | 37143.0573 | 258736.0679 | 381673.9053 | 132459.9383 | 1116041.2818 | 2120501.4125 |  | 5369633.7222 | 394.9062 | 187.0631 | 0.01834 | 207.8431 | 0.020377 | 0.038716 | 0.038716 | TRUE | 0.00080513 | 8.087% | 381673.9053 |  | 71.0801 | 0.0069686 | 0.038716
2024 | 7 | 322.3192 | 16.08% | 553116.8754 | 95420.4428 | 399187.8633 | 2007.3653 | 142025.0721 | 1191757.6189 | 10.3667 | 7.298% | 8.47% | 177913.939 | 29348.9103 | 11256.2338 | 1872.0972 | 48841.6294 | 34576.9123 | 12419.5347 | 38381.1593 | 276126.4985 | 407316.3268 | 141630.3125 | 1179683.5537 | 2371441.1726 |  | 5374960.0945 | 441.2016 | 221.724 | 0.021388 | 219.4776 | 0.021171 | 0.04256 | 0.04256 | TRUE | 0.00082081 | 9.498% | 407316.3268 |  | 75.7803 | 0.00731 | 0.04256
2024 | 8 | 326.4544 | 16.29% | 560213.1215 | 96644.645 | 404309.2679 | 2033.119 | 143847.1913 | 1207047.3447 | 10.9333 | 7.697% | 8.47% | 177913.939 | 29348.9103 | 11256.2338 | 1872.0972 | 48841.6294 | 34576.9123 | 12419.5347 | 38381.1593 | 276997.8551 | 408600.6098 | 142102.9782 | 1182311.859 | 2389359.2037 |  | 5380321.6496 | 444.0923 | 224.3448 | 0.020519 | 219.7474 | 0.020099 | 0.040618 | 0.040618 | TRUE | 0.00077806 | 7.369% | 408600.6098 |  | 75.9435 | 0.0069461 | 0.040618
2024 | 9 | 277.8765 | 13.86% | 476850.9475 | 82263.4972 | 344146.2723 | 1730.5819 | 122442.0972 | 1027433.3962 | 11.6833 | 8.225% | 8.197% | 172174.7797 | 28402.1713 | 10893.1294 | 1811.707 | 47266.0929 | 33461.528 | 12018.9046 | 37143.0573 | 260045.3069 | 383603.5786 | 133170.1325 | 1119990.3883 | 2147423.7845 |  | 5385554.9074 | 398.7377 | 190.7758 | 0.016329 | 207.9619 | 0.0178 | 0.034129 | 0.034129 | TRUE | 0.00070143 | 2.23% | 383603.5786 |  | 71.2282 | 0.0060966 | 0.034129
2024 | 10 | 198.8904 | 9.923% | 341306.5245 | 58880.1773 | 246323.0255 | 1238.6657 | 87638.0489 | 735386.4418 | 12.4667 | 8.776% | 8.47% | 177913.939 | 29348.9103 | 11256.2338 | 1872.0972 | 48841.6294 | 34576.9123 | 12419.5347 | 38381.1593 | 250118.0517 | 368982.7582 | 127522.0806 | 1101233.3064 | 1836619.7482 |  | 5390832.5837 | 340.6932 | 136.4143 | 0.010942 | 204.2789 | 0.016386 | 0.027328 | 0.027328 | TRUE | 0.00067351 | -1.458% | 368982.7582 |  | 68.4463 | 0.0054903 | 0.027328
2024 | 11 | 78.1173 | 3.898% | 134053.4163 | 23126.1003 | 96747.178 | 486.5051 | 34421.1991 | 288834.3988 | 13.15 | 9.257% | 8.197% | 172174.7797 | 28402.1713 | 10893.1294 | 1811.707 | 47266.0929 | 33461.528 | 12018.9046 | 37143.0573 | 217952.7872 | 321563.8689 | 110337.1263 | 993025.1527 | 1281859.5515 |  | 5396121.6513 | 237.552 | 53.5263 | 0.0040704 | 184.0257 | 0.013994 | 0.018065 | 0.018065 | TRUE | 0.00061108 | -12.3% | 321563.8689 |  | 59.5917 | 0.0045317 | 0.018065
2024 | 12 | 42.6338 | 2.127% | 73161.8846 | 12621.4544 | 52801.3838 | 265.5183 | 18785.9427 | 157636.1838 | 13.4833 | 9.492% | 8.47% | 177913.939 | 29348.9103 | 11256.2338 | 1872.0972 | 48841.6294 | 34576.9123 | 12419.5347 | 38381.1593 | 217192.25 | 320453.7751 | 109661.5429 | 1001917.9839 | 1159554.1677 | 20193711.5153 | 5401414.1942 | 214.676 | 29.1842 | 0.0021645 | 185.4918 | 0.013757 | 0.015922 | 0.015922 | TRUE | 0.00061323 | -14.35% | 320453.7751 | 4249562.6864 | 59.3278 | 0.0044001 | 0.015922
2025 | 1 | 26.1128 | 1.613% | 55708.5818 | 10419.5063 | 40524.3323 | 203.7815 | 14417.9514 | 121274.1532 | 13.3 | 9.363% | 8.493% | 189138.0638 | 34820.1381 | 11918.1631 | 1969.8242 | 50449.831 | 38142.7077 | 13720.2129 | 42513.8727 | 242328.4059 | 319130.5465 | 108769.7427 | 1052901.5087 | 1174175.6619 |  | 5406732.2633 | 217.1692 | 22.4302 | 0.0016865 | 194.739 | 0.014642 | 0.016329 | 0.016329 | FALSE | 0.00064101 | -12.53% | 319130.5465 |  | 59.0247 | 0.0044379 | 0.016329
2025 | 2 | 35.0422 | 0.9485% | 32767.2208 | 6128.6475 | 23835.9997 | 119.8622 | 8480.4923 | 71332.2225 | 12.7333 | 8.964% | 7.671% | 170834.3802 | 31450.4473 | 10764.7925 | 1779.196 | 45567.5893 | 34451.4779 | 12392.4504 | 38399.627 | 216449.0142 | 285072.3121 | 97079.8124 | 944241.0993 | 1015573.3218 |  | 5412022.8806 | 187.6513 | 13.1803 | 0.0010351 | 174.471 | 0.013702 | 0.014737 | 0.014737 | TRUE | 0.00013765 | -23.66% | 285072.3121 |  | 52.6739 | 0.0041367 | 0.014737
2025 | 3 | 64.5823 | 5.611% | 193849.9436 | 36256.904 | 141013.0947 | 709.1013 | 50170.3503 | 421999.3939 | 12 | 8.448% | 8.493% | 189138.0638 | 34820.1381 | 11918.1631 | 1969.8242 | 50449.831 | 38142.7077 | 13720.2129 | 42513.8727 | 261441.7145 | 344118.7489 | 117930.4621 | 1106163.7391 | 1528163.133 |  | 5417339.5802 | 282.0874 | 77.8979 | 0.0064915 | 204.1895 | 0.017016 | 0.023507 | 0.023507 | TRUE | 0.00074917 | 10.47% | 344118.7489 |  | 63.5217 | 0.0052935 | 0.023507
2025 | 4 | 114.0339 | 5.69% | 196555.1503 | 36762.8748 | 142980.9548 | 718.9969 | 50870.4855 | 427888.4624 | 11.2 | 7.885% | 8.219% | 183036.836 | 33696.9078 | 11533.7063 | 1906.2815 | 48822.4171 | 36912.2977 | 13277.6254 | 41142.4575 | 254247.6038 | 334638.6224 | 114720.3239 | 1073935.0794 | 1501823.5418 |  | 5422629.6093 | 276.9548 | 78.9079 | 0.0070454 | 198.0469 | 0.017683 | 0.024728 | 0.024728 | TRUE | 0.00077882 | -0.3495% | 334638.6224 |  | 61.7115 | 0.00551 | 0.024728
2025 | 5 | 208.4788 | 10.4% | 359345.4524 | 67210.5099 | 261400.2016 | 1314.4824 | 93002.2826 | 782272.9289 | 10.5333 | 7.415% | 8.493% | 189138.0638 | 34820.1381 | 11918.1631 | 1969.8242 | 50449.831 | 38142.7077 | 13720.2129 | 42513.8727 | 284339.7568 | 374055.0056 | 128905.147 | 1169972.723 | 1952245.6519 |  | 5427176.8442 | 359.7166 | 144.1399 | 0.013684 | 215.5767 | 0.020466 | 0.03415 | 0.03415 | TRUE | 0.00091124 | 7.629% | 374055.0056 |  | 68.9226 | 0.0065433 | 0.03415
2025 | 6 | 271.6633 | 13.55% | 468253.7217 | 87580.2691 | 340623.8103 | 1712.8678 | 121188.8579 | 1019359.5269 | 10.2 | 7.181% | 8.219% | 183036.836 | 33696.9078 | 11533.7063 | 1906.2815 | 48822.4171 | 36912.2977 | 13277.6254 | 41142.4575 | 291839.9555 | 383785.8061 | 132737.7688 | 1178692.0597 | 2198051.5865 |  | 5431720.3103 | 404.6695 | 187.6679 | 0.018399 | 217.0016 | 0.021275 | 0.039673 | 0.039673 | TRUE | 0.00095719 | 8.369% | 383785.8061 |  | 70.6564 | 0.0069271 | 0.039673
2025 | 7 | 322.3192 | 16.08% | 555567.0389 | 103910.9963 | 404138.5106 | 2032.2591 | 143786.4384 | 1209435.2433 | 10.3667 | 7.298% | 8.493% | 189138.0638 | 34820.1381 | 11918.1631 | 1969.8242 | 50449.831 | 38142.7077 | 13720.2129 | 42513.8727 | 311489.0747 | 409549.2605 | 141917.404 | 1245628.5527 | 2455063.796 |  | 5436311.5982 | 451.6047 | 222.4735 | 0.02146 | 229.1312 | 0.022103 | 0.043563 | 0.043563 | TRUE | 0.0010035 | 9.813% | 409549.2605 |  | 75.3359 | 0.0072671 | 0.043563
2025 | 8 | 326.4544 | 16.29% | 562694.7195 | 105244.1287 | 409323.4298 | 2058.3321 | 145631.1552 | 1224951.7652 | 10.9333 | 7.697% | 8.493% | 189138.0638 | 34820.1381 | 11918.1631 | 1969.8242 | 50449.831 | 38142.7077 | 13720.2129 | 42513.8727 | 312475.2642 | 410838.5769 | 142390.0697 | 1248376.7243 | 2473328.4895 |  | 5440926.2621 | 454.5786 | 225.1366 | 0.020592 | 229.4419 | 0.020986 | 0.041577 | 0.041577 | TRUE | 0.00095911 | 7.639% | 410838.5769 |  | 75.5089 | 0.0069063 | 0.041577
2025 | 9 | 277.8765 | 13.86% | 478963.2728 | 89583.3399 | 348414.305 | 1752.0432 | 123960.5994 | 1042673.5603 | 11.6833 | 8.225% | 8.219% | 183036.836 | 33696.9078 | 11533.7063 | 1906.2815 | 48822.4171 | 36912.2977 | 13277.6254 | 41142.4575 | 293321.7344 | 385723.0421 | 133447.963 | 1182821.2688 | 2225494.8291 |  | 5445455.1195 | 408.6885 | 191.4759 | 0.016389 | 217.2126 | 0.018592 | 0.03498 | 0.03498 | TRUE | 0.00085171 | 2.403% | 385723.0421 |  | 70.8339 | 0.0060628 | 0.03498
2025 | 10 | 198.8904 | 9.923% | 342818.4233 | 64119.3617 | 249377.874 | 1254.0266 | 88724.9183 | 746294.6039 | 12.4667 | 8.776% | 8.493% | 189138.0638 | 34820.1381 | 11918.1631 | 1969.8242 | 50449.831 | 38142.7077 | 13720.2129 | 42513.8727 | 282053.0687 | 371065.4538 | 127809.1721 | 1163600.5082 | 1909895.1121 |  | 5450014.5729 | 350.4385 | 136.9344 | 0.010984 | 213.5041 | 0.017126 | 0.02811 | 0.02811 | TRUE | 0.00078172 | -1.306% | 371065.4538 |  | 68.0852 | 0.0054614 | 0.02811
2025 | 11 | 78.1173 | 3.898% | 134647.2379 | 25183.871 | 97947.017 | 492.5384 | 34848.0839 | 293118.7482 | 13.15 | 9.257% | 8.219% | 183036.836 | 33696.9078 | 11533.7063 | 1906.2815 | 48822.4171 | 36912.2977 | 13277.6254 | 41142.4575 | 245681.9938 | 323440.1846 | 110614.9567 | 1050065.6644 | 1343184.4126 |  | 5454581.9482 | 246.2488 | 53.7381 | 0.0040865 | 192.5108 | 0.01464 | 0.018726 | 0.018726 | TRUE | 0.00066135 | -12.16% | 323440.1846 |  | 59.297 | 0.0045093 | 0.018726
2025 | 12 | 42.6338 | 2.127% | 73485.9727 | 13744.517 | 53456.2159 | 268.811 | 19018.9222 | 159974.4388 | 13.4833 | 9.492% | 8.493% | 189138.0638 | 34820.1381 | 11918.1631 | 1969.8242 | 50449.831 | 38142.7077 | 13720.2129 | 42513.8727 | 244788.0947 | 322346.2745 | 109948.6343 | 1059755.8171 | 1219730.2559 | 20996729.7921 | 5459151.0862 | 223.4286 | 29.3039 | 0.0021733 | 194.1247 | 0.014397 | 0.016571 | 0.016571 | TRUE | 0.00064914 | -14.14% | 322346.2745 | 4263763.8339 | 59.047 | 0.0043793 | 0.016571
2026 | 1 | 26.1128 | 1.613% | 56011.0423 | 11168.6915 | 41031.7649 | 206.3336 | 14598.4883 | 123016.3207 | 13.3 | 9.363% | 8.493% | 199941.9991 | 40642.015 | 12517.7574 | 2062.4221 | 52011.2362 | 41738.5452 | 14991.085 | 46643.8906 | 265514.3928 | 319887.765 | 108769.7427 | 1104720.8511 | 1227737.1718 |  | 5463737.3975 | 224.7065 | 22.515 | 0.0016929 | 202.1914 | 0.015202 | 0.016895 | 0.016895 | TRUE | 0.00056671 | -12.52% | 319887.765 |  | 58.5474 | 0.0044021 | 0.016895
2026 | 2 | 35.0422 | 0.9485% | 32945.1249 | 6569.3107 | 24134.4664 | 121.3633 | 8586.6822 | 72356.9476 | 12.7333 | 8.964% | 7.671% | 180592.7734 | 36708.9167 | 11306.3615 | 1862.8329 | 46977.8907 | 37699.3312 | 13540.3348 | 42129.9657 | 237147.4695 | 285747.0627 | 97079.8124 | 990792.7516 | 1063149.6992 |  | 5468304.7476 | 194.4203 | 13.2321 | 0.0010392 | 181.1883 | 0.014229 | 0.015269 | 0.015269 | FALSE | 0.0005316 | -23.49% | 285747.0627 |  | 52.2551 | 0.0041038 | 0.015269
2026 | 3 | 64.5823 | 5.611% | 194902.4196 | 38863.8545 | 142778.8153 | 717.9821 | 50798.5673 | 428061.6388 | 12 | 8.448% | 8.493% | 199941.9991 | 40642.015 | 12517.7574 | 2062.4221 | 52011.2362 | 41738.5452 | 14991.085 | 46643.8906 | 286546.1231 | 344948.2933 | 117930.4621 | 1159973.8292 | 1588035.468 |  | 5472890.5963 | 290.1639 | 78.2149 | 0.0065179 | 211.949 | 0.017662 | 0.02418 | 0.02418 | TRUE | 0.00067305 | 10.15% | 344948.2933 |  | 63.0285 | 0.0052524 | 0.02418
2026 | 4 | 114.0339 | 5.69% | 197622.3138 | 39406.2058 | 144771.3163 | 728.0017 | 51507.4694 | 434035.3069 | 11.2 | 7.885% | 8.219% | 193492.2572 | 39330.9822 | 12113.9588 | 1995.8924 | 50333.4543 | 40392.1406 | 14507.5016 | 45139.249 | 278666.6019 | 335446.0977 | 114720.3239 | 1126138.4596 | 1560173.7665 |  | 5477458.5188 | 284.8353 | 79.2403 | 0.007075 | 205.5951 | 0.018357 | 0.025432 | 0.025432 | TRUE | 0.00070362 | -0.3235% | 335446.0977 |  | 61.2412 | 0.005468 | 0.025432
2026 | 5 | 208.4788 | 10.4% | 361296.4588 | 72043.0924 | 264673.3707 | 1330.945 | 94166.8273 | 793510.6941 | 10.5333 | 7.415% | 8.493% | 199941.9991 | 40642.015 | 12517.7574 | 2062.4221 | 52011.2362 | 41738.5452 | 14991.085 | 46643.8906 | 311742.4644 | 374971.1977 | 128905.147 | 1226167.7598 | 2019678.4539 |  | 5482057.5816 | 368.4161 | 144.7469 | 0.013742 | 223.6693 | 0.021234 | 0.034976 | 0.034976 | TRUE | 0.0008259 | 7.73% | 374971.1977 |  | 68.3997 | 0.0064936 | 0.034976
2026 | 6 | 271.6633 | 13.55% | 470796.0275 | 93877.4817 | 344888.992 | 1734.3198 | 122706.3457 | 1034003.1666 | 10.2 | 7.181% | 8.219% | 193492.2572 | 39330.9822 | 12113.9588 | 1995.8924 | 50333.4543 | 40392.1406 | 14507.5016 | 45139.249 | 320032.135 | 384735.5333 | 132737.7688 | 1234810.8732 | 2268814.0398 |  | 5486653.8083 | 413.5151 | 188.4579 | 0.018476 | 225.0572 | 0.022064 | 0.040541 | 0.040541 | TRUE | 0.00086721 | 8.48% | 384735.5333 |  | 70.1221 | 0.0068747 | 0.040541
2026 | 7 | 322.3192 | 16.08% | 558583.3977 | 111382.4239 | 409199.0028 | 2057.7112 | 145586.8859 | 1226809.4215 | 10.3667 | 7.298% | 8.493% | 199941.9991 | 40642.015 | 12517.7574 | 2062.4221 | 52011.2362 | 41738.5452 | 14991.085 | 46643.8906 | 341616.7862 | 410568.1874 | 141917.404 | 1304651.3282 | 2531460.7497 |  | 5491282.4172 | 460.9963 | 223.4104 | 0.021551 | 237.5859 | 0.022918 | 0.044469 | 0.044469 | TRUE | 0.00090594 | 9.957% | 410568.1874 |  | 74.7673 | 0.0072123 | 0.044469
2026 | 8 | 326.4544 | 16.29% | 565749.7769 | 112811.4114 | 414448.8459 | 2084.1107 | 147454.7016 | 1242548.8465 | 10.9333 | 7.697% | 8.493% | 199941.9991 | 40642.015 | 12517.7574 | 2062.4221 | 52011.2362 | 41738.5452 | 14991.085 | 46643.8906 | 342701.9605 | 411861.2356 | 142390.0697 | 1307502.2164 | 2550051.0629 |  | 5495927.0259 | 463.9893 | 226.0854 | 0.020679 | 237.9039 | 0.021759 | 0.042438 | 0.042438 | TRUE | 0.00086073 | 7.75% | 411861.2356 |  | 74.9394 | 0.0068542 | 0.042438
2026 | 9 | 277.8765 | 13.86% | 481563.7243 | 96024.5777 | 352777.0366 | 1773.9859 | 125512.7941 | 1057652.1185 | 11.6833 | 8.225% | 8.219% | 193492.2572 | 39330.9822 | 12113.9588 | 1995.8924 | 50333.4543 | 40392.1406 | 14507.5016 | 45139.249 | 321662.6415 | 386678.3765 | 133447.963 | 1239094.4171 | 2296746.5357 |  | 5500513.1359 | 417.5513 | 192.2824 | 0.016458 | 225.2689 | 0.019281 | 0.035739 | 0.035739 | TRUE | 0.00075859 | 2.434% | 386678.3765 |  | 70.2986 | 0.006017 | 0.035739
2026 | 10 | 198.8904 | 9.923% | 344679.699 | 68729.6839 | 252500.5034 | 1269.7321 | 89835.9031 | 757015.5214 | 12.4667 | 8.776% | 8.493% | 199941.9991 | 40642.015 | 12517.7574 | 2062.4221 | 52011.2362 | 41738.5452 | 14991.085 | 46643.8906 | 309226.2592 | 371972.993 | 127809.1721 | 1219557.3749 | 1976572.8963 |  | 5505120.0002 | 359.0427 | 137.5112 | 0.01103 | 221.5315 | 0.01777 | 0.0288 | 0.0288 | TRUE | 0.00069017 | -1.299% | 371972.993 |  | 67.5686 | 0.0054199 | 0.0288
2026 | 11 | 78.1173 | 3.898% | 135378.2827 | 26994.6463 | 99173.478 | 498.7069 | 35284.4404 | 297329.5543 | 13.15 | 9.257% | 8.219% | 193492.2572 | 39330.9822 | 12113.9588 | 1995.8924 | 50333.4543 | 40392.1406 | 14507.5016 | 45139.249 | 269241.2531 | 324215.2471 | 110614.9567 | 1101376.893 | 1398706.4473 |  | 5509732.4814 | 253.861 | 53.9644 | 0.0041038 | 199.8966 | 0.015201 | 0.019305 | 0.019305 | TRUE | 0.00057888 | -12.16% | 324215.2471 |  | 58.8441 | 0.0044748 | 0.019305
2026 | 12 | 42.6338 | 2.127% | 73884.9526 | 14732.7778 | 54125.5774 | 272.1776 | 19257.071 | 162272.5564 | 13.4833 | 9.492% | 8.493% | 199941.9991 | 40642.015 | 12517.7574 | 2062.4221 | 52011.2362 | 41738.5452 | 14991.085 | 46643.8906 | 268220.9629 | 323112.8006 | 109948.6343 | 1111831.3485 | 1274103.9049 | 21755230.1959 | 5514345.5968 | 231.0526 | 29.4273 | 0.0021825 | 201.6253 | 0.014954 | 0.017136 | 0.017136 | TRUE | 0.00056544 | -14.09% | 323112.8006 | 4274144.7899 | 58.5949 | 0.0043457 | 0.017136
[9 empty] | 93951928.5739 | [15 empty] | 236435929.4952
[25 empty] | 236435929.4952 |  |  | 46560.5346 | 18578.9029 |  | 27981.6317 |  |  |  |  | 0.30709 |  |  |  |  | 0.84211
0
46560.5346
2005 | [8 empty] | 104508.9402 | 104508.9402 | [13 empty] | 0 | 104508.9402 | 0 | 4321895.1667 | [6 empty] | CFL Totals | 1635736.7688 |  |  | 64652532.0551
2006 | [8 empty] | 523995.0086 | 523995.0086 | [13 empty] | 1367.8209 | 525362.8296 | 0 | 4409562.5
2007 | [8 empty] | 939574.414 | 939574.414 | [13 empty] | 136056.6699 | 1075631.0839 | 0 | 4496589.3333
2008 | [8 empty] | 1258245.6705 | 1258245.6705 | [13 empty] | 1754902.8615 | 3013148.532 | 0 | 4509730.1667
2009 | [8 empty] | 1548378.2378 | 1548378.2378 | [13 empty] | 2178220.0369 | 3726598.2747 | 0 | 4499066.75
2010 | [8 empty] | 1882877.3064 | 1882877.3064 | [13 empty] | 2611128.6783 | 4494005.9847 | 0 | 4520327.6667
2011 | [8 empty] | 2255529.3516 | 2255529.3516 | [13 empty] | 3035487.0522 | 5291016.4039 | 0 | 4547050.8333
2012 | [8 empty] | 2633605.7733 | 2633605.7733 | [13 empty] | 3434526.8864 | 6068132.6597 | 0 | 4576448.6667
2013 | [8 empty] | 3036742.4277 | 3036742.4277 | [13 empty] | 4155744.351 | 7192486.7786 | 0 | 4626934.3333
2014 | [8 empty] | 3474083.708 | 3474083.708 | [13 empty] | 4910864.733 | 8384948.441 | 0 | 4708829.3333
2015 | [8 empty] | 4039997.9426 | 4039997.9426 | [13 empty] | 5800287.9445 | 9840285.8871 | 0 | 4780487.4751
2016 | [8 empty] | 4575939.1961 | 4575939.1961 | [13 empty] | 6619830.4776 | 11195769.6737 | 0 | 4852827.4974
2017 | [8 empty] | 5107282.6345 | 5107282.6345 | [13 empty] | 7476087.5976 | 12583370.2321 | 0 | 4922917.6135
2018 | [8 empty] | 5645813.9724 | 5645813.9724 | [13 empty] | 8121182.6862 | 13766996.6586 | 0 | 4991658.9754
2019 | [8 empty] | 6178818.5956 | 6178818.5956 | [13 empty] | 8825351.2505 | 15004169.8462 | 0 | 5058945.3177
2020 | [8 empty] | 6602699.057 | 6602699.057 | [13 empty] | 9551225.2282 | 16153924.2851 | 0 | 5123908.5664
2021 | [8 empty] | 6943997.27 | 6943997.27 | [13 empty] | 10259823.6849 | 17203820.9549 | 0 | 5185332.6772
2022 | [8 empty] | 7269834.1271 | 7269834.1271 | [13 empty] | 11195704.0391 | 18465538.1662 | 0 | 5247054.0847
2023 | [8 empty] | 7370166.7033 | 7370166.7033 | [13 empty] | 12030375.6564 | 19400542.3597 | 0 | 5309376.031
2024 | [8 empty] | 7410651.0961 | 7410651.0961 | [13 empty] | 12783060.4192 | 20193711.5153 | 0 | 5372352.5973
2025 | [8 empty] | 7520575.0475 | 7520575.0475 | [13 empty] | 13476154.7446 | 20996729.7921 | 0 | 5433671.8396
2026 | [8 empty] | 7628612.0934 | 7628612.0934 | [13 empty] | 14126618.1025 | 21755230.1959 | 0 | 5489001.9423
[9 empty] | 93951928.5739 | 93951928.5739 | 0

## MWhbymo-WgtbyActCDH&DaysNoWinAC
OPC 010139
FPL RC-16
|  | 2013 Cooling Degree Hours- 20 year normals (1993-2012) | HVAC | Residential AC Efficiency | Residential New Construction Efficiency | CI DX Efficiency | CI SPVU Efficiency | CI Chiller Efficiency | Weather Sensative Subtotal | Night-Time Hours | Night-Time Hour | Days | CI Lighting Efficiency | CI Long Tube Lighting Efficiency - LED | CI Refrigeration Efficiency | Federal Facility ENERGY STAR Procurement | CI Walk-in Refrigerator and Freezer | Residential Refrigerator Efficiency | CI Water Heater Efficiency for Units > 55 Gallons | Res Water Heater Efficiency for Units > 55 Gallons | LED Lighting Efficiency | CFL Lighting Efficiency | Advanced Incandescent Lighting Efficiency | Non-Weather Sensative Subtotal | Grandtotal | Grandtotal |  | Weather and non-weather sensitive | Weather Sensative Subtotal | Weather Sensative Subtotal | Non-Weather Sensative Subtotal | Non-Weather Sensative Subtotal | Grandtotal | Grandtotal |  | Grandtotal | Difference between weighting: daylight hrs & days VS. | CFLs |  | CFLs |  | Grandtotal (matches column AE) | Grandtotal (matches column V) | Difference from last NEPACT Study
|  |  | weight | MWH | MWH | MWH | Single Package/Vertical Unit | MWH | MWH |  | weight | weight | MWH |  | MWH | MWH | MWH |  | MWH | MWH |  | MWH | MWH | MWH | MWH Monthly | MWH Annual | Total Customers | KWH/CUST | KWH/CUST | MWH USE/CUST/DAY | KWH/CUST | MWH USE/CUST/DAY | MWH USE/CUST/DAY | MWH USE/CUST/DAY |  | change from prior year | days and cooling interaction wgted by CDH | Monthly | Annual | KWH/CUST | MWH USE/CUST/DAY | MWH USE/CUST/DAY | MWH | Weat/Nonweat sens kwh/cust
2005 | 1 | 0 | 0% | 0 | 0 | 0 | 0 | 0 | 0 | 13.3 | 9.363% | 8.493% | 0 | 0 | 0 | 0 | 0 | 0 | 0 | 0 | 0 | 0 | 0 | 0 | 0 |  | 4272459 | 0 | 0 | 0 | 0 | 0 | 0 | 0 | TRUE | 0 | -100% | 0 |  |  |  | 0 | 1374.7829 | 0
2005 | 2 | 0 | 0% | 0 | 0 | 0 | 0 | 0 | 0 | 12.7333 | 8.964% | 7.671% | 0 | 0 | 0 | 0 | 0 | 0 | 0 | 0 | 0 | 0 | 0 | 0 | 0 |  | 4287988 | 0 | 0 | 0 | 0 | 0 | 0 | 0 | TRUE | 0 | -100% | 0 |  |  |  | 0 | 1609.5467 | 0
2005 | 3 | 0 | 0% | 0 | 0 | 0 | 0 | 0 | 0 | 12 | 8.448% | 8.493% | 0 | 0 | 0 | 0 | 0 | 0 | 0 | 0 | 0 | 0 | 0 | 0 | 0 |  | 4299864 | 0 | 0 | 0 | 0 | 0 | 0 | 0 | TRUE | 0 | -100% | 0 |  |  |  | 0 | 3159.7167 | 0
2005 | 4 | 68.0906 | 3.812% | 0 | 0 | 2214.8522 | 0 | 1769.4957 | 3984.3479 | 11.2 | 7.885% | 8.219% | 0 | 0 | 0 | 0 | 0 | 0 | 0 | 0 | 0 | 0 | 0 | 0 | 3984.3479 |  | 4310180 | 0.9244 | 0.9244 | 8.2536e-05 | 0 | 0 | 8.2536e-05 | 8.2536e-05 | TRUE | 8.2536e-05 | -34.26% | 0 |  |  |  | 8.2536e-05 | 5970.3384 | 0.9244
2005 | 5 | 168.4101 | 9.429% | 0 | 0 | 5478.0488 | 0 | 4376.5375 | 9854.5863 | 10.5333 | 7.415% | 8.493% | 0 | 0 | 0 | 0 | 0 | 0 | 0 | 0 | 0 | 0 | 0 | 0 | 9854.5863 |  | 4313996 | 2.2843 | 2.2843 | 0.00021687 | 0 | 0 | 0.00021687 | 0.00021687 | TRUE | 0.00021687 | -11.07% | 0 |  |  |  | 0.00021687 | 10211.1689 | 2.2843
2005 | 6 | 237.5832 | 13.3% | 0 | 0 | 7728.1127 | 0 | 6174.1646 | 13902.2772 | 10.2 | 7.181% | 8.219% | 0 | 0 | 0 | 0 | 0 | 0 | 0 | 0 | 0 | 0 | 0 | 0 | 13902.2772 |  | 4320906 | 3.2174 | 3.2174 | 0.00031544 | 0 | 0 | 0.00031544 | 0.00031544 | TRUE | 0.00031544 | -3.721% | 0 |  |  |  | 0.00031544 | 14808.878 | 3.2174
2005 | 7 | 364.8554 | 20.43% | 0 | 0 | 11868.0271 | 0 | 9481.6361 | 21349.6632 | 10.3667 | 7.298% | 8.493% | 0 | 0 | 0 | 0 | 0 | 0 | 0 | 0 | 0 | 0 | 0 | 0 | 21349.6632 |  | 4327794 | 4.9332 | 4.9332 | 0.00047587 | 0 | 0 | 0.00047587 | 0.00047587 | TRUE | 0.00047587 | 24.62% | 0 |  |  |  | 0.00047587 | 16664.1178 | 4.9332
2005 | 8 | 365.7273 | 20.48% | 0 | 0 | 11896.3877 | 0 | 9504.2941 | 21400.6818 | 10.9333 | 7.697% | 8.493% | 0 | 0 | 0 | 0 | 0 | 0 | 0 | 0 | 0 | 0 | 0 | 0 | 21400.6818 |  | 4340306 | 4.9307 | 4.9307 | 0.00045098 | 0 | 0 | 0.00045098 | 0.00045098 | TRUE | 0.00045098 | 23.33% | 0 |  |  |  | 0.00045098 | 17403.8251 | 4.9307
2005 | 9 | 295.8517 | 16.56% | 0 | 0 | 9623.4731 | 0 | 7688.411 | 17311.8841 | 11.6833 | 8.225% | 8.219% | 0 | 0 | 0 | 0 | 0 | 0 | 0 | 0 | 0 | 0 | 0 | 0 | 17311.8841 |  | 4343095 | 3.9861 | 3.9861 | 0.00034118 | 0 | 0 | 0.00034118 | 0.00034118 | TRUE | 0.00034118 | 17.21% | 0 |  |  |  | 0.00034118 | 15722.4318 | 3.9861
2005 | 10 | 202.3426 | 11.33% | 0 | 0 | 6581.8048 | 0 | 5258.3532 | 11840.1581 | 12.4667 | 8.776% | 8.493% | 0 | 0 | 0 | 0 | 0 | 0 | 0 | 0 | 0 | 0 | 0 | 0 | 11840.1581 |  | 4344668 | 2.7252 | 2.7252 | 0.0002186 | 0 | 0 | 0.0002186 | 0.0002186 | TRUE | 0.0002186 | 12% | 0 |  |  |  | 0.0002186 | 10562.6076 | 2.7252
2005 | 11 | 83.1463 | 4.655% | 0 | 0 | 2704.5863 | 0 | 2160.7553 | 4865.3416 | 13.15 | 9.257% | 8.219% | 0 | 0 | 0 | 0 | 0 | 0 | 0 | 0 | 0 | 0 | 0 | 0 | 4865.3416 |  | 4345746 | 1.1196 | 1.1196 | 8.5138e-05 | 0 | 0 | 8.5138e-05 | 8.5138e-05 | TRUE | 8.5138e-05 | 17.18% | 0 |  |  |  | 8.5138e-05 | 4865.4452 | 1.1196
2005 | 12 | 0 | 0% | 0 | 0 | 0 | 0 | 0 | 0 | 13.4833 | 9.492% | 8.493% | 0 | 0 | 0 | 0 | 0 | 0 | 0 | 0 | 0 | 0 | 0 | 0 | 0 | 104508.9402 | 4355740 | 0 | 0 | 0 | 0 | 0 | 0 | 0 | TRUE | 0 | -100% | 0 | 0 |  |  | 0 | 2156.0812 | 0
2006 | 1 | 0 | 0% | 0 | 0 | 0 | 0 | 0 | 0 | 13.3 | 9.363% | 8.493% | 0 | 0 | 0 | 0 | 0 | 0 | 0 | 0 | 0 | 0 | 0 | 0 | 0 |  | 4369236 | 0 | 0 | 0 | 0 | 0 | 0 | 0 | TRUE | 0 | -100% | 0 |  |  |  | 0 | 7009.1637 | 0
2006 | 2 | 0 | 0% | 0 | 0 | 0 | 0 | 0 | 0 | 12.7333 | 8.964% | 7.671% | 0 | 0 | 0 | 0 | 0 | 0 | 0 | 0 | 0 | 0 | 0 | 0 | 0 |  | 4377958 | 0 | 0 | 0 | 0 | 0 | 0 | 0 | TRUE | 0 | -100% | 0 |  |  |  | 0 | 8174.9983 | 0
2006 | 3 | 0 | 0% | 0 | 0 | 0 | 0 | 0 | 0 | 12 | 8.448% | 8.493% | 0 | 0 | 0 | 0 | 0 | 0 | 0 | 0 | 0 | 0 | 0 | 0 | 0 |  | 4390093 | 0 | 0 | 0 | 0 | 0 | 0 | 0 | TRUE | 0 | -100% | 0 |  |  |  | 0 | 15958.6029 | 0
2006 | 4 | 129.3581 | 7.354% | 16085.542 | 0 | 14607.8792 | 0 | 7840.6503 | 38534.0716 | 11.2 | 7.885% | 8.219% | 0 | 0 | 0 | 100.5882 | 0 | 0 | 0 | 0 | 0 | 0 | 0 | 100.5882 | 38634.6598 |  | 4398215 | 8.7842 | 8.7613 | 0.00078226 | 0.02287 | 2.042e-06 | 0.0007843 | 0.0007843 | TRUE | 0.00070176 | 26.65% | 0 |  |  |  | 0.0007843 | 30050.7157 | 8.7842
2006 | 5 | 196.5075 | 11.17% | 24435.5037 | 0 | 22190.79 | 0 | 11910.7109 | 58537.0046 | 10.5333 | 7.415% | 8.493% | 0 | 0 | 0 | 152.8033 | 0 | 0 | 0 | 0 | 0 | 0 | 0 | 152.8033 | 58689.8079 |  | 4397210 | 13.3471 | 13.3123 | 0.0012638 | 0.03475 | 3.2991e-06 | 0.0012671 | 0.0012671 | TRUE | 0.0010503 | 5.417% | 0 |  |  |  | 0.0012671 | 51309.9719 | 13.3471
2006 | 6 | 277.0277 | 15.75% | 34448.1131 | 0 | 31283.6131 | 0 | 16791.2035 | 82522.9298 | 10.2 | 7.181% | 8.219% | 0 | 0 | 0 | 215.4154 | 0 | 0 | 0 | 0 | 0 | 0 | 0 | 215.4154 | 82738.3451 |  | 4403628 | 18.7887 | 18.7398 | 0.0018372 | 0.048918 | 4.7959e-06 | 0.001842 | 0.001842 | TRUE | 0.0015266 | 14.1% | 0 |  |  |  | 0.001842 | 74366.0692 | 18.7887
2006 | 7 | 300.3564 | 17.08% | 37349.0098 | 0 | 33918.0253 | 0 | 18205.201 | 89472.2361 | 10.3667 | 7.298% | 8.493% | 0 | 0 | 0 | 233.5557 | 0 | 0 | 0 | 0 | 0 | 0 | 0 | 233.5557 | 89705.7918 |  | 4406505 | 20.3576 | 20.3046 | 0.0019586 | 0.053002 | 5.1128e-06 | 0.0019638 | 0.0019638 | TRUE | 0.0014879 | 4.294% | 0 |  |  |  | 0.0019638 | 83664.2665 | 20.3576
2006 | 8 | 324.0036 | 18.42% | 40289.5119 | 0 | 36588.4047 | 0 | 19638.5036 | 96516.4202 | 10.9333 | 7.697% | 8.493% | 0 | 0 | 0 | 251.9436 | 0 | 0 | 0 | 0 | 0 | 0 | 0 | 251.9436 | 96768.3638 |  | 4416127 | 21.9125 | 21.8554 | 0.001999 | 0.057051 | 5.2181e-06 | 0.0020042 | 0.0020042 | TRUE | 0.0015532 | 11.08% | 0 |  |  |  | 0.0020042 | 87376.8158 | 21.9125
2006 | 9 | 267.8981 | 15.23% | 33312.8563 | 0 | 30252.6442 | 0 | 16237.84 | 79803.3406 | 11.6833 | 8.225% | 8.219% | 0 | 0 | 0 | 208.3163 | 0 | 0 | 0 | 0 | 0 | 0 | 0 | 208.3163 | 80011.6568 |  | 4425222 | 18.0808 | 18.0337 | 0.0015435 | 0.047075 | 4.0292e-06 | 0.0015476 | 0.0015476 | TRUE | 0.0012064 | 7.879% | 0 |  |  |  | 0.0015476 | 78946.516 | 18.0808
2006 | 10 | 196.8367 | 11.19% | 24476.4419 | 0 | 22227.9675 | 0 | 11930.6656 | 58635.0749 | 12.4667 | 8.776% | 8.493% | 0 | 0 | 0 | 153.0593 | 0 | 0 | 0 | 0 | 0 | 0 | 0 | 153.0593 | 58788.1342 |  | 4429977 | 13.2705 | 13.236 | 0.0010617 | 0.034551 | 2.7715e-06 | 0.0010645 | 0.0010645 | TRUE | 0.00084588 | 10.67% | 0 |  |  |  | 0.0010645 | 53072.0427 | 13.2705
2006 | 11 | 67.0521 | 3.812% | 8337.8551 | 0 | 7571.9164 | 0 | 4064.1594 | 19973.9309 | 13.15 | 9.257% | 8.219% | 0 | 0 | 0 | 52.1394 | 0 | 0 | 0 | 0 | 0 | 0 | 0 | 52.1394 | 20026.0702 |  | 4443418 | 4.5069 | 4.4952 | 0.00034184 | 0.011734 | 8.9232e-07 | 0.00034273 | 0.00034273 | TRUE | 0.00025759 | -4.329% | 0 |  |  |  | 0.00034273 | 24510.9164 | 4.5069
2006 | 12 | 0 | 0% | 0 | 0 | 0 | 0 | 0 | 0 | 13.4833 | 9.492% | 8.493% | 0 | 0 | 0 | 0 | 0 | 0 | 0 | 0 | 0 | 0 | 0 | 0 | 0 | 525362.8296 | 4457161 | 0 | 0 | 0 | 0 | 0 | 0 | 0 | TRUE | 0 | -100% | 0 | 0 |  |  | 0 | 10922.7504 | 0
2007 | 1 | 0 | 0% | 0 | 0 | 0 | 0 | 0 | 0 | 13.3 | 9.363% | 8.493% | 11323.1558 | 0 | 0 | 0 | 0 | 0 | 0 | 0 | 0 | 0 | 0 | 11323.1558 | 11323.1558 |  | 4465732 | 2.5356 | 0 | 0 | 2.5356 | 0.00019064 | 0.00019064 | 0.00019064 | TRUE | 0.00019064 | -55.05% | 0 |  |  |  | 0.00019064 | 23915.3095 | 2.5356
2007 | 2 | 0 | 0% | 0 | 0 | 0 | 0 | 0 | 0 | 12.7333 | 8.964% | 7.671% | 10227.3665 | 0 | 0 | 0 | 0 | 0 | 0 | 0 | 0 | 0 | 0 | 10227.3665 | 10227.3665 |  | 4476835 | 2.2845 | 0 | 0 | 2.2845 | 0.00017941 | 0.00017941 | 0.00017941 | TRUE | 0.00017941 | -64.64% | 0 |  |  |  | 0.00017941 | 24907.6498 | 2.2845
2007 | 3 | 0 | 0% | 0 | 0 | 0 | 0 | 0 | 0 | 12 | 8.448% | 8.493% | 11323.1558 | 0 | 0 | 0 | 0 | 0 | 0 | 0 | 0 | 0 | 0 | 11323.1558 | 11323.1558 |  | 4488392 | 2.5228 | 0 | 0 | 2.5228 | 0.00021023 | 0.00021023 | 0.00021023 | TRUE | 0.00021023 | -73.26% | 0 |  |  |  | 0.00021023 | 39962.5311 | 2.5228
2007 | 4 | 101.9614 | 5.624% | 23833.8711 | 0 | 19462.7624 | 0 | 9547.9865 | 52844.62 | 11.2 | 7.885% | 8.219% | 10957.8927 | 0 | 0 | 153.8611 | 0 | 0 | 0 | 0 | 0 | 0 | 0 | 11111.7538 | 63956.3738 |  | 4493310 | 14.2337 | 11.7607 | 0.0010501 | 2.473 | 0.0002208 | 0.0012709 | 0.0012709 | TRUE | 0.00048656 | -1.956% | 0 |  |  |  | 0.0012709 | 65231.0707 | 14.2337
2007 | 5 | 167.186 | 9.222% | 39080.388 | 0 | 31913.0831 | 0 | 15655.8293 | 86649.3004 | 10.5333 | 7.415% | 8.493% | 11323.1558 | 0 | 0 | 252.286 | 0 | 0 | 0 | 0 | 0 | 0 | 0 | 11575.4418 | 98224.7422 |  | 4494060 | 21.8566 | 19.2809 | 0.0018305 | 2.5757 | 0.00024453 | 0.002075 | 0.002075 | TRUE | 0.00080787 | -10.49% | 0 |  |  |  | 0.002075 | 102984.9626 | 21.8566
2007 | 6 | 252.06 | 13.9% | 58920.0192 | 0 | 48114.1453 | 0 | 23603.7002 | 130637.8647 | 10.2 | 7.181% | 8.219% | 10957.8927 | 0 | 0 | 380.362 | 0 | 0 | 0 | 0 | 0 | 0 | 0 | 11338.2547 | 141976.1194 |  | 4497400 | 31.5685 | 29.0474 | 0.0028478 | 2.5211 | 0.00024716 | 0.0030949 | 0.0030949 | FALSE | 0.0012529 | 1.688% | 0 |  |  |  | 0.0030949 | 144692.8435 | 31.5685
2007 | 7 | 317.6888 | 17.52% | 74261.0163 | 0 | 60641.6186 | 0 | 29749.3923 | 164652.0272 | 10.3667 | 7.298% | 8.493% | 11323.1558 | 0 | 0 | 479.3968 | 0 | 0 | 0 | 0 | 0 | 0 | 0 | 11802.5526 | 176454.5798 |  | 4502735 | 39.1883 | 36.5671 | 0.0035274 | 2.6212 | 0.00025285 | 0.0037802 | 0.0037802 | TRUE | 0.0018165 | 7.606% | 0 |  |  |  | 0.0037802 | 160999.3843 | 39.1883
2007 | 8 | 363.9955 | 20.08% | 85085.3807 | 0 | 69480.8051 | 0 | 34085.6952 | 188651.8809 | 10.9333 | 7.697% | 8.493% | 11323.1558 | 0 | 0 | 549.2742 | 0 | 0 | 0 | 0 | 0 | 0 | 0 | 11872.43 | 200524.3109 |  | 4508215 | 44.4798 | 41.8462 | 0.0038274 | 2.6335 | 0.00024087 | 0.0040683 | 0.0040683 | TRUE | 0.0020641 | 20.44% | 0 |  |  |  | 0.0040683 | 168022.3874 | 44.4798
2007 | 9 | 282.713 | 15.59% | 66085.2674 | 0 | 53965.294 | 0 | 26474.14 | 146524.7014 | 11.6833 | 8.225% | 8.219% | 10957.8927 | 0 | 0 | 426.6177 | 0 | 0 | 0 | 0 | 0 | 0 | 0 | 11384.5104 | 157909.2118 |  | 4507674 | 35.0312 | 32.5056 | 0.0027822 | 2.5256 | 0.00021617 | 0.0029984 | 0.0029984 | TRUE | 0.0014508 | 9.674% | 0 |  |  |  | 0.0029984 | 152906.0336 | 35.0312
2007 | 10 | 252.2631 | 13.92% | 58967.5032 | 0 | 48152.9209 | 0 | 23622.7226 | 130743.1467 | 12.4667 | 8.776% | 8.493% | 11323.1558 | 0 | 0 | 380.6685 | 0 | 0 | 0 | 0 | 0 | 0 | 0 | 11703.8244 | 142446.971 |  | 4507737 | 31.6006 | 29.0042 | 0.0023265 | 2.5964 | 0.00020827 | 0.0025348 | 0.0025348 | TRUE | 0.0014703 | 33.16% | 0 |  |  |  | 0.0025348 | 106144.5283 | 31.6006
2007 | 11 | 74.9996 | 4.137% | 17531.4605 | 0 | 14316.2078 | 0 | 7023.2044 | 38870.8727 | 13.15 | 9.257% | 8.219% | 10957.8927 | 0 | 0 | 113.1755 | 0 | 0 | 0 | 0 | 0 | 0 | 0 | 11071.0682 | 49941.9409 |  | 4507950 | 11.0786 | 8.6227 | 0.00065572 | 2.4559 | 0.00018676 | 0.00084248 | 0.00084248 | TRUE | 0.00049975 | 0.0857% | 0 |  |  |  | 0.00084248 | 55297.6675 | 11.0786
2007 | 12 | 0 | 0% | 0 | 0 | 0 | 0 | 0 | 0 | 13.4833 | 9.492% | 8.493% | 11323.1558 | 0 | 0 | 0 | 0 | 0 | 0 | 0 | 0 | 0 | 0 | 11323.1558 | 11323.1558 | 1075631.0839 | 4509032 | 2.5112 | 0 | 0 | 2.5112 | 0.00018625 | 0.00018625 | 0.00018625 | TRUE | 0.00018625 | -65.95% | 0 | 0 |  |  | 0.00018625 | 30566.7156 | 2.5112
2008 | 1 | 0 | 0% | 0 | 0 | 0 | 0 | 0 | 0 | 13.3 | 9.363% | 8.47% | 19160.2584 | 0 | 0 | 0 | 0 | 0 | 0 | 0 | 0 | 110662.8937 | 0 | 129823.1521 | 129823.1521 |  | 4512537 | 28.7694 | 0 | 0 | 28.7694 | 0.0021631 | 0.0021631 | 0.0021631 | TRUE | 0.0019725 | -28.27% | 110662.8937 |  | 24.5234 | 0.0018439 | 0.0021631 | 166053.033 | 28.7694
2008 | 2 | 0 | 0% | 0 | 0 | 0 | 0 | 0 | 0 | 12.7333 | 8.964% | 7.923% | 17924.1127 | 0 | 0 | 0 | 0 | 0 | 0 | 0 | 0 | 103523.3522 | 0 | 121447.4649 | 121447.4649 |  | 4519123 | 26.8741 | 0 | 0 | 26.8741 | 0.0021105 | 0.0021105 | 0.0021105 | TRUE | 0.0019311 | -32.42% | 103523.3522 |  | 22.9078 | 0.001799 | 0.0021105 | 159234.2563 | 26.8741
2008 | 3 | 0 | 0% | 0 | 0 | 0 | 0 | 0 | 0 | 12 | 8.448% | 8.47% | 19160.2584 | 0 | 0 | 0 | 0 | 0 | 0 | 0 | 0 | 110662.8937 | 0 | 129823.1521 | 129823.1521 |  | 4519652 | 28.7241 | 0 | 0 | 28.7241 | 0.0023937 | 0.0023937 | 0.0023937 | TRUE | 0.0021834 | -31.52% | 110662.8937 |  | 24.4848 | 0.0020404 | 0.0023937 | 187542.919 | 28.7241
2008 | 4 | 109.0609 | 6.2% | 35770.0377 | 0 | 28636.3526 | 0 | 13601.5266 | 78007.917 | 11.2 | 7.885% | 8.197% | 18542.1855 | 0 | 0 | 254.4039 | 0 | 0 | 0 | 0 | 0 | 120611.5639 | 0 | 139408.1534 | 217416.0703 |  | 4518324 | 48.1187 | 17.2648 | 0.0015415 | 30.854 | 0.0027548 | 0.0042963 | 0.0042963 | TRUE | 0.0030255 | 2.866% | 120611.5639 |  | 26.6939 | 0.0023834 | 0.0042963 | 221381.6763 | 48.1187
2008 | 5 | 237.1304 | 13.48% | 77774.5927 | 0 | 62263.8612 | 0 | 29573.7231 | 169612.177 | 10.5333 | 7.415% | 8.47% | 19160.2584 | 0 | 0 | 553.1489 | 0 | 0 | 0 | 0 | 0 | 140055.9642 | 0 | 159769.3715 | 329381.5485 |  | 4514164 | 72.9662 | 37.5733 | 0.0035671 | 35.3929 | 0.0033601 | 0.0069272 | 0.0069272 | TRUE | 0.0048522 | 24.96% | 140055.9642 |  | 31.0259 | 0.0029455 | 0.0069272 | 267616.9524 | 72.9662
2008 | 6 | 279.1527 | 15.87% | 91557.1761 | 0 | 73297.7583 | 0 | 34814.5387 | 199669.4731 | 10.2 | 7.181% | 8.197% | 18542.1855 | 0 | 0 | 651.1735 | 0 | 0 | 0 | 0 | 0 | 141694.9953 | 0 | 160888.3543 | 360557.8275 |  | 4514262 | 79.8708 | 44.2308 | 0.0043364 | 35.64 | 0.0034941 | 0.0078305 | 0.0078305 | TRUE | 0.0047355 | 20.22% | 141694.9953 |  | 31.3883 | 0.0030773 | 0.0078305 | 327794.1436 | 79.8708
2008 | 7 | 286.5963 | 16.29% | 93998.5418 | 0 | 75252.2379 | 0 | 35742.866 | 204993.6456 | 10.3667 | 7.298% | 8.47% | 19160.2584 | 0 | 0 | 668.537 | 0 | 0 | 0 | 0 | 0 | 146187.4225 | 0 | 166016.2179 | 371009.8636 |  | 4509574 | 82.2716 | 45.4574 | 0.004385 | 36.8142 | 0.0035512 | 0.0079362 | 0.0079362 | TRUE | 0.0041559 | 10.96% | 146187.4225 |  | 32.4171 | 0.0031271 | 0.0079362 | 345307.8664 | 82.2716
2008 | 8 | 325.1719 | 18.48% | 106650.6538 | 0 | 85381.1158 | 0 | 40553.8209 | 232585.5905 | 10.9333 | 7.697% | 8.47% | 19160.2584 | 0 | 0 | 758.5214 | 0 | 0 | 0 | 0 | 0 | 150968.9895 | 0 | 170887.7693 | 403473.3598 |  | 4507318 | 89.5152 | 51.6018 | 0.0047197 | 37.9134 | 0.0034677 | 0.0081874 | 0.0081874 | TRUE | 0.0041191 | 17.29% | 150968.9895 |  | 33.4942 | 0.0030635 | 0.0081874 | 359036.2648 | 89.5152
2008 | 9 | 294.5502 | 16.74% | 96607.2618 | 0 | 77340.696 | 0 | 36734.8295 | 210682.7873 | 11.6833 | 8.225% | 8.197% | 18542.1855 | 0 | 0 | 687.0908 | 0 | 0 | 0 | 0 | 0 | 143603.5559 | 0 | 162832.8322 | 373515.6195 |  | 4503137 | 82.9456 | 46.7858 | 0.0040045 | 36.1599 | 0.003095 | 0.0070995 | 0.0070995 | TRUE | 0.0041011 | 15.94% | 143603.5559 |  | 31.8897 | 0.0027295 | 0.0070995 | 338792.9648 | 82.9456
2008 | 10 | 173.3139 | 9.852% | 56843.8918 | 0 | 45507.4088 | 0 | 21614.8418 | 123966.1424 | 12.4667 | 8.776% | 8.47% | 19160.2584 | 0 | 0 | 404.2855 | 0 | 0 | 0 | 0 | 0 | 132145.7001 | 0 | 151710.244 | 275676.3864 |  | 4501918 | 61.2353 | 27.5363 | 0.0022088 | 33.699 | 0.0027031 | 0.0049119 | 0.0049119 | TRUE | 0.0023771 | -1.99% | 132145.7001 |  | 29.3532 | 0.0023545 | 0.0049119 | 271848.1339 | 61.2353
2008 | 11 | 54.1445 | 3.078% | 17758.4512 | 0 | 14216.8503 | 0 | 6752.636 | 38727.9375 | 13.15 | 9.257% | 8.197% | 18542.1855 | 0 | 0 | 126.3018 | 0 | 0 | 0 | 0 | 0 | 113804.5102 | 0 | 132472.9975 | 171200.935 |  | 4498960 | 38.0534 | 8.6082 | 0.00065462 | 29.4452 | 0.0022392 | 0.0028938 | 0.0028938 | TRUE | 0.0020513 | -19.4% | 113804.5102 |  | 25.2957 | 0.0019236 | 0.0028938 | 208079.2052 | 38.0534
2008 | 12 | 0 | 0% | 0 | 0 | 0 | 0 | 0 | 0 | 13.4833 | 9.492% | 8.47% | 19160.2584 | 0 | 0 | 0 | 0 | 0 | 0 | 0 | 0 | 110662.8937 | 0 | 129823.1521 | 129823.1521 | 3013148.532 | 4497793 | 28.8637 | 0 | 0 | 28.8637 | 0.0021407 | 0.0021407 | 0.0021407 | TRUE | 0.0019545 | -33.02% | 110662.8937 | 1524584.735 | 24.6038 | 0.0018248 | 0.0021407 | 170636.9321 | 28.8637
2009 | 1 | 0 | 0% | 0 | 0 | 0 | 0 | 0 | 0 | 13.3 | 9.363% | 8.493% | 25209.251 | 0 | 0 | 0 | 2901.5042 | 0 | 0 | 0 | 0 | 134010.2937 | 0 | 162121.0488 | 162121.0488 |  | 4497781 | 36.0447 | 0 | 0 | 36.0447 | 0.0027101 | 0.0027101 | 0.0027101 | TRUE | 0.00054701 | -27.66% | 134010.2937 |  | 29.7948 | 0.0022402 | 0.0027101 | 211653.902 | 36.0447
2009 | 2 | 0 | 0% | 0 | 0 | 0 | 0 | 0 | 0 | 12.7333 | 8.964% | 7.671% | 22769.646 | 0 | 0 | 0 | 2620.7134 | 0 | 0 | 0 | 0 | 121041.5556 | 0 | 146431.9151 | 146431.9151 |  | 4502684 | 32.521 | 0 | 0 | 32.521 | 0.002554 | 0.002554 | 0.002554 | TRUE | 0.00044347 | -34.22% | 121041.5556 |  | 26.8821 | 0.0021112 | 0.002554 | 196612.4271 | 32.521
2009 | 3 | 0 | 0% | 0 | 0 | 0 | 0 | 0 | 0 | 12 | 8.448% | 8.493% | 25209.251 | 0 | 0 | 0 | 2901.5042 | 0 | 0 | 0 | 0 | 134010.2937 | 0 | 162121.0488 | 162121.0488 |  | 4502987 | 36.003 | 0 | 0 | 36.003 | 0.0030003 | 0.0030003 | 0.0030003 | TRUE | 0.00060657 | -30.96% | 134010.2937 |  | 29.7603 | 0.00248 | 0.0030003 | 238059.3362 | 36.003
2009 | 4 | 123.0682 | 6.263% | 44433.1077 | 1069.1816 | 35097.267 | 0 | 16382.8946 | 96982.4509 | 11.2 | 7.885% | 8.219% | 24396.0493 | 0 | 0 | 342.6931 | 2807.9073 | 0 | 0 | 0 | 0 | 146216.9797 | 0 | 173763.6293 | 270746.0802 |  | 4502465 | 60.1329 | 21.5399 | 0.0019232 | 38.593 | 0.0034458 | 0.005369 | 0.005369 | FALSE | 0.0010727 | 3.448% | 146216.9797 |  | 32.4749 | 0.0028995 | 0.005369 | 279638.2946 | 60.1329
2009 | 5 | 205.559 | 10.46% | 74215.9614 | 1785.8382 | 58622.4449 | 0 | 27364.106 | 161988.3506 | 10.5333 | 7.415% | 8.493% | 25209.251 | 0 | 0 | 572.3952 | 2901.5042 | 0 | 0 | 0 | 0 | 161619.4374 | 0 | 190302.5877 | 352290.9383 |  | 4499097 | 78.3026 | 36.0046 | 0.0034182 | 42.298 | 0.0040156 | 0.0074338 | 0.0074338 | TRUE | 0.00050662 | 8.045% | 161619.4374 |  | 35.9226 | 0.0034104 | 0.0074338 | 336203.5729 | 78.3026
2009 | 6 | 286.285 | 14.57% | 103361.6289 | 2487.1623 | 81644.3158 | 0 | 38110.3811 | 225603.4881 | 10.2 | 7.181% | 8.219% | 24396.0493 | 0 | 0 | 797.1829 | 2807.9073 | 0 | 0 | 0 | 0 | 168139.0296 | 0 | 196140.1691 | 421743.6572 |  | 4497918 | 93.7642 | 50.1573 | 0.0049174 | 43.6069 | 0.0042752 | 0.0091926 | 0.0091926 | FALSE | 0.0013621 | 13.74% | 168139.0296 |  | 37.3815 | 0.0036649 | 0.0091926 | 410391.31 | 93.7642
2009 | 7 | 333.191 | 16.96% | 120296.7799 | 2894.6682 | 95021.2221 | 0 | 44354.5267 | 262567.1969 | 10.3667 | 7.298% | 8.493% | 25209.251 | 0 | 0 | 927.7963 | 2901.5042 | 0 | 0 | 0 | 0 | 178762.0024 | 0 | 207800.5538 | 470367.7508 |  | 4498393 | 104.5635 | 58.3691 | 0.0056305 | 46.1944 | 0.0044561 | 0.010087 | 0.010087 | TRUE | 0.0021503 | 13.84% | 178762.0024 |  | 39.7391 | 0.0038334 | 0.010087 | 431665.3315 | 104.5635
2009 | 8 | 358.8972 | 18.27% | 129577.8595 | 3117.9963 | 102352.2539 | 0 | 47776.5459 | 282824.6555 | 10.9333 | 7.697% | 8.493% | 25209.251 | 0 | 0 | 999.3772 | 2901.5042 | 0 | 0 | 0 | 0 | 182214.6648 | 0 | 211324.7971 | 494149.4527 |  | 4498960 | 109.8364 | 62.8645 | 0.0057498 | 46.9719 | 0.0042962 | 0.010046 | 0.010046 | TRUE | 0.0018586 | 16.27% | 182214.6648 |  | 40.5015 | 0.0037044 | 0.010046 | 448779.6835 | 109.8364
2009 | 9 | 293.1795 | 14.92% | 105850.8572 | 2547.06 | 83610.5324 | 0 | 39028.1824 | 231036.6319 | 11.6833 | 8.225% | 8.219% | 24396.0493 | 0 | 0 | 816.3813 | 2807.9073 | 0 | 0 | 0 | 0 | 169065.0495 | 0 | 197085.3874 | 428122.0193 |  | 4495923 | 95.2245 | 51.388 | 0.0043984 | 43.8365 | 0.0037521 | 0.0081505 | 0.0081505 | FALSE | 0.001051 | 7.562% | 169065.0495 |  | 37.6041 | 0.0032186 | 0.0081505 | 424214.9914 | 95.2245
2009 | 10 | 264.3669 | 13.45% | 95448.2231 | 2296.7442 | 75393.5959 | 0 | 35192.6358 | 208331.199 | 12.4667 | 8.776% | 8.493% | 25209.251 | 0 | 0 | 736.1503 | 2901.5042 | 0 | 0 | 0 | 0 | 169518.0694 | 0 | 198364.9748 | 406696.1738 |  | 4495215 | 90.4731 | 46.3451 | 0.0037175 | 44.128 | 0.0035397 | 0.0072572 | 0.0072572 | TRUE | 0.0023453 | 17% | 169518.0694 |  | 37.7108 | 0.0030249 | 0.0072572 | 341701.8604 | 90.4731
2009 | 11 | 100.3051 | 5.105% | 36214.6172 | 871.4223 | 28605.5636 | 0 | 13352.6617 | 79044.2649 | 13.15 | 9.257% | 8.219% | 24396.0493 | 0 | 0 | 279.3075 | 2807.9073 | 0 | 0 | 0 | 0 | 143159.612 | 0 | 170642.876 | 249687.1409 |  | 4498782 | 55.5011 | 17.5701 | 0.0013361 | 37.9309 | 0.0028845 | 0.0042206 | 0.0042206 | TRUE | 0.0013268 | -4.988% | 143159.612 |  | 31.8219 | 0.0024199 | 0.0042206 | 263250.2787 | 55.5011
2009 | 12 | 0 | 0% | 0 | 0 | 0 | 0 | 0 | 0 | 13.4833 | 9.492% | 8.493% | 25209.251 | 0 | 0 | 0 | 2901.5042 | 0 | 0 | 0 | 0 | 134010.2937 | 0 | 162121.0488 | 162121.0488 | 3726598.2747 | 4498596 | 36.0381 | 0 | 0 | 36.0381 | 0.0026728 | 0.0026728 | 0.0026728 | TRUE | 0.00053209 | -32.41% | 134010.2937 | 1841767.2816 | 29.7894 | 0.0022093 | 0.0026728 | 217032.3541 | 36.0381
2010 | 1 | 0 | 0% | 0 | 0 | 0 | 0 | 0 | 0 | 13.3 | 9.363% | 8.493% | 32751.9212 | 0 | 629.0201 | 0 | 5891.608 | 0 | 0 | 0 | 0 | 155792.8085 | 0 | 195065.3578 | 195065.3578 |  | 4502130 | 43.3273 | 0 | 0 | 43.3273 | 0.0032577 | 0.0032577 | 0.0032577 | TRUE | 0.00054757 | -27.38% | 155792.8085 |  | 34.6042 | 0.0026018 | 0.0032577 | 252377.3089 | 43.3273
2010 | 2 | 0 | 0% | 0 | 0 | 0 | 0 | 0 | 0 | 12.7333 | 8.964% | 7.671% | 29582.3805 | 0 | 568.1472 | 0 | 5321.4524 | 0 | 0 | 0 | 0 | 140716.0851 | 0 | 176188.0651 | 176188.0651 |  | 4510659 | 39.0604 | 0 | 0 | 39.0604 | 0.0030676 | 0.0030676 | 0.0030676 | TRUE | 0.00051356 | -34.03% | 140716.0851 |  | 31.1963 | 0.00245 | 0.0030676 | 234507.3276 | 39.0604
2010 | 3 | 0 | 0% | 0 | 0 | 0 | 0 | 0 | 0 | 12 | 8.448% | 8.493% | 32751.9212 | 0 | 629.0201 | 0 | 5891.608 | 0 | 0 | 0 | 0 | 155792.8085 | 0 | 195065.3578 | 195065.3578 |  | 4516712 | 43.1875 | 0 | 0 | 43.1875 | 0.003599 | 0.003599 | 0.003599 | TRUE | 0.00059871 | -30.91% | 155792.8085 |  | 34.4925 | 0.0028744 | 0.003599 | 284181.4463 | 43.1875
2010 | 4 | 89.0758 | 4.467% | 37933.3104 | 1217.2453 | 31093.0053 | 31.7143 | 13841.1189 | 84116.3941 | 11.2 | 7.885% | 8.219% | 31695.4076 | 0 | 608.7291 | 305.5328 | 5701.5561 | 0 | 0 | 0 | 0 | 164506.9451 | 0 | 202818.1708 | 286934.5649 |  | 4520229 | 63.4779 | 18.6089 | 0.0016615 | 44.869 | 0.0040062 | 0.0056677 | 0.0056677 | TRUE | 0.00029866 | -9.04% | 164506.9451 |  | 36.3935 | 0.0032494 | 0.0056677 | 334261.3993 | 63.4779
2010 | 5 | 255.1955 | 12.8% | 108676.1371 | 3487.3179 | 89079.1672 | 90.859 | 39653.7849 | 240987.2661 | 10.5333 | 7.415% | 8.493% | 32751.9212 | 0 | 629.0201 | 875.329 | 5891.608 | 0 | 0 | 0 | 0 | 195156.0675 | 0 | 235303.9458 | 476291.2119 |  | 4521728 | 105.3339 | 53.2954 | 0.0050597 | 52.0385 | 0.0049404 | 0.01 | 0.01 | TRUE | 0.0025663 | 20.88% | 195156.0675 |  | 43.1596 | 0.0040974 | 0.01 | 402473.9512 | 105.3339
2010 | 6 | 357.7628 | 17.94% | 152354.902 | 4888.9295 | 124881.5808 | 127.3767 | 55591.3072 | 337844.0962 | 10.2 | 7.181% | 8.219% | 31695.4076 | 0 | 608.7291 | 1227.1385 | 5701.5561 | 0 | 0 | 0 | 0 | 205951.248 | 0 | 245184.0793 | 583028.1754 |  | 4521918 | 128.9338 | 74.7126 | 0.0073248 | 54.2213 | 0.0053158 | 0.012641 | 0.012641 | TRUE | 0.003448 | 29.96% | 205951.248 |  | 45.5451 | 0.0044652 | 0.012641 | 491747.4238 | 128.9338
2010 | 7 | 367.3022 | 18.42% | 156417.3089 | 5019.2884 | 128211.4361 | 130.7731 | 57073.5995 | 346852.4061 | 10.3667 | 7.298% | 8.493% | 32751.9212 | 0 | 629.0201 | 1259.859 | 5891.608 | 0 | 0 | 0 | 0 | 212448.2547 | 0 | 252980.663 | 599833.0691 |  | 4522790 | 132.6246 | 76.6899 | 0.0073977 | 55.9346 | 0.0053956 | 0.012793 | 0.012793 | TRUE | 0.0027069 | 19.95% | 212448.2547 |  | 46.9728 | 0.0045311 | 0.012793 | 517453.2717 | 132.6246
2010 | 8 | 354.6581 | 17.79% | 151032.7536 | 4846.503 | 123797.8481 | 126.2714 | 55108.8812 | 334912.2572 | 10.9333 | 7.697% | 8.493% | 32751.9212 | 0 | 629.0201 | 1216.4892 | 5891.608 | 0 | 0 | 0 | 0 | 210497.931 | 0 | 250986.9695 | 585899.2268 |  | 4526766 | 129.43 | 73.9849 | 0.0067669 | 55.4451 | 0.0050712 | 0.011838 | 0.011838 | TRUE | 0.0017921 | 13.96% | 210497.931 |  | 46.5007 | 0.0042531 | 0.011838 | 537984.4633 | 129.43
2010 | 9 | 310.2075 | 15.56% | 132103.2745 | 4239.0733 | 108281.8178 | 110.4453 | 48201.8866 | 292936.4975 | 11.6833 | 8.225% | 8.219% | 31695.4076 | 0 | 608.7291 | 1064.0223 | 5701.5561 | 0 | 0 | 0 | 0 | 198615.9665 | 0 | 237685.6816 | 530622.1791 |  | 4524923 | 117.2666 | 64.7384 | 0.0055411 | 52.5281 | 0.004496 | 0.010037 | 0.010037 | TRUE | 0.0018866 | 10.33% | 198615.9665 |  | 43.8938 | 0.003757 | 0.010037 | 508025.2215 | 117.2666
2010 | 10 | 181.6475 | 9.11% | 77355.3939 | 2482.2639 | 63406.3213 | 64.6732 | 28225.4618 | 171534.1141 | 12.4667 | 8.776% | 8.493% | 32751.9212 | 0 | 629.0201 | 623.0569 | 5891.608 | 0 | 0 | 0 | 0 | 183811.4746 | 0 | 223707.0809 | 395241.195 |  | 4524001 | 87.3654 | 37.9165 | 0.0030414 | 49.4489 | 0.0039665 | 0.0070079 | 0.0070079 | TRUE | -0.00024928 | -5.727% | 183811.4746 |  | 40.6303 | 0.0032591 | 0.0070079 | 408735.9238 | 87.3654
2010 | 11 | 78.0392 | 3.914% | 33233.3292 | 1066.4272 | 27240.5458 | 27.7848 | 12126.1882 | 73694.2752 | 13.15 | 9.257% | 8.219% | 31695.4076 | 0 | 608.7291 | 267.677 | 5701.5561 | 0 | 0 | 0 | 0 | 162804.5789 | 0 | 201077.9488 | 274772.224 |  | 4525048 | 60.7225 | 16.2859 | 0.0012385 | 44.4366 | 0.0033792 | 0.0046177 | 0.0046177 | TRUE | 0.00039707 | -12.98% | 162804.5789 |  | 35.9785 | 0.002736 | 0.0046177 | 314574.2954 | 60.7225
2010 | 12 | 0 | 0% | 0 | 0 | 0 | 0 | 0 | 0 | 13.4833 | 9.492% | 8.493% | 32751.9212 | 0 | 629.0201 | 0 | 5891.608 | 0 | 0 | 0 | 0 | 155792.8085 | 0 | 195065.3578 | 195065.3578 | 4494005.9847 | 4527028 | 43.0891 | 0 | 0 | 43.0891 | 0.0031957 | 0.0031957 | 0.0031957 | TRUE | 0.00052294 | -32.2% | 155792.8085 | 2141886.9769 | 34.4139 | 0.0025523 | 0.0031957 | 258947.5558 | 43.0891
2011 | 1 | 0 | 0% | 0 | 0 | 0 | 0 | 0 | 0 | 13.3 | 9.363% | 8.493% | 41360.554 | 0 | 1310.2888 | 0 | 9083.0592 | 0 | 0 | 0 | 0 | 175831.4485 | 0 | 227585.3506 | 227585.3506 |  | 4533029 | 50.206 | 0 | 0 | 50.206 | 0.0037749 | 0.0037749 | 0.0037749 | TRUE | 0.00051719 | -27.25% | 175831.4485 |  | 38.789 | 0.0029165 | 0.0037749 | 291644.6634 | 50.206
2011 | 2 | 0 | 0% | 0 | 0 | 0 | 0 | 0 | 0 | 12.7333 | 8.964% | 7.671% | 37357.9198 | 0 | 1183.4867 | 0 | 8204.0535 | 0 | 0 | 0 | 0 | 158815.5019 | 0 | 205560.9618 | 205560.9618 |  | 4539389 | 45.2838 | 0 | 0 | 45.2838 | 0.0035563 | 0.0035563 | 0.0035563 | TRUE | 0.00048875 | -34% | 158815.5019 |  | 34.9861 | 0.0027476 | 0.0035563 | 271269.7837 | 45.2838
2011 | 3 | 0 | 0% | 0 | 0 | 0 | 0 | 0 | 0 | 12 | 8.448% | 8.493% | 41360.554 | 0 | 1310.2888 | 0 | 9083.0592 | 0 | 0 | 0 | 0 | 175831.4485 | 0 | 227585.3506 | 227585.3506 |  | 4546574 | 50.0564 | 0 | 0 | 50.0564 | 0.0041714 | 0.0041714 | 0.0041714 | TRUE | 0.00057242 | -31.11% | 175831.4485 |  | 38.6734 | 0.0032228 | 0.0041714 | 329734.1285 | 50.0564
2011 | 4 | 190.3724 | 9.629% | 97395.5469 | 3553.1678 | 81217.3262 | 142.4301 | 34885.2741 | 217193.7452 | 11.2 | 7.885% | 8.219% | 40026.3426 | 0 | 1268.0214 | 763.5501 | 8790.0573 | 0 | 0 | 0 | 0 | 203662.402 | 0 | 254510.3734 | 471704.1186 |  | 4550254 | 103.6654 | 47.7322 | 0.0042618 | 55.9332 | 0.004994 | 0.0092558 | 0.0092558 | TRUE | 0.0035882 | 27.24% | 203662.402 |  | 44.7585 | 0.0039963 | 0.0092558 | 389711.1876 | 103.6654
2011 | 5 | 242.3065 | 12.26% | 123965.298 | 4522.481 | 103373.6179 | 181.2854 | 44402.065 | 276444.7472 | 10.5333 | 7.415% | 8.493% | 41360.554 | 0 | 1310.2888 | 971.8485 | 9083.0592 | 0 | 0 | 0 | 0 | 218474.0696 | 0 | 271199.8202 | 547644.5673 |  | 4549811 | 120.3664 | 60.7596 | 0.0057683 | 59.6068 | 0.0056589 | 0.011427 | 0.011427 | TRUE | 0.0014271 | 17.66% | 218474.0696 |  | 48.0183 | 0.0045587 | 0.011427 | 471746.5459 | 120.3664
2011 | 6 | 304.5579 | 15.41% | 155813.4529 | 5684.36 | 129931.526 | 227.8597 | 55809.482 | 347466.6806 | 10.2 | 7.181% | 8.219% | 40026.3426 | 0 | 1268.0214 | 1221.5279 | 8790.0573 | 0 | 0 | 0 | 0 | 223757.4824 | 0 | 275063.4316 | 622530.1123 |  | 4549338 | 136.8397 | 76.3774 | 0.007488 | 60.4623 | 0.0059277 | 0.013416 | 0.013416 | TRUE | 0.00077509 | 17.21% | 223757.4824 |  | 49.1846 | 0.004822 | 0.013416 | 578320.5617 | 136.8397
2011 | 7 | 355.8131 | 18% | 182035.8712 | 6641.0018 | 151798.1797 | 266.2071 | 65201.8646 | 405943.1244 | 10.3667 | 7.298% | 8.493% | 41360.554 | 0 | 1310.2888 | 1427.1033 | 9083.0592 | 0 | 0 | 0 | 0 | 238449.6716 | 0 | 291630.6769 | 697573.8013 |  | 4549687 | 153.3235 | 89.2244 | 0.0086069 | 64.0991 | 0.0061832 | 0.01479 | 0.01479 | TRUE | 0.0019967 | 17.71% | 238449.6716 |  | 52.4101 | 0.0050556 | 0.01479 | 609448.7817 | 153.3235
2011 | 8 | 342.3826 | 17.32% | 175164.7484 | 6390.3307 | 146068.4084 | 256.1588 | 62740.7562 | 390620.4025 | 10.9333 | 7.697% | 8.493% | 41360.554 | 0 | 1310.2888 | 1373.2359 | 9083.0592 | 0 | 0 | 0 | 0 | 236086.0852 | 0 | 289213.2232 | 679833.6257 |  | 4550328 | 149.4032 | 85.8444 | 0.0078516 | 63.5588 | 0.0058133 | 0.013665 | 0.013665 | TRUE | 0.0018268 | 11.64% | 236086.0852 |  | 51.8833 | 0.0047454 | 0.013665 | 633695.2473 | 149.4032
2011 | 9 | 298.6535 | 15.11% | 152792.7103 | 5574.1577 | 127412.5542 | 223.4422 | 54727.5081 | 340730.3726 | 11.6833 | 8.225% | 8.219% | 40026.3426 | 0 | 1268.0214 | 1197.8462 | 8790.0573 | 0 | 0 | 0 | 0 | 222718.3821 | 0 | 274000.6496 | 614731.0223 |  | 4545995 | 135.2247 | 74.9518 | 0.0064153 | 60.273 | 0.0051589 | 0.011574 | 0.011574 | TRUE | 0.0015371 | 8.119% | 222718.3821 |  | 48.9922 | 0.0041933 | 0.011574 | 597815.2772 | 135.2247
2011 | 10 | 161.5192 | 8.17% | 82634.0841 | 3014.6426 | 68907.8668 | 120.8431 | 29597.9926 | 184275.4293 | 12.4667 | 8.776% | 8.493% | 41360.554 | 0 | 1310.2888 | 647.8249 | 9083.0592 | 0 | 0 | 0 | 0 | 204256.6126 | 0 | 256658.3396 | 440933.7689 |  | 4546841 | 96.9758 | 40.5282 | 0.0032509 | 56.4476 | 0.0045279 | 0.0077788 | 0.0077788 | TRUE | 0.00077089 | -10.74% | 204256.6126 |  | 44.9228 | 0.0036034 | 0.0077788 | 479246.0478 | 96.9758
2011 | 11 | 81.3882 | 4.117% | 41638.6249 | 1519.0533 | 34722.0986 | 60.8918 | 14914.1813 | 92854.8498 | 13.15 | 9.257% | 8.219% | 40026.3426 | 0 | 1268.0214 | 326.4336 | 8790.0573 | 0 | 0 | 0 | 0 | 184482.6691 | 0 | 234893.524 | 327748.3739 |  | 4549257 | 72.0444 | 20.411 | 0.0015522 | 51.6334 | 0.0039265 | 0.0054787 | 0.0054787 | TRUE | 0.00086098 | -11.28% | 184482.6691 |  | 40.5523 | 0.0030838 | 0.0054787 | 366133.398 | 72.0444
2011 | 12 | 0 | 0% | 0 | 0 | 0 | 0 | 0 | 0 | 13.4833 | 9.492% | 8.493% | 41360.554 | 0 | 1310.2888 | 0 | 9083.0592 | 0 | 0 | 0 | 0 | 175831.4485 | 0 | 227585.3506 | 227585.3506 | 5291016.4039 | 4554107 | 49.9737 | 0 | 0 | 49.9737 | 0.0037063 | 0.0037063 | 0.0037063 | TRUE | 0.0005106 | -32.17% | 175831.4485 | 2418197.222 | 38.6094 | 0.0028635 | 0.0037063 | 299855.5881 | 49.9737
2012 | 1 | 0 | 0% | 0 | 0 | 0 | 0 | 0 | 0 | 13.3 | 9.363% | 8.47% | 49716.6736 | 0 | 1982.1682 | 0 | 12219.0653 | 0 | 0 | 0 | 160.7861 | 193471.1769 | 0 | 257549.8701 | 257549.8701 |  | 4560015 | 56.48 | 0 | 0 | 56.48 | 0.0042466 | 0.0042466 | 0.0042466 | TRUE | 0.00047173 | -27.4% | 193471.1769 |  | 42.4278 | 0.0031901 | 0.0042466 | 329688.5421 | 56.48
2012 | 2 | 0 | 0% | 0 | 0 | 0 | 0 | 0 | 0 | 12.7333 | 8.964% | 7.923% | 46509.1462 | 0 | 1854.2864 | 0 | 11430.7385 | 0 | 0 | 0 | 150.4128 | 180989.1655 | 0 | 240933.7495 | 240933.7495 |  | 4565707 | 52.7703 | 0 | 0 | 52.7703 | 0.0041443 | 0.0041443 | 0.0041443 | TRUE | 0.00058794 | -31.88% | 180989.1655 |  | 39.641 | 0.0031132 | 0.0041443 | 316523.4708 | 52.7703
2012 | 3 | 0 | 0% | 0 | 0 | 0 | 0 | 0 | 0 | 12 | 8.448% | 8.47% | 49716.6736 | 0 | 1982.1682 | 0 | 12219.0653 | 0 | 0 | 0 | 160.7861 | 193471.1769 | 0 | 257549.8701 | 257549.8701 |  | 4573930 | 56.3082 | 0 | 0 | 56.3082 | 0.0046924 | 0.0046924 | 0.0046924 | TRUE | 0.00052098 | -31.58% | 193471.1769 |  | 42.2987 | 0.0035249 | 0.0046924 | 374414.9147 | 56.3082
2012 | 4 | 106.4532 | 6.113% | 71863.6518 | 3176.4915 | 60495.7102 | 137.0502 | 25325.832 | 160998.7357 | 11.2 | 7.885% | 8.197% | 48112.9099 | 0 | 1918.2273 | 551.3923 | 11824.9019 | 0 | 0 | 0 | 155.5995 | 210751.3142 | 0 | 273314.3451 | 434313.0808 |  | 4577038 | 94.8896 | 35.1753 | 0.0031407 | 59.7142 | 0.0053316 | 0.0084723 | 0.0084723 | TRUE | -0.00078356 | 2.352% | 210751.3142 |  | 46.0453 | 0.0041112 | 0.0084723 | 444842.6901 | 94.8896
2012 | 5 | 202.0526 | 11.6% | 136400.2256 | 6029.1142 | 114823.3955 | 260.127 | 48069.4915 | 305582.3539 | 10.5333 | 7.415% | 8.47% | 49716.6736 | 0 | 1982.1682 | 1046.5658 | 12219.0653 | 0 | 0 | 0 | 160.7861 | 238115.293 | 0 | 303240.552 | 608822.9059 |  | 4576751 | 133.0251 | 66.7684 | 0.0063388 | 66.2567 | 0.0062902 | 0.012629 | 0.012629 | TRUE | 0.0012018 | 13.68% | 238115.293 |  | 52.0271 | 0.0049393 | 0.012629 | 541584.3765 | 133.0251
2012 | 6 | 276.4557 | 15.88% | 186627.7317 | 8249.2525 | 157105.5308 | 355.9152 | 65770.4203 | 418108.8505 | 10.2 | 7.181% | 8.197% | 48112.9099 | 0 | 1918.2273 | 1431.9492 | 11824.9019 | 0 | 0 | 0 | 155.5995 | 248313.8687 | 0 | 311757.4565 | 729866.307 |  | 4575347 | 159.5215 | 91.383 | 0.0089591 | 68.1385 | 0.0066802 | 0.015639 | 0.015639 | TRUE | 0.0022237 | 19.16% | 248313.8687 |  | 54.2721 | 0.0053208 | 0.015639 | 666316.3475 | 159.5215
2012 | 7 | 321.708 | 18.47% | 217176.3268 | 9599.5507 | 182821.7158 | 414.174 | 76536.2048 | 486547.972 | 10.3667 | 7.298% | 8.47% | 49716.6736 | 0 | 1982.1682 | 1666.3412 | 12219.0653 | 0 | 0 | 0 | 160.7861 | 264553.5017 | 0 | 330298.5361 | 816846.5081 |  | 4577123 | 178.4629 | 106.3 | 0.010254 | 72.1629 | 0.0069611 | 0.017215 | 0.017215 | TRUE | 0.002425 | 19.39% | 264553.5017 |  | 57.7991 | 0.0055755 | 0.017215 | 703280.5697 | 178.4629
2012 | 8 | 322.4072 | 18.51% | 217648.3339 | 9620.4141 | 183219.0572 | 415.0742 | 76702.5472 | 487605.4266 | 10.9333 | 7.697% | 8.47% | 49716.6736 | 0 | 1982.1682 | 1669.9628 | 12219.0653 | 0 | 0 | 0 | 160.7861 | 264707.9908 | 0 | 330456.6468 | 818062.0734 |  | 4579585 | 178.6324 | 106.4737 | 0.0097384 | 72.1586 | 0.0065999 | 0.016338 | 0.016338 | TRUE | 0.0026734 | 16.41% | 264707.9908 |  | 57.8017 | 0.0052867 | 0.016338 | 731339.8078 | 178.6324
2012 | 9 | 274.5068 | 15.76% | 185312.0748 | 8191.0983 | 155997.9946 | 353.4061 | 65306.763 | 415161.3368 | 11.6833 | 8.225% | 8.197% | 48112.9099 | 0 | 1918.2273 | 1421.8545 | 11824.9019 | 0 | 0 | 0 | 155.5995 | 247883.2511 | 0 | 311316.7442 | 726478.081 |  | 4578976 | 158.6551 | 90.6669 | 0.0077604 | 67.9883 | 0.0058193 | 0.01358 | 0.01358 | TRUE | 0.0020055 | 10.93% | 247883.2511 |  | 54.1351 | 0.0046335 | 0.01358 | 689207.9242 | 158.6551
2012 | 10 | 198.7183 | 11.41% | 134149.3092 | 5929.62 | 112928.5463 | 255.8343 | 47276.2347 | 300539.5445 | 12.4667 | 8.776% | 8.47% | 49716.6736 | 0 | 1982.1682 | 1029.295 | 12219.0653 | 0 | 0 | 0 | 160.7861 | 237378.5627 | 0 | 302486.551 | 603026.0955 |  | 4580752 | 131.6435 | 65.6092 | 0.0052628 | 66.0343 | 0.0052969 | 0.01056 | 0.01056 | TRUE | 0.0027808 | 6.346% | 237378.5627 |  | 51.8209 | 0.0041568 | 0.01056 | 550390.6309 | 131.6435
2012 | 11 | 39.0518 | 2.243% | 26362.8089 | 1165.2795 | 22192.5383 | 50.2762 | 9290.6504 | 59061.5532 | 13.15 | 9.257% | 8.197% | 48112.9099 | 0 | 1918.2273 | 202.2754 | 11824.9019 | 0 | 0 | 0 | 155.5995 | 195858.7808 | 0 | 258072.6948 | 317134.2481 |  | 4584041 | 69.1822 | 12.8842 | 0.00097978 | 56.2981 | 0.0042812 | 0.005261 | 0.005261 | TRUE | -0.00021765 | -24.66% | 195858.7808 |  | 42.7262 | 0.0032491 | 0.005261 | 417156.5832 | 69.1822
2012 | 12 | 0 | 0% | 0 | 0 | 0 | 0 | 0 | 0 | 13.4833 | 9.492% | 8.47% | 49716.6736 | 0 | 1982.1682 | 0 | 12219.0653 | 0 | 0 | 0 | 160.7861 | 193471.1769 | 0 | 257549.8701 | 257549.8701 | 6068132.6597 | 4588119 | 56.1341 | 0 | 0 | 56.1341 | 0.0041632 | 0.0041632 | 0.0041632 | TRUE | 0.00045689 | -32.41% | 193471.1769 | 2668965.2592 | 42.1679 | 0.0031274 | 0.0041632 | 339742.2397 | 56.1341
2013 | 1 | 0 | 0% | 0 | 0 | 0 | 0 | 0 | 0 | 13.3 | 9.363% | 8.493% | 58877.8639 | 77.5956 | 2683.0391 | 0 | 15522.6364 | 0 | 0 | 0 | 721.5538 | 211463.3615 | 22891.9026 | 312237.9528 | 312237.9528 |  | 4594969 | 67.9521 | 0 | 0 | 67.9521 | 0.0051092 | 0.0051092 | 0.0051092 | TRUE | 0.00086256 | -26.9% | 211463.3615 |  | 46.0206 | 0.0034602 | 0.0051092 | 396478.0622 | 67.9521
2013 | 2 | 0 | 0% | 0 | 0 | 0 | 0 | 0 | 0 | 12.7333 | 8.964% | 7.671% | 53180.0061 | 70.0863 | 2423.3901 | 0 | 14020.4458 | 0 | 0 | 0 | 651.726 | 190999.1652 | 20676.5572 | 282021.3767 | 282021.3767 |  | 4599265 | 61.3188 | 0 | 0 | 61.3188 | 0.0048156 | 0.0048156 | 0.0048156 | TRUE | 0.00067135 | -33.68% | 190999.1652 |  | 41.5282 | 0.0032614 | 0.0048156 | 368846.9631 | 61.3188
2013 | 3 | 0 | 0% | 0 | 0 | 0 | 0 | 0 | 0 | 12 | 8.448% | 8.493% | 58877.8639 | 77.5956 | 2683.0391 | 0 | 15522.6364 | 0 | 0 | 0 | 721.5538 | 211463.3615 | 22891.9026 | 312237.9528 | 312237.9528 |  | 4605771 | 67.7928 | 0 | 0 | 67.7928 | 0.0056494 | 0.0056494 | 0.0056494 | TRUE | 0.00095705 | -30.7% | 211463.3615 |  | 45.9127 | 0.0038261 | 0.0056494 | 448587.3175 | 67.7928
2013 | 4 | 135.3599 | 7.533% | 101772.9895 | 5469.5109 | 85995.0699 | 228.5582 | 35280.9748 | 228747.1034 | 11.2 | 7.885% | 8.219% | 56978.578 | 75.0925 | 2596.4894 | 761.5433 | 15021.9062 | 0 | 0 | 0 | 716.6263 | 236301.6834 | 25824.9218 | 338276.8408 | 567023.9441 |  | 4609509 | 123.0118 | 49.625 | 0.0044308 | 73.3867 | 0.0065524 | 0.010983 | 0.010983 | TRUE | 0.0025109 | 12.33% | 236301.6834 |  | 51.264 | 0.0045771 | 0.010983 | 530640.449 | 123.0118
2013 | 5 | 163.9241 | 9.122% | 123249.5589 | 6623.7104 | 104142.1155 | 276.7895 | 42726.1163 | 277018.2906 | 10.5333 | 7.415% | 8.493% | 58877.8639 | 77.5956 | 2683.0391 | 922.2474 | 15522.6364 | 0 | 0 | 0 | 743.7741 | 249804.0511 | 27338.139 | 355969.3466 | 632987.6372 |  | 4611553 | 137.2613 | 60.0705 | 0.0057029 | 77.1908 | 0.0073282 | 0.013031 | 0.013031 | TRUE | 0.00040217 | 0.1234% | 249804.0511 |  | 54.1692 | 0.0051426 | 0.013031 | 642952.0842 | 137.2613
2013 | 6 | 272.8763 | 15.19% | 205167.3915 | 11026.1602 | 173360.1837 | 460.7577 | 71124.0341 | 461138.5272 | 10.2 | 7.181% | 8.219% | 56978.578 | 75.0925 | 2596.4894 | 1535.2192 | 15021.9062 | 0 | 0 | 0 | 735.267 | 268465.7959 | 29554.882 | 374963.2301 | 836101.7574 |  | 4613739 | 181.22 | 99.949 | 0.0097989 | 81.271 | 0.0079677 | 0.017767 | 0.017767 | TRUE | 0.0021273 | 16.03% | 268465.7959 |  | 58.1883 | 0.0057047 | 0.017767 | 788672.27 | 181.22
2013 | 7 | 293.7081 | 16.34% | 220830.2215 | 11867.9162 | 186594.7971 | 495.9328 | 76553.7646 | 496342.6322 | 10.3667 | 7.298% | 8.493% | 58877.8639 | 77.5956 | 2683.0391 | 1652.4205 | 15522.6364 | 0 | 0 | 0 | 761.3667 | 280159.6154 | 30858.3681 | 390592.9056 | 886935.5378 |  | 4620943 | 191.9382 | 107.4115 | 0.010361 | 84.5267 | 0.0081537 | 0.018515 | 0.018515 | FALSE | 0.0012999 | 10.4% | 280159.6154 |  | 60.6282 | 0.0058484 | 0.018515 | 831339.108 | 191.9382
2013 | 8 | 337.5448 | 18.78% | 253789.6873 | 13639.2325 | 214444.5396 | 569.952 | 87979.6065 | 570423.0179 | 10.9333 | 7.697% | 8.493% | 58877.8639 | 77.5956 | 2683.0391 | 1899.0484 | 15522.6364 | 0 | 0 | 0 | 767.3089 | 290412.704 | 32047.3831 | 402287.5793 | 972710.5972 |  | 4630751 | 210.0546 | 123.1815 | 0.011267 | 86.8731 | 0.0079457 | 0.019212 | 0.019212 | TRUE | 0.002874 | 17.83% | 290412.704 |  | 62.714 | 0.005736 | 0.019212 | 864429.008 | 210.0546
2013 | 9 | 270.044 | 15.03% | 203037.875 | 10911.7152 | 171560.8072 | 455.9753 | 70385.8085 | 456352.1813 | 11.6833 | 8.225% | 8.219% | 56978.578 | 75.0925 | 2596.4894 | 1519.2845 | 15021.9062 | 0 | 0 | 0 | 734.8831 | 267803.3421 | 29478.0595 | 374207.6353 | 830559.8166 |  | 4644296 | 178.8344 | 98.2608 | 0.0084103 | 80.5736 | 0.0068965 | 0.015307 | 0.015307 | TRUE | 0.0017272 | 7.695% | 267803.3421 |  | 57.6628 | 0.0049355 | 0.015307 | 815342.5082 | 178.8344
2013 | 10 | 213.2859 | 11.87% | 160363.2025 | 8618.2817 | 135502.0115 | 360.138 | 55592.0597 | 360435.6934 | 12.4667 | 8.776% | 8.493% | 58877.8639 | 77.5956 | 2683.0391 | 1199.96 | 15522.6364 | 0 | 0 | 0 | 750.4653 | 261349.4287 | 28677.0162 | 369138.0051 | 729573.6985 |  | 4655414 | 156.7151 | 77.4229 | 0.0062104 | 79.2922 | 0.0063603 | 0.012571 | 0.012571 | TRUE | 0.0020111 | 8.745% | 261349.4287 |  | 56.1388 | 0.0045031 | 0.012571 | 653211.9673 | 156.7151
2013 | 11 | 110.2332 | 6.134% | 82880.9599 | 4454.2105 | 70031.8814 | 186.1311 | 28731.7988 | 186284.9817 | 13.15 | 9.257% | 8.219% | 56978.578 | 75.0925 | 2596.4894 | 620.1787 | 15021.9062 | 0 | 0 | 0 | 713.2203 | 230424.7176 | 25143.3905 | 331573.573 | 517858.5547 |  | 4665143 | 111.0059 | 39.9312 | 0.0030366 | 71.0747 | 0.0054049 | 0.0084415 | 0.0084415 | TRUE | 0.0031805 | 2.896% | 230424.7176 |  | 49.3929 | 0.0037561 | 0.0084415 | 498384.2581 | 111.0059
2013 | 12 | 0 | 0% | 0 | 0 | 0 | 0 | 0 | 0 | 13.4833 | 9.492% | 8.493% | 58877.8639 | 77.5956 | 2683.0391 | 0 | 15522.6364 | 0 | 0 | 0 | 721.5538 | 211463.3615 | 22891.9026 | 312237.9528 | 312237.9528 | 7192486.7786 | 4671859 | 66.8338 | 0 | 0 | 66.8338 | 0.0049568 | 0.0049568 | 0.0049568 | TRUE | 0.00079355 | -31.78% | 211463.3615 | 2910110.5878 | 45.2632 | 0.003357 | 0.0049568 | 407792.3152 | 66.8338
2014 | 1 | 0 | 0% | 0 | 0 | 0 | 0 | 0 | 0 | 13.3 | 9.363% | 8.493% | 69436.911 | 304.5587 | 3430.6955 | 0 | 19082.4972 | 0 | 0 | 0 | 2228.7081 | 228755.2897 | 45742.1686 | 368980.8288 | 368980.8288 |  | 4679556 | 78.8495 | 0 | 0 | 78.8495 | 0.0059285 | 0.0059285 | 0.0059285 | TRUE | 0.00081935 | -26.66% | 228755.2897 |  | 48.884 | 0.0036755 | 0.0059285 | 462445.9435 | 78.8495
2014 | 2 | 0 | 0% | 0 | 0 | 0 | 0 | 0 | 0 | 12.7333 | 8.964% | 7.671% | 62717.2099 | 275.0853 | 3098.6927 | 0 | 17235.8039 | 0 | 0 | 0 | 2013.0267 | 206617.681 | 41315.5072 | 333273.0066 | 333273.0066 |  | 4687089 | 71.1045 | 0 | 0 | 71.1045 | 0.0055841 | 0.0055841 | 0.0055841 | TRUE | 0.00076851 | -33.4% | 206617.681 |  | 44.0823 | 0.003462 | 0.0055841 | 429989.3663 | 71.1045
2014 | 3 | 0 | 0% | 0 | 0 | 0 | 0 | 0 | 0 | 12 | 8.448% | 8.493% | 69436.911 | 304.5587 | 3430.6955 | 0 | 19082.4972 | 0 | 0 | 0 | 2228.7081 | 228755.2897 | 45742.1686 | 368980.8288 | 368980.8288 |  | 4694845 | 78.5928 | 0 | 0 | 78.5928 | 0.0065494 | 0.0065494 | 0.0065494 | TRUE | 0.0009 | -30.2% | 228755.2897 |  | 48.7248 | 0.0040604 | 0.0065494 | 522118.5011 | 78.5928
2014 | 4 | 137.136 | 7.728% | 118703.6045 | 7334.8737 | 101282.579 | 302.3019 | 40841.325 | 268464.6841 | 11.2 | 7.885% | 8.219% | 67197.0106 | 294.7342 | 3320.0279 | 865.5087 | 18466.9328 | 0 | 0 | 0 | 2283.6006 | 256586.5751 | 51834.1924 | 400848.5823 | 669313.2664 |  | 4699582 | 142.4197 | 57.1252 | 0.0051005 | 85.2945 | 0.0076156 | 0.012716 | 0.012716 | TRUE | 0.0017329 | 13.46% | 256586.5751 |  | 54.5977 | 0.0048748 | 0.012716 | 616081.0838 | 142.4197
2014 | 5 | 220.6571 | 12.43% | 190998.6289 | 11802.0917 | 162967.5341 | 486.4153 | 65715.2502 | 431969.9201 | 10.5333 | 7.415% | 8.493% | 69436.911 | 304.5587 | 3430.6955 | 1392.6364 | 19082.4972 | 0 | 0 | 0 | 2432.7122 | 285410.3088 | 57918.6897 | 439409.0095 | 871378.9296 |  | 4702414 | 185.3046 | 91.8613 | 0.008721 | 93.4433 | 0.0088712 | 0.017592 | 0.017592 | TRUE | 0.0045611 | 18.55% | 285410.3088 |  | 60.6944 | 0.0057621 | 0.017592 | 744422.3141 | 185.3046
2014 | 6 | 247.5876 | 13.95% | 214309.3768 | 13242.4977 | 182857.18 | 545.7807 | 73735.5781 | 484690.4133 | 10.2 | 7.181% | 8.219% | 67197.0106 | 294.7342 | 3320.0279 | 1562.6031 | 18466.9328 | 0 | 0 | 0 | 2385.7164 | 284945.6628 | 57929.2398 | 436101.9276 | 920792.3409 |  | 4705494 | 195.6845 | 103.0052 | 0.010099 | 92.6793 | 0.0090862 | 0.019185 | 0.019185 | TRUE | 0.0014181 | 10.17% | 284945.6628 |  | 60.556 | 0.0059369 | 0.019185 | 911564.4598 | 195.6845
2014 | 7 | 311.6667 | 17.56% | 269775.6348 | 16669.841 | 230183.1705 | 687.0364 | 92819.3748 | 610135.0575 | 10.3667 | 7.298% | 8.493% | 69436.911 | 304.5587 | 3430.6955 | 1967.0266 | 19082.4972 | 0 | 0 | 0 | 2516.8533 | 308777.5592 | 62940.8717 | 468456.9731 | 1078592.0306 |  | 4709239 | 229.0374 | 129.5613 | 0.012498 | 99.4762 | 0.0095958 | 0.022094 | 0.022094 | TRUE | 0.0035787 | 15.88% | 308777.5592 |  | 65.5685 | 0.0063249 | 0.022094 | 960152.4267 | 229.0374
2014 | 8 | 350.9581 | 19.78% | 303785.8862 | 18771.3854 | 259202.0532 | 773.6501 | 104520.9886 | 687053.9635 | 10.9333 | 7.697% | 8.493% | 69436.911 | 304.5587 | 3430.6955 | 2215.007 | 19082.4972 | 0 | 0 | 0 | 2553.1794 | 318865.8591 | 65109.0891 | 480997.7968 | 1168051.7603 |  | 4712926 | 247.84 | 145.7808 | 0.013334 | 102.0593 | 0.0093347 | 0.022668 | 0.022668 | TRUE | 0.003456 | 22.11% | 318865.8591 |  | 67.6577 | 0.0061882 | 0.022668 | 998316.7705 | 247.84
2014 | 9 | 254.3547 | 14.33% | 220166.9287 | 13604.4446 | 187855.0735 | 560.6981 | 75750.9354 | 497938.0803 | 11.6833 | 8.225% | 8.219% | 67197.0106 | 294.7342 | 3320.0279 | 1605.3125 | 18466.9328 | 0 | 0 | 0 | 2391.9728 | 286683.1607 | 58302.6698 | 438261.8212 | 936199.9015 |  | 4718734 | 198.4007 | 105.5237 | 0.009032 | 92.877 | 0.0079495 | 0.016982 | 0.016982 | TRUE | 0.0016747 | 4.581% | 286683.1607 |  | 60.7543 | 0.0052001 | 0.016982 | 942105.7008 | 198.4007
2014 | 10 | 189.0077 | 10.65% | 163603.2173 | 10109.2881 | 139592.6926 | 416.6476 | 56289.5473 | 370011.3929 | 12.4667 | 8.776% | 8.493% | 69436.911 | 304.5587 | 3430.6955 | 1192.8871 | 19082.4972 | 0 | 0 | 0 | 2403.4514 | 277284.1376 | 56172.1808 | 429307.3192 | 799318.7121 |  | 4724910 | 169.1712 | 78.3108 | 0.0062816 | 90.8604 | 0.0072883 | 0.01357 | 0.01357 | TRUE | 0.00099915 | 2.321% | 277284.1376 |  | 58.6856 | 0.0047074 | 0.01357 | 756171.3491 | 169.1712
2014 | 11 | 63.2493 | 3.564% | 54747.9966 | 3382.9608 | 46713.1416 | 139.4265 | 18836.6708 | 123820.1963 | 13.15 | 9.257% | 8.219% | 67197.0106 | 294.7342 | 3320.0279 | 399.1864 | 18466.9328 | 0 | 0 | 0 | 2215.2902 | 237615.7259 | 47756.9024 | 377265.8103 | 501086.0066 |  | 4731887 | 105.8956 | 26.1672 | 0.0019899 | 79.7284 | 0.006063 | 0.0080529 | 0.0080529 | TRUE | -0.00038862 | -15.08% | 237615.7259 |  | 50.2158 | 0.0038187 | 0.0080529 | 579143.1272 | 105.8956
2014 | 12 | 0 | 0% | 0 | 0 | 0 | 0 | 0 | 0 | 13.4833 | 9.492% | 8.493% | 69436.911 | 304.5587 | 3430.6955 | 0 | 19082.4972 | 0 | 0 | 0 | 2228.7081 | 228755.2897 | 45742.1686 | 368980.8288 | 368980.8288 | 8384948.441 | 4739276 | 77.8559 | 0 | 0 | 77.8559 | 0.0057742 | 0.0057742 | 0.0057742 | TRUE | 0.00081747 | -31.45% | 228755.2897 | 3149052.5392 | 48.268 | 0.0035798 | 0.0057742 | 475130.7121 | 77.8559
2015 | 1 | 0 | 0% | 0 | 0 | 0 | 0 | 0 | 0 | 13.3 | 9.363% | 8.493% | 81543.6699 | 720.9278 | 4231.0324 | 0 | 22934.702 | 3389.0552 | 1274.0602 | 3736.4736 | 5099.2434 | 245869.5285 | 68251.8995 | 437050.5925 | 437050.5925 |  | 4746212 | 92.0841 | 0 | 0 | 92.0841 | 0.0069236 | 0.0069236 | 0.0069236 | TRUE | 0.00099508 | -26.21% | 245869.5285 |  | 51.8033 | 0.003895 | 0.0069236 | 536870.3034 | 92.0841
2015 | 2 | 0 | 0% | 0 | 0 | 0 | 0 | 0 | 0 | 12.7333 | 8.964% | 7.671% | 73652.347 | 651.1606 | 3821.5777 | 0 | 20715.2147 | 3061.0821 | 1150.764 | 3374.8794 | 4605.7682 | 222075.7031 | 61646.877 | 394755.3739 | 394755.3739 |  | 4753351 | 83.0478 | 0 | 0 | 83.0478 | 0.0065221 | 0.0065221 | 0.0065221 | TRUE | 0.00093796 | -33% | 222075.7031 |  | 46.7198 | 0.0036691 | 0.0065221 | 498744.6065 | 83.0478
2015 | 3 | 0 | 0% | 0 | 0 | 0 | 0 | 0 | 0 | 12 | 8.448% | 8.493% | 81543.6699 | 720.9278 | 4231.0324 | 0 | 22934.702 | 3389.0552 | 1274.0602 | 3736.4736 | 5099.2434 | 245869.5285 | 68251.8995 | 437050.5925 | 437050.5925 |  | 4761186 | 91.7945 | 0 | 0 | 91.7945 | 0.0076495 | 0.0076495 | 0.0076495 | TRUE | 0.0011001 | -29.76% | 245869.5285 |  | 51.6404 | 0.0043034 | 0.0076495 | 603983.5176 | 91.7945
2015 | 4 | 114.0339 | 6.343% | 114553.2866 | 8725.2554 | 94939.9046 | 309.2651 | 37723.3749 | 256251.0866 | 11.2 | 7.885% | 8.219% | 78913.229 | 697.6721 | 4094.5475 | 779.564 | 22194.8729 | 3279.7308 | 1232.9615 | 3615.9422 | 5219.5909 | 269063.9482 | 75365.8269 | 464457.8859 | 720708.9725 |  | 4765589 | 151.2319 | 53.7711 | 0.004801 | 97.4608 | 0.0087019 | 0.013503 | 0.013503 | TRUE | 0.0007868 | 3.913% | 269063.9482 |  | 56.4597 | 0.005041 | 0.013503 | 709662.4292 | 151.2319
2015 | 5 | 208.4788 | 11.6% | 209428.2573 | 15951.6596 | 173570.7405 | 565.4037 | 68966.5125 | 468482.5735 | 10.5333 | 7.415% | 8.493% | 81543.6699 | 720.9278 | 4231.0324 | 1425.2121 | 22934.702 | 3389.0552 | 1274.0602 | 3736.4736 | 5619.9912 | 302774.0505 | 85282.84 | 512932.015 | 981414.5885 |  | 4767866 | 205.8394 | 98.2583 | 0.0093283 | 107.581 | 0.010213 | 0.019542 | 0.019542 | TRUE | 0.0019495 | 13.8% | 302774.0505 |  | 63.5031 | 0.0060288 | 0.019542 | 853466.0238 | 205.8394
2015 | 6 | 271.6633 | 15.11% | 272900.5203 | 20786.1931 | 226175.5218 | 736.7629 | 89868.4703 | 610467.4684 | 10.2 | 7.181% | 8.219% | 78913.229 | 697.6721 | 4094.5475 | 1857.1568 | 22194.8729 | 3279.7308 | 1232.9615 | 3615.9422 | 5613.3246 | 312089.0574 | 88242.8013 | 521831.2962 | 1132298.7646 |  | 4772498 | 237.2549 | 127.9136 | 0.012541 | 109.3413 | 0.01072 | 0.02326 | 0.02326 | 0 | 0.0040755 | 15.58% | 312089.0574 |  | 65.3932 | 0.0064111 | 0.02326 | 1041990.0503 | 237.2549
2015 | 7 | 322.3192 | 17.93% | 323787.1413 | 24662.1077 | 268349.5273 | 874.144 | 106625.8689 | 724298.7893 | 10.3667 | 7.298% | 8.493% | 81543.6699 | 720.9278 | 4231.0324 | 2203.4531 | 22934.702 | 3389.0552 | 1274.0602 | 3736.4736 | 5904.347 | 333846.9235 | 94582.6325 | 554367.2773 | 1278666.0666 |  | 4784923.7421 | 267.2281 | 151.371 | 0.014602 | 115.8571 | 0.011176 | 0.025778 | 0.025778 | TRUE | 0.003684 | 17.3% | 333846.9235 |  | 69.7706 | 0.0067303 | 0.025778 | 1096095.833 | 267.2281
2015 | 8 | 326.4544 | 18.16% | 327941.1878 | 24978.5117 | 271792.3337 | 885.3589 | 107993.8319 | 733591.224 | 10.9333 | 7.697% | 8.493% | 81543.6699 | 720.9278 | 4231.0324 | 2231.7225 | 22934.702 | 3389.0552 | 1274.0602 | 3736.4736 | 5914.6762 | 334975.6348 | 94920.4442 | 555872.3988 | 1289463.6228 |  | 4793100.814 | 269.0249 | 153.0515 | 0.013999 | 115.9734 | 0.010607 | 0.024606 | 0.024606 | TRUE | 0.0019376 | 15.14% | 334975.6348 |  | 69.887 | 0.0063921 | 0.024606 | 1139559.6309 | 269.0249
2015 | 9 | 277.8765 | 15.46% | 279142.0982 | 21261.5994 | 231348.4402 | 753.6136 | 91923.8752 | 624429.6266 | 11.6833 | 8.225% | 8.219% | 78913.229 | 697.6721 | 4094.5475 | 1899.6324 | 22194.8729 | 3279.7308 | 1232.9615 | 3615.9422 | 5628.8445 | 313784.9795 | 88750.3734 | 524092.7857 | 1148522.4123 |  | 4797009.997 | 239.4246 | 130.1706 | 0.011142 | 109.2541 | 0.0093513 | 0.020493 | 0.020493 | TRUE | 0.0035113 | 9.541% | 313784.9795 |  | 65.4126 | 0.0055988 | 0.020493 | 1076339.5224 | 239.4246
2015 | 10 | 198.8904 | 11.06% | 199796.2253 | 15218.0102 | 165587.8687 | 539.3997 | 65794.6021 | 446936.106 | 12.4667 | 8.776% | 8.493% | 81543.6699 | 720.9278 | 4231.0324 | 1359.6637 | 22934.702 | 3389.0552 | 1274.0602 | 3736.4736 | 5596.041 | 300156.8957 | 84499.5523 | 509442.0739 | 956378.1798 |  | 4802322.3864 | 199.1491 | 93.0667 | 0.0074652 | 106.0824 | 0.0085093 | 0.015975 | 0.015975 | TRUE | 0.0024046 | 4.431% | 300156.8957 |  | 62.5024 | 0.0050136 | 0.015975 | 866680.0628 | 199.1491
2015 | 11 | 78.1173 | 4.345% | 78473.0576 | 5977.1089 | 65037.1965 | 211.8576 | 25841.8476 | 175541.0681 | 13.15 | 9.257% | 8.219% | 78913.229 | 697.6721 | 4094.5475 | 534.0289 | 22194.8729 | 3279.7308 | 1232.9615 | 3615.9422 | 5129.8766 | 259260.4565 | 72431.7423 | 451385.0602 | 626926.1284 |  | 4807951.5017 | 130.3936 | 36.5106 | 0.0027765 | 93.883 | 0.0071394 | 0.0099159 | 0.0099159 | FALSE | 0.001863 | -9.597% | 259260.4565 |  | 53.9233 | 0.0041006 | 0.0099159 | 668118.6259 | 130.3936
2015 | 12 | 0 | 0% | 0 | 0 | 0 | 0 | 0 | 0 | 13.4833 | 9.492% | 8.493% | 81543.6699 | 720.9278 | 4231.0324 | 0 | 22934.702 | 3389.0552 | 1274.0602 | 3736.4736 | 5099.2434 | 245869.5285 | 68251.8995 | 437050.5925 | 437050.5925 | 9840285.8871 | 4813839.2601 | 90.7904 | 0 | 0 | 90.7904 | 0.0067335 | 0.0067335 | 0.0067335 | TRUE | 0.00095929 | -30.97% | 245869.5285 | 3385636.2346 | 51.0756 | 0.0037881 | 0.0067335 | 550596.0663 | 90.7904
2016 | 1 | 0 | 0% | 0 | 0 | 0 | 0 | 0 | 0 | 13.3 | 9.363% | 8.47% | 91690.4891 | 1806.6681 | 4959.62 | 0 | 26391.8415 | 6675.4635 | 2424.6605 | 7359.7778 | 9791.7625 | 260013.2835 | 87377.94 | 498491.5066 | 498491.5066 |  | 4820575.9364 | 103.4091 | 0 | 0 | 103.4091 | 0.0077751 | 0.0077751 | 0.0077751 | TRUE | 0.00085151 | -26.11% | 260013.2835 |  | 53.9382 | 0.0040555 | 0.0077751 | 607892.2771 | 103.4091
2016 | 2 | 0 | 0% | 0 | 0 | 0 | 0 | 0 | 0 | 12.7333 | 8.964% | 7.923% | 85774.9737 | 1690.1088 | 4639.6445 | 0 | 24689.1421 | 6244.7885 | 2268.2308 | 6884.9534 | 9160.0359 | 243238.233 | 81740.6536 | 466330.7643 | 466330.7643 |  | 4826494.7967 | 96.6189 | 0 | 0 | 96.6189 | 0.0075879 | 0.0075879 | 0.0075879 | TRUE | 0.0010658 | -30.53% | 243238.233 |  | 50.3965 | 0.0039578 | 0.0075879 | 582164.7061 | 96.6189
2016 | 3 | 0 | 0% | 0 | 0 | 0 | 0 | 0 | 0 | 12 | 8.448% | 8.47% | 91690.4891 | 1806.6681 | 4959.62 | 0 | 26391.8415 | 6675.4635 | 2424.6605 | 7359.7778 | 9791.7625 | 260013.2835 | 87377.94 | 498491.5066 | 498491.5066 |  | 4833093.7746 | 103.1413 | 0 | 0 | 103.1413 | 0.0085951 | 0.0085951 | 0.0085951 | TRUE | 0.00094557 | -29.68% | 260013.2835 |  | 53.7985 | 0.0044832 | 0.0085951 | 682340.7116 | 103.1413
2016 | 4 | 114.0339 | 6.343% | 131196.9796 | 11638.5175 | 105547.7062 | 364.3713 | 41497.4721 | 290245.0467 | 11.2 | 7.885% | 8.197% | 88732.7314 | 1748.3884 | 4799.6323 | 848.7179 | 25540.4918 | 6460.126 | 2346.4457 | 7122.3656 | 10112.8872 | 284705.4558 | 96576.7253 | 528993.9675 | 819239.0142 |  | 4838808.8958 | 169.3059 | 59.9827 | 0.0053556 | 109.3232 | 0.009761 | 0.015117 | 0.015117 | TRUE | 0.0016138 | 3.711% | 284705.4558 |  | 58.8379 | 0.0052534 | 0.015117 | 799569.9282 | 169.3059
2016 | 5 | 208.4788 | 11.6% | 239856.5386 | 21277.7347 | 192964.1028 | 666.1498 | 75866.3807 | 530630.9066 | 10.5333 | 7.415% | 8.47% | 91690.4891 | 1806.6681 | 4959.62 | 1551.6405 | 26391.8415 | 6675.4635 | 2424.6605 | 7359.7778 | 10956.3148 | 320490.1465 | 109348.4062 | 583655.0286 | 1114285.9352 |  | 4843834.8322 | 230.0421 | 109.5477 | 0.0104 | 120.4944 | 0.011439 | 0.021839 | 0.021839 | TRUE | 0.0022977 | 13.54% | 320490.1465 |  | 66.1645 | 0.0062814 | 0.021839 | 958692.5152 | 230.0421
2016 | 6 | 271.6633 | 15.11% | 312550.8229 | 27726.4632 | 251446.5083 | 868.0425 | 98859.5094 | 691451.3463 | 10.2 | 7.181% | 8.197% | 88732.7314 | 1748.3884 | 4799.6323 | 2021.9024 | 25540.4918 | 6460.126 | 2346.4457 | 7122.3656 | 10993.397 | 330431.587 | 113188.4404 | 593385.508 | 1284836.8544 |  | 4848895.946 | 264.9751 | 142.5997 | 0.01398 | 122.3754 | 0.011998 | 0.025978 | 0.025978 | TRUE | 0.0027177 | 15.31% | 330431.587 |  | 68.1457 | 0.006681 | 0.025978 | 1168219.7004 | 264.9751
2016 | 7 | 322.3192 | 17.93% | 370830.8704 | 32896.5011 | 298332.6892 | 1029.9028 | 117293.4295 | 820383.393 | 10.3667 | 7.298% | 8.47% | 91690.4891 | 1806.6681 | 4959.62 | 2398.9181 | 26391.8415 | 6675.4635 | 2424.6605 | 7359.7778 | 11592.2218 | 353513.7063 | 121345.4405 | 630158.8073 | 1450542.2003 |  | 4855525.4877 | 298.7405 | 168.9587 | 0.016298 | 129.7818 | 0.012519 | 0.028817 | 0.028817 | TRUE | 0.0030398 | 17.05% | 353513.7063 |  | 72.8065 | 0.0070231 | 0.028817 | 1227840.8441 | 298.7405
2016 | 8 | 326.4544 | 18.16% | 375588.4672 | 33318.5487 | 302160.1663 | 1043.116 | 118798.2526 | 830908.5509 | 10.9333 | 7.697% | 8.47% | 91690.4891 | 1806.6681 | 4959.62 | 2429.6952 | 26391.8415 | 6675.4635 | 2424.6605 | 7359.7778 | 11615.3209 | 354713.2755 | 121781.2286 | 631848.0408 | 1462756.5917 |  | 4862964.3023 | 300.7953 | 170.8646 | 0.015628 | 129.9306 | 0.011884 | 0.027512 | 0.027512 | TRUE | 0.0029058 | 14.91% | 354713.2755 |  | 72.9418 | 0.0066715 | 0.027512 | 1276453.2668 | 300.7953
2016 | 9 | 277.8765 | 15.46% | 319699.253 | 28360.6023 | 257197.4059 | 887.8957 | 101120.5506 | 707265.7076 | 11.6833 | 8.225% | 8.197% | 88732.7314 | 1748.3884 | 4799.6323 | 2068.1459 | 25540.4918 | 6460.126 | 2346.4457 | 7122.3656 | 11028.1041 | 332233.9753 | 113843.2249 | 595923.6314 | 1303189.339 |  | 4867498.8173 | 267.7329 | 145.3037 | 0.012437 | 122.4291 | 0.010479 | 0.022916 | 0.022916 | TRUE | 0.002423 | 9.347% | 332233.9753 |  | 68.2556 | 0.0058421 | 0.022916 | 1206323.4398 | 267.7329
2016 | 10 | 198.8904 | 11.06% | 228825.0479 | 20299.1283 | 184089.2907 | 635.5122 | 72377.1314 | 506226.1107 | 12.4667 | 8.776% | 8.47% | 91690.4891 | 1806.6681 | 4959.62 | 1480.2774 | 26391.8415 | 6675.4635 | 2424.6605 | 7359.7778 | 10902.7546 | 317708.6925 | 108337.9397 | 579738.1848 | 1085964.2955 |  | 4872985.9866 | 222.854 | 103.8842 | 0.008333 | 118.9698 | 0.009543 | 0.017876 | 0.017876 | TRUE | 0.0019015 | 4.29% | 317708.6925 |  | 65.1979 | 0.0052298 | 0.017876 | 973350.7986 | 222.854
2016 | 11 | 78.1173 | 4.345% | 89874.5767 | 7972.7966 | 72303.9161 | 249.6073 | 28427.2378 | 198828.1345 | 13.15 | 9.257% | 8.197% | 88732.7314 | 1748.3884 | 4799.6323 | 581.4018 | 25540.4918 | 6460.126 | 2346.4457 | 7122.3656 | 9912.2585 | 274286.5224 | 92791.6608 | 514322.0249 | 713150.1594 |  | 4878687.6758 | 146.1766 | 40.7544 | 0.0030992 | 105.4222 | 0.0080169 | 0.011116 | 0.011116 | TRUE | 0.0012002 | -9.646% | 274286.5224 |  | 56.2214 | 0.0042754 | 0.011116 | 753485.5445 | 146.1766
2016 | 12 | 0 | 0% | 0 | 0 | 0 | 0 | 0 | 0 | 13.4833 | 9.492% | 8.47% | 91690.4891 | 1806.6681 | 4959.62 | 0 | 26391.8415 | 6675.4635 | 2424.6605 | 7359.7778 | 9791.7625 | 260013.2835 | 87377.94 | 498491.5066 | 498491.5066 | 11195769.6737 | 4884563.5172 | 102.0545 | 0 | 0 | 102.0545 | 0.0075689 | 0.0075689 | 0.0075689 | TRUE | 0.0008354 | -30.85% | 260013.2835 | 3591361.4449 | 53.2316 | 0.003948 | 0.0075689 | 622720.0178 | 102.0545
2017 | 1 | 0 | 0% | 0 | 0 | 0 | 0 | 0 | 0 | 13.3 | 9.363% | 8.493% | 103076.0281 | 3417.8947 | 6150.5175 | 0 | 30397.0837 | 10000.5767 | 3576.4209 | 11025.7546 | 21899.5108 | 273306.2915 | 102717.5738 | 565567.6523 | 565567.6523 |  | 4891015.7223 | 115.634 | 0 | 0 | 115.634 | 0.0086943 | 0.0086943 | 0.0086943 | TRUE | 0.00091916 | -25.61% | 273306.2915 |  | 55.8793 | 0.0042014 | 0.0086943 | 677896.6179 | 115.634
2017 | 2 | 0 | 0% | 0 | 0 | 0 | 0 | 0 | 0 | 12.7333 | 8.964% | 7.671% | 93100.9286 | 3087.1307 | 5555.3062 | 0 | 27455.4305 | 9032.779 | 3230.3156 | 9958.7461 | 19780.2033 | 246857.2955 | 92777.1634 | 510835.2989 | 510835.2989 |  | 4896910.5 | 104.3179 | 0 | 0 | 104.3179 | 0.0081925 | 0.0081925 | 0.0081925 | TRUE | 0.00060463 | -32.48% | 246857.2955 |  | 50.4108 | 0.003959 | 0.0081925 | 629113.277 | 104.3179
2017 | 3 | 0 | 0% | 0 | 0 | 0 | 0 | 0 | 0 | 12 | 8.448% | 8.493% | 103076.0281 | 3417.8947 | 6150.5175 | 0 | 30397.0837 | 10000.5767 | 3576.4209 | 11025.7546 | 21899.5108 | 273306.2915 | 102717.5738 | 565567.6523 | 565567.6523 |  | 4903267.7157 | 115.345 | 0 | 0 | 115.345 | 0.0096121 | 0.0096121 | 0.0096121 | TRUE | 0.001017 | -29.17% | 273306.2915 |  | 55.7396 | 0.004645 | 0.0096121 | 759520.327 | 115.345
2017 | 4 | 114.0339 | 6.343% | 147852.7146 | 14417.512 | 116031.0184 | 418.8513 | 45227.2778 | 323947.3741 | 11.2 | 7.885% | 8.219% | 99750.9949 | 3307.6401 | 5952.1137 | 917.8719 | 29416.5326 | 9677.9775 | 3461.0525 | 10670.0851 | 23172.7922 | 299249.1524 | 113567.4446 | 599143.6575 | 923091.0315 |  | 4909023.0862 | 188.0397 | 65.9902 | 0.005892 | 122.0495 | 0.010897 | 0.016789 | 0.016789 | TRUE | 0.0016727 | 3.84% | 299249.1524 |  | 60.959 | 0.0054428 | 0.016789 | 888047.9924 | 188.0397
2017 | 5 | 208.4788 | 11.6% | 270306.8352 | 26358.3394 | 212129.8717 | 765.751 | 82685.2747 | 592246.072 | 10.5333 | 7.415% | 8.493% | 103076.0281 | 3417.8947 | 6150.5175 | 1678.0689 | 30397.0837 | 10000.5767 | 3576.4209 | 11025.7546 | 25518.8633 | 336853.6363 | 128611.2333 | 660306.0781 | 1252552.1501 |  | 4914208.6424 | 254.8838 | 120.5171 | 0.011441 | 134.3667 | 0.012756 | 0.024198 | 0.024198 | TRUE | 0.0023584 | 13.6% | 336853.6363 |  | 68.5469 | 0.0065076 | 0.024198 | 1062138.4092 | 254.8838
2017 | 6 | 271.6633 | 15.11% | 352229.8132 | 34346.8672 | 276420.9237 | 997.8303 | 107745.0329 | 771740.4673 | 10.2 | 7.181% | 8.219% | 99750.9949 | 3307.6401 | 5952.1137 | 2186.648 | 29416.5326 | 9677.9775 | 3461.0525 | 10670.0851 | 25909.3592 | 347296.8533 | 133145.4586 | 670774.7154 | 1442515.1828 |  | 4919416.2556 | 293.2289 | 156.8764 | 0.01538 | 136.3525 | 0.013368 | 0.028748 | 0.028748 | TRUE | 0.00277 | 15.31% | 347296.8533 |  | 70.5972 | 0.0069213 | 0.028748 | 1292227.9054 | 293.2289
2017 | 7 | 322.3192 | 17.93% | 417908.6363 | 40751.3842 | 327963.9796 | 1183.8915 | 127835.7995 | 915643.6912 | 10.3667 | 7.298% | 8.493% | 103076.0281 | 3417.8947 | 6150.5175 | 2594.3831 | 30397.0837 | 10000.5767 | 3576.4209 | 11025.7546 | 27495.2208 | 371553.8411 | 142750.5384 | 712038.2597 | 1627681.951 |  | 4925689.6397 | 330.4475 | 185.8915 | 0.017932 | 144.5561 | 0.013944 | 0.031876 | 0.031876 | TRUE | 0.0030586 | 17.06% | 371553.8411 |  | 75.4318 | 0.0072764 | 0.031876 | 1357227.0174 | 330.4475
2017 | 8 | 326.4544 | 18.16% | 423270.2202 | 41274.2065 | 332171.6132 | 1199.0803 | 129475.8766 | 927390.9968 | 10.9333 | 7.697% | 8.493% | 103076.0281 | 3417.8947 | 6150.5175 | 2627.6679 | 30397.0837 | 10000.5767 | 3576.4209 | 11025.7546 | 27567.0113 | 372814.3139 | 143264.1437 | 713917.4132 | 1641308.41 |  | 4932512.8426 | 332.753 | 188.0159 | 0.017197 | 144.7371 | 0.013238 | 0.030435 | 0.030435 | TRUE | 0.002923 | 14.93% | 372814.3139 |  | 75.583 | 0.0069131 | 0.030435 | 1410892.9277 | 332.753
2017 | 9 | 277.8765 | 15.46% | 360285.7517 | 35132.4232 | 282743.0176 | 1020.6519 | 110209.2973 | 789391.1417 | 11.6833 | 8.225% | 8.219% | 99750.9949 | 3307.6401 | 5952.1137 | 2236.6594 | 29416.5326 | 9677.9775 | 3461.0525 | 10670.0851 | 26017.2265 | 349190.751 | 133917.1658 | 673598.1991 | 1462989.3408 |  | 4937360.4766 | 296.31 | 159.8812 | 0.013685 | 136.4288 | 0.011677 | 0.025362 | 0.025362 | TRUE | 0.002446 | 9.384% | 349190.751 |  | 70.7242 | 0.0060534 | 0.025362 | 1334004.0496 | 296.31
2017 | 10 | 198.8904 | 11.06% | 257874.8734 | 25146.0657 | 202373.5869 | 730.5326 | 78882.4105 | 565007.4691 | 12.4667 | 8.776% | 8.493% | 103076.0281 | 3417.8947 | 6150.5175 | 1600.8911 | 30397.0837 | 10000.5767 | 3576.4209 | 11025.7546 | 25352.4019 | 333930.9645 | 127420.3312 | 655948.865 | 1220956.3341 |  | 4942855.5525 | 247.0144 | 114.3079 | 0.0091691 | 132.7065 | 0.010645 | 0.019814 | 0.019814 | TRUE | 0.001938 | 4.401% | 333930.9645 |  | 67.5583 | 0.0054191 | 0.019814 | 1078209.4452 | 247.0144
2017 | 11 | 78.1173 | 4.345% | 101284.3449 | 9876.5062 | 79485.3562 | 286.928 | 30982.2868 | 221915.4221 | 13.15 | 9.257% | 8.219% | 99750.9949 | 3307.6401 | 5952.1137 | 628.7747 | 29416.5326 | 9677.9775 | 3461.0525 | 10670.0851 | 22549.2513 | 288301.2375 | 109106.4937 | 582822.1537 | 804737.5758 |  | 4948496.4211 | 162.6226 | 44.845 | 0.0034103 | 117.7776 | 0.0089565 | 0.012367 | 0.012367 | TRUE | 0.0012506 | -9.398% | 288301.2375 |  | 58.2604 | 0.0044304 | 0.012367 | 837522.0363 | 162.6226
2017 | 12 | 0 | 0% | 0 | 0 | 0 | 0 | 0 | 0 | 13.4833 | 9.492% | 8.493% | 103076.0281 | 3417.8947 | 6150.5175 | 0 | 30397.0837 | 10000.5767 | 3576.4209 | 11025.7546 | 21899.5108 | 273306.2915 | 102717.5738 | 565567.6523 | 565567.6523 | 12583370.2321 | 4954254.507 | 114.158 | 0 | 0 | 114.158 | 0.0084666 | 0.0084666 | 0.0084666 | TRUE | 0.00089766 | -30.34% | 273306.2915 | 3765966.92 | 55.166 | 0.0040914 | 0.0084666 | 693785.1781 | 114.158
2018 | 1 | 0 | 0% | 0 | 0 | 0 | 0 | 0 | 0 | 13.3 | 9.363% | 8.493% | 113983.7964 | 5624.0091 | 7316.5057 | 0 | 34717.9081 | 13300.2296 | 4853.809 | 15461.8156 | 35999.3893 | 281382.9111 | 103720.9497 | 616361.3236 | 616361.3236 |  | 4960404.0013 | 124.2563 | 0 | 0 | 124.2563 | 0.0093426 | 0.0093426 | 0.0093426 | TRUE | 0.00064829 | -25.38% | 281382.9111 |  | 56.7258 | 0.0042651 | 0.0093426 | 720512.0511 | 124.2563
2018 | 2 | 0 | 0% | 0 | 0 | 0 | 0 | 0 | 0 | 12.7333 | 8.964% | 7.671% | 102953.1064 | 5079.7501 | 6608.4568 | 0 | 31358.1105 | 12013.1106 | 4384.0855 | 13965.5108 | 32515.5774 | 254152.3068 | 93683.4385 | 556713.4535 | 556713.4535 |  | 4966174.0781 | 112.1011 | 0 | 0 | 112.1011 | 0.0088037 | 0.0088037 | 0.0088037 | TRUE | 0.00061125 | -32.35% | 254152.3068 |  | 51.1767 | 0.0040191 | 0.0088037 | 669054.735 | 112.1011
2018 | 3 | 0 | 0% | 0 | 0 | 0 | 0 | 0 | 0 | 12 | 8.448% | 8.493% | 113983.7964 | 5624.0091 | 7316.5057 | 0 | 34717.9081 | 13300.2296 | 4853.809 | 15461.8156 | 35999.3893 | 281382.9111 | 103720.9497 | 616361.3236 | 616361.3236 |  | 4972258.387 | 123.96 | 0 | 0 | 123.96 | 0.01033 | 0.01033 | 0.01033 | TRUE | 0.00071792 | -29.19% | 281382.9111 |  | 56.5906 | 0.0047159 | 0.01033 | 809172.9523 | 123.96
2018 | 4 | 114.0339 | 6.343% | 164467.8481 | 17891.6628 | 126368.3626 | 472.5956 | 48905.1503 | 358105.6193 | 11.2 | 7.885% | 8.219% | 110306.8998 | 5442.5894 | 7080.4894 | 987.0258 | 33597.9756 | 12871.1899 | 4697.2345 | 14963.0473 | 38498.6177 | 308144.8062 | 114692.6613 | 651282.537 | 1009388.1563 |  | 4977933.1023 | 202.7725 | 71.9386 | 0.0064231 | 130.8339 | 0.011682 | 0.018105 | 0.018105 | TRUE | 0.0013154 | 3.865% | 308144.8062 |  | 61.9022 | 0.005527 | 0.018105 | 948781.6366 | 202.7725
2018 | 5 | 208.4788 | 11.6% | 300682.9035 | 32709.8407 | 231028.7792 | 864.0073 | 89409.2234 | 654694.7541 | 10.5333 | 7.415% | 8.493% | 113983.7964 | 5624.0091 | 7316.5057 | 1804.4973 | 34717.9081 | 13300.2296 | 4853.809 | 15461.8156 | 42691.5756 | 346903.9446 | 129896.5345 | 716554.6255 | 1371249.3796 |  | 4983179.12 | 275.1756 | 131.3809 | 0.012473 | 143.7947 | 0.013651 | 0.026124 | 0.026124 | TRUE | 0.0019264 | 13.41% | 346903.9446 |  | 69.615 | 0.006609 | 0.026124 | 1138391.8949 | 275.1756
2018 | 6 | 271.6633 | 15.11% | 391812.0785 | 42623.3435 | 301047.5991 | 1125.8654 | 116506.8358 | 853115.7223 | 10.2 | 7.181% | 8.219% | 110306.8998 | 5442.5894 | 7080.4894 | 2351.3936 | 33597.9756 | 12871.1899 | 4697.2345 | 14963.0473 | 43558.5328 | 357684.7993 | 134483.837 | 727037.9886 | 1580153.7108 |  | 4988439.4249 | 316.7631 | 171.0186 | 0.016767 | 145.7446 | 0.014289 | 0.031055 | 0.031055 | TRUE | 0.0023073 | 15.03% | 357684.7993 |  | 71.7027 | 0.0070297 | 0.031055 | 1387807.9407 | 316.7631
2018 | 7 | 322.3192 | 17.93% | 464871.6415 | 50571.1404 | 357182.6884 | 1335.8008 | 138231.3792 | 1012192.6503 | 10.3667 | 7.298% | 8.493% | 113983.7964 | 5624.0091 | 7316.5057 | 2789.8481 | 34717.9081 | 13300.2296 | 4853.809 | 15461.8156 | 46345.8626 | 382681.8877 | 144189.7856 | 771265.4575 | 1783458.1078 |  | 4994424.4728 | 357.0898 | 202.6645 | 0.01955 | 154.4253 | 0.014896 | 0.034446 | 0.034446 | TRUE | 0.00257 | 16.75% | 382681.8877 |  | 76.6218 | 0.0073912 | 0.034446 | 1458921.5819 | 357.0898
2018 | 8 | 326.4544 | 18.16% | 470835.7401 | 51219.9459 | 361765.1851 | 1352.9386 | 140004.8269 | 1025178.6366 | 10.9333 | 7.697% | 8.493% | 113983.7964 | 5624.0091 | 7316.5057 | 2825.6406 | 34717.9081 | 13300.2296 | 4853.809 | 15461.8156 | 46478.6033 | 383981.509 | 144708.983 | 773252.8093 | 1798431.4459 |  | 5000782.2281 | 359.63 | 205.0037 | 0.01875 | 154.6264 | 0.014143 | 0.032893 | 0.032893 | TRUE | 0.0024583 | 14.68% | 383981.509 |  | 76.7843 | 0.007023 | 0.032893 | 1516703.6737 | 359.63
2018 | 9 | 277.8765 | 15.46% | 400773.3132 | 43598.1929 | 307932.936 | 1151.6154 | 119171.4935 | 872627.551 | 11.6833 | 8.225% | 8.219% | 110306.8998 | 5442.5894 | 7080.4894 | 2405.1729 | 33597.9756 | 12871.1899 | 4697.2345 | 14963.0473 | 43757.9796 | 359637.5187 | 135263.9464 | 730024.0436 | 1602651.5945 |  | 5005798.668 | 320.159 | 174.3233 | 0.014921 | 145.8357 | 0.012482 | 0.027403 | 0.027403 | TRUE | 0.0020413 | 9.259% | 359637.5187 |  | 71.8442 | 0.0061493 | 0.027403 | 1433185.8172 | 320.159
2018 | 10 | 198.8904 | 11.06% | 286853.8845 | 31205.4485 | 220403.2952 | 824.2698 | 85297.1111 | 624584.0092 | 12.4667 | 8.776% | 8.493% | 113983.7964 | 5624.0091 | 7316.5057 | 1721.5048 | 34717.9081 | 13300.2296 | 4853.809 | 15461.8156 | 42383.7884 | 343890.4989 | 128692.6661 | 711946.5315 | 1336530.5407 |  | 5011255.4649 | 266.7057 | 124.6362 | 0.0099976 | 142.0695 | 0.011396 | 0.021394 | 0.021394 | TRUE | 0.0015795 | 4.431% | 343890.4989 |  | 68.6236 | 0.0055046 | 0.021394 | 1155848.496 | 266.7057
2018 | 11 | 78.1173 | 4.345% | 112666.2997 | 12256.4225 | 86566.803 | 323.7447 | 33501.7596 | 245315.0297 | 13.15 | 9.257% | 8.219% | 110306.8998 | 5442.5894 | 7080.4894 | 676.1476 | 33597.9756 | 12871.1899 | 4697.2345 | 14963.0473 | 37345.6901 | 296856.8649 | 110183.1405 | 634021.269 | 879336.2987 |  | 5016812.6064 | 175.2779 | 48.8986 | 0.0037185 | 126.3793 | 0.0096106 | 0.013329 | 0.013329 | TRUE | 0.00096238 | -9.135% | 296856.8649 |  | 59.1724 | 0.0044998 | 0.013329 | 893899.5828 | 175.2779
2018 | 12 | 0 | 0% | 0 | 0 | 0 | 0 | 0 | 0 | 13.4833 | 9.492% | 8.493% | 113983.7964 | 5624.0091 | 7316.5057 | 0 | 34717.9081 | 13300.2296 | 4853.809 | 15461.8156 | 35999.3893 | 281382.9111 | 103720.9497 | 616361.3236 | 616361.3236 | 13766996.6586 | 5022446.1508 | 122.7213 | 0 | 0 | 122.7213 | 0.0091017 | 0.0091017 | 0.0091017 | TRUE | 0.00063511 | -30.18% | 281382.9111 | 3878082.8694 | 56.0251 | 0.0041551 | 0.0091017 | 738281.0719 | 122.7213
2019 | 1 | 0 | 0% | 0 | 0 | 0 | 0 | 0 | 0 | 13.3 | 9.363% | 8.493% | 124811.2846 | 8441.7536 | 8478.4824 | 0 | 39021.333 | 17312.2231 | 6126.1591 | 19857.3206 | 54456.818 | 288562.552 | 104495.361 | 671563.2873 | 671563.2873 |  | 5028344.8487 | 133.5555 | 0 | 0 | 133.5555 | 0.010042 | 0.010042 | 0.010042 | TRUE | 0.00069919 | -25.15% | 288562.552 |  | 57.3872 | 0.0043148 | 0.010042 | 761448.8744 | 133.5555
2019 | 2 | 0 | 0% | 0 | 0 | 0 | 0 | 0 | 0 | 12.7333 | 8.964% | 7.671% | 112732.7732 | 7624.8097 | 7657.9841 | 0 | 35245.0749 | 15636.8467 | 5533.305 | 17935.6444 | 49186.8033 | 260637.1437 | 94382.9067 | 606573.2917 | 606573.2917 |  | 5033985.8736 | 120.4956 | 0 | 0 | 120.4956 | 0.009463 | 0.009463 | 0.009463 | TRUE | 0.00065926 | -32.18% | 260637.1437 |  | 51.7755 | 0.0040661 | 0.009463 | 707451.5658 | 120.4956
2019 | 3 | 0 | 0% | 0 | 0 | 0 | 0 | 0 | 0 | 12 | 8.448% | 8.493% | 124811.2846 | 8441.7536 | 8478.4824 | 0 | 39021.333 | 17312.2231 | 6126.1591 | 19857.3206 | 54456.818 | 288562.552 | 104495.361 | 671563.2873 | 671563.2873 |  | 5039839.6898 | 133.2509 | 0 | 0 | 133.2509 | 0.011104 | 0.011104 | 0.011104 | TRUE | 0.00077424 | -29.1% | 288562.552 |  | 57.2563 | 0.0047714 | 0.011104 | 857008.8373 | 133.2509
2019 | 4 | 114.0339 | 6.343% | 181017.3006 | 21151.3256 | 136653.9848 | 526.0815 | 52564.6208 | 391913.3132 | 11.2 | 7.885% | 8.219% | 120785.1141 | 8169.4389 | 8204.983 | 1056.1798 | 37762.5803 | 16753.7643 | 5928.5411 | 19216.7619 | 58643.7233 | 316057.0406 | 115564.1224 | 708142.2497 | 1100055.5629 |  | 5045414.9674 | 218.0307 | 77.6771 | 0.0069355 | 140.3536 | 0.012532 | 0.019467 | 0.019467 | TRUE | 0.0013623 | 3.871% | 316057.0406 |  | 62.6424 | 0.0055931 | 0.019467 | 1007481.0355 | 218.0307
2019 | 5 | 208.4788 | 11.6% | 330938.8926 | 38669.2114 | 249833.1278 | 961.7911 | 96099.5294 | 716502.5523 | 10.5333 | 7.415% | 8.493% | 124811.2846 | 8441.7536 | 8478.4824 | 1930.9257 | 39021.333 | 17312.2231 | 6126.1591 | 19857.3206 | 65322.9658 | 355846.3427 | 130894.0447 | 778042.8353 | 1494545.3876 |  | 5050667.5494 | 295.9105 | 141.8629 | 0.013468 | 154.0475 | 0.014625 | 0.028093 | 0.028093 | TRUE | 0.0019685 | 13.26% | 355846.3427 |  | 70.4553 | 0.0066888 | 0.028093 | 1212333.6676 | 295.9105
2019 | 6 | 271.6633 | 15.11% | 431237.8718 | 50388.8446 | 325551.057 | 1253.285 | 125224.7997 | 933655.8581 | 10.2 | 7.181% | 8.219% | 120785.1141 | 8169.4389 | 8204.983 | 2516.1391 | 37762.5803 | 16753.7643 | 5928.5411 | 19216.7619 | 66859.5413 | 366929.8419 | 135523.9817 | 788650.6877 | 1722306.5458 |  | 5055929.966 | 340.6508 | 184.6655 | 0.018104 | 155.9853 | 0.015293 | 0.033397 | 0.033397 | TRUE | 0.0023419 | 14.83% | 366929.8419 |  | 72.5742 | 0.0071151 | 0.033397 | 1480669.744 | 340.6508
2019 | 7 | 322.3192 | 17.93% | 511648.9979 | 59784.6421 | 386255.2039 | 1486.9798 | 148574.9454 | 1107750.7691 | 10.3667 | 7.298% | 8.493% | 124811.2846 | 8441.7536 | 8478.4824 | 2985.3131 | 39021.333 | 17312.2231 | 6126.1591 | 19857.3206 | 71256.4562 | 392586.8442 | 145309.1196 | 836186.2895 | 1943937.0586 |  | 5061685.0369 | 384.0494 | 218.8502 | 0.021111 | 165.1992 | 0.015936 | 0.037047 | 0.037047 | TRUE | 0.0026006 | 16.53% | 392586.8442 |  | 77.5605 | 0.0074817 | 0.037047 | 1557805.0601 | 384.0494
2019 | 8 | 326.4544 | 18.16% | 518213.2293 | 60551.6528 | 391210.6882 | 1506.0571 | 150481.0966 | 1121962.724 | 10.9333 | 7.697% | 8.493% | 124811.2846 | 8441.7536 | 8478.4824 | 3023.6134 | 39021.333 | 17312.2231 | 6126.1591 | 19857.3206 | 71471.9881 | 393921.4301 | 145832.7422 | 838298.3301 | 1960261.0541 |  | 5067694.0549 | 386.8152 | 221.3951 | 0.02025 | 165.4201 | 0.01513 | 0.035379 | 0.035379 | TRUE | 0.0024864 | 14.5% | 393921.4301 |  | 77.7319 | 0.0071096 | 0.035379 | 1619595.373 | 386.8152
2019 | 9 | 277.8765 | 15.46% | 441100.8239 | 51541.3008 | 332996.8188 | 1281.9492 | 128088.8482 | 955009.7409 | 11.6833 | 8.225% | 8.219% | 120785.1141 | 8169.4389 | 8204.983 | 2573.6864 | 37762.5803 | 16753.7643 | 5928.5411 | 19216.7619 | 67183.3845 | 368935.0967 | 136310.7401 | 791824.0913 | 1746833.8322 |  | 5072789.4204 | 344.3537 | 188.2613 | 0.016114 | 156.0924 | 0.01336 | 0.029474 | 0.029474 | TRUE | 0.0020709 | 9.158% | 368935.0967 |  | 72.7282 | 0.006225 | 0.029474 | 1529578.6558 | 344.3537
2019 | 10 | 198.8904 | 11.06% | 315718.3391 | 36890.7356 | 238342.7935 | 917.5564 | 91679.7163 | 683549.1409 | 12.4667 | 8.776% | 8.493% | 124811.2846 | 8441.7536 | 8478.4824 | 1842.1185 | 39021.333 | 17312.2231 | 6126.1591 | 19857.3206 | 64823.2096 | 352751.8241 | 129679.9155 | 773145.6241 | 1456694.7649 |  | 5078184.2011 | 286.8535 | 134.605 | 0.010797 | 152.2484 | 0.012212 | 0.02301 | 0.02301 | TRUE | 0.0016161 | 4.442% | 352751.8241 |  | 69.4642 | 0.005572 | 0.02301 | 1231148.6371 | 286.8535
2019 | 11 | 78.1173 | 4.345% | 124003.2607 | 14489.407 | 93612.8184 | 360.3845 | 36008.6266 | 268474.4971 | 13.15 | 9.257% | 8.219% | 120785.1141 | 8169.4389 | 8204.983 | 723.5205 | 37762.5803 | 16753.7643 | 5928.5411 | 19216.7619 | 56771.7071 | 304465.412 | 111016.1662 | 689797.9893 | 958272.4864 |  | 5083645.8651 | 188.501 | 52.8114 | 0.0040161 | 135.6896 | 0.010319 | 0.014335 | 0.014335 | TRUE | 0.0010056 | -8.948% | 304465.412 |  | 59.8912 | 0.0045545 | 0.014335 | 948328.3881 | 188.501
2019 | 12 | 0 | 0% | 0 | 0 | 0 | 0 | 0 | 0 | 13.4833 | 9.492% | 8.493% | 124811.2846 | 8441.7536 | 8478.4824 | 0 | 39021.333 | 17312.2231 | 6126.1591 | 19857.3206 | 54456.818 | 288562.552 | 104495.361 | 671563.2873 | 671563.2873 | 15004169.8462 | 5089162.3387 | 131.9595 | 0 | 0 | 131.9595 | 0.0097869 | 0.0097869 | 0.0097869 | TRUE | 0.00068515 | -29.98% | 288562.552 | 3977818.6319 | 56.7014 | 0.0042053 | 0.0097869 | 781088.6104 | 131.9595
2020 | 1 | 0 | 0% | 0 | 0 | 0 | 0 | 0 | 0 | 13.3 | 9.363% | 8.47% | 135198.7047 | 11832.7785 | 8983.3461 | 0 | 43191.3276 | 21220.9743 | 7373.9351 | 23506.8059 | 76018.1516 | 294058.2047 | 104788.3871 | 726172.6154 | 726172.6154 |  | 5094859.9289 | 142.5304 | 0 | 0 | 142.5304 | 0.010717 | 0.010717 | 0.010717 | TRUE | 0.0006748 | -25.07% | 294058.2047 |  | 57.7166 | 0.0043396 | 0.010717 | 791250.8745 | 142.5304
2020 | 2 | 0 | 0% | 0 | 0 | 0 | 0 | 0 | 0 | 12.7333 | 8.964% | 7.923% | 126476.2076 | 11069.3734 | 8403.7754 | 0 | 40404.7903 | 19851.8792 | 6898.1974 | 21990.2378 | 71113.7547 | 275086.7076 | 98027.846 | 679322.7693 | 679322.7693 |  | 5100381.4722 | 133.1906 | 0 | 0 | 133.1906 | 0.01046 | 0.01046 | 0.01046 | TRUE | 0.00099699 | -29.67% | 275086.7076 |  | 53.9345 | 0.0042357 | 0.01046 | 757160.9446 | 133.1906
2020 | 3 | 0 | 0% | 0 | 0 | 0 | 0 | 0 | 0 | 12 | 8.448% | 8.47% | 135198.7047 | 11832.7785 | 8983.3461 | 0 | 43191.3276 | 21220.9743 | 7373.9351 | 23506.8059 | 76018.1516 | 294058.2047 | 104788.3871 | 726172.6154 | 726172.6154 |  | 5106049.1589 | 142.2181 | 0 | 0 | 142.2181 | 0.011852 | 0.011852 | 0.011852 | TRUE | 0.00074726 | -28.97% | 294058.2047 |  | 57.5902 | 0.0047992 | 0.011852 | 884832.378 | 142.2181
2020 | 4 | 114.0339 | 6.343% | 197453.9809 | 24025.2326 | 143476.6941 | 579.3409 | 53264.1747 | 418799.4232 | 11.2 | 7.885% | 8.197% | 130837.4561 | 11451.0759 | 8693.5608 | 1125.3337 | 41798.0589 | 20536.4268 | 7136.0662 | 22748.5218 | 82272.3278 | 322224.0314 | 115939.1104 | 764761.97 | 1183561.3931 |  | 5111527.3695 | 231.5475 | 81.9323 | 0.0073154 | 149.6152 | 0.013358 | 0.020674 | 0.020674 | TRUE | 0.0012069 | 3.675% | 322224.0314 |  | 63.0387 | 0.0056285 | 0.020674 | 1032189.222 | 231.5475
2020 | 5 | 208.4788 | 11.6% | 360988.7098 | 43923.3368 | 262306.5204 | 1059.1608 | 97378.4657 | 765656.1935 | 10.5333 | 7.415% | 8.47% | 135198.7047 | 11832.7785 | 8983.3461 | 2057.3541 | 43191.3276 | 21220.9743 | 7373.9351 | 23506.8059 | 91935.2932 | 362893.4518 | 131354.196 | 839548.1673 | 1605204.3608 |  | 5116441.1678 | 313.7345 | 149.6462 | 0.014207 | 164.0883 | 0.015578 | 0.029785 | 0.029785 | TRUE | 0.0016922 | 13.06% | 362893.4518 |  | 70.9269 | 0.0067336 | 0.029785 | 1231330.7145 | 313.7345
2020 | 6 | 271.6633 | 15.11% | 470395.0077 | 57235.3589 | 341804.8109 | 1380.1649 | 126891.3483 | 997706.6907 | 10.2 | 7.181% | 8.197% | 130837.4561 | 11451.0759 | 8693.5608 | 2680.8847 | 41798.0589 | 20536.4268 | 7136.0662 | 22748.5218 | 94307.1667 | 374269.878 | 136025.3319 | 850484.428 | 1848191.1187 |  | 5121360.7768 | 360.8789 | 194.8128 | 0.019099 | 166.0661 | 0.016281 | 0.03538 | 0.03538 | TRUE | 0.0019831 | 14.62% | 374269.878 |  | 73.0802 | 0.0071647 | 0.03538 | 1495581.1011 | 360.8789
2020 | 7 | 322.3192 | 17.93% | 558107.6015 | 67907.7974 | 405539.7274 | 1637.5185 | 150552.2484 | 1183744.8932 | 10.3667 | 7.298% | 8.47% | 135198.7047 | 11832.7785 | 8983.3461 | 3180.7781 | 43191.3276 | 21220.9743 | 7373.9351 | 23506.8059 | 100626.8927 | 400481.1305 | 145860.5301 | 901457.2036 | 2085202.0968 |  | 5126615.2636 | 406.7405 | 230.9018 | 0.022273 | 175.8387 | 0.016962 | 0.039235 | 0.039235 | TRUE | 0.0021889 | 16.34% | 400481.1305 |  | 78.118 | 0.0075355 | 0.039235 | 1569649.5181 | 406.7405
2020 | 8 | 326.4544 | 18.16% | 565267.8764 | 68779.0246 | 410742.6236 | 1658.5271 | 152483.7675 | 1198931.8192 | 10.9333 | 7.697% | 8.47% | 135198.7047 | 11832.7785 | 8983.3461 | 3221.5861 | 43191.3276 | 21220.9743 | 7373.9351 | 23506.8059 | 100942.612 | 401846.4898 | 146387.4676 | 903706.0277 | 2102637.8469 |  | 5132042.3813 | 409.7078 | 233.6169 | 0.021367 | 176.0909 | 0.016106 | 0.037473 | 0.037473 | TRUE | 0.0020938 | 14.31% | 401846.4898 |  | 78.3015 | 0.0071617 | 0.037473 | 1631630.4343 | 409.7078
2020 | 9 | 277.8765 | 15.46% | 481153.5327 | 58544.4035 | 349622.3165 | 1411.731 | 129793.5129 | 1020525.4966 | 11.6833 | 8.225% | 8.197% | 130837.4561 | 11451.0759 | 8693.5608 | 2742.1999 | 41798.0589 | 20536.4268 | 7136.0662 | 22748.5218 | 94781.5444 | 376321.3708 | 136817.0711 | 853863.3528 | 1874388.8494 |  | 5136848.4536 | 364.8908 | 198.6676 | 0.017004 | 166.2232 | 0.014227 | 0.031232 | 0.031232 | TRUE | 0.0017578 | 8.972% | 376321.3708 |  | 73.2592 | 0.0062704 | 0.031232 | 1543477.41 | 364.8908
2020 | 10 | 198.8904 | 11.06% | 344386.104 | 41903.2131 | 250242.5094 | 1010.4478 | 92899.8318 | 730442.106 | 12.4667 | 8.776% | 8.47% | 135198.7047 | 11832.7785 | 8983.3461 | 1962.7322 | 43191.3276 | 21220.9743 | 7373.9351 | 23506.8059 | 91203.2314 | 359727.5786 | 130132.3804 | 834333.7948 | 1564775.9008 |  | 5141857.9398 | 304.3211 | 142.058 | 0.011395 | 162.2631 | 0.013016 | 0.024411 | 0.024411 | TRUE | 0.0014011 | 4.277% | 359727.5786 |  | 69.9606 | 0.0056118 | 0.024411 | 1249756.1416 | 304.3211
2020 | 11 | 78.1173 | 4.345% | 135262.9687 | 16458.1351 | 98286.6159 | 396.869 | 36487.8457 | 286892.4345 | 13.15 | 9.257% | 8.197% | 130837.4561 | 11451.0759 | 8693.5608 | 770.8934 | 41798.0589 | 20536.4268 | 7136.0662 | 22748.5218 | 79530.1281 | 310365.1184 | 111362.3619 | 745229.6684 | 1032122.1029 |  | 5146914.203 | 200.5322 | 55.7407 | 0.0042388 | 144.7915 | 0.011011 | 0.01525 | 0.01525 | TRUE | 0.00091492 | -9.062% | 310365.1184 |  | 60.3012 | 0.0045856 | 0.01525 | 974261.2623 | 200.5322
2020 | 12 | 0 | 0% | 0 | 0 | 0 | 0 | 0 | 0 | 13.4833 | 9.492% | 8.47% | 135198.7047 | 11832.7785 | 8983.3461 | 0 | 43191.3276 | 21220.9743 | 7373.9351 | 23506.8059 | 76018.1516 | 294058.2047 | 104788.3871 | 726172.6154 | 726172.6154 | 16153924.2851 | 5152004.6813 | 140.9495 | 0 | 0 | 140.9495 | 0.010454 | 0.010454 | 0.010454 | TRUE | 0.00066675 | -29.86% | 294058.2047 | 4065390.3708 | 57.0765 | 0.0042331 | 0.010454 | 809014.0915 | 140.9495
2021 | 1 | 0 | 0% | 0 | 0 | 0 | 0 | 0 | 0 | 13.3 | 9.363% | 8.493% | 146287.5799 | 15670.2657 | 9566.7798 | 0 | 44687.9522 | 24615.7492 | 8659.6463 | 27059.567 | 101476.1999 | 299852.4037 | 105075.4786 | 782951.6221 | 782951.6221 |  | 5157217.8149 | 151.8167 | 0 | 0 | 151.8167 | 0.011415 | 0.011415 | 0.011415 | TRUE | 0.00069821 | -24.63% | 299852.4037 |  | 58.1423 | 0.0043716 | 0.011415 | 817529.5839 | 151.8167
2021 | 2 | 0 | 0% | 0 | 0 | 0 | 0 | 0 | 0 | 12.7333 | 8.964% | 7.671% | 132130.7173 | 14153.7884 | 8640.9624 | 0 | 40363.3116 | 22233.5799 | 7821.616 | 24440.8993 | 91655.9225 | 270834.4291 | 94906.8839 | 707182.1102 | 707182.1102 |  | 5162310.6729 | 136.9895 | 0 | 0 | 136.9895 | 0.010758 | 0.010758 | 0.010758 | TRUE | 0.00029834 | -31.66% | 270834.4291 |  | 52.4638 | 0.0041202 | 0.010758 | 756573.7837 | 136.9895
2021 | 3 | 0 | 0% | 0 | 0 | 0 | 0 | 0 | 0 | 12 | 8.448% | 8.493% | 146287.5799 | 15670.2657 | 9566.7798 | 0 | 44687.9522 | 24615.7492 | 8659.6463 | 27059.567 | 101476.1999 | 299852.4037 | 105075.4786 | 782951.6221 | 782951.6221 |  | 5167504.3967 | 151.5145 | 0 | 0 | 151.5145 | 0.012626 | 0.012626 | 0.012626 | TRUE | 0.0007747 | -28.38% | 299852.4037 |  | 58.0265 | 0.0048355 | 0.012626 | 905658.1666 | 151.5145
2021 | 4 | 114.0339 | 6.343% | 211041.9963 | 27731.8318 | 147086.4558 | 632.4729 | 53954.7065 | 440447.4634 | 11.2 | 7.885% | 8.219% | 141568.6257 | 15164.7733 | 9258.174 | 1194.4877 | 43246.4053 | 23821.6928 | 8380.3028 | 26186.6778 | 110186.1316 | 328512.6645 | 116216.9409 | 823736.8762 | 1264184.3396 |  | 5172569.6348 | 244.4016 | 85.1506 | 0.0076027 | 159.251 | 0.014219 | 0.021822 | 0.021822 | TRUE | 0.0011477 | 3.808% | 328512.6645 |  | 63.5105 | 0.0056706 | 0.021822 | 1044428.6428 | 244.4016
2021 | 5 | 208.4788 | 11.6% | 385830.5495 | 50699.8042 | 268905.9479 | 1156.2977 | 98640.9077 | 805233.507 | 10.5333 | 7.415% | 8.493% | 146287.5799 | 15670.2657 | 9566.7798 | 2183.7825 | 44687.9522 | 24615.7492 | 8659.6463 | 27059.567 | 123384.3769 | 369933.2949 | 131641.2875 | 903690.2819 | 1708923.7889 |  | 5177582.9748 | 330.0621 | 155.5231 | 0.014765 | 174.539 | 0.01657 | 0.031335 | 0.031335 | TRUE | 0.0015501 | 13.2% | 369933.2949 |  | 71.449 | 0.0067831 | 0.031335 | 1229631.34 | 330.0621
2021 | 6 | 271.6633 | 15.11% | 502765.7635 | 66065.5975 | 350404.3534 | 1506.7415 | 128536.4037 | 1049278.8596 | 10.2 | 7.181% | 8.219% | 141568.6257 | 15164.7733 | 9258.174 | 2845.6303 | 43246.4053 | 23821.6928 | 8380.3028 | 26186.6778 | 126750.7503 | 381500.3339 | 136303.1624 | 915026.5285 | 1964305.3881 |  | 5182599.1656 | 379.0194 | 202.4619 | 0.019849 | 176.5575 | 0.01731 | 0.037159 | 0.037159 | TRUE | 0.0017785 | 14.74% | 381500.3339 |  | 73.6118 | 0.0072168 | 0.037159 | 1480819.0404 | 379.0194
2021 | 7 | 322.3192 | 17.93% | 596514.397 | 78384.5737 | 415742.7907 | 1787.6973 | 152504.0504 | 1244933.5091 | 10.3667 | 7.298% | 8.493% | 146287.5799 | 15670.2657 | 9566.7798 | 3376.2431 | 44687.9522 | 24615.7492 | 8659.6463 | 27059.567 | 135347.3981 | 408201.161 | 146147.6216 | 969619.9638 | 2214553.473 |  | 5187842.8781 | 426.8737 | 239.9713 | 0.023148 | 186.9023 | 0.018029 | 0.041178 | 0.041178 | TRUE | 0.0019421 | 16.48% | 408201.161 |  | 78.6842 | 0.0075901 | 0.041178 | 1548236.5721 | 426.8737
2021 | 8 | 326.4544 | 18.16% | 604167.4142 | 79390.2133 | 421076.5878 | 1810.6327 | 154460.6102 | 1260905.4582 | 10.9333 | 7.697% | 8.493% | 146287.5799 | 15670.2657 | 9566.7798 | 3419.5588 | 44687.9522 | 24615.7492 | 8659.6463 | 27059.567 | 135781.9507 | 409591.2279 | 146674.5591 | 972014.8365 | 2232920.2947 |  | 5193203.3235 | 429.9697 | 242.7992 | 0.022207 | 187.1706 | 0.017119 | 0.039327 | 0.039327 | TRUE | 0.0018532 | 14.43% | 409591.2279 |  | 78.8706 | 0.0072138 | 0.039327 | 1608940.8856 | 429.9697
2021 | 9 | 277.8765 | 15.46% | 514264.6483 | 67576.6008 | 358418.5414 | 1541.2026 | 131476.1927 | 1073277.1858 | 11.6833 | 8.225% | 8.219% | 141568.6257 | 15164.7733 | 9258.174 | 2910.7134 | 43246.4053 | 23821.6928 | 8380.3028 | 26186.6778 | 127403.6784 | 383588.9505 | 137094.9016 | 918624.8955 | 1991902.0813 |  | 5198143.0315 | 383.1949 | 206.4732 | 0.017672 | 176.7217 | 0.015126 | 0.032798 | 0.032798 | TRUE | 0.0015667 | 9.043% | 383588.9505 |  | 73.7935 | 0.0063161 | 0.032798 | 1525924.4689 | 383.1949
2021 | 10 | 198.8904 | 11.06% | 368085.4168 | 48368.017 | 256538.4158 | 1103.1172 | 94104.2115 | 768199.1783 | 12.4667 | 8.776% | 8.493% | 146287.5799 | 15670.2657 | 9566.7798 | 2083.3459 | 44687.9522 | 24615.7492 | 8659.6463 | 27059.567 | 122376.7753 | 366710.132 | 130419.4719 | 898137.2651 | 1666336.4434 |  | 5203221.4699 | 320.2509 | 147.6391 | 0.011843 | 172.6118 | 0.013846 | 0.025689 | 0.025689 | TRUE | 0.0012778 | 4.356% | 366710.132 |  | 70.4775 | 0.0056533 | 0.025689 | 1246983.1319 | 320.2509
2021 | 11 | 78.1173 | 4.345% | 144571.2404 | 18997.2868 | 100759.4305 | 433.2664 | 36960.8845 | 301722.1086 | 13.15 | 9.257% | 8.219% | 141568.6257 | 15164.7733 | 9258.174 | 818.2663 | 43246.4053 | 23821.6928 | 8380.3028 | 26186.6778 | 106411.7983 | 316439.1523 | 111640.1923 | 802936.0609 | 1104658.1695 |  | 5208331.8046 | 212.0944 | 57.9307 | 0.0044054 | 154.1638 | 0.011723 | 0.016129 | 0.016129 | TRUE | 0.00087926 | -8.934% | 316439.1523 |  | 60.7563 | 0.0046203 | 0.016129 | 989876.0999 | 212.0944
2021 | 12 | 0 | 0% | 0 | 0 | 0 | 0 | 0 | 0 | 13.4833 | 9.492% | 8.493% | 146287.5799 | 15670.2657 | 9566.7798 | 0 | 44687.9522 | 24615.7492 | 8659.6463 | 27059.567 | 101476.1999 | 299852.4037 | 105075.4786 | 782951.6221 | 782951.6221 | 17203820.9549 | 5213464.9587 | 150.1787 | 0 | 0 | 150.1787 | 0.011138 | 0.011138 | 0.011138 | TRUE | 0.00068449 | -29.37% | 299852.4037 | 4134868.5572 | 57.515 | 0.0042656 | 0.011138 | 831922.7755 | 150.1787
2022 | 1 | 0 | 0% | 0 | 0 | 0 | 0 | 0 | 0 | 13.3 | 9.363% | 8.493% | 157034.4895 | 19880.6277 | 10124.6502 | 0 | 46094.5586 | 27781.8693 | 9926.9397 | 30833.5075 | 143523.2234 | 303583.4793 | 105075.4786 | 853858.8239 | 853858.8239 |  | 5218681.4178 | 163.6158 | 0 | 0 | 163.6158 | 0.012302 | 0.012302 | 0.012302 | TRUE | 0.00088715 | -24.4% | 303583.4793 |  | 58.1724 | 0.0043739 | 0.012302 | 840001.9065 | 163.6158
2022 | 2 | 0 | 0% | 0 | 0 | 0 | 0 | 0 | 0 | 12.7333 | 8.964% | 7.671% | 141837.6034 | 17956.696 | 9144.8454 | 0 | 41633.7949 | 25093.3013 | 8966.2681 | 27849.6196 | 129633.8792 | 274204.4329 | 94906.8839 | 771227.3248 | 771227.3248 |  | 5223815.6568 | 147.6368 | 0 | 0 | 147.6368 | 0.011595 | 0.011595 | 0.011595 | TRUE | 0.00083618 | -31.37% | 274204.4329 |  | 52.4912 | 0.0041223 | 0.011595 | 775729.3207 | 147.6368
2022 | 3 | 0 | 0% | 0 | 0 | 0 | 0 | 0 | 0 | 12 | 8.448% | 8.493% | 157034.4895 | 19880.6277 | 10124.6502 | 0 | 46094.5586 | 27781.8693 | 9926.9397 | 30833.5075 | 143523.2234 | 303583.4793 | 105075.4786 | 853858.8239 | 853858.8239 |  | 5229019.6002 | 163.2923 | 0 | 0 | 163.2923 | 0.013608 | 0.013608 | 0.013608 | TRUE | 0.00098149 | -27.81% | 303583.4793 |  | 58.0574 | 0.0048381 | 0.013608 | 922588.2556 | 163.2923
2022 | 4 | 114.0339 | 6.343% | 224052.8185 | 31009.9967 | 150714.5418 | 685.6979 | 54651.7578 | 461114.8127 | 11.2 | 7.885% | 8.219% | 151968.8608 | 19239.3171 | 9798.0486 | 1263.6416 | 44607.6374 | 26885.68 | 9606.7158 | 29838.8782 | 156699.1257 | 332638.5153 | 116216.9409 | 898763.3615 | 1359878.1742 |  | 5234136.256 | 259.8095 | 88.0976 | 0.0078659 | 171.7119 | 0.015331 | 0.023197 | 0.023197 | TRUE | 0.0013757 | 3.725% | 332638.5153 |  | 63.5517 | 0.0056743 | 0.023197 | 1052631.7288 | 259.8095
2022 | 5 | 208.4788 | 11.6% | 409617.1548 | 56693.0007 | 275538.8761 | 1253.6045 | 99915.2686 | 843017.9048 | 10.5333 | 7.415% | 8.493% | 157034.4895 | 19880.6277 | 10124.6502 | 2310.211 | 46094.5586 | 27781.8693 | 9926.9397 | 30833.5075 | 176075.8756 | 374606.1445 | 131641.2875 | 986310.1612 | 1829328.066 |  | 5239238.1846 | 349.1592 | 160.9047 | 0.015276 | 188.2545 | 0.017872 | 0.033148 | 0.033148 | TRUE | 0.001813 | 13.29% | 374606.1445 |  | 71.5001 | 0.006788 | 0.033148 | 1223803.9998 | 349.1592
2022 | 6 | 271.6633 | 15.11% | 533761.4708 | 73875.1761 | 359047.5498 | 1633.5395 | 130196.9903 | 1098514.7266 | 10.2 | 7.181% | 8.219% | 151968.8608 | 19239.3171 | 9798.0486 | 3010.3759 | 44607.6374 | 26885.68 | 9606.7158 | 29838.8782 | 181311.9573 | 386338.2534 | 136303.1624 | 998908.8869 | 2097423.6134 |  | 5244340.2602 | 399.9404 | 209.4667 | 0.020536 | 190.4737 | 0.018674 | 0.03921 | 0.03921 | TRUE | 0.0020511 | 14.89% | 386338.2534 |  | 73.6677 | 0.0072223 | 0.03921 | 1461578.3906 | 399.9404
2022 | 7 | 322.3192 | 17.93% | 633289.7445 | 87650.3719 | 425997.6478 | 1938.1388 | 154474.2797 | 1303350.1827 | 10.3667 | 7.298% | 8.493% | 157034.4895 | 19880.6277 | 10124.6502 | 3571.7081 | 46094.5586 | 27781.8693 | 9926.9397 | 30833.5075 | 193851.3422 | 413388.2689 | 146147.6216 | 1058635.5833 | 2361985.7661 |  | 5249596.8518 | 449.9366 | 248.2762 | 0.023949 | 201.6604 | 0.019453 | 0.043402 | 0.043402 | TRUE | 0.0022247 | 16.69% | 413388.2689 |  | 78.7467 | 0.0075961 | 0.043402 | 1522372.7741 | 449.9366
2022 | 8 | 326.4544 | 18.16% | 641414.5732 | 88774.8876 | 431463.0102 | 1963.0043 | 156456.1168 | 1320071.592 | 10.9333 | 7.697% | 8.493% | 157034.4895 | 19880.6277 | 10124.6502 | 3617.5315 | 46094.5586 | 27781.8693 | 9926.9397 | 30833.5075 | 194497.0298 | 414797.0161 | 146674.5591 | 1061262.779 | 2381334.371 |  | 5254931.9504 | 453.1618 | 251.2062 | 0.022976 | 201.9556 | 0.018472 | 0.041448 | 0.041448 | TRUE | 0.0021212 | 14.59% | 414797.0161 |  | 78.9348 | 0.0072196 | 0.041448 | 1581642.9045 | 453.1618
2022 | 9 | 277.8765 | 15.46% | 545969.2665 | 75564.7942 | 367259.4185 | 1670.9006 | 133174.7591 | 1123639.1389 | 11.6833 | 8.225% | 8.219% | 151968.8608 | 19239.3171 | 9798.0486 | 3079.2269 | 44607.6374 | 26885.68 | 9606.7158 | 29838.8782 | 182282.122 | 388454.9377 | 137094.9016 | 1002856.3262 | 2126495.4651 |  | 5259983.1401 | 404.278 | 213.6203 | 0.018284 | 190.6577 | 0.016319 | 0.034603 | 0.034603 | TRUE | 0.0018045 | 9.059% | 388454.9377 |  | 73.851 | 0.0063211 | 0.034603 | 1503847.2273 | 404.278
2022 | 10 | 198.8904 | 11.06% | 390778.0277 | 54085.5742 | 262866.2821 | 1195.9487 | 95319.962 | 804245.7947 | 12.4667 | 8.776% | 8.493% | 157034.4895 | 19880.6277 | 10124.6502 | 2203.9596 | 46094.5586 | 27781.8693 | 9926.9397 | 30833.5075 | 174578.7129 | 371339.6675 | 130419.4719 | 980218.4545 | 1784464.2492 |  | 5265129.0518 | 338.9213 | 152.7495 | 0.012253 | 186.1718 | 0.014934 | 0.027186 | 0.027186 | TRUE | 0.0014976 | 4.273% | 371339.6675 |  | 70.5281 | 0.0056573 | 0.027186 | 1240064.5715 | 338.9213
2022 | 11 | 78.1173 | 4.345% | 153484.1143 | 21242.9458 | 103244.7979 | 469.7274 | 37438.3893 | 315879.9747 | 13.15 | 9.257% | 8.219% | 151968.8608 | 19239.3171 | 9798.0486 | 865.6392 | 44607.6374 | 26885.68 | 9606.7158 | 29838.8782 | 151090.9658 | 320402.7547 | 111640.1923 | 875944.6901 | 1191824.6648 |  | 5270297.3946 | 226.1399 | 59.9359 | 0.0045579 | 166.204 | 0.012639 | 0.017197 | 0.017197 | TRUE | 0.0010681 | -9.125% | 320402.7547 |  | 60.7941 | 0.0046231 | 0.017197 | 1001509.8883 | 226.1399
2022 | 12 | 0 | 0% | 0 | 0 | 0 | 0 | 0 | 0 | 13.4833 | 9.492% | 8.493% | 157034.4895 | 19880.6277 | 10124.6502 | 0 | 46094.5586 | 27781.8693 | 9926.9397 | 30833.5075 | 143523.2234 | 303583.4793 | 105075.4786 | 853858.8239 | 853858.8239 | 18465538.1662 | 5275479.2527 | 161.8543 | 0 | 0 | 161.8543 | 0.012004 | 0.012004 | 0.012004 | TRUE | 0.00086592 | -29.03% | 303583.4793 | 4186920.4292 | 57.5461 | 0.0042679 | 0.012004 | 851106.5465 | 161.8543
2023 | 1 | 0 | 0% | 0 | 0 | 0 | 0 | 0 | 0 | 13.3 | 9.363% | 8.493% | 167742.1745 | 24469.3765 | 10691.4262 | 0 | 47543.0006 | 31211.4327 | 11191.7716 | 34640.439 | 178804.3019 | 306267.1056 | 105075.4786 | 917636.5071 | 917636.5071 |  | 5280717.4208 | 173.7712 | 0 | 0 | 173.7712 | 0.013066 | 0.013066 | 0.013066 | TRUE | 0.00076356 | -24.02% | 306267.1056 |  | 57.9973 | 0.0043607 | 0.013066
2023 | 2 | 0 | 0% | 0 | 0 | 0 | 0 | 0 | 0 | 12.7333 | 8.964% | 7.671% | 151509.0609 | 22101.3724 | 9656.772 | 0 | 42942.065 | 28190.9714 | 10108.6969 | 31288.1384 | 161500.6598 | 276628.3534 | 94906.8839 | 828832.9741 | 828832.9741 |  | 5285898.8016 | 156.8008 | 0 | 0 | 156.8008 | 0.012314 | 0.012314 | 0.012314 | TRUE | 0.00071968 | -30.91% | 276628.3534 |  | 52.3333 | 0.0041099 | 0.012314
2023 | 3 | 0 | 0% | 0 | 0 | 0 | 0 | 0 | 0 | 12 | 8.448% | 8.493% | 167742.1745 | 24469.3765 | 10691.4262 | 0 | 47543.0006 | 31211.4327 | 11191.7716 | 34640.439 | 178804.3019 | 306267.1056 | 105075.4786 | 917636.5071 | 917636.5071 |  | 5291129.8777 | 173.4292 | 0 | 0 | 173.4292 | 0.014452 | 0.014452 | 0.014452 | TRUE | 0.00084474 | -26.97% | 306267.1056 |  | 57.8831 | 0.0048236 | 0.014452
2023 | 4 | 114.0339 | 6.343% | 223103.7307 | 33979.0597 | 154317.3566 | 738.7944 | 55339.818 | 467478.7594 | 11.2 | 7.885% | 8.219% | 162331.1366 | 23680.0418 | 10346.5415 | 1332.7955 | 46009.3554 | 30204.6122 | 10830.7467 | 33523.0054 | 195708.2041 | 335611.8767 | 116216.9409 | 965795.257 | 1433274.0164 |  | 5296301.9653 | 270.6179 | 88.2651 | 0.0078808 | 182.3528 | 0.016281 | 0.024162 | 0.024162 | TRUE | 0.00096504 | 3.618% | 335611.8767 |  | 63.3672 | 0.0056578 | 0.024162
2023 | 5 | 208.4788 | 11.6% | 407882.0165 | 62121.0921 | 282125.6031 | 1350.6763 | 101173.1919 | 854652.5799 | 10.5333 | 7.415% | 8.493% | 167742.1745 | 24469.3765 | 10691.4262 | 2436.6394 | 47543.0006 | 31211.4327 | 11191.7716 | 34640.439 | 220253.2391 | 377977.7356 | 131641.2875 | 1059798.5227 | 1914451.1026 |  | 5301485.1112 | 361.116 | 161.21 | 0.015305 | 199.906 | 0.018978 | 0.034283 | 0.034283 | TRUE | 0.0011351 | 13.39% | 377977.7356 |  | 71.2966 | 0.0067687 | 0.034283
2023 | 6 | 271.6633 | 15.11% | 531500.4572 | 80948.381 | 367630.5425 | 1760.0312 | 131836.1575 | 1113675.5694 | 10.2 | 7.181% | 8.219% | 162331.1366 | 23680.0418 | 10346.5415 | 3175.1214 | 46009.3554 | 30204.6122 | 10830.7467 | 33523.0054 | 227047.4542 | 389831.7802 | 136303.1624 | 1073282.9579 | 2186958.5273 |  | 5306665.8266 | 412.1154 | 209.8635 | 0.020575 | 202.2518 | 0.019829 | 0.040403 | 0.040403 | TRUE | 0.0011936 | 15.06% | 389831.7802 |  | 73.4608 | 0.007202 | 0.040403
2023 | 7 | 322.3192 | 17.93% | 630607.1291 | 96042.4877 | 436181.0754 | 2088.2169 | 156419.0955 | 1321338.0046 | 10.3667 | 7.298% | 8.493% | 167742.1745 | 24469.3765 | 10691.4262 | 3767.1731 | 47543.0006 | 31211.4327 | 11191.7716 | 34640.439 | 242886.5468 | 417135.5252 | 146147.6216 | 1137426.4877 | 2458764.4923 |  | 5311951.1835 | 462.8741 | 248.7481 | 0.023995 | 214.1259 | 0.020655 | 0.04465 | 0.04465 | TRUE | 0.001248 | 16.92% | 417135.5252 |  | 78.5277 | 0.007575 | 0.04465
2023 | 8 | 326.4544 | 18.16% | 638697.541 | 97274.6706 | 441777.0866 | 2115.0078 | 158425.8837 | 1338290.1897 | 10.9333 | 7.697% | 8.493% | 167742.1745 | 24469.3765 | 10691.4262 | 3815.5043 | 47543.0006 | 31211.4327 | 11191.7716 | 34640.439 | 243708.6938 | 418557.9182 | 146674.5591 | 1140246.2964 | 2478536.4862 |  | 5317288.9208 | 466.1279 | 251.6866 | 0.02302 | 214.4413 | 0.019614 | 0.042634 | 0.042634 | TRUE | 0.0011859 | 14.75% | 418557.9182 |  | 78.7164 | 0.0071997 | 0.042634
2023 | 9 | 277.8765 | 15.46% | 543656.5406 | 82799.7722 | 376038.715 | 1800.2854 | 134851.4161 | 1139146.7293 | 11.6833 | 8.225% | 8.219% | 162331.1366 | 23680.0418 | 10346.5415 | 3247.7405 | 46009.3554 | 30204.6122 | 10830.7467 | 33523.0054 | 228282.7544 | 391968.9678 | 137094.9016 | 1077519.804 | 2216666.5333 |  | 5322436.1863 | 416.4759 | 214.0273 | 0.018319 | 202.4486 | 0.017328 | 0.035647 | 0.035647 | TRUE | 0.001044 | 9.044% | 391968.9678 |  | 73.6447 | 0.0063034 | 0.035647
2023 | 10 | 198.8904 | 11.06% | 389122.692 | 59264.0166 | 269150.0721 | 1288.556 | 96520.0308 | 815345.3674 | 12.4667 | 8.776% | 8.493% | 167742.1745 | 24469.3765 | 10691.4262 | 2324.5734 | 47543.0006 | 31211.4327 | 11191.7716 | 34640.439 | 218346.918 | 374679.6177 | 130419.4719 | 1053260.2021 | 1868605.5695 |  | 5327648.4323 | 350.7374 | 153.0404 | 0.012276 | 197.697 | 0.015858 | 0.028134 | 0.028134 | TRUE | 0.00094782 | 4.147% | 374679.6177 |  | 70.3274 | 0.0056412 | 0.028134
2023 | 11 | 78.1173 | 4.345% | 152833.9556 | 23276.8591 | 105712.8536 | 506.1003 | 37909.7349 | 320239.5035 | 13.15 | 9.257% | 8.219% | 162331.1366 | 23680.0418 | 10346.5415 | 913.0121 | 46009.3554 | 30204.6122 | 10830.7467 | 33523.0054 | 188567.3953 | 323257.5938 | 111640.1923 | 941303.6332 | 1261543.1368 |  | 5332876.557 | 236.5596 | 60.05 | 0.0045665 | 176.5095 | 0.013423 | 0.017989 | 0.017989 | TRUE | 0.00079237 | -9.345% | 323257.5938 |  | 60.616 | 0.0046096 | 0.017989
2023 | 12 | 0 | 0% | 0 | 0 | 0 | 0 | 0 | 0 | 13.4833 | 9.492% | 8.493% | 167742.1745 | 24469.3765 | 10691.4262 | 0 | 47543.0006 | 31211.4327 | 11191.7716 | 34640.439 | 178804.3019 | 306267.1056 | 105075.4786 | 917636.5071 | 917636.5071 | 19400542.3597 | 5338112.089 | 171.9028 | 0 | 0 | 171.9028 | 0.012749 | 0.012749 | 0.012749 | TRUE | 0.00074526 | -28.48% | 306267.1056 | 4224450.6853 | 57.3737 | 0.0042552 | 0.012749
2024 | 1 | 0 | 0% | 0 | 0 | 0 | 0 | 0 | 0 | 13.3 | 9.363% | 8.47% | 177913.939 | 29348.9103 | 11256.2338 | 0 | 48841.6294 | 34576.9123 | 12419.5347 | 38381.1593 | 208208.6145 | 307212.8919 | 104788.3871 | 972948.2121 | 972948.2121 |  | 5343385.5298 | 182.0846 | 0 | 0 | 182.0846 | 0.013691 | 0.013691 | 0.013691 | TRUE | 0.00062507 | -23.83% | 307212.8919 |  | 57.4941 | 0.0043229 | 0.013691
2024 | 2 | 0 | 0% | 0 | 0 | 0 | 0 | 0 | 0 | 12.7333 | 8.964% | 7.923% | 166435.6203 | 27455.4322 | 10530.0251 | 0 | 45690.5565 | 32346.1438 | 11618.2744 | 35904.9554 | 194775.8006 | 287392.7053 | 98027.846 | 910177.3597 | 910177.3597 |  | 5348619.574 | 170.1705 | 0 | 0 | 170.1705 | 0.013364 | 0.013364 | 0.013364 | TRUE | 0.00105 | -28.16% | 287392.7053 |  | 53.7321 | 0.0042198 | 0.013364
2024 | 3 | 0 | 0% | 0 | 0 | 0 | 0 | 0 | 0 | 12 | 8.448% | 8.47% | 177913.939 | 29348.9103 | 11256.2338 | 0 | 48841.6294 | 34576.9123 | 12419.5347 | 38381.1593 | 208208.6145 | 307212.8919 | 104788.3871 | 972948.2121 | 972948.2121 |  | 5353889.4375 | 181.7274 | 0 | 0 | 181.7274 | 0.015144 | 0.015144 | 0.015144 | TRUE | 0.00069151 | -26.36% | 307212.8919 |  | 57.3813 | 0.0047818 | 0.015144
2024 | 4 | 114.0339 | 6.343% | 218157.3804 | 37635.2174 | 157445.5281 | 791.7342 | 56016.7644 | 470046.6245 | 11.2 | 7.885% | 8.197% | 172174.7797 | 28402.1713 | 10893.1294 | 1401.9495 | 47266.0929 | 33461.528 | 12018.9046 | 37143.0573 | 228280.0138 | 336785.0565 | 115939.1104 | 1023765.7934 | 1493812.4179 |  | 5359119.6368 | 278.7421 | 87.7097 | 0.0078312 | 191.0325 | 0.017056 | 0.024888 | 0.024888 | TRUE | 0.00072538 | 3.343% | 336785.0565 |  | 62.8434 | 0.005611 | 0.024888
2024 | 5 | 208.4788 | 11.6% | 398839.0152 | 68805.3413 | 287844.5792 | 1447.4619 | 102410.7967 | 859347.1943 | 10.5333 | 7.415% | 8.47% | 177913.939 | 29348.9103 | 11256.2338 | 2563.0678 | 48841.6294 | 34576.9123 | 12419.5347 | 38381.1593 | 257182.5352 | 379395.024 | 131354.196 | 1123233.1417 | 1982580.336 |  | 5364378.1867 | 369.5825 | 160.1951 | 0.015208 | 209.3874 | 0.019879 | 0.035087 | 0.035087 | TRUE | 0.00080378 | 13.31% | 379395.024 |  | 70.7249 | 0.0067144 | 0.035087
2024 | 6 | 271.6633 | 15.11% | 519716.7571 | 89658.4524 | 375082.7917 | 1886.15 | 133448.8482 | 1119792.9994 | 10.2 | 7.181% | 8.197% | 172174.7797 | 28402.1713 | 10893.1294 | 3339.867 | 47266.0929 | 33461.528 | 12018.9046 | 37143.0573 | 265308.8511 | 391361.4594 | 136025.3319 | 1137395.1726 | 2257188.172 |  | 5369633.7222 | 420.3617 | 208.5418 | 0.020445 | 211.8199 | 0.020767 | 0.041212 | 0.041212 | TRUE | 0.00080846 | 15.05% | 391361.4594 |  | 72.8842 | 0.0071455 | 0.041212
2024 | 7 | 322.3192 | 17.93% | 616626.1716 | 106376.6899 | 445022.9144 | 2237.8525 | 158332.4979 | 1328596.1263 | 10.3667 | 7.298% | 8.47% | 177913.939 | 29348.9103 | 11256.2338 | 3962.6381 | 48841.6294 | 34576.9123 | 12419.5347 | 38381.1593 | 283924.8811 | 418810.2785 | 145860.5301 | 1205296.6466 | 2533892.7729 |  | 5374960.0945 | 471.4254 | 247.1825 | 0.023844 | 224.2429 | 0.021631 | 0.045475 | 0.045475 | TRUE | 0.00082489 | 17% | 418810.2785 |  | 77.9188 | 0.0075163 | 0.045475
2024 | 8 | 326.4544 | 18.16% | 624537.214 | 107741.456 | 450732.3625 | 2266.5632 | 160363.8342 | 1345641.4299 | 10.9333 | 7.697% | 8.47% | 177913.939 | 29348.9103 | 11256.2338 | 4013.477 | 48841.6294 | 34576.9123 | 12419.5347 | 38381.1593 | 284896.2875 | 420242.0239 | 146387.4676 | 1208277.5747 | 2553919.0047 |  | 5380321.6496 | 474.6778 | 250.1043 | 0.022875 | 224.5735 | 0.02054 | 0.043416 | 0.043416 | TRUE | 0.000782 | 14.76% | 420242.0239 |  | 78.1072 | 0.007144 | 0.043416
2024 | 9 | 277.8765 | 15.46% | 531603.3325 | 91709.0539 | 383661.4065 | 1929.2886 | 136500.991 | 1145404.0726 | 11.6833 | 8.225% | 8.197% | 172174.7797 | 28402.1713 | 10893.1294 | 3416.254 | 47266.0929 | 33461.528 | 12018.9046 | 37143.0573 | 266768.4179 | 393512.6991 | 136817.0711 | 1141874.1054 | 2287278.178 |  | 5385554.9074 | 424.7061 | 212.6808 | 0.018204 | 212.0253 | 0.018148 | 0.036351 | 0.036351 | TRUE | 0.00070444 | 8.887% | 393512.6991 |  | 73.0682 | 0.0062541 | 0.036351
2024 | 10 | 198.8904 | 11.06% | 380495.5967 | 65640.8436 | 274606.0208 | 1380.8902 | 97700.7157 | 819824.0669 | 12.4667 | 8.776% | 8.47% | 177913.939 | 29348.9103 | 11256.2338 | 2445.1871 | 48841.6294 | 34576.9123 | 12419.5347 | 38381.1593 | 254930.1248 | 376075.2208 | 130132.3804 | 1116321.2318 | 1936145.2987 |  | 5390832.5837 | 359.1552 | 152.0774 | 0.012199 | 207.0777 | 0.016611 | 0.028809 | 0.028809 | TRUE | 0.00067522 | 3.882% | 376075.2208 |  | 69.762 | 0.0055959 | 0.028809
2024 | 11 | 78.1173 | 4.345% | 149445.5305 | 25781.4565 | 107855.7619 | 542.366 | 38373.4672 | 321998.582 | 13.15 | 9.257% | 8.197% | 172174.7797 | 28402.1713 | 10893.1294 | 960.385 | 47266.0929 | 33461.528 | 12018.9046 | 37143.0573 | 219842.8034 | 324349.5433 | 111362.3619 | 997874.7569 | 1319873.3389 |  | 5396121.6513 | 244.5967 | 59.6722 | 0.0045378 | 184.9244 | 0.014063 | 0.018601 | 0.018601 | TRUE | 0.00061118 | -9.704% | 324349.5433 |  | 60.1079 | 0.0045709 | 0.018601
2024 | 12 | 0 | 0% | 0 | 0 | 0 | 0 | 0 | 0 | 13.4833 | 9.492% | 8.47% | 177913.939 | 29348.9103 | 11256.2338 | 0 | 48841.6294 | 34576.9123 | 12419.5347 | 38381.1593 | 208208.6145 | 307212.8919 | 104788.3871 | 972948.2121 | 972948.2121 | 20193711.5153 | 5401414.1942 | 180.1284 | 0 | 0 | 180.1284 | 0.013359 | 0.013359 | 0.013359 | TRUE | 0.00061006 | -28.14% | 307212.8919 | 4249562.6864 | 56.8764 | 0.0042183 | 0.013359
2025 | 1 | 0 | 0% | 0 | 0 | 0 | 0 | 0 | 0 | 13.3 | 9.363% | 8.493% | 189138.0638 | 34820.1381 | 11918.1631 | 0 | 50449.831 | 38142.7077 | 13720.2129 | 42513.8727 | 234620.5383 | 309053.4972 | 105075.4786 | 1029452.5035 | 1029452.5035 |  | 5406732.2633 | 190.402 | 0 | 0 | 190.402 | 0.014316 | 0.014316 | 0.014316 | TRUE | 0.00062537 | -23.31% | 309053.4972 |  | 57.1609 | 0.0042978 | 0.014316
2025 | 2 | 0 | 0% | 0 | 0 | 0 | 0 | 0 | 0 | 12.7333 | 8.964% | 7.671% | 170834.3802 | 31450.4473 | 10764.7925 | 0 | 45567.5893 | 34451.4779 | 12392.4504 | 38399.627 | 211915.325 | 279145.0942 | 94906.8839 | 929828.0677 | 929828.0677 |  | 5412022.8806 | 171.8079 | 0 | 0 | 171.8079 | 0.013493 | 0.013493 | 0.013493 | TRUE | 0.00012859 | -30.1% | 279145.0942 |  | 51.5787 | 0.0040507 | 0.013493
2025 | 3 | 0 | 0% | 0 | 0 | 0 | 0 | 0 | 0 | 12 | 8.448% | 8.493% | 189138.0638 | 34820.1381 | 11918.1631 | 0 | 50449.831 | 38142.7077 | 13720.2129 | 42513.8727 | 234620.5383 | 309053.4972 | 105075.4786 | 1029452.5035 | 1029452.5035 |  | 5417339.5802 | 190.0292 | 0 | 0 | 190.0292 | 0.015836 | 0.015836 | 0.015836 | TRUE | 0.00069182 | -25.58% | 309053.4972 |  | 57.0489 | 0.0047541 | 0.015836
2025 | 4 | 114.0339 | 6.343% | 219123.7607 | 40984.0158 | 159398.1358 | 801.5527 | 56711.473 | 477018.938 | 11.2 | 7.885% | 8.219% | 183036.836 | 33696.9078 | 11533.7063 | 1471.1034 | 48822.4171 | 36912.2977 | 13277.6254 | 41142.4575 | 257370.2082 | 338721.0275 | 116216.9409 | 1082201.5278 | 1559220.4658 |  | 5422629.6093 | 287.5395 | 87.9682 | 0.0078543 | 199.5714 | 0.017819 | 0.025673 | 0.025673 | TRUE | 0.00078548 | 3.459% | 338721.0275 |  | 62.4643 | 0.0055772 | 0.025673
2025 | 5 | 208.4788 | 11.6% | 400605.7679 | 74927.6713 | 291414.3696 | 1465.4122 | 103680.8748 | 872094.0958 | 10.5333 | 7.415% | 8.493% | 189138.0638 | 34820.1381 | 11918.1631 | 2689.4962 | 50449.831 | 38142.7077 | 13720.2129 | 42513.8727 | 290048.5549 | 381518.5277 | 131641.2875 | 1186600.8557 | 2058694.9515 |  | 5427176.8442 | 379.3307 | 160.6902 | 0.015255 | 218.6405 | 0.020757 | 0.036012 | 0.036012 | TRUE | 0.00092546 | 13.5% | 381518.5277 |  | 70.2978 | 0.0066738 | 0.036012
2025 | 6 | 271.6633 | 15.11% | 522018.9667 | 97636.3015 | 379734.4928 | 1909.5406 | 135103.8538 | 1136403.1555 | 10.2 | 7.181% | 8.219% | 183036.836 | 33696.9078 | 11533.7063 | 3504.6126 | 48822.4171 | 36912.2977 | 13277.6254 | 41142.4575 | 299278.942 | 393511.3278 | 136303.1624 | 1201020.2926 | 2337423.4481 |  | 5431720.3103 | 430.3284 | 209.2161 | 0.020511 | 221.1123 | 0.021678 | 0.042189 | 0.042189 | TRUE | 0.00097713 | 15.24% | 393511.3278 |  | 72.4469 | 0.0071026 | 0.042189
2025 | 7 | 322.3192 | 17.93% | 619357.6647 | 115842.1352 | 450541.9988 | 2265.6046 | 160296.1056 | 1348303.5088 | 10.3667 | 7.298% | 8.493% | 189138.0638 | 34820.1381 | 11918.1631 | 4158.1031 | 50449.831 | 38142.7077 | 13720.2129 | 42513.8727 | 320315.1779 | 421088.2597 | 146147.6216 | 1272412.1517 | 2620715.6605 |  | 5436311.5982 | 482.0761 | 248.0181 | 0.023925 | 234.058 | 0.022578 | 0.046503 | 0.046503 | TRUE | 0.0010274 | 17.22% | 421088.2597 |  | 77.4584 | 0.0074719 | 0.046503
2025 | 8 | 326.4544 | 18.16% | 627303.751 | 117328.3388 | 456322.2543 | 2294.6713 | 162352.6341 | 1365601.6495 | 10.9333 | 7.697% | 8.493% | 189138.0638 | 34820.1381 | 11918.1631 | 4211.4497 | 50449.831 | 38142.7077 | 13720.2129 | 42513.8727 | 321414.6025 | 422525.6164 | 146674.5591 | 1275529.2171 | 2641130.8666 |  | 5440926.2621 | 485.4193 | 250.987 | 0.022956 | 234.4324 | 0.021442 | 0.044398 | 0.044398 | TRUE | 0.00098246 | 14.94% | 422525.6164 |  | 77.6569 | 0.0071028 | 0.044398
2025 | 9 | 277.8765 | 15.46% | 533958.1966 | 99869.3664 | 388419.4979 | 1953.2142 | 138193.8488 | 1162394.1238 | 11.6833 | 8.225% | 8.219% | 183036.836 | 33696.9078 | 11533.7063 | 3584.7675 | 48822.4171 | 36912.2977 | 13277.6254 | 41142.4575 | 300930.8599 | 395670.9988 | 137094.9016 | 1205703.7756 | 2368097.8994 |  | 5445455.1195 | 434.876 | 213.4613 | 0.018271 | 221.4147 | 0.018951 | 0.037222 | 0.037222 | TRUE | 0.00087046 | 8.965% | 395670.9988 |  | 72.6608 | 0.0062192 | 0.037222
2025 | 10 | 198.8904 | 11.06% | 382181.0929 | 71481.5951 | 278011.6293 | 1398.0149 | 98912.3802 | 831984.7124 | 12.4667 | 8.776% | 8.493% | 189138.0638 | 34820.1381 | 11918.1631 | 2565.8008 | 50449.831 | 38142.7077 | 13720.2129 | 42513.8727 | 287499.3076 | 378185.7134 | 130419.4719 | 1179373.283 | 2011357.9954 |  | 5450014.5729 | 369.0555 | 152.6573 | 0.012245 | 216.3982 | 0.017358 | 0.029603 | 0.029603 | TRUE | 0.00079415 | 3.937% | 378185.7134 |  | 69.3917 | 0.0055662 | 0.029603
2025 | 11 | 78.1173 | 4.345% | 150107.5352 | 28075.502 | 109193.3672 | 549.092 | 38849.3671 | 326774.8636 | 13.15 | 9.257% | 8.219% | 183036.836 | 33696.9078 | 11533.7063 | 1007.7579 | 48822.4171 | 36912.2977 | 13277.6254 | 41142.4575 | 247821.0883 | 326236.7767 | 111640.1923 | 1055128.0631 | 1381902.9267 |  | 5454581.9482 | 253.3472 | 59.9083 | 0.0045558 | 193.4389 | 0.01471 | 0.019266 | 0.019266 | TRUE | 0.00066544 | -9.624% | 326236.7767 |  | 59.8097 | 0.0045483 | 0.019266
2025 | 12 | 0 | 0% | 0 | 0 | 0 | 0 | 0 | 0 | 13.4833 | 9.492% | 8.493% | 189138.0638 | 34820.1381 | 11918.1631 | 0 | 50449.831 | 38142.7077 | 13720.2129 | 42513.8727 | 234620.5383 | 309053.4972 | 105075.4786 | 1029452.5035 | 1029452.5035 | 20996729.7921 | 5459151.0862 | 188.5737 | 0 | 0 | 188.5737 | 0.013986 | 0.013986 | 0.013986 | TRUE | 0.00062635 | -27.53% | 309053.4972 | 4263763.8339 | 56.612 | 0.0041987 | 0.013986
2026 | 1 | 0 | 0% | 0 | 0 | 0 | 0 | 0 | 0 | 13.3 | 9.363% | 8.493% | 199941.9991 | 40642.015 | 12517.7574 | 0 | 52011.2362 | 41738.5452 | 14991.085 | 46643.8906 | 257032.879 | 309781.5486 | 105075.4786 | 1080376.4346 | 1080376.4346 |  | 5463737.3975 | 197.7358 | 0 | 0 | 197.7358 | 0.014867 | 0.014867 | 0.014867 | TRUE | 0.00055141 | -23.02% | 309781.5486 |  | 56.6977 | 0.004263 | 0.014867
2026 | 2 | 0 | 0% | 0 | 0 | 0 | 0 | 0 | 0 | 12.7333 | 8.964% | 7.671% | 180592.7734 | 36708.9167 | 11306.3615 | 0 | 46977.8907 | 37699.3312 | 13540.3348 | 42129.9657 | 232158.7294 | 279802.689 | 94906.8839 | 975823.8764 | 975823.8764 |  | 5468304.7476 | 178.4509 | 0 | 0 | 178.4509 | 0.014014 | 0.014014 | 0.014014 | TRUE | 0.0005217 | -29.78% | 279802.689 |  | 51.1681 | 0.0040184 | 0.014014
2026 | 3 | 0 | 0% | 0 | 0 | 0 | 0 | 0 | 0 | 12 | 8.448% | 8.493% | 199941.9991 | 40642.015 | 12517.7574 | 0 | 52011.2362 | 41738.5452 | 14991.085 | 46643.8906 | 257032.879 | 309781.5486 | 105075.4786 | 1080376.4346 | 1080376.4346 |  | 5472890.5963 | 197.4051 | 0 | 0 | 197.4051 | 0.01645 | 0.01645 | 0.01645 | TRUE | 0.00061466 | -25.06% | 309781.5486 |  | 56.6029 | 0.0047169 | 0.01645
2026 | 4 | 114.0339 | 6.343% | 220313.4567 | 43930.856 | 161394.0679 | 811.5914 | 57421.5958 | 483871.5678 | 11.2 | 7.885% | 8.219% | 193492.2572 | 39330.9822 | 12113.9588 | 1540.2574 | 50333.4543 | 40392.1406 | 14507.5016 | 45139.249 | 282102.6251 | 339540.3189 | 116216.9409 | 1134709.686 | 1618581.2538 |  | 5477458.5188 | 295.4986 | 88.3387 | 0.0078874 | 207.1599 | 0.018496 | 0.026384 | 0.026384 | TRUE | 0.00071063 | 3.408% | 339540.3189 |  | 61.9887 | 0.0055347 | 0.026384
2026 | 5 | 208.4788 | 11.6% | 402780.7904 | 80315.1345 | 295063.3664 | 1483.7651 | 104979.1333 | 884622.1896 | 10.5333 | 7.415% | 8.493% | 199941.9991 | 40642.015 | 12517.7574 | 2815.9246 | 52011.2362 | 41738.5452 | 14991.085 | 46643.8906 | 318024.2603 | 382456.3223 | 131641.2875 | 1243424.3232 | 2128046.5129 |  | 5482057.5816 | 388.1839 | 161.3668 | 0.01532 | 226.8171 | 0.021533 | 0.036853 | 0.036853 | TRUE | 0.00084049 | 13.51% | 382456.3223 |  | 69.7651 | 0.0066233 | 0.036853
2026 | 6 | 271.6633 | 15.11% | 524853.1819 | 104656.5648 | 384489.4058 | 1933.4557 | 136795.5808 | 1152728.189 | 10.2 | 7.181% | 8.219% | 193492.2572 | 39330.9822 | 12113.9588 | 3669.3582 | 50333.4543 | 40392.1406 | 14507.5016 | 45139.249 | 328217.7799 | 394489.2047 | 136303.1624 | 1257989.0488 | 2410717.2379 |  | 5486653.8083 | 439.3784 | 210.0968 | 0.020598 | 229.2817 | 0.022479 | 0.043076 | 0.043076 | TRUE | 0.00088726 | 15.26% | 394489.2047 |  | 71.8998 | 0.007049 | 0.043076
2026 | 7 | 322.3192 | 17.93% | 622720.3642 | 124171.4377 | 456183.5405 | 2293.9791 | 162303.2818 | 1367672.6033 | 10.3667 | 7.298% | 8.493% | 199941.9991 | 40642.015 | 12517.7574 | 4353.5681 | 52011.2362 | 41738.5452 | 14991.085 | 46643.8906 | 351328.7741 | 422140.5852 | 146147.6216 | 1332457.0775 | 2700129.6807 |  | 5491282.4172 | 491.712 | 249.0625 | 0.024025 | 242.6495 | 0.023407 | 0.047432 | 0.047432 | TRUE | 0.00092952 | 17.28% | 422140.5852 |  | 76.8747 | 0.0074156 | 0.047432
2026 | 8 | 326.4544 | 18.16% | 630709.5924 | 125764.5026 | 462036.1746 | 2323.4098 | 164385.5615 | 1385219.2409 | 10.9333 | 7.697% | 8.493% | 199941.9991 | 40642.015 | 12517.7574 | 4409.4224 | 52011.2362 | 41738.5452 | 14991.085 | 46643.8906 | 352538.5489 | 423582.1022 | 146674.5591 | 1335691.1612 | 2720910.4021 |  | 5495927.0259 | 495.0776 | 252.0447 | 0.023053 | 243.0329 | 0.022229 | 0.045281 | 0.045281 | TRUE | 0.00088338 | 14.97% | 423582.1022 |  | 77.072 | 0.0070493 | 0.045281
2026 | 9 | 277.8765 | 15.46% | 536857.2338 | 107050.192 | 393283.1617 | 1977.6762 | 139924.2676 | 1179092.5314 | 11.6833 | 8.225% | 8.219% | 193492.2572 | 39330.9822 | 12113.9588 | 3753.281 | 50333.4543 | 40392.1406 | 14507.5016 | 45139.249 | 330035.5024 | 396655.1266 | 137094.9016 | 1262848.3553 | 2441940.8867 |  | 5500513.1359 | 443.9478 | 214.3605 | 0.018348 | 229.5874 | 0.019651 | 0.037998 | 0.037998 | TRUE | 0.00077647 | 8.909% | 396655.1266 |  | 72.1124 | 0.0061722 | 0.037998
2026 | 10 | 198.8904 | 11.06% | 384256.0816 | 76621.2779 | 281492.8014 | 1415.5237 | 100150.9292 | 843936.6137 | 12.4667 | 8.776% | 8.493% | 199941.9991 | 40642.015 | 12517.7574 | 2686.4145 | 52011.2362 | 41738.5452 | 14991.085 | 46643.8906 | 315219.1424 | 379113.8615 | 130419.4719 | 1235925.4188 | 2079862.0325 |  | 5505120.0002 | 377.805 | 153.3003 | 0.012297 | 224.5047 | 0.018008 | 0.030305 | 0.030305 | TRUE | 0.00070183 | 3.858% | 379113.8615 |  | 68.8657 | 0.005524 | 0.030305
2026 | 11 | 78.1173 | 4.345% | 150922.5191 | 30094.192 | 110560.6514 | 555.9688 | 39335.8264 | 331469.1577 | 13.15 | 9.257% | 8.219% | 193492.2572 | 39330.9822 | 12113.9588 | 1055.1308 | 50333.4543 | 40392.1406 | 14507.5016 | 45139.249 | 271595.0507 | 327019.9336 | 111640.1923 | 1106619.8512 | 1438089.0089 |  | 5509732.4814 | 261.0089 | 60.1607 | 0.004575 | 200.8482 | 0.015274 | 0.019849 | 0.019849 | TRUE | 0.00058264 | -9.687% | 327019.9336 |  | 59.3531 | 0.0045135 | 0.019849
2026 | 12 | 0 | 0% | 0 | 0 | 0 | 0 | 0 | 0 | 13.4833 | 9.492% | 8.493% | 199941.9991 | 40642.015 | 12517.7574 | 0 | 52011.2362 | 41738.5452 | 14991.085 | 46643.8906 | 257032.879 | 309781.5486 | 105075.4786 | 1080376.4346 | 1080376.4346 | 21755230.1959 | 5514345.5968 | 195.9211 | 0 | 0 | 195.9211 | 0.014531 | 0.014531 | 0.014531 | TRUE | 0.00054492 | -27.16% | 309781.5486 | 4274144.7899 | 56.1774 | 0.0041664 | 0.014531
[9 empty] | 93951928.5739 | [15 empty] | 236435929.4952
[25 empty] | 236435929.4952 |  |  | 46554.7105 | 18573.9037 |  | 27980.8067 |  |  |  |  | 0.3089 |  |  |  |  | 0.84367
0
46554.7105
2005 | [8 empty] | 104508.9402 | 104508.9402 | [13 empty] | 0 | 104508.9402 | 0 | 4321895.1667 | [6 empty] | CFL Totals | 1635736.7688 |  |  | 64652532.0551
2006 | [8 empty] | 523995.0086 | 523995.0086 | [13 empty] | 1367.8209 | 525362.8296 | 0 | 4409562.5
2007 | [8 empty] | 939574.414 | 939574.414 | [13 empty] | 136056.6699 | 1075631.0839 | 0 | 4496589.3333
2008 | [8 empty] | 1258245.6705 | 1258245.6705 | [13 empty] | 1754902.8615 | 3013148.532 | 0 | 4509730.1667
2009 | [8 empty] | 1548378.2378 | 1548378.2378 | [13 empty] | 2178220.0369 | 3726598.2747 | 0 | 4499066.75
2010 | [8 empty] | 1882877.3064 | 1882877.3064 | [13 empty] | 2611128.6783 | 4494005.9847 | 0 | 4520327.6667
2011 | [8 empty] | 2255529.3516 | 2255529.3516 | [13 empty] | 3035487.0522 | 5291016.4039 | 0 | 4547050.8333
2012 | [8 empty] | 2633605.7733 | 2633605.7733 | [13 empty] | 3434526.8864 | 6068132.6597 | 0 | 4576448.6667
2013 | [8 empty] | 3036742.4277 | 3036742.4277 | [13 empty] | 4155744.351 | 7192486.7786 | 0 | 4626934.3333
2014 | [8 empty] | 3474083.708 | 3474083.708 | [13 empty] | 4910864.733 | 8384948.441 | 0 | 4708829.3333
2015 | [8 empty] | 4039997.9426 | 4039997.9426 | [13 empty] | 5800287.9445 | 9840285.8871 | 0 | 4780487.4751
2016 | [8 empty] | 4575939.1961 | 4575939.1961 | [13 empty] | 6619830.4776 | 11195769.6737 | 0 | 4852827.4974
2017 | [8 empty] | 5107282.6345 | 5107282.6345 | [13 empty] | 7476087.5976 | 12583370.2321 | 0 | 4922917.6135
2018 | [8 empty] | 5645813.9724 | 5645813.9724 | [13 empty] | 8121182.6862 | 13766996.6586 | 0 | 4991658.9754
2019 | [8 empty] | 6178818.5956 | 6178818.5956 | [13 empty] | 8825351.2505 | 15004169.8462 | 0 | 5058945.3177
2020 | [8 empty] | 6602699.057 | 6602699.057 | [13 empty] | 9551225.2282 | 16153924.2851 | 0 | 5123908.5664
2021 | [8 empty] | 6943997.27 | 6943997.27 | [13 empty] | 10259823.6849 | 17203820.9549 | 0 | 5185332.6772
2022 | [8 empty] | 7269834.1271 | 7269834.1271 | [13 empty] | 11195704.0391 | 18465538.1662 | 0 | 5247054.0847
2023 | [8 empty] | 7370166.7033 | 7370166.7033 | [13 empty] | 12030375.6564 | 19400542.3597 | 0 | 5309376.031
2024 | [8 empty] | 7410651.0961 | 7410651.0961 | [13 empty] | 12783060.4192 | 20193711.5153 | 0 | 5372352.5973
2025 | [8 empty] | 7520575.0475 | 7520575.0475 | [13 empty] | 13476154.7446 | 20996729.7921 | 0 | 5433671.8396
2026 | [8 empty] | 7628612.0934 | 7628612.0934 | [13 empty] | 14126618.1025 | 21755230.1959 | 0 | 5489001.9423
[9 empty] | 93951928.5739 | 93951928.5739 | 0

## MWh by month- WgtbyCDH&Days
OPC 010140
FPL RC-16
|  | 2013 Cooling Degree Hours- 20 year normals (1993-2012) | HVAC | Residential AC Efficiency | Residential New Construction Efficiency | CI DX Efficiency | CI SPVU Efficiency | CI Chiller Efficiency | Weather Sensative Subtotal | Night-Time Hours | Night-Time Hour | Days | CI Lighting Efficiency | CI Long Tube Lighting Efficiency - LED | CI Refrigeration Efficiency | Federal Facility ENERGY STAR Procurement | CI Walk-in Refrigerator and Freezer | Residential Refrigerator Efficiency | CI Water Heater Efficiency for Units > 55 Gallons | Res Water Heater Efficiency for Units > 55 Gallons | LED Lighting Efficiency | CFL Lighting Efficiency | Advanced Incandescent Lighting Efficiency | Non-Weather Sensative Subtotal | Grandtotal | Grandtotal |  | Weather and non-weather sensitive | Weather Sensative Subtotal | Weather Sensative Subtotal | Non-Weather Sensative Subtotal | Non-Weather Sensative Subtotal | Grandtotal | Grandtotal |  | Grandtotal | Difference between weighting: daylight hrs & days VS. | CFLs |  | CFLs |  | Grandtotal (matches column AE) | Grandtotal (matches column V) | Difference from last NEPACT Study
|  |  | weight | MWH | MWH | MWH | Single Package/Vertical Unit | MWH | MWH |  | weight | weight | MWH |  | MWH | MWH | MWH |  | MWH | MWH |  | MWH | MWH | MWH | MWH Monthly | MWH Annual | Total Customers | KWH/CUST | KWH/CUST | MWH USE/CUST/DAY | KWH/CUST | MWH USE/CUST/DAY | MWH USE/CUST/DAY | MWH USE/CUST/DAY |  | change from prior year | days and cooling interaction wgted by CDH | Monthly | Annual | KWH/CUST | MWH USE/CUST/DAY | MWH USE/CUST/DAY | MWH | Weat/Nonweat sens kwh/cust
2005 | 1 | 26.1128 | 1.328% | 0 | 0 | 771.5537 | 0 | 616.4117 | 1387.9654 | 13.3 | 9.363% | 8.493% | 0 | 0 | 0 | 0 | 0 | 0 | 0 | 0 | 0 | 0 | 0 | 0 | 1387.9654 |  | 4272459 | 0.32486 | 0.32486 | 2.4426e-05 | 0 | 0 | 2.4426e-05 | 2.4426e-05 | TRUE | 2.4426e-05 | 0% | 0 |  |  |  | 2.4426e-05 | 1374.7829 | 0.32486
2005 | 2 | 35.0422 | 1.782% | 0 | 0 | 1035.3886 | 0 | 827.1954 | 1862.584 | 12.7333 | 8.964% | 7.671% | 0 | 0 | 0 | 0 | 0 | 0 | 0 | 0 | 0 | 0 | 0 | 0 | 1862.584 |  | 4287988 | 0.43437 | 0.43437 | 3.4113e-05 | 0 | 0 | 3.4113e-05 | 3.4113e-05 | TRUE | 3.4113e-05 | 0% | 0 |  |  |  | 3.4113e-05 | 1609.5467 | 0.43437
2005 | 3 | 64.5823 | 3.285% | 0 | 0 | 1908.2071 | 0 | 1524.5099 | 3432.717 | 12 | 8.448% | 8.493% | 0 | 0 | 0 | 0 | 0 | 0 | 0 | 0 | 0 | 0 | 0 | 0 | 3432.717 |  | 4299864 | 0.79833 | 0.79833 | 6.6528e-05 | 0 | 0 | 6.6528e-05 | 6.6528e-05 | TRUE | 6.6528e-05 | 0% | 0 |  |  |  | 6.6528e-05 | 3159.7167 | 0.79833
2005 | 4 | 114.0339 | 5.8% | 0 | 0 | 3369.3512 | 0 | 2691.8511 | 6061.2023 | 11.2 | 7.885% | 8.219% | 0 | 0 | 0 | 0 | 0 | 0 | 0 | 0 | 0 | 0 | 0 | 0 | 6061.2023 |  | 4310180 | 1.4063 | 1.4063 | 0.00012556 | 0 | 0 | 0.00012556 | 0.00012556 | TRUE | 0.00012556 | 0% | 0 |  |  |  | 0.00012556 | 5970.3384 | 1.4063
2005 | 5 | 208.4788 | 10.6% | 0 | 0 | 6159.9049 | 0 | 4921.2878 | 11081.1927 | 10.5333 | 7.415% | 8.493% | 0 | 0 | 0 | 0 | 0 | 0 | 0 | 0 | 0 | 0 | 0 | 0 | 11081.1927 |  | 4313996 | 2.5687 | 2.5687 | 0.00024386 | 0 | 0 | 0.00024386 | 0.00024386 | TRUE | 0.00024386 | 0% | 0 |  |  |  | 0.00024386 | 10211.1689 | 2.5687
2005 | 6 | 271.6633 | 13.82% | 0 | 0 | 8026.812 | 0 | 6412.8023 | 14439.6143 | 10.2 | 7.181% | 8.219% | 0 | 0 | 0 | 0 | 0 | 0 | 0 | 0 | 0 | 0 | 0 | 0 | 14439.6143 |  | 4320906 | 3.3418 | 3.3418 | 0.00032763 | 0 | 0 | 0.00032763 | 0.00032763 | TRUE | 0.00032763 | 0% | 0 |  |  |  | 0.00032763 | 14808.878 | 3.3418
2005 | 7 | 322.3192 | 16.39% | 0 | 0 | 9523.5382 | 0 | 7608.5707 | 17132.1089 | 10.3667 | 7.298% | 8.493% | 0 | 0 | 0 | 0 | 0 | 0 | 0 | 0 | 0 | 0 | 0 | 0 | 17132.1089 |  | 4327794 | 3.9586 | 3.9586 | 0.00038186 | 0 | 0 | 0.00038186 | 0.00038186 | TRUE | 0.00038186 | 0% | 0 |  |  |  | 0.00038186 | 16664.1178 | 3.9586
2005 | 8 | 326.4544 | 16.6% | 0 | 0 | 9645.721 | 0 | 7706.1853 | 17351.9063 | 10.9333 | 7.697% | 8.493% | 0 | 0 | 0 | 0 | 0 | 0 | 0 | 0 | 0 | 0 | 0 | 0 | 17351.9063 |  | 4340306 | 3.9979 | 3.9979 | 0.00036566 | 0 | 0 | 0.00036566 | 0.00036566 | TRUE | 0.00036566 | 0% | 0 |  |  |  | 0.00036566 | 17403.8251 | 3.9979
2005 | 9 | 277.8765 | 14.13% | 0 | 0 | 8210.3953 | 0 | 6559.4711 | 14769.8664 | 11.6833 | 8.225% | 8.219% | 0 | 0 | 0 | 0 | 0 | 0 | 0 | 0 | 0 | 0 | 0 | 0 | 14769.8664 |  | 4343095 | 3.4008 | 3.4008 | 0.00029108 | 0 | 0 | 0.00029108 | 0.00029108 | TRUE | 0.00029108 | 0% | 0 |  |  |  | 0.00029108 | 15722.4318 | 3.4008
2005 | 10 | 198.8904 | 10.12% | 0 | 0 | 5876.5983 | 0 | 4694.9478 | 10571.5461 | 12.4667 | 8.776% | 8.493% | 0 | 0 | 0 | 0 | 0 | 0 | 0 | 0 | 0 | 0 | 0 | 0 | 10571.5461 |  | 4344668 | 2.4332 | 2.4332 | 0.00019518 | 0 | 0 | 0.00019518 | 0.00019518 | TRUE | 0.00019518 | 0% | 0 |  |  |  | 0.00019518 | 10562.6076 | 2.4332
2005 | 11 | 78.1173 | 3.973% | 0 | 0 | 2308.1249 | 0 | 1844.0133 | 4152.1382 | 13.15 | 9.257% | 8.219% | 0 | 0 | 0 | 0 | 0 | 0 | 0 | 0 | 0 | 0 | 0 | 0 | 4152.1382 |  | 4345746 | 0.95545 | 0.95545 | 7.2658e-05 | 0 | 0 | 7.2658e-05 | 7.2658e-05 | TRUE | 7.2658e-05 | 0% | 0 |  |  |  | 7.2658e-05 | 4865.4452 | 0.95545
2005 | 12 | 42.6338 | 2.168% | 0 | 0 | 1259.6976 | 0 | 1006.401 | 2266.0986 | 13.4833 | 9.492% | 8.493% | 0 | 0 | 0 | 0 | 0 | 0 | 0 | 0 | 0 | 0 | 0 | 0 | 2266.0986 | 104508.9402 | 4355740 | 0.52026 | 0.52026 | 3.8585e-05 | 0 | 0 | 3.8585e-05 | 3.8585e-05 | TRUE | 3.8585e-05 | 0% | 0 | 0 |  |  | 3.8585e-05 | 2156.0812 | 0.52026
2006 | 1 | 26.1128 | 1.328% | 2904.98 | 0 | 2638.1204 | 0 | 1415.9879 | 6959.0882 | 13.3 | 9.363% | 8.493% | 0 | 0 | 0 | 116.1711 | 0 | 0 | 0 | 0 | 0 | 0 | 0 | 116.1711 | 7075.2593 |  | 4369236 | 1.6193 | 1.5927 | 0.00011976 | 0.026588 | 1.9991e-06 | 0.00012175 | 0.00012175 | TRUE | 9.7329e-05 | 0.03091% | 0 |  |  |  | 0.00012175 | 7009.1637 | 1.6193
2006 | 2 | 35.0422 | 1.782% | 3898.3459 | 0 | 3540.233 | 0 | 1900.1888 | 9338.7677 | 12.7333 | 8.964% | 7.671% | 0 | 0 | 0 | 104.9287 | 0 | 0 | 0 | 0 | 0 | 0 | 0 | 104.9287 | 9443.6964 |  | 4377958 | 2.1571 | 2.1331 | 0.00016752 | 0.023968 | 1.8823e-06 | 0.00016941 | 0.00016941 | TRUE | 0.00013529 | -0.09581% | 0 |  |  |  | 0.00016941 | 8174.9983 | 2.1571
2006 | 3 | 64.5823 | 3.285% | 7184.5986 | 0 | 6524.6013 | 0 | 3502.0222 | 17211.2222 | 12 | 8.448% | 8.493% | 0 | 0 | 0 | 116.1711 | 0 | 0 | 0 | 0 | 0 | 0 | 0 | 116.1711 | 17327.3933 |  | 4390093 | 3.9469 | 3.9205 | 0.00032671 | 0.026462 | 2.2052e-06 | 0.00032891 | 0.00032891 | TRUE | 0.00026238 | 0.01262% | 0 |  |  |  | 0.00032891 | 15958.6029 | 3.9469
2006 | 4 | 114.0339 | 5.8% | 12685.9586 | 0 | 11520.591 | 0 | 6183.5756 | 30390.1252 | 11.2 | 7.885% | 8.219% | 0 | 0 | 0 | 112.4236 | 0 | 0 | 0 | 0 | 0 | 0 | 0 | 112.4236 | 30502.5488 |  | 4398215 | 6.9352 | 6.9096 | 0.00061693 | 0.025561 | 2.2822e-06 | 0.00061922 | 0.00061922 | FALSE | 0.00049366 | -0.005119% | 0 |  |  |  | 0.00061922 | 30050.7157 | 6.9352
2006 | 5 | 208.4788 | 10.6% | 23192.6842 | 0 | 21062.1394 | 0 | 11304.9176 | 55559.7411 | 10.5333 | 7.415% | 8.493% | 0 | 0 | 0 | 116.1711 | 0 | 0 | 0 | 0 | 0 | 0 | 0 | 116.1711 | 55675.9122 |  | 4397210 | 12.6616 | 12.6352 | 0.0011995 | 0.026419 | 2.5082e-06 | 0.0012021 | 0.0012021 | TRUE | 0.00095819 | 0.003926% | 0 |  |  |  | 0.0012021 | 51309.9719 | 12.6616
2006 | 6 | 271.6633 | 13.82% | 30221.7841 | 0 | 27445.5265 | 0 | 14731.1444 | 72398.455 | 10.2 | 7.181% | 8.219% | 0 | 0 | 0 | 112.4236 | 0 | 0 | 0 | 0 | 0 | 0 | 0 | 112.4236 | 72510.8786 |  | 4403628 | 16.4662 | 16.4406 | 0.0016118 | 0.02553 | 2.5029e-06 | 0.0016143 | 0.0016143 | TRUE | 0.0012867 | -0.002153% | 0 |  |  |  | 0.0016143 | 74366.0692 | 16.4662
2006 | 7 | 322.3192 | 16.39% | 35857.1141 | 0 | 32563.1793 | 0 | 17477.9994 | 85898.2927 | 10.3667 | 7.298% | 8.493% | 0 | 0 | 0 | 116.1711 | 0 | 0 | 0 | 0 | 0 | 0 | 0 | 116.1711 | 86014.4638 |  | 4406505 | 19.5199 | 19.4935 | 0.0018804 | 0.026364 | 2.5431e-06 | 0.0018829 | 0.0018829 | TRUE | 0.0015011 | 0.002542% | 0 |  |  |  | 0.0018829 | 83664.2665 | 19.5199
2006 | 8 | 326.4544 | 16.6% | 36317.1451 | 0 | 32980.9506 | 0 | 17702.2344 | 87000.33 | 10.9333 | 7.697% | 8.493% | 0 | 0 | 0 | 116.1711 | 0 | 0 | 0 | 0 | 0 | 0 | 0 | 116.1711 | 87116.5011 |  | 4416127 | 19.7269 | 19.7006 | 0.0018019 | 0.026306 | 2.406e-06 | 0.0018043 | 0.0018043 | TRUE | 0.0014386 | 0.002509% | 0 |  |  |  | 0.0018043 | 87376.8158 | 19.7269
2006 | 9 | 277.8765 | 14.13% | 30912.9943 | 0 | 28073.2402 | 0 | 15068.0642 | 74054.2987 | 11.6833 | 8.225% | 8.219% | 0 | 0 | 0 | 112.4236 | 0 | 0 | 0 | 0 | 0 | 0 | 0 | 112.4236 | 74166.7223 |  | 4425222 | 16.76 | 16.7346 | 0.0014323 | 0.025405 | 2.1745e-06 | 0.0014345 | 0.0014345 | TRUE | 0.0011434 | -0.002105% | 0 |  |  |  | 0.0014345 | 78946.516 | 16.76
2006 | 10 | 198.8904 | 10.12% | 22126.0054 | 0 | 20093.4487 | 0 | 10784.9814 | 53004.4355 | 12.4667 | 8.776% | 8.493% | 0 | 0 | 0 | 116.1711 | 0 | 0 | 0 | 0 | 0 | 0 | 0 | 116.1711 | 53120.6066 |  | 4429977 | 11.9912 | 11.9649 | 0.00095976 | 0.026224 | 2.1035e-06 | 0.00096186 | 0.00096186 | FALSE | 0.00076668 | 0.004115% | 0 |  |  |  | 0.00096186 | 53072.0427 | 11.9912
2006 | 11 | 78.1173 | 3.973% | 8690.3308 | 0 | 7892.0127 | 0 | 4235.9683 | 20818.3118 | 13.15 | 9.257% | 8.219% | 0 | 0 | 0 | 112.4236 | 0 | 0 | 0 | 0 | 0 | 0 | 0 | 112.4236 | 20930.7355 |  | 4443418 | 4.7105 | 4.6852 | 0.00035629 | 0.025301 | 1.924e-06 | 0.00035821 | 0.00035821 | TRUE | 0.00028556 | -0.007459% | 0 |  |  |  | 0.00035821 | 24510.9164 | 4.7105
2006 | 12 | 42.6338 | 2.168% | 4742.8928 | 0 | 4307.1974 | 0 | 2311.8502 | 11361.9404 | 13.4833 | 9.492% | 8.493% | 0 | 0 | 0 | 116.1711 | 0 | 0 | 0 | 0 | 0 | 0 | 0 | 116.1711 | 11478.1115 | 525362.8296 | 4457161 | 2.5752 | 2.5491 | 0.00018906 | 0.026064 | 1.933e-06 | 0.00019099 | 0.00019099 | TRUE | 0.00015241 | 0.01905% | 0 | 0 |  |  | 0.00019099 | 10922.7504 | 2.5752
2007 | 1 | 26.1128 | 1.328% | 5627.9493 | 0 | 4595.7889 | 0 | 2254.589 | 12478.3273 | 13.3 | 9.363% | 8.493% | 11323.1558 | 0 | 0 | 232.3422 | 0 | 0 | 0 | 0 | 0 | 0 | 0 | 11555.498 | 24033.8253 |  | 4465732 | 5.3818 | 2.7942 | 0.00021009 | 2.5876 | 0.00019456 | 0.00040465 | 0.00040465 | TRUE | 0.00028289 | -4.586% | 0 |  |  |  | 0.00040465 | 23915.3095 | 5.3818
2007 | 2 | 35.0422 | 1.782% | 7552.4422 | 0 | 6167.3317 | 0 | 3025.552 | 16745.3259 | 12.7333 | 8.964% | 7.671% | 10227.3665 | 0 | 0 | 209.8575 | 0 | 0 | 0 | 0 | 0 | 0 | 0 | 10437.224 | 27182.5499 |  | 4476835 | 6.0718 | 3.7404 | 0.00029375 | 2.3314 | 0.00018309 | 0.00047684 | 0.00047684 | TRUE | 0.00030744 | -6.021% | 0 |  |  |  | 0.00047684 | 24907.6498 | 6.0718
2007 | 3 | 64.5823 | 3.285% | 13919.0486 | 0 | 11366.3087 | 0 | 5576.0513 | 30861.4085 | 12 | 8.448% | 8.493% | 11323.1558 | 0 | 0 | 232.3422 | 0 | 0 | 0 | 0 | 0 | 0 | 0 | 11555.498 | 42416.9065 |  | 4488392 | 9.4504 | 6.8758 | 0.00057299 | 2.5745 | 0.00021454 | 0.00078753 | 0.00078753 | TRUE | 0.00045862 | 0.1533% | 0 |  |  |  | 0.00078753 | 39962.5311 | 9.4504
2007 | 4 | 114.0339 | 5.8% | 24577.0825 | 0 | 20069.6696 | 0 | 9845.7213 | 54492.4733 | 11.2 | 7.885% | 8.219% | 10957.8927 | 0 | 0 | 224.8473 | 0 | 0 | 0 | 0 | 0 | 0 | 0 | 11182.74 | 65675.2133 |  | 4493310 | 14.6162 | 12.1275 | 0.0010828 | 2.4888 | 0.00022221 | 0.001305 | 0.001305 | TRUE | 0.0006858 | 0.6791% | 0 |  |  |  | 0.001305 | 65231.0707 | 14.6162
2007 | 5 | 208.4788 | 10.6% | 44932.2381 | 0 | 36691.7096 | 0 | 18000.1142 | 99624.062 | 10.5333 | 7.415% | 8.493% | 11323.1558 | 0 | 0 | 232.3422 | 0 | 0 | 0 | 0 | 0 | 0 | 0 | 11555.498 | 111179.56 |  | 4494060 | 24.7392 | 22.1679 | 0.0021046 | 2.5713 | 0.00024411 | 0.0023487 | 0.0023487 | TRUE | 0.0011466 | 1.314% | 0 |  |  |  | 0.0023487 | 102984.9626 | 24.7392
2007 | 6 | 271.6633 | 13.82% | 58550.032 | 0 | 47812.0134 | 0 | 23455.4812 | 129817.5265 | 10.2 | 7.181% | 8.219% | 10957.8927 | 0 | 0 | 224.8473 | 0 | 0 | 0 | 0 | 0 | 0 | 0 | 11182.74 | 141000.2665 |  | 4497400 | 31.3515 | 28.865 | 0.0028299 | 2.4865 | 0.00024377 | 0.0030737 | 0.0030737 | TRUE | 0.0014593 | 0.9895% | 0 |  |  |  | 0.0030737 | 144692.8435 | 31.3515
2007 | 7 | 322.3192 | 16.39% | 69467.6121 | 0 | 56727.32 | 0 | 27829.1268 | 154024.0589 | 10.3667 | 7.298% | 8.493% | 11323.1558 | 0 | 0 | 232.3422 | 0 | 0 | 0 | 0 | 0 | 0 | 0 | 11555.498 | 165579.5569 |  | 4502735 | 36.7731 | 34.2068 | 0.0032997 | 2.5663 | 0.00024756 | 0.0035472 | 0.0035472 | TRUE | 0.0016643 | 0.9744% | 0 |  |  |  | 0.0035472 | 160999.3843 | 36.7731
2007 | 8 | 326.4544 | 16.6% | 70358.851 | 0 | 57455.1065 | 0 | 28186.1623 | 156000.1198 | 10.9333 | 7.697% | 8.493% | 11323.1558 | 0 | 0 | 232.3422 | 0 | 0 | 0 | 0 | 0 | 0 | 0 | 11555.498 | 167555.6178 |  | 4508215 | 37.1667 | 34.6035 | 0.003165 | 2.5632 | 0.00023444 | 0.0033994 | 0.0033994 | TRUE | 0.0015951 | 0.6403% | 0 |  |  |  | 0.0033994 | 168022.3874 | 37.1667
2007 | 9 | 277.8765 | 14.13% | 59889.1448 | 0 | 48905.5342 | 0 | 23991.9375 | 132786.6165 | 11.6833 | 8.225% | 8.219% | 10957.8927 | 0 | 0 | 224.8473 | 0 | 0 | 0 | 0 | 0 | 0 | 0 | 11182.74 | 143969.3565 |  | 4507674 | 31.9387 | 29.4579 | 0.0025214 | 2.4808 | 0.00021234 | 0.0027337 | 0.0027337 | TRUE | 0.0012992 | -0.007378% | 0 |  |  |  | 0.0027337 | 152906.0336 | 31.9387
2007 | 10 | 198.8904 | 10.12% | 42865.713 | 0 | 35004.1832 | 0 | 17172.2523 | 95042.1485 | 12.4667 | 8.776% | 8.493% | 11323.1558 | 0 | 0 | 232.3422 | 0 | 0 | 0 | 0 | 0 | 0 | 0 | 11555.498 | 106597.6465 |  | 4507737 | 23.6477 | 21.0842 | 0.0016912 | 2.5635 | 0.00020563 | 0.0018969 | 0.0018969 | TRUE | 0.00093502 | -0.3488% | 0 |  |  |  | 0.0018969 | 106144.5283 | 23.6477
2007 | 11 | 78.1173 | 3.973% | 16836.1718 | 0 | 13748.4343 | 0 | 6744.6677 | 37329.2738 | 13.15 | 9.257% | 8.219% | 10957.8927 | 0 | 0 | 224.8473 | 0 | 0 | 0 | 0 | 0 | 0 | 0 | 11182.74 | 48512.0138 |  | 4507950 | 10.7614 | 8.2808 | 0.00062972 | 2.4807 | 0.00018864 | 0.00081836 | 0.00081836 | FALSE | 0.00046015 | -2.78% | 0 |  |  |  | 0.00081836 | 55297.6675 | 10.7614
2007 | 12 | 42.6338 | 2.168% | 9188.6212 | 0 | 7503.437 | 0 | 3681.0147 | 20373.0729 | 13.4833 | 9.492% | 8.493% | 11323.1558 | 0 | 0 | 232.3422 | 0 | 0 | 0 | 0 | 0 | 0 | 0 | 11555.498 | 31928.5709 | 1075631.0839 | 4509032 | 7.081 | 4.5183 | 0.0003351 | 2.5627 | 0.00019007 | 0.00052517 | 0.00052517 | TRUE | 0.00033418 | -3.991% | 0 | 0 |  |  | 0.00052517 | 30566.7156 | 7.081
2008 | 1 | 26.1128 | 1.328% | 7662.5153 | 0 | 6134.3656 | 0 | 2913.6649 | 16710.5458 | 13.3 | 9.363% | 8.47% | 19160.2584 | 0 | 0 | 347.5611 | 0 | 0 | 0 | 0 | 0 | 113558.7604 | 0 | 133066.5799 | 149777.1257 |  | 4512537 | 33.1913 | 3.7031 | 0.00027843 | 29.4882 | 0.0022172 | 0.0024956 | 0.0024956 | TRUE | 0.0020909 | -17.24% | 113558.7604 |  | 25.1652 | 0.0018921 | 0.0024956 | 166053.033 | 33.1913
2008 | 2 | 35.0422 | 1.782% | 10282.7336 | 0 | 8232.0289 | 0 | 3910.0008 | 22424.7633 | 12.7333 | 8.964% | 7.923% | 17924.1127 | 0 | 0 | 325.1378 | 0 | 0 | 0 | 0 | 0 | 107409.4685 | 0 | 125658.719 | 148083.4823 |  | 4519123 | 32.7682 | 4.9622 | 0.0003897 | 27.806 | 0.0021837 | 0.0025734 | 0.0025734 | TRUE | 0.0020966 | -17.6% | 107409.4685 |  | 23.7678 | 0.0018666 | 0.0025734 | 159234.2563 | 32.7682
2008 | 3 | 64.5823 | 3.285% | 18950.9386 | 0 | 15171.5177 | 0 | 7206.0784 | 41328.5346 | 12 | 8.448% | 8.47% | 19160.2584 | 0 | 0 | 347.5611 | 0 | 0 | 0 | 0 | 0 | 117824.9534 | 0 | 137332.7728 | 178661.3074 |  | 4519652 | 39.5299 | 9.1442 | 0.00076202 | 30.3857 | 0.0025321 | 0.0032942 | 0.0032942 | TRUE | 0.0025066 | -5.756% | 117824.9534 |  | 26.0695 | 0.0021725 | 0.0032942 | 187542.919 | 39.5299
2008 | 4 | 114.0339 | 5.8% | 33461.9696 | 0 | 26788.5868 | 0 | 12723.8856 | 72974.4421 | 11.2 | 7.885% | 8.197% | 18542.1855 | 0 | 0 | 336.3494 | 0 | 0 | 0 | 0 | 0 | 119739.2841 | 0 | 138617.819 | 211592.2611 |  | 4518324 | 46.8298 | 16.1508 | 0.001442 | 30.679 | 0.0027392 | 0.0041812 | 0.0041812 | TRUE | 0.0028762 | 0.1104% | 119739.2841 |  | 26.5008 | 0.0023661 | 0.0041812 | 221381.6763 | 46.8298
2008 | 5 | 208.4788 | 10.6% | 61175.7392 | 0 | 48975.3478 | 0 | 23262.0231 | 133413.1101 | 10.5333 | 7.415% | 8.47% | 19160.2584 | 0 | 0 | 347.5611 | 0 | 0 | 0 | 0 | 0 | 133782.8195 | 0 | 153290.639 | 286703.749 |  | 4514164 | 63.512 | 29.5543 | 0.0028058 | 33.9577 | 0.0032238 | 0.0060296 | 0.0060296 | FALSE | 0.003681 | 8.773% | 133782.8195 |  | 29.6362 | 0.0028136 | 0.0060296 | 267616.9524 | 63.512
2008 | 6 | 271.6633 | 13.82% | 79716.5161 | 0 | 63818.5032 | 0 | 30312.1378 | 173847.1571 | 10.2 | 7.181% | 8.197% | 18542.1855 | 0 | 0 | 336.3494 | 0 | 0 | 0 | 0 | 0 | 137220.0975 | 0 | 156098.6324 | 329945.7895 |  | 4514262 | 73.0896 | 38.5106 | 0.0037756 | 34.579 | 0.0033901 | 0.0071657 | 0.0071657 | TRUE | 0.004092 | 10.02% | 137220.0975 |  | 30.397 | 0.0029801 | 0.0071657 | 327794.1436 | 73.0896
2008 | 7 | 322.3192 | 16.39% | 94580.9221 | 0 | 75718.4731 | 0 | 35964.3156 | 206263.7108 | 10.3667 | 7.298% | 8.47% | 19160.2584 | 0 | 0 | 347.5611 | 0 | 0 | 0 | 0 | 0 | 146407.5195 | 0 | 165915.3389 | 372179.0498 |  | 4509574 | 82.5309 | 45.7391 | 0.0044121 | 36.7918 | 0.003549 | 0.0079612 | 0.0079612 | TRUE | 0.0044139 | 11.31% | 146407.5195 |  | 32.4659 | 0.0031318 | 0.0079612 | 345307.8664 | 82.5309
2008 | 8 | 326.4544 | 16.6% | 95794.3538 | 0 | 76689.9078 | 0 | 36425.722 | 208909.9835 | 10.9333 | 7.697% | 8.47% | 19160.2584 | 0 | 0 | 347.5611 | 0 | 0 | 0 | 0 | 0 | 146866.1073 | 0 | 166373.9267 | 375283.9102 |  | 4507318 | 83.261 | 46.3491 | 0.0042392 | 36.912 | 0.0033761 | 0.0076153 | 0.0076153 | TRUE | 0.0042159 | 9.092% | 146866.1073 |  | 32.5839 | 0.0029802 | 0.0076153 | 359036.2648 | 83.261
2008 | 9 | 277.8765 | 14.13% | 81539.733 | 0 | 65278.1125 | 0 | 31005.4145 | 177823.26 | 11.6833 | 8.225% | 8.197% | 18542.1855 | 0 | 0 | 336.3494 | 0 | 0 | 0 | 0 | 0 | 137909.1393 | 0 | 156787.6742 | 334610.9342 |  | 4503137 | 74.3062 | 39.4888 | 0.0033799 | 34.8174 | 0.0029801 | 0.00636 | 0.00636 | TRUE | 0.0036263 | 3.863% | 137909.1393 |  | 30.6251 | 0.0026213 | 0.00636 | 338792.9648 | 74.3062
2008 | 10 | 198.8904 | 10.12% | 58362.1423 | 0 | 46722.8718 | 0 | 22192.1552 | 127277.1694 | 12.4667 | 8.776% | 8.47% | 19160.2584 | 0 | 0 | 347.5611 | 0 | 0 | 0 | 0 | 0 | 132719.487 | 0 | 152227.3065 | 279504.4759 |  | 4501918 | 62.0856 | 28.2718 | 0.0022678 | 33.8139 | 0.0027123 | 0.0049801 | 0.0049801 | TRUE | 0.0030833 | -0.629% | 132719.487 |  | 29.4807 | 0.0023648 | 0.0049801 | 271848.1339 | 62.0856
2008 | 11 | 78.1173 | 3.973% | 22922.6341 | 0 | 18351.1306 | 0 | 8716.3122 | 49990.0768 | 13.15 | 9.257% | 8.197% | 18542.1855 | 0 | 0 | 336.3494 | 0 | 0 | 0 | 0 | 0 | 115756.1911 | 0 | 134634.7261 | 184624.8029 |  | 4498960 | 41.0372 | 11.1115 | 0.00084498 | 29.9257 | 0.0022757 | 0.0031207 | 0.0031207 | FALSE | 0.0023023 | -13.08% | 115756.1911 |  | 25.7295 | 0.0019566 | 0.0031207 | 208079.2052 | 41.0372
2008 | 12 | 42.6338 | 2.168% | 12510.4093 | 0 | 10015.4351 | 0 | 4757.0726 | 27282.917 | 13.4833 | 9.492% | 8.47% | 19160.2584 | 0 | 0 | 347.5611 | 0 | 0 | 0 | 0 | 0 | 115390.9075 | 0 | 134898.7269 | 162181.644 | 3013148.532 | 4497793 | 36.058 | 6.0658 | 0.00044988 | 29.9922 | 0.0022244 | 0.0026743 | 0.0026743 | TRUE | 0.0021491 | -16.32% | 115390.9075 | 1524584.735 | 25.655 | 0.0019027 | 0.0026743 | 170636.9321 | 36.058
2009 | 1 | 26.1128 | 1.328% | 9421.4074 | 226.7047 | 7441.8754 | 0 | 3473.7594 | 20563.7469 | 13.3 | 9.363% | 8.493% | 25209.251 | 0 | 0 | 464.6844 | 2901.5042 | 0 | 0 | 0 | 0 | 137515.1596 | 0 | 166090.5991 | 186654.346 |  | 4497781 | 41.4992 | 4.572 | 0.00034376 | 36.9272 | 0.0027765 | 0.0031202 | 0.0031202 | TRUE | 0.00062465 | -16.71% | 137515.1596 |  | 30.574 | 0.0022988 | 0.0031202 | 211653.902 | 41.4992
2009 | 2 | 35.0422 | 1.782% | 12643.0838 | 304.227 | 9986.6453 | 0 | 4661.621 | 27595.5771 | 12.7333 | 8.964% | 7.671% | 22769.646 | 0 | 0 | 419.7149 | 2620.7134 | 0 | 0 | 0 | 0 | 125744.9201 | 0 | 151554.9945 | 179150.5716 |  | 4502684 | 39.7875 | 6.1287 | 0.00048131 | 33.6588 | 0.0026434 | 0.0031247 | 0.0031247 | TRUE | 0.00055126 | -19.52% | 125744.9201 |  | 27.9267 | 0.0021932 | 0.0031247 | 196612.4271 | 39.7875
2009 | 3 | 64.5823 | 3.285% | 23301.0319 | 560.6863 | 18405.2518 | 0 | 8591.3043 | 50858.2744 | 12 | 8.448% | 8.493% | 25209.251 | 0 | 0 | 464.6844 | 2901.5042 | 0 | 0 | 0 | 0 | 142678.5307 | 0 | 171253.9702 | 222112.2445 |  | 4502987 | 49.3255 | 11.2943 | 0.0009412 | 38.0312 | 0.0031693 | 0.0041105 | 0.0041105 | TRUE | 0.0008163 | -5.413% | 142678.5307 |  | 31.6853 | 0.0026404 | 0.0041105 | 238059.3362 | 49.3255
2009 | 4 | 114.0339 | 5.8% | 41142.9977 | 990.0126 | 32498.442 | 0 | 15169.8008 | 89801.2532 | 11.2 | 7.885% | 8.219% | 24396.0493 | 0 | 0 | 449.6946 | 2807.9073 | 0 | 0 | 0 | 0 | 144993.023 | 0 | 172646.6742 | 262447.9273 |  | 4502465 | 58.2898 | 19.9449 | 0.0017808 | 38.3449 | 0.0034237 | 0.0052044 | 0.0052044 | TRUE | 0.0010232 | 0.2774% | 144993.023 |  | 32.203 | 0.0028753 | 0.0052044 | 279638.2946 | 58.2898
2009 | 5 | 208.4788 | 10.6% | 75218.3248 | 1809.9578 | 59414.2017 | 0 | 27733.6866 | 164176.1709 | 10.5333 | 7.415% | 8.493% | 25209.251 | 0 | 0 | 464.6844 | 2901.5042 | 0 | 0 | 0 | 0 | 161992.3275 | 0 | 190567.767 | 354743.9379 |  | 4499097 | 78.8478 | 36.4909 | 0.0034643 | 42.3569 | 0.0040212 | 0.0074856 | 0.0074856 | TRUE | 0.0014559 | 8.797% | 161992.3275 |  | 36.0055 | 0.0034182 | 0.0074856 | 336203.5729 | 78.8478
2009 | 6 | 271.6633 | 13.82% | 98015.0446 | 2358.509 | 77421.1024 | 0 | 36139.0464 | 213933.7023 | 10.2 | 7.181% | 8.219% | 24396.0493 | 0 | 0 | 449.6946 | 2807.9073 | 0 | 0 | 0 | 0 | 166150.0421 | 0 | 193803.6933 | 407737.3956 |  | 4497918 | 90.6503 | 47.5628 | 0.004663 | 43.0874 | 0.0042243 | 0.0088873 | 0.0088873 | FALSE | 0.0017216 | 9.962% | 166150.0421 |  | 36.9393 | 0.0036215 | 0.0088873 | 410391.31 | 90.6503
2009 | 7 | 322.3192 | 16.39% | 116291.5008 | 2798.2903 | 91857.4922 | 0 | 42877.7435 | 253825.0269 | 10.3667 | 7.298% | 8.493% | 25209.251 | 0 | 0 | 464.6844 | 2901.5042 | 0 | 0 | 0 | 0 | 177271.9951 | 0 | 205847.4346 | 459672.4614 |  | 4498393 | 102.1859 | 56.4257 | 0.005443 | 45.7602 | 0.0044142 | 0.0098572 | 0.0098572 | TRUE | 0.001896 | 11.25% | 177271.9951 |  | 39.4078 | 0.0038014 | 0.0098572 | 431665.3315 | 102.1859
2009 | 8 | 326.4544 | 16.6% | 117783.4696 | 2834.1911 | 93035.9834 | 0 | 43427.8461 | 257081.4903 | 10.9333 | 7.697% | 8.493% | 25209.251 | 0 | 0 | 464.6844 | 2901.5042 | 0 | 0 | 0 | 0 | 177827.0237 | 0 | 206402.4632 | 463483.9534 |  | 4498960 | 103.0202 | 57.1424 | 0.0052264 | 45.8778 | 0.0041961 | 0.0094226 | 0.0094226 | TRUE | 0.0018072 | 9.058% | 177827.0237 |  | 39.5263 | 0.0036152 | 0.0094226 | 448779.6835 | 103.0202
2009 | 9 | 277.8765 | 14.13% | 100256.7718 | 2412.451 | 79191.8203 | 0 | 36965.5918 | 218826.6349 | 11.6833 | 8.225% | 8.219% | 24396.0493 | 0 | 0 | 449.6946 | 2807.9073 | 0 | 0 | 0 | 0 | 166983.989 | 0 | 194637.6401 | 413464.2751 |  | 4495923 | 91.9643 | 48.6722 | 0.004166 | 43.292 | 0.0037055 | 0.0078714 | 0.0078714 | TRUE | 0.0015114 | 3.879% | 166983.989 |  | 37.1412 | 0.003179 | 0.0078714 | 424214.9914 | 91.9643
2009 | 10 | 198.8904 | 10.12% | 71758.8809 | 1726.7141 | 56681.6216 | 0 | 26458.1579 | 156625.3745 | 12.4667 | 8.776% | 8.493% | 25209.251 | 0 | 0 | 464.6844 | 2901.5042 | 0 | 0 | 0 | 0 | 160705.3768 | 0 | 189280.8163 | 345906.1908 |  | 4495215 | 76.9499 | 34.8427 | 0.0027949 | 42.1072 | 0.0033776 | 0.0061724 | 0.0061724 | TRUE | 0.0011923 | -0.4918% | 160705.3768 |  | 35.7503 | 0.0028677 | 0.0061724 | 341701.8604 | 76.9499
2009 | 11 | 78.1173 | 3.973% | 28184.4103 | 678.1937 | 22262.5835 | 0 | 10391.8507 | 61517.0383 | 13.15 | 9.257% | 8.219% | 24396.0493 | 0 | 0 | 449.6946 | 2807.9073 | 0 | 0 | 0 | 0 | 140172.2878 | 0 | 167825.9389 | 229342.9772 |  | 4498782 | 50.9789 | 13.6742 | 0.0010399 | 37.3048 | 0.0028369 | 0.0038767 | 0.0038767 | TRUE | 0.00075602 | -12.73% | 140172.2878 |  | 31.1578 | 0.0023694 | 0.0038767 | 263250.2787 | 50.9789
2009 | 12 | 42.6338 | 2.168% | 15382.1114 | 370.1355 | 12150.1758 | 0 | 5671.5256 | 33573.9482 | 13.4833 | 9.492% | 8.493% | 25209.251 | 0 | 0 | 464.6844 | 2901.5042 | 0 | 0 | 0 | 0 | 139732.6062 | 0 | 168308.0457 | 201881.9939 | 3726598.2747 | 4498596 | 44.8767 | 7.4632 | 0.00055351 | 37.4135 | 0.0027748 | 0.0033283 | 0.0033283 | TRUE | 0.00065404 | -15.84% | 139732.6062 | 1841767.2816 | 31.0614 | 0.0023037 | 0.0033283 | 217032.3541 | 44.8767
2010 | 1 | 26.1128 | 1.328% | 11276.8372 | 361.8634 | 9243.3472 | 9.428 | 4114.6961 | 25006.1719 | 13.3 | 9.363% | 8.493% | 32751.9212 | 0 | 629.0201 | 580.8555 | 5891.608 | 0 | 0 | 0 | 0 | 159877.358 | 0 | 199730.7628 | 224736.9347 |  | 4502130 | 49.9179 | 5.5543 | 0.00041762 | 44.3636 | 0.0033356 | 0.0037532 | 0.0037532 | TRUE | 0.00063299 | -16.34% | 159877.358 |  | 35.5115 | 0.00267 | 0.0037532 | 252377.3089 | 49.9179
2010 | 2 | 35.0422 | 1.782% | 15132.9829 | 485.6036 | 12404.1354 | 12.652 | 5521.7278 | 33557.1017 | 12.7333 | 8.964% | 7.671% | 29582.3805 | 0 | 568.1472 | 524.6436 | 5321.4524 | 0 | 0 | 0 | 0 | 146197.3576 | 0 | 182193.9813 | 215751.083 |  | 4510659 | 47.8314 | 7.4395 | 0.00058425 | 40.3919 | 0.0031721 | 0.0037564 | 0.0037564 | TRUE | 0.00063172 | -19.22% | 146197.3576 |  | 32.4115 | 0.0025454 | 0.0037564 | 234507.3276 | 47.8314
2010 | 3 | 64.5823 | 3.285% | 27889.8823 | 894.9608 | 22860.6532 | 23.3174 | 10176.4695 | 61845.2832 | 12 | 8.448% | 8.493% | 32751.9212 | 0 | 629.0201 | 580.8555 | 5891.608 | 0 | 0 | 0 | 0 | 165894.7194 | 0 | 205748.1242 | 267593.4074 |  | 4516712 | 59.2452 | 13.6925 | 0.001141 | 45.5526 | 0.0037961 | 0.0049371 | 0.0049371 | TRUE | 0.00082664 | -5.22% | 165894.7194 |  | 36.7291 | 0.0030608 | 0.0049371 | 284181.4463 | 59.2452
2010 | 4 | 114.0339 | 5.8% | 49245.6028 | 1580.2464 | 40365.4142 | 41.1719 | 17968.7519 | 109201.1871 | 11.2 | 7.885% | 8.219% | 31695.4076 | 0 | 608.7291 | 562.1182 | 5701.5561 | 0 | 0 | 0 | 0 | 168604.3367 | 0 | 207172.1478 | 316373.3349 |  | 4520229 | 69.9906 | 24.1583 | 0.002157 | 45.8322 | 0.0040922 | 0.0062492 | 0.0062492 | TRUE | 0.0010447 | 0.292% | 168604.3367 |  | 37.3 | 0.0033304 | 0.0062492 | 334261.3993 | 69.9906
2010 | 5 | 208.4788 | 10.6% | 90031.6445 | 2889.0332 | 73796.7334 | 75.2712 | 32850.7763 | 199643.4585 | 10.5333 | 7.415% | 8.493% | 32751.9212 | 0 | 629.0201 | 580.8555 | 5891.608 | 0 | 0 | 0 | 0 | 188402.9015 | 0 | 228256.3063 | 427899.7648 |  | 4521728 | 94.6319 | 44.152 | 0.0041916 | 50.4799 | 0.0047924 | 0.008984 | 0.008984 | TRUE | 0.0014985 | 8.595% | 188402.9015 |  | 41.6661 | 0.0039556 | 0.008984 | 402473.9512 | 94.6319
2010 | 6 | 271.6633 | 13.82% | 117317.8965 | 3764.624 | 96162.6057 | 98.084 | 42806.993 | 260150.2032 | 10.2 | 7.181% | 8.219% | 31695.4076 | 0 | 608.7291 | 562.1182 | 5701.5561 | 0 | 0 | 0 | 0 | 193260.5989 | 0 | 231828.4099 | 491978.6131 |  | 4521918 | 108.7987 | 57.5309 | 0.0056403 | 51.2677 | 0.0050262 | 0.010667 | 0.010667 | TRUE | 0.0017793 | 9.668% | 193260.5989 |  | 42.7386 | 0.0041901 | 0.010667 | 491747.4238 | 108.7987
2010 | 7 | 322.3192 | 16.39% | 139193.675 | 4466.5978 | 114093.6454 | 116.3733 | 50789.0343 | 308659.3258 | 10.3667 | 7.298% | 8.493% | 32751.9212 | 0 | 629.0201 | 580.8555 | 5891.608 | 0 | 0 | 0 | 0 | 206209.7337 | 0 | 246063.1385 | 554722.4643 |  | 4522790 | 122.6505 | 68.2453 | 0.0065832 | 54.4052 | 0.0052481 | 0.011831 | 0.011831 | TRUE | 0.0019741 | 10.93% | 206209.7337 |  | 45.5935 | 0.0043981 | 0.011831 | 517453.2717 | 122.6505
2010 | 8 | 326.4544 | 16.6% | 140979.4686 | 4523.9023 | 115557.4167 | 117.8663 | 51440.6353 | 312619.2891 | 10.9333 | 7.697% | 8.493% | 32751.9212 | 0 | 629.0201 | 580.8555 | 5891.608 | 0 | 0 | 0 | 0 | 206856.5607 | 0 | 246709.9655 | 559329.2545 |  | 4526766 | 123.5605 | 69.0602 | 0.0063165 | 54.5003 | 0.0049848 | 0.011301 | 0.011301 | TRUE | 0.0018787 | 8.792% | 206856.5607 |  | 45.6963 | 0.0041795 | 0.011301 | 537984.4633 | 123.5605
2010 | 9 | 277.8765 | 14.13% | 120001.1042 | 3850.7257 | 98361.9653 | 100.3273 | 43786.0427 | 266100.1653 | 11.6833 | 8.225% | 8.219% | 31695.4076 | 0 | 608.7291 | 562.1182 | 5701.5561 | 0 | 0 | 0 | 0 | 194232.4755 | 0 | 232800.2866 | 498900.4519 |  | 4524923 | 110.2561 | 58.8077 | 0.0050335 | 51.4485 | 0.0044036 | 0.009437 | 0.009437 | TRUE | 0.0015656 | 3.732% | 194232.4755 |  | 42.925 | 0.003674 | 0.009437 | 508025.2215 | 110.2561
2010 | 10 | 198.8904 | 10.12% | 85890.9058 | 2756.1606 | 70402.6713 | 71.8093 | 31339.9022 | 190461.4493 | 12.4667 | 8.776% | 8.493% | 32751.9212 | 0 | 629.0201 | 580.8555 | 5891.608 | 0 | 0 | 0 | 0 | 186903.0969 | 0 | 226756.5017 | 417217.951 |  | 4524001 | 92.2232 | 42.1002 | 0.003377 | 50.123 | 0.0040206 | 0.0073976 | 0.0073976 | TRUE | 0.0012251 | -0.4848% | 186903.0969 |  | 41.3137 | 0.0033139 | 0.0073976 | 408735.9238 | 92.2232
2010 | 11 | 78.1173 | 3.973% | 33734.9817 | 1082.5247 | 27651.738 | 28.2042 | 12309.2313 | 74806.68 | 13.15 | 9.257% | 8.219% | 31695.4076 | 0 | 608.7291 | 562.1182 | 5701.5561 | 0 | 0 | 0 | 0 | 162986.281 | 0 | 201554.0921 | 276360.772 |  | 4525048 | 61.0736 | 16.5317 | 0.0012572 | 44.5419 | 0.0033872 | 0.0046444 | 0.0046444 | FALSE | 0.00076765 | -12.48% | 162986.281 |  | 36.0187 | 0.0027391 | 0.0046444 | 314574.2954 | 61.0736
2010 | 12 | 42.6338 | 2.168% | 18411.4281 | 590.8059 | 15091.3966 | 15.3929 | 6717.968 | 40826.9915 | 13.4833 | 9.492% | 8.493% | 32751.9212 | 0 | 629.0201 | 580.8555 | 5891.608 | 0 | 0 | 0 | 0 | 162461.5569 | 0 | 202314.9617 | 243141.9532 | 4494005.9847 | 4527028 | 53.709 | 9.0185 | 0.00066886 | 44.6905 | 0.0033145 | 0.0039834 | 0.0039834 | TRUE | 0.00065505 | -15.49% | 162461.5569 | 2141886.9769 | 35.887 | 0.0026616 | 0.0039834 | 258947.5558 | 53.709
2011 | 1 | 26.1128 | 1.328% | 13432.7663 | 490.0519 | 11201.4707 | 19.6439 | 4811.3672 | 29955.3 | 13.3 | 9.363% | 8.493% | 41360.554 | 0 | 1310.2888 | 673.4534 | 9083.0592 | 0 | 0 | 0 | 0 | 180452.1639 | 0 | 232879.5194 | 262834.8194 |  | 4533029 | 57.9822 | 6.6082 | 0.00049686 | 51.3739 | 0.0038627 | 0.0043596 | 0.0043596 | TRUE | 0.00060633 | -15.98% | 180452.1639 |  | 39.8083 | 0.0029931 | 0.0043596 | 291644.6634 | 57.9822
2011 | 2 | 35.0422 | 1.782% | 18026.138 | 657.6265 | 15031.8447 | 26.3612 | 6456.6275 | 40198.5979 | 12.7333 | 8.964% | 7.671% | 37357.9198 | 0 | 1183.4867 | 608.2805 | 8204.0535 | 0 | 0 | 0 | 0 | 165016.2838 | 0 | 212370.0242 | 252568.6221 |  | 4539389 | 55.6393 | 8.8555 | 0.00069546 | 46.7838 | 0.0036741 | 0.0043696 | 0.0043696 | TRUE | 0.00061319 | -18.91% | 165016.2838 |  | 36.3521 | 0.0028549 | 0.0043696 | 271269.7837 | 55.6393
2011 | 3 | 64.5823 | 3.285% | 33221.9279 | 1211.9967 | 27703.4858 | 48.5833 | 11899.4769 | 74085.4707 | 12 | 8.448% | 8.493% | 41360.554 | 0 | 1310.2888 | 673.4534 | 9083.0592 | 0 | 0 | 0 | 0 | 187259.4054 | 0 | 239686.7609 | 313772.2316 |  | 4546574 | 69.0129 | 16.2948 | 0.0013579 | 52.7181 | 0.0043932 | 0.0057511 | 0.0057511 | TRUE | 0.00081398 | -5.023% | 187259.4054 |  | 41.1869 | 0.0034322 | 0.0057511 | 329734.1285 | 69.0129
2011 | 4 | 114.0339 | 5.8% | 58660.4794 | 2140.0417 | 48916.4797 | 85.7844 | 21011.0931 | 130813.8783 | 11.2 | 7.885% | 8.219% | 40026.3426 | 0 | 1268.0214 | 651.7291 | 8790.0573 | 0 | 0 | 0 | 0 | 190337.9891 | 0 | 241074.1396 | 371888.0179 |  | 4550254 | 81.7291 | 28.7487 | 0.0025668 | 52.9804 | 0.0047304 | 0.0072972 | 0.0072972 | TRUE | 0.0010481 | 0.3115% | 190337.9891 |  | 41.8302 | 0.0037348 | 0.0072972 | 389711.1876 | 81.7291
2011 | 5 | 208.4788 | 10.6% | 107244.0813 | 3912.4604 | 89429.9361 | 156.8325 | 38412.836 | 239156.1463 | 10.5333 | 7.415% | 8.493% | 41360.554 | 0 | 1310.2888 | 673.4534 | 9083.0592 | 0 | 0 | 0 | 0 | 212722.1655 | 0 | 265149.5209 | 504305.6672 |  | 4549811 | 110.841 | 52.564 | 0.0049903 | 58.277 | 0.0055326 | 0.010523 | 0.010523 | TRUE | 0.0015388 | 8.35% | 212722.1655 |  | 46.7541 | 0.0044387 | 0.010523 | 471746.5459 | 110.841
2011 | 6 | 271.6633 | 13.82% | 139746.9757 | 5098.2255 | 116533.826 | 204.3643 | 50054.7685 | 311638.1599 | 10.2 | 7.181% | 8.219% | 40026.3426 | 0 | 1268.0214 | 651.7291 | 8790.0573 | 0 | 0 | 0 | 0 | 218230.801 | 0 | 268966.9514 | 580605.1113 |  | 4549338 | 127.6241 | 68.5019 | 0.0067159 | 59.1222 | 0.0057963 | 0.012512 | 0.012512 | TRUE | 0.0018456 | 9.32% | 218230.801 |  | 47.9698 | 0.0047029 | 0.012512 | 578320.5617 | 127.6241
2011 | 7 | 322.3192 | 16.39% | 165805.0109 | 6048.8703 | 138263.4021 | 242.4713 | 59388.2723 | 369748.0269 | 10.3667 | 7.298% | 8.493% | 41360.554 | 0 | 1310.2888 | 673.4534 | 9083.0592 | 0 | 0 | 0 | 0 | 232866.4444 | 0 | 285293.7998 | 655041.8267 |  | 4549687 | 143.9751 | 81.2689 | 0.0078394 | 62.7062 | 0.0060488 | 0.013888 | 0.013888 | TRUE | 0.002057 | 10.53% | 232866.4444 |  | 51.183 | 0.0049373 | 0.013888 | 609448.7817 | 143.9751
2011 | 8 | 326.4544 | 16.6% | 167932.2163 | 6126.4746 | 140037.2607 | 245.5821 | 60150.1977 | 374491.7313 | 10.9333 | 7.697% | 8.493% | 41360.554 | 0 | 1310.2888 | 673.4534 | 9083.0592 | 0 | 0 | 0 | 0 | 233598.1783 | 0 | 286025.5337 | 660517.2651 |  | 4550328 | 145.1582 | 82.2999 | 0.0075274 | 62.8582 | 0.0057492 | 0.013277 | 0.013277 | TRUE | 0.0019754 | 8.467% | 233598.1783 |  | 51.3366 | 0.0046954 | 0.013277 | 633695.2473 | 145.1582
2011 | 9 | 277.8765 | 14.13% | 142943.1646 | 5214.8283 | 119199.101 | 209.0384 | 51199.584 | 318765.7163 | 11.6833 | 8.225% | 8.219% | 40026.3426 | 0 | 1268.0214 | 651.7291 | 8790.0573 | 0 | 0 | 0 | 0 | 219330.2529 | 0 | 270066.4033 | 588832.1195 |  | 4545995 | 129.5277 | 70.1201 | 0.0060017 | 59.4075 | 0.0050848 | 0.011087 | 0.011087 | TRUE | 0.0016495 | 3.564% | 219330.2529 |  | 48.2469 | 0.0041296 | 0.011087 | 597815.2772 | 129.5277
2011 | 10 | 198.8904 | 10.12% | 102311.7076 | 3732.5184 | 85316.8712 | 149.6194 | 36646.1515 | 228156.8681 | 12.4667 | 8.776% | 8.493% | 41360.554 | 0 | 1310.2888 | 673.4534 | 9083.0592 | 0 | 0 | 0 | 0 | 211025.4863 | 0 | 263452.8417 | 491609.7098 |  | 4546841 | 108.1212 | 50.1792 | 0.0040251 | 57.942 | 0.0046478 | 0.0086728 | 0.0086728 | TRUE | 0.0012752 | -0.4802% | 211025.4863 |  | 46.4115 | 0.0037228 | 0.0086728 | 479246.0478 | 108.1212
2011 | 11 | 78.1173 | 3.973% | 40184.5056 | 1466.0043 | 33509.5207 | 58.7653 | 14393.3428 | 89612.1387 | 13.15 | 9.257% | 8.219% | 40026.3426 | 0 | 1268.0214 | 651.7291 | 8790.0573 | 0 | 0 | 0 | 0 | 183982.469 | 0 | 234718.6194 | 324330.7581 |  | 4549257 | 71.2931 | 19.6982 | 0.001498 | 51.5949 | 0.0039236 | 0.0054215 | 0.0054215 | TRUE | 0.00077715 | -12.2% | 183982.469 |  | 40.4423 | 0.0030755 | 0.0054215 | 366133.398 | 71.2931
2011 | 12 | 42.6338 | 2.168% | 21931.3632 | 800.0963 | 18288.379 | 32.0722 | 7855.4065 | 48907.3172 | 13.4833 | 9.492% | 8.493% | 41360.554 | 0 | 1310.2888 | 673.4534 | 9083.0592 | 0 | 0 | 0 | 0 | 183375.5824 | 0 | 235802.9379 | 284710.2551 | 5291016.4039 | 4554107 | 62.5173 | 10.7392 | 0.00079648 | 51.7781 | 0.0038402 | 0.0046366 | 0.0046366 | TRUE | 0.00065327 | -15.14% | 183375.5824 | 2418197.222 | 40.266 | 0.0029864 | 0.0046366 | 299855.5881 | 62.5173
2012 | 1 | 26.1128 | 1.328% | 15612.1521 | 690.0828 | 13142.5026 | 29.7737 | 5501.9573 | 34976.4684 | 13.3 | 9.363% | 8.47% | 49716.6736 | 0 | 1982.1682 | 763.9583 | 12219.0653 | 0 | 0 | 0 | 160.7861 | 198581.0712 | 0 | 263423.7227 | 298400.1911 |  | 4560015 | 65.4384 | 7.6703 | 0.00057671 | 57.7682 | 0.0043435 | 0.0049202 | 0.0049202 | TRUE | 0.00056062 | -15.88% | 198581.0712 |  | 43.5483 | 0.0032743 | 0.0049202 | 329688.5421 | 65.4384
2012 | 2 | 35.0422 | 1.782% | 20950.7708 | 926.0585 | 17636.6177 | 39.9549 | 7383.3668 | 46936.7687 | 12.7333 | 8.964% | 7.923% | 46509.1462 | 0 | 1854.2864 | 714.6706 | 11430.7385 | 0 | 0 | 0 | 150.4128 | 187846.4023 | 0 | 248505.6569 | 295442.4256 |  | 4565707 | 64.709 | 10.2803 | 0.00080735 | 54.4287 | 0.0042745 | 0.0050819 | 0.0050819 | TRUE | 0.00071228 | -16.47% | 187846.4023 |  | 41.1429 | 0.0032311 | 0.0050819 | 316523.4708 | 64.709
2012 | 3 | 64.5823 | 3.285% | 38611.9863 | 1706.7133 | 32504.0473 | 73.6364 | 13607.4449 | 86503.8281 | 12 | 8.448% | 8.47% | 49716.6736 | 0 | 1982.1682 | 763.9583 | 12219.0653 | 0 | 0 | 0 | 160.7861 | 206108.9713 | 0 | 270951.6227 | 357455.4509 |  | 4573930 | 78.1506 | 18.9124 | 0.001576 | 59.2383 | 0.0049365 | 0.0065126 | 0.0065126 | TRUE | 0.00076148 | -5.043% | 206108.9713 |  | 45.0617 | 0.0037551 | 0.0065126 | 374414.9147 | 78.1506
2012 | 4 | 114.0339 | 5.8% | 68177.7902 | 3013.5704 | 57392.9064 | 130.0209 | 24026.879 | 152741.1669 | 11.2 | 7.885% | 8.197% | 48112.9099 | 0 | 1918.2273 | 739.3144 | 11824.9019 | 0 | 0 | 0 | 155.5995 | 209544.923 | 0 | 272295.8761 | 425037.0429 |  | 4577038 | 92.8629 | 33.3712 | 0.0029796 | 59.4917 | 0.0053118 | 0.0082913 | 0.0082913 | TRUE | 0.00099409 | 0.1664% | 209544.923 |  | 45.7818 | 0.0040877 | 0.0082913 | 444842.6901 | 92.8629
2012 | 5 | 208.4788 | 10.6% | 124643.79 | 5509.4604 | 104926.6828 | 237.7065 | 43926.3468 | 279243.9864 | 10.5333 | 7.415% | 8.47% | 49716.6736 | 0 | 1982.1682 | 763.9583 | 12219.0653 | 0 | 0 | 0 | 160.7861 | 234267.3838 | 0 | 299110.0353 | 578354.0217 |  | 4576751 | 126.3678 | 61.0136 | 0.0057924 | 65.3542 | 0.0062045 | 0.011997 | 0.011997 | TRUE | 0.0014741 | 7.994% | 234267.3838 |  | 51.1864 | 0.0048595 | 0.011997 | 541584.3765 | 126.3678
2012 | 6 | 271.6633 | 13.82% | 162420.084 | 7179.2347 | 136727.2339 | 309.7491 | 57239.2811 | 363875.5827 | 10.2 | 7.181% | 8.197% | 48112.9099 | 0 | 1918.2273 | 739.3144 | 11824.9019 | 0 | 0 | 0 | 155.5995 | 240390.6484 | 0 | 303141.6014 | 667017.1841 |  | 4575347 | 145.785 | 79.5296 | 0.007797 | 66.2554 | 0.0064956 | 0.014293 | 0.014293 | TRUE | 0.0017805 | 8.895% | 240390.6484 |  | 52.5404 | 0.005151 | 0.014293 | 666316.3475 | 145.785
2012 | 7 | 322.3192 | 16.39% | 192705.8791 | 8517.9166 | 162222.1905 | 367.5067 | 67912.4509 | 431725.9439 | 10.3667 | 7.298% | 8.47% | 49716.6736 | 0 | 1982.1682 | 763.9583 | 12219.0653 | 0 | 0 | 0 | 160.7861 | 256544.2664 | 0 | 321386.9179 | 753112.8617 |  | 4577123 | 164.5385 | 94.3226 | 0.0090986 | 70.2159 | 0.0067732 | 0.015872 | 0.015872 | TRUE | 0.0019836 | 10.07% | 256544.2664 |  | 56.0492 | 0.0054067 | 0.015872 | 703280.5697 | 164.5385
2012 | 8 | 326.4544 | 16.6% | 195178.2107 | 8627.1978 | 164303.4298 | 372.2217 | 68783.7378 | 437264.7977 | 10.9333 | 7.697% | 8.47% | 49716.6736 | 0 | 1982.1682 | 763.9583 | 12219.0653 | 0 | 0 | 0 | 160.7861 | 257353.4664 | 0 | 322196.1179 | 759460.9156 |  | 4579585 | 165.8362 | 95.4813 | 0.008733 | 70.3549 | 0.0064349 | 0.015168 | 0.015168 | TRUE | 0.0018913 | 8.072% | 257353.4664 |  | 56.1958 | 0.0051399 | 0.015168 | 731339.8078 | 165.8362
2012 | 9 | 277.8765 | 14.13% | 166134.8354 | 7343.4328 | 139854.3575 | 316.8335 | 58548.4153 | 372197.8746 | 11.6833 | 8.225% | 8.197% | 48112.9099 | 0 | 1918.2273 | 739.3144 | 11824.9019 | 0 | 0 | 0 | 155.5995 | 241606.4953 | 0 | 304357.4484 | 676555.3229 |  | 4578976 | 147.7525 | 81.2841 | 0.0069573 | 66.4685 | 0.0056892 | 0.012646 | 0.012646 | TRUE | 0.0015599 | 3.311% | 241606.4953 |  | 52.7643 | 0.0045162 | 0.012646 | 689207.9242 | 147.7525
2012 | 10 | 198.8904 | 10.12% | 118911.1683 | 5256.0691 | 100100.8909 | 226.7739 | 41906.0846 | 266400.9868 | 12.4667 | 8.776% | 8.47% | 49716.6736 | 0 | 1982.1682 | 763.9583 | 12219.0653 | 0 | 0 | 0 | 160.7861 | 232391.0832 | 0 | 297233.7347 | 563634.7215 |  | 4580752 | 123.0441 | 58.1566 | 0.004665 | 64.8875 | 0.0052049 | 0.0098699 | 0.0098699 | TRUE | 0.001197 | -0.6007% | 232391.0832 |  | 50.7321 | 0.0040694 | 0.0098699 | 550390.6309 | 123.0441
2012 | 11 | 78.1173 | 3.973% | 46704.2005 | 2064.4024 | 39316.1731 | 89.0689 | 16459.2629 | 104633.1078 | 13.15 | 9.257% | 8.197% | 48112.9099 | 0 | 1918.2273 | 739.3144 | 11824.9019 | 0 | 0 | 0 | 155.5995 | 202516.5664 | 0 | 265267.5194 | 369900.6272 |  | 4584041 | 80.6931 | 22.8255 | 0.0017358 | 57.8676 | 0.0044006 | 0.0061364 | 0.0061364 | TRUE | 0.00071483 | -12.13% | 202516.5664 |  | 44.1786 | 0.0033596 | 0.0061364 | 417156.5832 | 80.6931
2012 | 12 | 42.6338 | 2.168% | 25489.5953 | 1126.682 | 21457.4563 | 48.6109 | 8982.9168 | 57105.2613 | 13.4833 | 9.492% | 8.47% | 49716.6736 | 0 | 1982.1682 | 763.9583 | 12219.0653 | 0 | 0 | 0 | 160.7861 | 201813.9817 | 0 | 266656.6331 | 323761.8944 | 6068132.6597 | 4588119 | 70.5653 | 12.4463 | 0.00092309 | 58.1189 | 0.0043104 | 0.0052335 | 0.0052335 | TRUE | 0.00059689 | -15.04% | 201813.9817 | 2668965.2592 | 43.9862 | 0.0032623 | 0.0052335 | 339742.2397 | 70.5653
2013 | 1 | 26.1128 | 1.328% | 17943.6205 | 964.3308 | 15161.8117 | 40.2972 | 6220.3973 | 40330.4575 | 13.3 | 9.363% | 8.493% | 58877.8639 | 77.5956 | 2683.0391 | 858.6492 | 15522.6364 | 0 | 0 | 0 | 724.7888 | 217045.2945 | 23539.22 | 319329.0874 | 359659.5449 |  | 4594969 | 78.2725 | 8.7771 | 0.00065993 | 69.4954 | 0.0052252 | 0.0058851 | 0.0058851 | TRUE | 0.00096497 | -15.79% | 217045.2945 |  | 47.2354 | 0.0035515 | 0.0058851 | 396478.0622 | 78.2725
2013 | 2 | 35.0422 | 1.782% | 24079.4913 | 1294.0864 | 20346.4352 | 54.0769 | 8347.4793 | 54121.5692 | 12.7333 | 8.964% | 7.671% | 53180.0061 | 70.0863 | 2423.3901 | 775.5541 | 14020.4458 | 0 | 0 | 0 | 656.0672 | 198489.8557 | 21545.2265 | 291160.6319 | 345282.2011 |  | 4599265 | 75.0733 | 11.7674 | 0.00092414 | 63.3059 | 0.0049717 | 0.0058958 | 0.0058958 | TRUE | 0.00081395 | -18.8% | 198489.8557 |  | 43.1569 | 0.0033893 | 0.0058958 | 368846.9631 | 75.0733
2013 | 3 | 64.5823 | 3.285% | 44378.1759 | 2384.9837 | 37498.2042 | 99.6629 | 15384.2912 | 99745.3179 | 12 | 8.448% | 8.493% | 58877.8639 | 77.5956 | 2683.0391 | 858.6492 | 15522.6364 | 0 | 0 | 0 | 729.5546 | 225268.6025 | 24492.8484 | 328510.7897 | 428256.1076 |  | 4605771 | 92.9825 | 21.6566 | 0.0018047 | 71.3259 | 0.0059438 | 0.0077485 | 0.0077485 | TRUE | 0.001236 | -4.949% | 225268.6025 |  | 48.9101 | 0.0040758 | 0.0077485 | 448587.3175 | 92.9825
2013 | 4 | 114.0339 | 5.8% | 78359.2417 | 4211.2031 | 66211.1675 | 175.9764 | 27164.2844 | 176121.8731 | 11.2 | 7.885% | 8.219% | 56978.578 | 75.0925 | 2596.4894 | 830.9508 | 15021.9062 | 0 | 0 | 0 | 712.405 | 229018.0935 | 24980.2692 | 330213.7847 | 506335.6578 |  | 4609509 | 109.8459 | 38.2084 | 0.0034115 | 71.6375 | 0.0063962 | 0.0098077 | 0.0098077 | TRUE | 0.0015163 | 0.306% | 229018.0935 |  | 49.6838 | 0.0044361 | 0.0098077 | 530640.449 | 109.8459
2013 | 5 | 208.4788 | 10.6% | 143257.6918 | 7698.9928 | 121048.3771 | 321.7231 | 49662.2045 | 321988.9893 | 10.5333 | 7.415% | 8.493% | 58877.8639 | 77.5956 | 2683.0391 | 858.6492 | 15522.6364 | 0 | 0 | 0 | 747.3814 | 256028.2163 | 28059.9338 | 362855.3156 | 684844.3048 |  | 4611553 | 148.5062 | 69.8222 | 0.0066287 | 78.684 | 0.00747 | 0.014099 | 0.014099 | TRUE | 0.0021017 | 8.326% | 256028.2163 |  | 55.5189 | 0.0052708 | 0.014099 | 642952.0842 | 148.5062
2013 | 6 | 271.6633 | 13.82% | 186675.3757 | 10032.3574 | 157734.9948 | 419.229 | 64713.5283 | 419575.4853 | 10.2 | 7.181% | 8.219% | 56978.578 | 75.0925 | 2596.4894 | 830.9508 | 15021.9062 | 0 | 0 | 0 | 731.9331 | 262713.2671 | 28887.7812 | 367835.9983 | 787411.4836 |  | 4613739 | 170.6667 | 90.9404 | 0.0089157 | 79.7262 | 0.0078163 | 0.016732 | 0.016732 | TRUE | 0.0024394 | 9.276% | 262713.2671 |  | 56.9415 | 0.0055825 | 0.016732 | 788672.27 | 170.6667
2013 | 7 | 322.3192 | 16.39% | 221483.9539 | 11903.0493 | 187147.181 | 497.4009 | 76780.3898 | 497811.9748 | 10.3667 | 7.298% | 8.493% | 58877.8639 | 77.5956 | 2683.0391 | 858.6492 | 15522.6364 | 0 | 0 | 0 | 761.4846 | 280362.9796 | 30881.9516 | 390026.1999 | 887838.1747 |  | 4620943 | 192.1335 | 107.7295 | 0.010392 | 84.404 | 0.0081419 | 0.018534 | 0.018534 | TRUE | 0.0026619 | 10.51% | 280362.9796 |  | 60.6722 | 0.0058526 | 0.018534 | 831339.108 | 192.1335
2013 | 8 | 326.4544 | 16.6% | 224325.4956 | 12055.7601 | 189548.1969 | 503.7823 | 77765.4484 | 504198.6834 | 10.9333 | 7.697% | 8.493% | 58877.8639 | 77.5956 | 2683.0391 | 858.6492 | 15522.6364 | 0 | 0 | 0 | 761.9969 | 281246.9314 | 30984.4604 | 391013.1728 | 895211.8561 |  | 4630751 | 193.3189 | 108.8805 | 0.0099586 | 84.4384 | 0.007723 | 0.017682 | 0.017682 | TRUE | 0.0025137 | 8.446% | 281246.9314 |  | 60.7346 | 0.005555 | 0.017682 | 864429.008 | 193.3189
2013 | 9 | 277.8765 | 14.13% | 190944.8762 | 10261.8101 | 161342.5924 | 428.8173 | 66193.608 | 429171.7039 | 11.6833 | 8.225% | 8.219% | 56978.578 | 75.0925 | 2596.4894 | 830.9508 | 15021.9062 | 0 | 0 | 0 | 732.7028 | 264041.4308 | 29041.8037 | 369318.9543 | 798490.6582 |  | 4644296 | 171.9293 | 92.4083 | 0.0079094 | 79.521 | 0.0068064 | 0.014716 | 0.014716 | TRUE | 0.0020693 | 3.536% | 264041.4308 |  | 56.8528 | 0.0048661 | 0.014716 | 815342.5082 | 171.9293
2013 | 10 | 198.8904 | 10.12% | 136668.9788 | 7344.9004 | 115481.1157 | 306.9264 | 47378.1386 | 307180.06 | 12.4667 | 8.776% | 8.493% | 58877.8639 | 77.5956 | 2683.0391 | 858.6492 | 15522.6364 | 0 | 0 | 0 | 746.1935 | 253978.5879 | 27822.2455 | 360566.811 | 667746.871 |  | 4655414 | 143.4345 | 65.9834 | 0.0052928 | 77.4511 | 0.0062127 | 0.011505 | 0.011505 | TRUE | 0.0016356 | -0.4706% | 253978.5879 |  | 54.5555 | 0.0043761 | 0.011505 | 653211.9673 | 143.4345
2013 | 11 | 78.1173 | 3.973% | 53678.8552 | 2884.8232 | 45356.9943 | 120.5501 | 18608.4967 | 120649.7195 | 13.15 | 9.257% | 8.219% | 56978.578 | 75.0925 | 2596.4894 | 830.9508 | 15021.9062 | 0 | 0 | 0 | 707.9555 | 221340.4755 | 24089.9226 | 321641.3704 | 442291.0899 |  | 4665143 | 94.8076 | 25.862 | 0.0019667 | 68.9457 | 0.005243 | 0.0072097 | 0.0072097 | TRUE | 0.0010733 | -12.12% | 221340.4755 |  | 47.4456 | 0.003608 | 0.0072097 | 498384.2581 | 94.8076
2013 | 12 | 42.6338 | 2.168% | 29296.1293 | 1574.4403 | 24754.3351 | 65.7922 | 10155.897 | 65846.5939 | 13.4833 | 9.492% | 8.493% | 58877.8639 | 77.5956 | 2683.0391 | 858.6492 | 15522.6364 | 0 | 0 | 0 | 726.8355 | 220576.8529 | 23948.7625 | 323272.2351 | 389118.829 | 7192486.7786 | 4671859 | 83.2899 | 14.0943 | 0.0010453 | 69.1956 | 0.0051319 | 0.0061773 | 0.0061773 | TRUE | 0.00094373 | -14.99% | 220576.8529 | 2910110.5878 | 47.2139 | 0.0035017 | 0.0061773 | 407792.3152 | 83.2899
2014 | 1 | 26.1128 | 1.328% | 20400.5658 | 1260.5816 | 17406.5642 | 51.954 | 7019.0466 | 46138.7123 | 13.3 | 9.363% | 8.493% | 69436.911 | 304.5587 | 3430.6955 | 951.2471 | 19082.4972 | 0 | 0 | 0 | 2250.4978 | 234806.613 | 47042.743 | 377305.7632 | 423444.4755 |  | 4679556 | 90.4882 | 9.8596 | 0.00074133 | 80.6285 | 0.0060623 | 0.0068036 | 0.0068036 | TRUE | 0.00091847 | -15.83% | 234806.613 |  | 50.1771 | 0.0037727 | 0.0068036 | 462445.9435 | 90.4882
2014 | 2 | 35.0422 | 1.782% | 27376.5958 | 1691.6409 | 23358.7871 | 69.7199 | 9419.2291 | 61915.9728 | 12.7333 | 8.964% | 7.671% | 62717.2099 | 275.0853 | 3098.6927 | 859.191 | 17235.8039 | 0 | 0 | 0 | 2042.2674 | 214738.271 | 43060.8165 | 344027.3377 | 405943.3105 |  | 4687089 | 86.6088 | 13.2099 | 0.0010374 | 73.3989 | 0.0057643 | 0.0068017 | 0.0068017 | TRUE | 0.00090593 | -18.87% | 214738.271 |  | 45.8148 | 0.003598 | 0.0068017 | 429989.3663 | 86.6088
2014 | 3 | 64.5823 | 3.285% | 50454.6948 | 3117.6712 | 43049.9279 | 128.4927 | 17359.5115 | 114110.2982 | 12 | 8.448% | 8.493% | 69436.911 | 304.5587 | 3430.6955 | 951.2471 | 19082.4972 | 0 | 0 | 0 | 2282.5983 | 243721.427 | 48958.7501 | 388168.6849 | 502278.9831 |  | 4694845 | 106.9852 | 24.3054 | 0.0020255 | 82.6798 | 0.00689 | 0.0089154 | 0.0089154 | TRUE | 0.0011669 | -4.989% | 243721.427 |  | 51.9126 | 0.004326 | 0.0089154 | 522118.5011 | 106.9852
2014 | 4 | 114.0339 | 5.8% | 89088.6464 | 5504.921 | 76013.9332 | 226.8816 | 30651.9619 | 201486.3442 | 11.2 | 7.885% | 8.219% | 67197.0106 | 294.7342 | 3320.0279 | 920.5617 | 18466.9328 | 0 | 0 | 0 | 2251.9691 | 247802.0303 | 49946.1832 | 390199.4499 | 591685.7941 |  | 4699582 | 125.9018 | 42.8732 | 0.003828 | 83.0285 | 0.0074133 | 0.011241 | 0.011241 | TRUE | 0.0014336 | 0.2984% | 247802.0303 |  | 52.7285 | 0.0047079 | 0.011241 | 616081.0838 | 125.9018
2014 | 5 | 208.4788 | 10.6% | 162873.3712 | 10064.1898 | 138969.9593 | 414.7889 | 56038.4354 | 368360.7446 | 10.5333 | 7.415% | 8.493% | 69436.911 | 304.5587 | 3430.6955 | 951.2471 | 19082.4972 | 0 | 0 | 0 | 2402.6718 | 277067.6468 | 56125.6518 | 428801.8798 | 797162.6244 |  | 4702414 | 169.522 | 78.3344 | 0.0074368 | 91.1876 | 0.0086571 | 0.016094 | 0.016094 | TRUE | 0.0019952 | 8.45% | 277067.6468 |  | 58.9203 | 0.0055937 | 0.016094 | 744422.3141 | 169.522
2014 | 6 | 271.6633 | 13.82% | 212236.0579 | 13114.3842 | 181088.1429 | 540.5006 | 73022.2291 | 480001.3147 | 10.2 | 7.181% | 8.219% | 67197.0106 | 294.7342 | 3320.0279 | 920.5617 | 18466.9328 | 0 | 0 | 0 | 2383.5019 | 284330.664 | 57797.0618 | 434710.495 | 914711.8097 |  | 4705494 | 194.3923 | 102.0087 | 0.010001 | 92.3836 | 0.0090572 | 0.019058 | 0.019058 | TRUE | 0.002326 | 9.44% | 284330.664 |  | 60.4253 | 0.005924 | 0.019058 | 911564.4598 | 194.3923
2014 | 7 | 322.3192 | 16.39% | 251810.8297 | 15559.7687 | 214854.8931 | 641.2855 | 86638.3794 | 569505.1564 | 10.3667 | 7.298% | 8.493% | 69436.911 | 304.5587 | 3430.6955 | 951.2471 | 19082.4972 | 0 | 0 | 0 | 2497.6652 | 303448.7441 | 61795.5817 | 460947.9005 | 1030453.0569 |  | 4709239 | 218.8152 | 120.9336 | 0.011666 | 97.8816 | 0.009442 | 0.021108 | 0.021108 | TRUE | 0.0025738 | 10.71% | 303448.7441 |  | 64.4369 | 0.0062158 | 0.021108 | 960152.4267 | 218.8152
2014 | 8 | 326.4544 | 16.6% | 255041.4519 | 15759.3937 | 217611.3868 | 649.5129 | 87749.9117 | 576811.657 | 10.9333 | 7.697% | 8.493% | 69436.911 | 304.5587 | 3430.6955 | 951.2471 | 19082.4972 | 0 | 0 | 0 | 2501.1158 | 304407.0283 | 62001.5399 | 462115.5934 | 1038927.2504 |  | 4712926 | 220.4421 | 122.3893 | 0.011194 | 98.0528 | 0.0089682 | 0.020162 | 0.020162 | TRUE | 0.0024808 | 8.612% | 304407.0283 |  | 64.5898 | 0.0059076 | 0.020162 | 998316.7705 | 220.4421
2014 | 9 | 277.8765 | 14.13% | 217090.1632 | 13414.3267 | 185229.8563 | 552.8625 | 74692.3393 | 490979.548 | 11.6833 | 8.225% | 8.219% | 67197.0106 | 294.7342 | 3320.0279 | 920.5617 | 18466.9328 | 0 | 0 | 0 | 2388.6865 | 285770.5143 | 58106.5202 | 436464.9882 | 927444.5362 |  | 4718734 | 196.5452 | 104.049 | 0.0089058 | 92.4962 | 0.0079169 | 0.016823 | 0.016823 | TRUE | 0.0021069 | 3.603% | 285770.5143 |  | 60.5608 | 0.0051835 | 0.016823 | 942105.7008 | 196.5452
2014 | 10 | 198.8904 | 10.12% | 155382.4932 | 9601.3172 | 132578.4479 | 395.7119 | 53461.1137 | 351419.0838 | 12.4667 | 8.776% | 8.493% | 69436.911 | 304.5587 | 3430.6955 | 951.2471 | 19082.4972 | 0 | 0 | 0 | 2394.6709 | 274845.6631 | 55648.0942 | 426094.3377 | 777513.4215 |  | 4724910 | 164.5562 | 74.3758 | 0.005966 | 90.1804 | 0.0072337 | 0.0132 | 0.0132 | TRUE | 0.0016943 | -0.47% | 274845.6631 |  | 58.1695 | 0.004666 | 0.0132 | 756171.3491 | 164.5562
2014 | 11 | 78.1173 | 3.973% | 61028.8774 | 3771.0658 | 52072.2359 | 155.422 | 20997.6792 | 138025.2804 | 13.15 | 9.257% | 8.219% | 67197.0106 | 294.7342 | 3320.0279 | 920.5617 | 18466.9328 | 0 | 0 | 0 | 2221.9987 | 239478.7938 | 48157.3203 | 380057.3801 | 518082.6604 |  | 4731887 | 109.4875 | 29.1692 | 0.0022182 | 80.3184 | 0.0061079 | 0.008326 | 0.008326 | TRUE | 0.0011163 | -12.2% | 239478.7938 |  | 50.6096 | 0.0038486 | 0.008326 | 579143.1272 | 109.4875
2014 | 12 | 42.6338 | 2.168% | 33307.5263 | 2058.122 | 28419.29 | 84.8241 | 11459.8332 | 75329.5956 | 13.4833 | 9.492% | 8.493% | 69436.911 | 304.5587 | 3430.6955 | 951.2471 | 19082.4972 | 0 | 0 | 0 | 2264.2836 | 238635.1436 | 47865.586 | 381970.9226 | 457300.5182 | 8384948.441 | 4739276 | 96.4916 | 15.8947 | 0.0011788 | 80.5969 | 0.0059775 | 0.0071564 | 0.0071564 | TRUE | 0.00097911 | -15.04% | 238635.1436 | 3149052.5392 | 50.3527 | 0.0037344 | 0.0071564 | 475130.7121 | 96.4916
2015 | 1 | 26.1128 | 1.328% | 23985.4667 | 1826.9168 | 19878.7655 | 64.7547 | 7898.6189 | 53654.5226 | 13.3 | 9.363% | 8.493% | 81543.6699 | 720.9278 | 4231.0324 | 1043.845 | 22934.702 | 3389.0552 | 1274.0602 | 3736.4736 | 5158.8838 | 252386.7078 | 70202.4245 | 446621.7823 | 500276.3049 |  | 4746212 | 105.4054 | 11.3047 | 0.00084998 | 94.1007 | 0.0070752 | 0.0079252 | 0.0079252 | TRUE | 0.0011216 | -15.54% | 252386.7078 |  | 53.1765 | 0.0039982 | 0.0079252 | 536870.3034 | 105.4054
2015 | 2 | 35.0422 | 1.782% | 32187.3635 | 2451.636 | 26676.3644 | 86.8978 | 10599.5735 | 72001.8353 | 12.7333 | 8.964% | 7.671% | 73652.347 | 651.1606 | 3821.5777 | 942.8278 | 20715.2147 | 3061.0821 | 1150.764 | 3374.8794 | 4685.8028 | 230821.4501 | 64264.3894 | 407141.4956 | 479143.3309 |  | 4753351 | 100.8012 | 15.1476 | 0.0011896 | 85.6536 | 0.0067267 | 0.0079163 | 0.0079163 | TRUE | 0.0011146 | -18.68% | 230821.4501 |  | 48.5597 | 0.0038136 | 0.0079163 | 498744.6065 | 100.8012
2015 | 3 | 64.5823 | 3.285% | 59320.8744 | 4518.332 | 49164.1778 | 160.1515 | 19534.8702 | 132698.4058 | 12 | 8.448% | 8.493% | 81543.6699 | 720.9278 | 4231.0324 | 1043.845 | 22934.702 | 3389.0552 | 1274.0602 | 3736.4736 | 5246.746 | 261987.8214 | 73075.9395 | 459184.2731 | 591882.6789 |  | 4761186 | 124.3141 | 27.8709 | 0.0023226 | 96.4433 | 0.0080369 | 0.01036 | 0.01036 | TRUE | 0.0014441 | -4.872% | 261987.8214 |  | 55.0257 | 0.0045855 | 0.01036 | 603983.5176 | 124.3141
2015 | 4 | 114.0339 | 5.8% | 104743.7988 | 7978.0897 | 86809.9604 | 282.782 | 34493.0269 | 234307.6576 | 11.2 | 7.885% | 8.219% | 78913.229 | 697.6721 | 4094.5475 | 1010.1726 | 22194.8729 | 3279.7308 | 1232.9615 | 3615.9422 | 5195.1994 | 266398.5762 | 74568.1084 | 461201.0125 | 695508.6701 |  | 4765589 | 145.9439 | 49.1666 | 0.0043899 | 96.7773 | 0.0086408 | 0.013031 | 0.013031 | TRUE | 0.0017895 | 0.2797% | 266398.5762 |  | 55.9005 | 0.0049911 | 0.013031 | 709662.4292 | 145.9439
2015 | 5 | 208.4788 | 10.6% | 191494.3857 | 14585.6786 | 158707.4387 | 516.9868 | 63060.7355 | 428365.2253 | 10.5333 | 7.415% | 8.493% | 81543.6699 | 720.9278 | 4231.0324 | 1043.845 | 22934.702 | 3389.0552 | 1274.0602 | 3736.4736 | 5575.3983 | 297901.1723 | 83824.4375 | 506174.7742 | 934539.9995 |  | 4767866 | 196.008 | 89.8442 | 0.0085295 | 106.1638 | 0.010079 | 0.018608 | 0.018608 | TRUE | 0.0025145 | 8.362% | 297901.1723 |  | 62.481 | 0.0059317 | 0.018608 | 853466.0238 | 196.008
2015 | 6 | 271.6633 | 13.82% | 249531.3582 | 19006.2188 | 206807.5395 | 673.672 | 82172.8058 | 558191.5943 | 10.2 | 7.181% | 8.219% | 78913.229 | 697.6721 | 4094.5475 | 1010.1726 | 22194.8729 | 3279.7308 | 1232.9615 | 3615.9422 | 5555.2167 | 305739.3365 | 86342.3949 | 512676.0766 | 1070867.6709 |  | 4772498 | 224.3831 | 116.96 | 0.011467 | 107.423 | 0.010532 | 0.021998 | 0.021998 | 0 | 0.0029403 | 9.311% | 305739.3365 |  | 64.0627 | 0.0062807 | 0.021998 | 1041990.0503 | 224.3831
2015 | 7 | 322.3192 | 16.39% | 296060.4291 | 22550.229 | 245370.0783 | 799.2889 | 97495.2259 | 662275.2512 | 10.3667 | 7.298% | 8.493% | 81543.6699 | 720.9278 | 4231.0324 | 1043.845 | 22934.702 | 3389.0552 | 1274.0602 | 3736.4736 | 5835.404 | 326313.1965 | 92327.8652 | 543350.2319 | 1205625.4831 |  | 4784923.7421 | 251.9634 | 138.4087 | 0.013351 | 113.5546 | 0.010954 | 0.024305 | 0.024305 | TRUE | 0.0031976 | 10.6% | 326313.1965 |  | 68.1961 | 0.0065784 | 0.024305 | 1096095.833 | 251.9634
2015 | 8 | 326.4544 | 16.6% | 299858.7541 | 22839.5386 | 248518.0684 | 809.5434 | 98746.0468 | 670771.9512 | 10.9333 | 7.697% | 8.493% | 81543.6699 | 720.9278 | 4231.0324 | 1043.845 | 22934.702 | 3389.0552 | 1274.0602 | 3736.4736 | 5844.8486 | 327345.2534 | 92636.7493 | 544700.6174 | 1215472.5686 |  | 4793100.814 | 253.5879 | 139.9453 | 0.0128 | 113.6426 | 0.010394 | 0.023194 | 0.023194 | TRUE | 0.0030316 | 8.529% | 327345.2534 |  | 68.2951 | 0.0062465 | 0.023194 | 1139559.6309 | 253.5879
2015 | 9 | 277.8765 | 14.13% | 255238.4539 | 19440.9149 | 211537.4879 | 689.0798 | 84052.2011 | 570958.1376 | 11.6833 | 8.225% | 8.219% | 78913.229 | 697.6721 | 4094.5475 | 1010.1726 | 22194.8729 | 3279.7308 | 1232.9615 | 3615.9422 | 5569.4075 | 307290.0324 | 86806.5023 | 514705.0708 | 1085663.2084 |  | 4797009.997 | 226.3208 | 119.0238 | 0.010187 | 107.2971 | 0.0091838 | 0.019371 | 0.019371 | TRUE | 0.0025486 | 3.546% | 307290.0324 |  | 64.0587 | 0.0054829 | 0.019371 | 1076339.5224 | 226.3208
2015 | 10 | 198.8904 | 10.12% | 182687.169 | 13914.8535 | 151408.1605 | 493.2095 | 60160.4438 | 408663.8363 | 12.4667 | 8.776% | 8.493% | 81543.6699 | 720.9278 | 4231.0324 | 1043.845 | 22934.702 | 3389.0552 | 1274.0602 | 3736.4736 | 5553.4989 | 295508.1311 | 83108.2247 | 503043.6209 | 911707.4572 |  | 4802322.3864 | 189.8472 | 85.0971 | 0.006826 | 104.7501 | 0.0084024 | 0.015228 | 0.015228 | TRUE | 0.0020287 | -0.4472% | 295508.1311 |  | 61.5344 | 0.0049359 | 0.015228 | 866680.0628 | 189.8472
2015 | 11 | 78.1173 | 3.973% | 71753.2111 | 5465.2739 | 59467.8968 | 193.7157 | 23628.9448 | 160509.0423 | 13.15 | 9.257% | 8.219% | 78913.229 | 697.6721 | 4094.5475 | 1010.1726 | 22194.8729 | 3279.7308 | 1232.9615 | 3615.9422 | 5113.1676 | 257434.5823 | 71885.2768 | 449472.1552 | 609981.1975 |  | 4807951.5017 | 126.8692 | 33.3841 | 0.0025387 | 93.4852 | 0.0071091 | 0.0096479 | 0.0096479 | TRUE | 0.0013218 | -12.04% | 257434.5823 |  | 53.5435 | 0.0040717 | 0.0096479 | 668118.6259 | 126.8692
2015 | 12 | 42.6338 | 2.168% | 39160.51 | 2982.7643 | 32455.5951 | 105.7235 | 12895.8902 | 87600.4832 | 13.4833 | 9.492% | 8.493% | 81543.6699 | 720.9278 | 4231.0324 | 1043.845 | 22934.702 | 3389.0552 | 1274.0602 | 3736.4736 | 5196.6168 | 256509.9747 | 71436.4761 | 452016.8338 | 539617.3169 | 9840285.8871 | 4813839.2601 | 112.0971 | 18.1976 | 0.0013496 | 93.8994 | 0.0069641 | 0.0083138 | 0.0083138 | FALSE | 0.0011574 | -14.77% | 256509.9747 | 3385636.2346 | 53.2859 | 0.003952 | 0.0083138 | 550596.0663 | 112.0971
2016 | 1 | 26.1128 | 1.328% | 27470.3666 | 2436.9032 | 22099.8547 | 76.293 | 8688.8492 | 60772.2668 | 13.3 | 9.363% | 8.47% | 91690.4891 | 1806.6681 | 4959.62 | 1133.3379 | 26391.8415 | 6675.4635 | 2424.6605 | 7359.7778 | 9925.1367 | 266939.5971 | 89894.1806 | 509200.773 | 569973.0398 |  | 4820575.9364 | 118.2375 | 12.6068 | 0.00094788 | 105.6307 | 0.0079422 | 0.00889 | 0.00889 | FALSE | 0.00096482 | -15.51% | 266939.5971 |  | 55.375 | 0.0041635 | 0.00889 | 607892.2771 | 118.2375
2016 | 2 | 35.0422 | 1.782% | 36863.9347 | 3270.209 | 29656.9613 | 102.3816 | 11660.0253 | 81553.5119 | 12.7333 | 8.964% | 7.923% | 85774.9737 | 1690.1088 | 4639.6445 | 1060.2193 | 24689.1421 | 6244.7885 | 2268.2308 | 6884.9534 | 9339.0178 | 252533.0187 | 85117.3296 | 480241.4273 | 561794.9392 |  | 4826494.7967 | 116.3981 | 16.897 | 0.001327 | 99.5011 | 0.0078142 | 0.0091412 | 0.0091412 | TRUE | 0.0012249 | -16.31% | 252533.0187 |  | 52.3222 | 0.0041091 | 0.0091412 | 582164.7061 | 116.3981
2016 | 3 | 64.5823 | 3.285% | 67939.7316 | 6026.9509 | 54657.3774 | 188.688 | 21489.2684 | 150302.0163 | 12 | 8.448% | 8.47% | 91690.4891 | 1806.6681 | 4959.62 | 1133.3379 | 26391.8415 | 6675.4635 | 2424.6605 | 7359.7778 | 10121.6237 | 277143.4475 | 93601.1082 | 523308.0379 | 673610.0542 |  | 4833093.7746 | 139.3745 | 31.0985 | 0.0025915 | 108.276 | 0.009023 | 0.011615 | 0.011615 | TRUE | 0.001255 | -4.974% | 277143.4475 |  | 57.3429 | 0.0047786 | 0.011615 | 682340.7116 | 139.3745
2016 | 4 | 114.0339 | 5.8% | 119962.2503 | 10641.8818 | 96509.389 | 333.1693 | 37943.9385 | 265390.6289 | 11.2 | 7.885% | 8.197% | 88732.7314 | 1748.3884 | 4799.6323 | 1096.7786 | 25540.4918 | 6460.126 | 2346.4457 | 7122.3656 | 10058.3403 | 281872.7576 | 95547.6425 | 525325.7003 | 790716.3291 |  | 4838808.8958 | 163.4114 | 54.8463 | 0.004897 | 108.5651 | 0.0096933 | 0.01459 | 0.01459 | TRUE | 0.0015596 | 0.09984% | 281872.7576 |  | 58.2525 | 0.0052011 | 0.01459 | 799569.9282 | 163.4114
2016 | 5 | 208.4788 | 10.6% | 219317.0162 | 19455.6684 | 176440.0984 | 609.1057 | 69369.7506 | 485191.6393 | 10.5333 | 7.415% | 8.47% | 91690.4891 | 1806.6681 | 4959.62 | 1133.3379 | 26391.8415 | 6675.4635 | 2424.6605 | 7359.7778 | 10856.5912 | 315311.3597 | 107467.0196 | 576076.829 | 1061268.4684 |  | 4843834.8322 | 219.0967 | 100.1668 | 0.0095095 | 118.9299 | 0.011291 | 0.0208 | 0.0208 | TRUE | 0.002192 | 8.141% | 315311.3597 |  | 65.0954 | 0.0061799 | 0.0208 | 958692.5152 | 219.0967
2016 | 6 | 271.6633 | 13.82% | 285786.3051 | 25352.176 | 229914.5075 | 793.7098 | 90393.9195 | 632240.6179 | 10.2 | 7.181% | 8.197% | 88732.7314 | 1748.3884 | 4799.6323 | 1096.7786 | 25540.4918 | 6460.126 | 2346.4457 | 7122.3656 | 10863.4498 | 323683.2445 | 110736.8544 | 583130.5085 | 1215371.1264 |  | 4848895.946 | 250.649 | 130.3886 | 0.012783 | 120.2605 | 0.01179 | 0.024573 | 0.024573 | TRUE | 0.0025751 | 9.076% | 323683.2445 |  | 66.754 | 0.0065445 | 0.024573 | 1168219.7004 | 250.649
2016 | 7 | 322.3192 | 16.39% | 339075.6846 | 30079.4904 | 272785.7061 | 941.7096 | 107249.2963 | 750131.8871 | 10.3667 | 7.298% | 8.47% | 91690.4891 | 1806.6681 | 4959.62 | 1133.3379 | 26391.8415 | 6675.4635 | 2424.6605 | 7359.7778 | 11438.0439 | 345507.0285 | 118436.7175 | 617823.6484 | 1367955.5355 |  | 4855525.4877 | 281.7317 | 154.4904 | 0.014903 | 127.2414 | 0.012274 | 0.027177 | 0.027177 | TRUE | 0.0028715 | 10.39% | 345507.0285 |  | 71.1575 | 0.0068641 | 0.027177 | 1227840.8441 | 281.7317
2016 | 8 | 326.4544 | 16.6% | 343425.8764 | 30465.3971 | 276285.4267 | 953.7913 | 108625.2576 | 759755.7491 | 10.9333 | 7.697% | 8.47% | 91690.4891 | 1806.6681 | 4959.62 | 1133.3379 | 26391.8415 | 6675.4635 | 2424.6605 | 7359.7778 | 11459.165 | 346603.8756 | 118835.1879 | 619340.087 | 1379095.8361 |  | 4862964.3023 | 283.5916 | 156.2331 | 0.01429 | 127.3586 | 0.011649 | 0.025938 | 0.025938 | FALSE | 0.0027442 | 8.339% | 346603.8756 |  | 71.2742 | 0.006519 | 0.025938 | 1276453.2668 | 283.5916
2016 | 9 | 277.8765 | 14.13% | 292322.597 | 25932.0121 | 235172.9412 | 811.863 | 92461.342 | 646700.7554 | 11.6833 | 8.225% | 8.197% | 88732.7314 | 1748.3884 | 4799.6323 | 1096.7786 | 25540.4918 | 6460.126 | 2346.4457 | 7122.3656 | 10895.1849 | 325331.2897 | 111335.568 | 585409.0025 | 1232109.7578 |  | 4867498.8173 | 253.13 | 132.861 | 0.011372 | 120.269 | 0.010294 | 0.021666 | 0.021666 | TRUE | 0.0022946 | 3.383% | 325331.2897 |  | 66.8375 | 0.0057208 | 0.021666 | 1206323.4398 | 253.13
2016 | 10 | 198.8904 | 10.12% | 209230.1801 | 18560.8626 | 168325.2589 | 581.0917 | 66179.2945 | 462876.6878 | 12.4667 | 8.776% | 8.47% | 91690.4891 | 1806.6681 | 4959.62 | 1133.3379 | 26391.8415 | 6675.4635 | 2424.6605 | 7359.7778 | 10807.6176 | 312768.0886 | 106543.0819 | 572560.6466 | 1035437.3344 |  | 4872985.9866 | 212.4852 | 94.9883 | 0.0076194 | 117.4969 | 0.0094249 | 0.017044 | 0.017044 | FALSE | 0.0018159 | -0.5621% | 312768.0886 |  | 64.1841 | 0.0051485 | 0.017044 | 973350.7986 | 212.4852
2016 | 11 | 78.1173 | 3.973% | 82178.3893 | 7290.0659 | 66112.3488 | 228.2328 | 25992.9415 | 181801.9782 | 13.15 | 9.257% | 8.197% | 88732.7314 | 1748.3884 | 4799.6323 | 1096.7786 | 25540.4918 | 6460.126 | 2346.4457 | 7122.3656 | 9874.892 | 272346.0239 | 92086.7027 | 512154.5784 | 693956.5566 |  | 4878687.6758 | 142.2425 | 37.2645 | 0.0028338 | 104.9779 | 0.0079831 | 0.010817 | 0.010817 | TRUE | 0.0011691 | -12.08% | 272346.0239 |  | 55.8236 | 0.0042451 | 0.010817 | 753485.5445 | 142.2425
2016 | 12 | 42.6338 | 2.168% | 44850.2246 | 3978.6749 | 36081.9155 | 124.5618 | 14186.0807 | 99221.4576 | 13.4833 | 9.492% | 8.47% | 91690.4891 | 1806.6681 | 4959.62 | 1133.3379 | 26391.8415 | 6675.4635 | 2424.6605 | 7359.7778 | 10009.5195 | 271321.7136 | 91486.1472 | 515259.2387 | 614480.6963 | 11195769.6737 | 4884563.5172 | 125.8005 | 20.3133 | 0.0015065 | 105.4873 | 0.0078235 | 0.0093301 | 0.0093301 | TRUE | 0.0010163 | -14.76% | 271321.7136 | 3591361.4449 | 55.5468 | 0.0041197 | 0.0093301 | 622720.0178 | 125.8005
2017 | 1 | 26.1128 | 1.328% | 30957.788 | 3018.7764 | 24294.878 | 87.7002 | 9469.8057 | 67828.9483 | 13.3 | 9.363% | 8.493% | 103076.0281 | 3417.8947 | 6150.5175 | 1229.0409 | 30397.0837 | 10000.5767 | 3576.4209 | 11025.7546 | 22314.0291 | 280584.2622 | 105683.1311 | 577454.7396 | 645283.6879 |  | 4891015.7223 | 131.9325 | 13.8681 | 0.0010427 | 118.0644 | 0.008877 | 0.0099197 | 0.0099197 | TRUE | 0.0010297 | -15.12% | 280584.2622 |  | 57.3673 | 0.0043133 | 0.0099197 | 677896.6179 | 131.9325
2017 | 2 | 35.0422 | 1.782% | 41543.8894 | 4051.0553 | 32602.5789 | 117.6895 | 12708.032 | 91023.2451 | 12.7333 | 8.964% | 7.671% | 93100.9286 | 3087.1307 | 5555.3062 | 1110.1014 | 27455.4305 | 9032.779 | 3230.3156 | 9958.7461 | 20336.4673 | 256623.9885 | 96756.8013 | 526247.9953 | 617271.2404 |  | 4896910.5 | 126.0532 | 18.5879 | 0.0014598 | 107.4653 | 0.0084397 | 0.0098995 | 0.0098995 | TRUE | 0.00075825 | -18.41% | 256623.9885 |  | 52.4053 | 0.0041156 | 0.0098995 | 629113.277 | 126.0532
2017 | 3 | 64.5823 | 3.285% | 76564.8247 | 7466.04 | 60086.1108 | 216.9002 | 23420.7306 | 167754.6062 | 12 | 8.448% | 8.493% | 103076.0281 | 3417.8947 | 6150.5175 | 1229.0409 | 30397.0837 | 10000.5767 | 3576.4209 | 11025.7546 | 22924.6979 | 291306.1741 | 110051.9925 | 593156.1817 | 760910.7879 |  | 4903267.7157 | 155.1844 | 34.2128 | 0.0028511 | 120.9716 | 0.010081 | 0.012932 | 0.012932 | TRUE | 0.0013175 | -4.704% | 291306.1741 |  | 59.4106 | 0.0049509 | 0.012932 | 759520.327 | 155.1844
2017 | 4 | 114.0339 | 5.8% | 135191.7125 | 13182.904 | 106094.9887 | 382.984 | 41354.3515 | 296206.9407 | 11.2 | 7.885% | 8.219% | 99750.9949 | 3307.6401 | 5952.1137 | 1189.3944 | 29416.5326 | 9677.9775 | 3461.0525 | 10670.0851 | 23003.264 | 296272.6348 | 112354.6018 | 595056.2914 | 891263.2321 |  | 4909023.0862 | 181.5561 | 60.3393 | 0.0053874 | 121.2168 | 0.010823 | 0.01621 | 0.01621 | TRUE | 0.0016201 | 0.2592% | 296272.6348 |  | 60.3527 | 0.0053886 | 0.01621 | 888047.9924 | 181.5561
2017 | 5 | 208.4788 | 10.6% | 247159.7769 | 24101.2081 | 193964.654 | 700.1778 | 75604.7254 | 541530.5422 | 10.5333 | 7.415% | 8.493% | 103076.0281 | 3417.8947 | 6150.5175 | 1229.0409 | 30397.0837 | 10000.5767 | 3576.4209 | 11025.7546 | 25208.929 | 331411.9163 | 126393.8938 | 651888.0562 | 1193418.5984 |  | 4914208.6424 | 242.8506 | 110.1969 | 0.010462 | 132.6537 | 0.012594 | 0.023055 | 0.023055 | TRUE | 0.0022551 | 8.233% | 331411.9163 |  | 67.4395 | 0.0064025 | 0.023055 | 1062138.4092 | 242.8506
2017 | 6 | 271.6633 | 13.82% | 322067.483 | 31405.6581 | 252750.3005 | 912.3836 | 98518.5531 | 705654.3783 | 10.2 | 7.181% | 8.219% | 99750.9949 | 3307.6401 | 5952.1137 | 1189.3944 | 29416.5326 | 9677.9775 | 3461.0525 | 10670.0851 | 25505.4918 | 340205.8894 | 130256.101 | 659393.273 | 1365047.6513 |  | 4919416.2556 | 277.4816 | 143.4427 | 0.014063 | 134.0389 | 0.013141 | 0.027204 | 0.027204 | TRUE | 0.0026306 | 9.121% | 340205.8894 |  | 69.1557 | 0.00678 | 0.027204 | 1292227.9054 | 277.4816
2017 | 7 | 322.3192 | 16.39% | 382122.0623 | 37261.7401 | 299879.5942 | 1082.5119 | 116888.8965 | 837234.805 | 10.3667 | 7.298% | 8.493% | 103076.0281 | 3417.8947 | 6150.5175 | 1229.0409 | 30397.0837 | 10000.5767 | 3576.4209 | 11025.7546 | 27016.046 | 363140.6548 | 139322.4143 | 698352.4323 | 1535587.2373 |  | 4925689.6397 | 311.7507 | 169.9731 | 0.016396 | 141.7776 | 0.013676 | 0.030072 | 0.030072 | TRUE | 0.0028957 | 10.44% | 363140.6548 |  | 73.7238 | 0.0071116 | 0.030072 | 1357227.0174 | 311.7507
2017 | 8 | 326.4544 | 16.6% | 387024.5202 | 37739.7918 | 303726.9174 | 1096.4001 | 118388.5296 | 847976.1591 | 10.9333 | 7.697% | 8.493% | 103076.0281 | 3417.8947 | 6150.5175 | 1229.0409 | 30397.0837 | 10000.5767 | 3576.4209 | 11025.7546 | 27081.6889 | 364293.1902 | 139792.0383 | 700040.2346 | 1548016.3936 |  | 4932512.8426 | 313.8393 | 171.9157 | 0.015724 | 141.9237 | 0.012981 | 0.028705 | 0.028705 | TRUE | 0.0027666 | 8.399% | 364293.1902 |  | 73.8555 | 0.0067551 | 0.028705 | 1410892.9277 | 313.8393
2017 | 9 | 277.8765 | 14.13% | 329433.5711 | 32123.9449 | 258531.0176 | 933.2509 | 100771.7963 | 721793.5807 | 11.6833 | 8.225% | 8.219% | 99750.9949 | 3307.6401 | 5952.1137 | 1189.3944 | 29416.5326 | 9677.9775 | 3461.0525 | 10670.0851 | 25604.1222 | 341937.6079 | 130961.7249 | 661929.2459 | 1383722.8266 |  | 4937360.4766 | 280.2556 | 146.1902 | 0.012513 | 134.0654 | 0.011475 | 0.023988 | 0.023988 | TRUE | 0.0023217 | 3.457% | 341937.6079 |  | 69.2551 | 0.0059277 | 0.023988 | 1334004.0496 | 280.2556
2017 | 10 | 198.8904 | 10.12% | 235792.3954 | 22992.7445 | 185043.8245 | 667.9752 | 72127.5101 | 516624.4498 | 12.4667 | 8.776% | 8.493% | 103076.0281 | 3417.8947 | 6150.5175 | 1229.0409 | 30397.0837 | 10000.5767 | 3576.4209 | 11025.7546 | 25056.7221 | 328739.5203 | 125304.9716 | 647974.5312 | 1164598.981 |  | 4942855.5525 | 235.6126 | 104.5194 | 0.0083839 | 131.0932 | 0.010515 | 0.018899 | 0.018899 | TRUE | 0.0018551 | -0.4184% | 328739.5203 |  | 66.508 | 0.0053349 | 0.018899 | 1078209.4452 | 235.6126
2017 | 11 | 78.1173 | 3.973% | 92611.1102 | 9030.756 | 72678.8241 | 262.3576 | 28329.1952 | 202912.243 | 13.15 | 9.257% | 8.219% | 99750.9949 | 3307.6401 | 5952.1137 | 1189.3944 | 29416.5326 | 9677.9775 | 3461.0525 | 10670.0851 | 22433.1185 | 286262.2175 | 108275.6535 | 580396.7803 | 783309.0233 |  | 4948496.4211 | 158.2923 | 41.0048 | 0.0031182 | 117.2875 | 0.0089192 | 0.012037 | 0.012037 | TRUE | 0.0012205 | -11.81% | 286262.2175 |  | 57.8483 | 0.0043991 | 0.012037 | 837522.0363 | 158.2923
2017 | 12 | 42.6338 | 2.168% | 50544.0558 | 4928.6855 | 39665.6787 | 143.186 | 15461.1301 | 110742.7362 | 13.4833 | 9.492% | 8.493% | 103076.0281 | 3417.8947 | 6150.5175 | 1229.0409 | 30397.0837 | 10000.5767 | 3576.4209 | 11025.7546 | 22576.2852 | 285188.8639 | 107559.3699 | 584197.8361 | 694940.5723 | 12583370.2321 | 4954254.507 | 140.2715 | 22.3531 | 0.0016578 | 117.9184 | 0.0087455 | 0.010403 | 0.010403 | TRUE | 0.0010732 | -14.4% | 285188.8639 | 3765966.92 | 57.5644 | 0.0042693 | 0.010403 | 693785.1781 | 140.2715
2018 | 1 | 26.1128 | 1.328% | 34436.7081 | 3746.2031 | 26459.3382 | 98.9533 | 10239.8882 | 74981.091 | 13.3 | 9.363% | 8.493% | 113983.7964 | 5624.0091 | 7316.5057 | 1321.6388 | 34717.9081 | 13300.2296 | 4853.809 | 15461.8156 | 36765.8342 | 288886.9251 | 106718.7955 | 628951.2669 | 703932.3579 |  | 4960404.0013 | 141.9103 | 15.1159 | 0.0011365 | 126.7944 | 0.0095334 | 0.01067 | 0.01067 | TRUE | 0.00075021 | -14.78% | 288886.9251 |  | 58.2386 | 0.0043788 | 0.01067 | 720512.0511 | 141.9103
2018 | 2 | 35.0422 | 1.782% | 46212.4359 | 5027.2277 | 35507.1822 | 132.7907 | 13741.4464 | 100621.0828 | 12.7333 | 8.964% | 7.671% | 102953.1064 | 5079.7501 | 6608.4568 | 1193.7383 | 31358.1105 | 12013.1106 | 4384.0855 | 13965.5108 | 33544.1102 | 264222.3391 | 97706.4059 | 573028.7244 | 673649.8072 |  | 4966174.0781 | 135.6476 | 20.2613 | 0.0015912 | 115.3864 | 0.0090618 | 0.010653 | 0.010653 | TRUE | 0.00075349 | -18.14% | 264222.3391 |  | 53.2044 | 0.0041784 | 0.010653 | 669054.735 | 135.6476
2018 | 3 | 64.5823 | 3.285% | 85168.8925 | 9265.1124 | 65439.2552 | 244.7314 | 25325.2993 | 185443.2909 | 12 | 8.448% | 8.493% | 113983.7964 | 5624.0091 | 7316.5057 | 1321.6388 | 34717.9081 | 13300.2296 | 4853.809 | 15461.8156 | 37894.9613 | 299941.8441 | 111135.2242 | 645551.7418 | 830995.0327 |  | 4972258.387 | 167.1263 | 37.2956 | 0.003108 | 129.8307 | 0.010819 | 0.013927 | 0.013927 | TRUE | 0.00099515 | -4.534% | 299941.8441 |  | 60.3231 | 0.0050269 | 0.013927 | 809172.9523 | 167.1263
2018 | 4 | 114.0339 | 5.8% | 150384.0501 | 16359.5544 | 115547.1199 | 432.126 | 44717.2785 | 327440.129 | 11.2 | 7.885% | 8.219% | 110306.8998 | 5442.5894 | 7080.4894 | 1279.0053 | 33597.9756 | 12871.1899 | 4697.2345 | 14963.0473 | 38185.1599 | 305075.8423 | 113466.6134 | 646966.0468 | 974406.1757 |  | 4977933.1023 | 195.7451 | 65.7783 | 0.0058731 | 129.9668 | 0.011604 | 0.017477 | 0.017477 | TRUE | 0.0012669 | 0.2655% | 305075.8423 |  | 61.2856 | 0.0054719 | 0.017477 | 948781.6366 | 195.7451
2018 | 5 | 208.4788 | 10.6% | 274934.6656 | 29908.8143 | 211245.2003 | 790.0201 | 81752.8853 | 598631.5856 | 10.5333 | 7.415% | 8.493% | 113983.7964 | 5624.0091 | 7316.5057 | 1321.6388 | 34717.9081 | 13300.2296 | 4853.809 | 15461.8156 | 42118.5068 | 341293.2127 | 127655.053 | 707646.4847 | 1306278.0703 |  | 4983179.12 | 262.1375 | 120.1305 | 0.011405 | 142.007 | 0.013482 | 0.024886 | 0.024886 | TRUE | 0.001831 | 8.032% | 341293.2127 |  | 68.4891 | 0.0065021 | 0.024886 | 1138391.8949 | 262.1375
2018 | 6 | 271.6633 | 13.82% | 358260.2188 | 38973.3987 | 275268.1314 | 1029.4547 | 106530.0606 | 780061.2642 | 10.2 | 7.181% | 8.219% | 110306.8998 | 5442.5894 | 7080.4894 | 1279.0053 | 33597.9756 | 12871.1899 | 4697.2345 | 14963.0473 | 42811.7817 | 350373.6003 | 131563.0207 | 714986.8338 | 1495048.098 |  | 4988439.4249 | 299.7026 | 156.3738 | 0.015331 | 143.3288 | 0.014052 | 0.029383 | 0.029383 | TRUE | 0.0021785 | 8.837% | 350373.6003 |  | 70.2371 | 0.006886 | 0.029383 | 1387807.9407 | 299.7026
2018 | 7 | 322.3192 | 16.39% | 425063.5065 | 46240.6057 | 326596.231 | 1221.4128 | 126394.2764 | 925516.0324 | 10.3667 | 7.298% | 8.493% | 113983.7964 | 5624.0091 | 7316.5057 | 1321.6388 | 34717.9081 | 13300.2296 | 4853.809 | 15461.8156 | 45459.8679 | 374007.4 | 140724.3368 | 756771.3169 | 1682287.3493 |  | 4994424.4728 | 336.8331 | 185.3098 | 0.017876 | 151.5232 | 0.014616 | 0.032492 | 0.032492 | TRUE | 0.0024195 | 10.13% | 374007.4 |  | 74.885 | 0.0072236 | 0.032492 | 1458921.5819 | 336.8331
2018 | 8 | 326.4544 | 16.6% | 430516.8842 | 46833.8523 | 330786.3169 | 1237.083 | 128015.8593 | 937389.9958 | 10.9333 | 7.697% | 8.493% | 113983.7964 | 5624.0091 | 7316.5057 | 1321.6388 | 34717.9081 | 13300.2296 | 4853.809 | 15461.8156 | 45581.2417 | 375195.7314 | 141199.074 | 758555.7593 | 1695945.7551 |  | 5000782.2281 | 339.1361 | 187.4487 | 0.017145 | 151.6874 | 0.013874 | 0.031019 | 0.031019 | TRUE | 0.0023137 | 8.144% | 375195.7314 |  | 75.0274 | 0.0068623 | 0.031019 | 1516703.6737 | 339.1361
2018 | 9 | 277.8765 | 14.13% | 366454.0802 | 39864.7693 | 281563.8595 | 1052.9996 | 108966.537 | 797902.2457 | 11.6833 | 8.225% | 8.219% | 110306.8998 | 5442.5894 | 7080.4894 | 1279.0053 | 33597.9756 | 12871.1899 | 4697.2345 | 14963.0473 | 42994.1494 | 352159.1035 | 132276.3273 | 717668.0113 | 1515570.2569 |  | 5005798.668 | 302.7629 | 159.3956 | 0.013643 | 143.3673 | 0.012271 | 0.025914 | 0.025914 | TRUE | 0.0019264 | 3.322% | 352159.1035 |  | 70.3502 | 0.0060214 | 0.025914 | 1433185.8172 | 302.7629
2018 | 10 | 198.8904 | 10.12% | 262289.8605 | 28533.247 | 201529.6033 | 753.6855 | 77992.9037 | 571099.3 | 12.4667 | 8.776% | 8.493% | 113983.7964 | 5624.0091 | 7316.5057 | 1321.6388 | 34717.9081 | 13300.2296 | 4853.809 | 15461.8156 | 41837.0761 | 338537.816 | 126554.2748 | 703508.8791 | 1274608.1791 |  | 5011255.4649 | 254.3491 | 113.9633 | 0.0091414 | 140.3858 | 0.011261 | 0.020402 | 0.020402 | TRUE | 0.0015029 | -0.4073% | 338537.816 |  | 67.5555 | 0.0054189 | 0.020402 | 1155848.496 | 254.3491
2018 | 11 | 78.1173 | 3.973% | 103018.3994 | 11206.8741 | 79153.8686 | 296.0216 | 30632.9192 | 224308.0829 | 13.15 | 9.257% | 8.219% | 110306.8998 | 5442.5894 | 7080.4894 | 1279.0053 | 33597.9756 | 12871.1899 | 4697.2345 | 14963.0473 | 37130.9605 | 294754.5159 | 109343.2542 | 631467.1617 | 855775.2446 |  | 5016812.6064 | 170.5815 | 44.7113 | 0.0034001 | 125.8702 | 0.0095719 | 0.012972 | 0.012972 | TRUE | 0.00093454 | -11.57% | 294754.5159 |  | 58.7533 | 0.0044679 | 0.012972 | 893899.5828 | 170.5815
2018 | 12 | 42.6338 | 2.168% | 56224.0073 | 6116.3382 | 43199.5421 | 161.5587 | 16718.4258 | 122419.8722 | 13.4833 | 9.492% | 8.493% | 113983.7964 | 5624.0091 | 7316.5057 | 1321.6388 | 34717.9081 | 13300.2296 | 4853.809 | 15461.8156 | 37250.7459 | 293634.5391 | 108615.4624 | 636080.4595 | 758500.3317 | 13766996.6586 | 5022446.1508 | 151.0221 | 24.3746 | 0.0018078 | 126.6475 | 0.0093929 | 0.011201 | 0.011201 | TRUE | 0.00079733 | -14.08% | 293634.5391 | 3878082.8694 | 58.4644 | 0.0043361 | 0.011201 | 738281.0719 | 151.0221
2019 | 1 | 26.1128 | 1.328% | 37901.8757 | 4428.7199 | 28612.9687 | 110.1523 | 11006.1178 | 82059.8343 | 13.3 | 9.363% | 8.493% | 124811.2846 | 8441.7536 | 8478.4824 | 1414.2367 | 39021.333 | 17312.2231 | 6126.1591 | 19857.3206 | 55701.2997 | 296268.4516 | 107518.7579 | 684951.3022 | 767011.1365 |  | 5028344.8487 | 152.5375 | 16.3195 | 0.001227 | 136.218 | 0.010242 | 0.011469 | 0.011469 | TRUE | 0.00079904 | -14.51% | 296268.4516 |  | 58.9197 | 0.0044301 | 0.011469 | 761448.8744 | 152.5375
2019 | 2 | 35.0422 | 1.782% | 50862.5272 | 5943.1329 | 38397.2526 | 147.8192 | 14769.6902 | 110120.4221 | 12.7333 | 8.964% | 7.671% | 112732.7732 | 7624.8097 | 7657.9841 | 1277.3751 | 35245.0749 | 15636.8467 | 5533.305 | 17935.6444 | 50856.839 | 270978.097 | 98440.1626 | 623918.9116 | 734039.3337 |  | 5033985.8736 | 145.8167 | 21.8754 | 0.001718 | 123.9413 | 0.0097336 | 0.011452 | 0.011452 | TRUE | 0.00079862 | -17.93% | 270978.097 |  | 53.8297 | 0.0042275 | 0.011452 | 707451.5658 | 145.8167
2019 | 3 | 64.5823 | 3.285% | 93738.9478 | 10953.1133 | 70765.6157 | 272.4288 | 27220.3388 | 202950.4444 | 12 | 8.448% | 8.493% | 124811.2846 | 8441.7536 | 8478.4824 | 1414.2367 | 39021.333 | 17312.2231 | 6126.1591 | 19857.3206 | 57534.671 | 307620.7886 | 111972.8285 | 702591.0812 | 905541.5256 |  | 5039839.6898 | 179.6767 | 40.2692 | 0.0033558 | 139.4074 | 0.011617 | 0.014973 | 0.014973 | TRUE | 0.0010459 | -4.403% | 307620.7886 |  | 61.0378 | 0.0050865 | 0.014973 | 857008.8373 | 179.6767
2019 | 4 | 114.0339 | 5.8% | 165516.3311 | 19340.084 | 124951.9582 | 481.0318 | 48063.3793 | 358352.7845 | 11.2 | 7.885% | 8.219% | 120785.1141 | 8169.4389 | 8204.983 | 1368.6162 | 37762.5803 | 16753.7643 | 5928.5411 | 19216.7619 | 58134.7598 | 312905.5101 | 114327.6247 | 703557.6944 | 1061910.4789 |  | 5045414.9674 | 210.4704 | 71.0254 | 0.0063416 | 139.445 | 0.01245 | 0.018792 | 0.018792 | TRUE | 0.0013148 | 0.2687% | 312905.5101 |  | 62.0178 | 0.0055373 | 0.018792 | 1007481.0355 | 210.4704
2019 | 5 | 208.4788 | 10.6% | 302599.7578 | 35357.869 | 228439.2848 | 879.4305 | 87870.2835 | 655146.6257 | 10.5333 | 7.415% | 8.493% | 124811.2846 | 8441.7536 | 8478.4824 | 1414.2367 | 39021.333 | 17312.2231 | 6126.1591 | 19857.3206 | 64392.4701 | 350084.6614 | 128633.4586 | 768573.3832 | 1423720.0089 |  | 5050667.5494 | 281.8875 | 129.7149 | 0.012315 | 152.1726 | 0.014447 | 0.026761 | 0.026761 | TRUE | 0.001875 | 7.896% | 350084.6614 |  | 69.3145 | 0.0065805 | 0.026761 | 1212333.6676 | 281.8875
2019 | 6 | 271.6633 | 13.82% | 394309.8816 | 46073.9203 | 297673.2962 | 1145.9631 | 114501.4832 | 853704.5444 | 10.2 | 7.181% | 8.219% | 120785.1141 | 8169.4389 | 8204.983 | 1368.6162 | 37762.5803 | 16753.7643 | 5928.5411 | 19216.7619 | 65647.0365 | 359421.9448 | 132578.2707 | 775837.0518 | 1629541.5961 |  | 5055929.966 | 322.303 | 168.8521 | 0.016554 | 153.4509 | 0.015044 | 0.031598 | 0.031598 | TRUE | 0.0022157 | 8.641% | 359421.9448 |  | 71.0892 | 0.0069695 | 0.031598 | 1480669.744 | 322.303
2019 | 7 | 322.3192 | 16.39% | 467835.1995 | 54665.1319 | 353179.1934 | 1359.646 | 135852.0969 | 1012891.2676 | 10.3667 | 7.298% | 8.493% | 124811.2846 | 8441.7536 | 8478.4824 | 1414.2367 | 39021.333 | 17312.2231 | 6126.1591 | 19857.3206 | 69817.8606 | 383678.9808 | 141814.1342 | 820773.7687 | 1833665.0364 |  | 5061685.0369 | 362.2638 | 200.1095 | 0.019303 | 162.1543 | 0.015642 | 0.034945 | 0.034945 | TRUE | 0.0024531 | 9.919% | 383678.9808 |  | 75.8006 | 0.007312 | 0.034945 | 1557805.0601 | 362.2638
2019 | 8 | 326.4544 | 16.6% | 473837.3192 | 55366.4615 | 357710.327 | 1377.0897 | 137595.0195 | 1025886.2168 | 10.9333 | 7.697% | 8.493% | 124811.2846 | 8441.7536 | 8478.4824 | 1414.2367 | 39021.333 | 17312.2231 | 6126.1591 | 19857.3206 | 70014.9361 | 384899.2828 | 142292.9176 | 822669.9295 | 1848556.1463 |  | 5067694.0549 | 364.7726 | 202.4365 | 0.018516 | 162.3361 | 0.014848 | 0.033363 | 0.033363 | TRUE | 0.0023448 | 7.972% | 384899.2828 |  | 75.9516 | 0.0069468 | 0.033363 | 1619595.373 | 364.7726
2019 | 9 | 277.8765 | 14.13% | 403328.2441 | 47127.6888 | 304481.4586 | 1172.1727 | 117120.276 | 873229.8402 | 11.6833 | 8.225% | 8.219% | 120785.1141 | 8169.4389 | 8204.983 | 1368.6162 | 37762.5803 | 16753.7643 | 5928.5411 | 19216.7619 | 65943.1482 | 361255.4845 | 133297.657 | 778686.0894 | 1651915.9296 |  | 5072789.4204 | 325.6425 | 172.14 | 0.014734 | 153.5025 | 0.013139 | 0.027872 | 0.027872 | TRUE | 0.0019583 | 3.227% | 361255.4845 |  | 71.2144 | 0.0060954 | 0.027872 | 1529578.6558 | 325.6425
2019 | 10 | 198.8904 | 10.12% | 288682.5788 | 33731.6886 | 217932.8969 | 838.9837 | 83828.9502 | 625015.0982 | 12.4667 | 8.776% | 8.493% | 124811.2846 | 8441.7536 | 8478.4824 | 1414.2367 | 39021.333 | 17312.2231 | 6126.1591 | 19857.3206 | 63935.5092 | 347255.1343 | 127523.2984 | 764176.735 | 1389191.8332 |  | 5078184.2011 | 273.5607 | 123.0785 | 0.0098726 | 150.4823 | 0.012071 | 0.021943 | 0.021943 | TRUE | 0.001541 | -0.3979% | 347255.1343 |  | 68.3818 | 0.0054852 | 0.021943 | 1231148.6371 | 273.5607
2019 | 11 | 78.1173 | 3.973% | 113384.5477 | 13248.6424 | 85596.5159 | 329.5238 | 32925.1167 | 245484.3466 | 13.15 | 9.257% | 8.219% | 120785.1141 | 8169.4389 | 8204.983 | 1368.6162 | 37762.5803 | 16753.7643 | 5928.5411 | 19216.7619 | 56423.049 | 302306.502 | 110169.1214 | 687088.4722 | 932572.8188 |  | 5083645.8651 | 183.4457 | 48.289 | 0.0036722 | 135.1566 | 0.010278 | 0.01395 | 0.01395 | TRUE | 0.00097827 | -11.39% | 302306.502 |  | 59.4665 | 0.0045222 | 0.01395 | 948328.3881 | 183.4457
2019 | 12 | 42.6338 | 2.168% | 61881.5054 | 7230.6672 | 46715.7242 | 179.8431 | 17969.4308 | 133977.1708 | 13.4833 | 9.492% | 8.493% | 124811.2846 | 8441.7536 | 8478.4824 | 1414.2367 | 39021.333 | 17312.2231 | 6126.1591 | 19857.3206 | 56488.6541 | 301143.7939 | 109431.5904 | 692526.8313 | 826504.0021 | 15004169.8462 | 5089162.3387 | 162.4047 | 26.326 | 0.0019525 | 136.0787 | 0.010092 | 0.012045 | 0.012045 | TRUE | 0.0008442 | -13.82% | 301143.7939 | 3977818.6319 | 59.1735 | 0.0043886 | 0.012045 | 781088.6104 | 162.4047
2020 | 1 | 26.1128 | 1.328% | 41343.4308 | 5030.466 | 30041.5254 | 121.3039 | 11152.5922 | 87689.3183 | 13.3 | 9.363% | 8.47% | 135198.7047 | 11832.7785 | 8983.3461 | 1502.7176 | 43191.3276 | 21220.9743 | 7373.9351 | 23506.8059 | 77841.1151 | 301941.7899 | 107830.9246 | 740424.4193 | 828113.7376 |  | 5094859.9289 | 162.5391 | 17.2113 | 0.0012941 | 145.3277 | 0.010927 | 0.012221 | 0.012221 | TRUE | 0.000752 | -14.55% | 301941.7899 |  | 59.264 | 0.0044559 | 0.012221 | 791250.8745 | 162.5391
2020 | 2 | 35.0422 | 1.782% | 55480.9316 | 6750.6478 | 40314.3082 | 162.7841 | 14966.252 | 117674.9238 | 12.7333 | 8.964% | 7.923% | 126476.2076 | 11069.3734 | 8403.7754 | 1405.7681 | 40404.7903 | 19851.8792 | 6898.1974 | 21990.2378 | 73560.0856 | 285666.1067 | 102110.7876 | 697837.209 | 815512.1328 |  | 5100381.4722 | 159.8924 | 23.0718 | 0.0018119 | 136.8206 | 0.010745 | 0.012557 | 0.012557 | TRUE | 0.0011054 | -15.58% | 285666.1067 |  | 56.0088 | 0.0043986 | 0.012557 | 757160.9446 | 159.8924
2020 | 3 | 64.5823 | 3.285% | 102250.6045 | 12441.3524 | 74298.7233 | 300.0089 | 27582.5994 | 216873.2884 | 12 | 8.448% | 8.47% | 135198.7047 | 11832.7785 | 8983.3461 | 1502.7176 | 43191.3276 | 21220.9743 | 7373.9351 | 23506.8059 | 80526.7063 | 313555.8937 | 112313.1931 | 759206.3829 | 976079.6713 |  | 5106049.1589 | 191.1614 | 42.4738 | 0.0035395 | 148.6876 | 0.012391 | 0.01593 | 0.01593 | TRUE | 0.00095706 | -4.522% | 313555.8937 |  | 61.4087 | 0.0051174 | 0.01593 | 884832.378 | 191.1614
2020 | 4 | 114.0339 | 5.8% | 180545.4969 | 21967.8911 | 131190.4217 | 529.7304 | 48703.0286 | 382936.5688 | 11.2 | 7.885% | 8.197% | 130837.4561 | 11451.0759 | 8693.5608 | 1454.2428 | 41798.0589 | 20536.4268 | 7136.0662 | 22748.5218 | 81526.7789 | 318999.8317 | 114694.7846 | 759876.8047 | 1142813.3735 |  | 5111527.3695 | 223.5757 | 74.9163 | 0.006689 | 148.6594 | 0.013273 | 0.019962 | 0.019962 | TRUE | 0.0011701 | 0.1052% | 318999.8317 |  | 62.4079 | 0.0055721 | 0.019962 | 1032189.222 | 223.5757
2020 | 5 | 208.4788 | 10.6% | 330076.3331 | 40162.0704 | 239844.5493 | 968.4622 | 89039.7013 | 700091.1162 | 10.5333 | 7.415% | 8.47% | 135198.7047 | 11832.7785 | 8983.3461 | 1502.7176 | 43191.3276 | 21220.9743 | 7373.9351 | 23506.8059 | 90572.268 | 356998.9154 | 129079.2986 | 829461.0718 | 1529552.188 |  | 5116441.1678 | 298.9485 | 136.8317 | 0.01299 | 162.1168 | 0.015391 | 0.028381 | 0.028381 | TRUE | 0.0016197 | 7.73% | 356998.9154 |  | 69.7749 | 0.0066242 | 0.028381 | 1231330.7145 | 298.9485
2020 | 6 | 271.6633 | 13.82% | 430113.8929 | 52334.1503 | 312535.2 | 1261.9779 | 116025.3211 | 912270.5422 | 10.2 | 7.181% | 8.197% | 130837.4561 | 11451.0759 | 8693.5608 | 1454.2428 | 41798.0589 | 20536.4268 | 7136.0662 | 22748.5218 | 92531.0441 | 366588.8608 | 133060.9721 | 836836.2865 | 1749106.8287 |  | 5121360.7768 | 341.5317 | 178.1305 | 0.017464 | 163.4012 | 0.01602 | 0.033483 | 0.033483 | TRUE | 0.0018852 | 8.472% | 366588.8608 |  | 71.5804 | 0.0070177 | 0.033483 | 1495581.1011 | 341.5317
2020 | 7 | 322.3192 | 16.39% | 510315.4353 | 62092.6809 | 370812.3343 | 1497.2936 | 137660.0784 | 1082377.8226 | 10.3667 | 7.298% | 8.47% | 135198.7047 | 11832.7785 | 8983.3461 | 1502.7176 | 43191.3276 | 21220.9743 | 7373.9351 | 23506.8059 | 98519.5839 | 391367.866 | 142343.4186 | 885041.4583 | 1967419.2809 |  | 5126615.2636 | 383.7657 | 211.1291 | 0.020366 | 172.6366 | 0.016653 | 0.037019 | 0.037019 | TRUE | 0.0020741 | 9.768% | 391367.866 |  | 76.3404 | 0.007364 | 0.037019 | 1569649.5181 | 383.7657
2020 | 8 | 326.4544 | 16.6% | 516862.5578 | 62889.3027 | 375569.6934 | 1516.5032 | 139426.1967 | 1096264.2537 | 10.9333 | 7.697% | 8.47% | 135198.7047 | 11832.7785 | 8983.3461 | 1502.7176 | 43191.3276 | 21220.9743 | 7373.9351 | 23506.8059 | 98808.2674 | 392616.3062 | 142825.2331 | 887060.3964 | 1983324.6501 |  | 5132042.3813 | 386.4591 | 213.6117 | 0.019538 | 172.8474 | 0.015809 | 0.035347 | 0.035347 | TRUE | 0.0019835 | 7.827% | 392616.3062 |  | 76.5029 | 0.0069972 | 0.035347 | 1631630.4343 | 386.4591
2020 | 9 | 277.8765 | 14.13% | 439951.1382 | 53531.0981 | 319683.2728 | 1290.8409 | 118678.966 | 933135.3159 | 11.6833 | 8.225% | 8.197% | 130837.4561 | 11451.0759 | 8693.5608 | 1454.2428 | 41798.0589 | 20536.4268 | 7136.0662 | 22748.5218 | 92964.7996 | 368464.6791 | 133784.9127 | 839869.8008 | 1773005.1168 |  | 5136848.4536 | 345.1543 | 181.6552 | 0.015548 | 163.499 | 0.013994 | 0.029542 | 0.029542 | TRUE | 0.00167 | 3.078% | 368464.6791 |  | 71.7297 | 0.0061395 | 0.029542 | 1543477.41 | 345.1543
2020 | 10 | 198.8904 | 10.12% | 314895.4504 | 38314.935 | 228813.6101 | 923.9206 | 84944.5841 | 667892.5001 | 12.4667 | 8.776% | 8.47% | 135198.7047 | 11832.7785 | 8983.3461 | 1502.7176 | 43191.3276 | 21220.9743 | 7373.9351 | 23506.8059 | 89902.8946 | 354104.1439 | 127962.1101 | 824779.7384 | 1492672.2385 |  | 5141857.9398 | 290.2982 | 129.8932 | 0.010419 | 160.405 | 0.012867 | 0.023286 | 0.023286 | TRUE | 0.0013426 | -0.5283% | 354104.1439 |  | 68.867 | 0.0055241 | 0.023286 | 1249756.1416 | 290.2982
2020 | 11 | 78.1173 | 3.973% | 123680.0585 | 15048.7833 | 89870.0843 | 362.8841 | 33363.2992 | 262325.1093 | 13.15 | 9.257% | 8.197% | 130837.4561 | 11451.0759 | 8693.5608 | 1454.2428 | 41798.0589 | 20536.4268 | 7136.0662 | 22748.5218 | 79019.4007 | 308156.4275 | 110509.9547 | 742341.1922 | 1004666.3016 |  | 5146914.203 | 195.1978 | 50.9675 | 0.0038759 | 144.2303 | 0.010968 | 0.014844 | 0.014844 | TRUE | 0.0008937 | -11.48% | 308156.4275 |  | 59.8721 | 0.004553 | 0.014844 | 974261.2623 | 195.1978
2020 | 12 | 42.6338 | 2.168% | 67500.4518 | 8213.1241 | 49048.0953 | 198.05 | 18208.5762 | 143168.2975 | 13.4833 | 9.492% | 8.47% | 135198.7047 | 11832.7785 | 8983.3461 | 1502.7176 | 43191.3276 | 21220.9743 | 7373.9351 | 23506.8059 | 78994.4614 | 306929.5498 | 109755.8668 | 748490.4678 | 891658.7653 | 16153924.2851 | 5152004.6813 | 173.0703 | 27.7889 | 0.002061 | 145.2814 | 0.010775 | 0.012836 | 0.012836 | TRUE | 0.00079102 | -13.87% | 306929.5498 | 4065390.3708 | 59.5748 | 0.0044184 | 0.012836 | 809014.0915 | 173.0703
2021 | 1 | 26.1128 | 1.328% | 44188.525 | 5806.5635 | 30797.3467 | 132.4288 | 11297.1775 | 92222.0416 | 13.3 | 9.363% | 8.493% | 146287.5799 | 15670.2657 | 9566.7798 | 1599.4325 | 44687.9522 | 24615.7492 | 8659.6463 | 27059.567 | 103985.3066 | 307878.6505 | 108118.016 | 798128.9456 | 890350.9872 |  | 5157217.8149 | 172.6417 | 17.8821 | 0.0013445 | 154.7596 | 0.011636 | 0.012981 | 0.012981 | TRUE | 0.0007596 | -14.29% | 307878.6505 |  | 59.6986 | 0.0044886 | 0.012981 | 817529.5839 | 172.6417
2021 | 2 | 35.0422 | 1.782% | 59298.9136 | 7792.1339 | 41328.5848 | 177.7132 | 15160.2787 | 123757.6243 | 12.7333 | 8.964% | 7.671% | 132130.7173 | 14153.7884 | 8640.9624 | 1444.6487 | 40363.3116 | 22233.5799 | 7821.616 | 24440.8993 | 95023.0252 | 281605.2733 | 98989.8255 | 726847.6475 | 850605.2718 |  | 5162310.6729 | 164.7722 | 23.9733 | 0.0018827 | 140.7989 | 0.011058 | 0.01294 | 0.01294 | TRUE | 0.00038323 | -17.8% | 281605.2733 |  | 54.5502 | 0.0042841 | 0.01294 | 756573.7837 | 164.7722
2021 | 3 | 64.5823 | 3.285% | 109287.0935 | 14360.7971 | 76168.0212 | 327.5231 | 27940.188 | 228083.6231 | 12 | 8.448% | 8.493% | 146287.5799 | 15670.2657 | 9566.7798 | 1599.4325 | 44687.9522 | 24615.7492 | 8659.6463 | 27059.567 | 107681.7245 | 319702.9234 | 112600.2846 | 818131.905 | 1046215.5281 |  | 5167504.3967 | 202.4605 | 44.1381 | 0.0036782 | 158.3224 | 0.013194 | 0.016872 | 0.016872 | TRUE | 0.00094159 | -4.301% | 319702.9234 |  | 61.868 | 0.0051557 | 0.016872 | 905658.1666 | 202.4605
2021 | 4 | 114.0339 | 5.8% | 192969.9361 | 25357.0849 | 134491.0704 | 578.3127 | 49334.4285 | 402730.8326 | 11.2 | 7.885% | 8.219% | 141568.6257 | 15164.7733 | 9258.174 | 1547.8379 | 43246.4053 | 23821.6928 | 8380.3028 | 26186.6778 | 109159.9664 | 325230.1196 | 114972.6151 | 818537.1906 | 1221268.0232 |  | 5172569.6348 | 236.1047 | 77.8589 | 0.0069517 | 158.2458 | 0.014129 | 0.021081 | 0.021081 | TRUE | 0.0011187 | 0.2839% | 325230.1196 |  | 62.8759 | 0.0056139 | 0.021081 | 1044428.6428 | 236.1047
2021 | 5 | 208.4788 | 10.6% | 352790.9032 | 46358.2517 | 245878.8512 | 1057.281 | 90194.0371 | 736279.3242 | 10.5333 | 7.415% | 8.493% | 146287.5799 | 15670.2657 | 9566.7798 | 1599.4325 | 44687.9522 | 24615.7492 | 8659.6463 | 27059.567 | 121508.3243 | 363932.0909 | 129366.3901 | 892953.7777 | 1629233.102 |  | 5177582.9748 | 314.6706 | 142.2052 | 0.0135 | 172.4654 | 0.016373 | 0.029874 | 0.029874 | TRUE | 0.0014926 | 7.923% | 363932.0909 |  | 70.29 | 0.0066731 | 0.029874 | 1229631.34 | 314.6706
2021 | 6 | 271.6633 | 13.82% | 459712.6589 | 60408.2332 | 320398.342 | 1377.7154 | 117529.5062 | 959426.4557 | 10.2 | 7.181% | 8.219% | 141568.6257 | 15164.7733 | 9258.174 | 1547.8379 | 43246.4053 | 23821.6928 | 8380.3028 | 26186.6778 | 124306.1149 | 373680.3208 | 133338.8026 | 900499.7278 | 1859926.1835 |  | 5182599.1656 | 358.879 | 185.1246 | 0.018149 | 173.7545 | 0.017035 | 0.035184 | 0.035184 | TRUE | 0.0017007 | 8.646% | 373680.3208 |  | 72.1029 | 0.0070689 | 0.035184 | 1480819.0404 | 358.879
2021 | 7 | 322.3192 | 16.39% | 545433.3597 | 71672.3043 | 380141.6835 | 1634.6123 | 139444.7426 | 1138326.7025 | 10.3667 | 7.298% | 8.493% | 146287.5799 | 15670.2657 | 9566.7798 | 1599.4325 | 44687.9522 | 24615.7492 | 8659.6463 | 27059.567 | 132446.9217 | 398922.9828 | 142630.51 | 952147.387 | 2090474.0895 |  | 5187842.8781 | 402.9563 | 219.422 | 0.021166 | 183.5344 | 0.017704 | 0.03887 | 0.03887 | FALSE | 0.0018512 | 9.953% | 398922.9828 |  | 76.8957 | 0.0074176 | 0.03887 | 1548236.5721 | 402.9563
2021 | 8 | 326.4544 | 16.6% | 552431.0297 | 72591.8285 | 385018.734 | 1655.5836 | 141233.7573 | 1152930.9331 | 10.9333 | 7.697% | 8.493% | 146287.5799 | 15670.2657 | 9566.7798 | 1599.4325 | 44687.9522 | 24615.7492 | 8659.6463 | 27059.567 | 132844.2624 | 400194.0147 | 143112.3246 | 954297.5742 | 2107228.5074 |  | 5193203.3235 | 405.7666 | 222.0077 | 0.020306 | 183.7589 | 0.016807 | 0.037113 | 0.037113 | TRUE | 0.0017659 | 7.99% | 400194.0147 |  | 77.0611 | 0.0070483 | 0.037113 | 1608940.8856 | 405.7666
2021 | 9 | 277.8765 | 14.13% | 470226.8652 | 61789.8454 | 327726.2547 | 1409.2255 | 120217.5537 | 981369.7445 | 11.6833 | 8.225% | 8.219% | 141568.6257 | 15164.7733 | 9258.174 | 1547.8379 | 43246.4053 | 23821.6928 | 8380.3028 | 26186.6778 | 124903.1311 | 375590.0839 | 134062.7432 | 903730.4477 | 1885100.1922 |  | 5198143.0315 | 362.6488 | 188.7924 | 0.016159 | 173.8564 | 0.014881 | 0.03104 | 0.03104 | TRUE | 0.0014974 | 3.197% | 375590.0839 |  | 72.2547 | 0.0061844 | 0.03104 | 1525924.4689 | 362.6488
2021 | 10 | 198.8904 | 10.12% | 336565.3311 | 44226.1413 | 234570.3821 | 1008.6545 | 86045.8297 | 702416.3388 | 12.4667 | 8.776% | 8.493% | 146287.5799 | 15670.2657 | 9566.7798 | 1599.4325 | 44687.9522 | 24615.7492 | 8659.6463 | 27059.567 | 120587.0061 | 360984.9356 | 128249.2016 | 887968.1158 | 1590384.4545 |  | 5203221.4699 | 305.6538 | 134.9964 | 0.010829 | 170.6574 | 0.013689 | 0.024518 | 0.024518 | TRUE | 0.0012317 | -0.4008% | 360984.9356 |  | 69.3772 | 0.005565 | 0.024518 | 1246983.1319 | 305.6538
2021 | 11 | 78.1173 | 3.973% | 132191.2393 | 17370.501 | 92131.1455 | 396.1647 | 33795.8304 | 275884.8809 | 13.15 | 9.257% | 8.219% | 141568.6257 | 15164.7733 | 9258.174 | 1547.8379 | 43246.4053 | 23821.6928 | 8380.3028 | 26186.6778 | 105708.8388 | 314190.4929 | 110787.7851 | 799861.6063 | 1075746.4872 |  | 5208331.8046 | 206.5434 | 52.9699 | 0.0040281 | 153.5735 | 0.011679 | 0.015707 | 0.015707 | TRUE | 0.00086278 | -11.32% | 314190.4929 |  | 60.3246 | 0.0045874 | 0.015707 | 989876.0999 | 206.5434
2021 | 12 | 42.6338 | 2.168% | 72145.5705 | 9480.2402 | 50282.1072 | 216.2135 | 18444.6373 | 150568.7687 | 13.4833 | 9.492% | 8.493% | 146287.5799 | 15670.2657 | 9566.7798 | 1599.4325 | 44687.9522 | 24615.7492 | 8659.6463 | 27059.567 | 105572.7597 | 312956.669 | 110042.9583 | 806719.3595 | 957288.1282 | 17203820.9549 | 5213464.9587 | 183.6184 | 28.8807 | 0.002142 | 154.7377 | 0.011476 | 0.013618 | 0.013618 | TRUE | 0.00078231 | -13.65% | 312956.669 | 4134868.5572 | 60.0285 | 0.0044521 | 0.013618 | 831922.7755 | 183.6184
2022 | 1 | 26.1128 | 1.328% | 46912.765 | 6492.9542 | 31557.0049 | 143.5732 | 11443.128 | 96549.4252 | 13.3 | 9.363% | 8.493% | 157034.4895 | 19880.6277 | 10124.6502 | 1692.0304 | 46094.5586 | 27781.8693 | 9926.9397 | 30833.5075 | 147251.424 | 311717.5859 | 108118.016 | 870455.699 | 967005.1242 |  | 5218681.4178 | 185.2968 | 18.5007 | 0.001391 | 166.7961 | 0.012541 | 0.013932 | 0.013932 | TRUE | 0.00095151 | -14.38% | 311717.5859 |  | 59.7311 | 0.0044911 | 0.013932 | 840001.9065 | 185.2968
2022 | 2 | 35.0422 | 1.782% | 62954.715 | 8713.2379 | 42348.0101 | 192.6685 | 15356.1373 | 129564.7688 | 12.7333 | 8.964% | 7.671% | 141837.6034 | 17956.696 | 9144.8454 | 1528.2856 | 41633.7949 | 25093.3013 | 8966.2681 | 27849.6196 | 134636.9484 | 285120.0198 | 98989.8255 | 792757.208 | 922321.9768 |  | 5223815.6568 | 176.561 | 24.8027 | 0.0019479 | 151.7583 | 0.011918 | 0.013866 | 0.013866 | TRUE | 0.00092582 | -17.93% | 285120.0198 |  | 54.5808 | 0.0042864 | 0.013866 | 775729.3207 | 176.561
2022 | 3 | 64.5823 | 3.285% | 116024.6859 | 16058.3792 | 78046.8083 | 355.0854 | 28301.1527 | 238786.1116 | 12 | 8.448% | 8.493% | 157034.4895 | 19880.6277 | 10124.6502 | 1692.0304 | 46094.5586 | 27781.8693 | 9926.9397 | 30833.5075 | 152743.812 | 323700.7579 | 112600.2846 | 892413.5275 | 1131199.6391 |  | 5229019.6002 | 216.3311 | 45.6656 | 0.0038055 | 170.6656 | 0.014222 | 0.018028 | 0.018028 | TRUE | 0.0011559 | -4.368% | 323700.7579 |  | 61.9047 | 0.0051587 | 0.018028 | 922588.2556 | 216.3311
2022 | 4 | 114.0339 | 5.8% | 204866.6087 | 28354.5322 | 137808.4742 | 626.9799 | 49971.7895 | 421628.3845 | 11.2 | 7.885% | 8.219% | 151968.8608 | 19239.3171 | 9798.0486 | 1637.4488 | 44607.6374 | 26885.68 | 9606.7158 | 29838.8782 | 155174.3799 | 329311.8584 | 114972.6151 | 893041.4402 | 1314669.8247 |  | 5234136.256 | 251.1723 | 80.5536 | 0.0071923 | 170.6187 | 0.015234 | 0.022426 | 0.022426 | TRUE | 0.0013453 | 0.2768% | 329311.8584 |  | 62.9162 | 0.0056175 | 0.022426 | 1052631.7288 | 251.1723
2022 | 5 | 208.4788 | 10.6% | 374540.6013 | 51838.2356 | 251943.7849 | 1146.2552 | 91359.2714 | 770828.1484 | 10.5333 | 7.415% | 8.493% | 157034.4895 | 19880.6277 | 10124.6502 | 1692.0304 | 46094.5586 | 27781.8693 | 9926.9397 | 30833.5075 | 173288.3097 | 368524.294 | 129366.3901 | 974547.6667 | 1745375.8152 |  | 5239238.1846 | 333.1354 | 147.126 | 0.013968 | 186.0094 | 0.017659 | 0.031627 | 0.031627 | TRUE | 0.001753 | 8.094% | 368524.294 |  | 70.3393 | 0.0066778 | 0.031627 | 1223803.9998 | 333.1354
2022 | 6 | 271.6633 | 13.82% | 488054.1254 | 67549.0578 | 328301.3995 | 1493.6554 | 119047.8926 | 1004446.1308 | 10.2 | 7.181% | 8.219% | 151968.8608 | 19239.3171 | 9798.0486 | 1637.4488 | 44607.6374 | 26885.68 | 9606.7158 | 29838.8782 | 177679.5525 | 378413.152 | 133338.8026 | 983014.0939 | 1987460.2247 |  | 5244340.2602 | 378.9724 | 191.5296 | 0.018777 | 187.4429 | 0.018377 | 0.037154 | 0.037154 | TRUE | 0.0019699 | 8.871% | 378413.152 |  | 72.1565 | 0.0070742 | 0.037154 | 1461578.3906 | 378.9724
2022 | 7 | 322.3192 | 16.39% | 579059.5412 | 80144.6487 | 389518.3913 | 1772.1711 | 141246.2563 | 1191741.0085 | 10.3667 | 7.298% | 8.493% | 157034.4895 | 19880.6277 | 10124.6502 | 1692.0304 | 46094.5586 | 27781.8693 | 9926.9397 | 30833.5075 | 189541.618 | 403985.407 | 142630.51 | 1039526.208 | 2231267.2165 |  | 5249596.8518 | 425.0359 | 227.0157 | 0.021899 | 198.0202 | 0.019102 | 0.041 | 0.041 | TRUE | 0.0021299 | 10.23% | 403985.407 |  | 76.9555 | 0.0074234 | 0.041 | 1522372.7741 | 425.0359
2022 | 8 | 326.4544 | 16.6% | 586488.6203 | 81172.8693 | 394515.7408 | 1794.9072 | 143058.3836 | 1207030.5212 | 10.9333 | 7.697% | 8.493% | 157034.4895 | 19880.6277 | 10124.6502 | 1692.0304 | 46094.5586 | 27781.8693 | 9926.9397 | 30833.5075 | 190132.0138 | 405273.5195 | 143112.3246 | 1041886.5308 | 2248917.052 |  | 5254931.9504 | 427.9631 | 229.6948 | 0.021009 | 198.2683 | 0.018134 | 0.039143 | 0.039143 | TRUE | 0.0020302 | 8.214% | 405273.5195 |  | 77.1225 | 0.0070539 | 0.039143 | 1581642.9045 | 427.9631
2022 | 9 | 277.8765 | 14.13% | 499216.5366 | 69093.9897 | 335810.0651 | 1527.8172 | 121770.6675 | 1027419.0761 | 11.6833 | 8.225% | 8.219% | 151968.8608 | 19239.3171 | 9798.0486 | 1637.4488 | 44607.6374 | 26885.68 | 9606.7158 | 29838.8782 | 178566.6396 | 380348.5793 | 134062.7432 | 986560.5488 | 2013979.6249 |  | 5259983.1401 | 382.8871 | 195.3274 | 0.016718 | 187.5596 | 0.016054 | 0.032772 | 0.032772 | TRUE | 0.0017322 | 3.288% | 380348.5793 |  | 72.3098 | 0.0061891 | 0.032772 | 1503847.2273 | 382.8871
2022 | 10 | 198.8904 | 10.12% | 357314.7164 | 49454.0896 | 240356.3772 | 1093.5366 | 87157.4724 | 735376.1922 | 12.4667 | 8.776% | 8.493% | 157034.4895 | 19880.6277 | 10124.6502 | 1692.0304 | 46094.5586 | 27781.8693 | 9926.9397 | 30833.5075 | 171919.3527 | 365537.5337 | 128249.2016 | 969074.761 | 1704450.9532 |  | 5265129.0518 | 323.7244 | 139.6692 | 0.011203 | 184.0553 | 0.014764 | 0.025967 | 0.025967 | TRUE | 0.0014495 | -0.4028% | 365537.5337 |  | 69.4261 | 0.0055689 | 0.025967 | 1240064.5715 | 323.7244
2022 | 11 | 78.1173 | 3.973% | 140340.8812 | 19423.8586 | 94403.6846 | 429.5034 | 34232.4453 | 288830.3731 | 13.15 | 9.257% | 8.219% | 151968.8608 | 19239.3171 | 9798.0486 | 1637.4488 | 44607.6374 | 26885.68 | 9606.7158 | 29838.8782 | 150046.461 | 318123.8769 | 110787.7851 | 872540.7098 | 1161371.0829 |  | 5270297.3946 | 220.3616 | 54.8034 | 0.0041676 | 165.5582 | 0.01259 | 0.016758 | 0.016758 | TRUE | 0.0010508 | -11.45% | 318123.8769 |  | 60.3617 | 0.0045902 | 0.016758 | 1001509.8883 | 220.3616
2022 | 12 | 42.6338 | 2.168% | 76593.3734 | 10600.8943 | 51522.3832 | 234.4086 | 18682.9272 | 157633.9867 | 13.4833 | 9.492% | 8.493% | 157034.4895 | 19880.6277 | 10124.6502 | 1692.0304 | 46094.5586 | 27781.8693 | 9926.9397 | 30833.5075 | 149610.1693 | 316863.8448 | 110042.9583 | 879885.6454 | 1037519.6321 | 18465538.1662 | 5275479.2527 | 196.6683 | 29.8805 | 0.0022161 | 166.7878 | 0.01237 | 0.014586 | 0.014586 | TRUE | 0.00096786 | -13.76% | 316863.8448 | 4186920.4292 | 60.0635 | 0.0044546 | 0.014586 | 851106.5465 | 196.6683
2023 | 1 | 26.1128 | 1.328% | 46714.0425 | 7114.6244 | 32311.3716 | 154.6907 | 11587.1958 | 97881.925 | 13.3 | 9.363% | 8.493% | 167742.1745 | 24469.3765 | 10691.4262 | 1784.6284 | 47543.0006 | 31211.4327 | 11191.7716 | 34640.439 | 183551.3791 | 314480.0036 | 108118.016 | 935423.6482 | 1033305.5732 |  | 5280717.4208 | 195.6752 | 18.5357 | 0.0013937 | 177.1395 | 0.013319 | 0.014712 | 0.014712 | TRUE | 0.00078033 | -14.44% | 314480.0036 |  | 59.5525 | 0.0044776 | 0.014712
2023 | 2 | 35.0422 | 1.782% | 62688.0388 | 9547.4899 | 43360.3347 | 207.5876 | 15549.4695 | 131352.9206 | 12.7333 | 8.964% | 7.671% | 151509.0609 | 22101.3724 | 9656.772 | 1611.9224 | 42942.065 | 28190.9714 | 10108.6969 | 31288.1384 | 167871.0132 | 287649.6747 | 98989.8255 | 851919.5128 | 983272.4334 |  | 5285898.8016 | 186.018 | 24.8497 | 0.0019515 | 161.1683 | 0.012657 | 0.014609 | 0.014609 | FALSE | 0.0007427 | -18.03% | 287649.6747 |  | 54.4183 | 0.0042737 | 0.014609
2023 | 3 | 64.5823 | 3.285% | 115533.2053 | 17595.8944 | 79912.5088 | 382.5811 | 28657.4614 | 242081.6511 | 12 | 8.448% | 8.493% | 167742.1745 | 24469.3765 | 10691.4262 | 1784.6284 | 47543.0006 | 31211.4327 | 11191.7716 | 34640.439 | 190544.7768 | 326579.2513 | 112600.2846 | 958998.5621 | 1201080.2131 |  | 5291129.8777 | 226.9988 | 45.7524 | 0.0038127 | 181.2465 | 0.015104 | 0.018917 | 0.018917 | TRUE | 0.00088898 | -4.413% | 326579.2513 |  | 61.722 | 0.0051435 | 0.018917
2023 | 4 | 114.0339 | 5.8% | 203998.7937 | 31069.3469 | 141102.7708 | 675.5295 | 50600.9294 | 427447.3703 | 11.2 | 7.885% | 8.219% | 162331.1366 | 23680.0418 | 10346.5415 | 1727.0597 | 46009.3554 | 30204.6122 | 10830.7467 | 33523.0054 | 193766.7619 | 332252.9959 | 114972.6151 | 959644.8724 | 1387092.2427 |  | 5296301.9653 | 261.8983 | 80.7068 | 0.007206 | 181.1915 | 0.016178 | 0.023384 | 0.023384 | TRUE | 0.00095768 | 0.2792% | 332252.9959 |  | 62.733 | 0.0056012 | 0.023384
2023 | 5 | 208.4788 | 10.6% | 372954.0473 | 56801.5058 | 257966.4738 | 1235.0145 | 92509.4755 | 781466.5169 | 10.5333 | 7.415% | 8.493% | 167742.1745 | 24469.3765 | 10691.4262 | 1784.6284 | 47543.0006 | 31211.4327 | 11191.7716 | 34640.439 | 216703.8617 | 371836.9729 | 129366.3901 | 1047181.4741 | 1828647.991 |  | 5301485.1112 | 344.9313 | 147.4052 | 0.013994 | 197.5261 | 0.018752 | 0.032747 | 0.032747 | TRUE | 0.0011199 | 8.309% | 371836.9729 |  | 70.1383 | 0.0066587 | 0.032747
2023 | 6 | 271.6633 | 13.82% | 485986.7281 | 74016.5663 | 336149.4089 | 1609.3153 | 120546.6937 | 1018308.7123 | 10.2 | 7.181% | 8.219% | 162331.1366 | 23680.0418 | 10346.5415 | 1727.0597 | 46009.3554 | 30204.6122 | 10830.7467 | 33523.0054 | 222422.3528 | 381829.9119 | 133338.8026 | 1056243.5667 | 2074552.279 |  | 5306665.8266 | 390.9333 | 191.8924 | 0.018813 | 199.0409 | 0.019514 | 0.038327 | 0.038327 | TRUE | 0.0011726 | 9.143% | 381829.9119 |  | 71.9529 | 0.0070542 | 0.038327
2023 | 7 | 322.3192 | 16.39% | 576606.6449 | 87818.1265 | 398829.7861 | 1909.3976 | 143024.5326 | 1208188.4877 | 10.3667 | 7.298% | 8.493% | 167742.1745 | 24469.3765 | 10691.4262 | 1784.6284 | 47543.0006 | 31211.4327 | 11191.7716 | 34640.439 | 237399.022 | 407641.5818 | 142630.51 | 1116945.3633 | 2325133.851 |  | 5311951.1835 | 437.7175 | 227.4472 | 0.02194 | 210.2703 | 0.020283 | 0.042224 | 0.042224 | TRUE | 0.0012233 | 10.57% | 407641.5818 |  | 76.7405 | 0.0074026 | 0.042224
2023 | 8 | 326.4544 | 16.6% | 584004.2544 | 88944.7944 | 403946.5968 | 1933.8944 | 144859.4744 | 1223689.0143 | 10.9333 | 7.697% | 8.493% | 167742.1745 | 24469.3765 | 10691.4262 | 1784.6284 | 47543.0006 | 31211.4327 | 11191.7716 | 34640.439 | 238150.7665 | 408942.1718 | 143112.3246 | 1119479.5123 | 2343168.5266 |  | 5317288.9208 | 440.6698 | 230.134 | 0.021049 | 210.5358 | 0.019256 | 0.040305 | 0.040305 | TRUE | 0.0011622 | 8.484% | 408942.1718 |  | 76.908 | 0.0070343 | 0.040305
2023 | 9 | 277.8765 | 14.13% | 497101.8553 | 75709.4182 | 343837.5683 | 1646.1224 | 123303.7481 | 1041598.7123 | 11.6833 | 8.225% | 8.219% | 162331.1366 | 23680.0418 | 10346.5415 | 1727.0597 | 46009.3554 | 30204.6122 | 10830.7467 | 33523.0054 | 223551.8711 | 383784.0867 | 134062.7432 | 1060051.2005 | 2101649.9127 |  | 5322436.1863 | 394.8662 | 195.6996 | 0.01675 | 199.1665 | 0.017047 | 0.033797 | 0.033797 | TRUE | 0.0010253 | 3.386% | 383784.0867 |  | 72.1068 | 0.0061718 | 0.033797
2023 | 10 | 198.8904 | 10.12% | 355801.1312 | 54189.0889 | 246102.0703 | 1178.2137 | 88254.7763 | 745525.2804 | 12.4667 | 8.776% | 8.493% | 167742.1745 | 24469.3765 | 10691.4262 | 1784.6284 | 47543.0006 | 31211.4327 | 11191.7716 | 34640.439 | 214960.7838 | 368821.2812 | 128249.2016 | 1041305.516 | 1786830.7964 |  | 5327648.4323 | 335.3883 | 139.9351 | 0.011225 | 195.4531 | 0.015678 | 0.026903 | 0.026903 | TRUE | 0.0009356 | -0.4104% | 368821.2812 |  | 69.2278 | 0.005553 | 0.026903
2023 | 11 | 78.1173 | 3.973% | 139746.3972 | 21283.6028 | 96660.3944 | 462.7616 | 34663.4284 | 292816.5845 | 13.15 | 9.257% | 8.219% | 162331.1366 | 23680.0418 | 10346.5415 | 1727.0597 | 46009.3554 | 30204.6122 | 10830.7467 | 33523.0054 | 187237.4386 | 320956.6415 | 110787.7851 | 937634.3647 | 1230450.9492 |  | 5332876.557 | 230.7293 | 54.9078 | 0.0041755 | 175.8215 | 0.01337 | 0.017546 | 0.017546 | TRUE | 0.00078842 | -11.58% | 320956.6415 |  | 60.1845 | 0.0045768 | 0.017546
2023 | 12 | 42.6338 | 2.168% | 76268.9238 | 11615.8807 | 52754.0202 | 252.5599 | 18918.1434 | 159809.528 | 13.4833 | 9.492% | 8.493% | 167742.1745 | 24469.3765 | 10691.4262 | 1784.6284 | 47543.0006 | 31211.4327 | 11191.7716 | 34640.439 | 186554.7437 | 319676.112 | 110042.9583 | 945548.0634 | 1105357.5914 | 19400542.3597 | 5338112.089 | 207.069 | 29.9375 | 0.0022203 | 177.1315 | 0.013137 | 0.015357 | 0.015357 | TRUE | 0.00077137 | -13.85% | 319676.112 | 4224450.6853 | 59.8856 | 0.0044415 | 0.015357
2024 | 1 | 26.1128 | 1.328% | 45678.3628 | 7880.1602 | 32966.3564 | 165.7754 | 11728.9366 | 98419.5913 | 13.3 | 9.363% | 8.47% | 177913.939 | 29348.9103 | 11256.2338 | 1872.0972 | 48841.6294 | 34576.9123 | 12419.5347 | 38381.1593 | 213817.5154 | 315479.7903 | 107830.9246 | 991738.6462 | 1090158.2375 |  | 5343385.5298 | 204.0201 | 18.419 | 0.0013849 | 185.6012 | 0.013955 | 0.01534 | 0.01534 | TRUE | 0.00062744 | -14.66% | 315479.7903 |  | 59.0412 | 0.0044392 | 0.01534
2024 | 2 | 35.0422 | 1.782% | 61298.2055 | 10574.8028 | 44239.2933 | 222.4627 | 15739.679 | 132074.4434 | 12.7333 | 8.964% | 7.923% | 166435.6203 | 27455.4322 | 10530.0251 | 1751.3168 | 45690.5565 | 32346.1438 | 11618.2744 | 35904.9554 | 202302.6808 | 298486.4925 | 102110.7876 | 934632.2855 | 1066706.7289 |  | 5348619.574 | 199.4359 | 24.6932 | 0.0019393 | 174.7427 | 0.013723 | 0.015663 | 0.015663 | TRUE | 0.0010538 | -15.81% | 298486.4925 |  | 55.8063 | 0.0043827 | 0.015663
2024 | 3 | 64.5823 | 3.285% | 112971.7614 | 19489.2182 | 81532.4175 | 409.9958 | 29008.0149 | 243411.4078 | 12 | 8.448% | 8.47% | 177913.939 | 29348.9103 | 11256.2338 | 1872.0972 | 48841.6294 | 34576.9123 | 12419.5347 | 38381.1593 | 222080.5524 | 327658.5912 | 112313.1931 | 1016662.7528 | 1260074.1606 |  | 5353889.4375 | 235.3568 | 45.4644 | 0.0037887 | 189.8924 | 0.015824 | 0.019613 | 0.019613 | TRUE | 0.0006965 | -4.634% | 327658.5912 |  | 61.2001 | 0.0051 | 0.019613
2024 | 4 | 114.0339 | 5.8% | 199476.0119 | 34412.4185 | 143963.0691 | 723.936 | 51219.9071 | 429795.3426 | 11.2 | 7.885% | 8.197% | 172174.7797 | 28402.1713 | 10893.1294 | 1811.707 | 47266.0929 | 33461.528 | 12018.9046 | 37143.0573 | 225986.1061 | 333404.0908 | 114694.7846 | 1017256.3519 | 1447051.6945 |  | 5359119.6368 | 270.0167 | 80.1989 | 0.0071606 | 189.8178 | 0.016948 | 0.024109 | 0.024109 | TRUE | 0.00072486 | 0.1081% | 333404.0908 |  | 62.2125 | 0.0055547 | 0.024109
2024 | 5 | 208.4788 | 10.6% | 364685.421 | 62913.3659 | 263195.7195 | 1323.5121 | 93641.1011 | 785759.1196 | 10.5333 | 7.415% | 8.47% | 177913.939 | 29348.9103 | 11256.2338 | 1872.0972 | 48841.6294 | 34576.9123 | 12419.5347 | 38381.1593 | 252988.7744 | 373213.8854 | 129079.2986 | 1109892.3743 | 1895651.4939 |  | 5364378.1867 | 353.3777 | 146.4772 | 0.013906 | 206.9005 | 0.019642 | 0.033549 | 0.033549 | TRUE | 0.00080187 | 8.346% | 373213.8854 |  | 69.5726 | 0.006605 | 0.033549
2024 | 6 | 271.6633 | 13.82% | 475212.0961 | 81980.7723 | 342963.5031 | 1724.6342 | 122021.2856 | 1023902.2913 | 10.2 | 7.181% | 8.197% | 172174.7797 | 28402.1713 | 10893.1294 | 1811.707 | 47266.0929 | 33461.528 | 12018.9046 | 37143.0573 | 259844.0704 | 383306.9782 | 133060.9721 | 1119383.391 | 2143285.6823 |  | 5369633.7222 | 399.1493 | 190.6838 | 0.018694 | 208.4655 | 0.020438 | 0.039132 | 0.039132 | TRUE | 0.00080549 | 9.248% | 383306.9782 |  | 71.3842 | 0.0069985 | 0.039132
2024 | 7 | 322.3192 | 16.39% | 563822.9122 | 97267.3847 | 406914.4761 | 2046.2196 | 144774.0854 | 1214825.0781 | 10.3667 | 7.298% | 8.47% | 177913.939 | 29348.9103 | 11256.2338 | 1872.0972 | 48841.6294 | 34576.9123 | 12419.5347 | 38381.1593 | 277441.1056 | 409253.9119 | 142343.4186 | 1183648.8521 | 2398473.9301 |  | 5374960.0945 | 446.231 | 226.0156 | 0.021802 | 220.2154 | 0.021243 | 0.043045 | 0.043045 | TRUE | 0.00082124 | 10.75% | 409253.9119 |  | 76.1408 | 0.0073448 | 0.043045
2024 | 8 | 326.4544 | 16.6% | 571056.512 | 98515.2825 | 412135.0098 | 2072.4717 | 146631.4732 | 1230410.7492 | 10.9333 | 7.697% | 8.47% | 177913.939 | 29348.9103 | 11256.2338 | 1872.0972 | 48841.6294 | 34576.9123 | 12419.5347 | 38381.1593 | 278329.328 | 410563.0533 | 142825.2331 | 1186328.0304 | 2416738.7796 |  | 5380321.6496 | 449.1811 | 228.6872 | 0.020917 | 220.4939 | 0.020167 | 0.041084 | 0.041084 | TRUE | 0.00077847 | 8.599% | 410563.0533 |  | 76.3083 | 0.0069794 | 0.041084
2024 | 9 | 277.8765 | 14.13% | 486080.7939 | 83855.7756 | 350807.5095 | 1764.0788 | 124812.0658 | 1047320.2235 | 11.6833 | 8.225% | 8.197% | 172174.7797 | 28402.1713 | 10893.1294 | 1811.707 | 47266.0929 | 33461.528 | 12018.9046 | 37143.0573 | 261178.6508 | 385274.0019 | 133784.9127 | 1123408.9357 | 2170729.1592 |  | 5385554.9074 | 403.0651 | 194.4684 | 0.016645 | 208.5967 | 0.017854 | 0.034499 | 0.034499 | TRUE | 0.00070176 | 3.339% | 385274.0019 |  | 71.5384 | 0.0061231 | 0.034499
2024 | 10 | 198.8904 | 10.12% | 347912.7959 | 60019.852 | 251090.8124 | 1262.6411 | 89334.3561 | 749620.4576 | 12.4667 | 8.776% | 8.47% | 177913.939 | 29348.9103 | 11256.2338 | 1872.0972 | 48841.6294 | 34576.9123 | 12419.5347 | 38381.1593 | 250929.2437 | 370178.3653 | 127962.1101 | 1103680.135 | 1853300.5926 |  | 5390832.5837 | 343.7875 | 139.0547 | 0.011154 | 204.7328 | 0.016422 | 0.027577 | 0.027577 | TRUE | 0.00067373 | -0.5627% | 370178.3653 |  | 68.6681 | 0.0055081 | 0.027577
2024 | 11 | 78.1173 | 3.973% | 136648.1316 | 23573.7252 | 98619.8 | 495.9218 | 35087.4501 | 294425.0286 | 13.15 | 9.257% | 8.197% | 172174.7797 | 28402.1713 | 10893.1294 | 1811.707 | 47266.0929 | 33461.528 | 12018.9046 | 37143.0573 | 218271.3954 | 322033.4621 | 110509.9547 | 993986.1825 | 1288411.2111 |  | 5396121.6513 | 238.7662 | 54.5623 | 0.0041492 | 184.2038 | 0.014008 | 0.018157 | 0.018157 | TRUE | 0.00061117 | -11.86% | 322033.4621 |  | 59.6787 | 0.0045383 | 0.018157
2024 | 12 | 42.6338 | 2.168% | 74577.9937 | 12865.7531 | 53823.3984 | 270.6576 | 19149.5603 | 160687.3631 | 13.4833 | 9.492% | 8.47% | 177913.939 | 29348.9103 | 11256.2338 | 1872.0972 | 48841.6294 | 34576.9123 | 12419.5347 | 38381.1593 | 217366.1357 | 320710.0634 | 109755.8668 | 1002442.4819 | 1163129.845 | 20193711.5153 | 5401414.1942 | 215.338 | 29.7491 | 0.0022064 | 185.5889 | 0.013764 | 0.015971 | 0.015971 | TRUE | 0.00061328 | -14.09% | 320710.0634 | 4249562.6864 | 59.3752 | 0.0044036 | 0.015971
2025 | 1 | 26.1128 | 1.328% | 45880.706 | 8581.3404 | 33375.1985 | 167.8312 | 11874.3965 | 99879.4726 | 13.3 | 9.363% | 8.493% | 189138.0638 | 34820.1381 | 11918.1631 | 1969.8242 | 50449.831 | 38142.7077 | 13720.2129 | 42513.8727 | 240968.616 | 317352.7955 | 108118.016 | 1049112.2411 | 1148991.7137 |  | 5406732.2633 | 212.5113 | 18.4732 | 0.001389 | 194.0381 | 0.014589 | 0.015978 | 0.015978 | TRUE | 0.00063843 | -14.41% | 317352.7955 |  | 58.6959 | 0.0044132 | 0.015978
2025 | 2 | 35.0422 | 1.782% | 61569.7406 | 11515.7535 | 44787.9401 | 225.2215 | 15934.8793 | 134033.535 | 12.7333 | 8.964% | 7.671% | 170834.3802 | 31450.4473 | 10764.7925 | 1779.196 | 45567.5893 | 34451.4779 | 12392.4504 | 38399.627 | 220434.1454 | 290282.3606 | 98989.8255 | 955346.2921 | 1089379.8271 |  | 5412022.8806 | 201.2888 | 24.7659 | 0.001945 | 176.523 | 0.013863 | 0.015808 | 0.015808 | TRUE | 0.00014552 | -18.11% | 290282.3606 |  | 53.6366 | 0.0042123 | 0.015808
2025 | 3 | 64.5823 | 3.285% | 113472.1968 | 21223.3776 | 82543.5661 | 415.0802 | 29367.7664 | 247021.9871 | 12 | 8.448% | 8.493% | 189138.0638 | 34820.1381 | 11918.1631 | 1969.8242 | 50449.831 | 38142.7077 | 13720.2129 | 42513.8727 | 250320.6089 | 329579.328 | 112600.2846 | 1075173.035 | 1322195.0221 |  | 5417339.5802 | 244.0672 | 45.5984 | 0.0037999 | 198.4688 | 0.016539 | 0.020339 | 0.020339 | TRUE | 0.00072587 | -4.418% | 329579.328 |  | 60.8379 | 0.0050698 | 0.020339
2025 | 4 | 114.0339 | 5.8% | 200359.6386 | 37474.4508 | 145748.4701 | 732.9137 | 51855.1261 | 436170.5992 | 11.2 | 7.885% | 8.219% | 183036.836 | 33696.9078 | 11533.7063 | 1906.2815 | 48822.4171 | 36912.2977 | 13277.6254 | 41142.4575 | 254773.9948 | 335326.8111 | 114972.6151 | 1075401.9502 | 1511572.5494 |  | 5422629.6093 | 278.7527 | 80.4353 | 0.0071817 | 198.3174 | 0.017707 | 0.024889 | 0.024889 | TRUE | 0.00078 | 0.2974% | 335326.8111 |  | 61.8384 | 0.0055213 | 0.024889
2025 | 5 | 208.4788 | 10.6% | 366300.8823 | 68511.4252 | 266459.8197 | 1339.9252 | 94802.4191 | 797414.4716 | 10.5333 | 7.415% | 8.493% | 189138.0638 | 34820.1381 | 11918.1631 | 1969.8242 | 50449.831 | 38142.7077 | 13720.2129 | 42513.8727 | 285302.1136 | 375313.1638 | 129366.3901 | 1172654.481 | 1970068.9526 |  | 5427176.8442 | 363.0007 | 146.9299 | 0.013949 | 216.0708 | 0.020513 | 0.034462 | 0.034462 | TRUE | 0.00091358 | 8.612% | 375313.1638 |  | 69.1544 | 0.0065653 | 0.034462
2025 | 6 | 271.6633 | 13.82% | 477317.1617 | 89275.458 | 347216.8673 | 1746.0218 | 123534.569 | 1039090.0777 | 10.2 | 7.181% | 8.219% | 183036.836 | 33696.9078 | 11533.7063 | 1906.2815 | 48822.4171 | 36912.2977 | 13277.6254 | 41142.4575 | 293093.9777 | 385425.2793 | 133338.8026 | 1182186.5889 | 2221276.6666 |  | 5431720.3103 | 408.9453 | 191.3004 | 0.018755 | 217.645 | 0.021338 | 0.040093 | 0.040093 | TRUE | 0.00096039 | 9.514% | 385425.2793 |  | 70.9582 | 0.0069567 | 0.040093
2025 | 7 | 322.3192 | 16.39% | 566320.5006 | 105922.28 | 411960.9473 | 2071.5952 | 146569.5444 | 1232844.8676 | 10.3667 | 7.298% | 8.493% | 189138.0638 | 34820.1381 | 11918.1631 | 1969.8242 | 50449.831 | 38142.7077 | 13720.2129 | 42513.8727 | 312976.9291 | 411494.4395 | 142630.51 | 1249774.6922 | 2482619.5598 |  | 5436311.5982 | 456.6735 | 226.7797 | 0.021876 | 229.8939 | 0.022176 | 0.044052 | 0.044052 | TRUE | 0.0010073 | 11.05% | 411494.4395 |  | 75.6937 | 0.0073016 | 0.044052
2025 | 8 | 326.4544 | 16.6% | 573586.1434 | 107281.2162 | 417246.225 | 2098.1728 | 148449.9672 | 1248661.7247 | 10.9333 | 7.697% | 8.493% | 189138.0638 | 34820.1381 | 11918.1631 | 1969.8242 | 50449.831 | 38142.7077 | 13720.2129 | 42513.8727 | 313982.2071 | 412808.7117 | 143112.3246 | 1252576.057 | 2501237.7816 |  | 5440926.2621 | 459.7081 | 229.4943 | 0.02099 | 230.2138 | 0.021056 | 0.042046 | 0.042046 | TRUE | 0.00096283 | 8.854% | 412808.7117 |  | 75.871 | 0.0069394 | 0.042046
2025 | 9 | 277.8765 | 14.13% | 488234.005 | 91317.2999 | 355158.1534 | 1785.9555 | 126359.9598 | 1062855.3736 | 11.6833 | 8.225% | 8.219% | 183036.836 | 33696.9078 | 11533.7063 | 1906.2815 | 48822.4171 | 36912.2977 | 13277.6254 | 41142.4575 | 294604.4376 | 387400.0122 | 134062.7432 | 1186395.7223 | 2249251.0959 |  | 5445455.1195 | 413.0511 | 195.1821 | 0.016706 | 217.869 | 0.018648 | 0.035354 | 0.035354 | TRUE | 0.00085472 | 3.496% | 387400.0122 |  | 71.1419 | 0.0060892 | 0.035354
2025 | 10 | 198.8904 | 10.12% | 349453.9588 | 65360.4452 | 254204.79 | 1278.2994 | 90442.2628 | 760739.7562 | 12.4667 | 8.776% | 8.493% | 189138.0638 | 34820.1381 | 11918.1631 | 1969.8242 | 50449.831 | 38142.7077 | 13720.2129 | 42513.8727 | 282971.1647 | 372265.7468 | 128249.2016 | 1166158.9267 | 1926898.6829 |  | 5450014.5729 | 353.5584 | 139.5849 | 0.011197 | 213.9735 | 0.017164 | 0.02836 | 0.02836 | TRUE | 0.00078377 | -0.4271% | 372265.7468 |  | 68.3055 | 0.005479 | 0.02836
2025 | 11 | 78.1173 | 3.973% | 137253.4471 | 25671.3258 | 99842.8629 | 502.0718 | 35522.5975 | 298792.3052 | 13.15 | 9.257% | 8.219% | 183036.836 | 33696.9078 | 11533.7063 | 1906.2815 | 48822.4171 | 36912.2977 | 13277.6254 | 41142.4575 | 246042.5902 | 323911.6182 | 110787.7851 | 1051070.5228 | 1349862.828 |  | 5454581.9482 | 247.4732 | 54.7782 | 0.0041656 | 192.695 | 0.014654 | 0.018819 | 0.018819 | TRUE | 0.00066213 | -11.72% | 323911.6182 |  | 59.3834 | 0.0045158 | 0.018819
2025 | 12 | 42.6338 | 2.168% | 74908.3548 | 14010.5536 | 54490.9053 | 274.0141 | 19387.0492 | 163070.877 | 13.4833 | 9.492% | 8.493% | 189138.0638 | 34820.1381 | 11918.1631 | 1969.8242 | 50449.831 | 38142.7077 | 13720.2129 | 42513.8727 | 244984.8962 | 322603.5672 | 110042.9583 | 1060304.2353 | 1223375.1123 | 20996729.7921 | 5459151.0862 | 224.0962 | 29.8711 | 0.0022154 | 194.2251 | 0.014405 | 0.01662 | 0.01662 | TRUE | 0.00064956 | -13.88% | 322603.5672 | 4263763.8339 | 59.0941 | 0.0043828 | 0.01662
2026 | 1 | 26.1128 | 1.328% | 46129.8077 | 9198.3575 | 33793.1119 | 169.9331 | 12023.0839 | 101314.2941 | 13.3 | 9.363% | 8.493% | 199941.9991 | 40642.015 | 12517.7574 | 2062.4221 | 52011.2362 | 41738.5452 | 14991.085 | 46643.8906 | 264018.1194 | 318104.8684 | 108118.016 | 1100789.9545 | 1202104.2486 |  | 5463737.3975 | 220.015 | 18.543 | 0.0013942 | 201.472 | 0.015148 | 0.016542 | 0.016542 | TRUE | 0.00056419 | -14.34% | 318104.8684 |  | 58.2211 | 0.0043775 | 0.016542
2026 | 2 | 35.0422 | 1.782% | 61904.0232 | 12343.7614 | 45348.7602 | 228.0422 | 16134.4107 | 135958.9978 | 12.7333 | 8.964% | 7.671% | 180592.7734 | 36708.9167 | 11306.3615 | 1862.8329 | 46977.8907 | 37699.3312 | 13540.3348 | 42129.9657 | 241532.5922 | 290972.1911 | 98989.8255 | 1002313.0159 | 1138272.0137 |  | 5468304.7476 | 208.1581 | 24.8631 | 0.0019526 | 183.295 | 0.014395 | 0.016347 | 0.016347 | TRUE | 0.00053947 | -18.09% | 290972.1911 |  | 53.2107 | 0.0041788 | 0.016347
2026 | 3 | 64.5823 | 3.285% | 114088.2752 | 22749.3848 | 83577.1501 | 420.2787 | 29735.5001 | 250570.5889 | 12 | 8.448% | 8.493% | 199941.9991 | 40642.015 | 12517.7574 | 2062.4221 | 52011.2362 | 41738.5452 | 14991.085 | 46643.8906 | 274308.781 | 330366.7895 | 112600.2846 | 1127824.8057 | 1378395.3946 |  | 5472890.5963 | 251.8588 | 45.784 | 0.0038153 | 206.0748 | 0.017173 | 0.020988 | 0.020988 | TRUE | 0.00064929 | -4.388% | 330366.7895 |  | 60.3642 | 0.0050304 | 0.020988
2026 | 4 | 114.0339 | 5.8% | 201447.4579 | 40168.9457 | 147573.4854 | 742.0927 | 52504.4392 | 442436.421 | 11.2 | 7.885% | 8.219% | 193492.2572 | 39330.9822 | 12113.9588 | 1995.8924 | 50333.4543 | 40392.1406 | 14507.5016 | 45139.249 | 279245.8272 | 336136.2783 | 114972.6151 | 1127660.1566 | 1570096.5777 |  | 5477458.5188 | 286.6469 | 80.774 | 0.007212 | 205.8729 | 0.018382 | 0.025593 | 0.025593 | TRUE | 0.00070484 | 0.3104% | 336136.2783 |  | 61.3672 | 0.0054792 | 0.025593
2026 | 5 | 208.4788 | 10.6% | 368289.6521 | 73437.5463 | 269796.3437 | 1356.7065 | 95989.5045 | 808869.753 | 10.5333 | 7.415% | 8.493% | 199941.9991 | 40642.015 | 12517.7574 | 2062.4221 | 52011.2362 | 41738.5452 | 14991.085 | 46643.8906 | 312801.4139 | 376232.9976 | 129366.3901 | 1228949.7522 | 2037819.5052 |  | 5482057.5816 | 371.7253 | 147.5486 | 0.014008 | 224.1767 | 0.021283 | 0.03529 | 0.03529 | TRUE | 0.00082829 | 8.697% | 376232.9976 |  | 68.6299 | 0.0065155 | 0.03529
2026 | 6 | 271.6633 | 13.82% | 479908.6759 | 95694.5584 | 351564.605 | 1767.889 | 125081.429 | 1054017.1573 | 10.2 | 7.181% | 8.219% | 193492.2572 | 39330.9822 | 12113.9588 | 1995.8924 | 50333.4543 | 40392.1406 | 14507.5016 | 45139.249 | 321412.0246 | 386379.7519 | 133338.8026 | 1238436.0152 | 2292453.1724 |  | 5486653.8083 | 417.8236 | 192.1056 | 0.018834 | 225.7179 | 0.022129 | 0.040963 | 0.040963 | TRUE | 0.00087041 | 9.61% | 386379.7519 |  | 70.4217 | 0.0069041 | 0.040963
2026 | 7 | 322.3192 | 16.39% | 569395.2436 | 113538.3233 | 417119.3896 | 2097.5399 | 148404.8411 | 1250555.3374 | 10.3667 | 7.298% | 8.493% | 199941.9991 | 40642.015 | 12517.7574 | 2062.4221 | 52011.2362 | 41738.5452 | 14991.085 | 46643.8906 | 343253.978 | 412518.9966 | 142630.51 | 1308952.4352 | 2559507.7726 |  | 5491282.4172 | 466.1038 | 227.7347 | 0.021968 | 238.3692 | 0.022994 | 0.044962 | 0.044962 | TRUE | 0.00090968 | 11.18% | 412518.9966 |  | 75.1225 | 0.0072465 | 0.044962
2026 | 8 | 326.4544 | 16.6% | 576700.334 | 114994.97 | 422470.8478 | 2124.4504 | 150308.8099 | 1266599.412 | 10.9333 | 7.697% | 8.493% | 199941.9991 | 40642.015 | 12517.7574 | 2062.4221 | 52011.2362 | 41738.5452 | 14991.085 | 46643.8906 | 344360.1567 | 413837.0728 | 143112.3246 | 1311858.5048 | 2578457.9168 |  | 5495927.0259 | 469.158 | 230.4615 | 0.021079 | 238.6965 | 0.021832 | 0.042911 | 0.042911 | TRUE | 0.00086432 | 8.95% | 413837.0728 |  | 75.2989 | 0.0068871 | 0.042911
2026 | 9 | 277.8765 | 14.13% | 490884.7904 | 97883.2132 | 359605.3294 | 1808.3228 | 127942.1985 | 1078123.8543 | 11.6833 | 8.225% | 8.219% | 193492.2572 | 39330.9822 | 12113.9588 | 1995.8924 | 50333.4543 | 40392.1406 | 14507.5016 | 45139.249 | 323074.0909 | 388360.2004 | 134062.7432 | 1242802.4706 | 2320926.3249 |  | 5500513.1359 | 421.9472 | 196.0042 | 0.016776 | 225.943 | 0.019339 | 0.036115 | 0.036115 | TRUE | 0.00076144 | 3.512% | 388360.2004 |  | 70.6044 | 0.0060432 | 0.036115
2026 | 10 | 198.8904 | 10.12% | 351351.261 | 70060.004 | 257387.8605 | 1294.3088 | 91574.7517 | 771668.186 | 12.4667 | 8.776% | 8.493% | 199941.9991 | 40642.015 | 12517.7574 | 2062.4221 | 52011.2362 | 41738.5452 | 14991.085 | 46643.8906 | 310236.5054 | 373176.7601 | 128249.2016 | 1222211.4178 | 1993879.6037 |  | 5505120.0002 | 362.1864 | 140.1728 | 0.011244 | 222.0136 | 0.017809 | 0.029052 | 0.029052 | TRUE | 0.00069208 | -0.4351% | 373176.7601 |  | 67.7872 | 0.0054375 | 0.029052
2026 | 11 | 78.1173 | 3.973% | 137998.6419 | 27517.1501 | 101093.0631 | 508.3598 | 35967.4001 | 303084.615 | 13.15 | 9.257% | 8.219% | 193492.2572 | 39330.9822 | 12113.9588 | 1995.8924 | 50333.4543 | 40392.1406 | 14507.5016 | 45139.249 | 269638.0429 | 324688.0452 | 110787.7851 | 1102419.3094 | 1405503.9243 |  | 5509732.4814 | 255.0948 | 55.009 | 0.0041832 | 200.0858 | 0.015216 | 0.019399 | 0.019399 | TRUE | 0.00057959 | -11.73% | 324688.0452 |  | 58.9299 | 0.0044814 | 0.019399
2026 | 12 | 42.6338 | 2.168% | 75315.0572 | 15017.943 | 55173.2229 | 277.4458 | 19629.8076 | 165413.4766 | 13.4833 | 9.492% | 8.493% | 199941.9991 | 40642.015 | 12517.7574 | 2062.4221 | 52011.2362 | 41738.5452 | 14991.085 | 46643.8906 | 268437.5176 | 323370.838 | 110042.9583 | 1112400.2646 | 1277813.7412 | 21755230.1959 | 5514345.5968 | 231.7254 | 29.9969 | 0.0022247 | 201.7284 | 0.014961 | 0.017186 | 0.017186 | TRUE | 0.00056582 | -13.84% | 323370.838 | 4274144.7899 | 58.6417 | 0.0043492 | 0.017186
[9 empty] | 93951928.5739 | [15 empty] | 236435929.4952
[25 empty] | 236435929.4952 |  |  | 46559.4325 | 18577.9579 |  | 27981.4746 |  |  |  |  | 0.30726 |  |  |  |  | 0.84218
0
46559.4325
2005 | [8 empty] | 104508.9402 | 104508.9402 | [13 empty] | 0 | 104508.9402 | 0 | 4321895.1667 | [6 empty] | CFL Totals | 1635736.7688 |  |  | 64652532.0551
2006 | [8 empty] | 523995.0086 | 523995.0086 | [13 empty] | 1367.8209 | 525362.8296 | 0 | 4409562.5
2007 | [8 empty] | 939574.414 | 939574.414 | [13 empty] | 136056.6699 | 1075631.0839 | 0 | 4496589.3333
2008 | [8 empty] | 1258245.6705 | 1258245.6705 | [13 empty] | 1754902.8615 | 3013148.532 | 0 | 4509730.1667
2009 | [8 empty] | 1548378.2378 | 1548378.2378 | [13 empty] | 2178220.0369 | 3726598.2747 | 0 | 4499066.75
2010 | [8 empty] | 1882877.3064 | 1882877.3064 | [13 empty] | 2611128.6783 | 4494005.9847 | 0 | 4520327.6667
2011 | [8 empty] | 2255529.3516 | 2255529.3516 | [13 empty] | 3035487.0522 | 5291016.4039 | 0 | 4547050.8333
2012 | [8 empty] | 2633605.7733 | 2633605.7733 | [13 empty] | 3434526.8864 | 6068132.6597 | 0 | 4576448.6667
2013 | [8 empty] | 3036742.4277 | 3036742.4277 | [13 empty] | 4155744.351 | 7192486.7786 | 0 | 4626934.3333
2014 | [8 empty] | 3474083.708 | 3474083.708 | [13 empty] | 4910864.733 | 8384948.441 | 0 | 4708829.3333
2015 | [8 empty] | 4039997.9426 | 4039997.9426 | [13 empty] | 5800287.9445 | 9840285.8871 | 0 | 4780487.4751
2016 | [8 empty] | 4575939.1961 | 4575939.1961 | [13 empty] | 6619830.4776 | 11195769.6737 | 0 | 4852827.4974
2017 | [8 empty] | 5107282.6345 | 5107282.6345 | [13 empty] | 7476087.5976 | 12583370.2321 | 0 | 4922917.6135
2018 | [8 empty] | 5645813.9724 | 5645813.9724 | [13 empty] | 8121182.6862 | 13766996.6586 | 0 | 4991658.9754
2019 | [8 empty] | 6178818.5956 | 6178818.5956 | [13 empty] | 8825351.2505 | 15004169.8462 | 0 | 5058945.3177
2020 | [8 empty] | 6602699.057 | 6602699.057 | [13 empty] | 9551225.2282 | 16153924.2851 | 0 | 5123908.5664
2021 | [8 empty] | 6943997.27 | 6943997.27 | [13 empty] | 10259823.6849 | 17203820.9549 | 0 | 5185332.6772
2022 | [8 empty] | 7269834.1271 | 7269834.1271 | [13 empty] | 11195704.0391 | 18465538.1662 | 0 | 5247054.0847
2023 | [8 empty] | 7370166.7033 | 7370166.7033 | [13 empty] | 12030375.6564 | 19400542.3597 | 0 | 5309376.031
2024 | [8 empty] | 7410651.0961 | 7410651.0961 | [13 empty] | 12783060.4192 | 20193711.5153 | 0 | 5372352.5973
2025 | [8 empty] | 7520575.0475 | 7520575.0475 | [13 empty] | 13476154.7446 | 20996729.7921 | 0 | 5433671.8396
2026 | [8 empty] | 7628612.0934 | 7628612.0934 | [13 empty] | 14126618.1025 | 21755230.1959 | 0 | 5489001.9423
[9 empty] | 93951928.5739 | 93951928.5739 | 0

## MWh by month-WgtbyCDH&DayLtHrs
OPC 010141
FPL RC-16
|  | 2013 Cooling Degree Hours- 20 year normals (1993-2012) | HVAC | Residential AC Efficiency | Residential New Construction Efficiency | CI DX Efficiency | CI SPVU Efficiency | CI Chiller Efficiency | Weather Sensative Subtotal | Night-Time Hours | Night-Time Hour | Non-weather, non-lighting | CI Lighting Efficiency | CI Long Tube Lighting Efficiency - LED | CI Refrigeration Efficiency | Federal Facility ENERGY STAR Procurement | CI Walk-in Refrigerator and Freezer | Residential Refrigerator Efficiency | CI Water Heater Efficiency for Units > 55 Gallons | Res Water Heater Efficiency for Units > 55 Gallons | LED Lighting Efficiency | CFL Lighting Efficiency | Advanced Incandescent Lighting Efficiency | Non-Weather Sensative Subtotal | Grandtotal | Grandtotal |  | Weather and non-weather sensitive | Weather Sensative Subtotal | Weather Sensative Subtotal | Non-Weather Sensative Subtotal | Non-Weather Sensative Subtotal | Grandtotal | Grandtotal |  | Grandtotal | CFLs |  | CFLs |  | Grandtotal (matches column AE) | Grandtotal (matches column V) | Difference from last NEPACT Study
|  |  | weight | MWH | MWH | MWH | Single Package/Vertical Unit | MWH | MWH |  | weight | weight | MWH |  | MWH | MWH | MWH |  | MWH | MWH |  | MWH | MWH | MWH | MWH Monthly | MWH Annual | Total Customers | KWH/CUST | KWH/CUST | MWH USE/CUST/DAY | KWH/CUST | MWH USE/CUST/DAY | MWH USE/CUST/DAY | MWH USE/CUST/DAY |  | change from prior year | Monthly | Annual | KWH/CUST | MWH USE/CUST/DAY | MWH USE/CUST/DAY | MWH | Weat/Nonweat sens kwh/cust
2005 | 1 | 26.1128 | 1.328% | 0 | 0 | 771.5537 | 0 | 616.4117 | 1387.9654 | 13.3 | 9.363% | 8.333% | 0 | 0 | 0 | 0 | 0 | 0 | 0 | 0 | 0 | 0 | 0 | 0 | 1387.9654 |  | 4272459 | 0.32486 | 0.32486 | 2.4426e-05 | 0 | 0 | 2.4426e-05 | 2.4426e-05 | TRUE | 2.4426e-05 | 0 |  |  |  | 2.4426e-05 | 1374.7829 | 0.32486
2005 | 2 | 35.0422 | 1.782% | 0 | 0 | 1035.3886 | 0 | 827.1954 | 1862.584 | 12.7333 | 8.964% | 8.333% | 0 | 0 | 0 | 0 | 0 | 0 | 0 | 0 | 0 | 0 | 0 | 0 | 1862.584 |  | 4287988 | 0.43437 | 0.43437 | 3.4113e-05 | 0 | 0 | 3.4113e-05 | 3.4113e-05 | TRUE | 3.4113e-05 | 0 |  |  |  | 3.4113e-05 | 1609.5467 | 0.43437
2005 | 3 | 64.5823 | 3.285% | 0 | 0 | 1908.2071 | 0 | 1524.5099 | 3432.717 | 12 | 8.448% | 8.333% | 0 | 0 | 0 | 0 | 0 | 0 | 0 | 0 | 0 | 0 | 0 | 0 | 3432.717 |  | 4299864 | 0.79833 | 0.79833 | 6.6528e-05 | 0 | 0 | 6.6528e-05 | 6.6528e-05 | TRUE | 6.6528e-05 | 0 |  |  |  | 6.6528e-05 | 3159.7167 | 0.79833
2005 | 4 | 114.0339 | 5.8% | 0 | 0 | 3369.3512 | 0 | 2691.8511 | 6061.2023 | 11.2 | 7.885% | 8.333% | 0 | 0 | 0 | 0 | 0 | 0 | 0 | 0 | 0 | 0 | 0 | 0 | 6061.2023 |  | 4310180 | 1.4063 | 1.4063 | 0.00012556 | 0 | 0 | 0.00012556 | 0.00012556 | TRUE | 0.00012556 | 0 |  |  |  | 0.00012556 | 5970.3384 | 1.4063
2005 | 5 | 208.4788 | 10.6% | 0 | 0 | 6159.9049 | 0 | 4921.2878 | 11081.1927 | 10.5333 | 7.415% | 8.333% | 0 | 0 | 0 | 0 | 0 | 0 | 0 | 0 | 0 | 0 | 0 | 0 | 11081.1927 |  | 4313996 | 2.5687 | 2.5687 | 0.00024386 | 0 | 0 | 0.00024386 | 0.00024386 | TRUE | 0.00024386 | 0 |  |  |  | 0.00024386 | 10211.1689 | 2.5687
2005 | 6 | 271.6633 | 13.82% | 0 | 0 | 8026.812 | 0 | 6412.8023 | 14439.6143 | 10.2 | 7.181% | 8.333% | 0 | 0 | 0 | 0 | 0 | 0 | 0 | 0 | 0 | 0 | 0 | 0 | 14439.6143 |  | 4320906 | 3.3418 | 3.3418 | 0.00032763 | 0 | 0 | 0.00032763 | 0.00032763 | TRUE | 0.00032763 | 0 |  |  |  | 0.00032763 | 14808.878 | 3.3418
2005 | 7 | 322.3192 | 16.39% | 0 | 0 | 9523.5382 | 0 | 7608.5707 | 17132.1089 | 10.3667 | 7.298% | 8.333% | 0 | 0 | 0 | 0 | 0 | 0 | 0 | 0 | 0 | 0 | 0 | 0 | 17132.1089 |  | 4327794 | 3.9586 | 3.9586 | 0.00038186 | 0 | 0 | 0.00038186 | 0.00038186 | TRUE | 0.00038186 | 0 |  |  |  | 0.00038186 | 16664.1178 | 3.9586
2005 | 8 | 326.4544 | 16.6% | 0 | 0 | 9645.721 | 0 | 7706.1853 | 17351.9063 | 10.9333 | 7.697% | 8.333% | 0 | 0 | 0 | 0 | 0 | 0 | 0 | 0 | 0 | 0 | 0 | 0 | 17351.9063 |  | 4340306 | 3.9979 | 3.9979 | 0.00036566 | 0 | 0 | 0.00036566 | 0.00036566 | TRUE | 0.00036566 | 0 |  |  |  | 0.00036566 | 17403.8251 | 3.9979
2005 | 9 | 277.8765 | 14.13% | 0 | 0 | 8210.3953 | 0 | 6559.4711 | 14769.8664 | 11.6833 | 8.225% | 8.333% | 0 | 0 | 0 | 0 | 0 | 0 | 0 | 0 | 0 | 0 | 0 | 0 | 14769.8664 |  | 4343095 | 3.4008 | 3.4008 | 0.00029108 | 0 | 0 | 0.00029108 | 0.00029108 | TRUE | 0.00029108 | 0 |  |  |  | 0.00029108 | 15722.4318 | 3.4008
2005 | 10 | 198.8904 | 10.12% | 0 | 0 | 5876.5983 | 0 | 4694.9478 | 10571.5461 | 12.4667 | 8.776% | 8.333% | 0 | 0 | 0 | 0 | 0 | 0 | 0 | 0 | 0 | 0 | 0 | 0 | 10571.5461 |  | 4344668 | 2.4332 | 2.4332 | 0.00019518 | 0 | 0 | 0.00019518 | 0.00019518 | TRUE | 0.00019518 | 0 |  |  |  | 0.00019518 | 10562.6076 | 2.4332
2005 | 11 | 78.1173 | 3.973% | 0 | 0 | 2308.1249 | 0 | 1844.0133 | 4152.1382 | 13.15 | 9.257% | 8.333% | 0 | 0 | 0 | 0 | 0 | 0 | 0 | 0 | 0 | 0 | 0 | 0 | 4152.1382 |  | 4345746 | 0.95545 | 0.95545 | 7.2658e-05 | 0 | 0 | 7.2658e-05 | 7.2658e-05 | TRUE | 7.2658e-05 | 0 |  |  |  | 7.2658e-05 | 4865.4452 | 0.95545
2005 | 12 | 42.6338 | 2.168% | 0 | 0 | 1259.6976 | 0 | 1006.401 | 2266.0986 | 13.4833 | 9.492% | 8.333% | 0 | 0 | 0 | 0 | 0 | 0 | 0 | 0 | 0 | 0 | 0 | 0 | 2266.0986 | 104508.9402 | 4355740 | 0.52026 | 0.52026 | 3.8585e-05 | 0 | 0 | 3.8585e-05 | 3.8585e-05 | TRUE | 3.8585e-05 | 0 | 0 |  |  | 3.8585e-05 | 2156.0812 | 0.52026
2006 | 1 | 26.1128 | 1.328% | 2904.98 | 0 | 2638.1204 | 0 | 1415.9879 | 6959.0882 | 13.3 | 9.363% | 8.333% | 0 | 0 | 0 | 113.9851 | 0 | 0 | 0 | 0 | 0 | 0 | 0 | 113.9851 | 7073.0733 |  | 4369236 | 1.6188 | 1.5927 | 0.00011976 | 0.026088 | 1.9615e-06 | 0.00012172 | 0.00012172 | TRUE | 9.7291e-05 | 0 |  |  |  | 0.00012172 | 7009.1637 | 1.6188
2006 | 2 | 35.0422 | 1.782% | 3898.3459 | 0 | 3540.233 | 0 | 1900.1888 | 9338.7677 | 12.7333 | 8.964% | 8.333% | 0 | 0 | 0 | 113.9851 | 0 | 0 | 0 | 0 | 0 | 0 | 0 | 113.9851 | 9452.7528 |  | 4377958 | 2.1592 | 2.1331 | 0.00016752 | 0.026036 | 2.0447e-06 | 0.00016957 | 0.00016957 | TRUE | 0.00013546 | 0 |  |  |  | 0.00016957 | 8174.9983 | 2.1592
2006 | 3 | 64.5823 | 3.285% | 7184.5986 | 0 | 6524.6013 | 0 | 3502.0222 | 17211.2222 | 12 | 8.448% | 8.333% | 0 | 0 | 0 | 113.9851 | 0 | 0 | 0 | 0 | 0 | 0 | 0 | 113.9851 | 17325.2073 |  | 4390093 | 3.9464 | 3.9205 | 0.00032671 | 0.025964 | 2.1637e-06 | 0.00032887 | 0.00032887 | TRUE | 0.00026234 | 0 |  |  |  | 0.00032887 | 15958.6029 | 3.9464
2006 | 4 | 114.0339 | 5.8% | 12685.9586 | 0 | 11520.591 | 0 | 6183.5756 | 30390.1252 | 11.2 | 7.885% | 8.333% | 0 | 0 | 0 | 113.9851 | 0 | 0 | 0 | 0 | 0 | 0 | 0 | 113.9851 | 30504.1102 |  | 4398215 | 6.9356 | 6.9096 | 0.00061693 | 0.025916 | 2.3139e-06 | 0.00061925 | 0.00061925 | TRUE | 0.00049369 | 0 |  |  |  | 0.00061925 | 30050.7157 | 6.9356
2006 | 5 | 208.4788 | 10.6% | 23192.6842 | 0 | 21062.1394 | 0 | 11304.9176 | 55559.7411 | 10.5333 | 7.415% | 8.333% | 0 | 0 | 0 | 113.9851 | 0 | 0 | 0 | 0 | 0 | 0 | 0 | 113.9851 | 55673.7262 |  | 4397210 | 12.6611 | 12.6352 | 0.0011995 | 0.025922 | 2.461e-06 | 0.001202 | 0.001202 | FALSE | 0.00095815 | 0 |  |  |  | 0.001202 | 51309.9719 | 12.6611
2006 | 6 | 271.6633 | 13.82% | 30221.7841 | 0 | 27445.5265 | 0 | 14731.1444 | 72398.455 | 10.2 | 7.181% | 8.333% | 0 | 0 | 0 | 113.9851 | 0 | 0 | 0 | 0 | 0 | 0 | 0 | 113.9851 | 72512.4401 |  | 4403628 | 16.4665 | 16.4406 | 0.0016118 | 0.025884 | 2.5377e-06 | 0.0016144 | 0.0016144 | TRUE | 0.0012867 | 0 |  |  |  | 0.0016144 | 74366.0692 | 16.4665
2006 | 7 | 322.3192 | 16.39% | 35857.1141 | 0 | 32563.1793 | 0 | 17477.9994 | 85898.2927 | 10.3667 | 7.298% | 8.333% | 0 | 0 | 0 | 113.9851 | 0 | 0 | 0 | 0 | 0 | 0 | 0 | 113.9851 | 86012.2778 |  | 4406505 | 19.5194 | 19.4935 | 0.0018804 | 0.025867 | 2.4953e-06 | 0.0018829 | 0.0018829 | TRUE | 0.001501 | 0 |  |  |  | 0.0018829 | 83664.2665 | 19.5194
2006 | 8 | 326.4544 | 16.6% | 36317.1451 | 0 | 32980.9506 | 0 | 17702.2344 | 87000.33 | 10.9333 | 7.697% | 8.333% | 0 | 0 | 0 | 113.9851 | 0 | 0 | 0 | 0 | 0 | 0 | 0 | 113.9851 | 87114.3151 |  | 4416127 | 19.7264 | 19.7006 | 0.0018019 | 0.025811 | 2.3608e-06 | 0.0018042 | 0.0018042 | TRUE | 0.0014386 | 0 |  |  |  | 0.0018042 | 87376.8158 | 19.7264
2006 | 9 | 277.8765 | 14.13% | 30912.9943 | 0 | 28073.2402 | 0 | 15068.0642 | 74054.2987 | 11.6833 | 8.225% | 8.333% | 0 | 0 | 0 | 113.9851 | 0 | 0 | 0 | 0 | 0 | 0 | 0 | 113.9851 | 74168.2837 |  | 4425222 | 16.7604 | 16.7346 | 0.0014323 | 0.025758 | 2.2047e-06 | 0.0014346 | 0.0014346 | TRUE | 0.0011435 | 0 |  |  |  | 0.0014346 | 78946.516 | 16.7604
2006 | 10 | 198.8904 | 10.12% | 22126.0054 | 0 | 20093.4487 | 0 | 10784.9814 | 53004.4355 | 12.4667 | 8.776% | 8.333% | 0 | 0 | 0 | 113.9851 | 0 | 0 | 0 | 0 | 0 | 0 | 0 | 113.9851 | 53118.4206 |  | 4429977 | 11.9907 | 11.9649 | 0.00095976 | 0.02573 | 2.0639e-06 | 0.00096182 | 0.00096182 | TRUE | 0.00076664 | 0 |  |  |  | 0.00096182 | 53072.0427 | 11.9907
2006 | 11 | 78.1173 | 3.973% | 8690.3308 | 0 | 7892.0127 | 0 | 4235.9683 | 20818.3118 | 13.15 | 9.257% | 8.333% | 0 | 0 | 0 | 113.9851 | 0 | 0 | 0 | 0 | 0 | 0 | 0 | 113.9851 | 20932.2969 |  | 4443418 | 4.7109 | 4.6852 | 0.00035629 | 0.025653 | 1.9508e-06 | 0.00035824 | 0.00035824 | TRUE | 0.00028558 | 0 |  |  |  | 0.00035824 | 24510.9164 | 4.7109
2006 | 12 | 42.6338 | 2.168% | 4742.8928 | 0 | 4307.1974 | 0 | 2311.8502 | 11361.9404 | 13.4833 | 9.492% | 8.333% | 0 | 0 | 0 | 113.9851 | 0 | 0 | 0 | 0 | 0 | 0 | 0 | 113.9851 | 11475.9255 | 525362.8296 | 4457161 | 2.5747 | 2.5491 | 0.00018906 | 0.025573 | 1.8967e-06 | 0.00019096 | 0.00019096 | TRUE | 0.00015237 | 0 | 0 |  |  | 0.00019096 | 10922.7504 | 2.5747
2007 | 1 | 26.1128 | 1.328% | 5627.9493 | 0 | 4595.7889 | 0 | 2254.589 | 12478.3273 | 13.3 | 9.363% | 8.333% | 12482.715 | 0 | 0 | 227.9702 | 0 | 0 | 0 | 0 | 0 | 0 | 0 | 12710.6852 | 25189.0125 |  | 4465732 | 5.6405 | 2.7942 | 0.00021009 | 2.8463 | 0.00021401 | 0.0004241 | 0.0004241 | TRUE | 0.00030238 | 0 |  |  |  | 0.0004241 | 23915.3095 | 5.6405
2007 | 2 | 35.0422 | 1.782% | 7552.4422 | 0 | 6167.3317 | 0 | 3025.552 | 16745.3259 | 12.7333 | 8.964% | 8.333% | 11950.87 | 0 | 0 | 227.9702 | 0 | 0 | 0 | 0 | 0 | 0 | 0 | 12178.8402 | 28924.1661 |  | 4476835 | 6.4609 | 3.7404 | 0.00029375 | 2.7204 | 0.00021365 | 0.0005074 | 0.0005074 | TRUE | 0.00033783 | 0 |  |  |  | 0.0005074 | 24907.6498 | 6.4609
2007 | 3 | 64.5823 | 3.285% | 13919.0486 | 0 | 11366.3087 | 0 | 5576.0513 | 30861.4085 | 12 | 8.448% | 8.333% | 11262.6 | 0 | 0 | 227.9702 | 0 | 0 | 0 | 0 | 0 | 0 | 0 | 11490.5702 | 42351.9787 |  | 4488392 | 9.4359 | 6.8758 | 0.00057299 | 2.5601 | 0.00021334 | 0.00078632 | 0.00078632 | TRUE | 0.00045745 | 0 |  |  |  | 0.00078632 | 39962.5311 | 9.4359
2007 | 4 | 114.0339 | 5.8% | 24577.0825 | 0 | 20069.6696 | 0 | 9845.7213 | 54492.4733 | 11.2 | 7.885% | 8.333% | 10511.76 | 0 | 0 | 227.9702 | 0 | 0 | 0 | 0 | 0 | 0 | 0 | 10739.7302 | 65232.2035 |  | 4493310 | 14.5176 | 12.1275 | 0.0010828 | 2.3902 | 0.00021341 | 0.0012962 | 0.0012962 | TRUE | 0.00067697 | 0 |  |  |  | 0.0012962 | 65231.0707 | 14.5176
2007 | 5 | 208.4788 | 10.6% | 44932.2381 | 0 | 36691.7096 | 0 | 18000.1142 | 99624.062 | 10.5333 | 7.415% | 8.333% | 9886.06 | 0 | 0 | 227.9702 | 0 | 0 | 0 | 0 | 0 | 0 | 0 | 10114.0302 | 109738.0922 |  | 4494060 | 24.4185 | 22.1679 | 0.0021046 | 2.2505 | 0.00021366 | 0.0023182 | 0.0023182 | TRUE | 0.0011162 | 0 |  |  |  | 0.0023182 | 102984.9626 | 24.4185
2007 | 6 | 271.6633 | 13.82% | 58550.032 | 0 | 47812.0134 | 0 | 23455.4812 | 129817.5265 | 10.2 | 7.181% | 8.333% | 9573.21 | 0 | 0 | 227.9702 | 0 | 0 | 0 | 0 | 0 | 0 | 0 | 9801.1802 | 139618.7067 |  | 4497400 | 31.0443 | 28.865 | 0.0028299 | 2.1793 | 0.00021366 | 0.0030436 | 0.0030436 | TRUE | 0.0014292 | 0 |  |  |  | 0.0030436 | 144692.8435 | 31.0443
2007 | 7 | 322.3192 | 16.39% | 69467.6121 | 0 | 56727.32 | 0 | 27829.1268 | 154024.0589 | 10.3667 | 7.298% | 8.333% | 9729.635 | 0 | 0 | 227.9702 | 0 | 0 | 0 | 0 | 0 | 0 | 0 | 9957.6052 | 163981.6641 |  | 4502735 | 36.4182 | 34.2068 | 0.0032997 | 2.2115 | 0.00021332 | 0.003513 | 0.003513 | TRUE | 0.0016301 | 0 |  |  |  | 0.003513 | 160999.3843 | 36.4182
2007 | 8 | 326.4544 | 16.6% | 70358.851 | 0 | 57455.1065 | 0 | 28186.1623 | 156000.1198 | 10.9333 | 7.697% | 8.333% | 10261.48 | 0 | 0 | 227.9702 | 0 | 0 | 0 | 0 | 0 | 0 | 0 | 10489.4502 | 166489.57 |  | 4508215 | 36.9303 | 34.6035 | 0.003165 | 2.3267 | 0.00021281 | 0.0033778 | 0.0033778 | TRUE | 0.0015735 | 0 |  |  |  | 0.0033778 | 168022.3874 | 36.9303
2007 | 9 | 277.8765 | 14.13% | 59889.1448 | 0 | 48905.5342 | 0 | 23991.9375 | 132786.6165 | 11.6833 | 8.225% | 8.333% | 10965.3925 | 0 | 0 | 227.9702 | 0 | 0 | 0 | 0 | 0 | 0 | 0 | 11193.3627 | 143979.9792 |  | 4507674 | 31.9411 | 29.4579 | 0.0025214 | 2.4832 | 0.00021254 | 0.0027339 | 0.0027339 | TRUE | 0.0012993 | 0 |  |  |  | 0.0027339 | 152906.0336 | 31.9411
2007 | 10 | 198.8904 | 10.12% | 42865.713 | 0 | 35004.1832 | 0 | 17172.2523 | 95042.1485 | 12.4667 | 8.776% | 8.333% | 11700.59 | 0 | 0 | 227.9702 | 0 | 0 | 0 | 0 | 0 | 0 | 0 | 11928.5602 | 106970.7087 |  | 4507737 | 23.7305 | 21.0842 | 0.0016912 | 2.6462 | 0.00021227 | 0.0019035 | 0.0019035 | TRUE | 0.00094169 | 0 |  |  |  | 0.0019035 | 106144.5283 | 23.7305
2007 | 11 | 78.1173 | 3.973% | 16836.1718 | 0 | 13748.4343 | 0 | 6744.6677 | 37329.2738 | 13.15 | 9.257% | 8.333% | 12341.9325 | 0 | 0 | 227.9702 | 0 | 0 | 0 | 0 | 0 | 0 | 0 | 12569.9027 | 49899.1765 |  | 4507950 | 11.0692 | 8.2808 | 0.00062972 | 2.7884 | 0.00021204 | 0.00084176 | 0.00084176 | TRUE | 0.00048352 | 0 |  |  |  | 0.00084176 | 55297.6675 | 11.0692
2007 | 12 | 42.6338 | 2.168% | 9188.6212 | 0 | 7503.437 | 0 | 3681.0147 | 20373.0729 | 13.4833 | 9.492% | 8.333% | 12654.7825 | 0 | 0 | 227.9702 | 0 | 0 | 0 | 0 | 0 | 0 | 0 | 12882.7527 | 33255.8256 | 1075631.0839 | 4509032 | 7.3754 | 4.5183 | 0.0003351 | 2.8571 | 0.0002119 | 0.000547 | 0.000547 | TRUE | 0.00035604 | 0 | 0 |  |  | 0.000547 | 30566.7156 | 7.3754
2008 | 1 | 26.1128 | 1.328% | 7662.5153 | 0 | 6134.3656 | 0 | 2913.6649 | 16710.5458 | 13.3 | 9.363% | 8.333% | 21180.2536 | 0 | 0 | 341.9552 | 0 | 0 | 0 | 0 | 0 | 142745.3501 | 0 | 164267.5589 | 180978.1047 |  | 4512537 | 40.1056 | 3.7031 | 0.00027843 | 36.4025 | 0.002737 | 0.0030155 | 0.0030155 | TRUE | 0.0025914 | 142745.3501 |  | 31.6331 | 0.0023784 | 0.0030155 | 166053.033 | 40.1056
2008 | 2 | 35.0422 | 1.782% | 10282.7336 | 0 | 8232.0289 | 0 | 3910.0008 | 22424.7633 | 12.7333 | 8.964% | 8.333% | 20277.8368 | 0 | 0 | 341.9552 | 0 | 0 | 0 | 0 | 0 | 136663.468 | 0 | 157283.26 | 179708.0233 |  | 4519123 | 39.7661 | 4.9622 | 0.0003897 | 34.8039 | 0.0027333 | 0.003123 | 0.003123 | TRUE | 0.0026156 | 136663.468 |  | 30.2411 | 0.002375 | 0.003123 | 159234.2563 | 39.7661
2008 | 3 | 64.5823 | 3.285% | 18950.9386 | 0 | 15171.5177 | 0 | 7206.0784 | 41328.5346 | 12 | 8.448% | 8.333% | 19110.0033 | 0 | 0 | 341.9552 | 0 | 0 | 0 | 0 | 0 | 128792.797 | 0 | 148244.7555 | 189573.2901 |  | 4519652 | 41.9442 | 9.1442 | 0.00076202 | 32.8 | 0.0027333 | 0.0034954 | 0.0034954 | TRUE | 0.002709 | 128792.797 |  | 28.4962 | 0.0023747 | 0.0034954 | 187542.919 | 41.9442
2008 | 4 | 114.0339 | 5.8% | 33461.9696 | 0 | 26788.5868 | 0 | 12723.8856 | 72974.4421 | 11.2 | 7.885% | 8.333% | 17836.003 | 0 | 0 | 341.9552 | 0 | 0 | 0 | 0 | 0 | 120206.6106 | 0 | 138384.5689 | 211359.0109 |  | 4518324 | 46.7782 | 16.1508 | 0.001442 | 30.6274 | 0.0027346 | 0.0041766 | 0.0041766 | TRUE | 0.0028804 | 120206.6106 |  | 26.6042 | 0.0023754 | 0.0041766 | 221381.6763 | 46.7782
2008 | 5 | 208.4788 | 10.6% | 61175.7392 | 0 | 48975.3478 | 0 | 23262.0231 | 133413.1101 | 10.5333 | 7.415% | 8.333% | 16774.3362 | 0 | 0 | 341.9552 | 0 | 0 | 0 | 0 | 0 | 113051.4552 | 0 | 130167.7466 | 263580.8567 |  | 4514164 | 58.3897 | 29.5543 | 0.0028058 | 28.8354 | 0.0027375 | 0.0055433 | 0.0055433 | TRUE | 0.0032251 | 113051.4552 |  | 25.0437 | 0.0023776 | 0.0055433 | 267616.9524 | 58.3897
2008 | 6 | 271.6633 | 13.82% | 79716.5161 | 0 | 63818.5032 | 0 | 30312.1378 | 173847.1571 | 10.2 | 7.181% | 8.333% | 16243.5028 | 0 | 0 | 341.9552 | 0 | 0 | 0 | 0 | 0 | 109473.8775 | 0 | 126059.3355 | 299906.4926 |  | 4514262 | 66.4353 | 38.5106 | 0.0037756 | 27.9247 | 0.0027377 | 0.0065133 | 0.0065133 | TRUE | 0.0034697 | 109473.8775 |  | 24.2507 | 0.0023775 | 0.0065133 | 327794.1436 | 66.4353
2008 | 7 | 322.3192 | 16.39% | 94580.9221 | 0 | 75718.4731 | 0 | 35964.3156 | 206263.7108 | 10.3667 | 7.298% | 8.333% | 16508.9195 | 0 | 0 | 341.9552 | 0 | 0 | 0 | 0 | 0 | 111262.6663 | 0 | 128113.5411 | 334377.2519 |  | 4509574 | 74.1483 | 45.7391 | 0.0044121 | 28.4092 | 0.0027404 | 0.0071526 | 0.0071526 | TRUE | 0.0036396 | 111262.6663 |  | 24.6725 | 0.00238 | 0.0071526 | 345307.8664 | 74.1483
2008 | 8 | 326.4544 | 16.6% | 95794.3538 | 0 | 76689.9078 | 0 | 36425.722 | 208909.9835 | 10.9333 | 7.697% | 8.333% | 17411.3363 | 0 | 0 | 341.9552 | 0 | 0 | 0 | 0 | 0 | 117344.5484 | 0 | 135097.84 | 344007.8234 |  | 4507318 | 76.3221 | 46.3491 | 0.0042392 | 29.973 | 0.0027414 | 0.0069807 | 0.0069807 | TRUE | 0.0036029 | 117344.5484 |  | 26.0342 | 0.0023812 | 0.0069807 | 359036.2648 | 76.3221
2008 | 9 | 277.8765 | 14.13% | 81539.733 | 0 | 65278.1125 | 0 | 31005.4145 | 177823.26 | 11.6833 | 8.225% | 8.333% | 18605.7115 | 0 | 0 | 341.9552 | 0 | 0 | 0 | 0 | 0 | 125394.0982 | 0 | 144341.765 | 322165.025 |  | 4503137 | 71.5424 | 39.4888 | 0.0033799 | 32.0536 | 0.0027435 | 0.0061235 | 0.0061235 | TRUE | 0.0033896 | 125394.0982 |  | 27.8459 | 0.0023834 | 0.0061235 | 338792.9648 | 71.5424
2008 | 10 | 198.8904 | 10.12% | 58362.1423 | 0 | 46722.8718 | 0 | 22192.1552 | 127277.1694 | 12.4667 | 8.776% | 8.333% | 19853.1701 | 0 | 0 | 341.9552 | 0 | 0 | 0 | 0 | 0 | 133801.4058 | 0 | 153996.5311 | 281273.7006 |  | 4501918 | 62.4786 | 28.2718 | 0.0022678 | 34.2069 | 0.0027439 | 0.0050117 | 0.0050117 | TRUE | 0.0031081 | 133801.4058 |  | 29.721 | 0.002384 | 0.0050117 | 271848.1339 | 62.4786
2008 | 11 | 78.1173 | 3.973% | 22922.6341 | 0 | 18351.1306 | 0 | 8716.3122 | 49990.0768 | 13.15 | 9.257% | 8.333% | 20941.3786 | 0 | 0 | 341.9552 | 0 | 0 | 0 | 0 | 0 | 141135.4401 | 0 | 162418.7739 | 212408.8507 |  | 4498960 | 47.2129 | 11.1115 | 0.00084498 | 36.1014 | 0.0027454 | 0.0035903 | 0.0035903 | TRUE | 0.0027486 | 141135.4401 |  | 31.3707 | 0.0023856 | 0.0035903 | 208079.2052 | 47.2129
2008 | 12 | 42.6338 | 2.168% | 12510.4093 | 0 | 10015.4351 | 0 | 4757.0726 | 27282.917 | 13.4833 | 9.492% | 8.333% | 21472.212 | 0 | 0 | 341.9552 | 0 | 0 | 0 | 0 | 0 | 144713.0178 | 0 | 166527.185 | 193810.1021 | 3013148.532 | 4497793 | 43.09 | 6.0658 | 0.00044988 | 37.0242 | 0.0027459 | 0.0031958 | 0.0031958 | TRUE | 0.0026488 | 144713.0178 | 1524584.735 | 32.1742 | 0.0023862 | 0.0031958 | 170636.9321 | 43.09
2009 | 1 | 26.1128 | 1.328% | 9421.4074 | 226.7047 | 7441.8754 | 0 | 3473.7594 | 20563.7469 | 13.3 | 9.363% | 8.333% | 27790.8298 | 0 | 0 | 455.9403 | 2846.906 | 0 | 0 | 0 | 0 | 172442.8359 | 0 | 203536.5121 | 224100.2589 |  | 4497781 | 49.8246 | 4.572 | 0.00034376 | 45.2527 | 0.0034025 | 0.0037462 | 0.0037462 | TRUE | 0.00073075 | 172442.8359 |  | 38.3395 | 0.0028827 | 0.0037462 | 211653.902 | 49.8246
2009 | 2 | 35.0422 | 1.782% | 12643.0838 | 304.227 | 9986.6453 | 0 | 4661.621 | 27595.5771 | 12.7333 | 8.964% | 8.333% | 26606.7594 | 0 | 0 | 455.9403 | 2846.906 | 0 | 0 | 0 | 0 | 165095.6474 | 0 | 195005.2531 | 222600.8302 |  | 4502684 | 49.4374 | 6.1287 | 0.00048131 | 43.3087 | 0.0034012 | 0.0038825 | 0.0038825 | TRUE | 0.00075952 | 165095.6474 |  | 36.6661 | 0.0028795 | 0.0038825 | 196612.4271 | 49.4374
2009 | 3 | 64.5823 | 3.285% | 23301.0319 | 560.6863 | 18405.2518 | 0 | 8591.3043 | 50858.2744 | 12 | 8.448% | 8.333% | 25074.4329 | 0 | 0 | 455.9403 | 2846.906 | 0 | 0 | 0 | 0 | 155587.5211 | 0 | 183964.8004 | 234823.0747 |  | 4502987 | 52.1483 | 11.2943 | 0.0009412 | 40.8539 | 0.0034045 | 0.0043457 | 0.0043457 | TRUE | 0.00085034 | 155587.5211 |  | 34.5521 | 0.0028793 | 0.0043457 | 238059.3362 | 52.1483
2009 | 4 | 114.0339 | 5.8% | 41142.9977 | 990.0126 | 32498.442 | 0 | 15169.8008 | 89801.2532 | 11.2 | 7.885% | 8.333% | 23402.8041 | 0 | 0 | 455.9403 | 2846.906 | 0 | 0 | 0 | 0 | 145215.0197 | 0 | 171920.6701 | 261721.9233 |  | 4502465 | 58.1286 | 19.9449 | 0.0017808 | 38.1837 | 0.0034093 | 0.0051901 | 0.0051901 | TRUE | 0.0010134 | 145215.0197 |  | 32.2523 | 0.0028797 | 0.0051901 | 279638.2946 | 58.1286
2009 | 5 | 208.4788 | 10.6% | 75218.3248 | 1809.9578 | 59414.2017 | 0 | 27733.6866 | 164176.1709 | 10.5333 | 7.415% | 8.333% | 22009.78 | 0 | 0 | 455.9403 | 2846.906 | 0 | 0 | 0 | 0 | 136571.2686 | 0 | 161883.8949 | 326060.0658 |  | 4499097 | 72.4723 | 36.4909 | 0.0034643 | 35.9814 | 0.003416 | 0.0068803 | 0.0068803 | TRUE | 0.001337 | 136571.2686 |  | 30.3553 | 0.0028818 | 0.0068803 | 336203.5729 | 72.4723
2009 | 6 | 271.6633 | 13.82% | 98015.0446 | 2358.509 | 77421.1024 | 0 | 36139.0464 | 213933.7023 | 10.2 | 7.181% | 8.333% | 21313.268 | 0 | 0 | 455.9403 | 2846.906 | 0 | 0 | 0 | 0 | 132249.393 | 0 | 156865.5073 | 370799.2096 |  | 4497918 | 82.438 | 47.5628 | 0.004663 | 34.8751 | 0.0034191 | 0.0080822 | 0.0080822 | TRUE | 0.0015689 | 132249.393 |  | 29.4024 | 0.0028826 | 0.0080822 | 410391.31 | 82.438
2009 | 7 | 322.3192 | 16.39% | 116291.5008 | 2798.2903 | 91857.4922 | 0 | 42877.7435 | 253825.0269 | 10.3667 | 7.298% | 8.333% | 21661.524 | 0 | 0 | 455.9403 | 2846.906 | 0 | 0 | 0 | 0 | 134410.3308 | 0 | 159374.7011 | 413199.7279 |  | 4498393 | 91.855 | 56.4257 | 0.005443 | 35.4293 | 0.0034176 | 0.0088606 | 0.0088606 | TRUE | 0.001708 | 134410.3308 |  | 29.8796 | 0.0028823 | 0.0088606 | 431665.3315 | 91.855
2009 | 8 | 326.4544 | 16.6% | 117783.4696 | 2834.1911 | 93035.9834 | 0 | 43427.8461 | 257081.4903 | 10.9333 | 7.697% | 8.333% | 22845.5945 | 0 | 0 | 455.9403 | 2846.906 | 0 | 0 | 0 | 0 | 141757.5193 | 0 | 167905.96 | 424987.4503 |  | 4498960 | 94.4635 | 57.1424 | 0.0052264 | 37.3211 | 0.0034135 | 0.00864 | 0.00864 | TRUE | 0.0016593 | 141757.5193 |  | 31.509 | 0.0028819 | 0.00864 | 448779.6835 | 94.4635
2009 | 9 | 277.8765 | 14.13% | 100256.7718 | 2412.451 | 79191.8203 | 0 | 36965.5918 | 218826.6349 | 11.6833 | 8.225% | 8.333% | 24412.7465 | 0 | 0 | 455.9403 | 2846.906 | 0 | 0 | 0 | 0 | 151481.7393 | 0 | 179197.3321 | 398023.9671 |  | 4495923 | 88.53 | 48.6722 | 0.004166 | 39.8577 | 0.0034115 | 0.0075775 | 0.0075775 | TRUE | 0.001454 | 151481.7393 |  | 33.6931 | 0.0028839 | 0.0075775 | 424214.9914 | 88.53
2009 | 10 | 198.8904 | 10.12% | 71758.8809 | 1726.7141 | 56681.6216 | 0 | 26458.1579 | 156625.3745 | 12.4667 | 8.776% | 8.333% | 26049.5498 | 0 | 0 | 455.9403 | 2846.906 | 0 | 0 | 0 | 0 | 161638.147 | 0 | 190990.543 | 347615.9175 |  | 4495215 | 77.3302 | 34.8427 | 0.0027949 | 42.4875 | 0.0034081 | 0.006203 | 0.006203 | TRUE | 0.0011913 | 161638.147 |  | 35.9578 | 0.0028843 | 0.006203 | 341701.8604 | 77.3302
2009 | 11 | 78.1173 | 3.973% | 28184.4103 | 678.1937 | 22262.5835 | 0 | 10391.8507 | 61517.0383 | 13.15 | 9.257% | 8.333% | 27477.3994 | 0 | 0 | 455.9403 | 2846.906 | 0 | 0 | 0 | 0 | 170497.9919 | 0 | 201278.2376 | 262795.2759 |  | 4498782 | 58.4148 | 13.6742 | 0.0010399 | 44.7406 | 0.0034023 | 0.0044422 | 0.0044422 | TRUE | 0.00085185 | 170497.9919 |  | 37.8987 | 0.002882 | 0.0044422 | 263250.2787 | 58.4148
2009 | 12 | 42.6338 | 2.168% | 15382.1114 | 370.1355 | 12150.1758 | 0 | 5671.5256 | 33573.9482 | 13.4833 | 9.492% | 8.333% | 28173.9115 | 0 | 0 | 455.9403 | 2846.906 | 0 | 0 | 0 | 0 | 174819.8675 | 0 | 206296.6252 | 239870.5735 | 3726598.2747 | 4498596 | 53.3212 | 7.4632 | 0.00055351 | 45.858 | 0.0034011 | 0.0039546 | 0.0039546 | TRUE | 0.0007588 | 174819.8675 | 1841767.2816 | 38.861 | 0.0028821 | 0.0039546 | 217032.3541 | 53.3212
2010 | 1 | 26.1128 | 1.328% | 11276.8372 | 361.8634 | 9243.3472 | 9.428 | 4114.6961 | 25006.1719 | 13.3 | 9.363% | 8.333% | 36105.9149 | 0 | 617.1837 | 569.9254 | 5780.7444 | 0 | 0 | 0 | 0 | 200542.7441 | 0 | 243616.5124 | 268622.6843 |  | 4502130 | 59.6657 | 5.5543 | 0.00041762 | 54.1114 | 0.0040685 | 0.0044861 | 0.0044861 | TRUE | 0.00073993 | 200542.7441 |  | 44.544 | 0.0033492 | 0.0044861 | 252377.3089 | 59.6657
2010 | 2 | 35.0422 | 1.782% | 15132.9829 | 485.6036 | 12404.1354 | 12.652 | 5521.7278 | 33557.1017 | 12.7333 | 8.964% | 8.333% | 34567.5677 | 0 | 617.1837 | 569.9254 | 5780.7444 | 0 | 0 | 0 | 0 | 191998.3164 | 0 | 233533.7375 | 267090.8392 |  | 4510659 | 59.2133 | 7.4395 | 0.00058425 | 51.7738 | 0.004066 | 0.0046503 | 0.0046503 | TRUE | 0.00076774 | 191998.3164 |  | 42.5655 | 0.0033428 | 0.0046503 | 234507.3276 | 59.2133
2010 | 3 | 64.5823 | 3.285% | 27889.8823 | 894.9608 | 22860.6532 | 23.3174 | 10176.4695 | 61845.2832 | 12 | 8.448% | 8.333% | 32576.7653 | 0 | 617.1837 | 569.9254 | 5780.7444 | 0 | 0 | 0 | 0 | 180940.8217 | 0 | 220485.4405 | 282330.7237 |  | 4516712 | 62.508 | 13.6925 | 0.001141 | 48.8155 | 0.004068 | 0.005209 | 0.005209 | TRUE | 0.00086331 | 180940.8217 |  | 40.0603 | 0.0033384 | 0.005209 | 284181.4463 | 62.508
2010 | 4 | 114.0339 | 5.8% | 49245.6028 | 1580.2464 | 40365.4142 | 41.1719 | 17968.7519 | 109201.1871 | 11.2 | 7.885% | 8.333% | 30404.981 | 0 | 617.1837 | 569.9254 | 5780.7444 | 0 | 0 | 0 | 0 | 168878.1003 | 0 | 206250.9347 | 315452.1218 |  | 4520229 | 69.7868 | 24.1583 | 0.002157 | 45.6284 | 0.004074 | 0.006231 | 0.006231 | TRUE | 0.0010409 | 168878.1003 |  | 37.3605 | 0.0033358 | 0.006231 | 334261.3993 | 69.7868
2010 | 5 | 208.4788 | 10.6% | 90031.6445 | 2889.0332 | 73796.7334 | 75.2712 | 32850.7763 | 199643.4585 | 10.5333 | 7.415% | 8.333% | 28595.1607 | 0 | 617.1837 | 569.9254 | 5780.7444 | 0 | 0 | 0 | 0 | 158825.8324 | 0 | 194388.8465 | 394032.305 |  | 4521728 | 87.142 | 44.152 | 0.0041916 | 42.9899 | 0.0040813 | 0.008273 | 0.008273 | TRUE | 0.0013927 | 158825.8324 |  | 35.125 | 0.0033347 | 0.008273 | 402473.9512 | 87.142
2010 | 6 | 271.6633 | 13.82% | 117317.8965 | 3764.624 | 96162.6057 | 98.084 | 42806.993 | 260150.2032 | 10.2 | 7.181% | 8.333% | 27690.2505 | 0 | 617.1837 | 569.9254 | 5780.7444 | 0 | 0 | 0 | 0 | 153799.6984 | 0 | 188457.8025 | 448608.0056 |  | 4521918 | 99.2075 | 57.5309 | 0.0056403 | 41.6765 | 0.0040859 | 0.0097262 | 0.0097262 | TRUE | 0.0016441 | 153799.6984 |  | 34.012 | 0.0033345 | 0.0097262 | 491747.4238 | 99.2075
2010 | 7 | 322.3192 | 16.39% | 139193.675 | 4466.5978 | 114093.6454 | 116.3733 | 50789.0343 | 308659.3258 | 10.3667 | 7.298% | 8.333% | 28142.7056 | 0 | 617.1837 | 569.9254 | 5780.7444 | 0 | 0 | 0 | 0 | 156312.7654 | 0 | 191423.3245 | 500082.6503 |  | 4522790 | 110.5695 | 68.2453 | 0.0065832 | 42.3242 | 0.0040827 | 0.010666 | 0.010666 | TRUE | 0.0018053 | 156312.7654 |  | 34.5611 | 0.0033339 | 0.010666 | 517453.2717 | 110.5695
2010 | 8 | 326.4544 | 16.6% | 140979.4686 | 4523.9023 | 115557.4167 | 117.8663 | 51440.6353 | 312619.2891 | 10.9333 | 7.697% | 8.333% | 29681.0529 | 0 | 617.1837 | 569.9254 | 5780.7444 | 0 | 0 | 0 | 0 | 164857.1931 | 0 | 201506.0994 | 514125.3885 |  | 4526766 | 113.5745 | 69.0602 | 0.0063165 | 44.5144 | 0.0040714 | 0.010388 | 0.010388 | TRUE | 0.001748 | 164857.1931 |  | 36.4183 | 0.0033309 | 0.010388 | 537984.4633 | 113.5745
2010 | 9 | 277.8765 | 14.13% | 120001.1042 | 3850.7257 | 98361.9653 | 100.3273 | 43786.0427 | 266100.1653 | 11.6833 | 8.225% | 8.333% | 31717.1007 | 0 | 617.1837 | 569.9254 | 5780.7444 | 0 | 0 | 0 | 0 | 176165.9945 | 0 | 214850.9486 | 480951.1139 |  | 4524923 | 106.2893 | 58.8077 | 0.0050335 | 47.4817 | 0.0040641 | 0.0090975 | 0.0090975 | TRUE | 0.0015201 | 176165.9945 |  | 38.9324 | 0.0033323 | 0.0090975 | 508025.2215 | 106.2893
2010 | 10 | 198.8904 | 10.12% | 85890.9058 | 2756.1606 | 70402.6713 | 71.8093 | 31339.9022 | 190461.4493 | 12.4667 | 8.776% | 8.333% | 33843.6395 | 0 | 617.1837 | 569.9254 | 5780.7444 | 0 | 0 | 0 | 0 | 187977.4092 | 0 | 228788.9022 | 419250.3515 |  | 4524001 | 92.6725 | 42.1002 | 0.003377 | 50.5722 | 0.0040566 | 0.0074336 | 0.0074336 | TRUE | 0.0012307 | 187977.4092 |  | 41.5511 | 0.003333 | 0.0074336 | 408735.9238 | 92.6725
2010 | 11 | 78.1173 | 3.973% | 33734.9817 | 1082.5247 | 27651.738 | 28.2042 | 12309.2313 | 74806.68 | 13.15 | 9.257% | 8.333% | 35698.7053 | 0 | 617.1837 | 569.9254 | 5780.7444 | 0 | 0 | 0 | 0 | 198280.9838 | 0 | 240947.5426 | 315754.2226 |  | 4525048 | 69.7792 | 16.5317 | 0.0012572 | 53.2475 | 0.0040492 | 0.0053064 | 0.0053064 | TRUE | 0.00086422 | 198280.9838 |  | 43.8185 | 0.0033322 | 0.0053064 | 314574.2954 | 69.7792
2010 | 12 | 42.6338 | 2.168% | 18411.4281 | 590.8059 | 15091.3966 | 15.3929 | 6717.968 | 40826.9915 | 13.4833 | 9.492% | 8.333% | 36603.6155 | 0 | 617.1837 | 569.9254 | 5780.7444 | 0 | 0 | 0 | 0 | 203307.1177 | 0 | 246878.5867 | 287705.5782 | 4494005.9847 | 4527028 | 63.5529 | 9.0185 | 0.00066886 | 54.5344 | 0.0040446 | 0.0047134 | 0.0047134 | TRUE | 0.00075884 | 203307.1177 | 2141886.9769 | 44.9096 | 0.0033308 | 0.0047134 | 258947.5558 | 63.5529
2011 | 1 | 26.1128 | 1.328% | 13432.7663 | 490.0519 | 11201.4707 | 19.6439 | 4811.3672 | 29955.3 | 13.3 | 9.363% | 8.333% | 45596.1235 | 0 | 1285.6328 | 660.7809 | 8912.1414 | 0 | 0 | 0 | 0 | 226413.3971 | 0 | 282868.0757 | 312823.3757 |  | 4533029 | 69.0098 | 6.6082 | 0.00049686 | 62.4016 | 0.0046918 | 0.0051887 | 0.0051887 | TRUE | 0.00070256 | 226413.3971 |  | 49.9475 | 0.0037554 | 0.0051887 | 291644.6634 | 69.0098
2011 | 2 | 35.0422 | 1.782% | 18026.138 | 657.6265 | 15031.8447 | 26.3612 | 6456.6275 | 40198.5979 | 12.7333 | 8.964% | 8.333% | 43653.4315 | 0 | 1285.6328 | 660.7809 | 8912.1414 | 0 | 0 | 0 | 0 | 216766.711 | 0 | 271278.6976 | 311477.2955 |  | 4539389 | 68.6166 | 8.8555 | 0.00069546 | 59.7611 | 0.0046933 | 0.0053887 | 0.0053887 | TRUE | 0.00073848 | 216766.711 |  | 47.7524 | 0.0037502 | 0.0053887 | 271269.7837 | 68.6166
2011 | 3 | 64.5823 | 3.285% | 33221.9279 | 1211.9967 | 27703.4858 | 48.5833 | 11899.4769 | 74085.4707 | 12 | 8.448% | 8.333% | 41139.3595 | 0 | 1285.6328 | 660.7809 | 8912.1414 | 0 | 0 | 0 | 0 | 204282.7643 | 0 | 256280.6789 | 330366.1497 |  | 4546574 | 72.6627 | 16.2948 | 0.0013579 | 56.3679 | 0.0046973 | 0.0060552 | 0.0060552 | TRUE | 0.00084622 | 204282.7643 |  | 44.9311 | 0.0037443 | 0.0060552 | 329734.1285 | 72.6627
2011 | 4 | 114.0339 | 5.8% | 58660.4794 | 2140.0417 | 48916.4797 | 85.7844 | 21011.0931 | 130813.8783 | 11.2 | 7.885% | 8.333% | 38396.7356 | 0 | 1285.6328 | 660.7809 | 8912.1414 | 0 | 0 | 0 | 0 | 190663.9133 | 0 | 239919.204 | 370733.0823 |  | 4550254 | 81.4753 | 28.7487 | 0.0025668 | 52.7266 | 0.0047077 | 0.0072746 | 0.0072746 | TRUE | 0.0010436 | 190663.9133 |  | 41.9018 | 0.0037412 | 0.0072746 | 389711.1876 | 81.4753
2011 | 5 | 208.4788 | 10.6% | 107244.0813 | 3912.4604 | 89429.9361 | 156.8325 | 38412.836 | 239156.1463 | 10.5333 | 7.415% | 8.333% | 36111.2156 | 0 | 1285.6328 | 660.7809 | 8912.1414 | 0 | 0 | 0 | 0 | 179314.8709 | 0 | 226284.6416 | 465440.7879 |  | 4549811 | 102.2989 | 52.564 | 0.0049903 | 49.735 | 0.0047217 | 0.0097119 | 0.0097119 | TRUE | 0.001439 | 179314.8709 |  | 39.4115 | 0.0037416 | 0.0097119 | 471746.5459 | 102.2989
2011 | 6 | 271.6633 | 13.82% | 139746.9757 | 5098.2255 | 116533.826 | 204.3643 | 50054.7685 | 311638.1599 | 10.2 | 7.181% | 8.333% | 34968.4556 | 0 | 1285.6328 | 660.7809 | 8912.1414 | 0 | 0 | 0 | 0 | 173640.3496 | 0 | 219467.3604 | 531105.5203 |  | 4549338 | 116.7435 | 68.5019 | 0.0067159 | 48.2416 | 0.0047296 | 0.011445 | 0.011445 | TRUE | 0.0017192 | 173640.3496 |  | 38.1683 | 0.003742 | 0.011445 | 578320.5617 | 116.7435
2011 | 7 | 322.3192 | 16.39% | 165805.0109 | 6048.8703 | 138263.4021 | 242.4713 | 59388.2723 | 369748.0269 | 10.3667 | 7.298% | 8.333% | 35539.8356 | 0 | 1285.6328 | 660.7809 | 8912.1414 | 0 | 0 | 0 | 0 | 176477.6102 | 0 | 222876.001 | 592624.0279 |  | 4549687 | 130.256 | 81.2689 | 0.0078394 | 48.9871 | 0.0047254 | 0.012565 | 0.012565 | TRUE | 0.001899 | 176477.6102 |  | 38.789 | 0.0037417 | 0.012565 | 609448.7817 | 130.256
2011 | 8 | 326.4544 | 16.6% | 167932.2163 | 6126.4746 | 140037.2607 | 245.5821 | 60150.1977 | 374491.7313 | 10.9333 | 7.697% | 8.333% | 37482.5276 | 0 | 1285.6328 | 660.7809 | 8912.1414 | 0 | 0 | 0 | 0 | 186124.2963 | 0 | 234465.3791 | 608957.1104 |  | 4550328 | 133.8271 | 82.2999 | 0.0075274 | 51.5271 | 0.0047128 | 0.01224 | 0.01224 | TRUE | 0.0018524 | 186124.2963 |  | 40.9035 | 0.0037412 | 0.01224 | 633695.2473 | 133.8271
2011 | 9 | 277.8765 | 14.13% | 142943.1646 | 5214.8283 | 119199.101 | 209.0384 | 51199.584 | 318765.7163 | 11.6833 | 8.225% | 8.333% | 40053.7375 | 0 | 1285.6328 | 660.7809 | 8912.1414 | 0 | 0 | 0 | 0 | 198891.9691 | 0 | 249804.2618 | 568569.9781 |  | 4545995 | 125.0705 | 70.1201 | 0.0060017 | 54.9504 | 0.0047033 | 0.010705 | 0.010705 | TRUE | 0.0016075 | 198891.9691 |  | 43.751 | 0.0037447 | 0.010705 | 597815.2772 | 125.0705
2011 | 10 | 198.8904 | 10.12% | 102311.7076 | 3732.5184 | 85316.8712 | 149.6194 | 36646.1515 | 228156.8681 | 12.4667 | 8.776% | 8.333% | 42739.2235 | 0 | 1285.6328 | 660.7809 | 8912.1414 | 0 | 0 | 0 | 0 | 212227.094 | 0 | 265824.8726 | 493981.7407 |  | 4546841 | 108.6428 | 50.1792 | 0.0040251 | 58.4636 | 0.0046896 | 0.0087147 | 0.0087147 | TRUE | 0.001281 | 212227.094 |  | 46.6757 | 0.003744 | 0.0087147 | 479246.0478 | 108.6428
2011 | 11 | 78.1173 | 3.973% | 40184.5056 | 1466.0043 | 33509.5207 | 58.7653 | 14393.3428 | 89612.1387 | 13.15 | 9.257% | 8.333% | 45081.8815 | 0 | 1285.6328 | 660.7809 | 8912.1414 | 0 | 0 | 0 | 0 | 223859.8625 | 0 | 279800.2991 | 369412.4379 |  | 4549257 | 81.2028 | 19.6982 | 0.001498 | 61.5046 | 0.0046772 | 0.0061751 | 0.0061751 | TRUE | 0.00086872 | 223859.8625 |  | 49.208 | 0.0037421 | 0.0061751 | 366133.398 | 81.2028
2011 | 12 | 42.6338 | 2.168% | 21931.3632 | 800.0963 | 18288.379 | 32.0722 | 7855.4065 | 48907.3172 | 13.4833 | 9.492% | 8.333% | 46224.6415 | 0 | 1285.6328 | 660.7809 | 8912.1414 | 0 | 0 | 0 | 0 | 229534.3837 | 0 | 286617.5804 | 335524.8976 | 5291016.4039 | 4554107 | 73.6752 | 10.7392 | 0.00079648 | 62.9361 | 0.0046677 | 0.0054642 | 0.0054642 | TRUE | 0.00075073 | 229534.3837 | 2418197.222 | 50.4016 | 0.0037381 | 0.0054642 | 299855.5881 | 73.6752
2012 | 1 | 26.1128 | 1.328% | 15612.1521 | 690.0828 | 13142.5026 | 29.7737 | 5501.9573 | 34976.4684 | 13.3 | 9.363% | 8.333% | 54958.1187 | 0 | 1950.1978 | 751.6364 | 12021.9836 | 0 | 0 | 0 | 177.7372 | 249892.5586 | 0 | 319752.2322 | 354728.7006 |  | 4560015 | 77.7911 | 7.6703 | 0.00057671 | 70.1209 | 0.0052722 | 0.005849 | 0.005849 | TRUE | 0.00066025 | 249892.5586 |  | 54.8008 | 0.0041204 | 0.005849 | 329688.5421 | 77.7911
2012 | 2 | 35.0422 | 1.782% | 20950.7708 | 926.0585 | 17636.6177 | 39.9549 | 7383.3668 | 46936.7687 | 12.7333 | 8.964% | 8.333% | 52616.5447 | 0 | 1950.1978 | 751.6364 | 12021.9836 | 0 | 0 | 0 | 170.1645 | 239245.5072 | 0 | 306756.0341 | 353692.8028 |  | 4565707 | 77.4673 | 10.2803 | 0.00080735 | 67.187 | 0.0052765 | 0.0060838 | 0.0060838 | TRUE | 0.00069508 | 239245.5072 |  | 52.4005 | 0.0041152 | 0.0060838 | 316523.4708 | 77.4673
2012 | 3 | 64.5823 | 3.285% | 38611.9863 | 1706.7133 | 32504.0473 | 73.6364 | 13607.4449 | 86503.8281 | 12 | 8.448% | 8.333% | 49586.2725 | 0 | 1950.1978 | 751.6364 | 12021.9836 | 0 | 0 | 0 | 160.3644 | 225466.9702 | 0 | 289937.4248 | 376441.2529 |  | 4573930 | 82.3015 | 18.9124 | 0.001576 | 63.3891 | 0.0052824 | 0.0068585 | 0.0068585 | TRUE | 0.00080324 | 225466.9702 |  | 49.2939 | 0.0041078 | 0.0068585 | 374414.9147 | 82.3015
2012 | 4 | 114.0339 | 5.8% | 68177.7902 | 3013.5704 | 57392.9064 | 130.0209 | 24026.879 | 152741.1669 | 11.2 | 7.885% | 8.333% | 46280.521 | 0 | 1950.1978 | 751.6364 | 12021.9836 | 0 | 0 | 0 | 149.6735 | 210435.8388 | 0 | 271589.851 | 424331.0179 |  | 4577038 | 92.7087 | 33.3712 | 0.0029796 | 59.3375 | 0.005298 | 0.0082776 | 0.0082776 | TRUE | 0.001003 | 210435.8388 |  | 45.9764 | 0.004105 | 0.0082776 | 444842.6901 | 92.7087
2012 | 5 | 208.4788 | 10.6% | 124643.79 | 5509.4604 | 104926.6828 | 237.7065 | 43926.3468 | 279243.9864 | 10.5333 | 7.415% | 8.333% | 43525.7281 | 0 | 1950.1978 | 751.6364 | 12021.9836 | 0 | 0 | 0 | 140.7643 | 197909.896 | 0 | 256300.2062 | 535544.1925 |  | 4576751 | 117.0141 | 61.0136 | 0.0057924 | 56.0005 | 0.0053165 | 0.011109 | 0.011109 | TRUE | 0.001397 | 197909.896 |  | 43.2424 | 0.0041053 | 0.011109 | 541584.3765 | 117.0141
2012 | 6 | 271.6633 | 13.82% | 162420.084 | 7179.2347 | 136727.2339 | 309.7491 | 57239.2811 | 363875.5827 | 10.2 | 7.181% | 8.333% | 42148.3316 | 0 | 1950.1978 | 751.6364 | 12021.9836 | 0 | 0 | 0 | 136.3098 | 191646.9246 | 0 | 248655.3837 | 612530.9664 |  | 4575347 | 133.8764 | 79.5296 | 0.007797 | 54.3468 | 0.0053281 | 0.013125 | 0.013125 | TRUE | 0.0016797 | 191646.9246 |  | 41.8869 | 0.0041066 | 0.013125 | 666316.3475 | 133.8764
2012 | 7 | 322.3192 | 16.39% | 192705.8791 | 8517.9166 | 162222.1905 | 367.5067 | 67912.4509 | 431725.9439 | 10.3667 | 7.298% | 8.333% | 42837.0298 | 0 | 1950.1978 | 751.6364 | 12021.9836 | 0 | 0 | 0 | 138.537 | 194778.4103 | 0 | 252477.7949 | 684203.7388 |  | 4577123 | 149.4834 | 94.3226 | 0.0090986 | 55.1608 | 0.005321 | 0.01442 | 0.01442 | TRUE | 0.0018547 | 194778.4103 |  | 42.5548 | 0.004105 | 0.01442 | 703280.5697 | 149.4834
2012 | 8 | 326.4544 | 16.6% | 195178.2107 | 8627.1978 | 164303.4298 | 372.2217 | 68783.7378 | 437264.7977 | 10.9333 | 7.697% | 8.333% | 45178.6038 | 0 | 1950.1978 | 751.6364 | 12021.9836 | 0 | 0 | 0 | 146.1098 | 205425.4617 | 0 | 265473.9931 | 702738.7908 |  | 4579585 | 153.4503 | 95.4813 | 0.008733 | 57.969 | 0.005302 | 0.014035 | 0.014035 | TRUE | 0.0017948 | 205425.4617 |  | 44.8568 | 0.0041028 | 0.014035 | 731339.8078 | 153.4503
2012 | 9 | 277.8765 | 14.13% | 166134.8354 | 7343.4328 | 139854.3575 | 316.8335 | 58548.4153 | 372197.8746 | 11.6833 | 8.225% | 8.333% | 48277.7459 | 0 | 1950.1978 | 751.6364 | 12021.9836 | 0 | 0 | 0 | 156.1326 | 219517.1473 | 0 | 282674.8435 | 654872.7181 |  | 4578976 | 143.0173 | 81.2841 | 0.0069573 | 61.7332 | 0.0052839 | 0.012241 | 0.012241 | TRUE | 0.0015361 | 219517.1473 |  | 47.9402 | 0.0041033 | 0.012241 | 689207.9242 | 143.0173
2012 | 10 | 198.8904 | 10.12% | 118911.1683 | 5256.0691 | 100100.8909 | 226.7739 | 41906.0846 | 266400.9868 | 12.4667 | 8.776% | 8.333% | 51514.6275 | 0 | 1950.1978 | 751.6364 | 12021.9836 | 0 | 0 | 0 | 166.6008 | 234235.1301 | 0 | 300640.1762 | 567041.163 |  | 4580752 | 123.7878 | 58.1566 | 0.004665 | 65.6312 | 0.0052645 | 0.0099295 | 0.0099295 | TRUE | 0.0012148 | 234235.1301 |  | 51.1346 | 0.0041017 | 0.0099295 | 550390.6309 | 123.7878
2012 | 11 | 78.1173 | 3.973% | 46704.2005 | 2064.4024 | 39316.1731 | 89.0689 | 16459.2629 | 104633.1078 | 13.15 | 9.257% | 8.333% | 54338.2903 | 0 | 1950.1978 | 751.6364 | 12021.9836 | 0 | 0 | 0 | 175.7327 | 247074.2215 | 0 | 316312.0621 | 420945.17 |  | 4584041 | 91.8284 | 22.8255 | 0.0017358 | 69.0029 | 0.0052474 | 0.0069831 | 0.0069831 | TRUE | 0.00080803 | 247074.2215 |  | 53.8988 | 0.0040988 | 0.0069831 | 417156.5832 | 91.8284
2012 | 12 | 42.6338 | 2.168% | 25489.5953 | 1126.682 | 21457.4563 | 48.6109 | 8982.9168 | 57105.2613 | 13.4833 | 9.492% | 8.333% | 55715.6867 | 0 | 1950.1978 | 751.6364 | 12021.9836 | 0 | 0 | 0 | 180.1872 | 253337.1929 | 0 | 323956.8846 | 381062.1459 | 6068132.6597 | 4588119 | 83.0541 | 12.4463 | 0.00092309 | 70.6078 | 0.0052367 | 0.0061598 | 0.0061598 | TRUE | 0.00069559 | 253337.1929 | 2668965.2592 | 55.2159 | 0.0040951 | 0.0061598 | 339742.2397 | 83.0541
2013 | 1 | 26.1128 | 1.328% | 17943.6205 | 964.3308 | 15161.8117 | 40.2972 | 6220.3973 | 40330.4575 | 13.3 | 9.363% | 8.333% | 64907.3112 | 85.5418 | 2632.5518 | 842.4918 | 15230.5438 | 0 | 0 | 0 | 818.2519 | 272470.7555 | 29799.7174 | 386787.1651 | 427117.6226 |  | 4594969 | 92.9533 | 8.7771 | 0.00065993 | 84.1762 | 0.006329 | 0.006989 | 0.006989 | TRUE | 0.00114 | 272470.7555 |  | 59.2976 | 0.0044585 | 0.006989 | 396478.0622 | 92.9533
2013 | 2 | 35.0422 | 1.782% | 24079.4913 | 1294.0864 | 20346.4352 | 54.0769 | 8347.4793 | 54121.5692 | 12.7333 | 8.964% | 8.333% | 62141.8368 | 81.8972 | 2632.5518 | 842.4918 | 15230.5438 | 0 | 0 | 0 | 783.389 | 260861.7258 | 28530.0553 | 371104.4914 | 425226.0606 |  | 4599265 | 92.4552 | 11.7674 | 0.00092414 | 80.6878 | 0.0063367 | 0.0072609 | 0.0072609 | TRUE | 0.0011771 | 260861.7258 |  | 56.7181 | 0.0044543 | 0.0072609 | 368846.9631 | 92.4552
2013 | 3 | 64.5823 | 3.285% | 44378.1759 | 2384.9837 | 37498.2042 | 99.6629 | 15384.2912 | 99745.3179 | 12 | 8.448% | 8.333% | 58562.9875 | 77.1806 | 2632.5518 | 842.4918 | 15230.5438 | 0 | 0 | 0 | 738.2724 | 245838.2756 | 26886.9631 | 350809.2666 | 450554.5845 |  | 4605771 | 97.8239 | 21.6566 | 0.0018047 | 76.1673 | 0.0063473 | 0.008152 | 0.008152 | TRUE | 0.0012935 | 245838.2756 |  | 53.3761 | 0.004448 | 0.008152 | 448587.3175 | 97.8239
2013 | 4 | 114.0339 | 5.8% | 78359.2417 | 4211.2031 | 66211.1675 | 175.9764 | 27164.2844 | 176121.8731 | 11.2 | 7.885% | 8.333% | 54658.7884 | 72.0352 | 2632.5518 | 842.4918 | 15230.5438 | 0 | 0 | 0 | 689.0542 | 229449.0573 | 25094.4989 | 328669.0213 | 504790.8944 |  | 4609509 | 109.5108 | 38.2084 | 0.0034115 | 71.3024 | 0.0063663 | 0.0097777 | 0.0097777 | TRUE | 0.0015002 | 229449.0573 |  | 49.7773 | 0.0044444 | 0.0097777 | 530640.449 | 109.5108
2013 | 5 | 208.4788 | 10.6% | 143257.6918 | 7698.9928 | 121048.3771 | 321.7231 | 49662.2045 | 321988.9893 | 10.5333 | 7.415% | 8.333% | 51405.2891 | 67.7474 | 2632.5518 | 842.4918 | 15230.5438 | 0 | 0 | 0 | 648.0391 | 215791.3753 | 23600.7787 | 310218.8169 | 632207.8062 |  | 4611553 | 137.0922 | 69.8222 | 0.0066287 | 67.2699 | 0.0063864 | 0.013015 | 0.013015 | TRUE | 0.0019062 | 215791.3753 |  | 46.7936 | 0.0044424 | 0.013015 | 642952.0842 | 137.0922
2013 | 6 | 271.6633 | 13.82% | 186675.3757 | 10032.3574 | 157734.9948 | 419.229 | 64713.5283 | 419575.4853 | 10.2 | 7.181% | 8.333% | 49778.5394 | 65.6035 | 2632.5518 | 842.4918 | 15230.5438 | 0 | 0 | 0 | 627.5315 | 208962.5343 | 22853.9186 | 300993.7147 | 720569.2 |  | 4613739 | 156.179 | 90.9404 | 0.0089157 | 65.2386 | 0.0063959 | 0.015312 | 0.015312 | TRUE | 0.0021865 | 208962.5343 |  | 45.2914 | 0.0044403 | 0.015312 | 788672.27 | 156.179
2013 | 7 | 322.3192 | 16.39% | 221483.9539 | 11903.0493 | 187147.181 | 497.4009 | 76780.3898 | 497811.9748 | 10.3667 | 7.298% | 8.333% | 50591.9142 | 66.6754 | 2632.5518 | 842.4918 | 15230.5438 | 0 | 0 | 0 | 637.7853 | 212376.9548 | 23227.3486 | 305606.2658 | 803418.2406 |  | 4620943 | 173.8646 | 107.7295 | 0.010392 | 66.135 | 0.0063796 | 0.016772 | 0.016772 | TRUE | 0.0023519 | 212376.9548 |  | 45.9597 | 0.0044334 | 0.016772 | 831339.108 | 173.8646
2013 | 8 | 326.4544 | 16.6% | 224325.4956 | 12055.7601 | 189548.1969 | 503.7823 | 77765.4484 | 504198.6834 | 10.9333 | 7.697% | 8.333% | 53357.3887 | 70.3201 | 2632.5518 | 842.4918 | 15230.5438 | 0 | 0 | 0 | 672.6481 | 223985.9845 | 24497.0108 | 321288.9395 | 825487.6229 |  | 4630751 | 178.2621 | 108.8805 | 0.0099586 | 69.3816 | 0.0063459 | 0.016304 | 0.016304 | TRUE | 0.0022694 | 223985.9845 |  | 48.3693 | 0.004424 | 0.016304 | 864429.008 | 178.2621
2013 | 9 | 277.8765 | 14.13% | 190944.8762 | 10261.8101 | 161342.5924 | 428.8173 | 66193.608 | 429171.7039 | 11.6833 | 8.225% | 8.333% | 57017.5754 | 75.1439 | 2632.5518 | 842.4918 | 15230.5438 | 0 | 0 | 0 | 718.7902 | 239350.8767 | 26177.446 | 342045.4195 | 771217.1234 |  | 4644296 | 166.0568 | 92.4083 | 0.0079094 | 73.6485 | 0.0063037 | 0.014213 | 0.014213 | TRUE | 0.001972 | 239350.8767 |  | 51.5365 | 0.0044111 | 0.014213 | 815342.5082 | 166.0568
2013 | 10 | 198.8904 | 10.12% | 136668.9788 | 7344.9004 | 115481.1157 | 306.9264 | 47378.1386 | 307180.06 | 12.4667 | 8.776% | 8.333% | 60840.4371 | 80.182 | 2632.5518 | 842.4918 | 15230.5438 | 0 | 0 | 0 | 766.9829 | 255398.653 | 27932.5672 | 363724.4097 | 670904.4696 |  | 4655414 | 144.1127 | 65.9834 | 0.0052928 | 78.1293 | 0.0062671 | 0.01156 | 0.01156 | TRUE | 0.0016303 | 255398.653 |  | 54.8606 | 0.0044006 | 0.01156 | 653211.9673 | 144.1127
2013 | 11 | 78.1173 | 3.973% | 53678.8552 | 2884.8232 | 45356.9943 | 120.5501 | 18608.4967 | 120649.7195 | 13.15 | 9.257% | 8.333% | 64175.2739 | 84.5771 | 2632.5518 | 842.4918 | 15230.5438 | 0 | 0 | 0 | 809.0235 | 269397.777 | 29463.6304 | 382635.8692 | 503285.5887 |  | 4665143 | 107.8821 | 25.862 | 0.0019667 | 82.0202 | 0.0062373 | 0.008204 | 0.008204 | TRUE | 0.0012208 | 269397.777 |  | 57.7469 | 0.0043914 | 0.008204 | 498384.2581 | 107.8821
2013 | 12 | 42.6338 | 2.168% | 29296.1293 | 1574.4403 | 24754.3351 | 65.7922 | 10155.897 | 65846.5939 | 13.4833 | 9.492% | 8.333% | 65802.0235 | 86.721 | 2632.5518 | 842.4918 | 15230.5438 | 0 | 0 | 0 | 829.531 | 276226.618 | 30210.4904 | 391860.9714 | 457707.5653 | 7192486.7786 | 4671859 | 97.9712 | 14.0943 | 0.0010453 | 83.8769 | 0.0062208 | 0.0072661 | 0.0072661 | TRUE | 0.0011063 | 276226.618 | 2910110.5878 | 59.1256 | 0.0043851 | 0.0072661 | 407792.3152 | 97.9712
2014 | 1 | 26.1128 | 1.328% | 20400.5658 | 1260.5816 | 17406.5642 | 51.954 | 7019.0466 | 46138.7123 | 13.3 | 9.363% | 8.333% | 76547.6682 | 335.7474 | 3366.1394 | 933.3473 | 18723.418 | 0 | 0 | 0 | 2610.5571 | 294842.6524 | 59595.4086 | 456954.9382 | 503093.6505 |  | 4679556 | 107.5088 | 9.8596 | 0.00074133 | 97.6492 | 0.007342 | 0.0080834 | 0.0080834 | TRUE | 0.0010944 | 294842.6524 |  | 63.0065 | 0.0047373 | 0.0080834 | 462445.9435 | 107.5088
2014 | 2 | 35.0422 | 1.782% | 27376.5958 | 1691.6409 | 23358.7871 | 69.7199 | 9419.2291 | 61915.9728 | 12.7333 | 8.964% | 8.333% | 73286.2387 | 321.4423 | 3366.1394 | 933.3473 | 18723.418 | 0 | 0 | 0 | 2499.3303 | 282280.4341 | 57056.2558 | 438466.6059 | 500382.5788 |  | 4687089 | 106.7576 | 13.2099 | 0.0010374 | 93.5477 | 0.0073467 | 0.0083841 | 0.0083841 | TRUE | 0.0011232 | 282280.4341 |  | 60.2251 | 0.0047297 | 0.0083841 | 429989.3663 | 106.7576
2014 | 3 | 64.5823 | 3.285% | 50454.6948 | 3117.6712 | 43049.9279 | 128.4927 | 17359.5115 | 114110.2982 | 12 | 8.448% | 8.333% | 69065.5653 | 302.9299 | 3366.1394 | 933.3473 | 18723.418 | 0 | 0 | 0 | 2355.3898 | 266023.4458 | 53770.2935 | 414540.5289 | 528650.8271 |  | 4694845 | 112.6024 | 24.3054 | 0.0020255 | 88.297 | 0.0073581 | 0.0093835 | 0.0093835 | FALSE | 0.0012315 | 266023.4458 |  | 56.6629 | 0.0047219 | 0.0093835 | 522118.5011 | 112.6024
2014 | 4 | 114.0339 | 5.8% | 89088.6464 | 5504.921 | 76013.9332 | 226.8816 | 30651.9619 | 201486.3442 | 11.2 | 7.885% | 8.333% | 64461.1943 | 282.7346 | 3366.1394 | 933.3473 | 18723.418 | 0 | 0 | 0 | 2198.3638 | 248288.5494 | 50185.6072 | 388439.354 | 589925.6982 |  | 4699582 | 125.5273 | 42.8732 | 0.003828 | 82.654 | 0.0073798 | 0.011208 | 0.011208 | TRUE | 0.00143 | 248288.5494 |  | 52.832 | 0.0047171 | 0.011208 | 616081.0838 | 125.5273
2014 | 5 | 208.4788 | 10.6% | 162873.3712 | 10064.1898 | 138969.9593 | 414.7889 | 56038.4354 | 368360.7446 | 10.5333 | 7.415% | 8.333% | 60624.2184 | 265.9052 | 3366.1394 | 933.3473 | 18723.418 | 0 | 0 | 0 | 2067.5088 | 233509.4691 | 47198.3687 | 366688.3748 | 735049.1194 |  | 4702414 | 156.3131 | 78.3344 | 0.0074368 | 77.9788 | 0.007403 | 0.01484 | 0.01484 | TRUE | 0.0018248 | 233509.4691 |  | 49.6574 | 0.0047143 | 0.01484 | 744422.3141 | 156.3131
2014 | 6 | 271.6633 | 13.82% | 212236.0579 | 13114.3842 | 181088.1429 | 540.5006 | 73022.2291 | 480001.3147 | 10.2 | 7.181% | 8.333% | 58705.7305 | 257.4904 | 3366.1394 | 933.3473 | 18723.418 | 0 | 0 | 0 | 2002.0814 | 226119.9289 | 45704.7494 | 355812.8853 | 835814.2 |  | 4705494 | 177.6252 | 102.0087 | 0.010001 | 75.6165 | 0.0074134 | 0.017414 | 0.017414 | TRUE | 0.0021026 | 226119.9289 |  | 48.0545 | 0.0047112 | 0.017414 | 911564.4598 | 177.6252
2014 | 7 | 322.3192 | 16.39% | 251810.8297 | 15559.7687 | 214854.8931 | 641.2855 | 86638.3794 | 569505.1564 | 10.3667 | 7.298% | 8.333% | 59664.9745 | 261.6978 | 3366.1394 | 933.3473 | 18723.418 | 0 | 0 | 0 | 2034.7951 | 229814.699 | 46451.5591 | 361250.6301 | 930755.7865 |  | 4709239 | 197.6446 | 120.9336 | 0.011666 | 76.711 | 0.0073998 | 0.019065 | 0.019065 | TRUE | 0.0022939 | 229814.699 |  | 48.8008 | 0.0047075 | 0.019065 | 960152.4267 | 197.6446
2014 | 8 | 326.4544 | 16.6% | 255041.4519 | 15759.3937 | 217611.3868 | 649.5129 | 87749.9117 | 576811.657 | 10.9333 | 7.697% | 8.333% | 62926.4039 | 276.0028 | 3366.1394 | 933.3473 | 18723.418 | 0 | 0 | 0 | 2146.0218 | 242376.9172 | 48990.7118 | 379738.9623 | 956550.6193 |  | 4712926 | 202.9632 | 122.3893 | 0.011194 | 80.5739 | 0.0073696 | 0.018564 | 0.018564 | TRUE | 0.0022592 | 242376.9172 |  | 51.4281 | 0.0047038 | 0.018564 | 998316.7705 | 202.9632
2014 | 9 | 277.8765 | 14.13% | 217090.1632 | 13414.3267 | 185229.8563 | 552.8625 | 74692.3393 | 490979.548 | 11.6833 | 8.225% | 8.333% | 67243.0018 | 294.936 | 3366.1394 | 933.3473 | 18723.418 | 0 | 0 | 0 | 2293.2337 | 259003.3826 | 52351.3552 | 404208.8138 | 895188.3618 |  | 4718734 | 189.7094 | 104.049 | 0.0089058 | 85.6604 | 0.0073318 | 0.016238 | 0.016238 | TRUE | 0.0020245 | 259003.3826 |  | 54.8883 | 0.004698 | 0.016238 | 942105.7008 | 189.7094
2014 | 10 | 198.8904 | 10.12% | 155382.4932 | 9601.3172 | 132578.4479 | 395.7119 | 53461.1137 | 351419.0838 | 12.4667 | 8.776% | 8.333% | 71751.4484 | 314.7105 | 3366.1394 | 933.3473 | 18723.418 | 0 | 0 | 0 | 2446.9883 | 276368.802 | 55861.3604 | 429766.2143 | 781185.2981 |  | 4724910 | 165.3334 | 74.3758 | 0.005966 | 90.9575 | 0.0072961 | 0.013262 | 0.013262 | TRUE | 0.0017022 | 276368.802 |  | 58.4919 | 0.0046919 | 0.013262 | 756171.3491 | 165.3334
2014 | 11 | 78.1173 | 3.973% | 61028.8774 | 3771.0658 | 52072.2359 | 155.422 | 20997.6792 | 138025.2804 | 13.15 | 9.257% | 8.333% | 75684.3486 | 331.9607 | 3366.1394 | 933.3473 | 18723.418 | 0 | 0 | 0 | 2581.1147 | 291517.3593 | 58923.2799 | 452060.9679 | 590086.2483 |  | 4731887 | 124.7042 | 29.1692 | 0.0022182 | 95.535 | 0.007265 | 0.0094832 | 0.0094832 | TRUE | 0.0012792 | 291517.3593 |  | 61.607 | 0.0046849 | 0.0094832 | 579143.1272 | 124.7042
2014 | 12 | 42.6338 | 2.168% | 33307.5263 | 2058.122 | 28419.29 | 84.8241 | 11459.8332 | 75329.5956 | 13.4833 | 9.492% | 8.333% | 77602.8366 | 340.3754 | 3366.1394 | 933.3473 | 18723.418 | 0 | 0 | 0 | 2646.5422 | 298906.8995 | 60416.8992 | 462936.4575 | 538266.0531 | 8384948.441 | 4739276 | 113.5756 | 15.8947 | 0.0011788 | 97.6808 | 0.0072446 | 0.0084234 | 0.0084234 | TRUE | 0.0011573 | 298906.8995 | 3149052.5392 | 63.0702 | 0.0046776 | 0.0084234 | 475130.7121 | 113.5756
2015 | 1 | 26.1128 | 1.328% | 23985.4667 | 1826.9168 | 19878.7655 | 64.7547 | 7898.6189 | 53654.5226 | 13.3 | 9.363% | 8.333% | 89894.2321 | 794.7552 | 4151.4162 | 1024.2028 | 22503.1351 | 3325.2827 | 1250.0859 | 3666.1636 | 6041.8974 | 316993.7481 | 88992.3822 | 538637.3012 | 592291.8238 |  | 4746212 | 124.7925 | 11.3047 | 0.00084998 | 113.4878 | 0.0085329 | 0.0093829 | 0.0093829 | TRUE | 0.0012995 | 316993.7481 |  | 66.7888 | 0.0050217 | 0.0093829 | 536870.3034 | 124.7925
2015 | 2 | 35.0422 | 1.782% | 32187.3635 | 2451.636 | 26676.3644 | 86.8978 | 10599.5735 | 72001.8353 | 12.7333 | 8.964% | 8.333% | 86064.152 | 760.8934 | 4151.4162 | 1024.2028 | 22503.1351 | 3325.2827 | 1250.0859 | 3666.1636 | 5784.4732 | 303487.7488 | 85200.7268 | 517218.2805 | 589220.1158 |  | 4753351 | 123.9589 | 15.1476 | 0.0011896 | 108.8113 | 0.0085454 | 0.009735 | 0.009735 | TRUE | 0.0013509 | 303487.7488 |  | 63.8471 | 0.0050142 | 0.009735 | 498744.6065 | 123.9589
2015 | 3 | 64.5823 | 3.285% | 59320.8744 | 4518.332 | 49164.1778 | 160.1515 | 19534.8702 | 132698.4058 | 12 | 8.448% | 8.333% | 81107.5778 | 717.0723 | 4151.4162 | 1024.2028 | 22503.1351 | 3325.2827 | 1250.0859 | 3666.1636 | 5451.336 | 286009.3968 | 80293.8787 | 489499.5479 | 622197.9537 |  | 4761186 | 130.6813 | 27.8709 | 0.0023226 | 102.8104 | 0.0085675 | 0.01089 | 0.01089 | TRUE | 0.0015066 | 286009.3968 |  | 60.071 | 0.0050059 | 0.01089 | 603983.5176 | 130.6813
2015 | 4 | 114.0339 | 5.8% | 104743.7988 | 7978.0897 | 86809.9604 | 282.782 | 34493.0269 | 234307.6576 | 11.2 | 7.885% | 8.333% | 75700.406 | 669.2675 | 4151.4162 | 1024.2028 | 22503.1351 | 3325.2827 | 1250.0859 | 3666.1636 | 5087.9136 | 266942.1037 | 74940.9534 | 459260.9304 | 693568.5881 |  | 4765589 | 145.5368 | 49.1666 | 0.0043899 | 96.3702 | 0.0086045 | 0.012994 | 0.012994 | TRUE | 0.0017866 | 266942.1037 |  | 56.0145 | 0.0050013 | 0.012994 | 709662.4292 | 145.5368
2015 | 5 | 208.4788 | 10.6% | 191494.3857 | 14585.6786 | 158707.4387 | 516.9868 | 63060.7355 | 428365.2253 | 10.5333 | 7.415% | 8.333% | 71194.4294 | 629.4301 | 4151.4162 | 1024.2028 | 22503.1351 | 3325.2827 | 1250.0859 | 3666.1636 | 4785.0616 | 251052.6927 | 70480.1824 | 434062.0826 | 862427.3079 |  | 4767866 | 180.8833 | 89.8442 | 0.0085295 | 91.0391 | 0.0086429 | 0.017172 | 0.017172 | TRUE | 0.0023326 | 251052.6927 |  | 52.6551 | 0.0049989 | 0.017172 | 853466.0238 | 180.8833
2015 | 6 | 271.6633 | 13.82% | 249531.3582 | 19006.2188 | 206807.5395 | 673.672 | 82172.8058 | 558191.5943 | 10.2 | 7.181% | 8.333% | 68941.4411 | 609.5115 | 4151.4162 | 1024.2028 | 22503.1351 | 3325.2827 | 1250.0859 | 3666.1636 | 4633.6356 | 243107.9873 | 68249.7969 | 421462.6586 | 979654.253 |  | 4772498 | 205.2708 | 116.96 | 0.011467 | 88.3107 | 0.0086579 | 0.020125 | 0.020125 | 0 | 0.0027104 | 243107.9873 |  | 50.9394 | 0.0049941 | 0.020125 | 1041990.0503 | 205.2708
2015 | 7 | 322.3192 | 16.39% | 296060.4291 | 22550.229 | 245370.0783 | 799.2889 | 97495.2259 | 662275.2512 | 10.3667 | 7.298% | 8.333% | 70067.9353 | 619.4708 | 4151.4162 | 1024.2028 | 22503.1351 | 3325.2827 | 1250.0859 | 3666.1636 | 4709.3486 | 247080.34 | 69364.9896 | 427762.3706 | 1090037.6218 |  | 4784923.7421 | 227.8067 | 138.4087 | 0.013351 | 89.3979 | 0.0086236 | 0.021975 | 0.021975 | TRUE | 0.0029095 | 247080.34 |  | 51.6373 | 0.0049811 | 0.021975 | 1096095.833 | 227.8067
2015 | 8 | 326.4544 | 16.6% | 299858.7541 | 22839.5386 | 248518.0684 | 809.5434 | 98746.0468 | 670771.9512 | 10.9333 | 7.697% | 8.333% | 73898.0153 | 653.3326 | 4151.4162 | 1024.2028 | 22503.1351 | 3325.2827 | 1250.0859 | 3666.1636 | 4966.7728 | 260586.3393 | 73156.645 | 449181.3913 | 1119953.3425 |  | 4793100.814 | 233.6595 | 139.9453 | 0.0128 | 93.7142 | 0.0085714 | 0.021371 | 0.021371 | TRUE | 0.0028076 | 260586.3393 |  | 54.367 | 0.0049726 | 0.021371 | 1139559.6309 | 233.6595
2015 | 9 | 277.8765 | 14.13% | 255238.4539 | 19440.9149 | 211537.4879 | 689.0798 | 84052.2011 | 570958.1376 | 11.6833 | 8.225% | 8.333% | 78967.239 | 698.1496 | 4151.4162 | 1024.2028 | 22503.1351 | 3325.2827 | 1250.0859 | 3666.1636 | 5307.4813 | 278461.9266 | 78175.0124 | 477530.0951 | 1048488.2327 |  | 4797009.997 | 218.5712 | 119.0238 | 0.010187 | 99.5474 | 0.0085205 | 0.018708 | 0.018708 | TRUE | 0.0024703 | 278461.9266 |  | 58.0491 | 0.0049685 | 0.018708 | 1076339.5224 | 218.5712
2015 | 10 | 198.8904 | 10.12% | 182687.169 | 13914.8535 | 151408.1605 | 493.2095 | 60160.4438 | 408663.8363 | 12.4667 | 8.776% | 8.333% | 84261.7614 | 744.9585 | 4151.4162 | 1024.2028 | 22503.1351 | 3325.2827 | 1250.0859 | 3666.1636 | 5663.3324 | 297131.9845 | 83416.4184 | 507138.7414 | 915802.5777 |  | 4802322.3864 | 190.6999 | 85.0971 | 0.006826 | 105.6028 | 0.0084708 | 0.015297 | 0.015297 | TRUE | 0.0020348 | 297131.9845 |  | 61.8726 | 0.004963 | 0.015297 | 866680.0628 | 190.6999
2015 | 11 | 78.1173 | 3.973% | 71753.2111 | 5465.2739 | 59467.8968 | 193.7157 | 23628.9448 | 160509.0423 | 13.15 | 9.257% | 8.333% | 88880.3874 | 785.7918 | 4151.4162 | 1024.2028 | 22503.1351 | 3325.2827 | 1250.0859 | 3666.1636 | 5973.7557 | 313418.6307 | 87988.7087 | 532967.5605 | 693476.6027 |  | 4807951.5017 | 144.2354 | 33.3841 | 0.0025387 | 110.8513 | 0.0084298 | 0.010968 | 0.010968 | TRUE | 0.0014853 | 313418.6307 |  | 65.1876 | 0.0049572 | 0.010968 | 668118.6259 | 144.2354
2015 | 12 | 42.6338 | 2.168% | 39160.51 | 2982.7643 | 32455.5951 | 105.7235 | 12895.8902 | 87600.4832 | 13.4833 | 9.492% | 8.333% | 91133.3756 | 805.7104 | 4151.4162 | 1024.2028 | 22503.1351 | 3325.2827 | 1250.0859 | 3666.1636 | 6125.1817 | 321363.3361 | 90219.0942 | 545566.9844 | 633167.4675 | 9840285.8871 | 4813839.2601 | 131.5307 | 18.1976 | 0.0013496 | 113.333 | 0.0084054 | 0.0097551 | 0.0097551 | TRUE | 0.0013316 | 321363.3361 | 3385636.2346 | 66.7582 | 0.0049512 | 0.0097551 | 550596.0663 | 131.5307
2016 | 1 | 26.1128 | 1.328% | 27470.3666 | 2436.9032 | 22099.8547 | 76.293 | 8688.8492 | 60772.2668 | 13.3 | 9.363% | 8.333% | 101357.0785 | 1997.1384 | 4879.6261 | 1115.0583 | 25966.1666 | 6567.7948 | 2385.5531 | 7241.0717 | 11764.3516 | 336255.5946 | 114329.21 | 613858.6438 | 674630.9106 |  | 4820575.9364 | 139.9482 | 12.6068 | 0.00094788 | 127.3413 | 0.0095745 | 0.010522 | 0.010522 | TRUE | 0.0011395 | 336255.5946 |  | 69.7542 | 0.0052447 | 0.010522 | 607892.2771 | 139.9482
2016 | 2 | 35.0422 | 1.782% | 36863.9347 | 3270.209 | 29656.9613 | 102.3816 | 11660.0253 | 81553.5119 | 12.7333 | 8.964% | 8.333% | 97038.6065 | 1912.0473 | 4879.6261 | 1115.0583 | 25966.1666 | 6567.7948 | 2385.5531 | 7241.0717 | 11263.1136 | 321928.9152 | 109458.0407 | 589755.9938 | 671309.5057 |  | 4826494.7967 | 139.0884 | 16.897 | 0.001327 | 122.1914 | 0.0095962 | 0.010923 | 0.010923 | TRUE | 0.0011882 | 321928.9152 |  | 66.7004 | 0.0052382 | 0.010923 | 582164.7061 | 139.0884
2016 | 3 | 64.5823 | 3.285% | 67939.7316 | 6026.9509 | 54657.3774 | 188.688 | 21489.2684 | 150302.0163 | 12 | 8.448% | 8.333% | 91449.9956 | 1801.9294 | 4879.6261 | 1115.0583 | 25966.1666 | 6567.7948 | 2385.5531 | 7241.0717 | 10614.4526 | 303388.5064 | 103154.1744 | 558564.3291 | 708866.3454 |  | 4833093.7746 | 146.6693 | 31.0985 | 0.0025915 | 115.5708 | 0.0096309 | 0.012222 | 0.012222 | TRUE | 0.0013323 | 303388.5064 |  | 62.7731 | 0.0052311 | 0.012222 | 682340.7116 | 146.6693
2016 | 4 | 114.0339 | 5.8% | 119962.2503 | 10641.8818 | 96509.389 | 333.1693 | 37943.9385 | 265390.6289 | 11.2 | 7.885% | 8.333% | 85353.3293 | 1681.8008 | 4879.6261 | 1115.0583 | 25966.1666 | 6567.7948 | 2385.5531 | 7241.0717 | 9906.8224 | 283162.606 | 96277.2295 | 524537.0586 | 789927.6874 |  | 4838808.8958 | 163.2484 | 54.8463 | 0.004897 | 108.4021 | 0.0096788 | 0.014576 | 0.014576 | TRUE | 0.0015814 | 283162.606 |  | 58.5191 | 0.0052249 | 0.014576 | 799569.9282 | 163.2484
2016 | 5 | 208.4788 | 10.6% | 219317.0162 | 19455.6684 | 176440.0984 | 609.1057 | 69369.7506 | 485191.6393 | 10.5333 | 7.415% | 8.333% | 80272.774 | 1581.6936 | 4879.6261 | 1115.0583 | 25966.1666 | 6567.7948 | 2385.5531 | 7241.0717 | 9317.1306 | 266307.689 | 90546.442 | 496180.9998 | 981372.6391 |  | 4843834.8322 | 202.6024 | 100.1668 | 0.0095095 | 102.4356 | 0.0097249 | 0.019234 | 0.019234 | TRUE | 0.0020619 | 266307.689 |  | 54.9787 | 0.0052195 | 0.019234 | 958692.5152 | 202.6024
2016 | 6 | 271.6633 | 13.82% | 285786.3051 | 25352.176 | 229914.5075 | 793.7098 | 90393.9195 | 632240.6179 | 10.2 | 7.181% | 8.333% | 77732.4963 | 1531.64 | 4879.6261 | 1115.0583 | 25966.1666 | 6567.7948 | 2385.5531 | 7241.0717 | 9022.2847 | 257880.2305 | 87681.0483 | 482002.9704 | 1114243.5882 |  | 4848895.946 | 229.7933 | 130.3886 | 0.012783 | 99.4047 | 0.0097456 | 0.022529 | 0.022529 | TRUE | 0.0024042 | 257880.2305 |  | 53.1833 | 0.005214 | 0.022529 | 1168219.7004 | 229.7933
2016 | 7 | 322.3192 | 16.39% | 339075.6846 | 30079.4904 | 272785.7061 | 941.7096 | 107249.2963 | 750131.8871 | 10.3667 | 7.298% | 8.333% | 79002.6351 | 1556.6668 | 4879.6261 | 1115.0583 | 25966.1666 | 6567.7948 | 2385.5531 | 7241.0717 | 9169.7076 | 262093.9597 | 89113.7451 | 489091.9851 | 1239223.8721 |  | 4855525.4877 | 255.2193 | 154.4904 | 0.014903 | 100.729 | 0.0097166 | 0.024619 | 0.024619 | TRUE | 0.0026443 | 262093.9597 |  | 53.9785 | 0.0052069 | 0.024619 | 1227840.8441 | 255.2193
2016 | 8 | 326.4544 | 16.6% | 343425.8764 | 30465.3971 | 276285.4267 | 953.7913 | 108625.2576 | 759755.7491 | 10.9333 | 7.697% | 8.333% | 83321.1071 | 1641.7579 | 4879.6261 | 1115.0583 | 25966.1666 | 6567.7948 | 2385.5531 | 7241.0717 | 9670.9457 | 276420.6392 | 93984.9145 | 513194.635 | 1272950.3841 |  | 4862964.3023 | 261.7643 | 156.2331 | 0.01429 | 105.5312 | 0.0096522 | 0.023942 | 0.023942 | TRUE | 0.0025706 | 276420.6392 |  | 56.842 | 0.005199 | 0.023942 | 1276453.2668 | 261.7643
2016 | 9 | 277.8765 | 14.13% | 292322.597 | 25932.0121 | 235172.9412 | 811.863 | 92461.342 | 646700.7554 | 11.6833 | 8.225% | 8.333% | 89036.7319 | 1754.3785 | 4879.6261 | 1115.0583 | 25966.1666 | 6567.7948 | 2385.5531 | 7241.0717 | 10334.349 | 295382.4208 | 100432.0504 | 545095.2012 | 1191795.9566 |  | 4867498.8173 | 244.8477 | 132.861 | 0.011372 | 111.9867 | 0.0095852 | 0.020957 | 0.020957 | TRUE | 0.0022491 | 295382.4208 |  | 60.6846 | 0.0051941 | 0.020957 | 1206323.4398 | 244.8477
2016 | 10 | 198.8904 | 10.12% | 209230.1801 | 18560.8626 | 168325.2589 | 581.0917 | 66179.2945 | 462876.6878 | 12.4667 | 8.776% | 8.333% | 95006.3844 | 1872.0044 | 4879.6261 | 1115.0583 | 25966.1666 | 6567.7948 | 2385.5531 | 7241.0717 | 11027.2368 | 315186.9484 | 107165.7257 | 578413.5703 | 1041290.2581 |  | 4872985.9866 | 213.6863 | 94.9883 | 0.0076194 | 118.698 | 0.0095212 | 0.017141 | 0.017141 | TRUE | 0.0018438 | 315186.9484 |  | 64.6805 | 0.0051883 | 0.017141 | 973350.7986 | 213.6863
2016 | 11 | 78.1173 | 3.973% | 82178.3893 | 7290.0659 | 66112.3488 | 228.2328 | 25992.9415 | 181801.9782 | 13.15 | 9.257% | 8.333% | 100213.9536 | 1974.6143 | 4879.6261 | 1115.0583 | 25966.1666 | 6567.7948 | 2385.5531 | 7241.0717 | 11631.6709 | 332463.2383 | 113039.7828 | 607478.5306 | 789280.5088 |  | 4878687.6758 | 161.7813 | 37.2645 | 0.0028338 | 124.5168 | 0.009469 | 0.012303 | 0.012303 | TRUE | 0.0013343 | 332463.2383 |  | 68.146 | 0.0051822 | 0.012303 | 753485.5445 | 161.7813
2016 | 12 | 42.6338 | 2.168% | 44850.2246 | 3978.6749 | 36081.9155 | 124.5618 | 14186.0807 | 99221.4576 | 13.4833 | 9.492% | 8.333% | 102754.2312 | 2024.6679 | 4879.6261 | 1115.0583 | 25966.1666 | 6567.7948 | 2385.5531 | 7241.0717 | 11926.5168 | 340890.6968 | 115905.1766 | 621656.56 | 720878.0175 | 11195769.6737 | 4884563.5172 | 147.5829 | 20.3133 | 0.0015065 | 127.2696 | 0.009439 | 0.010946 | 0.010946 | TRUE | 0.0011905 | 340890.6968 | 3591361.4449 | 69.7894 | 0.005176 | 0.010946 | 622720.0178 | 147.5829
2017 | 1 | 26.1128 | 1.328% | 30957.788 | 3018.7764 | 24294.878 | 87.7002 | 9469.8057 | 67828.9483 | 13.3 | 9.363% | 8.333% | 113631.6332 | 3767.9077 | 6034.782 | 1205.9138 | 29825.0956 | 9812.3938 | 3509.1226 | 10818.2807 | 27064.4806 | 352603.7313 | 134143.4624 | 692416.8037 | 760245.752 |  | 4891015.7223 | 155.4372 | 13.8681 | 0.0010427 | 141.5691 | 0.010644 | 0.011687 | 0.011687 | TRUE | 0.0011646 | 352603.7313 |  | 72.0921 | 0.0054205 | 0.011687 | 677896.6179 | 155.4372
2017 | 2 | 35.0422 | 1.782% | 41543.8894 | 4051.0553 | 32602.5789 | 117.6895 | 12708.032 | 91023.2451 | 12.7333 | 8.964% | 8.333% | 108790.1852 | 3607.3703 | 6034.782 | 1205.9138 | 29825.0956 | 9812.3938 | 3509.1226 | 10818.2807 | 25911.3573 | 337580.5147 | 128428.0768 | 665523.0928 | 756546.3379 |  | 4896910.5 | 154.4946 | 18.5879 | 0.0014598 | 135.9067 | 0.010673 | 0.012133 | 0.012133 | TRUE | 0.0012099 | 337580.5147 |  | 68.9374 | 0.0054139 | 0.012133 | 629113.277 | 154.4946
2017 | 3 | 64.5823 | 3.285% | 76564.8247 | 7466.04 | 60086.1108 | 216.9002 | 23420.7306 | 167754.6062 | 12 | 8.448% | 8.333% | 102524.7819 | 3399.616 | 6034.782 | 1205.9138 | 29825.0956 | 9812.3938 | 3509.1226 | 10818.2807 | 24419.0802 | 318138.705 | 121031.6954 | 630719.4669 | 798474.0731 |  | 4903267.7157 | 162.8453 | 34.2128 | 0.0028511 | 128.6325 | 0.010719 | 0.01357 | 0.01357 | TRUE | 0.001348 | 318138.705 |  | 64.883 | 0.0054069 | 0.01357 | 759520.327 | 162.8453
2017 | 4 | 114.0339 | 5.8% | 135191.7125 | 13182.904 | 106094.9887 | 382.984 | 41354.3515 | 296206.9407 | 11.2 | 7.885% | 8.333% | 95689.7964 | 3172.9749 | 6034.782 | 1205.9138 | 29825.0956 | 9812.3938 | 3509.1226 | 10818.2807 | 22791.1415 | 296929.458 | 112962.9157 | 592751.875 | 888958.8157 |  | 4909023.0862 | 181.0867 | 60.3393 | 0.0053874 | 120.7474 | 0.010781 | 0.016168 | 0.016168 | TRUE | 0.0015927 | 296929.458 |  | 60.4865 | 0.0054006 | 0.016168 | 888047.9924 | 181.0867
2017 | 5 | 208.4788 | 10.6% | 247159.7769 | 24101.2081 | 193964.654 | 700.1778 | 75604.7254 | 541530.5422 | 10.5333 | 7.415% | 8.333% | 89993.9752 | 2984.1074 | 6034.782 | 1205.9138 | 29825.0956 | 9812.3938 | 3509.1226 | 10818.2807 | 21434.526 | 279255.0855 | 106238.9326 | 561112.2151 | 1102642.7573 |  | 4914208.6424 | 224.3785 | 110.1969 | 0.010462 | 114.1816 | 0.01084 | 0.021302 | 0.021302 | TRUE | 0.0020673 | 279255.0855 |  | 56.8261 | 0.0053949 | 0.021302 | 1062138.4092 | 224.3785
2017 | 6 | 271.6633 | 13.82% | 322067.483 | 31405.6581 | 252750.3005 | 912.3836 | 98518.5531 | 705654.3783 | 10.2 | 7.181% | 8.333% | 87146.0646 | 2889.6736 | 6034.782 | 1205.9138 | 29825.0956 | 9812.3938 | 3509.1226 | 10818.2807 | 20756.2182 | 270417.8992 | 102876.9411 | 545292.3851 | 1250946.7634 |  | 4919416.2556 | 254.2876 | 143.4427 | 0.014063 | 110.8449 | 0.010867 | 0.02493 | 0.02493 | TRUE | 0.0024014 | 270417.8992 |  | 54.9695 | 0.0053892 | 0.02493 | 1292227.9054 | 254.2876
2017 | 7 | 322.3192 | 16.39% | 382122.0623 | 37261.7401 | 299879.5942 | 1082.5119 | 116888.8965 | 837234.805 | 10.3667 | 7.298% | 8.333% | 88570.0199 | 2936.8905 | 6034.782 | 1205.9138 | 29825.0956 | 9812.3938 | 3509.1226 | 10818.2807 | 21095.3721 | 274836.4923 | 104557.9368 | 553202.3001 | 1390437.1051 |  | 4925689.6397 | 282.2827 | 169.9731 | 0.016396 | 112.3096 | 0.010834 | 0.02723 | 0.02723 | TRUE | 0.0026106 | 274836.4923 |  | 55.7966 | 0.0053823 | 0.02723 | 1357227.0174 | 282.2827
2017 | 8 | 326.4544 | 16.6% | 387024.5202 | 37739.7918 | 303726.9174 | 1096.4001 | 118388.5296 | 847976.1591 | 10.9333 | 7.697% | 8.333% | 93411.4679 | 3097.4279 | 6034.782 | 1205.9138 | 29825.0956 | 9812.3938 | 3509.1226 | 10818.2807 | 22248.4953 | 289859.709 | 110273.3225 | 580096.011 | 1428072.1701 |  | 4932512.8426 | 289.5222 | 171.9157 | 0.015724 | 117.6066 | 0.010757 | 0.026481 | 0.026481 | TRUE | 0.0025388 | 289859.709 |  | 58.7651 | 0.0053749 | 0.026481 | 1410892.9277 | 289.5222
2017 | 9 | 277.8765 | 14.13% | 329433.5711 | 32123.9449 | 258531.0176 | 933.2509 | 100771.7963 | 721793.5807 | 11.6833 | 8.225% | 8.333% | 99819.2668 | 3309.9039 | 6034.782 | 1205.9138 | 29825.0956 | 9812.3938 | 3509.1226 | 10818.2807 | 23774.6878 | 309743.378 | 117837.8034 | 615690.6284 | 1337484.2092 |  | 4937360.4766 | 270.8905 | 146.1902 | 0.012513 | 124.7004 | 0.010673 | 0.023186 | 0.023186 | TRUE | 0.0022291 | 309743.378 |  | 62.7346 | 0.0053696 | 0.023186 | 1334004.0496 | 270.8905
2017 | 10 | 198.8904 | 10.12% | 235792.3954 | 22992.7445 | 185043.8245 | 667.9752 | 72127.5101 | 516624.4498 | 12.4667 | 8.776% | 8.333% | 106511.8567 | 3531.8233 | 6034.782 | 1205.9138 | 29825.0956 | 9812.3938 | 3509.1226 | 10818.2807 | 25368.7111 | 330510.7657 | 125738.4835 | 652867.2288 | 1169491.6787 |  | 4942855.5525 | 236.6024 | 104.5194 | 0.0083839 | 132.083 | 0.010595 | 0.018979 | 0.018979 | TRUE | 0.0018382 | 330510.7657 |  | 66.8664 | 0.0053636 | 0.018979 | 1078209.4452 | 236.6024
2017 | 11 | 78.1173 | 3.973% | 92611.1102 | 9030.756 | 72678.8241 | 262.3576 | 28329.1952 | 202912.243 | 13.15 | 9.257% | 8.333% | 112350.0735 | 3725.4125 | 6034.782 | 1205.9138 | 29825.0956 | 9812.3938 | 3509.1226 | 10818.2807 | 26759.2421 | 348626.9975 | 132630.5662 | 685297.8803 | 888210.1232 |  | 4948496.4211 | 179.4909 | 41.0048 | 0.0031182 | 138.4861 | 0.010531 | 0.013649 | 0.013649 | TRUE | 0.0013467 | 348626.9975 |  | 70.4511 | 0.0053575 | 0.013649 | 837522.0363 | 179.4909
2017 | 12 | 42.6338 | 2.168% | 50544.0558 | 4928.6855 | 39665.6787 | 143.186 | 15461.1301 | 110742.7362 | 13.4833 | 9.492% | 8.333% | 115197.9841 | 3819.8463 | 6034.782 | 1205.9138 | 29825.0956 | 9812.3938 | 3509.1226 | 10818.2807 | 27437.5499 | 357464.1838 | 135992.5577 | 701117.7102 | 811860.4464 | 12583370.2321 | 4954254.507 | 163.8714 | 22.3531 | 0.0016578 | 141.5183 | 0.010496 | 0.012154 | 0.012154 | TRUE | 0.001208 | 357464.1838 | 3765966.92 | 72.153 | 0.0053513 | 0.012154 | 693785.1781 | 163.8714
2018 | 1 | 26.1128 | 1.328% | 34436.7081 | 3746.2031 | 26459.3382 | 98.9533 | 10239.8882 | 74981.091 | 13.3 | 9.363% | 8.333% | 125656.4226 | 6199.9414 | 7178.8296 | 1296.7692 | 34064.6141 | 13049.9564 | 4762.4739 | 15170.8674 | 45089.3309 | 363101.036 | 135477.2214 | 751047.463 | 826028.5539 |  | 4960404.0013 | 166.5245 | 15.1159 | 0.0011365 | 151.4085 | 0.011384 | 0.012521 | 0.012521 | TRUE | 0.00083363 | 363101.036 |  | 73.1999 | 0.0055038 | 0.012521 | 720512.0511 | 166.5245
2018 | 2 | 35.0422 | 1.782% | 46212.4359 | 5027.2277 | 35507.1822 | 132.7907 | 13741.4464 | 100621.0828 | 12.7333 | 8.964% | 8.333% | 120302.6402 | 5935.7835 | 7178.8296 | 1296.7692 | 34064.6141 | 13049.9564 | 4762.4739 | 15170.8674 | 43168.2316 | 347630.5658 | 129705.009 | 722265.7407 | 822886.8235 |  | 4966174.0781 | 165.6983 | 20.2613 | 0.0015912 | 145.4371 | 0.011422 | 0.013013 | 0.013013 | TRUE | 0.00087987 | 347630.5658 |  | 69.9997 | 0.0054974 | 0.013013 | 669054.735 | 165.6983
2018 | 3 | 64.5823 | 3.285% | 85168.8925 | 9265.1124 | 65439.2552 | 244.7314 | 25325.2993 | 185443.2909 | 12 | 8.448% | 8.333% | 113374.2159 | 5593.9321 | 7178.8296 | 1296.7692 | 34064.6141 | 13049.9564 | 4762.4739 | 15170.8674 | 40682.1031 | 327609.9573 | 122235.087 | 685018.806 | 870462.0969 |  | 4972258.387 | 175.0637 | 37.2956 | 0.003108 | 137.7681 | 0.011481 | 0.014589 | 0.014589 | TRUE | 0.0010182 | 327609.9573 |  | 65.8876 | 0.0054906 | 0.014589 | 809172.9523 | 175.0637
2018 | 4 | 114.0339 | 5.8% | 150384.0501 | 16359.5544 | 115547.1199 | 432.126 | 44717.2785 | 327440.129 | 11.2 | 7.885% | 8.333% | 105815.9348 | 5221.0033 | 7178.8296 | 1296.7692 | 34064.6141 | 13049.9564 | 4762.4739 | 15170.8674 | 37969.9629 | 305769.2935 | 114086.0812 | 644385.7863 | 971825.9153 |  | 4977933.1023 | 195.2268 | 65.7783 | 0.0058731 | 129.4485 | 0.011558 | 0.017431 | 0.017431 | TRUE | 0.0012625 | 305769.2935 |  | 61.425 | 0.0054844 | 0.017431 | 948781.6366 | 195.2268
2018 | 5 | 208.4788 | 10.6% | 274934.6656 | 29908.8143 | 211245.2003 | 790.0201 | 81752.8853 | 598631.5856 | 10.5333 | 7.415% | 8.333% | 99517.3673 | 4910.2293 | 7178.8296 | 1296.7692 | 34064.6141 | 13049.9564 | 4762.4739 | 15170.8674 | 35709.8461 | 287568.7403 | 107295.243 | 610524.9365 | 1209156.5222 |  | 4983179.12 | 242.6476 | 120.1305 | 0.011405 | 122.5172 | 0.011631 | 0.023036 | 0.023036 | TRUE | 0.0017344 | 287568.7403 |  | 57.7079 | 0.0054786 | 0.023036 | 1138391.8949 | 242.6476
2018 | 6 | 271.6633 | 13.82% | 358260.2188 | 38973.3987 | 275268.1314 | 1029.4547 | 106530.0606 | 780061.2642 | 10.2 | 7.181% | 8.333% | 96368.0835 | 4754.8423 | 7178.8296 | 1296.7692 | 34064.6141 | 13049.9564 | 4762.4739 | 15170.8674 | 34579.7876 | 278468.4637 | 103899.8239 | 593594.5117 | 1373655.7759 |  | 4988439.4249 | 275.3678 | 156.3738 | 0.015331 | 118.994 | 0.011666 | 0.026997 | 0.026997 | TRUE | 0.0020667 | 278468.4637 |  | 55.8228 | 0.0054728 | 0.026997 | 1387807.9407 | 275.3678
2018 | 7 | 322.3192 | 16.39% | 425063.5065 | 46240.6057 | 326596.231 | 1221.4128 | 126394.2764 | 925516.0324 | 10.3667 | 7.298% | 8.333% | 97942.7254 | 4832.5358 | 7178.8296 | 1296.7692 | 34064.6141 | 13049.9564 | 4762.4739 | 15170.8674 | 35144.8169 | 283018.602 | 105597.5335 | 602059.7241 | 1527575.7565 |  | 4994424.4728 | 305.8562 | 185.3098 | 0.017876 | 120.5464 | 0.011628 | 0.029504 | 0.029504 | TRUE | 0.002274 | 283018.602 |  | 56.6669 | 0.0054663 | 0.029504 | 1458921.5819 | 305.8562
2018 | 8 | 326.4544 | 16.6% | 430516.8842 | 46833.8523 | 330786.3169 | 1237.083 | 128015.8593 | 937389.9958 | 10.9333 | 7.697% | 8.333% | 103296.5078 | 5096.6937 | 7178.8296 | 1296.7692 | 34064.6141 | 13049.9564 | 4762.4739 | 15170.8674 | 37065.9162 | 298489.0722 | 111369.7459 | 630841.4464 | 1568231.4422 |  | 5000782.2281 | 313.5972 | 187.4487 | 0.017145 | 126.1486 | 0.011538 | 0.028683 | 0.028683 | TRUE | 0.002202 | 298489.0722 |  | 59.6885 | 0.0054593 | 0.028683 | 1516703.6737 | 313.5972
2018 | 9 | 277.8765 | 14.13% | 366454.0802 | 39864.7693 | 281563.8595 | 1052.9996 | 108966.537 | 797902.2457 | 11.6833 | 8.225% | 8.333% | 110382.3963 | 5446.3144 | 7178.8296 | 1296.7692 | 34064.6141 | 13049.9564 | 4762.4739 | 15170.8674 | 39608.5476 | 318964.6945 | 119009.4389 | 668934.9023 | 1466837.148 |  | 5005798.668 | 293.0276 | 159.3956 | 0.013643 | 133.632 | 0.011438 | 0.025081 | 0.025081 | TRUE | 0.0018948 | 318964.6945 |  | 63.719 | 0.0054538 | 0.025081 | 1433185.8172 | 293.0276
2018 | 10 | 198.8904 | 10.12% | 262289.8605 | 28533.247 | 201529.6033 | 753.6855 | 77992.9037 | 571099.3 | 12.4667 | 8.776% | 8.333% | 117783.2132 | 5811.4739 | 7178.8296 | 1296.7692 | 34064.6141 | 13049.9564 | 4762.4739 | 15170.8674 | 42264.1849 | 340350.3445 | 126988.6737 | 708721.4008 | 1279820.7008 |  | 5011255.4649 | 255.3892 | 113.9633 | 0.0091414 | 141.4259 | 0.011344 | 0.020486 | 0.020486 | TRUE | 0.001507 | 340350.3445 |  | 67.9172 | 0.0054479 | 0.020486 | 1155848.496 | 255.3892
2018 | 11 | 78.1173 | 3.973% | 103018.3994 | 11206.8741 | 79153.8686 | 296.0216 | 30632.9192 | 224308.0829 | 13.15 | 9.257% | 8.333% | 124239.2449 | 6130.0172 | 7178.8296 | 1296.7692 | 34064.6141 | 13049.9564 | 4762.4739 | 15170.8674 | 44580.8047 | 359005.9115 | 133949.2828 | 743428.7718 | 967736.8547 |  | 5016812.6064 | 192.8987 | 44.7113 | 0.0034001 | 148.1875 | 0.011269 | 0.014669 | 0.014669 | TRUE | 0.0010196 | 359005.9115 |  | 71.5606 | 0.0054419 | 0.014669 | 893899.5828 | 192.8987
2018 | 12 | 42.6338 | 2.168% | 56224.0073 | 6116.3382 | 43199.5421 | 161.5587 | 16718.4258 | 122419.8722 | 13.4833 | 9.492% | 8.333% | 127388.5287 | 6285.4042 | 7178.8296 | 1296.7692 | 34064.6141 | 13049.9564 | 4762.4739 | 15170.8674 | 45710.8631 | 368106.1881 | 137344.7019 | 760359.1966 | 882779.0688 | 13766996.6586 | 5022446.1508 | 175.7668 | 24.3746 | 0.0018078 | 151.3922 | 0.011228 | 0.013036 | 0.013036 | TRUE | 0.00088223 | 368106.1881 | 3878082.8694 | 73.2922 | 0.0054358 | 0.013036 | 738281.0719 | 175.7668
2019 | 1 | 26.1128 | 1.328% | 37901.8757 | 4428.7199 | 28612.9687 | 110.1523 | 11006.1178 | 82059.8343 | 13.3 | 9.363% | 8.333% | 137592.7107 | 9306.2399 | 8318.9411 | 1387.6247 | 38287.0606 | 16986.4555 | 6010.8819 | 19483.6614 | 68807.0405 | 372439.1961 | 136511.071 | 815130.8832 | 897190.7175 |  | 5028344.8487 | 178.4266 | 16.3195 | 0.001227 | 162.1072 | 0.012189 | 0.013416 | 0.013416 | TRUE | 0.0008949 | 372439.1961 |  | 74.068 | 0.005569 | 0.013416 | 761448.8744 | 178.4266
2019 | 2 | 35.0422 | 1.782% | 50862.5272 | 5943.1329 | 38397.2526 | 147.8192 | 14769.6902 | 110120.4221 | 12.7333 | 8.964% | 8.333% | 131730.3646 | 8909.7334 | 8318.9411 | 1387.6247 | 38287.0606 | 16986.4555 | 6010.8819 | 19483.6614 | 65875.4122 | 356570.8594 | 130694.8098 | 784255.8046 | 894376.2267 |  | 5033985.8736 | 177.6676 | 21.8754 | 0.001718 | 155.7922 | 0.012235 | 0.013953 | 0.013953 | TRUE | 0.00093999 | 356570.8594 |  | 70.8327 | 0.0055628 | 0.013953 | 707451.5658 | 177.6676
2019 | 3 | 64.5823 | 3.285% | 93738.9478 | 10953.1133 | 70765.6157 | 272.4288 | 27220.3388 | 202950.4444 | 12 | 8.448% | 8.333% | 124143.7991 | 8396.6074 | 8318.9411 | 1387.6247 | 38287.0606 | 16986.4555 | 6010.8819 | 19483.6614 | 62081.5403 | 336035.3649 | 123167.8836 | 744299.8204 | 947250.2648 |  | 5039839.6898 | 187.9525 | 40.2692 | 0.0033558 | 147.6832 | 0.012307 | 0.015663 | 0.015663 | TRUE | 0.0010741 | 336035.3649 |  | 66.6758 | 0.0055563 | 0.015663 | 857008.8373 | 187.9525
2019 | 4 | 114.0339 | 5.8% | 165516.3311 | 19340.084 | 124951.9582 | 481.0318 | 48063.3793 | 358352.7845 | 11.2 | 7.885% | 8.333% | 115867.5458 | 7836.8336 | 8318.9411 | 1387.6247 | 38287.0606 | 16986.4555 | 6010.8819 | 19483.6614 | 57942.7709 | 313633.0072 | 114956.6914 | 700711.474 | 1059064.2586 |  | 5045414.9674 | 209.9063 | 71.0254 | 0.0063416 | 138.8808 | 0.0124 | 0.018742 | 0.018742 | TRUE | 0.0013107 | 313633.0072 |  | 62.162 | 0.0055502 | 0.018742 | 1007481.0355 | 209.9063
2019 | 5 | 208.4788 | 10.6% | 302599.7578 | 35357.869 | 228439.2848 | 879.4305 | 87870.2835 | 655146.6257 | 10.5333 | 7.415% | 8.333% | 108970.6681 | 7370.3554 | 8318.9411 | 1387.6247 | 38287.0606 | 16986.4555 | 6010.8819 | 19483.6614 | 54493.7965 | 294964.3758 | 108114.0312 | 664387.8521 | 1319534.4777 |  | 5050667.5494 | 261.2594 | 129.7149 | 0.012315 | 131.5446 | 0.012488 | 0.024803 | 0.024803 | TRUE | 0.0017669 | 294964.3758 |  | 58.4011 | 0.0055444 | 0.024803 | 1212333.6676 | 261.2594
2019 | 6 | 271.6633 | 13.82% | 394309.8816 | 46073.9203 | 297673.2962 | 1145.9631 | 114501.4832 | 853704.5444 | 10.2 | 7.181% | 8.333% | 105522.2292 | 7137.1163 | 8318.9411 | 1387.6247 | 38287.0606 | 16986.4555 | 6010.8819 | 19483.6614 | 52769.3093 | 285630.0602 | 104692.7011 | 646226.0411 | 1499930.5855 |  | 5055929.966 | 296.6676 | 168.8521 | 0.016554 | 127.8155 | 0.012531 | 0.029085 | 0.029085 | TRUE | 0.0020882 | 285630.0602 |  | 56.4941 | 0.0055386 | 0.029085 | 1480669.744 | 296.6676
2019 | 7 | 322.3192 | 16.39% | 467835.1995 | 54665.1319 | 353179.1934 | 1359.646 | 135852.0969 | 1012891.2676 | 10.3667 | 7.298% | 8.333% | 107246.4487 | 7253.7359 | 8318.9411 | 1387.6247 | 38287.0606 | 16986.4555 | 6010.8819 | 19483.6614 | 53631.5529 | 290297.218 | 106403.3661 | 655306.9466 | 1668198.2142 |  | 5061685.0369 | 329.5737 | 200.1095 | 0.019303 | 129.4642 | 0.012489 | 0.031792 | 0.031792 | TRUE | 0.0022879 | 290297.218 |  | 57.3519 | 0.0055323 | 0.031792 | 1557805.0601 | 329.5737
2019 | 8 | 326.4544 | 16.6% | 473837.3192 | 55366.4615 | 357710.327 | 1377.0897 | 137595.0195 | 1025886.2168 | 10.9333 | 7.697% | 8.333% | 113108.7947 | 7650.2423 | 8318.9411 | 1387.6247 | 38287.0606 | 16986.4555 | 6010.8819 | 19483.6614 | 56563.1812 | 306165.5547 | 112219.6273 | 686182.0253 | 1712068.2421 |  | 5067694.0549 | 337.8397 | 202.4365 | 0.018516 | 135.4032 | 0.012384 | 0.0309 | 0.0309 | TRUE | 0.0022173 | 306165.5547 |  | 60.4152 | 0.0055258 | 0.0309 | 1619595.373 | 337.8397
2019 | 9 | 277.8765 | 14.13% | 403328.2441 | 47127.6888 | 304481.4586 | 1172.1727 | 117120.276 | 873229.8402 | 11.6833 | 8.225% | 8.333% | 120867.7822 | 8175.0303 | 8318.9411 | 1387.6247 | 38287.0606 | 16986.4555 | 6010.8819 | 19483.6614 | 60443.2774 | 327167.765 | 119917.62 | 727046.1 | 1600275.9402 |  | 5072789.4204 | 315.4627 | 172.14 | 0.014734 | 143.3227 | 0.012267 | 0.027001 | 0.027001 | TRUE | 0.0019203 | 327167.765 |  | 64.4946 | 0.0055202 | 0.027001 | 1529578.6558 | 315.4627
2019 | 10 | 198.8904 | 10.12% | 288682.5788 | 33731.6886 | 217932.8969 | 838.9837 | 83828.9502 | 625015.0982 | 12.4667 | 8.776% | 8.333% | 128971.6135 | 8723.1421 | 8318.9411 | 1387.6247 | 38287.0606 | 16986.4555 | 6010.8819 | 19483.6614 | 64495.8224 | 349103.4069 | 127957.7457 | 769726.3558 | 1394741.454 |  | 5078184.2011 | 274.6536 | 123.0785 | 0.0098726 | 151.5751 | 0.012158 | 0.022031 | 0.022031 | TRUE | 0.0015453 | 349103.4069 |  | 68.7457 | 0.0055144 | 0.022031 | 1231148.6371 | 274.6536
2019 | 11 | 78.1173 | 3.973% | 113384.5477 | 13248.6424 | 85596.5159 | 329.5238 | 32925.1167 | 245484.3466 | 13.15 | 9.257% | 8.333% | 136040.9132 | 9201.2823 | 8318.9411 | 1387.6247 | 38287.0606 | 16986.4555 | 6010.8819 | 19483.6614 | 68031.0212 | 368238.754 | 134971.4724 | 806958.0683 | 1052442.4149 |  | 5083645.8651 | 207.0251 | 48.289 | 0.0036722 | 158.7361 | 0.012071 | 0.015743 | 0.015743 | TRUE | 0.0010742 | 368238.754 |  | 72.436 | 0.0055084 | 0.015743 | 948328.3881 | 207.0251
2019 | 12 | 42.6338 | 2.168% | 61881.5054 | 7230.6672 | 46715.7242 | 179.8431 | 17969.4308 | 133977.1708 | 13.4833 | 9.492% | 8.333% | 139489.352 | 9434.5214 | 8318.9411 | 1387.6247 | 38287.0606 | 16986.4555 | 6010.8819 | 19483.6614 | 69755.5085 | 377573.0697 | 138392.8025 | 825119.8793 | 959097.05 | 15004169.8462 | 5089162.3387 | 188.4587 | 26.326 | 0.0019525 | 162.1327 | 0.012025 | 0.013977 | 0.013977 | TRUE | 0.00094131 | 377573.0697 | 3977818.6319 | 74.1916 | 0.0055025 | 0.013977 | 781088.6104 | 188.4587
2020 | 1 | 26.1128 | 1.328% | 41343.4308 | 5030.466 | 30041.5254 | 121.3039 | 11152.5922 | 87689.3183 | 13.3 | 9.363% | 8.333% | 149452.2044 | 13080.2646 | 8838.4534 | 1478.4802 | 42494.6932 | 20878.7005 | 7255.0007 | 23127.6638 | 96884.2414 | 380638.4508 | 137285.5359 | 881413.689 | 969103.0073 |  | 5094859.9289 | 190.2119 | 17.2113 | 0.0012941 | 173.0006 | 0.013008 | 0.014302 | 0.014302 | TRUE | 0.00088611 | 380638.4508 |  | 74.7103 | 0.0056173 | 0.014302 | 791250.8745 | 190.2119
2020 | 2 | 35.0422 | 1.782% | 55480.9316 | 6750.6478 | 40314.3082 | 162.7841 | 14966.252 | 117674.9238 | 12.7333 | 8.964% | 8.333% | 143084.5666 | 12522.9601 | 8838.4534 | 1478.4802 | 42494.6932 | 20878.7005 | 7255.0007 | 23127.6638 | 92756.3414 | 364420.7724 | 131436.2775 | 848293.91 | 965968.8337 |  | 5100381.4722 | 189.3915 | 23.0718 | 0.0018119 | 166.3197 | 0.013062 | 0.014874 | 0.014874 | TRUE | 0.00092072 | 364420.7724 |  | 71.4497 | 0.0056112 | 0.014874 | 757160.9446 | 189.3915
2020 | 3 | 64.5823 | 3.285% | 102250.6045 | 12441.3524 | 74298.7233 | 300.0089 | 27582.5994 | 216873.2884 | 12 | 8.448% | 8.333% | 134844.0942 | 11801.7425 | 8838.4534 | 1478.4802 | 42494.6932 | 20878.7005 | 7255.0007 | 23127.6638 | 87414.3532 | 343433.1887 | 123866.6489 | 805433.0194 | 1022306.3078 |  | 5106049.1589 | 200.2147 | 42.4738 | 0.0035395 | 157.7409 | 0.013145 | 0.016685 | 0.016685 | TRUE | 0.0010219 | 343433.1887 |  | 67.2601 | 0.005605 | 0.016685 | 884832.378 | 200.2147
2020 | 4 | 114.0339 | 5.8% | 180545.4969 | 21967.8911 | 131190.4217 | 529.7304 | 48703.0286 | 382936.5688 | 11.2 | 7.885% | 8.333% | 125854.4879 | 11014.9596 | 8838.4534 | 1478.4802 | 42494.6932 | 20878.7005 | 7255.0007 | 23127.6638 | 81586.7296 | 320537.6428 | 115608.8723 | 758675.6842 | 1141612.253 |  | 5111527.3695 | 223.3407 | 74.9163 | 0.006689 | 148.4245 | 0.013252 | 0.019941 | 0.019941 | TRUE | 0.0011995 | 320537.6428 |  | 62.7088 | 0.005599 | 0.019941 | 1032189.222 | 223.3407
2020 | 5 | 208.4788 | 10.6% | 330076.3331 | 40162.0704 | 239844.5493 | 968.4622 | 89039.7013 | 700091.1162 | 10.5333 | 7.415% | 8.333% | 118363.1493 | 10359.3073 | 8838.4534 | 1478.4802 | 42494.6932 | 20878.7005 | 7255.0007 | 23127.6638 | 76730.3767 | 301458.0212 | 108727.3918 | 719711.2383 | 1419802.3545 |  | 5116441.1678 | 277.498 | 136.8317 | 0.01299 | 140.6664 | 0.013354 | 0.026345 | 0.026345 | TRUE | 0.0015416 | 301458.0212 |  | 58.9195 | 0.0055936 | 0.026345 | 1231330.7145 | 277.498
2020 | 6 | 271.6633 | 13.82% | 430113.8929 | 52334.1503 | 312535.2 | 1261.9779 | 116025.3211 | 912270.5422 | 10.2 | 7.181% | 8.333% | 114617.4801 | 10031.4811 | 8838.4534 | 1478.4802 | 42494.6932 | 20878.7005 | 7255.0007 | 23127.6638 | 74302.2002 | 291918.2104 | 105286.6516 | 700229.0153 | 1612499.5574 |  | 5121360.7768 | 314.8576 | 178.1305 | 0.017464 | 136.7271 | 0.013405 | 0.030868 | 0.030868 | TRUE | 0.0017833 | 291918.2104 |  | 57.0001 | 0.0055882 | 0.030868 | 1495581.1011 | 314.8576
2020 | 7 | 322.3192 | 16.39% | 510315.4353 | 62092.6809 | 370812.3343 | 1497.2936 | 137660.0784 | 1082377.8226 | 10.3667 | 7.298% | 8.333% | 116490.3147 | 10195.3942 | 8838.4534 | 1478.4802 | 42494.6932 | 20878.7005 | 7255.0007 | 23127.6638 | 75516.2884 | 296688.1158 | 107007.0217 | 709970.1268 | 1792347.9493 |  | 5126615.2636 | 349.6162 | 211.1291 | 0.020366 | 138.4871 | 0.013359 | 0.033725 | 0.033725 | TRUE | 0.0019334 | 296688.1158 |  | 57.8721 | 0.0055825 | 0.033725 | 1569649.5181 | 349.6162
2020 | 8 | 326.4544 | 16.6% | 516862.5578 | 62889.3027 | 375569.6934 | 1516.5032 | 139426.1967 | 1096264.2537 | 10.9333 | 7.697% | 8.333% | 122857.9525 | 10752.6987 | 8838.4534 | 1478.4802 | 42494.6932 | 20878.7005 | 7255.0007 | 23127.6638 | 79644.1884 | 312905.7941 | 112856.2801 | 743089.9058 | 1839354.1595 |  | 5132042.3813 | 358.4059 | 213.6117 | 0.019538 | 144.7942 | 0.013243 | 0.032781 | 0.032781 | TRUE | 0.0018811 | 312905.7941 |  | 60.971 | 0.0055766 | 0.032781 | 1631630.4343 | 358.4059
2020 | 9 | 277.8765 | 14.13% | 439951.1382 | 53531.0981 | 319683.2728 | 1290.8409 | 118678.966 | 933135.3159 | 11.6833 | 8.225% | 8.333% | 131285.7084 | 11490.3076 | 8838.4534 | 1478.4802 | 42494.6932 | 20878.7005 | 7255.0007 | 23127.6638 | 85107.5855 | 334370.3684 | 120597.9457 | 786924.9076 | 1720060.2235 |  | 5136848.4536 | 334.8474 | 181.6552 | 0.015548 | 153.1922 | 0.013112 | 0.02866 | 0.02866 | TRUE | 0.0016592 | 334370.3684 |  | 65.0925 | 0.0055714 | 0.02866 | 1543477.41 | 334.8474
2020 | 10 | 198.8904 | 10.12% | 314895.4504 | 38314.935 | 228813.6101 | 923.9206 | 84944.5841 | 667892.5001 | 12.4667 | 8.776% | 8.333% | 140088.0312 | 12260.6991 | 8838.4534 | 1478.4802 | 42494.6932 | 20878.7005 | 7255.0007 | 23127.6638 | 90813.8002 | 356788.9238 | 128683.6853 | 832708.1316 | 1500600.6317 |  | 5141857.9398 | 291.8402 | 129.8932 | 0.010419 | 161.9469 | 0.01299 | 0.02341 | 0.02341 | TRUE | 0.0013786 | 356788.9238 |  | 69.3891 | 0.005566 | 0.02341 | 1249756.1416 | 291.8402
2020 | 11 | 78.1173 | 3.973% | 123680.0585 | 15048.7833 | 89870.0843 | 362.8841 | 33363.2992 | 262325.1093 | 13.15 | 9.257% | 8.333% | 147766.6532 | 12932.7428 | 8838.4534 | 1478.4802 | 42494.6932 | 20878.7005 | 7255.0007 | 23127.6638 | 95791.562 | 376345.5359 | 135737.2028 | 872646.6887 | 1134971.798 |  | 5146914.203 | 220.515 | 50.9675 | 0.0038759 | 169.5475 | 0.012893 | 0.016769 | 0.016769 | TRUE | 0.0010258 | 376345.5359 |  | 73.1206 | 0.0055605 | 0.016769 | 974261.2623 | 220.515
2020 | 12 | 42.6338 | 2.168% | 67500.4518 | 8213.1241 | 49048.0953 | 198.05 | 18208.5762 | 143168.2975 | 13.4833 | 9.492% | 8.333% | 151512.3225 | 13260.569 | 8838.4534 | 1478.4802 | 42494.6932 | 20878.7005 | 7255.0007 | 23127.6638 | 98219.7385 | 385885.3467 | 139177.943 | 892128.9117 | 1035297.2092 | 16153924.2851 | 5152004.6813 | 200.9504 | 27.7889 | 0.002061 | 173.1615 | 0.012843 | 0.014904 | 0.014904 | TRUE | 0.00092645 | 385885.3467 | 4065390.3708 | 74.9 | 0.005555 | 0.014904 | 809014.0915 | 200.9504
2021 | 1 | 26.1128 | 1.328% | 44188.525 | 5806.5635 | 30797.3467 | 132.4288 | 11297.1775 | 92222.0416 | 13.3 | 9.363% | 8.333% | 161268.3077 | 17274.9952 | 9386.7597 | 1569.3357 | 43847.0498 | 24152.5496 | 8496.6959 | 26550.3816 | 129557.0164 | 387143.6242 | 137285.5359 | 946532.2517 | 1038754.2933 |  | 5157217.8149 | 201.4176 | 17.8821 | 0.0013445 | 183.5354 | 0.0138 | 0.015144 | 0.015144 | TRUE | 0.00084253 | 387143.6242 |  | 75.0683 | 0.0056442 | 0.015144 | 817529.5839 | 201.4176
2021 | 2 | 35.0422 | 1.782% | 59298.9136 | 7792.1339 | 41328.5848 | 177.7132 | 15160.2787 | 123757.6243 | 12.7333 | 8.964% | 8.333% | 154397.2269 | 16538.9678 | 9386.7597 | 1569.3357 | 43847.0498 | 24152.5496 | 8496.6959 | 26550.3816 | 124037.0433 | 370648.783 | 131436.2775 | 911061.0709 | 1034818.6952 |  | 5162310.6729 | 200.4565 | 23.9733 | 0.0018827 | 176.4832 | 0.01386 | 0.015743 | 0.015743 | TRUE | 0.00086898 | 370648.783 |  | 71.799 | 0.0056387 | 0.015743 | 756573.7837 | 200.4565
2021 | 3 | 64.5823 | 3.285% | 109287.0935 | 14360.7971 | 76168.0212 | 327.5231 | 27940.188 | 228083.6231 | 12 | 8.448% | 8.333% | 145505.2401 | 15586.4618 | 9386.7597 | 1569.3357 | 43847.0498 | 24152.5496 | 8496.6959 | 26550.3816 | 116893.5486 | 349302.518 | 123866.6489 | 865157.1898 | 1093240.8129 |  | 5167504.3967 | 211.5607 | 44.1381 | 0.0036782 | 167.4226 | 0.013952 | 0.01763 | 0.01763 | TRUE | 0.0009455 | 349302.518 |  | 67.596 | 0.005633 | 0.01763 | 905658.1666 | 211.5607
2021 | 4 | 114.0339 | 5.8% | 192969.9361 | 25357.0849 | 134491.0704 | 578.3127 | 49334.4285 | 402730.8326 | 11.2 | 7.885% | 8.333% | 135804.8907 | 14547.3643 | 9386.7597 | 1569.3357 | 43847.0498 | 24152.5496 | 8496.6959 | 26550.3816 | 109100.6454 | 326015.6835 | 115608.8723 | 815080.2286 | 1217811.0612 |  | 5172569.6348 | 235.4364 | 77.8589 | 0.0069517 | 157.5774 | 0.014069 | 0.021021 | 0.021021 | TRUE | 0.00108 | 326015.6835 |  | 63.0278 | 0.0056275 | 0.021021 | 1044428.6428 | 235.4364
2021 | 5 | 208.4788 | 10.6% | 352790.9032 | 46358.2517 | 245878.8512 | 1057.281 | 90194.0371 | 736279.3242 | 10.5333 | 7.415% | 8.333% | 127721.2663 | 13681.4498 | 9386.7597 | 1569.3357 | 43847.0498 | 24152.5496 | 8496.6959 | 26550.3816 | 102606.5593 | 306609.9881 | 108727.3918 | 773349.4277 | 1509628.7519 |  | 5177582.9748 | 291.5702 | 142.2052 | 0.0135 | 149.365 | 0.01418 | 0.027681 | 0.027681 | TRUE | 0.001336 | 306609.9881 |  | 59.2187 | 0.005622 | 0.027681 | 1229631.34 | 291.5702
2021 | 6 | 271.6633 | 13.82% | 459712.6589 | 60408.2332 | 320398.342 | 1377.7154 | 117529.5062 | 959426.4557 | 10.2 | 7.181% | 8.333% | 123679.454 | 13248.4925 | 9386.7597 | 1569.3357 | 43847.0498 | 24152.5496 | 8496.6959 | 26550.3816 | 99359.5163 | 296907.1403 | 105286.6516 | 752484.0272 | 1711910.4829 |  | 5182599.1656 | 330.3189 | 185.1246 | 0.018149 | 145.1943 | 0.014235 | 0.032384 | 0.032384 | TRUE | 0.0015158 | 296907.1403 |  | 57.2892 | 0.0056166 | 0.032384 | 1480819.0404 | 330.3189
2021 | 7 | 322.3192 | 16.39% | 545433.3597 | 71672.3043 | 380141.6835 | 1634.6123 | 139444.7426 | 1138326.7025 | 10.3667 | 7.298% | 8.333% | 125700.3602 | 13464.9712 | 9386.7597 | 1569.3357 | 43847.0498 | 24152.5496 | 8496.6959 | 26550.3816 | 100983.0378 | 301758.5642 | 107007.0217 | 762916.7274 | 1901243.4299 |  | 5187842.8781 | 366.4805 | 219.422 | 0.021166 | 147.0586 | 0.014186 | 0.035352 | 0.035352 | TRUE | 0.0016268 | 301758.5642 |  | 58.1665 | 0.0056109 | 0.035352 | 1548236.5721 | 366.4805
2021 | 8 | 326.4544 | 16.6% | 552431.0297 | 72591.8285 | 385018.734 | 1655.5836 | 141233.7573 | 1152930.9331 | 10.9333 | 7.697% | 8.333% | 132571.4409 | 14200.9985 | 9386.7597 | 1569.3357 | 43847.0498 | 24152.5496 | 8496.6959 | 26550.3816 | 106503.011 | 318253.4053 | 112856.2801 | 798387.9083 | 1951318.8414 |  | 5193203.3235 | 375.7447 | 222.0077 | 0.020306 | 153.7371 | 0.014061 | 0.034367 | 0.034367 | TRUE | 0.0015859 | 318253.4053 |  | 61.2827 | 0.0056051 | 0.034367 | 1608940.8856 | 375.7447
2021 | 9 | 277.8765 | 14.13% | 470226.8652 | 61789.8454 | 327726.2547 | 1409.2255 | 120217.5537 | 981369.7445 | 11.6833 | 8.225% | 8.333% | 141665.5184 | 15175.1524 | 9386.7597 | 1569.3357 | 43847.0498 | 24152.5496 | 8496.6959 | 26550.3816 | 113808.8578 | 340084.8127 | 120597.9457 | 845335.0593 | 1826704.8038 |  | 5198143.0315 | 351.4149 | 188.7924 | 0.016159 | 162.6225 | 0.013919 | 0.030078 | 0.030078 | TRUE | 0.001418 | 340084.8127 |  | 65.4243 | 0.0055998 | 0.030078 | 1525924.4689 | 351.4149
2021 | 10 | 198.8904 | 10.12% | 336565.3311 | 44226.1413 | 234570.3821 | 1008.6545 | 86045.8297 | 702416.3388 | 12.4667 | 8.776% | 8.333% | 151163.7772 | 16192.602 | 9386.7597 | 1569.3357 | 43847.0498 | 24152.5496 | 8496.6959 | 26550.3816 | 121439.4088 | 362886.5048 | 128683.6853 | 894368.7505 | 1596785.0893 |  | 5203221.4699 | 306.8839 | 134.9964 | 0.010829 | 171.8875 | 0.013788 | 0.024616 | 0.024616 | TRUE | 0.0012067 | 362886.5048 |  | 69.7427 | 0.0055943 | 0.024616 | 1246983.1319 | 306.8839
2021 | 11 | 78.1173 | 3.973% | 132191.2393 | 17370.501 | 92131.1455 | 396.1647 | 33795.8304 | 275884.8809 | 13.15 | 9.257% | 8.333% | 159449.4922 | 17080.1644 | 9386.7597 | 1569.3357 | 43847.0498 | 24152.5496 | 8496.6959 | 26550.3816 | 128095.847 | 382777.3427 | 135737.2028 | 937142.8215 | 1213027.7024 |  | 5208331.8046 | 232.9014 | 52.9699 | 0.0040281 | 179.9315 | 0.013683 | 0.017711 | 0.017711 | TRUE | 0.00094193 | 382777.3427 |  | 73.4933 | 0.0055888 | 0.017711 | 989876.0999 | 232.9014
2021 | 12 | 42.6338 | 2.168% | 72145.5705 | 9480.2402 | 50282.1072 | 216.2135 | 18444.6373 | 150568.7687 | 13.4833 | 9.492% | 8.333% | 163491.3044 | 17513.1217 | 9386.7597 | 1569.3357 | 43847.0498 | 24152.5496 | 8496.6959 | 26550.3816 | 131342.89 | 392480.1904 | 139177.943 | 958008.222 | 1108576.9907 | 17203820.9549 | 5213464.9587 | 212.6373 | 28.8807 | 0.002142 | 183.7565 | 0.013628 | 0.01577 | 0.01577 | TRUE | 0.00086677 | 392480.1904 | 4134868.5572 | 75.282 | 0.0055833 | 0.01577 | 831922.7755 | 212.6373
2022 | 1 | 26.1128 | 1.328% | 46912.765 | 6492.9542 | 31557.0049 | 143.5732 | 11443.128 | 96549.4252 | 13.3 | 9.363% | 8.333% | 173115.7655 | 21916.5235 | 9934.1326 | 1660.1912 | 45227.1879 | 27259.0922 | 9740.1425 | 30253.3071 | 184504.4425 | 392017.1891 | 137285.5359 | 1032913.5099 | 1129462.9351 |  | 5218681.4178 | 216.4269 | 18.5007 | 0.001391 | 197.9261 | 0.014882 | 0.016273 | 0.016273 | TRUE | 0.0011285 | 392017.1891 |  | 75.1181 | 0.005648 | 0.016273 | 840001.9065 | 216.4269
2022 | 2 | 35.0422 | 1.782% | 62954.715 | 8713.2379 | 42348.0101 | 192.6685 | 15356.1373 | 129564.7688 | 12.7333 | 8.964% | 8.333% | 165739.9058 | 20982.7368 | 9934.1326 | 1660.1912 | 45227.1879 | 27259.0922 | 9740.1425 | 30253.3071 | 176643.351 | 375314.7023 | 131436.2775 | 994191.0268 | 1123755.7956 |  | 5223815.6568 | 215.1216 | 24.8027 | 0.0019479 | 190.3189 | 0.014947 | 0.016894 | 0.016894 | TRUE | 0.0011517 | 375314.7023 |  | 71.8469 | 0.0056424 | 0.016894 | 775729.3207 | 215.1216
2022 | 3 | 64.5823 | 3.285% | 116024.6859 | 16058.3792 | 78046.8083 | 355.0854 | 28301.1527 | 238786.1116 | 12 | 8.448% | 8.333% | 156194.6757 | 19774.3069 | 9934.1326 | 1660.1912 | 45227.1879 | 27259.0922 | 9740.1425 | 30253.3071 | 166470.1737 | 353699.7195 | 123866.6489 | 944079.5781 | 1182865.6896 |  | 5229019.6002 | 226.2118 | 45.6656 | 0.0038055 | 180.5462 | 0.015046 | 0.018851 | 0.018851 | TRUE | 0.0012209 | 353699.7195 |  | 67.6417 | 0.0056368 | 0.018851 | 922588.2556 | 226.2118
2022 | 4 | 114.0339 | 5.8% | 204866.6087 | 28354.5322 | 137808.4742 | 626.9799 | 49971.7895 | 421628.3845 | 11.2 | 7.885% | 8.333% | 145781.6973 | 18456.0198 | 9934.1326 | 1660.1912 | 45227.1879 | 27259.0922 | 9740.1425 | 30253.3071 | 155372.1621 | 330119.7382 | 115608.8723 | 889412.5431 | 1311040.9276 |  | 5234136.256 | 250.4789 | 80.5536 | 0.0071923 | 169.9254 | 0.015172 | 0.022364 | 0.022364 | TRUE | 0.0013431 | 330119.7382 |  | 63.0705 | 0.0056313 | 0.022364 | 1052631.7288 | 250.4789
2022 | 5 | 208.4788 | 10.6% | 374540.6013 | 51838.2356 | 251943.7849 | 1146.2552 | 91359.2714 | 770828.1484 | 10.5333 | 7.415% | 8.333% | 137104.2153 | 17357.4472 | 9934.1326 | 1660.1912 | 45227.1879 | 27259.0922 | 9740.1425 | 30253.3071 | 146123.8191 | 310469.7538 | 108727.3918 | 843856.6806 | 1614684.829 |  | 5239238.1846 | 308.1908 | 147.126 | 0.013968 | 161.0648 | 0.015291 | 0.029259 | 0.029259 | TRUE | 0.0015779 | 310469.7538 |  | 59.2586 | 0.0056258 | 0.029259 | 1223803.9998 | 308.1908
2022 | 6 | 271.6633 | 13.82% | 488054.1254 | 67549.0578 | 328301.3995 | 1493.6554 | 119047.8926 | 1004446.1308 | 10.2 | 7.181% | 8.333% | 132765.4743 | 16808.1609 | 9934.1326 | 1660.1912 | 45227.1879 | 27259.0922 | 9740.1425 | 30253.3071 | 141499.6476 | 300644.7615 | 105286.6516 | 821078.7494 | 1825524.8802 |  | 5244340.2602 | 348.0943 | 191.5296 | 0.018777 | 156.5647 | 0.015349 | 0.034127 | 0.034127 | TRUE | 0.0017427 | 300644.7615 |  | 57.3275 | 0.0056203 | 0.034127 | 1461578.3906 | 348.0943
2022 | 7 | 322.3192 | 16.39% | 579059.5412 | 80144.6487 | 389518.3913 | 1772.1711 | 141246.2563 | 1191741.0085 | 10.3667 | 7.298% | 8.333% | 134934.8448 | 17082.8041 | 9934.1326 | 1660.1912 | 45227.1879 | 27259.0922 | 9740.1425 | 30253.3071 | 143811.7334 | 305557.2577 | 107007.0217 | 832467.715 | 2024208.7235 |  | 5249596.8518 | 385.5932 | 227.0157 | 0.021899 | 158.5775 | 0.015297 | 0.037195 | 0.037195 | TRUE | 0.0018437 | 305557.2577 |  | 58.2059 | 0.0056147 | 0.037195 | 1522372.7741 | 385.5932
2022 | 8 | 326.4544 | 16.6% | 586488.6203 | 81172.8693 | 394515.7408 | 1794.9072 | 143058.3836 | 1207030.5212 | 10.9333 | 7.697% | 8.333% | 142310.7045 | 18016.5908 | 9934.1326 | 1660.1912 | 45227.1879 | 27259.0922 | 9740.1425 | 30253.3071 | 151672.8249 | 322259.7444 | 112856.2801 | 871190.1981 | 2078220.7193 |  | 5254931.9504 | 395.48 | 229.6948 | 0.021009 | 165.7852 | 0.015163 | 0.036172 | 0.036172 | TRUE | 0.0018051 | 322259.7444 |  | 61.3252 | 0.005609 | 0.036172 | 1581642.9045 | 395.48
2022 | 9 | 277.8765 | 14.13% | 499216.5366 | 69093.9897 | 335810.0651 | 1527.8172 | 121770.6675 | 1027419.0761 | 11.6833 | 8.225% | 8.333% | 152072.8717 | 19252.485 | 9934.1326 | 1660.1912 | 45227.1879 | 27259.0922 | 9740.1425 | 30253.3071 | 162077.2108 | 344365.9769 | 120597.9457 | 922440.5434 | 1949859.6195 |  | 5259983.1401 | 370.6969 | 195.3274 | 0.016718 | 175.3695 | 0.01501 | 0.031729 | 0.031729 | TRUE | 0.0016504 | 344365.9769 |  | 65.469 | 0.0056036 | 0.031729 | 1503847.2273 | 370.6969
2022 | 10 | 198.8904 | 10.12% | 357314.7164 | 49454.0896 | 240356.3772 | 1093.5366 | 87157.4724 | 735376.1922 | 12.4667 | 8.776% | 8.333% | 162268.913 | 20543.3078 | 9934.1326 | 1660.1912 | 45227.1879 | 27259.0922 | 9740.1425 | 30253.3071 | 172944.0138 | 367454.7086 | 128683.6853 | 975968.6818 | 1711344.874 |  | 5265129.0518 | 325.0338 | 139.6692 | 0.011203 | 185.3646 | 0.014869 | 0.026072 | 0.026072 | TRUE | 0.0014559 | 367454.7086 |  | 69.7903 | 0.0055981 | 0.026072 | 1240064.5715 | 325.0338
2022 | 11 | 78.1173 | 3.973% | 140340.8812 | 19423.8586 | 94403.6846 | 429.5034 | 34232.4453 | 288830.3731 | 13.15 | 9.257% | 8.333% | 171163.3321 | 21669.3447 | 9934.1326 | 1660.1912 | 45227.1879 | 27259.0922 | 9740.1425 | 30253.3071 | 182423.5653 | 387595.9426 | 135737.2028 | 1022663.4409 | 1311493.814 |  | 5270297.3946 | 248.8463 | 54.8034 | 0.0041676 | 194.0428 | 0.014756 | 0.018924 | 0.018924 | TRUE | 0.0012125 | 387595.9426 |  | 73.5435 | 0.0055927 | 0.018924 | 1001509.8883 | 248.8463
2022 | 12 | 42.6338 | 2.168% | 76593.3734 | 10600.8943 | 51522.3832 | 234.4086 | 18682.9272 | 157633.9867 | 13.4833 | 9.492% | 8.333% | 175502.0731 | 22218.631 | 9934.1326 | 1660.1912 | 45227.1879 | 27259.0922 | 9740.1425 | 30253.3071 | 187047.7368 | 397420.9348 | 139177.943 | 1045441.3721 | 1203075.3588 | 18465538.1662 | 5275479.2527 | 228.0504 | 29.8805 | 0.0022161 | 198.1699 | 0.014697 | 0.016914 | 0.016914 | TRUE | 0.0011431 | 397420.9348 | 4186920.4292 | 75.3336 | 0.0055872 | 0.016914 | 851106.5465 | 228.0504
2023 | 1 | 26.1128 | 1.328% | 46714.0425 | 7114.6244 | 32311.3716 | 154.6907 | 11587.1958 | 97881.925 | 13.3 | 9.363% | 8.333% | 184919.9819 | 26975.1878 | 10490.2434 | 1751.0466 | 46648.3742 | 30624.1207 | 10981.1738 | 33988.6027 | 230581.5308 | 395531.1096 | 137285.5359 | 1109776.9076 | 1207658.8326 |  | 5280717.4208 | 228.6922 | 18.5357 | 0.0013937 | 210.1565 | 0.015801 | 0.017195 | 0.017195 | TRUE | 0.0009222 | 395531.1096 |  | 74.901 | 0.0056317 | 0.017195
2023 | 2 | 35.0422 | 1.782% | 62688.0388 | 9547.4899 | 43360.3347 | 207.5876 | 15549.4695 | 131352.9206 | 12.7333 | 8.964% | 8.333% | 177041.1857 | 25825.8691 | 10490.2434 | 1751.0466 | 46648.3742 | 30624.1207 | 10981.1738 | 33988.6027 | 220757.2551 | 378678.9069 | 131436.2775 | 1068223.0558 | 1199575.9764 |  | 5285898.8016 | 226.9389 | 24.8497 | 0.0019515 | 202.0892 | 0.015871 | 0.017822 | 0.017822 | TRUE | 0.00092806 | 378678.9069 |  | 71.6395 | 0.0056261 | 0.017822
2023 | 3 | 64.5823 | 3.285% | 115533.2053 | 17595.8944 | 79912.5088 | 382.5811 | 28657.4614 | 242081.6511 | 12 | 8.448% | 8.333% | 166845.0964 | 24338.5153 | 10490.2434 | 1751.0466 | 46648.3742 | 30624.1207 | 10981.1738 | 33988.6027 | 208043.4865 | 356870.174 | 123866.6489 | 1014447.4828 | 1256529.1339 |  | 5291129.8777 | 237.4784 | 45.7524 | 0.0038127 | 191.7261 | 0.015977 | 0.01979 | 0.01979 | TRUE | 0.00093889 | 356870.174 |  | 67.4469 | 0.0056206 | 0.01979
2023 | 4 | 114.0339 | 5.8% | 203998.7937 | 31069.3469 | 141102.7708 | 675.5295 | 50600.9294 | 427447.3703 | 11.2 | 7.885% | 8.333% | 155722.09 | 22715.9477 | 10490.2434 | 1751.0466 | 46648.3742 | 30624.1207 | 10981.1738 | 33988.6027 | 194173.9207 | 333078.8291 | 115608.8723 | 955783.2214 | 1383230.5917 |  | 5296301.9653 | 261.1691 | 80.7068 | 0.007206 | 180.4624 | 0.016113 | 0.023319 | 0.023319 | TRUE | 0.00095448 | 333078.8291 |  | 62.8889 | 0.0056151 | 0.023319
2023 | 5 | 208.4788 | 10.6% | 372954.0473 | 56801.5058 | 257966.4738 | 1235.0145 | 92509.4755 | 781466.5169 | 10.5333 | 7.415% | 8.333% | 146452.918 | 21363.8079 | 10490.2434 | 1751.0466 | 46648.3742 | 30624.1207 | 10981.1738 | 33988.6027 | 182615.9492 | 313252.7083 | 108727.3918 | 906896.3369 | 1688362.8537 |  | 5301485.1112 | 318.4698 | 147.4052 | 0.013994 | 171.0646 | 0.01624 | 0.030234 | 0.030234 | TRUE | 0.00097586 | 313252.7083 |  | 59.0877 | 0.0056096 | 0.030234
2023 | 6 | 271.6633 | 13.82% | 485986.7281 | 74016.5663 | 336149.4089 | 1609.3153 | 120546.6937 | 1018308.7123 | 10.2 | 7.181% | 8.333% | 141818.332 | 20687.738 | 10490.2434 | 1751.0466 | 46648.3742 | 30624.1207 | 10981.1738 | 33988.6027 | 176836.9635 | 303339.6479 | 105286.6516 | 882452.8946 | 1900761.6069 |  | 5306665.8266 | 358.1838 | 191.8924 | 0.018813 | 166.2914 | 0.016303 | 0.035116 | 0.035116 | FALSE | 0.00098917 | 303339.6479 |  | 57.162 | 0.0056041 | 0.035116
2023 | 7 | 322.3192 | 16.39% | 576606.6449 | 87818.1265 | 398829.7861 | 1909.3976 | 143024.5326 | 1208188.4877 | 10.3667 | 7.298% | 8.333% | 144135.625 | 21025.773 | 10490.2434 | 1751.0466 | 46648.3742 | 30624.1207 | 10981.1738 | 33988.6027 | 179726.4564 | 308296.1781 | 107007.0217 | 894674.6157 | 2102863.1034 |  | 5311951.1835 | 395.874 | 227.4472 | 0.02194 | 168.4267 | 0.016247 | 0.038187 | 0.038187 | TRUE | 0.00099171 | 308296.1781 |  | 58.0382 | 0.0055985 | 0.038187
2023 | 8 | 326.4544 | 16.6% | 584004.2544 | 88944.7944 | 403946.5968 | 1933.8944 | 144859.4744 | 1223689.0143 | 10.9333 | 7.697% | 8.333% | 152014.4212 | 22175.0918 | 10490.2434 | 1751.0466 | 46648.3742 | 30624.1207 | 10981.1738 | 33988.6027 | 189550.7321 | 325148.3808 | 112856.2801 | 936228.4676 | 2159917.4819 |  | 5317288.9208 | 406.2065 | 230.134 | 0.021049 | 176.0725 | 0.016104 | 0.037153 | 0.037153 | TRUE | 0.00098108 | 325148.3808 |  | 61.1493 | 0.0055929 | 0.037153
2023 | 9 | 277.8765 | 14.13% | 497101.8553 | 75709.4182 | 343837.5683 | 1646.1224 | 123303.7481 | 1041598.7123 | 11.6833 | 8.225% | 8.333% | 162442.2397 | 23696.249 | 10490.2434 | 1751.0466 | 46648.3742 | 30624.1207 | 10981.1738 | 33988.6027 | 202553.45 | 347452.7667 | 120597.9457 | 991226.2127 | 2032824.9249 |  | 5322436.1863 | 381.935 | 195.6996 | 0.01675 | 186.2354 | 0.01594 | 0.032691 | 0.032691 | TRUE | 0.00096189 | 347452.7667 |  | 65.2808 | 0.0055875 | 0.032691
2023 | 10 | 198.8904 | 10.12% | 355801.1312 | 54189.0889 | 246102.0703 | 1178.2137 | 88254.7763 | 745525.2804 | 12.4667 | 8.776% | 8.333% | 173333.5169 | 25285.0132 | 10490.2434 | 1751.0466 | 46648.3742 | 30624.1207 | 10981.1738 | 33988.6027 | 216134.0665 | 370748.4586 | 128683.6853 | 1048668.302 | 1794193.5824 |  | 5327648.4323 | 336.7703 | 139.9351 | 0.011225 | 196.8351 | 0.015789 | 0.027014 | 0.027014 | TRUE | 0.00094143 | 370748.4586 |  | 69.5895 | 0.005582 | 0.027014
2023 | 11 | 78.1173 | 3.973% | 139746.3972 | 21283.6028 | 96660.3944 | 462.7616 | 34663.4284 | 292816.5845 | 13.15 | 9.257% | 8.333% | 182834.4182 | 26670.9564 | 10490.2434 | 1751.0466 | 46648.3742 | 30624.1207 | 10981.1738 | 33988.6027 | 227980.9873 | 391070.2324 | 135737.2028 | 1098777.3586 | 1391593.9431 |  | 5332876.557 | 260.9462 | 54.9078 | 0.0041755 | 206.0384 | 0.015668 | 0.019844 | 0.019844 | TRUE | 0.00092015 | 391070.2324 |  | 73.3319 | 0.0055766 | 0.019844
2023 | 12 | 42.6338 | 2.168% | 76268.9238 | 11615.8807 | 52754.0202 | 252.5599 | 18918.1434 | 159809.528 | 13.4833 | 9.492% | 8.333% | 187469.0042 | 27347.0263 | 10490.2434 | 1751.0466 | 46648.3742 | 30624.1207 | 10981.1738 | 33988.6027 | 233759.973 | 400983.2928 | 139177.943 | 1123220.8008 | 1283030.3288 | 19400542.3597 | 5338112.089 | 240.3528 | 29.9375 | 0.0022203 | 210.4154 | 0.015606 | 0.017826 | 0.017826 | TRUE | 0.00091241 | 400983.2928 | 4224450.6853 | 75.1171 | 0.0055711 | 0.017826
2024 | 1 | 26.1128 | 1.328% | 45678.3628 | 7880.1602 | 32966.3564 | 165.7754 | 11728.9366 | 98419.5913 | 13.3 | 9.363% | 8.333% | 196670.748 | 32443.0574 | 11074.6816 | 1841.9021 | 48053.8612 | 34019.2202 | 12219.2197 | 37762.1083 | 269701.675 | 397882.3212 | 137285.5359 | 1178954.3305 | 1277373.9218 |  | 5343385.5298 | 239.057 | 18.419 | 0.0013849 | 220.6381 | 0.016589 | 0.017974 | 0.017974 | TRUE | 0.00077931 | 397882.3212 |  | 74.4626 | 0.0055987 | 0.017974
2024 | 2 | 35.0422 | 1.782% | 61298.2055 | 10574.8028 | 44239.2933 | 222.4627 | 15739.679 | 132074.4434 | 12.7333 | 8.964% | 8.333% | 188291.2925 | 31060.7718 | 11074.6816 | 1841.9021 | 48053.8612 | 34019.2202 | 12219.2197 | 37762.1083 | 258210.6262 | 380929.9416 | 131436.2775 | 1134899.9026 | 1266974.346 |  | 5348619.574 | 236.8788 | 24.6932 | 0.0019393 | 212.1856 | 0.016664 | 0.018603 | 0.018603 | TRUE | 0.00078062 | 380929.9416 |  | 71.2202 | 0.0055932 | 0.018603
2024 | 3 | 64.5823 | 3.285% | 112971.7614 | 19489.2182 | 81532.4175 | 409.9958 | 29008.0149 | 243411.4078 | 12 | 8.448% | 8.333% | 177447.2914 | 29271.9315 | 11074.6816 | 1841.9021 | 48053.8612 | 34019.2202 | 12219.2197 | 37762.1083 | 243339.8571 | 358991.568 | 123866.6489 | 1077888.29 | 1321299.6978 |  | 5353889.4375 | 246.7925 | 45.4644 | 0.0037887 | 201.3281 | 0.016777 | 0.020566 | 0.020566 | TRUE | 0.00077617 | 358991.568 |  | 67.0525 | 0.0055877 | 0.020566
2024 | 4 | 114.0339 | 5.8% | 199476.0119 | 34412.4185 | 143963.0691 | 723.936 | 51219.9071 | 429795.3426 | 11.2 | 7.885% | 8.333% | 165617.472 | 27320.4694 | 11074.6816 | 1841.9021 | 48053.8612 | 34019.2202 | 12219.2197 | 37762.1083 | 227117.2 | 335058.7968 | 115608.8723 | 1015693.8035 | 1445489.1462 |  | 5359119.6368 | 269.7251 | 80.1989 | 0.0071606 | 189.5262 | 0.016922 | 0.024083 | 0.024083 | TRUE | 0.00076393 | 335058.7968 |  | 62.5212 | 0.0055823 | 0.024083
2024 | 5 | 208.4788 | 10.6% | 364685.421 | 62913.3659 | 263195.7195 | 1323.5121 | 93641.1011 | 785759.1196 | 10.5333 | 7.415% | 8.333% | 155759.2891 | 25694.251 | 11074.6816 | 1841.9021 | 48053.8612 | 34019.2202 | 12219.2197 | 37762.1083 | 213598.319 | 315114.8208 | 108727.3918 | 963865.0648 | 1749624.1844 |  | 5364378.1867 | 326.156 | 146.4772 | 0.013906 | 179.6788 | 0.017058 | 0.030964 | 0.030964 | TRUE | 0.0007297 | 315114.8208 |  | 58.7421 | 0.0055768 | 0.030964
2024 | 6 | 271.6633 | 13.82% | 475212.0961 | 81980.7723 | 342963.5031 | 1724.6342 | 122021.2856 | 1023902.2913 | 10.2 | 7.181% | 8.333% | 150830.1977 | 24881.1418 | 11074.6816 | 1841.9021 | 48053.8612 | 34019.2202 | 12219.2197 | 37762.1083 | 206838.8786 | 305142.8328 | 105286.6516 | 937950.6954 | 1961852.9867 |  | 5369633.7222 | 365.3607 | 190.6838 | 0.018694 | 174.6768 | 0.017125 | 0.03582 | 0.03582 | TRUE | 0.00070362 | 305142.8328 |  | 56.8275 | 0.0055713 | 0.03582
2024 | 7 | 322.3192 | 16.39% | 563822.9122 | 97267.3847 | 406914.4761 | 2046.2196 | 144774.0854 | 1214825.0781 | 10.3667 | 7.298% | 8.333% | 153294.7434 | 25287.6964 | 11074.6816 | 1841.9021 | 48053.8612 | 34019.2202 | 12219.2197 | 37762.1083 | 210218.5988 | 310128.8268 | 107007.0217 | 950907.8801 | 2165732.9582 |  | 5374960.0945 | 402.9301 | 226.0156 | 0.021802 | 176.9144 | 0.017066 | 0.038868 | 0.038868 | TRUE | 0.00068065 | 310128.8268 |  | 57.6988 | 0.0055658 | 0.038868
2024 | 8 | 326.4544 | 16.6% | 571056.512 | 98515.2825 | 412135.0098 | 2072.4717 | 146631.4732 | 1230410.7492 | 10.9333 | 7.697% | 8.333% | 161674.1988 | 26669.9821 | 11074.6816 | 1841.9021 | 48053.8612 | 34019.2202 | 12219.2197 | 37762.1083 | 221709.6476 | 327081.2064 | 112856.2801 | 994962.308 | 2225373.0572 |  | 5380321.6496 | 413.6134 | 228.6872 | 0.020917 | 184.9262 | 0.016914 | 0.03783 | 0.03783 | TRUE | 0.00067746 | 327081.2064 |  | 60.7921 | 0.0055603 | 0.03783
2024 | 9 | 277.8765 | 14.13% | 486080.7939 | 83855.7756 | 350807.5095 | 1764.0788 | 124812.0658 | 1047320.2235 | 11.6833 | 8.225% | 8.333% | 172764.6545 | 28499.4778 | 11074.6816 | 1841.9021 | 48053.8612 | 34019.2202 | 12219.2197 | 37762.1083 | 236918.3887 | 349518.1794 | 120597.9457 | 1053269.6391 | 2100589.8626 |  | 5385554.9074 | 390.0415 | 194.4684 | 0.016645 | 195.5731 | 0.016739 | 0.033384 | 0.033384 | TRUE | 0.00069385 | 349518.1794 |  | 64.8992 | 0.0055549 | 0.033384
2024 | 10 | 198.8904 | 10.12% | 347912.7959 | 60019.852 | 251090.8124 | 1262.6411 | 89334.3561 | 749620.4576 | 12.4667 | 8.776% | 8.333% | 184348.0194 | 30410.2844 | 11074.6816 | 1841.9021 | 48053.8612 | 34019.2202 | 12219.2197 | 37762.1083 | 252803.0738 | 372952.3512 | 128683.6853 | 1114168.4071 | 1863788.8647 |  | 5390832.5837 | 345.733 | 139.0547 | 0.011154 | 206.6784 | 0.016578 | 0.027733 | 0.027733 | TRUE | 0.00071894 | 372952.3512 |  | 69.1827 | 0.0055494 | 0.027733
2024 | 11 | 78.1173 | 3.973% | 136648.1316 | 23573.7252 | 98619.8 | 495.9218 | 35087.4501 | 294425.0286 | 13.15 | 9.257% | 8.333% | 194452.6568 | 32077.1583 | 11074.6816 | 1841.9021 | 48053.8612 | 34019.2202 | 12219.2197 | 37762.1083 | 266659.9268 | 393394.9266 | 135737.2028 | 1167292.8643 | 1461717.8929 |  | 5396121.6513 | 270.8831 | 54.5623 | 0.0041492 | 216.3207 | 0.01645 | 0.020599 | 0.020599 | TRUE | 0.00075565 | 393394.9266 |  | 72.9033 | 0.005544 | 0.020599
2024 | 12 | 42.6338 | 2.168% | 74577.9937 | 12865.7531 | 53823.3984 | 270.6576 | 19149.5603 | 160687.3631 | 13.4833 | 9.492% | 8.333% | 199381.7482 | 32890.2675 | 11074.6816 | 1841.9021 | 48053.8612 | 34019.2202 | 12219.2197 | 37762.1083 | 273419.3672 | 403366.9146 | 139177.943 | 1193207.2337 | 1353894.5968 | 20193711.5153 | 5401414.1942 | 250.6556 | 29.7491 | 0.0022064 | 220.9064 | 0.016384 | 0.01859 | 0.01859 | TRUE | 0.00076411 | 403366.9146 | 4249562.6864 | 74.678 | 0.0055385 | 0.01859
2025 | 1 | 26.1128 | 1.328% | 45880.706 | 8581.3404 | 33375.1985 | 167.8312 | 11874.3965 | 99879.4726 | 13.3 | 9.363% | 8.333% | 208506.9389 | 38385.9296 | 11693.8966 | 1932.7576 | 49500.5062 | 37424.9685 | 13462.0369 | 41713.8805 | 303400.6375 | 399211.9605 | 137285.5359 | 1242519.0488 | 1342398.5214 |  | 5406732.2633 | 248.2828 | 18.4732 | 0.001389 | 229.8096 | 0.017279 | 0.018668 | 0.018668 | TRUE | 0.00069366 | 399211.9605 |  | 73.8361 | 0.0055516 | 0.018668
2025 | 2 | 35.0422 | 1.782% | 61569.7406 | 11515.7535 | 44787.9401 | 225.2215 | 15934.8793 | 134033.535 | 12.7333 | 8.964% | 8.333% | 199623.1846 | 36750.4388 | 11693.8966 | 1932.7576 | 49500.5062 | 37424.9685 | 13462.0369 | 41713.8805 | 290473.7933 | 382202.9296 | 131436.2775 | 1196214.6703 | 1330248.2053 |  | 5412022.8806 | 245.795 | 24.7659 | 0.001945 | 221.0291 | 0.017358 | 0.019303 | 0.019303 | TRUE | 0.00070023 | 382202.9296 |  | 70.6211 | 0.0055462 | 0.019303
2025 | 3 | 64.5823 | 3.285% | 113472.1968 | 21223.3776 | 82543.5661 | 415.0802 | 29367.7664 | 247021.9871 | 12 | 8.448% | 8.333% | 188126.5614 | 34633.9214 | 11693.8966 | 1932.7576 | 49500.5062 | 37424.9685 | 13462.0369 | 41713.8805 | 273744.9361 | 360191.2426 | 123866.6489 | 1136291.3569 | 1383313.344 |  | 5417339.5802 | 255.3492 | 45.5984 | 0.0037999 | 209.7508 | 0.017479 | 0.021279 | 0.021279 | TRUE | 0.00071306 | 360191.2426 |  | 66.4886 | 0.0055407 | 0.021279
2025 | 4 | 114.0339 | 5.8% | 200359.6386 | 37474.4508 | 145748.4701 | 732.9137 | 51855.1261 | 436170.5992 | 11.2 | 7.885% | 8.333% | 175584.7907 | 32324.9933 | 11693.8966 | 1932.7576 | 49500.5062 | 37424.9685 | 13462.0369 | 41713.8805 | 255495.2737 | 336178.4931 | 115608.8723 | 1070920.4695 | 1507091.0687 |  | 5422629.6093 | 277.9262 | 80.4353 | 0.0071817 | 197.491 | 0.017633 | 0.024815 | 0.024815 | TRUE | 0.00073224 | 336178.4931 |  | 61.9955 | 0.0055353 | 0.024815
2025 | 5 | 208.4788 | 10.6% | 366300.8823 | 68511.4252 | 266459.8197 | 1339.9252 | 94802.4191 | 797414.4716 | 10.5333 | 7.415% | 8.333% | 165133.315 | 30400.8866 | 11693.8966 | 1932.7576 | 49500.5062 | 37424.9685 | 13462.0369 | 41713.8805 | 240287.2217 | 316167.8685 | 108727.3918 | 1016444.73 | 1813859.2016 |  | 5427176.8442 | 334.2178 | 146.9299 | 0.013949 | 187.2879 | 0.01778 | 0.03173 | 0.03173 | TRUE | 0.00076536 | 316167.8685 |  | 58.2564 | 0.0055307 | 0.03173
2025 | 6 | 271.6633 | 13.82% | 477317.1617 | 89275.458 | 347216.8673 | 1746.0218 | 123534.569 | 1039090.0777 | 10.2 | 7.181% | 8.333% | 159907.5772 | 29438.8332 | 11693.8966 | 1932.7576 | 49500.5062 | 37424.9685 | 13462.0369 | 41713.8805 | 232683.1957 | 306162.5562 | 105286.6516 | 989206.8603 | 2028296.938 |  | 5431720.3103 | 373.417 | 191.3004 | 0.018755 | 182.1167 | 0.017855 | 0.03661 | 0.03661 | TRUE | 0.00078984 | 306162.5562 |  | 56.3657 | 0.005526 | 0.03661
2025 | 7 | 322.3192 | 16.39% | 566320.5006 | 105922.28 | 411960.9473 | 2071.5952 | 146569.5444 | 1232844.8676 | 10.3667 | 7.298% | 8.333% | 162520.4461 | 29919.8599 | 11693.8966 | 1932.7576 | 49500.5062 | 37424.9685 | 13462.0369 | 41713.8805 | 236485.2087 | 311165.2123 | 107007.0217 | 1002825.7952 | 2235670.6627 |  | 5436311.5982 | 411.2477 | 226.7797 | 0.021876 | 184.468 | 0.017794 | 0.03967 | 0.03967 | TRUE | 0.00080235 | 311165.2123 |  | 57.2383 | 0.0055214 | 0.03967
2025 | 8 | 326.4544 | 16.6% | 573586.1434 | 107281.2162 | 417246.225 | 2098.1728 | 148449.9672 | 1248661.7247 | 10.9333 | 7.697% | 8.333% | 171404.2004 | 31555.3506 | 11693.8966 | 1932.7576 | 49500.5062 | 37424.9685 | 13462.0369 | 41713.8805 | 249412.0529 | 328174.2432 | 112856.2801 | 1049130.1737 | 2297791.8984 |  | 5440926.2621 | 422.3163 | 229.4943 | 0.02099 | 192.822 | 0.017636 | 0.038626 | 0.038626 | TRUE | 0.000796 | 328174.2432 |  | 60.3159 | 0.0055167 | 0.038626
2025 | 9 | 277.8765 | 14.13% | 488234.005 | 91317.2999 | 355158.1534 | 1785.9555 | 126359.9598 | 1062855.3736 | 11.6833 | 8.225% | 8.333% | 183162.1105 | 33719.9707 | 11693.8966 | 1932.7576 | 49500.5062 | 37424.9685 | 13462.0369 | 41713.8805 | 266521.1114 | 350686.1959 | 120597.9457 | 1110415.3806 | 2173270.7542 |  | 5445455.1195 | 399.0981 | 195.1821 | 0.016706 | 203.916 | 0.017454 | 0.03416 | 0.03416 | TRUE | 0.00077517 | 350686.1959 |  | 64.3998 | 0.0055121 | 0.03416
2025 | 10 | 198.8904 | 10.12% | 349453.9588 | 65360.4452 | 254204.79 | 1278.2994 | 90442.2628 | 760739.7562 | 12.4667 | 8.776% | 8.333% | 195442.5944 | 35980.7961 | 11693.8966 | 1932.7576 | 49500.5062 | 37424.9685 | 13462.0369 | 41713.8805 | 284390.5725 | 374198.6798 | 128683.6853 | 1174424.3745 | 1935164.1307 |  | 5450014.5729 | 355.075 | 139.5849 | 0.011197 | 215.4901 | 0.017285 | 0.028482 | 0.028482 | TRUE | 0.00074936 | 374198.6798 |  | 68.6601 | 0.0055075 | 0.028482
2025 | 11 | 78.1173 | 3.973% | 137253.4471 | 25671.3258 | 99842.8629 | 502.0718 | 35522.5975 | 298792.3052 | 13.15 | 9.257% | 8.333% | 206155.3569 | 37953.0056 | 11693.8966 | 1932.7576 | 49500.5062 | 37424.9685 | 13462.0369 | 41713.8805 | 299978.8258 | 394709.57 | 135737.2028 | 1230262.0075 | 1529054.3126 |  | 5454581.9482 | 280.3247 | 54.7782 | 0.0041656 | 225.5465 | 0.017152 | 0.021317 | 0.021317 | TRUE | 0.000718 | 394709.57 |  | 72.3629 | 0.0055029 | 0.021317
2025 | 12 | 42.6338 | 2.168% | 74908.3548 | 14010.5536 | 54490.9053 | 274.0141 | 19387.0492 | 163070.877 | 13.4833 | 9.492% | 8.333% | 211381.0947 | 38915.0589 | 11693.8966 | 1932.7576 | 49500.5062 | 37424.9685 | 13462.0369 | 41713.8805 | 307582.8518 | 404714.8823 | 139177.943 | 1257499.8772 | 1420570.7542 | 20996729.7921 | 5459151.0862 | 260.2183 | 29.8711 | 0.0022154 | 230.3471 | 0.017084 | 0.019299 | 0.019299 | TRUE | 0.00070922 | 404714.8823 | 4263763.8339 | 74.1351 | 0.0054983 | 0.019299
2026 | 1 | 26.1128 | 1.328% | 46129.8077 | 9198.3575 | 33793.1119 | 169.9331 | 12023.0839 | 101314.2941 | 13.3 | 9.363% | 8.333% | 220417.2621 | 44804.0017 | 12282.2082 | 2023.6131 | 51032.5301 | 40953.1425 | 14708.9947 | 45766.183 | 332600.0941 | 400183.9191 | 137285.5359 | 1302057.4845 | 1403371.7786 |  | 5463737.3975 | 256.852 | 18.543 | 0.0013942 | 238.3089 | 0.017918 | 0.019312 | 0.019312 | TRUE | 0.0006443 | 400183.9191 |  | 73.2436 | 0.005507 | 0.019312
2026 | 2 | 35.0422 | 1.782% | 61904.0232 | 12343.7614 | 45348.7602 | 228.0422 | 16134.4107 | 135958.9978 | 12.7333 | 8.964% | 8.333% | 211026.0505 | 42895.0593 | 12282.2082 | 2023.6131 | 51032.5301 | 40953.1425 | 14708.9947 | 45766.183 | 318429.1628 | 383133.4764 | 131436.2775 | 1253686.698 | 1389645.6958 |  | 5468304.7476 | 254.1273 | 24.8631 | 0.0019526 | 229.2642 | 0.018005 | 0.019958 | 0.019958 | TRUE | 0.00065437 | 383133.4764 |  | 70.0644 | 0.0055024 | 0.019958
2026 | 3 | 64.5823 | 3.285% | 114088.2752 | 22749.3848 | 83577.1501 | 420.2787 | 29735.5001 | 250570.5889 | 12 | 8.448% | 8.333% | 198872.7177 | 40424.6632 | 12282.2082 | 2023.6131 | 51032.5301 | 40953.1425 | 14708.9947 | 45766.183 | 300090.3105 | 361068.1977 | 123866.6489 | 1191089.2096 | 1441659.7985 |  | 5472890.5963 | 263.4183 | 45.784 | 0.0038153 | 217.6344 | 0.018136 | 0.021952 | 0.021952 | TRUE | 0.00067243 | 361068.1977 |  | 65.9739 | 0.0054978 | 0.021952
2026 | 4 | 114.0339 | 5.8% | 201447.4579 | 40168.9457 | 147573.4854 | 742.0927 | 52504.4392 | 442436.421 | 11.2 | 7.885% | 8.333% | 185614.5365 | 37729.6856 | 12282.2082 | 2023.6131 | 51032.5301 | 40953.1425 | 14708.9947 | 45766.183 | 280084.2898 | 336996.9845 | 115608.8723 | 1122801.0404 | 1565237.4614 |  | 5477458.5188 | 285.7598 | 80.774 | 0.007212 | 204.9858 | 0.018302 | 0.025514 | 0.025514 | TRUE | 0.00069942 | 336996.9845 |  | 61.5243 | 0.0054932 | 0.025514
2026 | 5 | 208.4788 | 10.6% | 368289.6521 | 73437.5463 | 269796.3437 | 1356.7065 | 95989.5045 | 808869.753 | 10.5333 | 7.415% | 8.333% | 174566.0522 | 35483.871 | 12282.2082 | 2023.6131 | 51032.5301 | 40953.1425 | 14708.9947 | 45766.183 | 263412.6058 | 316937.6402 | 108727.3918 | 1065894.2327 | 1874763.9857 |  | 5482057.5816 | 341.9818 | 147.5486 | 0.014008 | 194.4332 | 0.018459 | 0.032467 | 0.032467 | TRUE | 0.00073709 | 316937.6402 |  | 57.8136 | 0.0054886 | 0.032467
2026 | 6 | 271.6633 | 13.82% | 479908.6759 | 95694.5584 | 351564.605 | 1767.889 | 125081.429 | 1054017.1573 | 10.2 | 7.181% | 8.333% | 169041.8101 | 34360.9637 | 12282.2082 | 2023.6131 | 51032.5301 | 40953.1425 | 14708.9947 | 45766.183 | 255076.7639 | 306907.968 | 105286.6516 | 1037440.8289 | 2091457.9862 |  | 5486653.8083 | 381.1901 | 192.1056 | 0.018834 | 189.0844 | 0.018538 | 0.037372 | 0.037372 | TRUE | 0.00076206 | 306907.968 |  | 55.9372 | 0.005484 | 0.037372
2026 | 7 | 322.3192 | 16.39% | 569395.2436 | 113538.3233 | 417119.3896 | 2097.5399 | 148404.8411 | 1250555.3374 | 10.3667 | 7.298% | 8.333% | 171803.9311 | 34922.4174 | 12282.2082 | 2023.6131 | 51032.5301 | 40953.1425 | 14708.9947 | 45766.183 | 259244.6849 | 311922.8041 | 107007.0217 | 1051667.5308 | 2302222.8682 |  | 5491282.4172 | 419.2505 | 227.7347 | 0.021968 | 191.5158 | 0.018474 | 0.040442 | 0.040442 | TRUE | 0.00077197 | 311922.8041 |  | 56.8033 | 0.0054794 | 0.040442
2026 | 8 | 326.4544 | 16.6% | 576700.334 | 114994.97 | 422470.8478 | 2124.4504 | 150308.8099 | 1266599.412 | 10.9333 | 7.697% | 8.333% | 181195.1428 | 36831.3598 | 12282.2082 | 2023.6131 | 51032.5301 | 40953.1425 | 14708.9947 | 45766.183 | 273415.6162 | 328973.2468 | 112856.2801 | 1100038.3173 | 2366637.7294 |  | 5495927.0259 | 430.6167 | 230.4615 | 0.021079 | 200.1552 | 0.018307 | 0.039386 | 0.039386 | TRUE | 0.00075918 | 328973.2468 |  | 59.8576 | 0.0054748 | 0.039386
2026 | 9 | 277.8765 | 14.13% | 490884.7904 | 97883.2132 | 359605.3294 | 1808.3228 | 127942.1985 | 1078123.8543 | 11.6833 | 8.225% | 8.333% | 193624.6877 | 39357.9012 | 12282.2082 | 2023.6131 | 51032.5301 | 40953.1425 | 14708.9947 | 45766.183 | 292171.2606 | 351540.0091 | 120597.9457 | 1164058.4759 | 2242182.3302 |  | 5500513.1359 | 407.6315 | 196.0042 | 0.016776 | 211.6273 | 0.018114 | 0.03489 | 0.03489 | TRUE | 0.00073039 | 351540.0091 |  | 63.9104 | 0.0054702 | 0.03489
2026 | 10 | 198.8904 | 10.12% | 351351.261 | 70060.004 | 257387.8605 | 1294.3088 | 91574.7517 | 771668.186 | 12.4667 | 8.776% | 8.333% | 206606.6567 | 41996.7334 | 12282.2082 | 2023.6131 | 51032.5301 | 40953.1425 | 14708.9947 | 45766.183 | 311760.4892 | 375109.7387 | 128683.6853 | 1230923.9749 | 2002592.1609 |  | 5505120.0002 | 363.769 | 140.1728 | 0.011244 | 223.5962 | 0.017936 | 0.029179 | 0.029179 | TRUE | 0.00069738 | 375109.7387 |  | 68.1383 | 0.0054656 | 0.029179
2026 | 11 | 78.1173 | 3.973% | 137998.6419 | 27517.1501 | 101093.0631 | 508.3598 | 35967.4001 | 303084.615 | 13.15 | 9.257% | 8.333% | 217931.3532 | 44298.6934 | 12282.2082 | 2023.6131 | 51032.5301 | 40953.1425 | 14708.9947 | 45766.183 | 328848.9652 | 395670.5666 | 135737.2028 | 1289253.4528 | 1592338.0678 |  | 5509732.4814 | 289.0046 | 55.009 | 0.0041832 | 233.9957 | 0.017794 | 0.021978 | 0.021978 | TRUE | 0.00066007 | 395670.5666 |  | 71.813 | 0.0054611 | 0.021978
2026 | 12 | 42.6338 | 2.168% | 75315.0572 | 15017.943 | 55173.2229 | 277.4458 | 19629.8076 | 165413.4766 | 13.4833 | 9.492% | 8.333% | 223455.5953 | 45421.6007 | 12282.2082 | 2023.6131 | 51032.5301 | 40953.1425 | 14708.9947 | 45766.183 | 337184.8072 | 405700.2388 | 139177.943 | 1317706.8566 | 1483120.3332 | 21755230.1959 | 5514345.5968 | 268.9567 | 29.9969 | 0.0022247 | 238.9598 | 0.017723 | 0.019947 | 0.019947 | FALSE | 0.00064809 | 405700.2388 | 4274144.7899 | 73.5718 | 0.0054565 | 0.019947
[9 empty] | 93951928.5739 | [15 empty] | 236435929.4952
[25 empty] | 236435929.4952 |  |  | 46560.8361 | 18577.9579 |  | 27982.8782 |  |  |  |  | 0.30477 |  |  |  | 0.82782
0
46560.8361
2005 | [8 empty] | 104508.9402 | 104508.9402 | [13 empty] | 0 | 104508.9402 | 0 | 4321895.1667 | [6 empty] | CFL Totals | 1635736.7688 |  | 64652532.0551
2006 | [8 empty] | 523995.0086 | 523995.0086 | [13 empty] | 1367.8209 | 525362.8296 | 0 | 4409562.5
2007 | [8 empty] | 939574.414 | 939574.414 | [13 empty] | 136056.6699 | 1075631.0839 | 0 | 4496589.3333
2008 | [8 empty] | 1258245.6705 | 1258245.6705 | [13 empty] | 1754902.8615 | 3013148.532 | 0 | 4509730.1667
2009 | [8 empty] | 1548378.2378 | 1548378.2378 | [13 empty] | 2178220.0369 | 3726598.2747 | 0 | 4499066.75
2010 | [8 empty] | 1882877.3064 | 1882877.3064 | [13 empty] | 2611128.6783 | 4494005.9847 | 0 | 4520327.6667
2011 | [8 empty] | 2255529.3516 | 2255529.3516 | [13 empty] | 3035487.0522 | 5291016.4039 | 0 | 4547050.8333
2012 | [8 empty] | 2633605.7733 | 2633605.7733 | [13 empty] | 3434526.8864 | 6068132.6597 | 0 | 4576448.6667
2013 | [8 empty] | 3036742.4277 | 3036742.4277 | [13 empty] | 4155744.351 | 7192486.7786 | 0 | 4626934.3333
2014 | [8 empty] | 3474083.708 | 3474083.708 | [13 empty] | 4910864.733 | 8384948.441 | 0 | 4708829.3333
2015 | [8 empty] | 4039997.9426 | 4039997.9426 | [13 empty] | 5800287.9445 | 9840285.8871 | 0 | 4780487.4751
2016 | [8 empty] | 4575939.1961 | 4575939.1961 | [13 empty] | 6619830.4776 | 11195769.6737 | 0 | 4852827.4974
2017 | [8 empty] | 5107282.6345 | 5107282.6345 | [13 empty] | 7476087.5976 | 12583370.2321 | 0 | 4922917.6135
2018 | [8 empty] | 5645813.9724 | 5645813.9724 | [13 empty] | 8121182.6862 | 13766996.6586 | 0 | 4991658.9754
2019 | [8 empty] | 6178818.5956 | 6178818.5956 | [13 empty] | 8825351.2505 | 15004169.8462 | 0 | 5058945.3177
2020 | [8 empty] | 6602699.057 | 6602699.057 | [13 empty] | 9551225.2282 | 16153924.2851 | 0 | 5123908.5664
2021 | [8 empty] | 6943997.27 | 6943997.27 | [13 empty] | 10259823.6849 | 17203820.9549 | 0 | 5185332.6772
2022 | [8 empty] | 7269834.1271 | 7269834.1271 | [13 empty] | 11195704.0391 | 18465538.1662 | 0 | 5247054.0847
2023 | [8 empty] | 7370166.7033 | 7370166.7033 | [13 empty] | 12030375.6564 | 19400542.3597 | 0 | 5309376.031
2024 | [8 empty] | 7410651.0961 | 7410651.0961 | [13 empty] | 12783060.4192 | 20193711.5153 | 0 | 5372352.5973
2025 | [8 empty] | 7520575.0475 | 7520575.0475 | [13 empty] | 13476154.7446 | 20996729.7921 | 0 | 5433671.8396
2026 | [8 empty] | 7628612.0934 | 7628612.0934 | [13 empty] | 14126618.1025 | 21755230.1959 | 0 | 5489001.9423
[9 empty] | 93951928.5739 | 93951928.5739 | 0

## MW Summer Impact Summary
OPC 010142
FPL RC-16
Summary of Load Forecast Impacts
2005 - 2026, 4-5 PM on a Typical Summer System Peak Day
| Residential AC Efficiency | CI DX Efficiency | CI SPVU Efficiency | CI Chiller Efficiency | CI Long Tube Lighting Efficiency | CI Long Tube Lighting Efficiency - LED | CI Stand Alone Refrigeration Efficiency | Federal Facility ENERGY STAR Procurement | CI Walk-in Refrigerator and Freezer | Residential Refrigerator Efficiency | CI Water Heater Efficiency for Units > 55 Gallons | Res Water Heater Efficiency for Units > 55 Gallons | Residential New Construction Efficiency | LED Lighting Efficiency | CFL Lighting Efficiency | Advanced Incandescent Lighting Efficiency | TOTAL
| Cumulative Impact on FPL Load | Cumulative Impact on FPL Load | Cumulative Impact on FPL Load | Cumulative Impact on FPL Load | Cumulative Impact on FPL Load | Cumulative Impact on FPL Load | Cumulative Impact on FPL Load | Cumulative Impact on FPL Load | Cumulative Impact on FPL Load | Cumulative Impact on FPL Load | Cumulative Impact on FPL Load | Cumulative Impact on FPL Load | Cumulative Impact on FPL Load | Cumulative Impact on FPL Load | Cumulative Impact on FPL Load | Cumulative Impact on FPL Load | Cumulative Impact on FPL Load
| Due to SEER 13 and 14 Standards | Due to EPACT and EISA Regulations | Due to EISA Federal Standards | Due to ASHRAE 90.1 2001 | Due to Electronic Ballast Standards | Due to LED Sales | Due to EPACT and DOE Stnds | Due to Federal Procurement Initiative | Due to EISA/DOE 2014 Federal Standards | Due to 2014 Standards | Due to DOE Conservation Standards | Due to DOE Conservation Standards | Due to FL Law Enacted by Legislature | Due to All Historic and Ongoing LED | Due to All Historic and Ongoing CFL | Due to All EISA Compliant | Due to Selected Codes and Standards
| Replacing Current Efficiency Mix | Replacing ASHRAE 90.1 1989 | Replacing ASHRAE 90.1 1989 | Replacing ASHRAE 90.1 1989 | Replacing Energy Saver Magnetic | Replacing T8 Sales | Replacing Conventional Equipment | for ENERGY STAR Products | Replacing Conventional Equipment | Replacing 2001 Standard | Replacing Conventional Equipment | Replacing Conventional Equipment | Replacing Typical EE Code Improvement Rates | Replacements and Additions | Replacements and Additions | Incandescent Bulbs | for Replacement and Procurement of Equipment | Savings per Cust | Assumed Customers
Year | Summer MW | Summer MW | Summer MW | Summer MW | Summer MW | Summer MW | Summer MW | Summer MW | Summer MW | Summer MW | Summer MW | Summer MW | Summer MW | Summer MW | Summer MW | Summer MW | Summer MW
2005 | 0 | 15.1764 | 0 | 10.7389 | 0 | 0 | 0 | 0 | 0 | 0 | 0 | 0 | 0 |  |  | 0 | 25.9153 | 5.9963e-06 | 4321895.1667
2006 | 108.1533 | 51.8917 | 0 | 24.6689 | 0 | 0 | 0 | 0.36931 | 0 | 0 | 0 | 0 | 0 |  |  | 0 | 185.0832 | 4.1973e-05 | 4409562.5
2007 | 209.5303 | 90.3989 | 0 | 39.2787 | 26.6487 | 0 | 0 | 0.73862 | 0 | 0 | 0 | 0 | 0 |  |  | 0 | 366.5953 | 8.1527e-05 | 4496589.3333
2008 | 285.2779 | 120.6626 | 0 | 50.7609 | 45.2167 | 0 | 0 | 1.1079 | 0 | 0 | 0 | 0 | 0 | 0 | 260.0728 | 0 | 763.0988 | 0.00016921 | 4509730.1667
2009 | 350.762 | 146.3812 | 0 | 60.5187 | 59.3293 | 0 | 0 | 1.4772 | 4.2437 | 0 | 0 | 0 | 9.1352 | 0 | 310.428 | 0 | 942.2753 | 0.00020944 | 4499066.75
2010 | 419.8402 | 181.816 | 0.18927 | 71.6849 | 77.0808 | 0 | 4.1837 | 1.8466 | 8.617 | 0 | 0 | 0 | 14.6063 | 0 | 356.3553 | 0 | 1136.22 | 0.00025136 | 4520327.6667
2011 | 500.1061 | 220.3322 | 0.39436 | 83.8221 | 97.341 | 0 | 8.7148 | 2.1409 | 13.2847 | 0 | 0 | 0 | 19.7894 | 0 | 397.8613 | 0 | 1343.7869 | 0.00029553 | 4547050.8333
2012 | 581.2454 | 258.5121 | 0.59772 | 95.8533 | 117.3275 | 0 | 13.2196 | 2.4353 | 17.9204 | 0 | 0 | 0 | 27.8598 | 0.06958 | 434.1592 | 0 | 1549.1999 | 0.00033852 | 4576448.6667
2013 | 668.0467 | 298.2318 | 0.80899 | 108.3698 | 138.5675 | 0.18262 | 17.8451 | 2.7297 | 22.7031 | 0 | 0 | 0 | 38.9265 | 0.75481 | 468.0064 | 34.8465 | 1800.0194 | 0.00038903 | 4626934.3333
2014 | 759.5195 | 342.386 | 1.043 | 122.2836 | 163.4179 | 0.71677 | 22.8178 | 3.024 | 27.9097 | 0 | 0 | 0 | 50.8885 | 2.637 | 501.7635 | 70.0146 | 2068.4219 | 0.00043926 | 4708829.3333
2015 | 892.9865 | 391.014 | 1.3 | 137.6072 | 191.9109 | 1.6967 | 28.1408 | 3.3184 | 33.5439 | 4.9568 | 1.7777 | 4.3488 | 73.7358 | 6.4179 | 535.8511 | 105.0157 | 2413.6221 | 0.00050489 | 4780487.4751
2016 | 1022.7305 | 434.7027 | 1.5316 | 151.3744 | 216.3824 | 4.2636 | 33.0771 | 3.6128 | 38.706 | 9.7902 | 3.3923 | 8.5893 | 98.351 | 13.2757 | 563.7206 | 135.0992 | 2738.5991 | 0.00056433 | 4852827.4974
2017 | 1152.5683 | 477.8786 | 1.7606 | 164.9799 | 242.5867 | 8.0439 | 40.9075 | 3.9072 | 44.4582 | 14.6267 | 4.9901 | 12.8325 | 121.826 | 29.7961 | 584.8131 | 155.0277 | 3061.003 | 0.00062179 | 4922917.6135
2018 | 1282.0896 | 520.4534 | 1.9865 | 178.3961 | 268.2579 | 13.236 | 48.6625 | 4.2015 | 50.7778 | 19.4527 | 6.7724 | 17.9955 | 151.1779 | 50.4817 | 599.3571 | 156.4567 | 3369.7552 | 0.00067508 | 4991658.9754
2019 | 1411.0988 | 562.8152 | 2.2114 | 191.7451 | 293.7401 | 19.8674 | 56.3909 | 4.4959 | 57.0719 | 25.3206 | 8.5477 | 23.1113 | 178.7186 | 77.668 | 612.1071 | 157.5473 | 3682.4572 | 0.00072791 | 5058945.3177
2020 | 1539.229 | 590.9148 | 2.4352 | 194.2969 | 319.0583 | 27.9244 | 59.9125 | 4.7903 | 63.3439 | 31.1225 | 10.3169 | 27.4337 | 203.0371 | 109.7294 | 623.1914 | 158.3643 | 3965.1007 | 0.00077384 | 5123908.5664
2021 | 1645.1528 | 605.7817 | 2.6586 | 196.8158 | 344.284 | 36.8796 | 63.6292 | 5.0846 | 65.3598 | 36.0026 | 12.0826 | 31.4937 | 234.3521 | 146.9543 | 631.6513 | 158.3643 | 4216.547 | 0.00081317 | 5185332.6772
2022 | 1746.5771 | 620.7242 | 2.8823 | 199.3585 | 369.5765 | 46.7885 | 67.3397 | 5.379 | 67.4171 | 40.6333 | 13.8508 | 35.8861 | 262.0837 | 214.0019 | 638.0013 | 158.3643 | 4488.8642 | 0.0008555 | 5247054.0847
2023 | 1739.1786 | 635.5625 | 3.1055 | 201.8684 | 394.7768 | 57.588 | 71.1093 | 5.6734 | 69.5355 | 45.6493 | 15.6156 | 40.3168 | 287.1764 | 270.2792 | 642.5091 | 158.3643 | 4638.3088 | 0.00087361 | 5309376.031
2024 | 1700.6199 | 648.446 | 3.328 | 204.3378 | 419.8629 | 69.2611 | 75.071 | 5.9678 | 71.6306 | 50.7101 | 17.3762 | 44.7929 | 318.0991 | 318.185 | 645.3791 | 158.3643 | 4751.432 | 0.00088442 | 5372352.5973
2025 | 1708.1532 | 656.4879 | 3.3693 | 206.8719 | 445.1315 | 81.9483 | 79.2684 | 6.2621 | 73.787 | 55.7868 | 19.1435 | 49.4805 | 346.3983 | 359.6911 | 646.7683 | 158.3643 | 4896.9125 | 0.00090122 | 5433671.8396
2026 | 1717.4274 | 664.7082 | 3.4115 | 209.4623 | 470.5582 | 95.6499 | 83.2564 | 6.5565 | 76.0707 | 61.0461 | 20.9167 | 54.2873 | 371.3363 | 396.2827 | 647.7936 | 158.3643 | 5037.128 | 0.00091768 | 5489001.9423
Prepared by Itron, Inc.
Revised 10-03-14
Comparison with Last Study
2005 | 0 | 0 | 0 | 0 | 0 | 0 | 0 | 0 | 0 | 0 | 0 | 0 | 0 | 0 | 0 | 0 | 0 | 0% | 0%
2006 | 0 | 0 | 0 | 0 | 0 | 0 | 0 | 0 | 0 | 0 | 0 | 0 | 0 | 0 | 0 | 0 | 0 | 0% | 0%
2007 | 0 | 0 | 0 | 0 | 0 | 0 | 0 | 0 | 0 | 0 | 0 | 0 | 0 | 0 | 0 | 0 | 0 | 0% | 0%
2008 | 0 | 0 | 0 | 0 | -4.5475e-13 | 0 | 0 | 0 | 0 | 0 | 0 | 0 | 0 | 0 | -3.066 | 0 | -3.066 | -0.4002% | 0%
2009 | 0 | 0 | 0 | 0 | 0 | 0 | 0 | 0 | 0.29757 | 0 | 0 | 0 | 1.2438 | 0 | -17.3962 | 0 | -15.8549 | -1.655% | 0%
2010 | 0 | 0 | -0.00046348 | 0 | 0 | 0 | 1.4211e-14 | 0 | 0.29757 | 0 | 0 | 0 | 1.7266 | 0 | -21.1456 | 0 | -19.1219 | -1.655% | 0%
2011 | 0 | 0 | -0.00092473 | 0 | 0 | 0 | 0 | 0 | 0.29757 | 0 | 0 | 0 | 1.7088 | 0 | -24.0641 | 0 | -22.0587 | -1.615% | 0%
2012 | 0.13974 | -1.4573 | -0.0088681 | -0.45923 | -1.1865 | 0 | -0.11413 | 0 | 0.15829 | 0 | 0 | 0 | 1.0053 | 0.06958 | -27.0206 | 0 | -28.8738 | -1.83% | 0%
2013 | 3.5248 | -10.8115 | -0.05734 | -3.4069 | -8.8023 | 0.18262 | -0.84672 | 0 | -0.7357 | 0 | 0 | 0 | 4.5774 | 0.75481 | -27.4154 | -0.33738 | -43.3737 | -2.528% | 0.1799%
2014 | 6.18 | -11.3332 | -0.060487 | -3.5713 | -9.2271 | 0.71677 | -0.88758 | 0 | -0.78556 | 0 | 0 | 0 | 11.8647 | 2.637 | -29.3552 | -7.5033 | -41.3253 | -2.715% | 0.7771%
2015 | 9.2318 | -7.9441 | -0.04356 | -2.5033 | -6.4678 | 1.6967 | -0.62216 | 0 | -0.46166 | 4.9568 | -1.622 | -4.3452 | 26.9442 | 6.4179 | -25.0378 | -22.518 | -22.3182 | -1.814% | 0.9142%
2016 | 7.1175 | -9.2196 | -0.050566 | -2.9053 | -7.5063 | 4.2636 | -0.72205 | 0 | -0.58356 | 9.7902 | -3.3885 | -8.8842 | 46.2571 | 13.2757 | -24.2224 | -50.5006 | -27.279 | -1.916% | 0.948%
2017 | 6.6334 | -10.3402 | -0.056779 | -3.2584 | -6.2683 | 8.0439 | 2.1244 | 0 | -0.051519 | 14.6267 | -5.1269 | -13.3294 | 68.4004 | 29.7961 | -26.9975 | -89.0417 | -24.8457 | -1.692% | 0.9025%
2018 | 6.8689 | -11.6563 | -0.064002 | -3.6731 | -5.2333 | 13.236 | 4.9274 | 0 | 1.0866 | 19.4527 | -6.7059 | -16.9391 | 93.3026 | 50.4817 | -32.8137 | -126.742 | -14.4717 | -1.256% | 0.8389%
2019 | 6.6929 | -13.3412 | -0.073111 | -4.2041 | -4.5141 | 19.8674 | 7.6915 | 0 | 2.1844 | 25.3206 | -8.3661 | -20.7309 | 120.4442 | 77.668 | -37.2883 | -166.2241 | 5.1271 | -0.6277% | 0.7719%
2020 | 5.8267 | -15.9371 | -0.083733 | -4.8277 | -4.0478 | 27.9244 | 10.4239 | 0 | 3.2497 | 31.1225 | -10.052 | -25.325 | 148.6576 | 109.7294 | -40.8636 | -207.5352 | 28.262 | 0.01918% | 0.6986%
2021 | 47.5219 | -18.9542 | -0.09464 | -5.469 | -3.6345 | 36.8796 | 13.3552 | 0 | 4.3071 | 36.0026 | -11.7219 | -30.1429 | 180.7186 | 146.9543 | -44.5075 | -243.0554 | 108.1592 | 2.001% | 0.6194%
2022 | 84.8046 | -20.2247 | -0.10521 | -6.0897 | -3.1628 | 46.7885 | 16.2794 | 0 | 5.4049 | 40.6333 | -13.397 | -34.68 | 212.2466 | 214.0019 | -47.5664 | -271.6177 | 223.3157 | 4.668% | 0.5421%

## MW Winter Impact Summary
OPC 010143
FPL RC-16
Summary of Load Forecast Impacts
2005 - 2026, 7-8 AM on a Typical Winter System Peak Day
| Residential AC Efficiency | CI DX Efficiency | CI SPVU Efficiency | CI Chiller Efficiency | CI Lighting Efficiency | CI Long Tube Lighting Efficiency - LED | CI Refrigeration Efficiency | Federal Facility ENERGY STAR Procurement | CI Walk-in Refrigerator and Freezer | Residential Refrigerator Efficiency | CI Water Heater Efficiency for Units > 55 Gallons | Res Water Heater Efficiency for Units > 55 Gallons | Residential New Construction Efficiency | LED Lighting Efficiency | CFL Lighting Efficiency | Advanced Incandescent Lighting Efficiency | TOTAL
| Cumulative Impact on FPL Load | Cumulative Impact on FPL Load | Cumulative Impact on FPL Load | Cumulative Impact on FPL Load | Cumulative Impact on FPL Load | Cumulative Impact on FPL Load | Cumulative Impact on FPL Load | Cumulative Impact on FPL Load | Cumulative Impact on FPL Load | Cumulative Impact on FPL Load | Cumulative Impact on FPL Load | Cumulative Impact on FPL Load | Cumulative Impact on FPL Load | Cumulative Impact on FPL Load | Cumulative Impact on FPL Load | Cumulative Impact on FPL Load | Cumulative Impact on FPL Load
| Due to SEER 13 and 14 Standards | Due to EPACT and EISA Regulations | Due to EISA Federal Standards | Due to ASHRAE 90.1 2001 | Due to Electronic Ballast Standards | Due to LED Sales | Due to EPACT and DOE Stnds | Due to Federal Procurement Initiative | Due to EISA/DOE 2014 Federal Standards | Due to 2014 Standards | Due to DOE Conservation Standards | Due to DOE Conservation Standards | Due to FL Law Enacted by Legislature | Due to All Historic and Ongoing LED | Due to All Historic and Ongoing CFL | Due to All EISA Compliant | Due to Selected Codes and Standards
| Replacing Current Efficiency Mix | Replacing ASHRAE 90.1 1989 | Replacing ASHRAE 90.1 1989 | Replacing ASHRAE 90.1 1989 | Replacing Energy Saver Magnetic | Replacing T8 Sales | Replacing Conventional Equipment | for ENERGY STAR Products | Replacing Conventional Equipment | Replacing 2001 Standard | Replacing Conventional Equipment | Replacing Conventional Equipment | Replacing Typical EE Code Improvement Rates | Replacements and Additions | Replacements and Additions | Incandescent Bulbs | for Replacement and Procurement of Equipment | Savings per Cust | Assumed Customers
Year | Winter MW | Winter MW | Winter MW | Winter MW | Winter MW | Winter MW | Winter MW | Winter MW | Winter MW | Winter MW | Winter MW | Winter MW | Winter MW | Winter MW | Winter MW | Winter MW | Winter MW
2005 | 0 | 0 | 0 | 0.30069 | 0 | 0 | 0 | 0 | 0 | 0 | 0 | 0 | 0 |  |  | 0 | 0.30069 | 6.9574e-08 | 4321895.1667
2006 | 18.3746 | 0 | 0 | 0.69073 | 0 | 0 | 0 | 0.40251 | 0 | 0 | 0 | 0 | 0 |  |  | 0 | 19.4678 | 4.4149e-06 | 4409562.5
2007 | 35.598 | 0 | 0 | 1.0998 | 24.6283 | 0 | 0 | 0.80502 | 0 | 0 | 0 | 0 | 0 |  |  | 0 | 62.131 | 1.3817e-05 | 4496589.3333
2008 | 48.467 | 0 | 0 | 1.4213 | 41.7884 | 0 | 0 | 1.2075 | 0 | 0 | 0 | 0 | 0 | 0 | 154.2437 | 0 | 247.128 | 5.4799e-05 | 4509730.1667
2009 | 59.5924 | 0 | 0 | 1.6945 | 54.831 | 0 | 0 | 1.61 | 3.4842 | 0 | 0 | 0 | 3.9697 | 0 | 184.1399 | 0 | 309.3217 | 6.8752e-05 | 4499066.75
2010 | 71.3284 | 0 | 0 | 2.0072 | 71.2366 | 0 | 3.4349 | 2.0126 | 7.0747 | 0 | 0 | 0 | 6.4502 | 0 | 211.713 | 0 | 375.2575 | 8.3016e-05 | 4520327.6667
2011 | 84.9651 | 0 | 0 | 2.347 | 89.9607 | 0 | 7.1551 | 2.3334 | 10.9071 | 0 | 0 | 0 | 8.7744 | 0 | 236.7555 | 0 | 443.1982 | 9.7469e-05 | 4547050.8333
2012 | 98.7501 | 0 | 0 | 2.6839 | 108.4318 | 0 | 10.8537 | 2.6542 | 14.7131 | 0 | 0 | 0 | 12.3196 | 0.14665 | 258.9074 | 0 | 509.4605 | 0.00011132 | 4576448.6667
2013 | 113.4972 | 0 | 0 | 3.0344 | 128.0614 | 0.16877 | 14.6513 | 2.9751 | 18.6399 | 0 | 0 | 0 | 17.1867 | 0.81913 | 279.7807 | 23.3864 | 602.2009 | 0.00013015 | 4626934.3333
2014 | 129.0379 | 0 | 0 | 3.4239 | 151.0277 | 0.66243 | 18.734 | 3.2959 | 22.9146 | 0 | 0 | 0 | 22.4817 | 2.5139 | 300.534 | 46.7893 | 701.4154 | 0.00014896 | 4708829.3333
2015 | 151.7131 | 0 | 0 | 3.853 | 177.3603 | 1.568 | 23.1044 | 3.6167 | 27.5404 | 3.9241 | 1.226 | 10.7534 | 32.508 | 5.7903 | 321.3267 | 69.8979 | 834.1824 | 0.0001745 | 4780487.4751
2016 | 173.7558 | 0 | 0 | 4.2385 | 199.9764 | 3.9403 | 27.1572 | 3.9376 | 31.7786 | 7.7505 | 2.3395 | 21.2391 | 43.3477 | 11.2831 | 338.6477 | 89.6931 | 959.0852 | 0.00019763 | 4852827.4974
2017 | 195.8145 | 0 | 0 | 4.6194 | 224.194 | 7.434 | 33.5861 | 4.2584 | 36.5014 | 11.5794 | 3.4414 | 31.7316 | 53.6549 | 23.7787 | 352.2987 | 103.5784 | 1086.4709 | 0.0002207 | 4922917.6135
2018 | 217.8194 | 0 | 0 | 4.9951 | 247.9188 | 12.2324 | 39.9532 | 4.5792 | 41.6899 | 15.4 | 4.6706 | 44.4984 | 66.5681 | 38.4978 | 361.4362 | 104.4989 | 1204.7579 | 0.00024135 | 4991658.9754
2019 | 239.7373 | 0 | 0 | 5.3689 | 271.4689 | 18.3611 | 46.2984 | 4.9001 | 46.8575 | 20.0454 | 5.8949 | 57.1485 | 78.6893 | 57.6068 | 369.473 | 105.1908 | 1327.041 | 0.00026232 | 5058945.3177
2020 | 261.5059 | 0 | 0 | 5.4403 | 294.8676 | 25.8072 | 49.1897 | 5.2209 | 52.007 | 24.6386 | 7.1151 | 67.8369 | 89.551 | 79.9466 | 376.4732 | 105.7091 | 1445.3091 | 0.00028207 | 5123908.5664
2021 | 279.5017 | 0 | 0 | 5.5108 | 318.1806 | 34.0834 | 52.2412 | 5.5417 | 53.6621 | 28.502 | 8.3328 | 77.8762 | 103.3233 | 105.653 | 381.85 | 105.7091 | 1559.968 | 0.00030084 | 5185332.6772
2022 | 296.7331 | 0 | 0 | 5.582 | 341.5555 | 43.2411 | 55.2876 | 5.8626 | 55.3512 | 32.168 | 9.5523 | 88.7375 | 115.6745 | 149.5016 | 385.8714 | 105.7091 | 1690.8274 | 0.00032224 | 5247054.0847
2023 | 295.4761 | 0 | 0 | 5.6523 | 364.8451 | 53.2218 | 58.3826 | 6.1834 | 57.0905 | 36.139 | 10.7694 | 99.6936 | 126.7569 | 186.3348 | 388.7236 | 105.7091 | 1794.9782 | 0.00033808 | 5309376.031
2024 | 288.9252 | 0 | 0 | 5.7215 | 388.0293 | 64.0098 | 61.6352 | 6.5042 | 58.8106 | 40.1455 | 11.9835 | 110.7619 | 140.5004 | 217.7074 | 390.5453 | 105.7091 | 1890.9889 | 0.00035199 | 5372352.5973
2025 | 290.2051 | 0 | 0 | 5.7924 | 411.3819 | 75.735 | 65.0814 | 6.8251 | 60.5811 | 44.1646 | 13.2024 | 122.353 | 152.984 | 244.8847 | 391.4412 | 105.7091 | 1990.341 | 0.0003663 | 5433671.8396
2026 | 291.7807 | 0 | 0 | 5.8649 | 434.8809 | 88.3978 | 68.3556 | 7.1459 | 62.456 | 48.3281 | 14.4253 | 134.239 | 164.1378 | 268.7371 | 392.0917 | 105.7091 | 2086.55 | 0.00038013 | 5489001.9423
Prepared by Itron, Inc.
Revised 10-03-14
Comparison with Last Study
2005 | 0 | 0 | 0 | 0 | 0 | 0 | 0 | 0 | 0 | 0 | 0 | 0 | 0 | 0 | 0 | 0 | 0 | 0% | 0%
2006 | 0 | 0 | 0 | 0 | 0 | 0 | 0 | 0 | 0 | 0 | 0 | 0 | 0 | 0 | 0 | 0 | 0 | 0% | 0%
2007 | 0 | 0 | 0 | 0 | 0 | 0 | 0 | 0 | 0 | 0 | 0 | 0 | 0 | 0 | 0 | 0 | 0 | 0% | 0%
2008 | 0 | 0 | 0 | 0 | -4.1922e-13 | 0 | 0 | 0 | 0 | 0 | 0 | 0 | 0 | 0 | -1.5436 | 0 | -1.5436 | -0.6208% | 0%
2009 | 0 | 0 | 0 | 0 | 0 | 0 | 0 | 0 | 0.24431 | 0 | 0 | 0 | 0.52679 | 0 | -9.3647 | 0 | -8.5936 | -2.703% | 0%
2010 | 0 | 0 | 0 | 0 | 0 | 0 | 1.199e-14 | 0 | 0.24431 | 0 | 0 | 0 | 0.70603 | 0 | -11.2487 | 0 | -10.2983 | -2.671% | 0%
2011 | 0 | 0 | 0 | 0 | 0 | 0 | 0 | 0 | 0.24431 | 0 | 0 | 0 | 0.61159 | 0 | -12.8368 | 0 | -11.9809 | -2.632% | 0%
2012 | 0.02374 | 0 | 0 | -0.012858 | -1.0965 | 0 | -0.093706 | 0 | 0.12996 | 0 | 0 | 0 | 0.022294 | 0.14665 | -14.3265 | 0 | -15.207 | -2.898% | 0%
2013 | 0.59885 | 0 | 0 | -0.095393 | -8.135 | 0.16877 | -0.69518 | 0 | -0.60403 | 0 | 0 | 0 | 1.2875 | 0.81913 | -14.2208 | -0.18201 | -21.0581 | -3.552% | 0.1799%
2014 | 1.05 | 0 | 0 | -0.099996 | -8.5275 | 0.66243 | -0.72873 | 0 | -0.64497 | 0 | 0 | 0 | 4.2418 | 2.5139 | -14.712 | -5.1303 | -21.3753 | -3.706% | 0.7771%
2015 | 1.5684 | 0 | 0 | -0.070093 | -5.9774 | 1.568 | -0.51081 | 0 | -0.37904 | 3.9241 | -1.1186 | -10.7446 | 10.4484 | 5.7903 | -12.0863 | -15.464 | -23.0515 | -3.571% | 0.9142%
2016 | 1.2092 | 0 | 0 | -0.081348 | -6.9372 | 3.9403 | -0.59282 | 0 | -0.47912 | 7.7505 | -2.3369 | -21.9685 | 18.6047 | 11.2831 | -11.4095 | -34.4271 | -35.4445 | -4.47% | 0.948%
2017 | 1.127 | 0 | 0 | -0.091235 | -5.793 | 7.434 | 1.7442 | 0 | -0.042298 | 11.5794 | -3.5358 | -32.9603 | 28.0357 | 23.7787 | -12.5756 | -60.8011 | -42.1003 | -4.591% | 0.9025%
2018 | 1.167 | 0 | 0 | -0.10285 | -4.8365 | 12.2324 | 4.0455 | 0 | 0.89213 | 15.4 | -4.6248 | -41.8863 | 38.5848 | 38.4978 | -16.1848 | -86.1301 | -42.9458 | -4.245% | 0.8389%
2019 | 1.1371 | 0 | 0 | -0.11771 | -4.1718 | 18.3611 | 6.3149 | 0 | 1.7934 | 20.0454 | -5.7697 | -51.2624 | 50.1595 | 57.6068 | -19.0294 | -112.5835 | -37.5163 | -3.494% | 0.7719%
2020 | 0.98992 | 0 | 0 | -0.13518 | -3.7409 | 25.8072 | 8.5583 | 0 | 2.6681 | 24.6386 | -6.9324 | -62.6225 | 62.4376 | 79.9466 | -21.3644 | -140.1722 | -29.9213 | -2.708% | 0.6986%
2021 | 8.0737 | 0 | 0 | -0.15313 | -3.359 | 34.0834 | 10.965 | 0 | 3.5362 | 28.502 | -8.084 | -74.5361 | 76.1249 | 105.653 | -23.7799 | -163.8592 | -6.8331 | -1.049% | 0.6194%
2022 | 14.4078 | 0 | 0 | -0.17051 | -2.923 | 43.2411 | 13.3658 | 0 | 4.4376 | 32.168 | -9.2393 | -85.7551 | 89.8052 | 149.5016 | -25.9296 | -182.9308 | 39.9788 | 1.869% | 0.5421%

## MWh Impact Summary
OPC 010144
FPL RC-16
Summary of Load Forecast Impacts
2005 - 2026, Annual Energy Impact Estimates
| Residential AC Efficiency | CI DX Efficiency | CI SPVU Efficiency | CI Chiller Efficiency | CI Lighting Efficiency | CI Long Tube Lighting Efficiency - LED | CI Refrigeration Efficiency | Federal Facility ENERGY STAR Procurement | CI Walk-in Refrigerator and Freezer | Residential Refrigerator Efficiency | CI Water Heater Efficiency for Units > 55 Gallons | Res Water Heater Efficiency for Units > 55 Gallons | Residential New Construction Efficiency | LED Lighting Efficiency | CFL Lighting Efficiency | Advanced Incandescent Lighting Efficiency | TOTAL
| Cumulative Impact on FPL Load | Cumulative Impact on FPL Load | Cumulative Impact on FPL Load | Cumulative Impact on FPL Load | Cumulative Impact on FPL Load | Cumulative Impact on FPL Load | Cumulative Impact on FPL Load | Cumulative Impact on FPL Load | Cumulative Impact on FPL Load | Cumulative Impact on FPL Load | Cumulative Impact on FPL Load | Cumulative Impact on FPL Load | Cumulative Impact on FPL Load | Cumulative Impact on FPL Load | Cumulative Impact on FPL Load | Cumulative Impact on FPL Load | Cumulative Impact on FPL Load
| Due to SEER 13 and 14 Standards | Due to EPACT and EISA Regulations | Due to EISA Federal Standards | Due to ASHRAE 90.1 2001 | Due to Electronic Ballast Standards | Due to LED Sales | Due to EPACT and DOE Stnds | Due to Federal Procurement Initiative | Due to EISA/DOE 2014 Federal Standards | Due to 2014 Standards | Due to DOE Conservation Standards | Due to DOE Conservation Standards | Due to FL Law Enacted by Legislature | Due to All Historic and Ongoing LED | Due to All Historic and Ongoing CFL | Due to All EISA Compliant | Due to Selected Codes and Standards
| Replacing Current Efficiency Mix | Replacing ASHRAE 90.1 1989 | Replacing ASHRAE 90.1 1989 | Replacing ASHRAE 90.1 1989 | Replacing Energy Saver Magnetic | Replacing T8 Sales | Replacing Conventional Equipment | for ENERGY STAR Products | Replacing Conventional Equipment | Replacing 2001 Standard | Replacing Conventional Equipment | Replacing Conventional Equipment | Replacing Typical EE Code Improvement Rates | Replacements and Additions | Replacements and Additions | Incandescent Bulbs | for Replacement and Procurement of Equipment |  | Including Rebound |  |  |  | Lighting | HVAC
Year | Annual MWh | Annual MWh | Annual MWh | Annual MWh | Annual MWh | Annual MWh | Annual MWh | Annual MWh | Annual MWh | Annual MWh | Annual MWh | Annual MWh | Annual MWh | Annual MWh | Annual MWh | Annual MWh | Annual MWh | Prior Yr Total | Current | Prior | Lighting | HVAC | Share | Share
2005 | 0 | 58095.2927 | 0 | 46413.6475 | 0 | 0 | 0 | 0 | 0 | 0 | 0 | 0 | 0 |  |  | 0 | 104508.9402 | 104508.9402 | -57155.9394 | -54762.6847 | 0 | 104508.9402 | 0% | 100%
2006 | 218734.8338 | 198641.2405 | 0 | 106618.9343 | 0 | 0 | 0 | 1367.8209 | 0 | 0 | 0 | 0 | 0 |  |  | 0 | 525362.8296 | 525362.8296 | -287320.9315 | -275290.1227 | 0 | 523995.0086 | 0% | 99.74%
2007 | 423764.9064 | 346046.8372 | 0 | 169762.6703 | 133321.028 | 0 | 0 | 2735.6419 | 0 | 0 | 0 | 0 | 0 |  |  | 0 | 1075631.0839 | 1075631.0839 | -588262.6398 | -563630.688 | 133321.028 | 939574.414 | 12.39% | 87.35%
2008 | 576960.6069 | 461896.281 | 0 | 219388.7826 | 226214.6636 | 0 | 0 | 4103.4628 | 0 | 0 | 0 | 0 | 0 | 0 | 1524584.735 | 0 | 3013148.532 | 3023324.3477 | -1647890.9321 | -1584221.9582 | 1750799.3986 | 1258245.6705 | 58.11% | 41.76%
2009 | 709399.035 | 560347.1956 | 0 | 261561.9341 | 296818.5999 | 0 | 0 | 5471.2838 | 34162.8717 | 0 | 0 | 0 | 17070.0731 | 0 | 1841767.2816 | 0 | 3726598.2747 | 3799038.6551 | -2038076.5965 | -1990696.2553 | 2138585.8815 | 1531308.1647 | 57.39% | 41.09%
2010 | 849106.4095 | 695991.7224 | 709.8978 | 309822.2283 | 385627.4596 | 0 | 7406.2042 | 6839.1047 | 69368.9329 | 0 | 0 | 0 | 27247.0484 | 0 | 2141886.9769 | 0 | 4494005.9847 | 4574660.3722 | -2457771.8731 | -2397122.0351 | 2527514.4365 | 1855630.258 | 56.24% | 41.29%
2011 | 1011440.3368 | 843431.5778 | 1479.1182 | 362279.124 | 486987.1684 | 0 | 15427.594 | 7929.3705 | 106945.6973 | 0 | 0 | 0 | 36899.1949 | 0 | 2418197.222 | 0 | 5291016.4039 | 5379579.4268 | -2893656.8713 | -2818899.6196 | 2905184.3904 | 2218630.1568 | 54.91% | 41.93%
2012 | 1175540.4626 | 989584.4887 | 2241.8571 | 414278.144 | 586977.5006 | 0 | 23402.3734 | 9019.6362 | 144263.803 | 0 | 0 | 0 | 51960.8209 | 1898.3138 | 2668965.2592 | 0 | 6068132.6597 | 6172940.71 | -3318661.7516 | -3234620.932 | 3257841.0737 | 2581644.9524 | 53.69% | 42.54%
2013 | 1351091.886 | 1141631.4059 | 3034.2347 | 468374.1634 | 693239.3651 | 913.6251 | 31590.6215 | 10109.902 | 182766.5252 | 0 | 0 | 0 | 72610.7377 | 8739.299 | 2910110.5878 | 318274.4253 | 7192486.7786 | 7356637.4233 | -3933571.0192 | -3854878.0098 | 3931277.3023 | 2964131.69 | 54.66% | 41.21%
2014 | 1536091.2737 | 1310653.4246 | 3911.9566 | 528509.67 | 817563.6292 | 3585.9332 | 40393.6724 | 11200.1678 | 224681.0155 | 0 | 0 | 0 | 94917.383 | 27881.9271 | 3149052.5392 | 636505.8487 | 8384948.441 | 8562844.4359 | -4585728.3024 | -4486930.4844 | 4634589.8773 | 3379166.325 | 55.27% | 40.3%
2015 | 1806021.7744 | 1496801.5333 | 4875.8055 | 594738.3834 | 960110.9524 | 8488.3436 | 49816.9946 | 12290.4335 | 270037.6207 | 39903.3918 | 15001.031 | 43993.9634 | 137560.446 | 64530.1903 | 3385636.2346 | 950478.7885 | 9840285.8871 | 10025678.8943 | -5381652.3517 | -5253455.7406 | 5369244.5096 | 3902437.4965 | 54.56% | 39.66%
2016 | 2068422.5563 | 1664041.7856 | 5744.5977 | 654239.9642 | 1082539.3235 | 21330.339 | 58555.5136 | 13380.6993 | 311593.9998 | 78813.5372 | 28626.6372 | 86892.8607 | 183490.2924 | 125648.5823 | 3591361.4449 | 1221087.54 | 11195769.6737 | 11541466.5547 | -6122966.4346 | -6047728.4746 | 6041967.2298 | 4392448.9038 | 53.97% | 39.23%
2017 | 2331013.1894 | 1829319.3674 | 6603.517 | 713043.2561 | 1213637.1052 | 40242.9542 | 72417.3838 | 14470.9651 | 357901.147 | 117748.7259 | 42109.4718 | 129819.3686 | 227303.3046 | 289060.8621 | 3765966.92 | 1432712.694 | 12583370.2321 | 13066938.1344 | -6881845.1799 | -6847075.5824 | 6741620.5354 | 4879979.3299 | 53.58% | 38.78%
2018 | 2592963.7091 | 1992295.6487 | 7450.8376 | 771027.7798 | 1342067.2804 | 66218.1711 | 86145.9547 | 15561.2308 | 408775.3695 | 156599.4772 | 57149.6862 | 182050.4091 | 282075.9972 | 481574.3956 | 3878082.8694 | 1446957.8422 | 13766996.6586 | 14356457.7368 | -7529170.4726 | -7522783.8541 | 7214900.5586 | 5363737.9753 | 52.41% | 38.96%
2019 | 2853878.7158 | 2154456.4923 | 8294.0847 | 828722.183 | 1469552.2219 | 99394.8403 | 99827.2927 | 16651.4966 | 459444.727 | 203837.4656 | 72130.5828 | 233803.9365 | 333467.1198 | 734890.2332 | 3977818.6319 | 1457999.8221 | 15004169.8462 | 15632901.6039 | -8205780.4889 | -8191640.4404 | 7739655.7494 | 5845351.4758 | 51.58% | 38.96%
2020 | 3113015.7819 | 2262021.818 | 9133.7599 | 839751.1951 | 1596216.9649 | 139703.1266 | 106061.4414 | 17741.7623 | 509936.3189 | 250544.4065 | 87060.0082 | 277531.9662 | 378776.5021 | 1034767.4057 | 4065390.3708 | 1466271.4567 | 16153924.2851 | 16791718.8218 | -8834581.1915 | -8798860.6626 | 8302349.3247 | 6223922.5549 | 51.4% | 38.53%
2021 | 3327241.4258 | 2318932.5234 | 9971.4284 | 850637.9672 | 1722418.2791 | 184504.7415 | 112641.1164 | 18832.0281 | 526164.598 | 289830.5951 | 101960.3512 | 318604.5797 | 437213.9252 | 1383727.3818 | 4134868.5572 | 1466271.4567 | 17203820.9549 | 17662795.8243 | -9408769.6802 | -9255305.0119 | 8891790.4164 | 6506783.3448 | 51.68% | 37.82%
2022 | 3532367.1705 | 2376132.1241 | 10810.5617 | 861627.5238 | 1848954.4731 | 234078.3585 | 119209.5914 | 19922.2939 | 542726.2546 | 327109.1068 | 116881.7094 | 363039.6847 | 488896.747 | 1970590.6808 | 4186920.4292 | 1466271.4567 | 18465538.1662 | 18440751.632 | -10098802.8231 | -9662953.8552 | 9706815.3983 | 6780937.3801 | 52.57% | 36.72%
2023 | 3517404.0627 | 2432933.3048 | 11647.6684 | 872475.3285 | 1975028.8292 | 288107.1754 | 125882.9213 | 21012.5596 | 559780.4906 | 367489.449 | 131774.0852 | 407863.2329 | 535706.339 | 2462714.7711 | 4224450.6853 | 1466271.4567 | 19400542.3597 |  |  |  | 10416572.9177 | 6834460.3644 | 53.69% | 35.23%
2024 | 3439420.998 | 2482251.3651 | 12482.3068 | 883147.9152 | 2100532.3119 | 346506.4894 | 132896.1792 | 22102.8254 | 576646.3338 | 408230.6422 | 146630.636 | 453145.2996 | 593348.511 | 2880535.5587 | 4249562.6864 | 1466271.4567 | 20193711.5153 |  |  |  | 11043408.5031 | 6817302.585 | 54.69% | 33.76%
2025 | 3454656.7358 | 2513035.7456 | 12637.1025 | 894100.5374 | 2226948.1709 | 409979.0448 | 140326.7597 | 23193.0912 | 594006.0749 | 449099.6224 | 161544.4427 | 500566.5662 | 646144.9262 | 3240455.6813 | 4263763.8339 | 1466271.4567 | 20996729.7921 |  |  |  | 11607418.1876 | 6874430.1213 | 55.28% | 32.74%
2026 | 3473413.2201 | 2544503.1697 | 12795.3698 | 905296.1763 | 2354155.7959 | 478526.9504 | 147386.4986 | 24283.3569 | 612390.3612 | 491437.7102 | 176507.9364 | 549194.1962 | 692604.1575 | 3552319.0501 | 4274144.7899 | 1466271.4567 | 21755230.1959 |  |  |  | 12125418.043 | 6936007.9359 | 55.74% | 31.88%
Prepared by Itron, Inc.
Revised 10-03-14
Comparison with Last Study
2005 | 0 | 0 | 0 | 0 | 0 | 0 | 0 | 0 | 0 | 0 | 0 | 0 | 0 | 0 | 0 | 0 | 0
2006 | 0 | 0 | 0 | 0 | 0 | 0 | 0 | 0 | 0 | 0 | 0 | 0 | 0 | 0 | 0 | 0 | 0
2007 | 0 | 0 | 0 | 0 | 0 | 0 | 0 | 0 | 0 | 0 | 0 | 0 | 0 | 0 | 0 | 0 | 0
2008 | 0 | 0 | 0 | 0 | -2.2992e-09 | 0 | 0 | 0 | 0 | 0 | 0 | 0 | 0 | 0 | -10175.8158 | 0 | -10175.8158
2009 | 0 | 0 | 0 | 0 | 0 | 0 | 0 | 0 | 2395.4996 | 0 | 0 | 0 | 2328.9035 | 0 | -77164.7835 | 0 | -72440.3803
2010 | 0 | 0 | -1.7383 | 0 | 0 | 0 | 2.4556e-11 | 0 | 2395.4996 | 0 | 0 | 0 | 3241.4472 | 0 | -86289.5959 | 0 | -80654.3875
2011 | 0 | 0 | -3.4683 | 0 | 0 | 0 | 0 | 0 | 2395.4996 | 0 | 0 | 0 | 3242.0493 | 0 | -94197.1035 | 0 | -88563.0229
2012 | 282.6099 | -5578.6395 | -33.2612 | -1984.7965 | -5935.9654 | 0 | -202.0467 | 0 | 1274.2677 | 0 | 0 | 0 | 2042.4865 | 1898.3138 | -96571.0189 | 0 | -104808.0503
2013 | 7128.7995 | -41386.3121 | -215.0646 | -14724.631 | -44037.2097 | 913.6251 | -1498.926 | 0 | -5922.5951 | 0 | 0 | 0 | 8827.3649 | 8739.299 | -79155.149 | -2819.8455 | -164150.6447
2014 | 12498.8162 | -43383.4211 | -226.8644 | -15435.1725 | -46162.2386 | 3585.9332 | -1571.2572 | 0 | -6323.9873 | 0 | 0 | 0 | 22517.7384 | 27881.9271 | -59615.1564 | -71662.3123 | -177895.9949
2015 | 18670.8398 | -30410.0237 | -163.3769 | -10819.4317 | -32357.8624 | 8488.3436 | -1101.3877 | 0 | -3716.5081 | 39903.3918 | -13687.3361 | -43957.7721 | 50820.5186 | 64530.1903 | -17204.0599 | -214388.5328 | -185393.0072
2016 | 14394.7492 | -35292.6649 | -189.6569 | -12556.6024 | -37553.249 | 21330.339 | -1278.2268 | 0 | -4697.8536 | 78813.5372 | -28593.948 | -89876.7932 | 86987.3831 | 125648.5823 | 10381.8661 | -473214.3432 | -345696.8809
2017 | 13415.7457 | -39582.1314 | -212.9574 | -14082.7304 | -31359.6715 | 40242.9542 | 3760.8527 | 0 | -414.7404 | 117748.7259 | -43263.9005 | -134845.9727 | 128416.5978 | 289060.8621 | 26435.8564 | -838887.3929 | -483567.9023
2018 | 13891.9909 | -44620.3853 | -240.0495 | -15875.2658 | -26181.7449 | 66218.1711 | 8722.8617 | 0 | 8747.4826 | 156599.4772 | -56588.666 | -171364.0085 | 175034.0958 | 481574.3956 | 2914.5328 | -1188293.9658 | -589461.0782
2019 | 13536.1223 | -51070.2606 | -274.2132 | -18170.035 | -22583.4231 | 99394.8403 | 13616.0452 | 0 | 17585.0154 | 203837.4656 | -70598.246 | -209723.1616 | 225806.6629 | 734890.2332 | -11832.0909 | -1553146.7124 | -628731.7577
2020 | 11784.2152 | -61007.0415 | -314.0535 | -20865.4586 | -20250.6502 | 139703.1266 | 18453.0849 | 0 | 26160.6614 | 250544.4065 | -84824.5437 | -256199.1388 | 278474.5515 | 1034767.4057 | -20346.4331 | -1933874.6692 | -637794.5367
2021 | 96110.8032 | -72556.8432 | -354.9642 | -23636.8822 | -18183.2004 | 184504.7415 | 23642.3941 | 0 | 34673.286 | 289830.5951 | -98916.1758 | -304939.4578 | 338441.5927 | 1383727.3818 | -28480.654 | -2262837.4863 | -458974.8694
2022 | 171513.1015 | -77420.0753 | -394.611 | -26319.7407 | -15823.3976 | 234078.3585 | 28819.0556 | 0 | 43511.2554 | 327109.1068 | -113051.9983 | -350838.5287 | 397314.3688 | 1970590.6808 | -34788.9757 | -2529512.0659 | 24786.5342

## LED Impact Forecast
OPC 010145
FPL RC-16
Florida Power & Light
Impact of the Emerging Light Emitting Diode Light Bulb Market on the FPL System Load
Load Impact Forecast for LED's
2008 - 2026, 4-5 PM on a Typical Summer System Peak Day, 7-8 AM on a Typical Winter System Peak Day and Annual Energy
Combined Residential and Commercial/Industrial Markets
FPL System
| Incandescent Compatible Lighting Replacement Market |  |  |  | Lighting Efficiency |  |  | Cooling Interactive
| Total | Annual | Cumulative | Fraction of Bulbs | Cumulative Impact on FPL Load | Cumulative Impact on FPL Load | Cumulative Impact on FPL Load | Cooling Interactive | Cooling Interactive
| Population | LED Uptake | Installed LED | in the Market | Due to All Historic and Current LED | Due to All Historic and Current LED | Due to All Historic and Current LED | Cumulative Impact on FPL Load | Cumulative Impact on FPL Load
| in Incandescent | in | Bulbs | that are | Replacements and Additions | Replacements and Additions | Replacements and Additions | Due to LED Lighting Installations | Due to LED Lighting Installations | Total Annual MWH | Total Summer MW | kWh / Bulb
Year | Compatible Bulbs | Bulbs | in the Market | LED's | Summer MW | Winter MW | Annual MWh | Summer MW | Annual MWh |  |  | Current
2008 | 162936361.4948 | 0 | 0 | 0% | 0 | 0 | 0 | 0 | 0 | 0 | 0
2009 | 162585221.0497 | 0 | 0 | 0% | 0 | 0 | 0 | 0 | 0 | 0 | 0
2010 | 163374789.4975 | 0 | 0 | 0% | 0 | 0 | 0 | 0 | 0 | 0 | 0
2011 | 164312333.3377 | 25942.3565 | 0 | 0% | 0 | 0 | 0 | 0 | 0 | 0 | 0
2012 | 165360926.1315 | 81695.7064 | 25942.3565 | 0.01569% | 0.06958 | 0.14665 | 1898.3138 | 0 | 0 | 1898.3138 | 0.06958 | 73.1743
2013 | 167190830.4335 | 274581.2583 | 107638.063 | 0.06438% | 0.65388 | 0.81913 | 8495.7138 | 0.10093 | 243.5851 | 8739.299 | 0.75481 | 81.1915
2014 | 169717522.0867 | 525174.8096 | 382219.3213 | 0.2252% | 2.2295 | 2.5139 | 26241.2403 | 0.40753 | 1640.6868 | 27881.9271 | 2.637 | 72.9475
2015 | 172665421.8895 | 890648.0138 | 907394.1309 | 0.5255% | 5.3794 | 5.7903 | 60039.4785 | 1.0385 | 4490.7118 | 64530.1903 | 6.4179 | 71.1159
2016 | 175181540.7629 | 2988178.8554 | 1798042.1448 | 1.026% | 11.0375 | 11.2831 | 115605.97 | 2.2382 | 10042.6123 | 125648.5823 | 13.2757 | 69.8808
2017 | 177698041.041 | 4935132.616 | 4786221.0002 | 2.693% | 24.4382 | 23.7787 | 257849.0783 | 5.3579 | 31211.7838 | 289060.8621 | 29.7961 | 60.3944
2018 | 180174846.5913 | 6610427.3246 | 9721353.6162 | 5.396% | 41.1387 | 38.4978 | 423863.7771 | 9.343 | 57710.6184 | 481574.3956 | 50.4817 | 49.5378
2019 | 182599958.552 | 7929138.8315 | 16331780.9407 | 8.944% | 63.0368 | 57.6068 | 641185.1151 | 14.6312 | 93705.1182 | 734890.2332 | 77.668 | 44.9976
2020 | 184939296.6781 | 8843131.1427 | 24260919.7723 | 13.12% | 88.8216 | 79.9466 | 897504.6281 | 20.9078 | 137262.7777 | 1034767.4057 | 109.7294 | 42.6516
2021 | 187144285.6438 | 14892670.0921 | 33104050.915 | 17.69% | 118.7181 | 105.653 | 1194800.4177 | 28.2362 | 188926.964 | 1383727.3818 | 146.9543 | 41.7993
2022 | 189359281.3156 | 12456868.4475 | 47996721.0071 | 25.35% | 172.3202 | 149.5016 | 1689870.2115 | 41.6816 | 280720.4693 | 1970590.6808 | 214.0019 | 41.0568
2023 | 191599660.5507 | 10540622.3667 | 60453589.4547 | 31.55% | 217.3244 | 186.3348 | 2105276.4577 | 52.9548 | 357438.3134 | 2462714.7711 | 270.2792 | 40.7373
2024 | 193868025.467 | 9034413.1579 | 70994211.8213 | 36.62% | 255.6447 | 217.7074 | 2458204.9321 | 62.5403 | 422330.6266 | 2880535.5587 | 318.185 | 40.5742
2025 | 196068263.936 | 7743470.9992 | 80028624.9792 | 40.82% | 288.8557 | 244.8847 | 2762467.6289 | 70.8354 | 477988.0524 | 3240455.6813 | 359.6911 | 40.4912
2026 | 198033722.4308 | 6383031.4561 | 87772095.9784 | 44.32% | 318.1436 | 268.7371 | 3026354.8651 | 78.1391 | 525964.185 | 3552319.0501 | 396.2827 | 40.4721
Prepared by Itron, Inc.
Revised 9-25-14

## CFL Impact Forecast
OPC 010146
FPL RC-16
Florida Power & Light
Impact of the Emerging Compact Flourescent Light Bulb Market on the FPL System Load
Load Impact Forecast for CFL's
2008 - 2026, 4-5 PM on a Typical Summer System Peak Day, 7-8 AM on a Typical Winter System Peak Day and Annual Energy
Combined Residential and Commercial/Industrial Markets
FPL System
| Incandescent Compatible Lighting Replacement Market |  |  |  | Lighting Efficiency |  |  | Cooling Interactive
| Total | Annual | Cumulative | Fraction of Bulbs | Cumulative Impact on FPL Load | Cumulative Impact on FPL Load | Cumulative Impact on FPL Load | Cooling Interactive | Cooling Interactive
| Population | CFL Uptake | Installed CFL | in the Market | Due to All Historic and Current CFL | Due to All Historic and Current CFL | Due to All Historic and Current CFL | Cumulative Impact on FPL Load | Cumulative Impact on FPL Load
| in Incandescent | in | Bulbs | that are | Replacements and Additions | Replacements and Additions | Replacements and Additions | Due to CFL Lighting Installations | Due to CFL Lighting Installations | Total Annual MWH | Total Summer MW | kWh / Bulb
Year | Compatible Bulbs | Bulbs | in the Market | CFL's | Summer MW | Winter MW | Annual MWh | Summer MW | Annual MWh |  |  | Current | Last Yr
2008 | 162936361.4948 | 6184368.1914 | 24238444.7954 | 14.88% | 208.4969 | 154.2437 | 1306536.1003 | 51.5759 | 218048.6347 | 1524584.735 | 260.0728 | 62.8994 | 63.1807
2009 | 162585221.0497 | 5315120.7351 | 30422812.9869 | 18.71% | 248.9004 | 184.1399 | 1577863.1357 | 61.5276 | 263904.1458 | 1841767.2816 | 310.428 | 60.539 | 63.133
2010 | 163374789.4975 | 5194784.7506 | 35737933.722 | 21.87% | 285.7475 | 211.713 | 1834334.6809 | 70.6079 | 307552.296 | 2141886.9769 | 356.3553 | 59.9332 | 62.7466
2011 | 164312333.3377 | 4862350.9906 | 40932718.4726 | 24.91% | 319.0428 | 236.7555 | 2070273.5067 | 78.8185 | 347923.7153 | 2418197.222 | 397.8613 | 59.0774 | 62.3275
2012 | 165360926.1315 | 4542899.2255 | 45795069.4632 | 27.69% | 348.1582 | 258.9074 | 2284208.0887 | 86.0009 | 384757.1705 | 2668965.2592 | 434.1592 | 58.2806 | 61.8861
2013 | 167190830.4335 | 4467993.8955 | 50337968.6888 | 30.11% | 375.3069 | 279.7807 | 2489810.5463 | 92.6994 | 420300.0415 | 2910110.5878 | 468.0064 | 57.8114 | 61.5238
2014 | 169717522.0867 | 4420264.6531 | 54805962.5842 | 32.29% | 402.3758 | 300.534 | 2693409.056 | 99.3877 | 455643.4831 | 3149052.5392 | 501.7635 | 57.4582 | 61.2032
2015 | 172665421.8895 | 4328063.7297 | 59226227.2373 | 34.3% | 429.7026 | 321.3267 | 2894915.4158 | 106.1485 | 490720.8188 | 3385636.2346 | 535.8511 | 57.1645 | 60.9567
2016 | 175181540.7629 | 3935220.8245 | 63554290.9671 | 36.28% | 452.0389 | 338.6477 | 3069834.2505 | 111.6817 | 521527.1944 | 3591361.4449 | 563.7206 | 56.5086 | 60.7673
2017 | 177698041.041 | 3651644.2431 | 67489511.7915 | 37.98% | 468.9381 | 352.2987 | 3217961.174 | 115.875 | 548005.7459 | 3765966.92 | 584.8131 | 55.8008 | 60.6242
2018 | 180174846.5913 | 3328372.8606 | 71141156.0346 | 39.48% | 480.5868 | 361.4362 | 3313056.8566 | 118.7703 | 565026.0127 | 3878082.8694 | 599.3571 | 54.5125 | 60.5258
2019 | 182599958.552 | 2990484.8906 | 74469528.8953 | 40.78% | 490.7969 | 369.473 | 3397591.3377 | 121.3101 | 580227.2941 | 3977818.6319 | 612.1071 | 53.4154 | 60.4778
2020 | 184939296.6781 | 2642112.2022 | 77460013.7858 | 41.88% | 499.6725 | 376.4732 | 3471783.9646 | 123.5188 | 593606.4062 | 4065390.3708 | 623.1914 | 52.4837 | 60.4767
2021 | 187144285.6438 | 2149262.3843 | 80102125.988 | 42.8% | 506.4433 | 381.85 | 3530520.2367 | 125.2079 | 604348.3205 | 4134868.5572 | 631.6513 | 51.62 | 60.5179
2022 | 189359281.3156 | 1618136.3045 | 82251388.3723 | 43.44% | 511.5218 | 385.8714 | 3574450.6436 | 126.4795 | 612469.7856 | 4186920.4292 | 638.0013 | 50.9039 | 60.5927
2023 | 191599660.5507 | 1183903.7393 | 83869524.6768 | 43.77% | 515.1239 | 388.7236 | 3606048.1784 | 127.3852 | 618402.5069 | 4224450.6853 | 642.5091
2024 | 193868025.467 | 820015.3275 | 85053428.4161 | 43.87% | 517.4137 | 390.5453 | 3627094.1427 | 127.9655 | 622468.5437 | 4249562.6864 | 645.3791
2025 | 196068263.936 | 506944.8395 | 85873443.7436 | 43.8% | 518.5166 | 391.4412 | 3638855.6928 | 128.2517 | 624908.1411 | 4263763.8339 | 646.7683
2026 | 198033722.4308 | 371735.3864 | 86380388.5831 | 43.62% | 519.3297 | 392.0917 | 3647427.9108 | 128.4639 | 626716.8791 | 4274144.7899 | 647.7936
Prepared by Itron, Inc.
Revised 9-25-14
Difference from last study
| Incandescent Compatible Lighting Replacement Market |  |  |  | Lighting Efficiency |  |  | Cooling Interactive
| Total | Annual | Cumulative | Fraction of Bulbs | Cumulative Impact on FPL Load | Cumulative Impact on FPL Load | Cumulative Impact on FPL Load | Cooling Interactive | Cooling Interactive
| Population | CFL Uptake | Installed CFL | in the Market | Due to All Historic and Current CFL | Due to All Historic and Current CFL | Due to All Historic and Current CFL | Cumulative Impact on FPL Load | Cumulative Impact on FPL Load
| in Incandescent | in | Bulbs | that are | Replacements and Additions | Replacements and Additions | Replacements and Additions | Due to Lighting Installations | Due to Lighting Installations | Total Annual MWH | Total Summer MW
Year | Compatible Bulbs | Bulbs | in the Market | CFL's | Summer MW | Winter MW | Annual MWh | Summer MW | Annual MWh
2008 | 0 | 80910.7744 | -53168.6735 | -0.03263% | -2.4505 | -1.5436 | -8690.2729 | -0.61551 | -1485.5429 | -10175.8158 | -3.066
2009 | 0 | 203385.7082 | 27742.1009 | 0.01706% | -13.9441 | -9.3647 | -66311.8314 | -3.4521 | -10852.9521 | -77164.7835 | -17.3962
2010 | 0 | 392064.8372 | 231127.8091 | 0.1415% | -16.9658 | -11.2487 | -74680.7993 | -4.1798 | -11608.7967 | -86289.5959 | -21.1456
2011 | 0 | 564510.7868 | 623192.6464 | 0.3793% | -19.33 | -12.8368 | -82179.1662 | -4.7341 | -12017.9373 | -94197.1035 | -24.0641
2012 | -5368.7056 | 713977.8864 | 1187703.4332 | 0.7191% | -21.7295 | -14.3265 | -85174.5733 | -5.2912 | -11396.4456 | -96571.0189 | -27.0206
2013 | 292359.164 | 903973.1057 | 1901681.3195 | 1.087% | -22.0785 | -14.2208 | -71424.6436 | -5.3369 | -7730.5055 | -79155.149 | -27.4154
2014 | 638246.8589 | 1122727.9582 | 2805654.4252 | 1.537% | -23.6714 | -14.712 | -56161.825 | -5.6838 | -3453.3314 | -59615.1564 | -29.3552
2015 | 981298.092 | 1295757.8007 | 3928382.3834 | 2.092% | -20.2638 | -12.0863 | -21510.1874 | -4.774 | 4306.1275 | -17204.0599 | -25.0378
2016 | 761306.6136 | 1236376.4895 | 5224140.1842 | 2.837% | -19.6747 | -11.4095 | 100.904 | -4.5477 | 10280.9621 | 10381.8661 | -24.2224
2017 | 697281.4328 | 1359499.4162 | 6460516.6737 | 3.5% | -21.9731 | -12.5756 | 11507.1774 | -5.0243 | 14928.679 | 26435.8564 | -26.9975
2018 | 697743.5586 | 1422511.4784 | 7820016.0899 | 4.204% | -26.7142 | -16.1848 | -10674.0621 | -6.0996 | 13588.5949 | 2914.5328 | -32.8137
2019 | 653408.6914 | 1437910.7262 | 9242527.5683 | 4.933% | -30.3843 | -19.0294 | -25494.2502 | -6.904 | 13662.1593 | -11832.0909 | -37.2883
2020 | 539267.2413 | 1447243.2475 | 10680438.2945 | 5.67% | -33.3379 | -21.3644 | -35122.6951 | -7.5256 | 14776.2619 | -20346.4331 | -40.8636
2021 | 329824.6619 | 1325020.1316 | 12127681.542 | 6.416% | -36.3535 | -23.7799 | -44622.6705 | -8.1541 | 16142.0165 | -28480.654 | -44.5075
2022 | 107517.969 | 1155548.2698 | 13452701.6736 | 7.084% | -38.9074 | -25.9296 | -52690.5543 | -8.659 | 17901.5786 | -34788.9757 | -47.5664
Difference from last study including CFL's and LED's
| Incandescent Compatible Lighting Replacement Market |  |  |  | Lighting Efficiency |  |  | Cooling Interactive
| Total | Annual | Cumulative | Fraction of Bulbs | Cumulative Impact on FPL Load | Cumulative Impact on FPL Load | Cumulative Impact on FPL Load | Cooling Interactive | Cooling Interactive
| Population | CFL and LED Uptake | Installed CFL and LED | in the Market | Due to All Historic and Current CFL | Due to All Historic and Current CFL | Due to All Historic and Current CFL | Cumulative Impact on FPL Load | Cumulative Impact on FPL Load
| in Incandescent | in | Bulbs | that are | Replacements and Additions | Replacements and Additions | Replacements and Additions | Due to Lighting Installations | Due to Lighting Installations | Total Annual MWH | Total Summer MW
Year | Compatible Bulbs | Bulbs | in the Market | CFL's & LED's | Summer MW | Winter MW | Annual MWh | Summer MW | Annual MWh
2008 | 0 | 80910.7744 | -53168.6735 | -0.03263% | -2.4505 | -1.5436 | -8690.2729 | -0.61551 | -1485.5429 | -10175.8158 | -3.066
2009 | 0 | 203385.7082 | 27742.1009 | 0.01706% | -13.9441 | -9.3647 | -66311.8314 | -3.4521 | -10852.9521 | -77164.7835 | -17.3962
2010 | 0 | 392064.8372 | 231127.8091 | 0.1415% | -16.9658 | -11.2487 | -74680.7993 | -4.1798 | -11608.7967 | -86289.5959 | -21.1456
2011 | 0 | 590453.1433 | 623192.6464 | 0.3793% | -19.33 | -12.8368 | -82179.1662 | -4.7341 | -12017.9373 | -94197.1035 | -24.0641
2012 | -5368.7056 | 795673.5928 | 1213645.7897 | 0.7348% | -21.6599 | -14.1799 | -83276.2595 | -5.2912 | -11396.4456 | -94672.7051 | -26.951
2013 | 292359.164 | 1178554.364 | 2009319.3825 | 1.151% | -21.4246 | -13.4017 | -62928.9298 | -5.236 | -7486.9203 | -70415.8501 | -26.6606
2014 | 638246.8589 | 1647902.7678 | 3187873.7465 | 1.763% | -21.442 | -12.1981 | -29920.5848 | -5.2762 | -1812.6446 | -31733.2294 | -26.7182
2015 | 981298.092 | 2186405.8146 | 4835776.5143 | 2.618% | -14.8844 | -6.296 | 38529.2912 | -3.7355 | 8796.8393 | 47326.1304 | -18.6199
2016 | 761306.6136 | 4224555.3449 | 7022182.3289 | 3.863% | -8.6373 | -0.1264 | 115706.874 | -2.3094 | 20323.5744 | 136030.4485 | -10.9467
2017 | 697281.4328 | 6294632.0322 | 11246737.6738 | 6.194% | 2.4651 | 11.2031 | 269356.2557 | 0.33354 | 46140.4628 | 315496.7185 | 2.7986
2018 | 697743.5586 | 8032938.803 | 17541369.706 | 9.599% | 14.4245 | 22.3129 | 413189.715 | 3.2435 | 71299.2133 | 484488.9284 | 17.668
2019 | 653408.6914 | 9367049.5577 | 25574308.509 | 13.88% | 32.6525 | 38.5774 | 615690.8649 | 7.7272 | 107367.2775 | 723058.1424 | 40.3797
2020 | 539267.2413 | 10290374.3903 | 34941358.0667 | 18.79% | 55.4836 | 58.5822 | 862381.933 | 13.3822 | 152039.0396 | 1014420.9726 | 68.8658
2021 | 329824.6619 | 16217690.2238 | 45231732.457 | 24.11% | 82.3647 | 81.8731 | 1150177.7472 | 20.0822 | 205068.9806 | 1355246.7278 | 102.4468
2022 | 107517.969 | 13612416.7173 | 61449422.6808 | 32.43% | 133.4128 | 123.572 | 1637179.6572 | 33.0226 | 298622.0479 | 1935801.7051 | 166.4354

## EISA Incand Impact Forecast
OPC 010147
FPL RC-16
Florida Power & Light
Impact of the Energy Independence and Security Act of 2007 on the FPL System Load
Load Impact Forecast for Incandescent Bulb Efficacy Improvements
2008 - 2026, 4-5 PM on a Typical Summer System Peak Day, 7-8 AM on a Typical Winter System Peak Day and Annual Energy
Combined Residential and Commercial/Industrial Markets
FPL System
| Incandescent Compatible Lighting Replacement Market |  |  | Lighting Efficiency |  |  | Cooling Interactive
| Total | Annual | Cumulative | Cumulative Impact on FPL Load | Cumulative Impact on FPL Load | Cumulative Impact on FPL Load | Cooling Interactive | Cooling Interactive
| Population | EISA Compliant | EISA Compliant | Due to All EISA Compliant | Due to All EISA Compliant | Due to All EISA Compliant | Cumulative Impact on FPL Load | Cumulative Impact on FPL Load
| in Incandescent | Incandescent Uptake | Incandescent Bulbs | Incandescent Bulbs | Incandescent Bulbs | Incandescent Bulbs | Due to EISA Lighting Installations | Due to EISA Lighting Installations
Year | Compatible Bulbs | in Bulbs | Adopted | Summer MW | Winter MW | Annual MWh | Summer MW | Annual MWh
2008 | 162936361.4948 | 0 | 0 | 0 | 0 | 0 | 0 | 0
2009 | 162585221.0497 | 0 | 0 | 0 | 0 | 0 | 0 | 0
2010 | 163374789.4975 | 0 | 0 | 0 | 0 | 0 | 0 | 0
2011 | 164312333.3377 | 0 | 0 | 0 | 0 | 0 | 0 | 0
2012 | 165360926.1315 | 0 | 0 | 0 | 0 | 0 | 0 | 0
2013 | 167190830.4335 | 20565743.2057 | 20565743.2057 | 27.9111 | 23.3864 | 269533.6922 | 6.9354 | 48740.7331
2014 | 169717522.0867 | 20587909.7195 | 41153652.9252 | 56.0586 | 46.7893 | 538577.147 | 13.956 | 97928.7018
2015 | 172665421.8895 | 20331596.2898 | 61485249.215 | 84.0536 | 69.8979 | 803611.0751 | 20.9621 | 146867.7135
2016 | 175181540.7629 | 17645470.4181 | 79130719.6331 | 108.0965 | 89.6931 | 1031623.4209 | 27.0027 | 189464.1191
2017 | 177698041.041 | 14792380.2623 | 93923099.8954 | 124.0122 | 103.5784 | 1209416.5945 | 31.0154 | 223296.0995
2018 | 180174846.5913 | 1005521.343 | 94928621.2383 | 125.1473 | 104.4989 | 1221230.5373 | 31.3093 | 225727.3049
2019 | 182599958.552 | 790812.4575 | 95719433.6958 | 126.0122 | 105.1908 | 1230348.605 | 31.5351 | 227651.2172
2020 | 184939296.6781 | 592403.8777 | 96311837.5735 | 126.6601 | 105.7091 | 1237179.0217 | 31.7042 | 229092.4351
2021 | 187144285.6438 | 0 | 96311837.5735 | 126.6601 | 105.7091 | 1237179.0217 | 31.7042 | 229092.4351
2022 | 189359281.3156 | 0 | 96311837.5735 | 126.6601 | 105.7091 | 1237179.0217 | 31.7042 | 229092.4351
2023 | 191599660.5507 | 0 | 96311837.5735 | 126.6601 | 105.7091 | 1237179.0217 | 31.7042 | 229092.4351
2024 | 193868025.467 | 0 | 96311837.5735 | 126.6601 | 105.7091 | 1237179.0217 | 31.7042 | 229092.4351
2025 | 196068263.936 | 0 | 96311837.5735 | 126.6601 | 105.7091 | 1237179.0217 | 31.7042 | 229092.4351
2026 | 198033722.4308 | 0 | 96311837.5735 | 126.6601 | 105.7091 | 1237179.0217 | 31.7042 | 229092.4351
Prepared by Itron, Inc.
Revised 9-25-14

## CI SPVU Ld Frcst
OPC 010148
FPL RC-16
Commercial/Industrial Load Forecast for Single Package Vertical Units
2008 - 2026
a. FPL System
| SPVU Replacement Market | [9 empty] | Load Forecast 1 | Load Forecast 2 | C/I SPVU Efficiency | Load Forecast 1 | Load Forecast 2 | C/I SPVU Efficiency | C/I SPVU Efficiency
| Total C/I | Total C/I SPVU | Assumed SPVU | Commercial | Commercial |  |  |  | Base Eff. | Replacement Eff. | Total | Total | Cumulative Impact on | Total | Total | Cumulative Impact on | Cumulative Impact on
| Population | Population | Effective Useful | SPVU | SPVU | Base | Replacement | Peak Hour | Population | Population | C/I SPVU Load for | C/I SPVU Load for | FPL Load Replacing | C/I SPVU Load for | C/I SPVU Load for | FPL Load Replacing | FPL Load Replacing
| in | in | Life in | Replacement Market | Growth Market | Efficiency | Efficiency | DF Multiplier | in | in | Base Efficiency | Updated Efficiency Replacements | Current Efficiency Mix | Base Efficiency | Updated Efficiency Replacements | Current Efficiency Mix | Current Efficiency Mix
Year | PPIDs | Tons | Years | in Tons | in Tons |  |  |  | Tons | Tons | Summer MW | Summer MW | Summer MW | Annual MWh | Annual MWh | Annual MWh | Winter MW
2008 | 514125 | 60843.2722 | 15 | 0 | 0 | 1.3953 | 1.3333 | 0.729 | 60843.2722 | 0 | 61.8903 | 61.8903 | 0 | 232129.6261 | 232129.6261 | 0 | 0
2009 | 511138.25 | 60489.8102 | 15 | 0 | 0 | 1.3953 | 1.3333 | 0.729 | 60489.8102 | 0 | 61.5308 | 61.5308 | 0 | 230781.0957 | 230781.0957 | 0 | 0
2010 | 512439 | 60643.7453 | 15 | 4032.654 | 153.9351 | 1.3953 | 1.3333 | 0.729 | 56457.1562 | 4186.5891 | 61.6874 | 61.4981 | 0.18927 | 231368.3899 | 230658.4921 | 709.8978 | 0
2011 | 516696 | 61147.5329 | 15 | 4032.654 | 503.7876 | 1.3953 | 1.3333 | 0.729 | 52424.5021 | 8723.0307 | 62.1998 | 61.8055 | 0.39436 | 233290.4435 | 231811.3253 | 1479.1182 | 0
2012 | 520630 | 61613.0956 | 15 | 4032.654 | 465.5627 | 1.3953 | 1.3333 | 0.729 | 48391.8481 | 13221.2475 | 62.6734 | 62.0757 | 0.59772 | 235066.6613 | 232824.8042 | 2241.8571 | 0
2013 | 526041 | 62253.4514 | 15 | 4032.654 | 640.3558 | 1.3953 | 1.3333 | 0.729 | 44359.1941 | 17894.2573 | 63.3248 | 62.5158 | 0.80899 | 237509.7508 | 234475.5161 | 3034.2347 | 0
2014 | 535705 | 63397.1215 | 15 | 4032.654 | 1143.6701 | 1.3953 | 1.3333 | 0.729 | 40326.5401 | 23070.5814 | 64.4881 | 63.4451 | 1.043 | 241873.0879 | 237961.1313 | 3911.9566 | 0
2015 | 549661 | 65048.7213 | 15 | 4032.654 | 1651.5997 | 1.3953 | 1.3333 | 0.729 | 36293.8861 | 28754.8352 | 66.1682 | 64.8682 | 1.3 | 248174.2813 | 243298.4758 | 4875.8055 | 0
2016 | 558880 | 66139.7285 | 15 | 4032.654 | 1091.0073 | 1.3953 | 1.3333 | 0.729 | 32261.2321 | 33878.4965 | 67.2779 | 65.7463 | 1.5316 | 252336.6991 | 246592.1014 | 5744.5977 | 0
2017 | 567607 | 67172.5109 | 15 | 4032.654 | 1032.7824 | 1.3953 | 1.3333 | 0.729 | 28228.5781 | 38943.9328 | 68.3285 | 66.5679 | 1.7606 | 256276.9767 | 249673.4598 | 6603.517 | 0
2018 | 575756 | 68136.8908 | 15 | 4032.654 | 964.3799 | 1.3953 | 1.3333 | 0.729 | 24195.9241 | 43940.9668 | 69.3095 | 67.3229 | 1.9865 | 259956.2849 | 252505.4473 | 7450.8376 | 0
2019 | 583702 | 69077.2471 | 15 | 4032.654 | 940.3562 | 1.3953 | 1.3333 | 0.729 | 20163.2701 | 48913.977 | 70.266 | 68.0547 | 2.2114 | 263543.9377 | 255249.853 | 8294.0847 | 0
2020 | 591470 | 69996.5382 | 15 | 4032.654 | 919.2911 | 1.3953 | 1.3333 | 0.729 | 16130.616 | 53865.9221 | 71.2011 | 68.7659 | 2.4352 | 267051.2228 | 257917.4629 | 9133.7599 | 0
2021 | 599138 | 70903.9949 | 15 | 4032.654 | 907.4568 | 1.3953 | 1.3333 | 0.729 | 12097.962 | 58806.0329 | 72.1242 | 69.4656 | 2.6586 | 270513.3575 | 260541.9291 | 9971.4284 | 0
2022 | 606879 | 71820.0908 | 15 | 4032.654 | 916.0958 | 1.3953 | 1.3333 | 0.729 | 8065.308 | 63754.7827 | 73.0561 | 70.1738 | 2.8823 | 274008.4519 | 263197.8902 | 10810.5617 | 0
2023 | 614519 | 72724.2339 | 15 | 4032.654 | 904.1432 | 1.3953 | 1.3333 | 0.729 | 4032.654 | 68691.5799 | 73.9758 | 70.8703 | 3.1055 | 277457.9444 | 265810.2761 | 11647.6684 | 0
2024 | 622036 | 73613.8208 | 15 | 4032.654 | 889.5869 | 1.3953 | 1.3333 | 0.729 | 0 | 73613.8208 | 74.8807 | 71.5526 | 3.328 | 280851.9019 | 268369.5952 | 12482.3068 | 0
2025 | 629750 | 74526.7214 | 15 | 4186.5891 | 912.9006 | 1.3953 | 1.3333 | 0.729 | 0 | 74526.7214 | 75.8093 | 72.44 | 3.3693 | 284334.8058 | 271697.7033 | 12637.1025 | 0
2026 | 637637 | 75460.0954 | 15 | 4536.4416 | 933.374 | 1.3953 | 1.3333 | 0.729 | 0 | 75460.0954 | 76.7587 | 73.3472 | 3.4115 | 287895.8198 | 275100.4501 | 12795.3698 | 0
Prepared by Itron, Inc.
Revised 9-16-14

## RNC Code Impact Forecast
OPC 010149
FPL RC-16
Florida Power & Light
Load Forecast for Residential New Construction
2007 - 2026 Residential Peak Hour for the Typical System Peak Day
Prepared by Itron, Inc.
System Wide Impacts
[5 empty] | Load Forecast 1 | Load Forecast 2 | Code w/o Acceleration | Code Acceleration | Code w/o Acceleration | Code Acceleration | Residential New Construction
Year | Houses built | Average sq.ft./home | Total sq.ft of all houses built | 2007 Baseline Home (kWh/sq.ft.) | Code w/o Acceleration Home (kWh/sq.ft.) | Code Acceleration Home (kWh/sq.ft.) | Total New Construction Annual MWh Load | Total New Construction Annual MWh Load | Cumulative New Construction Annual MWh Load | Cumulative New Construction Annual MWh Load | Cumulative Impact on FPL Load Due to Accelerated Code Requirements Annual Energy (MWh) | Cumulative Impact on FPL Load Due to Accelerated Code Requirements Summer Demand (MW) | Cumulative Impact on FPL Load Due to Accelerated Code Requirements Winter Demand (MW)
2007 | 68970.132 | 1876.3227 | 129410222.8858 | 3.6121 | 3.6121 | 3.6121 | 467439.8406 | 467439.8406 | - | - | - | - | -
2008 | 42847.5386 | 1859.8481 | 79689913.2361 | 3.6121 | 3.6472 | 3.6472 | 290641.5747 | 290641.5747 | - | - | - | - | -
2009 | 24150.733 | 1863.3359 | 45000928.253 | 3.6121 | 3.5485 | 3.1692 | 159685.8294 | 142615.7562 | 159685.8294 | 142615.7562 | 17070.0731 | 9.1352 | 3.9697
2010 | 16891.3494 | 1875.8537 | 31685699.6938 | 3.6121 | 3.4656 | 3.1445 | 109811.3809 | 99634.4056 | 269497.2103 | 242250.1619 | 27247.0484 | 14.6063 | 6.4502
2011 | 17454.4161 | 1872.45 | 32682521.4367 | 3.6121 | 3.446 | 3.1507 | 112623.9972 | 102971.8508 | 382121.2076 | 345222.0127 | 36899.1949 | 19.7894 | 8.7744
2012 | 21220.342 | 1865.3537 | 39583442.6604 | 3.6121 | 3.4094 | 3.0289 | 134954.4827 | 119892.8567 | 517075.6903 | 465114.8694 | 51960.8209 | 27.8598 | 12.3196
2013 | 31331.832 | 1865.6045 | 58452805.3577 | 3.6121 | 3.3814 | 3.0282 | 197653.7883 | 177003.8715 | 714729.4786 | 642118.7409 | 72610.7377 | 38.9265 | 17.1867
2014 | 39971.5156 | 1867.3548 | 74640999.5741 | 3.6121 | 3.324 | 3.0251 | 248104.675 | 225798.0297 | 962834.1536 | 867916.7706 | 94917.383 | 50.8885 | 22.4817
2015 | 56094.1273 | 1865.1101 | 104621723.1982 | 3.6121 | 3.3017 | 2.8941 | 345428.7379 | 302785.6749 | 1308262.8915 | 1170702.4455 | 137560.446 | 73.7358 | 32.508
2016 | 69239.6757 | 1865.0975 | 129138747.5875 | 3.6121 | 3.2498 | 2.8941 | 419674.2236 | 373744.3773 | 1727937.1151 | 1544446.8227 | 183490.2924 | 98.351 | 43.3477
2017 | 71945.5938 | 1865.0677 | 134183400.576 | 3.6121 | 3.2207 | 2.8942 | 432164.1258 | 388351.1135 | 2160101.2409 | 1932797.9363 | 227303.3046 | 121.826 | 53.6549
2018 | 71673.8993 | 1865.0574 | 133675934.7374 | 3.6121 | 3.1688 | 2.759 | 423589.3416 | 368816.649 | 2583690.5825 | 2301614.5853 | 282075.9972 | 151.1779 | 66.5681
2019 | 71999.1551 | 1865.0636 | 134283006.5979 | 3.6121 | 3.1417 | 2.759 | 421881.4211 | 370490.2985 | 3005572.0036 | 2672104.8838 | 333467.1198 | 178.7186 | 78.6893
2020 | 72092.7566 | 1865.0626 | 134457506.4524 | 3.6121 | 3.096 | 2.759 | 416281.3371 | 370971.9548 | 3421853.3407 | 3043076.8386 | 378776.5021 | 203.0371 | 89.551
2021 | 71736.5736 | 1865.0615 | 133793124.1367 | 3.6121 | 3.0606 | 2.6239 | 409492.546 | 351055.1229 | 3831345.8867 | 3394131.9615 | 437213.9252 | 234.3521 | 103.3233
2022 | 70864.0567 | 1865.0587 | 132165624.7105 | 3.6121 | 3.0149 | 2.6239 | 398468.093 | 346785.2712 | 4229813.9797 | 3740917.2327 | 488896.747 | 262.0837 | 115.6745
2023 | 70145.8075 | 1865.0618 | 130826266.627 | 3.6121 | 2.9817 | 2.6239 | 390080.0214 | 343270.4294 | 4619894.0011 | 4084187.6621 | 535706.339 | 287.1764 | 126.7569
2024 | 69434.9687 | 1865.0649 | 129500724.5975 | 3.6121 | 2.9338 | 2.4887 | 379930.1746 | 322288.0025 | 4999824.1757 | 4406475.6646 | 593348.511 | 318.0991 | 140.5004
2025 | 68731.4623 | 1865.068 | 128188853.2481 | 3.6121 | 2.9006 | 2.4887 | 371819.0864 | 319022.6713 | 5371643.2621 | 4725498.3359 | 646144.9262 | 346.3983 | 152.984
2026 | 68035.211 | 1865.0711 | 126890508.7676 | 3.6121 | 2.8548 | 2.4887 | 362250.2458 | 315791.0145 | 5733893.5079 | 5041289.3504 | 692604.1575 | 371.3363 | 164.1378
North Impacts
[5 empty] | Load Forecast 1 | Load Forecast 2 | Code w/o Acceleration | Code Acceleration | Code w/o Acceleration | Code Acceleration
Year | Houses built | Average sq.ft./home | Total sq.ft of all houses built | 2007 Baseline Home (kWh/sq.ft.) | Code w/o Acceleration Home (kWh/sq.ft.) | Code Acceleration Home (kWh/sq.ft.) | Total New Construction Annual MWh Load | Total New Construction Annual MWh Load | Cumulative New Construction Annual MWh Load | Cumulative New Construction Annual MWh Load | Cumulative Impact on FPL Load Due to Accelerated Code Requirements Annual Energy (MWh) | Cumulative Impact on FPL Load Due to Accelerated Code Requirements Summer Demand (MW) | Cumulative Impact on FPL Load Due to Accelerated Code Requirements Winter Demand (MW)
2007 | 7072.735 | 2030.5593 | 14361607.7157 | 3.3333 | 3.3333 | 3.3333 | 47872.0257 | 47872.0257 | - | - | - | - | -
2008 | 3778.1151 | 2030.5593 | 7671686.7726 | 3.3333 | 3.3333 | 3.3333 | 25572.2892 | 25572.2892 | - | - | - | - | -
2009 | 2253.7563 | 2030.5593 | 4576385.8188 | 3.3333 | 3.2703 | 2.9348 | 14966.189 | 13430.6922 | 14966.189 | 13430.6922 | 1535.4968 | 0.8578 | 0.56434
2010 | 1697.5814 | 2030.5593 | 3447039.6986 | 3.3333 | 3.2224 | 2.9348 | 11107.6554 | 10116.3082 | 26073.8444 | 23547.0004 | 2526.844 | 1.4116 | 0.92869
2011 | 1632.0176 | 2030.5593 | 3313908.4748 | 3.3333 | 3.1984 | 2.9348 | 10599.235 | 9725.5971 | 36673.0794 | 33272.5975 | 3400.4819 | 1.8997 | 1.2498
2012 | 1741.9115 | 2030.5593 | 3537054.5601 | 3.3333 | 3.1744 | 2.815 | 11228.1779 | 9956.6342 | 47901.2573 | 43229.2318 | 4672.0255 | 2.61 | 1.7171
2013 | 2488.0725 | 2030.5593 | 5052178.6585 | 3.3333 | 3.1505 | 2.815 | 15916.7716 | 14221.6339 | 63818.0289 | 57450.8657 | 6367.1632 | 3.557 | 2.3401
2014 | 3307.1111 | 2030.5593 | 6715285.1615 | 3.3333 | 3.1025 | 2.815 | 20834.471 | 18903.1967 | 84652.4999 | 76354.0624 | 8298.4375 | 4.6359 | 3.0499
2015 | 4560.0887 | 2030.5593 | 9259530.5431 | 3.3333 | 3.0786 | 2.6951 | 28506.1902 | 24955.5456 | 113158.6901 | 101309.608 | 11849.0821 | 6.6195 | 4.3549
2016 | 5636.0816 | 2030.5593 | 11444397.911 | 3.3333 | 3.0546 | 2.6951 | 34958.1974 | 30844.0253 | 148116.8876 | 132153.6333 | 15963.2543 | 8.9179 | 5.8669
2017 | 5854.887 | 2030.5593 | 11888695.2061 | 3.3333 | 3.0067 | 2.6951 | 35745.5009 | 32041.4598 | 183862.3885 | 164195.0931 | 19667.2954 | 10.9871 | 7.2283
2018 | 5833.5109 | 2030.5593 | 11845289.7532 | 3.3333 | 2.9827 | 2.5753 | 35331.1086 | 30505.047 | 219193.4971 | 194700.1401 | 24493.357 | 13.6832 | 9.002
2019 | 5860.606 | 2030.5593 | 11900307.9297 | 3.3333 | 2.9587 | 2.5753 | 35210.0075 | 30646.7347 | 254403.5046 | 225346.8748 | 29056.6298 | 16.2325 | 10.6791
2020 | 5868.1217 | 2030.5593 | 11915569.0379 | 3.3333 | 2.9348 | 2.5753 | 34969.591 | 30686.0365 | 289373.0956 | 256032.9113 | 33340.1844 | 18.6255 | 12.2535
2021 | 5839.5504 | 2030.5593 | 11857553.2874 | 3.3333 | 2.8868 | 2.4555 | 34230.9677 | 29115.7297 | 323604.0633 | 285148.641 | 38455.4223 | 21.4831 | 14.1335
2022 | 5767.952 | 2030.5593 | 11712168.5606 | 3.3333 | 2.8629 | 2.4555 | 33530.5683 | 28758.7436 | 357134.6317 | 313907.3845 | 43227.2471 | 24.1489 | 15.8872
2023 | 5710.013 | 2030.5593 | 11594519.9605 | 3.3333 | 2.8389 | 2.4555 | 32915.8782 | 28469.8623 | 390050.5098 | 342377.2468 | 47673.263 | 26.6326 | 17.5213
2024 | 5652.6659 | 2030.5593 | 11478073.2865 | 3.3333 | 2.791 | 2.3356 | 32035.1253 | 26808.5063 | 422085.6351 | 369185.7531 | 52899.882 | 29.5525 | 19.4422
2025 | 5595.9046 | 2030.5593 | 11362816.024 | 3.3333 | 2.767 | 2.3356 | 31441.1211 | 26539.3082 | 453526.7563 | 395725.0613 | 57801.695 | 32.2909 | 21.2438
2026 | 5539.7229 | 2030.5593 | 11248735.7918 | 3.3333 | 2.7431 | 2.3356 | 30855.8702 | 26272.8592 | 484382.6264 | 421997.9205 | 62384.7059 | 34.8512 | 22.9281
Central Impacts
[7 empty] | Code w/o Acceleration | Code Acceleration | Code w/o Acceleration | Code Acceleration
Year | Houses built | Average sq.ft./home | Total sq.ft of all houses built | 2007 Baseline home (kWh/sq.ft.) | Code w/o Acceleration Home (kWh/sq.ft.) | Code Acceleration Home (kWh/sq.ft.) | Total New Construction Annual MWh Load | Total New Construction Annual MWh Load | Cumulative New Construction Annual MWh Load | Cumulative New Construction Annual MWh Load | Cumulative Impact on FPL Load Due to Accelerated Code Requirements Annual Energy (MWh) | Cumulative Impact on FPL Load Due to Accelerated Code Requirements Summer Demand (MW) | Cumulative Impact on FPL Load Due to Accelerated Code Requirements Winter Demand (MW)
2007 | 18978.5894 | 2019.4137 | 38325622.7844 | 3.3249 | 3.3249 | 3.3249 | 127427.7054 | 127427.7054 | - | - | - | - | -
2008 | 9390.3181 | 2019.4137 | 18962936.6672 | 3.3249 | 3.3249 | 3.3249 | 63049.2953 | 63049.2953 | - | - | - | - | -
2009 | 5525.9852 | 2019.4137 | 11159249.9397 | 3.3249 | 3.1899 | 2.8669 | 35596.5699 | 31992.7098 | 35596.5699 | 31992.7098 | 3603.8601 | 2.0551 | 1.3962
2010 | 4650.0845 | 2019.4137 | 9390444.2387 | 3.3249 | 3.1437 | 2.8669 | 29521.0751 | 26921.6801 | 65117.645 | 58914.3899 | 6203.2551 | 3.5374 | 2.4033
2011 | 4676.806 | 2019.4137 | 9444405.9641 | 3.3249 | 3.1207 | 2.8669 | 29472.8555 | 27076.3842 | 94590.5004 | 85990.7741 | 8599.7263 | 4.904 | 3.3317
2012 | 5290.0477 | 2019.4137 | 10682794.6339 | 3.3249 | 3.0745 | 2.7516 | 32844.5997 | 29394.6099 | 127435.1001 | 115385.384 | 12049.7161 | 6.8714 | 4.6683
2013 | 7932.5491 | 2019.4137 | 16019097.933 | 3.3249 | 3.0515 | 2.7516 | 48881.7135 | 44077.8983 | 176316.8136 | 159463.2823 | 16853.5313 | 9.6108 | 6.5294
2014 | 10282.4234 | 2019.4137 | 20764466.3335 | 3.3249 | 3.0053 | 2.7516 | 62404.0599 | 57135.1794 | 238720.8735 | 216598.4617 | 22122.4118 | 12.6154 | 8.5706
2015 | 13971.4788 | 2019.4137 | 28214195.2543 | 3.3249 | 2.9823 | 2.6362 | 84142.1113 | 74379.5491 | 322862.9849 | 290978.0109 | 31884.974 | 18.1826 | 12.3528
2016 | 17234.2123 | 2019.4137 | 34803003.7352 | 3.3249 | 2.9361 | 2.6362 | 102186.0092 | 91749.2667 | 425048.9941 | 382727.2776 | 42321.7165 | 24.1342 | 16.3962
2017 | 17899.9902 | 2019.4137 | 36147484.814 | 3.3249 | 2.9131 | 2.6362 | 105299.7348 | 95293.6491 | 530348.7289 | 478020.9267 | 52327.8022 | 29.8403 | 20.2728
2018 | 17828.4432 | 2019.4137 | 36003001.7829 | 3.3249 | 2.8669 | 2.5209 | 103217.8321 | 90760.2185 | 633566.561 | 568781.1452 | 64785.4158 | 36.9443 | 25.0991
2019 | 17910.642 | 2019.4137 | 36168995.224 | 3.3249 | 2.8439 | 2.5209 | 102859.3859 | 91178.6725 | 736425.9469 | 659959.8177 | 76466.1292 | 43.6053 | 29.6244
2020 | 17933.7207 | 2019.4137 | 36215600.6214 | 3.3249 | 2.8208 | 2.5209 | 102156.5131 | 91296.1604 | 838582.46 | 751255.978 | 87326.482 | 49.7985 | 33.8319
2021 | 17844.3356 | 2019.4137 | 36035095.1714 | 3.3249 | 2.7747 | 2.4056 | 99984.8498 | 86684.8834 | 938567.3098 | 837940.8614 | 100626.4484 | 57.3829 | 38.9846
2022 | 17627.0298 | 2019.4137 | 35596264.7661 | 3.3249 | 2.7516 | 2.4056 | 97946.1231 | 85629.2469 | 1036513.4329 | 923570.1083 | 112943.3245 | 64.4067 | 43.7564
2023 | 17448.7653 | 2019.4137 | 35236274.9639 | 3.3249 | 2.7054 | 2.4056 | 95329.9389 | 84763.2668 | 1131843.3718 | 1008333.3751 | 123509.9966 | 70.4324 | 47.8501
2024 | 17272.3358 | 2019.4137 | 34879990.7821 | 3.3249 | 2.6824 | 2.2902 | 93561.428 | 79883.1896 | 1225404.7998 | 1088216.5647 | 137188.2351 | 78.2325 | 53.1493
2025 | 17097.722 | 2019.4137 | 34527373.3158 | 3.3249 | 2.6362 | 2.2902 | 91022.6372 | 79075.6146 | 1316427.437 | 1167292.1793 | 149135.2577 | 85.0453 | 57.7778
2026 | 16924.9049 | 2019.4137 | 34178384.0772 | 3.3249 | 2.6132 | 2.2902 | 89314.1981 | 78276.3491 | 1405741.6351 | 1245568.5284 | 160173.1068 | 91.3398 | 62.0541
South Impacts
[7 empty] | Code w/o Acceleration | Code Acceleration | Code w/o Acceleration | Code Acceleration
Year | Houses built | Average sq.ft./home | Total sq.ft of all houses built | 2007 Baseline home (kWh/sq.ft.) | Code w/o Acceleration Home (kWh/sq.ft.) | Code Acceleration Home (kWh/sq.ft.) | Total New Construction Annual MWh Load | Total New Construction Annual MWh Load | Cumulative New Construction Annual MWh Load | Cumulative New Construction Annual MWh Load | Cumulative Impact on FPL Load Due to Accelerated Code Requirements Annual Energy (MWh) | Cumulative Impact on FPL Load Due to Accelerated Code Requirements Summer Demand (MW) | Cumulative Impact on FPL Load Due to Accelerated Code Requirements Winter Demand (MW)
2007 | 42918.8076 | 1787.631 | 76722992.3858 | 3.8077 | 3.8077 | 3.8077 | 292140.1095 | 292140.1095 | - | - | - | - | -
2008 | 29679.1053 | 1787.631 | 53055289.7963 | 3.8077 | 3.8077 | 3.8077 | 202019.9902 | 202019.9902 | - | - | - | - | -
2009 | 16370.9915 | 1787.631 | 29265292.4944 | 3.8077 | 3.7288 | 3.3211 | 109123.0704 | 97192.3542 | 109123.0704 | 97192.3542 | 11930.7162 | 6.2223 | 2.0091
2010 | 10543.6834 | 1787.631 | 18848215.7565 | 3.8077 | 3.6705 | 3.3211 | 69182.6505 | 62596.4173 | 178305.7209 | 159788.7716 | 18516.9493 | 9.6572 | 3.1182
2011 | 11145.5925 | 1787.631 | 19924206.9979 | 3.8077 | 3.6414 | 3.3211 | 72551.9068 | 66169.8695 | 250857.6277 | 225958.6411 | 24898.9867 | 12.9857 | 4.193
2012 | 14188.3828 | 1787.631 | 25363593.4664 | 3.8077 | 3.5832 | 3.1755 | 90881.7052 | 80541.6125 | 341739.3329 | 306500.2536 | 35239.0793 | 18.3784 | 5.9342
2013 | 20911.2104 | 1787.631 | 37381528.7662 | 3.8077 | 3.554 | 3.1755 | 132855.3032 | 118704.3393 | 474594.636 | 425204.5929 | 49390.0431 | 25.7586 | 8.3173
2014 | 26381.981 | 1787.631 | 47161248.079 | 3.8077 | 3.4958 | 3.1755 | 164866.1441 | 149759.6535 | 639460.7801 | 574964.2464 | 64496.5337 | 33.6372 | 10.8612
2015 | 37562.5597 | 1787.631 | 67147997.4007 | 3.8077 | 3.4667 | 3.0299 | 232780.4364 | 203450.5802 | 872241.2165 | 778414.8266 | 93826.3899 | 48.9337 | 15.8003
2016 | 46369.3818 | 1787.631 | 82891345.9413 | 3.8077 | 3.4084 | 3.0299 | 282530.017 | 251151.0853 | 1154771.2335 | 1029565.9119 | 125205.3216 | 65.2989 | 21.0845
2017 | 48190.7166 | 1787.631 | 86147220.5559 | 3.8077 | 3.3793 | 3.0299 | 291118.8901 | 261016.0046 | 1445890.1235 | 1290581.9165 | 155308.2071 | 80.9986 | 26.1538
2018 | 48011.9451 | 1787.631 | 85827643.2013 | 3.8077 | 3.3211 | 2.8843 | 285040.4008 | 247551.3835 | 1730930.5243 | 1538133.3 | 192797.2243 | 100.5504 | 32.467
2019 | 48227.9071 | 1787.631 | 86213703.4441 | 3.8077 | 3.292 | 2.8843 | 283812.0277 | 248664.8913 | 2014742.552 | 1786798.1913 | 227944.3607 | 118.8808 | 38.3857
2020 | 48290.9141 | 1787.631 | 86326336.7931 | 3.8077 | 3.2337 | 2.8843 | 279155.233 | 248989.758 | 2293897.785 | 2035787.9493 | 258109.8357 | 134.6132 | 43.4656
2021 | 48052.6876 | 1787.631 | 85900475.6779 | 3.8077 | 3.2046 | 2.7387 | 275276.7285 | 235254.5098 | 2569174.5135 | 2271042.4591 | 298132.0545 | 155.4861 | 50.2053
2022 | 47469.0748 | 1787.631 | 84857191.3838 | 3.8077 | 3.1464 | 2.7387 | 266991.4016 | 232397.2807 | 2836165.9152 | 2503439.7398 | 332726.1754 | 173.5282 | 56.0309
2023 | 46987.0292 | 1787.631 | 83995471.7026 | 3.8077 | 3.1172 | 2.7387 | 261834.2043 | 230037.3003 | 3098000.1195 | 2733477.0401 | 364523.0794 | 190.1113 | 61.3855
2024 | 46509.967 | 1787.631 | 83142660.5289 | 3.8077 | 3.059 | 2.5931 | 254333.6212 | 215596.3067 | 3352333.7407 | 2949073.3468 | 403260.3939 | 210.3142 | 67.9089
2025 | 46037.8357 | 1787.631 | 82298663.9082 | 3.8077 | 3.0299 | 2.5931 | 249355.328 | 213407.7485 | 3601689.0687 | 3162481.0953 | 439207.9735 | 229.0621 | 73.9624
2026 | 45570.5832 | 1787.631 | 81463388.8985 | 3.8077 | 2.9716 | 2.5931 | 242080.1776 | 211241.8061 | 3843769.2463 | 3373722.9014 | 470046.3449 | 245.1454 | 79.1556
Load forecast 1 assumes that the trend in residential new construction energy code improvement continues at a rate that is equal to the average rate observed since 1984.
Load forecast 2 assumes that code improvement is accelerated from 2009 onwards in accordance with laws inacted by the state legislature.
Prepared by Itron, Inc.
Revised 9-30-14

## Res WH Forecast (over 55 gal)
OPC 010150
FPL RC-16
2005 - 2026 Residential Peak Hour for the Typical System Peak Day
| Residential Refrigerator Replacement Market | [7 empty] | Load Forecast 1 | Load Forecast 2 | Residential Refrigerator Efficiency | Load Forecast 1 | Load Forecast 2 | Residential Refrigerator Efficiency | Load Forecast 1 | Load Forecast 2 | Residential Refrigerator Efficiency
| Total | Total | Total | Assumed | Residential | Residential | Residential | Residential | Total | Total Refrigerator | Cumulative Impact on FPL Load | Total | Total Refrigerator | Cumulative Impact on FPL Load | Total | Total Refrigerator | Cumulative Impact on FPL Load
| Res Population | Res Population | Res Refrigerators | Refrigerator | Replacement Market | Growth Market | Replacement Market | Growth Market | Refrigerator Load | Load for 2014 Standard | Due to 2014 Standards | Refrigerator Load | Load for 2014 Standard | Due to 2014 Standards | Refrigerator Load | Load for 2014 Standard | Due to 2014 Standards
| in | of Refrigerators in | Peak Load | Effective Useful Life | of Refrigerators in | of Refrigerators in | of Refrigerator Load | of Refrigerator Load | Given 2001 Standard | Replacing 2001 Standard | Replacing 2001 Standard | Given 2001 Standard | Replacing 2001 Standard | Replacing 2001 Standard | Given 2001 Standard | Replacing 2001 Standard | Replacing 2001 Standard
Year | PPID's | Units | in MW | in Years | Units | Units | in MW | in MW | Summer MW | Summer MW | Summer MW | Winter MW | Winter MW | Winter MW | Annual MWh | Annual MWh | Annual MWh
2004 Model | 3744914.5 | 4407405.5172 | 306.5915 | 13 | 339031.1936 |  | 23.584
2005 | 3828374.4167 | 4505629.8417 | 313.4243 | 13 | 346586.9109 | 0 | 24.1096 | 0 | 313.4243 | 313.4243 | 0 | 248.1276 | 248.1276 | 0 | 2523152.7114 | 2523152.7114 | 0
2006 | 3906267.3333 | 4597302.3407 | 319.8013 | 13 | 346586.9109 | 91672.499 | 24.1096 | 6.377 | 319.8013 | 319.8013 | 0 | 253.176 | 253.176 | 0 | 2574489.3108 | 2574489.3108 | 0
2007 | 3981450.5833 | 4685785.8217 | 325.9565 | 13 | 346586.9109 | 88483.481 | 24.1096 | 6.1552 | 325.9565 | 325.9565 | 0 | 258.0489 | 258.0489 | 0 | 2624040.0601 | 2624040.0601 | 0
2008 | 3992257.0833 | 4698504.0367 | 326.8412 | 13 | 346586.9109 | 12718.215 | 24.1096 | 0.88471 | 326.8412 | 326.8412 | 0 | 258.7493 | 258.7493 | 0 | 2631162.2605 | 2631162.2605 | 0
2009 | 3984489.9167 | 4689362.8258 | 326.2053 | 13 | 346586.9109 | -9141.2109 | 24.1096 | -0.63589 | 326.2053 | 326.2053 | 0 | 258.2459 | 258.2459 | 0 | 2626043.1824 | 2626043.1824 | 0
2010 | 4004366 | 4712755.0713 | 327.8325 | 13 | 346586.9109 | 23392.2455 | 24.1096 | 1.6272 | 327.8325 | 327.8325 | 0 | 259.5341 | 259.5341 | 0 | 2639142.8399 | 2639142.8399 | 0
2011 | 4026759.6667 | 4739110.2711 | 329.6659 | 13 | 346586.9109 | 26355.1998 | 24.1096 | 1.8333 | 329.6659 | 329.6659 | 0 | 260.9855 | 260.9855 | 0 | 2653901.7518 | 2653901.7518 | 0
2012 | 4052173.8333 | 4769020.31 | 331.7465 | 13 | 346586.9109 | 29910.0389 | 24.1096 | 2.0806 | 331.7465 | 331.7465 | 0 | 262.6326 | 262.6326 | 0 | 2670651.3736 | 2670651.3736 | 0
2013 | 4097171.6667 | 4821978.448 | 335.4304 | 13 | 346586.9109 | 52958.138 | 24.1096 | 3.6839 | 335.4304 | 335.4304 | 0 | 265.5491 | 265.5491 | 0 | 2700307.9309 | 2700307.9309 | 0
2014 | 4158327.1259 | 4893952.5634 | 340.4371 | 13 | 346586.9109 | 71974.1154 | 24.1096 | 5.0067 | 340.4371 | 340.4371 | 0 | 269.5127 | 269.5127 | 0 | 2740613.4355 | 2740613.4355 | 0
2015 | 4228484.0018 | 4976520.4837 | 346.1808 | 13 | 346586.9109 | 82567.9204 | 24.1096 | 5.7437 | 346.1808 | 341.224 | 4.9568 | 274.0598 | 270.1357 | 3.9241 | 2786851.4709 | 2746948.0791 | 39903.3918
2016 | 4289564.3425 | 5048406.1917 | 351.1814 | 13 | 346586.9109 | 71885.708 | 24.1096 | 5.0006 | 351.1814 | 341.3912 | 9.7902 | 278.0186 | 270.268 | 7.7505 | 2827107.4674 | 2748293.9301 | 78813.5372
2017 | 4350873.5349 | 5120561.2364 | 356.2007 | 13 | 346586.9109 | 72155.0447 | 24.1096 | 5.0193 | 356.2007 | 341.574 | 14.6267 | 281.9922 | 270.4127 | 11.5794 | 2867514.2924 | 2749765.5665 | 117748.7259
2018 | 4411411.1168 | 5191808.1695 | 361.1568 | 13 | 438259.4099 | 71246.933 | 24.1096 | 4.9561 | 361.1568 | 341.7041 | 19.4527 | 285.9158 | 270.5158 | 15.4 | 2907412.5749 | 2750813.0977 | 156599.4772
2019 | 4470700.462 | 5261586.0475 | 366.0107 | 13 | 435070.3919 | 69777.878 | 30.4866 | 4.8539 | 366.0107 | 340.6902 | 25.3206 | 289.7585 | 269.7131 | 20.0454 | 2946488.1866 | 2742650.7209 | 203837.4656
2020 | 4527846.6275 | 5328841.6083 | 370.6892 | 13 | 359305.1259 | 67255.5608 | 30.2647 | 4.6785 | 370.6892 | 339.5668 | 31.1225 | 293.4623 | 268.8237 | 24.6386 | 2984151.3007 | 2733606.8942 | 250544.4065
2021 | 4581556.8458 | 5392053.3885 | 375.0864 | 13 | 337445.7 | 63211.7802 | 24.9943 | 4.3972 | 375.0864 | 339.0839 | 36.0026 | 296.9434 | 268.4414 | 28.502 | 3019549.8976 | 2729719.3024 | 289830.5951
2022 | 4635494.0739 | 5455532.3376 | 379.5022 | 13 | 369979.1564 | 63478.9491 | 23.4737 | 4.4158 | 379.5022 | 338.8689 | 40.6333 | 300.4392 | 268.2712 | 32.168 | 3055098.1091 | 2727989.0023 | 327109.1068
2023 | 4690133.3588 | 5519837.5402 | 383.9754 | 13 | 372942.1107 | 64305.2025 | 25.7368 | 4.4733 | 383.9754 | 338.3262 | 45.6493 | 303.9806 | 267.8415 | 36.139 | 3091109.0225 | 2723619.5735 | 367489.449
2024 | 4745552.6071 | 5585060.6851 | 388.5126 | 13 | 376496.9498 | 65223.1449 | 25.9429 | 4.5371 | 388.5126 | 337.8024 | 50.7101 | 307.5724 | 267.4269 | 40.1455 | 3127633.9836 | 2719403.3415 | 408230.6422
2025 | 4799119.106 | 5648103.3213 | 392.898 | 13 | 399545.0489 | 63042.6362 | 26.1902 | 4.3854 | 392.898 | 337.1111 | 55.7868 | 311.0442 | 266.8796 | 44.1646 | 3162937.8599 | 2713838.2375 | 449099.6224
2026 | 4846527.0111 | 5703897.8829 | 396.7792 | 13 | 418561.0263 | 55794.5616 | 27.7935 | 3.8812 | 396.7792 | 335.7331 | 61.0461 | 314.1169 | 265.7887 | 48.3281 | 3194182.8144 | 2702745.1043 | 491437.7102
Load forecast 1 assumes that the entire market has refrigeration loads consistent with 2001 appliance standards; no improvements are made to the average population efficiency level.
Load forecast 2 assumes forecast 1 per-unit refrigerator loads through 2014, after which all replacement equipment through 2026 are assumed to be 2014 Standard compliant.
Prepared by Itron, Inc.
Revised 9-30-14
Adjustment for The Energy Improvement Act of 2015
49%
This 2015 act allows water heaters greater than 75 gallons to not have to meet the standard
which would require them to be heat pumps. This enables utilities to continue to use these
water heaters for load management

## CI - WH Forecast (over 55)
OPC 010151
FPL RC-16
2004 - 2026 Peak Hour for the Typical System Peak Day
| C/I Electric Water Heater Replacement Market (WH Over 55 gallons) |  |  |  |  | Load Forecast 1 | Load Forecast 2 | C/I WH Efficiency | Load Forecast 1 | Load Forecast 2 | C/I WH Efficiency | Load Forecast 1 | Load Forecast 2 | C/I WH Efficiency
| Total | C/I Population of | Assumed WH | Com/Ind | Com/Ind | Total | Total | Cumulative Impact on FPL Load | Total | Total | Cumulative Impact on FPL Load | Total | Total | Cumulative Impact on FPL Load
| C/I Population | Electric Water Heaters | Effective Useful | Replacement Market | Growth Market | Water Heating | Water Heating | Due to Apr 2010 Standard | Water Heating | Water Heating | Due to Apr 2010 Standard | Water Heating | Water Heating | Due to Apr 2010 Standard
| in | Over 55 Gallons | Life in | of Water Heaters | of Water Heaters | Load | Load | Replacing 2004 Standard | Load | Load | Replacing 2004 Standard | Load | Load | Replacing 2004 Standard
Year | PPID's | in Units | Years | in Units | in Units | Summer MW | Summer MW | Summer MW | Winter MW | Winter MW | Winter MW | Annual MWh | Annual MWh | Annual MWh
2004 Model | 476564.8333 | 49681.514 | 13 | 3821.6549
2005 | 490364.6667 | 51120.1359 | 13 | 3932.3181 | 0 | 50.2523 | 50.2523 | 0 | 34.6567 | 34.6567 | 0 | 424059.6535 | 424059.6535 | 0
2006 | 500078.6667 | 52132.8129 | 13 | 3932.3181 | 1012.677 | 51.2478 | 51.2478 | 0 | 35.3432 | 35.3432 | 0 | 432460.1679 | 432460.1679 | 0
2007 | 511862.3333 | 53361.251 | 13 | 3932.3181 | 1228.4381 | 52.4554 | 52.4554 | 0 | 36.176 | 36.176 | 0 | 442650.4976 | 442650.4976 | 0
2008 | 514125 | 53597.1322 | 13 | 3932.3181 | 235.8812 | 52.6872 | 52.6872 | 0 | 36.336 | 36.336 | 0 | 444607.2162 | 444607.2162 | 0
2009 | 511138.25 | 53285.7658 | 13 | 3932.3181 | -311.3664 | 52.3812 | 52.3812 | 0 | 36.1249 | 36.1249 | 0 | 442024.3217 | 442024.3217 | 0
2010 | 512438.9167 | 53421.3593 | 13 | 3932.3181 | 135.5935 | 52.5144 | 52.5144 | 0 | 36.2168 | 36.2168 | 0 | 443149.1178 | 443149.1178 | 0
2011 | 516695.4167 | 53865.0961 | 13 | 3932.3181 | 443.7368 | 52.9506 | 52.9506 | 0 | 36.5176 | 36.5176 | 0 | 446830.0721 | 446830.0721 | 0
2012 | 520629.4167 | 54275.2126 | 13 | 3932.3181 | 410.1164 | 53.3538 | 53.3538 | 0 | 36.7957 | 36.7957 | 0 | 450232.1334 | 450232.1334 | 0
2013 | 526040.4167 | 54839.3051 | 13 | 3932.3181 | 564.0926 | 53.9083 | 53.9083 | 0 | 37.1781 | 37.1781 | 0 | 454911.4811 | 454911.4811 | 0
2014 | 535705.2677 | 55846.8584 | 13 | 3932.3181 | 1007.5532 | 54.8988 | 54.8988 | 0 | 37.8611 | 37.8611 | 0 | 463269.4924 | 463269.4924 | 0
2015 | 549661.8066 | 57301.8167 | 13 | 3932.3181 | 1454.9583 | 56.329 | 52.7011 | 3.6279 | 38.8475 | 36.3455 | 2.502 | 475338.8877 | 444724.5387 | 30614.3491
2016 | 558880.1585 | 58262.8227 | 13 | 3932.3181 | 961.006 | 57.2737 | 50.3506 | 6.9231 | 39.499 | 34.7245 | 4.7746 | 483310.7735 | 424889.0649 | 58421.7086
2017 | 567606.6778 | 59172.5556 | 13 | 3932.3181 | 909.7329 | 58.168 | 47.9841 | 10.1839 | 40.1158 | 33.0924 | 7.0233 | 490857.3302 | 404919.6327 | 85937.6975
2018 | 575756.506 | 60022.1689 | 13 | 4551.735 | 849.6133 | 59.0032 | 45.182 | 13.8212 | 40.6918 | 31.1599 | 9.5319 | 497905.1735 | 381273.1608 | 116632.0127
2019 | 583701.9908 | 60850.4795 | 13 | 4551.735 | 828.3106 | 59.8174 | 42.3732 | 17.4442 | 41.2533 | 29.2228 | 12.0305 | 504776.3038 | 357571.0327 | 147205.2711
2020 | 591470.1627 | 61660.3054 | 13 | 4551.735 | 809.8259 | 60.6135 | 39.5587 | 21.0548 | 41.8023 | 27.2818 | 14.5205 | 511494.0967 | 333820.6107 | 177673.486
2021 | 599138.1492 | 62459.687 | 13 | 4551.735 | 799.3816 | 61.3993 | 36.741 | 24.6584 | 42.3443 | 25.3386 | 17.0057 | 518125.2509 | 310042.9016 | 208082.3493
2022 | 606878.531 | 63266.6158 | 13 | 4551.735 | 806.9288 | 62.1926 | 33.9256 | 28.267 | 42.8913 | 23.3969 | 19.4944 | 524819.0113 | 286284.9105 | 238534.1009
2023 | 614519.0713 | 64063.1362 | 13 | 4551.735 | 796.5204 | 62.9756 | 31.107 | 31.8686 | 43.4313 | 21.453 | 21.9783 | 531426.4305 | 262499.7259 | 268926.7045
2024 | 622036.1985 | 64846.7909 | 13 | 4551.735 | 783.6547 | 63.7459 | 28.2844 | 35.4615 | 43.9626 | 19.5064 | 24.4562 | 537927.1239 | 238680.9279 | 299246.1959
2025 | 629750.5659 | 65651.0077 | 13 | 4551.735 | 804.2168 | 64.5365 | 25.4681 | 39.0683 | 44.5078 | 17.5642 | 26.9436 | 544598.3875 | 214915.8514 | 329682.5361
2026 | 637636.0996 | 66473.0685 | 13 | 4551.735 | 822.0608 | 65.3446 | 22.6574 | 42.6871 | 45.0651 | 15.6258 | 29.4394 | 551417.6731 | 191197.3947 | 360220.2784
Load forecast 1 assumes the market for electric water heaters reflects the current federal energy conservation standards for water heaters, as of January 2004.
Load forecast 2 assumes that the new and replacement market for electric water heaters reflects the upcoming federal energy conservation standards for residential water heaters, and that those standards will be adopted in 2015.
Prepared by Itron, Inc.
Revised 09-23-14
Adjustment for The Energy Improvement Act of 2015
49%
This 2015 act allows water heaters greater than 75 gallons to not have to meet the standard
which would require them to be heat pumps. This enables utilities to continue to use these
water heaters for load management

## Res AC
OPC 010152
FPL RC-16
2005 - 2026 Residential Peak Hour for the Typical System Peak Day
| Residential Central AC Replacement Market | [7 empty] | Load Forecast 1 | Load Forecast 2 | Residential AC Efficiency
| Total | Total | Total | Assumed AC | Residential | Residential | Residential | Residential | Total | Total | Cumulative Impact on FPL Load
| Res Population | Res Population | Res Population | Effective Useful | Replacement Market | Growth Market | Replacement Market | Growth Market | Central Air Conditioning | Central Air Conditioning | Due to SEER 13 and 14 Standards
| in | of Air Conditioners in | of AC Capacity in | Life in | of Air Conditioners in | of Air Conditioners in | of AC Capacity in | of AC Capacity in | Load | Load | Replacing Current Efficiency Mix
Year | PPID's | Units | Tons of AC | Years | Units | Units | Tons of AC | Tons of AC | Summer MW | Summer MW | Summer MW
2004 Model | 3744914.5 | 3505662.3261 | 10232550.7839 | 15 | 233710.8217 |  | 682170.0523
2005 | 3828374.4167 | 3583790.2208 | 10460595.4658 | 15 | 238919.3481 | 0 | 697373.0311 | 0 | 7557.6822 | 7557.6822 | 0
2006 | 3906267.3333 | 3656706.7756 | 10673428.9565 | 15 | 238919.3481 | 72916.5548 | 697373.0311 | 212833.4907 | 7888.8971 | 7780.7437 | 108.1533
2007 | 3981450.5833 | 3727086.7768 | 10878858.5928 | 15 | 238919.3481 | 70380.0012 | 697373.0311 | 205429.6363 | 8005.3513 | 7795.821 | 209.5303
2008 | 3992257.0833 | 3737202.8796 | 10908386.1187 | 15 | 238919.3481 | 10116.1028 | 697373.0311 | 29527.5259 | 7991.6015 | 7706.3236 | 285.2779
2009 | 3984489.9167 | 3729931.9356 | 10887163.2237 | 15 | 238919.3481 | -7270.944 | 697373.0311 | -21222.895 | 7940.6443 | 7589.8824 | 350.762
2010 | 4004366 | 3748538.1913 | 10941472.3493 | 15 | 238919.3481 | 18606.2556 | 697373.0311 | 54309.1256 | 7944.6695 | 7524.8293 | 419.8402
2011 | 4026759.6667 | 3769501.1888 | 11002660.4836 | 15 | 238919.3481 | 20962.9976 | 697373.0311 | 61188.1343 | 7989.0986 | 7488.9924 | 500.1061
2012 | 4052173.8333 | 3793291.7151 | 11072101.7889 | 15 | 238919.3481 | 23790.5262 | 697373.0311 | 69441.3053 | 8039.5203 | 7458.275 | 581.2454
2013 | 4097171.6667 | 3835414.7619 | 11195053.2247 | 15 | 238919.3481 | 42123.0469 | 697373.0311 | 122951.4358 | 8128.7961 | 7460.7494 | 668.0467
2014 | 4158327.1259 | 3892663.1689 | 11362153.5263 | 15 | 238919.3481 | 57248.407 | 697373.0311 | 167100.3015 | 8250.1287 | 7490.6091 | 759.5195
2015 | 4228484.0018 | 3958337.9172 | 11553849.1701 | 15 | 238919.3481 | 65674.7482 | 697373.0311 | 191695.6438 | 8389.32 | 7496.3335 | 892.9865
2016 | 4289564.3425 | 4015516.0047 | 11720744.2186 | 15 | 238919.3481 | 57178.0875 | 697373.0311 | 166895.0485 | 8510.5035 | 7487.7731 | 1022.7305
2017 | 4350873.5349 | 4072908.3233 | 11888264.5787 | 15 | 238919.3481 | 57392.3187 | 697373.0311 | 167520.3601 | 8632.1411 | 7479.5728 | 1152.5683
2018 | 4411411.1168 | 4129578.3275 | 12053676.6011 | 15 | 238919.3481 | 56670.0041 | 697373.0311 | 165412.0224 | 8752.2478 | 7470.1582 | 1282.0896
2019 | 4470700.462 | 4185079.8413 | 12215677.9594 | 15 | 238919.3481 | 55501.5138 | 697373.0311 | 162001.3583 | 8869.8779 | 7458.7791 | 1411.0988
2020 | 4527846.6275 | 4238575.0971 | 12371823.3241 | 15 | 238919.3481 | 53495.2559 | 697373.0311 | 156145.3647 | 8983.256 | 7444.027 | 1539.229
2021 | 4581556.8458 | 4288853.9189 | 12518580.3558 | 15 | 285923.5946 | 50278.8218 | 834572.0237 | 146757.0317 | 9089.8172 | 7444.6644 | 1645.1528
2022 | 4635494.0739 | 4339345.2475 | 12665957.666 | 15 | 285923.5946 | 50491.3286 | 834572.0237 | 147377.3103 | 9196.8288 | 7450.2517 | 1746.5771
2023 | 4690133.3588 | 4390493.7804 | 12815253.2659 | 15 | 285923.5946 | 51148.5329 | 834572.0237 | 149295.5999 | 9305.2332 | 7566.0546 | 1739.1786
2024 | 4745552.6071 | 4442372.4471 | 12966680.0271 | 15 | 285923.5946 | 51878.6667 | 834572.0237 | 151426.7612 | 9415.1851 | 7714.5652 | 1700.6199
2025 | 4799119.106 | 4492516.7313 | 13113044.3619 | 15 | 285923.5946 | 50144.2842 | 834572.0237 | 146364.3348 | 9521.4611 | 7813.3079 | 1708.1532
2026 | 4846527.0111 | 4536895.8772 | 13242581.0434 | 15 | 285923.5946 | 44379.1459 | 834572.0237 | 129536.6815 | 9615.5185 | 7898.0911 | 1717.4274
Load forecast 1 assumes turnover of <10 SEER equipment to 2002 trends in efficiency distribution through 2010, after which no further improvements are made to the average population efficiency level.
Load forecast 2 assumes Load forecast 1 trends in efficiency improvement through 2005, after which all replacement units from the 2005 population and all new growth is assumed to be 13 SEER in 2006 through 2014 and 14 SEER from 2015 through 2026.
Prepared by Itron, Inc.
Revised 9-15-14
http://www.appliance-standards.org/product/central-air-conditioners-and-heat-pumps
in 2017 a standard for 2022 will be due

## CI DX
OPC 010153
FPL RC-16
Florida Power & Light
Commercial/Industrial Load Forecast for DX Air-Conditioning Systems
2005 - 2026, 4-5 PM on a Typical System Peak Day
Summary Results
a. FPL System
| DX AC Replacement Market |  |  |  | Load Forecast 1a | Load Forecast 2a | Load Forecast 1a | Load Forecast 2a | CI DX Efficiency
| Total | Assumed DX AC | Commercial | Commercial | Total | Total | Total | Total | Cumulative Impact on FPL Load
| CI DX AC Population | Effective Useful | DX AC | DX AC | C/I DX AC Load for | C/I DX AC Load for | C/I DX AC Load for | C/I DX AC Load for | Due to EPACT and EISA Regulations
| in | Life in | Replacement Market | Growth Market | ASHRAE 90.1 1989 | EPACT and EISA Regulations | ASHRAE 90.1 1989 | EPACT and EISA Regulations | Replacing ASHRAE 90.1 1989
Year | Tons | Years | in Tons | in Tons | Summer kW | Summer kW | Summer MW | Summer MW | Summer MW
2005 | 2754502.1821 | 15 | 183633.4788 | 0 | 2760212.3313 | 2745035.9226 | 2760.2123 | 2745.0359 | 15.1764
2006 | 2809068.1736 | 15 | 183633.4788 | 54565.9914 | 2814891.4394 | 2762999.7883 | 2814.8914 | 2762.9998 | 51.8917
2007 | 2875260.0054 | 15 | 183633.4788 | 66191.8318 | 2881220.4885 | 2790821.6282 | 2881.2205 | 2790.8216 | 90.3989
2008 | 2887969.9755 | 15 | 183633.4788 | 12709.9701 | 2893956.8067 | 2773294.2463 | 2893.9568 | 2773.2942 | 120.6626
2009 | 2871192.6464 | 15 | 183633.4788 | -16777.3291 | 2877144.6978 | 2730763.5077 | 2877.1447 | 2730.7635 | 146.3812
2010 | 2878498.8196 | 15 | 183633.4788 | 7306.1732 | 2884466.0168 | 2702649.9974 | 2884.466 | 2702.65 | 181.816
2011 | 2902408.6551 | 15 | 183633.4788 | 23909.8355 | 2908425.418 | 2688093.2399 | 2908.4254 | 2688.0932 | 220.3322
2012 | 2924506.9267 | 15 | 183633.4788 | 22098.2716 | 2930569.4999 | 2672057.3555 | 2930.5695 | 2672.0574 | 258.5121
2013 | 2954901.8804 | 15 | 183633.4788 | 30394.9536 | 2961027.463 | 2662795.6432 | 2961.0275 | 2662.7956 | 298.2318
2014 | 3009191.7899 | 15 | 183633.4788 | 54289.9095 | 3015429.9168 | 2673043.9647 | 3015.4299 | 2673.044 | 342.386
2015 | 3087589.1936 | 15 | 183633.4788 | 78397.4037 | 3093989.8402 | 2702975.8555 | 3093.9898 | 2702.9759 | 391.014
2016 | 3139371.0044 | 15 | 183633.4788 | 51781.8108 | 3145878.9959 | 2711176.3351 | 3145.879 | 2711.1763 | 434.7027
2017 | 3188390.0674 | 15 | 183633.4788 | 49019.063 | 3194999.6766 | 2717121.054 | 3194.9997 | 2717.1211 | 477.8786
2018 | 3234169.7109 | 15 | 183633.4788 | 45779.6435 | 3240874.2224 | 2720420.8137 | 3240.8742 | 2720.4208 | 520.4534
2019 | 3278801.5059 | 15 | 183633.4788 | 44631.795 | 3285598.5402 | 2722783.3645 | 3285.5985 | 2722.7834 | 562.8152
2020 | 3322437.2893 | 15 | 218586.7671 | 43635.7834 | 3329324.7816 | 2738409.9911 | 3329.3248 | 2738.41 | 590.9148
2021 | 3365510.3061 | 15 | 218586.7671 | 43073.0168 | 3372487.0898 | 2766705.3439 | 3372.4871 | 2766.7053 | 605.7817
2022 | 3408989.9854 | 15 | 218586.7671 | 43479.6794 | 3416056.9036 | 2795332.7332 | 3416.0569 | 2795.3327 | 620.7242
2023 | 3451908.83 | 15 | 218586.7671 | 42918.8446 | 3459064.72 | 2823502.2057 | 3459.0647 | 2823.5022 | 635.5625
2024 | 3494134.4321 | 15 | 218586.7671 | 42225.602 | 3501377.8567 | 2852931.8365 | 3501.3779 | 2852.9318 | 648.446
2025 | 3537467.9822 | 15 | 218586.7671 | 43333.5502 | 3544801.2383 | 2888313.3215 | 3544.8012 | 2888.3133 | 656.4879
2026 | 3581763.0167 | 15 | 218586.7671 | 44295.0345 | 3589188.0975 | 2924479.8504 | 3589.1881 | 2924.4799 | 664.7082
b. GS Rate Class
| DX AC Replacement Market |  |  |  | Load Forecast 1a | Load Forecast 2a | Load Forecast 1a | Load Forecast 2a | CI DX Efficiency
| Total | Assumed DX AC | Commercial | Commercial | Total | Total | Total | Total | Cumulative Impact on FPL Load
| CI DX AC Population | Effective Useful | DX AC | DX AC | C/I DX AC Load for | C/I DX AC Load for | C/I DX AC Load for | C/I DX AC Load for | Due to EPACT and EISA Regulations
| in | Life in | Replacement Market | Growth Market | ASHRAE 90.1 1989 | EPACT and EISA Regulations | ASHRAE 90.1 1989 | EPACT and EISA Regulations | Replacing ASHRAE 90.1 1989
Year | Tons | Years | in Tons | in Tons | Summer kW | Summer kW | Summer MW | Summer MW | Summer MW
2005 | 351638.5764 | 15 | 23442.5718 | 0 | 342349.3542 | 342080.0206 | 342.3494 | 342.08 | 0.26933
2006 | 358604.4477 | 15 | 23442.5718 | 6965.8712 | 349131.2083 | 342285.3811 | 349.1312 | 342.2854 | 6.8458
2007 | 367054.4688 | 15 | 23442.5718 | 8450.0211 | 357358.0055 | 343614.7046 | 357.358 | 343.6147 | 13.7433
2008 | 368677.0182 | 15 | 23442.5718 | 1622.5494 | 358937.692 | 339773.5082 | 358.9377 | 339.7735 | 19.1642
2009 | 366535.2315 | 15 | 23442.5718 | -2141.7867 | 356852.4848 | 333081.5384 | 356.8525 | 333.0815 | 23.7709
2010 | 367467.9344 | 15 | 23442.5718 | 932.703 | 357760.5486 | 328595.079 | 357.7605 | 328.5951 | 29.1655
2011 | 370520.2538 | 15 | 23442.5718 | 3052.3194 | 360732.235 | 325703.1473 | 360.7322 | 325.7031 | 35.0291
2012 | 373341.3098 | 15 | 23442.5718 | 2821.0559 | 363478.7673 | 322637.2426 | 363.4788 | 322.6372 | 40.8415
2013 | 377221.5166 | 15 | 23442.5718 | 3880.2068 | 367256.4708 | 320368.1071 | 367.2565 | 320.3681 | 46.8884
2014 | 384152.1434 | 15 | 23442.5718 | 6930.6267 | 374004.0115 | 320393.7165 | 374.004 | 320.3937 | 53.6103
2015 | 394160.3226 | 15 | 23442.5718 | 10008.1792 | 383747.805 | 322734.4816 | 383.7478 | 322.7345 | 61.0133
2016 | 400770.7665 | 15 | 23442.5718 | 6610.4439 | 390183.6211 | 322519.2265 | 390.1836 | 322.5192 | 67.6644
2017 | 407028.5192 | 15 | 23442.5718 | 6257.7527 | 396276.063 | 322038.6517 | 396.2761 | 322.0387 | 74.2374
2018 | 412872.7291 | 15 | 23442.5718 | 5844.2098 | 401965.8866 | 321246.9802 | 401.9659 | 321.247 | 80.7189
2019 | 418570.405 | 15 | 23442.5718 | 5697.676 | 407513.0473 | 320345.0755 | 407.513 | 320.3451 | 87.168
2020 | 424140.9305 | 15 | 27904.6937 | 5570.5255 | 412936.4165 | 319594.3666 | 412.9364 | 319.5944 | 93.342
2021 | 429639.6135 | 15 | 27904.6937 | 5498.683 | 418289.841 | 323590.2501 | 418.2898 | 323.5903 | 94.6996
2022 | 435190.2109 | 15 | 27904.6937 | 5550.5974 | 423693.8084 | 327625.1873 | 423.6938 | 327.6252 | 96.0686
2023 | 440669.2123 | 15 | 27904.6937 | 5479.0014 | 429028.0713 | 331606.2649 | 429.0281 | 331.6063 | 97.4218
2024 | 446059.7147 | 15 | 27904.6937 | 5390.5024 | 434276.173 | 335558.1284 | 434.2762 | 335.5581 | 98.718
2025 | 451591.6573 | 15 | 27904.6937 | 5531.9426 | 439661.9785 | 339719.6526 | 439.662 | 339.7197 | 99.9423
2026 | 457246.3426 | 15 | 27904.6937 | 5654.6853 | 445167.2841 | 343973.5126 | 445.1673 | 343.9735 | 101.1938
c. GSD Rate Class
| DX AC Replacement Market |  |  |  | Load Forecast 1a | Load Forecast 2a | Load Forecast 1a | Load Forecast 2a | CI DX Efficiency
| Total | Assumed DX AC | Commercial | Commercial | Total | Total | Total | Total | Cumulative Impact on FPL Load
| CI DX AC Population | Effective Useful | DX AC | DX AC | C/I DX AC Load for | C/I DX AC Load for | C/I DX AC Load for | C/I DX AC Load for | Due to EPACT and EISA Regulations
| in | Life in | Replacement Market | Growth Market | ASHRAE 90.1 1989 | EPACT and EISA Regulations | ASHRAE 90.1 1989 | EPACT and EISA Regulations | Replacing ASHRAE 90.1 1989
Year | Tons | Years | in Tons | in Tons | Summer kW | Summer kW | Summer MW | Summer MW | Summer MW
2005 | 1377251.0911 | 15 | 91816.7394 | 0 | 1368207.6118 | 1360475.7396 | 1368.2076 | 1360.4757 | 7.7319
2006 | 1404534.0868 | 15 | 91816.7394 | 27282.9957 | 1395311.4584 | 1368491.4017 | 1395.3115 | 1368.4914 | 26.8201
2007 | 1437630.0027 | 15 | 91816.7394 | 33095.9159 | 1428190.0558 | 1381350.1744 | 1428.1901 | 1381.3502 | 46.8399
2008 | 1443984.9878 | 15 | 91816.7394 | 6354.9851 | 1434503.3119 | 1371929.3905 | 1434.5033 | 1371.9294 | 62.5739
2009 | 1435596.3232 | 15 | 91816.7394 | -8388.6646 | 1426169.7301 | 1350224.7421 | 1426.1697 | 1350.2247 | 75.945
2010 | 1439249.4098 | 15 | 91816.7394 | 3653.0866 | 1429798.8293 | 1335012.1806 | 1429.7988 | 1335.0122 | 94.7866
2011 | 1451204.3276 | 15 | 91816.7394 | 11954.9178 | 1441675.2472 | 1326408.5113 | 1441.6752 | 1326.4085 | 115.2667
2012 | 1462253.4634 | 15 | 91816.7394 | 11049.1358 | 1452651.8308 | 1317083.7704 | 1452.6518 | 1317.0838 | 135.5681
2013 | 1477450.9402 | 15 | 91816.7394 | 15197.4768 | 1467749.516 | 1311061.426 | 1467.7495 | 1311.0614 | 156.6881
2014 | 1504595.895 | 15 | 91816.7394 | 27144.9548 | 1494716.2282 | 1314550.1873 | 1494.7162 | 1314.5502 | 180.166
2015 | 1543794.5968 | 15 | 91816.7394 | 39198.7019 | 1533657.5386 | 1327634.6528 | 1533.6575 | 1327.6347 | 206.0229
2016 | 1569685.5022 | 15 | 91816.7394 | 25890.9054 | 1559378.4359 | 1330125.0949 | 1559.3784 | 1330.1251 | 229.2533
2017 | 1594195.0337 | 15 | 91816.7394 | 24509.5315 | 1583727.0298 | 1331515.8579 | 1583.727 | 1331.5159 | 252.2112
2018 | 1617084.8555 | 15 | 91816.7394 | 22889.8218 | 1606466.5495 | 1331617.2081 | 1606.4665 | 1331.6172 | 274.8493
2019 | 1639400.7529 | 15 | 91816.7394 | 22315.8975 | 1628635.9136 | 1331261.6707 | 1628.6359 | 1331.2617 | 297.3742
2020 | 1661218.6447 | 15 | 109293.3835 | 21817.8917 | 1650310.5419 | 1337593.4046 | 1650.3105 | 1337.5934 | 312.7171
2021 | 1682755.153 | 15 | 109293.3835 | 21536.5084 | 1671705.6345 | 1350684.7866 | 1671.7056 | 1350.6848 | 321.0208
2022 | 1704494.9927 | 15 | 109293.3835 | 21739.8397 | 1693302.7233 | 1363938.0359 | 1693.3027 | 1363.938 | 329.3647
2023 | 1725954.415 | 15 | 109293.3835 | 21459.4223 | 1714621.2361 | 1376968.0515 | 1714.6212 | 1376.9681 | 337.6532
2024 | 1747067.216 | 15 | 109293.3835 | 21112.801 | 1735595.4036 | 1390799.0516 | 1735.5954 | 1390.7991 | 344.7964
2025 | 1768733.9911 | 15 | 109293.3835 | 21666.7751 | 1757119.9075 | 1408047.4608 | 1757.1199 | 1408.0475 | 349.0724
2026 | 1790881.5083 | 15 | 109293.3835 | 22147.5172 | 1779121.997 | 1425678.5775 | 1779.122 | 1425.6786 | 353.4434
d. GSLD Rate Class
| DX AC Replacement Market |  |  |  | Load Forecast 1a | Load Forecast 2a | Load Forecast 1a | Load Forecast 2a | CI DX Efficiency
| Total | Assumed DX AC | Commercial | Commercial | Total | Total | Total | Total | Cumulative Impact on FPL Load
| CI DX AC Population | Effective Useful | DX AC | DX AC | C/I DX AC Load for | C/I DX AC Load for | C/I DX AC Load for | C/I DX AC Load for | Due to EPACT and EISA Regulations
| in | Life in | Replacement Market | Growth Market | ASHRAE 90.1 1989 | EPACT and EISA Regulations | ASHRAE 90.1 1989 | EPACT and EISA Regulations | Replacing ASHRAE 90.1 1989
Year | Tons | Years | in Tons | in Tons | Summer kW | Summer kW | Summer MW | Summer MW | Summer MW
2005 | 1025612.5146 | 15 | 68374.1676 | 0 | 1049655.3654 | 1042480.1623 | 1049.6554 | 1042.4802 | 7.1752
2006 | 1045929.6391 | 15 | 68374.1676 | 20317.1245 | 1070448.7727 | 1052223.0055 | 1070.4488 | 1052.223 | 18.2258
2007 | 1070575.5339 | 15 | 68374.1676 | 24645.8948 | 1095672.4272 | 1065856.7492 | 1095.6724 | 1065.8567 | 29.8157
2008 | 1075307.9696 | 15 | 68374.1676 | 4732.4357 | 1100515.8027 | 1061591.3476 | 1100.5158 | 1061.5913 | 38.9245
2009 | 1069061.0918 | 15 | 68374.1676 | -6246.8779 | 1094122.4828 | 1047457.2272 | 1094.1225 | 1047.4572 | 46.6653
2010 | 1071781.4754 | 15 | 68374.1676 | 2720.3836 | 1096906.6389 | 1039042.7377 | 1096.9066 | 1039.0427 | 57.8639
2011 | 1080684.0737 | 15 | 68374.1676 | 8902.5983 | 1106017.9358 | 1035981.5813 | 1106.0179 | 1035.9816 | 70.0364
2012 | 1088912.1536 | 15 | 68374.1676 | 8228.0798 | 1114438.9018 | 1032336.3425 | 1114.4389 | 1032.3363 | 82.1026
2013 | 1100229.4235 | 15 | 68374.1676 | 11317.27 | 1126021.4761 | 1031366.1101 | 1126.0215 | 1031.3661 | 94.6554
2014 | 1120443.7516 | 15 | 68374.1676 | 20214.328 | 1146709.6771 | 1038100.0609 | 1146.7097 | 1038.1001 | 108.6096
2015 | 1149634.2742 | 15 | 68374.1676 | 29190.5227 | 1176584.4966 | 1052606.7212 | 1176.5845 | 1052.6067 | 123.9778
2016 | 1168914.7357 | 15 | 68374.1676 | 19280.4615 | 1196316.9389 | 1058532.0137 | 1196.3169 | 1058.532 | 137.7849
2017 | 1187166.5145 | 15 | 68374.1676 | 18251.7788 | 1214996.5838 | 1063566.5444 | 1214.9966 | 1063.5665 | 151.43
2018 | 1204212.1264 | 15 | 68374.1676 | 17045.612 | 1232441.7863 | 1067556.6254 | 1232.4418 | 1067.5566 | 164.8852
2019 | 1220830.3479 | 15 | 68374.1676 | 16618.2215 | 1249449.5794 | 1071176.6184 | 1249.4496 | 1071.1766 | 178.273
2020 | 1237077.7141 | 15 | 81388.6899 | 16247.3662 | 1266077.8233 | 1081222.2199 | 1266.0778 | 1081.2222 | 184.8556
2021 | 1253115.5395 | 15 | 81388.6899 | 16037.8254 | 1282491.6143 | 1092430.3071 | 1282.4916 | 1092.4303 | 190.0613
2022 | 1269304.7818 | 15 | 81388.6899 | 16189.2423 | 1299060.3718 | 1103769.5101 | 1299.0604 | 1103.7695 | 195.2909
2023 | 1285285.2027 | 15 | 81388.6899 | 15980.4209 | 1315415.4126 | 1114927.8893 | 1315.4154 | 1114.9279 | 200.4875
2024 | 1301007.5013 | 15 | 81388.6899 | 15722.2986 | 1331506.2801 | 1126574.6566 | 1331.5063 | 1126.5747 | 204.9316
2025 | 1317142.3338 | 15 | 81388.6899 | 16134.8325 | 1348019.3523 | 1140546.2081 | 1348.0194 | 1140.5462 | 207.4731
2026 | 1333635.1658 | 15 | 81388.6899 | 16492.832 | 1364898.8164 | 1154827.7603 | 1364.8988 | 1154.8278 | 210.0711
Load forecast 1a assumes that the entire market has ASHRAE 90.1 1989 defined efficiency; no improvements are made to the average population efficiency level.
Load forecast 2a assumes ASHRAE 90.1 1989 through 2005, after which all replacement equipment through 2026 are assumed to be EPACT and EISA compliant.
Load forecast 3a is identical to Load forecast 2a but achievable potential estimates from FPL are subtracted from that forecast.
Prepared by Itron, Inc.
Revised 9-18-14

## CI Chiller
OPC 010154
FPL RC-16
Commercial/Industrial Load Forecast for Chilled Water Cooling Systems
2005 - 2026, 4-5 PM on a Typical System Peak Day
a. FPL System
| Chiller Replacement Market | [6 empty] | Load Forecast 1a | Load Forecast 2a | CI Chiller Efficiency
| Total | Assumed Chiller | Commercial | Commercial |  |  |  | Total | Total | Cumulative Impact on FPL Load
| CI Chiller Population | Effective Useful | Chiller | Chiller |  |  | Peak Hour | C/I Chiller Load for | C/I Chiller Load for | Due to ASHRAE 90.1 2001
| in | Life in | Replacement Market | Growth Market | Base efficiency | Repl efficiency | DF Multiplier | ASHRAE 90.1 1989 | ASHRAE 90.1 2001 Replacements | Replacing ASHRAE 90.1 1989
Year | Tons | Years | in Tons | in Tons | kW/ton | kW/ton |  | Summer MW | Summer MW | Summer MW
2005 | 1408121.8058 | 15 | 93874.7871 | 0 | 0.89868 | 0.77297 | 0.91 | 1151.5602 | 1140.8213 | 10.7389
2006 | 1436016.3426 | 15 | 93874.7871 | 27894.5368 | 0.89868 | 0.77297 | 0.91 | 1174.3723 | 1149.7034 | 24.6689
2007 | 1469854.0946 | 15 | 93874.7871 | 33837.752 | 0.89868 | 0.77297 | 0.91 | 1202.0448 | 1162.766 | 39.2787
2008 | 1476351.5249 | 15 | 93874.7871 | 6497.4304 | 0.89868 | 0.77297 | 0.91 | 1207.3584 | 1156.5974 | 50.7609
2009 | 1467774.8307 | 15 | 93874.7871 | -8576.6942 | 0.89868 | 0.77297 | 0.91 | 1200.3444 | 1139.8256 | 60.5187
2010 | 1471509.8003 | 15 | 93874.7871 | 3734.9695 | 0.89868 | 0.77297 | 0.91 | 1203.3988 | 1131.7139 | 71.6849
2011 | 1483732.6843 | 15 | 93874.7871 | 12222.8841 | 0.89868 | 0.77297 | 0.91 | 1213.3947 | 1129.5726 | 83.8221
2012 | 1495029.4835 | 15 | 93874.7871 | 11296.7992 | 0.89868 | 0.77297 | 0.91 | 1222.6332 | 1126.7798 | 95.8533
2013 | 1510567.6077 | 15 | 93874.7871 | 15538.1242 | 0.89868 | 0.77297 | 0.91 | 1235.3402 | 1126.9705 | 108.3698
2014 | 1538321.0094 | 15 | 93874.7871 | 27753.4017 | 0.89868 | 0.77297 | 0.91 | 1258.0369 | 1135.7533 | 122.2836
2015 | 1578398.3397 | 15 | 93874.7871 | 40077.3303 | 0.89868 | 0.77297 | 0.91 | 1290.8121 | 1153.2049 | 137.6072
2016 | 1604869.5828 | 15 | 93874.7871 | 26471.2431 | 0.89868 | 0.77297 | 0.91 | 1312.4603 | 1161.0859 | 151.3744
2017 | 1629928.4889 | 15 | 93874.7871 | 25058.9061 | 0.89868 | 0.77297 | 0.91 | 1332.9534 | 1167.9735 | 164.9799
2018 | 1653331.3799 | 15 | 93874.7871 | 23402.891 | 0.89868 | 0.77297 | 0.91 | 1352.0923 | 1173.6962 | 178.3961
2019 | 1676147.4822 | 15 | 93874.7871 | 22816.1024 | 0.89868 | 0.77297 | 0.91 | 1370.7512 | 1179.0062 | 191.7451
2020 | 1698454.4161 | 15 | 111743.1655 | 22306.9339 | 0.89868 | 0.77297 | 0.91 | 1388.9938 | 1194.6969 | 194.2969
2021 | 1720473.6596 | 15 | 111743.1655 | 22019.2435 | 0.89868 | 0.77297 | 0.91 | 1407.0011 | 1210.1853 | 196.8158
2022 | 1742700.792 | 15 | 111743.1655 | 22227.1324 | 0.89868 | 0.77297 | 0.91 | 1425.1785 | 1225.8199 | 199.3585
2023 | 1764641.2215 | 15 | 111743.1655 | 21940.4295 | 0.89868 | 0.77297 | 0.91 | 1443.1213 | 1241.2529 | 201.8684
2024 | 1786227.2603 | 15 | 111743.1655 | 21586.0388 | 0.89868 | 0.77297 | 0.91 | 1460.7743 | 1256.4366 | 204.3378
2025 | 1808379.6903 | 15 | 111743.1655 | 22152.43 | 0.89868 | 0.77297 | 0.91 | 1478.8906 | 1272.0186 | 206.8719
2026 | 1831023.6382 | 15 | 111743.1655 | 22643.9479 | 0.89868 | 0.77297 | 0.91 | 1497.4088 | 1287.9464 | 209.4623
b. GS Rate Class
| Chiller Replacement Market | [6 empty] | Load Forecast 1a | Load Forecast 2a | CI Chiller Efficiency
| Total | Assumed Chiller | Commercial | Commercial |  |  |  | Total | Total | Cumulative Impact on FPL Load
| CI Chiller Population | Effective Useful | Chiller | Chiller |  |  | Peak Hour | C/I Chiller Load for | C/I Chiller Load for | Due to ASHRAE 90.1 2001
| in | Life in | Replacement Market | Growth Market | Base efficiency | Repl efficiency | DF Multiplier | ASHRAE 90.1 1989 | ASHRAE 90.1 2001 Replacements | Replacing ASHRAE 90.1 1989
Year | Tons | Years | in Tons | in Tons | kW/ton | kW/ton |  | Summer MW | Summer MW | Summer MW
2005 | 0 | 15 | 0 | 0 | 0.89868 | 0.77297 | 0.91 | 0 | 0 | 0
2006 | 0 | 15 | 0 | 0 | 0.89868 | 0.77297 | 0.91 | 0 | 0 | 0
2007 | 0 | 15 | 0 | 0 | 0.89868 | 0.77297 | 0.91 | 0 | 0 | 0
2008 | 0 | 15 | 0 | 0 | 0.89868 | 0.77297 | 0.91 | 0 | 0 | 0
2009 | 0 | 15 | 0 | 0 | 0.89868 | 0.77297 | 0.91 | 0 | 0 | 0
2010 | 0 | 15 | 0 | 0 | 0.89868 | 0.77297 | 0.91 | 0 | 0 | 0
2011 | 0 | 15 | 0 | 0 | 0.89868 | 0.77297 | 0.91 | 0 | 0 | 0
2012 | 0 | 15 | 0 | 0 | 0.89868 | 0.77297 | 0.91 | 0 | 0 | 0
2013 | 0 | 15 | 0 | 0 | 0.89868 | 0.77297 | 0.91 | 0 | 0 | 0
2014 | 0 | 15 | 0 | 0 | 0.89868 | 0.77297 | 0.91 | 0 | 0 | 0
2015 | 0 | 15 | 0 | 0 | 0.89868 | 0.77297 | 0.91 | 0 | 0 | 0
2016 | 0 | 15 | 0 | 0 | 0.89868 | 0.77297 | 0.91 | 0 | 0 | 0
2017 | 0 | 15 | 0 | 0 | 0.89868 | 0.77297 | 0.91 | 0 | 0 | 0
2018 | 0 | 15 | 0 | 0 | 0.89868 | 0.77297 | 0.91 | 0 | 0 | 0
2019 | 0 | 15 | 0 | 0 | 0.89868 | 0.77297 | 0.91 | 0 | 0 | 0
2020 | 0 | 15 | 0 | 0 | 0.89868 | 0.77297 | 0.91 | 0 | 0 | 0
2021 | 0 | 15 | 0 | 0 | 0.89868 | 0.77297 | 0.91 | 0 | 0 | 0
2022 | 0 | 15 | 0 | 0 | 0.89868 | 0.77297 | 0.91 | 0 | 0 | 0
2023 | 0 | 15 | 0 | 0 | 0.89868 | 0.77297 | 0.91 | 0 | 0 | 0
2024 | 0 | 15 | 0 | 0 | 0.89868 | 0.77297 | 0.91 | 0 | 0 | 0
2025 | 0 | 15 | 0 | 0 | 0.89868 | 0.77297 | 0.91 | 0 | 0 | 0
2026 | 0 | 15 | 0 | 0 | 0.89868 | 0.77297 | 0.91 | 0 | 0 | 0
c. GSD Rate Class
| Chiller Replacement Market | [6 empty] | Load Forecast 1a | Load Forecast 2a | CI Chiller Efficiency
| Total | Assumed Chiller | Commercial | Commercial |  |  |  | Total | Total | Cumulative Impact on FPL Load
| CI Chiller Population | Effective Useful | Chiller | Chiller |  |  | Peak Hour | C/I Chiller Load for | C/I Chiller Load for | Due to ASHRAE 90.1 2001
| in | Life in | Replacement Market | Growth Market | Base efficiency | Repl efficiency | DF Multiplier | ASHRAE 90.1 1989 | ASHRAE 90.1 2001 Replacements | Replacing ASHRAE 90.1 1989
Year | Tons | Years | in Tons | in Tons | kW/ton | kW/ton |  | Summer MW | Summer MW | Summer MW
2005 | 291580.8906 | 15 | 19438.726 | 0 | 0.89868 | 0.77297 | 0.91 | 238.4545 | 236.2308 | 2.2237
2006 | 297357.0343 | 15 | 19438.726 | 5776.1437 | 0.89868 | 0.77297 | 0.91 | 243.1782 | 238.07 | 5.1082
2007 | 304363.8442 | 15 | 19438.726 | 7006.8099 | 0.89868 | 0.77297 | 0.91 | 248.9084 | 240.7749 | 8.1335
2008 | 305709.2723 | 15 | 19438.726 | 1345.428 | 0.89868 | 0.77297 | 0.91 | 250.0086 | 239.4975 | 10.5111
2009 | 303933.2894 | 15 | 19438.726 | -1775.9828 | 0.89868 | 0.77297 | 0.91 | 248.5563 | 236.0246 | 12.5317
2010 | 304706.6925 | 15 | 19438.726 | 773.4031 | 0.89868 | 0.77297 | 0.91 | 249.1887 | 234.3449 | 14.8439
2011 | 307237.6947 | 15 | 19438.726 | 2531.0022 | 0.89868 | 0.77297 | 0.91 | 251.2586 | 233.9015 | 17.3571
2012 | 309576.9318 | 15 | 19438.726 | 2339.2371 | 0.89868 | 0.77297 | 0.91 | 253.1716 | 233.3232 | 19.8484
2013 | 312794.4235 | 15 | 19438.726 | 3217.4916 | 0.89868 | 0.77297 | 0.91 | 255.8029 | 233.3627 | 22.4402
2014 | 318541.3422 | 15 | 19438.726 | 5746.9187 | 0.89868 | 0.77297 | 0.91 | 260.5027 | 235.1813 | 25.3214
2015 | 326840.1865 | 15 | 19438.726 | 8298.8443 | 0.89868 | 0.77297 | 0.91 | 267.2895 | 238.795 | 28.4944
2016 | 332321.6077 | 15 | 19438.726 | 5481.4211 | 0.89868 | 0.77297 | 0.91 | 271.7722 | 240.427 | 31.3452
2017 | 337510.5751 | 15 | 19438.726 | 5188.9674 | 0.89868 | 0.77297 | 0.91 | 276.0157 | 241.8532 | 34.1625
2018 | 342356.6301 | 15 | 19438.726 | 4846.0551 | 0.89868 | 0.77297 | 0.91 | 279.9788 | 243.0382 | 36.9406
2019 | 347081.1784 | 15 | 19438.726 | 4724.5483 | 0.89868 | 0.77297 | 0.91 | 283.8425 | 244.1377 | 39.7048
2020 | 351700.2927 | 15 | 23138.7452 | 4619.1144 | 0.89868 | 0.77297 | 0.91 | 287.62 | 247.3868 | 40.2332
2021 | 356259.8348 | 15 | 23138.7452 | 4559.5421 | 0.89868 | 0.77297 | 0.91 | 291.3488 | 250.594 | 40.7548
2022 | 360862.4246 | 15 | 23138.7452 | 4602.5898 | 0.89868 | 0.77297 | 0.91 | 295.1128 | 253.8315 | 41.2813
2023 | 365405.6466 | 15 | 23138.7452 | 4543.222 | 0.89868 | 0.77297 | 0.91 | 298.8283 | 257.0272 | 41.8011
2024 | 369875.4847 | 15 | 23138.7452 | 4469.838 | 0.89868 | 0.77297 | 0.91 | 302.4837 | 260.1713 | 42.3124
2025 | 374462.6058 | 15 | 23138.7452 | 4587.1211 | 0.89868 | 0.77297 | 0.91 | 306.235 | 263.3979 | 42.8371
2026 | 379151.5059 | 15 | 23138.7452 | 4688.9001 | 0.89868 | 0.77297 | 0.91 | 310.0696 | 266.6961 | 43.3735
d. GSLD Rate Class
| Chiller Replacement Market | [6 empty] | Load Forecast 1a | Load Forecast 2a | CI Chiller Efficiency
| Total | Assumed Chiller | Commercial | Commercial |  |  |  | Total | Total | Cumulative Impact on FPL Load
| CI Chiller Population | Effective Useful | Chiller | Chiller |  |  | Peak Hour | C/I Chiller Load for | C/I Chiller Load for | Due to ASHRAE 90.1 2001
| in | Life in | Replacement Market | Growth Market | Base efficiency | Repl efficiency | DF Multiplier | ASHRAE 90.1 1989 | ASHRAE 90.1 2001 Replacements | Replacing ASHRAE 90.1 1989
Year | Tons | Years | in Tons | in Tons | kW/ton | kW/ton |  | Summer MW | Summer MW | Summer MW
2005 | 1116540.9152 | 15 | 74436.061 | 0 | 0.89868 | 0.77297 | 0.91 | 913.1057 | 904.5905 | 8.5152
2006 | 1138659.3083 | 15 | 74436.061 | 22118.3931 | 0.89868 | 0.77297 | 0.91 | 931.1941 | 911.6334 | 19.5607
2007 | 1165490.2503 | 15 | 74436.061 | 26830.9421 | 0.89868 | 0.77297 | 0.91 | 953.1364 | 921.9912 | 31.1453
2008 | 1170642.2527 | 15 | 74436.061 | 5152.0023 | 0.89868 | 0.77297 | 0.91 | 957.3497 | 917.0999 | 40.2498
2009 | 1163841.5413 | 15 | 74436.061 | -6800.7114 | 0.89868 | 0.77297 | 0.91 | 951.7881 | 903.801 | 47.9871
2010 | 1166803.1077 | 15 | 74436.061 | 2961.5665 | 0.89868 | 0.77297 | 0.91 | 954.2101 | 897.369 | 56.8411
2011 | 1176494.9896 | 15 | 74436.061 | 9691.8818 | 0.89868 | 0.77297 | 0.91 | 962.1361 | 895.6711 | 66.465
2012 | 1185452.5517 | 15 | 74436.061 | 8957.5621 | 0.89868 | 0.77297 | 0.91 | 969.4616 | 893.4566 | 76.0049
2013 | 1197773.1843 | 15 | 74436.061 | 12320.6326 | 0.89868 | 0.77297 | 0.91 | 979.5374 | 893.6078 | 85.9296
2014 | 1219779.6672 | 15 | 74436.061 | 22006.4829 | 0.89868 | 0.77297 | 0.91 | 997.5342 | 900.572 | 96.9622
2015 | 1251558.1532 | 15 | 74436.061 | 31778.486 | 0.89868 | 0.77297 | 0.91 | 1023.5226 | 914.4099 | 109.1128
2016 | 1272547.9751 | 15 | 74436.061 | 20989.822 | 0.89868 | 0.77297 | 0.91 | 1040.6881 | 920.6589 | 120.0291
2017 | 1292417.9138 | 15 | 74436.061 | 19869.9387 | 0.89868 | 0.77297 | 0.91 | 1056.9377 | 926.1203 | 130.8174
2018 | 1310974.7498 | 15 | 74436.061 | 18556.8359 | 0.89868 | 0.77297 | 0.91 | 1072.1135 | 930.658 | 141.4554
2019 | 1329066.3038 | 15 | 74436.061 | 18091.5541 | 0.89868 | 0.77297 | 0.91 | 1086.9087 | 934.8684 | 152.0403
2020 | 1346754.1234 | 15 | 88604.4203 | 17687.8196 | 0.89868 | 0.77297 | 0.91 | 1101.3738 | 947.3101 | 154.0637
2021 | 1364213.8248 | 15 | 88604.4203 | 17459.7014 | 0.89868 | 0.77297 | 0.91 | 1115.6523 | 959.5913 | 156.061
2022 | 1381838.3673 | 15 | 88604.4203 | 17624.5426 | 0.89868 | 0.77297 | 0.91 | 1130.0656 | 971.9884 | 158.0772
2023 | 1399235.5748 | 15 | 88604.4203 | 17397.2075 | 0.89868 | 0.77297 | 0.91 | 1144.293 | 984.2257 | 160.0674
2024 | 1416351.7756 | 15 | 88604.4203 | 17116.2008 | 0.89868 | 0.77297 | 0.91 | 1158.2906 | 996.2652 | 162.0254
2025 | 1433917.0845 | 15 | 88604.4203 | 17565.3089 | 0.89868 | 0.77297 | 0.91 | 1172.6555 | 1008.6207 | 164.0348
2026 | 1451872.1323 | 15 | 88604.4203 | 17955.0478 | 0.89868 | 0.77297 | 0.91 | 1187.3391 | 1021.2504 | 166.0888
Load forecast 1a assumes that the entire market has ASHRAE 90.1 1989 defined efficiency; no improvements are made to the average population efficiency level.
Load forecast 2a assumes that all replacement equipment from 2005 through 2026 are ASHRAE 90.1 2001 compliant.
Load forecast 3a is identical to Load forecast 2a but achievable potential estimates from FPL are subtracted from that forecast.
Prepared by Itron, Inc.
Revised 9-18-14

## CI Lighting
OPC 010155
FPL RC-16
Florida Power & Light
Commercial/Industrial Load Forecast for Long-Tube Fluorescent Lighting Systems
2005 - 2026, 4-5 PM on a Typical System Peak Day
Using a T12 Energy Saver with Magnetic Ballast Baseline
a. FPL System
| Long-Tube Flourescent Lighting Replacement Market |  |  |  | Load Forecast 1c | Load Forecast 2c | CI Lighting Efficiency | CI Lighting Market |  | Load Forecast 3c | CI Lighting Efficiency | CI Lighting Efficiency
| Total | Assumed Fluorescent Lighting | Commercial | Commercial | Total | Total | Cumulative Impact on FPL Load | Estimated LED | Annual LED | Total | Cumulative Impact on FPL Load | Cumulative Impact on FPL Load
| CI Population | Effective Useful | Lighting | Lighting | C/I Lighting Load for | C/I Lighting Load for | Due to Electronic Ballast Standards | Market Share | Lighting | C/I Lighting Load | Due to LED Sales | Due to T8 Replacing ES MB
| in | Life in | Replacement Market | Growth Market | ES MB Fixtures | T8 Fixtures Replacing ES MB | Replacing Energy Saver Magnetic | of Linear Fluorescent | Fixtures | Including T8 and LED Sales | Replacing T8 Sales | and LED replacing T8
Year | Number of Fixtures | Years | in Fixtures | in Fixtures | Summer MW | Summer MW | Summer MW | Sales | Installed | Summer MW | Summer MW | Summer MW
2005 | 14791641.5978 | 25 | 591665.6639 | 0 | 1346.3193 | 1346.3193 | 0 |  |  | 1346.3193 | 0 | 0
2006 | 15084660.2761 | 25 | 591665.6639 | 293018.6782 | 1372.9896 | 1372.9896 | 0 |  |  | 1372.9896 | 0 | 0
2007 | 15440109.569 | 25 | 591665.6639 | 355449.2929 | 1405.3422 | 1378.6934 | 26.6487 |  |  | 1378.6934 | 0 | 26.6487
2008 | 15508361.9466 | 25 | 591665.6639 | 68252.3776 | 1411.5544 | 1366.3377 | 45.2167 |  |  | 1366.3377 | 0 | 45.2167
2009 | 15418267.9032 | 25 | 591665.6639 | -90094.0434 | 1403.3542 | 1344.0249 | 59.3293 |  |  | 1344.0249 | 0 | 59.3293
2010 | 15457501.96 | 25 | 591665.6639 | 39234.0568 | 1406.9252 | 1329.8444 | 77.0808 |  |  | 1329.8444 | 0 | 77.0808
2011 | 15585897.4721 | 25 | 591665.6639 | 128395.512 | 1418.6116 | 1321.2707 | 97.341 |  |  | 1321.2707 | 0 | 97.341
2012 | 15704564.9088 | 25 | 591665.6639 | 118667.4367 | 1429.4126 | 1312.0852 | 117.3275 |  |  | 1312.0852 | 0 | 117.3275
2013 | 15867785.4222 | 25 | 591665.6639 | 163220.5135 | 1444.2688 | 1305.7013 | 138.5675 | 1% | 7548.8618 | 1305.5186 | 0.18262 | 138.7501
2014 | 16159321.5442 | 25 | 591665.6639 | 291536.122 | 1470.8041 | 1307.3861 | 163.4179 | 2.5% | 22080.0446 | 1306.6694 | 0.71677 | 164.1347
2015 | 16580314.6026 | 25 | 591665.6639 | 420993.0584 | 1509.1224 | 1317.2115 | 191.9109 | 4% | 40506.3489 | 1315.5148 | 1.6967 | 193.6076
2016 | 16858382.2664 | 25 | 591665.6639 | 278067.6638 | 1534.4318 | 1318.0495 | 216.3824 | 12.2% | 106107.466 | 1313.7859 | 4.2636 | 220.646
2017 | 17121614.0095 | 25 | 591665.6639 | 263231.7431 | 1558.3909 | 1315.8042 | 242.5867 | 20.4% | 174399.071 | 1307.7602 | 8.0439 | 250.6306
2018 | 17367450.1116 | 25 | 591665.6639 | 245836.1021 | 1580.7666 | 1312.5088 | 268.2579 | 28.6% | 239525.5051 | 1299.2728 | 13.236 | 281.4938
2019 | 17607122.2815 | 25 | 591665.6639 | 239672.1699 | 1602.5813 | 1308.8413 | 293.7401 | 36.8% | 305932.3228 | 1288.9738 | 19.8674 | 313.6075
2020 | 17841445.8821 | 25 | 591665.6639 | 234323.6006 | 1623.9092 | 1304.8509 | 319.0583 | 45% | 371695.169 | 1276.9264 | 27.9244 | 346.9828
2021 | 18072747.433 | 25 | 591665.6639 | 231301.5508 | 1644.962 | 1300.6781 | 344.284 | 50.2% | 413129.5418 | 1263.7985 | 36.8796 | 381.1635
2022 | 18306232.7567 | 25 | 591665.6639 | 233485.3238 | 1666.2136 | 1296.6371 | 369.5765 | 55.4% | 457133.6472 | 1249.8485 | 46.7885 | 416.3651
2023 | 18536706.405 | 25 | 591665.6639 | 230473.6482 | 1687.1911 | 1292.4143 | 394.7768 | 60.6% | 498216.4232 | 1234.8263 | 57.588 | 452.3648
2024 | 18763457.3496 | 25 | 591665.6639 | 226750.9446 | 1707.8297 | 1287.9668 | 419.8629 | 65.8% | 538518.1284 | 1218.7056 | 69.2611 | 489.1241
2025 | 18996157.9614 | 25 | 591665.6639 | 232700.6118 | 1729.0099 | 1283.8784 | 445.1315 | 71% | 585300.0558 | 1201.9301 | 81.9483 | 527.0797
2026 | 19234021.7317 | 25 | 591665.6639 | 237863.7703 | 1750.66 | 1280.1017 | 470.5582 | 76.2% | 632101.4289 | 1184.4518 | 95.6499 | 566.2081
b. GS Rate Class
| Long-Tube Flourescent Lighting Replacement Market |  |  |  | Load Forecast 1c | Load Forecast 2c | CI Lighting Efficiency | CI Lighting Market |  | Load Forecast 3c | CI Lighting Efficiency
| Total | Assumed Fluorescent Lighting | Commercial | Commercial | Total | Total | Cumulative Impact on FPL Load | Estimated LED | Annual LED | Total | Cumulative Impact on FPL Load
| CI Population | Effective Useful | Lighting | Lighting | C/I Lighting Load for | C/I Lighting Load for | Due to Electronic Ballast Standards | Market Share | Lighting | C/I Lighting Load | Due to LED Sales
| in | Life in | Replacement Market | Growth Market | ES MB Fixtures | T8 Fixtures Replacing ES MB | Replacing Energy Saver Magnetic | of Linear Fluorescent | Fixtures | Including T8 and LED Sales | Replacing T8 Sales
Year | Number of Fixtures | Years | in Fixtures | in Fixtures | Summer MW | Summer MW | Summer MW | Sales | Installed | Summer MW | Summer MW
2005 | 1888294.6721 | 25 | 75531.7869 | 0 | 171.8706 | 171.8706 | 0 |  |  | 171.8706 | 0
2006 | 1925701.3118 | 25 | 75531.7869 | 37406.6398 | 175.2753 | 175.2753 | 0 |  |  | 175.2753 | 0
2007 | 1971077.8173 | 25 | 75531.7869 | 45376.5055 | 179.4054 | 176.0034 | 3.402 |  |  | 176.0034 | 0
2008 | 1979790.8868 | 25 | 75531.7869 | 8713.0695 | 180.1984 | 174.4261 | 5.7723 |  |  | 174.4261 | 0
2009 | 1968289.5196 | 25 | 75531.7869 | -11501.3672 | 179.1516 | 171.5776 | 7.574 |  |  | 171.5776 | 0
2010 | 1973298.1226 | 25 | 75531.7869 | 5008.603 | 179.6075 | 169.7674 | 9.8401 |  |  | 169.7674 | 0
2011 | 1989689.039 | 25 | 75531.7869 | 16390.9164 | 181.0994 | 168.6728 | 12.4265 |  |  | 168.6728 | 0
2012 | 2004838.0735 | 25 | 75531.7869 | 15149.0345 | 182.4782 | 167.5002 | 14.978 |  |  | 167.5002 | 0
2013 | 2025674.7348 | 25 | 75531.7869 | 20836.6613 | 184.3747 | 166.6853 | 17.6895 | 1% | 963.6845 | 166.662 | 0.023313
2014 | 2062892.112 | 25 | 75531.7869 | 37217.3773 | 187.7622 | 166.9004 | 20.8619 | 2.5% | 2818.7291 | 166.8089 | 0.091503
2015 | 2116635.9067 | 25 | 75531.7869 | 53743.7947 | 192.6539 | 168.1547 | 24.4993 | 4% | 5171.0233 | 167.9381 | 0.2166
2016 | 2152133.9064 | 25 | 75531.7869 | 35497.9996 | 195.8849 | 168.2616 | 27.6233 | 12.2% | 13545.634 | 167.7173 | 0.54429
2017 | 2185737.9587 | 25 | 75531.7869 | 33604.0523 | 198.9435 | 167.975 | 30.9685 | 20.4% | 22263.7112 | 166.9481 | 1.0269
2018 | 2217121.2908 | 25 | 75531.7869 | 31383.3322 | 201.8 | 167.5543 | 34.2457 | 28.6% | 30577.7241 | 165.8646 | 1.6897
2019 | 2247717.7381 | 25 | 75531.7869 | 30596.4472 | 204.5849 | 167.0861 | 37.4987 | 36.8% | 39055.1901 | 164.5498 | 2.5363
2020 | 2277631.3892 | 25 | 75531.7869 | 29913.6511 | 207.3076 | 166.5767 | 40.7309 | 45% | 47450.4471 | 163.0119 | 3.5648
2021 | 2307159.2468 | 25 | 75531.7869 | 29527.8576 | 209.9952 | 166.044 | 43.9511 | 50.2% | 52739.9415 | 161.336 | 4.708
2022 | 2336965.8838 | 25 | 75531.7869 | 29806.6371 | 212.7081 | 165.5281 | 47.18 | 55.4% | 58357.4869 | 159.5551 | 5.973
2023 | 2366388.0517 | 25 | 75531.7869 | 29422.1679 | 215.3861 | 164.9891 | 50.397 | 60.6% | 63602.0966 | 157.6374 | 7.3517
2024 | 2395334.9808 | 25 | 75531.7869 | 28946.9291 | 218.0208 | 164.4213 | 53.5995 | 65.8% | 68746.9951 | 155.5794 | 8.8418
2025 | 2425041.4419 | 25 | 75531.7869 | 29706.4611 | 220.7247 | 163.8994 | 56.8253 | 71% | 74719.1561 | 153.4379 | 10.4615
2026 | 2455407.0296 | 25 | 75531.7869 | 30365.5877 | 223.4885 | 163.4172 | 60.0713 | 76.2% | 80693.7994 | 151.2066 | 12.2106
c. GSD Rate Class
| Long-Tube Flourescent Lighting Replacement Market |  |  |  | Load Forecast 1c | Load Forecast 2c | CI Lighting Efficiency | CI Lighting Market |  | Load Forecast 3c | CI Lighting Efficiency
| Total | Assumed Fluorescent Lighting | Commercial | Commercial | Total | Total | Cumulative Impact on FPL Load | Estimated LED | Annual LED | Total | Cumulative Impact on FPL Load
| CI Population | Effective Useful | Lighting | Lighting | C/I Lighting Load for | C/I Lighting Load for | Due to Electronic Ballast Standards | Market Share | Lighting | C/I Lighting Load | Due to LED Sales
| in | Life in | Replacement Market | Growth Market | ES MB Fixtures | T8 Fixtures Replacing ES MB | Replacing Energy Saver Magnetic | of Linear Fluorescent | Fixtures | Including T8 and LED Sales | Replacing T8 Sales
Year | Number of Fixtures | Years | in Fixtures | in Fixtures | Summer MW | Summer MW | Summer MW | Sales | Installed | Summer MW | Summer MW
2005 | 7395820.7989 | 25 | 295832.832 | 0 | 673.1597 | 673.1597 | 0 |  |  | 673.1597 | 0
2006 | 7542330.138 | 25 | 295832.832 | 146509.3391 | 686.4948 | 686.4948 | 0 |  |  | 686.4948 | 0
2007 | 7720054.7845 | 25 | 295832.832 | 177724.6465 | 702.6711 | 689.3467 | 13.3244 |  |  | 689.3467 | 0
2008 | 7754180.9733 | 25 | 295832.832 | 34126.1888 | 705.7772 | 683.1689 | 22.6084 |  |  | 683.1689 | 0
2009 | 7709133.9516 | 25 | 295832.832 | -45047.0217 | 701.6771 | 672.0124 | 29.6647 |  |  | 672.0124 | 0
2010 | 7728750.98 | 25 | 295832.832 | 19617.0284 | 703.4626 | 664.9222 | 38.5404 |  |  | 664.9222 | 0
2011 | 7792948.736 | 25 | 295832.832 | 64197.756 | 709.3058 | 660.6353 | 48.6705 |  |  | 660.6353 | 0
2012 | 7852282.4544 | 25 | 295832.832 | 59333.7184 | 714.7063 | 656.0426 | 58.6637 |  |  | 656.0426 | 0
2013 | 7933892.7111 | 25 | 295832.832 | 81610.2567 | 722.1344 | 652.8506 | 69.2838 | 1% | 3774.4309 | 652.7593 | 0.09131
2014 | 8079660.7721 | 25 | 295832.832 | 145768.061 | 735.402 | 653.6931 | 81.709 | 2.5% | 11040.0223 | 653.3347 | 0.35839
2015 | 8290157.3013 | 25 | 295832.832 | 210496.5292 | 754.5612 | 658.6058 | 95.9554 | 4% | 20253.1744 | 657.7574 | 0.84834
2016 | 8429191.1332 | 25 | 295832.832 | 139033.8319 | 767.2159 | 659.0247 | 108.1912 | 12.2% | 53053.733 | 656.8929 | 2.1318
2017 | 8560807.0048 | 25 | 295832.832 | 131615.8715 | 779.1954 | 657.9021 | 121.2934 | 20.4% | 87199.5355 | 653.8801 | 4.022
2018 | 8683725.0558 | 25 | 295832.832 | 122918.0511 | 790.3833 | 656.2544 | 134.1289 | 28.6% | 119762.7525 | 649.6364 | 6.618
2019 | 8803561.1408 | 25 | 295832.832 | 119836.0849 | 801.2907 | 654.4206 | 146.87 | 36.8% | 152966.1614 | 644.4869 | 9.9337
2020 | 8920722.9411 | 25 | 295832.832 | 117161.8003 | 811.9546 | 652.4254 | 159.5292 | 45% | 185847.5845 | 638.4632 | 13.9622
2021 | 9036373.7165 | 25 | 295832.832 | 115650.7754 | 822.481 | 650.339 | 172.142 | 50.2% | 206564.7709 | 631.8993 | 18.4398
2022 | 9153116.3784 | 25 | 295832.832 | 116742.6619 | 833.1068 | 648.3185 | 184.7883 | 55.4% | 228566.8236 | 624.9243 | 23.3943
2023 | 9268353.2025 | 25 | 295832.832 | 115236.8241 | 843.5955 | 646.2071 | 197.3884 | 60.6% | 249108.2116 | 617.4131 | 28.794
2024 | 9381728.6748 | 25 | 295832.832 | 113375.4723 | 853.9149 | 643.9834 | 209.9315 | 65.8% | 269259.0642 | 609.3528 | 34.6306
2025 | 9498078.9807 | 25 | 295832.832 | 116350.3059 | 864.5049 | 641.9392 | 222.5657 | 71% | 292650.0279 | 600.9651 | 40.9741
2026 | 9617010.8658 | 25 | 295832.832 | 118931.8852 | 875.33 | 640.0509 | 235.2791 | 76.2% | 316050.7144 | 592.2259 | 47.825
d. GSLD Rate Class
| Long-Tube Flourescent Lighting Replacement Market |  |  |  | Load Forecast 1c | Load Forecast 2c | CI Lighting Efficiency | CI Lighting Market |  | Load Forecast 3c | CI Lighting Efficiency
| Total | Assumed Fluorescent Lighting | Commercial | Commercial | Total | Total | Cumulative Impact on FPL Load | Estimated LED | Annual LED | Total | Cumulative Impact on FPL Load
| CI Population | Effective Useful | Lighting | Lighting | C/I Lighting Load for | C/I Lighting Load for | Due to Electronic Ballast Standards | Market Share | Lighting | C/I Lighting Load | Due to LED Sales
| in | Life in | Replacement Market | Growth Market | ES MB Fixtures | T8 Fixtures Replacing ES MB | Replacing Energy Saver Magnetic | of Linear Fluorescent | Fixtures | Including T8 and LED Sales | Replacing T8 Sales
Year | Number of Fixtures | Years | in Fixtures | in Fixtures | Summer MW | Summer MW | Summer MW | Sales | Installed | Summer MW | Summer MW
2005 | 5507526.1269 | 25 | 220301.0451 | 0 | 501.2891 | 501.2891 | 0 |  |  | 501.2891 | 0
2006 | 5616628.8262 | 25 | 220301.0451 | 109102.6993 | 511.2195 | 511.2195 | 0 |  |  | 511.2195 | 0
2007 | 5748976.9672 | 25 | 220301.0451 | 132348.141 | 523.2657 | 513.3433 | 9.9224 |  |  | 513.3433 | 0
2008 | 5774390.0865 | 25 | 220301.0451 | 25413.1193 | 525.5788 | 508.7428 | 16.836 |  |  | 508.7428 | 0
2009 | 5740844.4321 | 25 | 220301.0451 | -33545.6544 | 522.5255 | 500.4348 | 22.0907 |  |  | 500.4348 | 0
2010 | 5755452.8575 | 25 | 220301.0451 | 14608.4254 | 523.8551 | 495.1548 | 28.7003 |  |  | 495.1548 | 0
2011 | 5803259.697 | 25 | 220301.0451 | 47806.8396 | 528.2065 | 491.9625 | 36.244 |  |  | 491.9625 | 0
2012 | 5847444.3809 | 25 | 220301.0451 | 44184.6839 | 532.2281 | 488.5423 | 43.6858 |  |  | 488.5423 | 0
2013 | 5908217.9764 | 25 | 220301.0451 | 60773.5954 | 537.7596 | 486.1654 | 51.5943 | 1% | 2810.7464 | 486.0974 | 0.067996
2014 | 6016768.6601 | 25 | 220301.0451 | 108550.6837 | 547.6398 | 486.7927 | 60.8471 | 2.5% | 8221.2932 | 486.5258 | 0.26688
2015 | 6173521.3946 | 25 | 220301.0451 | 156752.7345 | 561.9073 | 490.4511 | 71.4562 | 4% | 15082.1512 | 489.8194 | 0.63174
2016 | 6277057.2269 | 25 | 220301.0451 | 103535.8323 | 571.331 | 490.7631 | 80.5679 | 12.2% | 39508.099 | 489.1756 | 1.5875
2017 | 6375069.0461 | 25 | 220301.0451 | 98011.8192 | 580.2519 | 489.9271 | 90.3248 | 20.4% | 64935.8243 | 486.932 | 2.9951
2018 | 6466603.765 | 25 | 220301.0451 | 91534.7189 | 588.5833 | 488.7001 | 99.8832 | 28.6% | 89185.0285 | 483.7718 | 4.9283
2019 | 6555843.4027 | 25 | 220301.0451 | 89239.6377 | 596.7058 | 487.3345 | 109.3713 | 36.8% | 113910.9713 | 479.9371 | 7.3975
2020 | 6643091.5519 | 25 | 220301.0451 | 87248.1492 | 604.647 | 485.8487 | 118.7983 | 45% | 138397.1374 | 475.4513 | 10.3974
2021 | 6729214.4697 | 25 | 220301.0451 | 86122.9179 | 612.4859 | 484.295 | 128.1908 | 50.2% | 153824.8294 | 470.5633 | 13.7318
2022 | 6816150.4945 | 25 | 220301.0451 | 86936.0248 | 620.3987 | 482.7904 | 137.6083 | 55.4% | 170209.3367 | 465.3691 | 17.4213
2023 | 6901965.1508 | 25 | 220301.0451 | 85814.6563 | 628.2094 | 481.2181 | 146.9914 | 60.6% | 185506.115 | 459.7757 | 21.4424
2024 | 6986393.694 | 25 | 220301.0451 | 84428.5432 | 635.894 | 479.5621 | 156.3319 | 65.8% | 200512.0691 | 453.7734 | 25.7887
2025 | 7073037.5388 | 25 | 220301.0451 | 86643.8448 | 643.7803 | 478.0398 | 165.7404 | 71% | 217930.8718 | 447.5272 | 30.5127
2026 | 7161603.8363 | 25 | 220301.0451 | 88566.2975 | 651.8415 | 476.6336 | 175.2079 | 76.2% | 235356.915 | 441.0193 | 35.6143
Load forecast 1c assumes that the entire market has ES fixtures with magnetic ballasts; no improvements are made to the average population efficiency level.
Load forecast 2c assumes ES fixtures with magnetic ballasts through 2006, after which all replacement fixtures through 2026 are assumed to be T8 fixtures with electronic ballasts.
Load forecast 3c includes LED fixtures in addition to T8 systems, with LED acquiring some T8 market share.
Prepared by Itron, Inc.
Revised 9-25-14

## CI Stand Alone Refrig
OPC 010156
FPL RC-16
2005 - 2026, 4-5 PM on a Typical System Peak Day
a. FPL System
| Stand-Alone Refrigeration Replacement Market | [7 empty] | Load Forecast 1 | Load Forecast 2 | CI Refrigeration Efficiency
| Total | Total | Assumed Refrigerator/Freezer | Commercial | Commercial | Total | Total | Total | Total | Total | Cumulative Impact on FPL Load
| CI Population | CI Stand-Alone | Effective Useful | Refrigerator/Freezer | Refrigerator/Freezer | Baseline | EPACT 2005 | DOE 2014 | C/I Refrigeration Load for | C/I Refrigeration Load for | Due to EPACT and DOE Stnds
| in | Refrigerators/Freezers | Life in | Replacement Market | Growth Market | Population | Population | Population | Conventional Equipment | Under EPACT and DOE Stnds | Replacing Conventional Equipment
Year | PPID's | in MW Connected Load | Years | in MW Connected Load | in MW Connected Load | in MW connected Load | in MW connected Load | in MW connected Load | Summer MW | Summer MW | Summer MW
2005 | 490364.6667 | 484.6692 | 10 | NA | NA | 484.6692 | 0 | 0 | 97.7767 | 97.7767 | 0
2006 | 500078.6667 | 494.2704 | 10 | NA | NA | 494.2704 | 0 | 0 | 99.7136 | 99.7136 | 0
2007 | 511862.3333 | 505.9172 | 10 | NA | NA | 505.9172 | 0 | 0 | 102.0632 | 102.0632 | 0
2008 | 514125 | 508.1536 | 10 | NA | NA | 508.1536 | 0 | 0 | 102.5144 | 102.5144 | 0
2009 | 511138.25 | 505.2015 | 10 | NA | NA | 505.2015 | 0 | 0 | 101.9188 | 101.9188 | 0
2010 | 512438.9167 | 506.4871 | 10 | 50.6487 | 0 | 455.8383 | 50.6487 | 0 | 102.1782 | 97.9945 | 4.1837
2011 | 516695.4167 | 510.6941 | 10 | 50.6487 | 4.2071 | 405.1896 | 105.5045 | 0 | 103.0269 | 94.3121 | 8.7148
2012 | 520629.4167 | 514.5824 | 10 | 50.6487 | 3.8883 | 354.5409 | 160.0415 | 0 | 103.8113 | 90.5917 | 13.2196
2013 | 526040.4167 | 519.9306 | 10 | 50.6487 | 5.3482 | 303.8922 | 216.0383 | 0 | 104.8903 | 87.0452 | 17.8451
2014 | 535705.2677 | 529.4832 | 10 | 50.6487 | 9.5526 | 253.2435 | 276.2396 | 0 | 106.8174 | 83.9996 | 22.8178
2015 | 549661.8066 | 543.2776 | 10 | 50.6487 | 13.7944 | 202.5948 | 340.6828 | 0 | 109.6003 | 81.4594 | 28.1408
2016 | 558880.1585 | 552.3889 | 10 | 50.6487 | 9.1113 | 151.9461 | 400.4428 | 0 | 111.4384 | 78.3613 | 33.0771
2017 | 567606.6778 | 561.0141 | 10 | 50.6487 | 8.6252 | 101.2974 | 400.4428 | 59.2739 | 113.1784 | 72.2709 | 40.9075
2018 | 575756.506 | 569.0692 | 10 | 50.6487 | 8.0552 | 50.6487 | 400.4428 | 117.9777 | 114.8034 | 66.1409 | 48.6625
2019 | 583701.9908 | 576.9224 | 10 | 50.6487 | 7.8532 | 0 | 400.4428 | 176.4796 | 116.3877 | 59.9969 | 56.3909
2020 | 591470.1627 | 584.6004 | 10 | 50.6487 | 7.6779 | 0 | 349.7941 | 234.8063 | 117.9367 | 58.0242 | 59.9125
2021 | 599138.1492 | 592.1793 | 10 | 54.8558 | 7.5789 | 0 | 294.9383 | 297.241 | 119.4657 | 55.8364 | 63.6292
2022 | 606878.531 | 599.8298 | 10 | 54.537 | 7.6505 | 0 | 240.4013 | 359.4285 | 121.0091 | 53.6694 | 67.3397
2023 | 614519.0713 | 607.3816 | 10 | 55.9969 | 7.5518 | 0 | 184.4044 | 422.9771 | 122.5325 | 51.4232 | 71.1093
2024 | 622036.1985 | 614.8114 | 10 | 60.2013 | 7.4298 | 0 | 124.2031 | 490.6083 | 124.0314 | 48.9604 | 75.071
2025 | 629750.5659 | 622.4362 | 10 | 64.4431 | 7.6248 | 0 | 59.76 | 562.6762 | 125.5696 | 46.3012 | 79.2684
2026 | 637636.0996 | 630.2301 | 10 | 59.76 | 7.7939 | 0 | 0 | 630.2301 | 127.142 | 43.8856 | 83.2564
b. GS Rate Class
| Stand-Alone Refrigeration Replacement Market | [7 empty] | Load Forecast 1 | Load Forecast 2 | CI Refrigeration Efficiency
| Total | Total | Assumed Refrigerator/Freezer | Commercial | Commercial | Total | Total | Total | Total | Total | Cumulative Impact on FPL Load
| CI Population | CI Stand-Alone | Effective Useful | Refrigerator/Freezer | Refrigerator/Freezer | Baseline | EPACT 2005 | DOE 2014 | C/I Refrigeration Load for | C/I Refrigeration Load for | Due to EPACT and DOE Stnds
| in | Refrigerators/Freezers | Life in | Replacement Market | Growth Market | Population | Population | Population | Conventional Equipment | Under EPACT and DOE Stnds | Replacing Conventional Equipment
Year | PPID's | in MW Connected Load | Years | in MW Connected Load | in MW Connected Load | in MW connected Load | in MW connected Load | in MW connected Load | Summer MW | Summer MW | Summer MW
2005 | NA | 61.8727 | 10 | NA | NA | 61.8727 | 0 | 0 | 12.4821 | 12.4821 | 0
2006 | NA | 63.0983 | 10 | NA | NA | 63.0983 | 0 | 0 | 12.7294 | 12.7294 | 0
2007 | NA | 64.5852 | 10 | NA | NA | 64.5852 | 0 | 0 | 13.0293 | 13.0293 | 0
2008 | NA | 64.8707 | 10 | NA | NA | 64.8707 | 0 | 0 | 13.0869 | 13.0869 | 0
2009 | NA | 64.4938 | 10 | NA | NA | 64.4938 | 0 | 0 | 13.0109 | 13.0109 | 0
2010 | NA | 64.6579 | 10 | 6.4658 | 0 | 58.1921 | 6.4658 | 0 | 13.044 | 12.5099 | 0.53408
2011 | NA | 65.195 | 10 | 6.4658 | 0.53707 | 51.7263 | 13.4687 | 0 | 13.1524 | 12.0398 | 1.1125
2012 | NA | 65.6914 | 10 | 6.4658 | 0.49638 | 45.2605 | 20.4308 | 0 | 13.2525 | 11.5649 | 1.6876
2013 | NA | 66.3741 | 10 | 6.4658 | 0.68274 | 38.7948 | 27.5794 | 0 | 13.3902 | 11.1122 | 2.2781
2014 | NA | 67.5936 | 10 | 6.4658 | 1.2195 | 32.329 | 35.2646 | 0 | 13.6363 | 10.7234 | 2.9129
2015 | NA | 69.3546 | 10 | 6.4658 | 1.761 | 25.8632 | 43.4914 | 0 | 13.9915 | 10.3991 | 3.5924
2016 | NA | 70.5177 | 10 | 6.4658 | 1.1631 | 19.3974 | 51.1204 | 0 | 14.2262 | 10.0036 | 4.2226
2017 | NA | 71.6188 | 10 | 6.4658 | 1.1011 | 12.9316 | 51.1204 | 7.5669 | 14.4483 | 9.2261 | 5.2222
2018 | NA | 72.6471 | 10 | 6.4658 | 1.0283 | 6.4658 | 51.1204 | 15.061 | 14.6558 | 8.4435 | 6.2122
2019 | NA | 73.6497 | 10 | 6.4658 | 1.0025 | 0 | 51.1204 | 22.5293 | 14.858 | 7.6592 | 7.1988
2020 | NA | 74.6298 | 10 | 6.4658 | 0.98016 | 0 | 44.6546 | 29.9753 | 15.0557 | 7.4073 | 7.6484
2021 | NA | 75.5974 | 10 | 7.0029 | 0.96752 | 0 | 37.6517 | 37.9457 | 15.2509 | 7.1281 | 8.1229
2022 | NA | 76.574 | 10 | 6.9622 | 0.97666 | 0 | 30.6895 | 45.8845 | 15.448 | 6.8514 | 8.5966
2023 | NA | 77.5381 | 10 | 7.1485 | 0.96406 | 0 | 23.541 | 53.9971 | 15.6425 | 6.5647 | 9.0778
2024 | NA | 78.4866 | 10 | 7.6853 | 0.94849 | 0 | 15.8557 | 62.6308 | 15.8338 | 6.2503 | 9.5835
2025 | NA | 79.4599 | 10 | 8.2268 | 0.97337 | 0 | 7.6289 | 71.831 | 16.0302 | 5.9108 | 10.1194
2026 | NA | 80.4549 | 10 | 7.6289 | 0.99497 | 0 | 0 | 80.4549 | 16.2309 | 5.6024 | 10.6285
c. GSD Rate Class
| Stand-Alone Refrigeration Replacement Market | [7 empty] | Load Forecast 1 | Load Forecast 2 | CI Refrigeration Efficiency
| Total | Total | Assumed Refrigerator/Freezer | Commercial | Commercial | Total | Total | Total | Total | Total | Cumulative Impact on FPL Load
| CI Population | CI Stand-Alone | Effective Useful | Refrigerator/Freezer | Refrigerator/Freezer | Baseline | EPACT 2005 | DOE 2014 | C/I Refrigeration Load for | C/I Refrigeration Load for | Due to EPACT and DOE Stnds
| in | Refrigerators/Freezers | Life in | Replacement Market | Growth Market | Population | Population | Population | Conventional Equipment | Under EPACT and DOE Stnds | Replacing Conventional Equipment
Year | PPID's | in MW Connected Load | Years | in MW Connected Load | in MW Connected Load | in MW connected Load | in MW connected Load | in MW connected Load | Summer MW | Summer MW | Summer MW
2005 | NA | 242.3346 | 10 | NA | NA | 242.3346 | 0 | 0 | 48.8883 | 48.8883 | 0
2006 | NA | 247.1352 | 10 | NA | NA | 247.1352 | 0 | 0 | 49.8568 | 49.8568 | 0
2007 | NA | 252.9586 | 10 | NA | NA | 252.9586 | 0 | 0 | 51.0316 | 51.0316 | 0
2008 | NA | 254.0768 | 10 | NA | NA | 254.0768 | 0 | 0 | 51.2572 | 51.2572 | 0
2009 | NA | 252.6007 | 10 | NA | NA | 252.6007 | 0 | 0 | 50.9594 | 50.9594 | 0
2010 | NA | 253.2435 | 10 | 25.3244 | 0 | 227.9192 | 25.3244 | 0 | 51.0891 | 48.9973 | 2.0918
2011 | NA | 255.3471 | 10 | 25.3244 | 2.1035 | 202.5948 | 52.7522 | 0 | 51.5135 | 47.1561 | 4.3574
2012 | NA | 257.2912 | 10 | 25.3244 | 1.9442 | 177.2705 | 80.0207 | 0 | 51.9057 | 45.2958 | 6.6098
2013 | NA | 259.9653 | 10 | 25.3244 | 2.6741 | 151.9461 | 108.0192 | 0 | 52.4451 | 43.5226 | 8.9225
2014 | NA | 264.7416 | 10 | 25.3244 | 4.7763 | 126.6218 | 138.1198 | 0 | 53.4087 | 41.9998 | 11.4089
2015 | NA | 271.6388 | 10 | 25.3244 | 6.8972 | 101.2974 | 170.3414 | 0 | 54.8001 | 40.7297 | 14.0704
2016 | NA | 276.1944 | 10 | 25.3244 | 4.5556 | 75.9731 | 200.2214 | 0 | 55.7192 | 39.1806 | 16.5386
2017 | NA | 280.507 | 10 | 25.3244 | 4.3126 | 50.6487 | 200.2214 | 29.6369 | 56.5892 | 36.1355 | 20.4537
2018 | NA | 284.5346 | 10 | 25.3244 | 4.0276 | 25.3244 | 200.2214 | 58.9889 | 57.4017 | 33.0705 | 24.3313
2019 | NA | 288.4612 | 10 | 25.3244 | 3.9266 | 0 | 200.2214 | 88.2398 | 58.1939 | 29.9984 | 28.1954
2020 | NA | 292.3002 | 10 | 25.3244 | 3.839 | 0 | 174.897 | 117.4031 | 58.9683 | 29.0121 | 29.9562
2021 | NA | 296.0896 | 10 | 27.4279 | 3.7895 | 0 | 147.4692 | 148.6205 | 59.7328 | 27.9182 | 31.8146
2022 | NA | 299.9149 | 10 | 27.2685 | 3.8252 | 0 | 120.2006 | 179.7142 | 60.5045 | 26.8347 | 33.6698
2023 | NA | 303.6908 | 10 | 27.9984 | 3.7759 | 0 | 92.2022 | 211.4886 | 61.2663 | 25.7116 | 35.5547
2024 | NA | 307.4057 | 10 | 30.1007 | 3.7149 | 0 | 62.1016 | 245.3041 | 62.0157 | 24.4802 | 37.5355
2025 | NA | 311.2181 | 10 | 32.2216 | 3.8124 | 0 | 29.88 | 281.3381 | 62.7848 | 23.1506 | 39.6342
2026 | NA | 315.115 | 10 | 29.88 | 3.897 | 0 | 0 | 315.115 | 63.571 | 21.9428 | 41.6282
d. GSLD Rate Class
| Stand-Alone Refrigeration Replacement Market | [7 empty] | Load Forecast 1 | Load Forecast 2 | CI Refrigeration Efficiency
| Total | Total | Assumed Refrigerator/Freezer | Commercial | Commercial | Total | Total | Total | Total | Total | Cumulative Impact on FPL Load
| CI Population | CI Stand-Alone | Effective Useful | Refrigerator/Freezer | Refrigerator/Freezer | Baseline | EPACT 2005 | DOE 2014 | C/I Refrigeration Load for | C/I Refrigeration Load for | Due to EPACT and DOE Stnds
| in | Refrigerators/Freezers | Life in | Replacement Market | Growth Market | Population | Population | Population | Conventional Equipment | Under EPACT and DOE Stnds | Replacing Conventional Equipment
Year | PPID's | in MW Connected Load | Years | in MW Connected Load | in MW Connected Load | in MW connected Load | in MW connected Load | in MW connected Load | Summer MW | Summer MW | Summer MW
2005 | NA | 180.4619 | 10 | NA | NA | 180.4619 | 0 | 0 | 36.4062 | 36.4062 | 0
2006 | NA | 184.0368 | 10 | NA | NA | 184.0368 | 0 | 0 | 37.1274 | 37.1274 | 0
2007 | NA | 188.3734 | 10 | NA | NA | 188.3734 | 0 | 0 | 38.0023 | 38.0023 | 0
2008 | NA | 189.2061 | 10 | NA | NA | 189.2061 | 0 | 0 | 38.1702 | 38.1702 | 0
2009 | NA | 188.1069 | 10 | NA | NA | 188.1069 | 0 | 0 | 37.9485 | 37.9485 | 0
2010 | NA | 188.5856 | 10 | 18.8586 | 0 | 169.727 | 18.8586 | 0 | 38.0451 | 36.4873 | 1.5577
2011 | NA | 190.1521 | 10 | 18.8586 | 1.5665 | 150.8685 | 39.2836 | 0 | 38.3611 | 35.1162 | 3.2449
2012 | NA | 191.5998 | 10 | 18.8586 | 1.4478 | 132.0099 | 59.5899 | 0 | 38.6532 | 33.731 | 4.9222
2013 | NA | 193.5912 | 10 | 18.8586 | 1.9913 | 113.1514 | 80.4398 | 0 | 39.0549 | 32.4105 | 6.6444
2014 | NA | 197.148 | 10 | 18.8586 | 3.5568 | 94.2928 | 102.8552 | 0 | 39.7724 | 31.2765 | 8.496
2015 | NA | 202.2842 | 10 | 18.8586 | 5.1362 | 75.4342 | 126.85 | 0 | 40.8086 | 30.3306 | 10.478
2016 | NA | 205.6767 | 10 | 18.8586 | 3.3925 | 56.5757 | 149.101 | 0 | 41.493 | 29.1771 | 12.3159
2017 | NA | 208.8882 | 10 | 18.8586 | 3.2115 | 37.7171 | 149.101 | 22.0701 | 42.1409 | 26.9094 | 15.2315
2018 | NA | 211.8875 | 10 | 18.8586 | 2.9993 | 18.8586 | 149.101 | 43.9279 | 42.746 | 24.6269 | 18.119
2019 | NA | 214.8115 | 10 | 18.8586 | 2.9241 | 0 | 149.101 | 65.7105 | 43.3359 | 22.3393 | 20.9966
2020 | NA | 217.6703 | 10 | 18.8586 | 2.8588 | 0 | 130.2425 | 87.4279 | 43.9126 | 21.6048 | 22.3078
2021 | NA | 220.4923 | 10 | 20.425 | 2.8219 | 0 | 109.8175 | 110.6748 | 44.4819 | 20.7902 | 23.6917
2022 | NA | 223.3409 | 10 | 20.3063 | 2.8486 | 0 | 89.5111 | 133.8298 | 45.0566 | 19.9833 | 25.0733
2023 | NA | 226.1527 | 10 | 20.8499 | 2.8118 | 0 | 68.6612 | 157.4915 | 45.6238 | 19.1469 | 26.4769
2024 | NA | 228.9191 | 10 | 22.4154 | 2.7664 | 0 | 46.2458 | 182.6733 | 46.1819 | 18.2299 | 27.952
2025 | NA | 231.7581 | 10 | 23.9948 | 2.839 | 0 | 22.2511 | 209.5071 | 46.7547 | 17.2398 | 29.5148
2026 | NA | 234.6601 | 10 | 22.2511 | 2.902 | 0 | 0 | 234.6601 | 47.3401 | 16.3404 | 30.9997
Load forecast 1 assumes that the entire market has stand-alone refrigeration connected loads consistent with per-unit levels reported in the commercial sector study; no improvements are made to the average population efficiency level.
Load forecast 2 assumes consistent per-unit stand-alone connected loads through 2009, after which all replacement equipment through 2026 are assumed to be EPACT or DOE compliant.
Prepared by Itron, Inc.
Revised 9-22-14

## Fed Sect 104
OPC 010157
FPL RC-16
Florida Power & Light
Federal Facilities Load Forecast
2005 - 2026, 4-5 PM on a Typical System Peak Day
FPL System
| Federal Facilities Market |  |  |  |  | Load Forecast 1 | EPACT Cumulative Savings | Load Forecast 2
|  | National | FPL Service Territory |  | National | FPL Service Territory | FPL Service Territory | FPL Service Territory
| Total | EPACT 2005, Section 104 | Share of Florida | Florida | Federal Facility | Federal Facility | Federal Facility | Federal Facility
| Market in | Cumulative Savings | Electric Sales | Share of Federal Employees | Summer Peak Demand | Summer Peak Demand | Summer Peak Demand | Summer Peak Demand
Year | PPID's | MW | Expressed as Percent | Expressed as Percent | MW | MW | MW | MW
2005 | 490364.6667 | 0 | 45.39% | 4.316% | 14054.2387 | 275.3525 | 0 | 275.3525
2006 | 500078.6667 | 18.85 | 45.39% | 4.316% | 14273.7342 | 279.6529 | 0.36931 | 279.2835
2007 | 511862.3333 | 37.7 | 45.39% | 4.316% | 14496.6578 | 284.0204 | 0.73862 | 283.2818
2008 | 514125 | 56.55 | 45.39% | 4.316% | 14723.0629 | 288.4562 | 1.1079 | 287.3482
2009 | 511138.25 | 75.4 | 45.39% | 4.316% | 14953.004 | 292.9612 | 1.4772 | 291.484
2010 | 512438.9167 | 94.25 | 45.39% | 4.316% | 15186.5362 | 297.5366 | 1.8466 | 295.69
2011 | 516695.4167 | 109.275 | 45.39% | 4.316% | 15423.7157 | 302.1834 | 2.1409 | 300.0425
2012 | 520629.4167 | 124.3 | 45.39% | 4.316% | 15664.5994 | 306.9029 | 2.4353 | 304.4676
2013 | 526040.4167 | 139.325 | 45.39% | 4.316% | 15909.2451 | 311.696 | 2.7297 | 308.9663
2014 | 535705.2677 | 154.35 | 45.39% | 4.316% | 16157.7117 | 316.564 | 3.024 | 313.5399
2015 | 549661.8066 | 169.375 | 45.39% | 4.316% | 16410.0588 | 321.508 | 3.3184 | 318.1896
2016 | 558880.1585 | 184.4 | 45.39% | 4.316% | 16666.3469 | 326.5292 | 3.6128 | 322.9164
2017 | 567606.6778 | 199.425 | 45.39% | 4.316% | 16926.6377 | 331.6289 | 3.9072 | 327.7217
2018 | 575756.506 | 214.45 | 45.39% | 4.316% | 17190.9936 | 336.8082 | 4.2015 | 332.6067
2019 | 583701.9908 | 229.475 | 45.39% | 4.316% | 17459.4782 | 342.0684 | 4.4959 | 337.5725
2020 | 591470.1627 | 244.5 | 45.39% | 4.316% | 17732.1559 | 347.4107 | 4.7903 | 342.6204
2021 | 599138.1492 | 259.525 | 45.39% | 4.316% | 18009.0923 | 352.8365 | 5.0846 | 347.7518
2022 | 606878.531 | 274.55 | 45.39% | 4.316% | 18290.3537 | 358.347 | 5.379 | 352.968
2023 | 614519.0713 | 289.575 | 45.39% | 4.316% | 18576.0078 | 363.9436 | 5.6734 | 358.2702
2024 | 622036.1985 | 304.6 | 45.39% | 4.316% | 18866.1232 | 369.6275 | 5.9678 | 363.6598
2025 | 629750.5659 | 319.625 | 45.39% | 4.316% | 19160.7696 | 375.4003 | 6.2621 | 369.1382
2026 | 637636.0996 | 334.65 | 45.39% | 4.316% | 19460.0176 | 381.2632 | 6.5565 | 374.7067
Load forecast 1 assumes federal facility demand grows at a constant rate of escalation that matches U.S. energy growth, and that federal facilities in FPL service territory account for 1.96 percent of the national total.
Load forecast 2 is set equal to load forecast 1, less estimated impacts of Section 104 (EPACT 2005).
Prepared by Itron, Inc.
Revised 9-15-14

## CI Walk-in Refrig
OPC 010158
FPL RC-16
Commercial/Industrial Load Forecast for Walk-in Refrigerators and Freezers
2008 - 2026
a. FPL System
| Walk-in Refrigeration/Freezer Replacement Market | [6 empty] | Load Forecast 1 | Load Forecast 2 | CI Refrigeration Efficiency | Load Forecast 1 | Load Forecast 2 | CI Refrigeration Efficiency | Load Forecast 1 | Load Forecast 2 | CI Refrigeration Efficiency
| Total C/I Walk-in | Assumed | C/I Walk-in | C/I | Total | Total | Total | Total C/I Walk-in | Total C/I Walk-in | Cumulative Impact on FPL Load | Total C/I Walk-in | Total C/I Walk-in | Cumulative Impact on FPL Load | Total C/I Walk-in | Total C/I Walk-in | Cumulative Impact on FPL Load
| Refrigerator/Freezer | Refrigerator/Freezer | Refrigerator/Freezer | Refrigerator/Freezer | Conventional Systems | EISA Compliant | DOE 2014 Compliant | Refrigerator/Freezer | Refrigerator/Freezer | Due to EISA/DOE 2014 Federal Standards | Refrigerator/Freezer | Refrigerator/Freezer | Due to EISA/DOE 2014 Federal Standards | Refrigerator/Freezer | Refrigerator/Freezer | Due to EISA/DOE 2014 Federal Standards
| Market | Effective Useful Life | Replacement | Growth Market | Market | Market | Market | Conventional Systems | Efficient Replacements | Replacing Conventional Equipment | Conventional Systems | Efficient Replacements | Replacing Conventional Equipment | Conventional Systems | Efficient Replacements | Replacing Conventional Equipment
Year | in Square Feet | in Years | in Square Feet | in Square Feet | in Square Feet | in Square Feet | in Square Feet | Annual MWh | Annual MWh | MWh | Summer MW | Summer MW | Summer Peak MW | Winter MW | Winter MW | Winter Peak MW
2008 | 8827176.8746 | 12 | 0 | 0 | 8827176.8746 | 0 | 0 | 824699.9189 | 824699.9189 | 0 | 102.4437 | 102.4437 | 0 | 84.1089 | 84.1089 | 0
2009 | 8775896.4067 | 12 | 731324.7006 | 0 | 8044571.7062 | 731324.7006 | 0 | 819908.9196 | 785746.048 | 34162.8717 | 101.8485 | 97.6048 | 4.2437 | 83.6203 | 80.1361 | 3.4842
2010 | 8798227.9695 | 12 | 731324.7006 | 22331.5628 | 7313247.0056 | 1484980.9639 | 0 | 821995.2988 | 752626.3659 | 69368.9329 | 102.1077 | 93.4907 | 8.617 | 83.8331 | 76.7583 | 7.0747
2011 | 8871309.182 | 12 | 731324.7006 | 73081.2125 | 6581922.3051 | 2289386.877 | 0 | 828823.0843 | 721877.387 | 106945.6973 | 102.9558 | 89.6711 | 13.2847 | 84.5294 | 73.6223 | 10.9071
2012 | 8938853.2887 | 12 | 731324.7006 | 67544.1066 | 5850597.6045 | 3088255.6842 | 0 | 835133.5525 | 690869.7495 | 144263.803 | 103.7397 | 85.8194 | 17.9204 | 85.173 | 70.4599 | 14.7131
2013 | 9031756.4816 | 12 | 731324.7006 | 92903.1929 | 5119272.9039 | 3912483.5777 | 0 | 843813.2535 | 661046.7283 | 182766.5252 | 104.8179 | 82.1148 | 22.7031 | 86.0582 | 67.4184 | 18.6399
2014 | 9197695.4069 | 12 | 731324.7006 | 165938.9253 | 4387948.2034 | 4809747.2035 | 0 | 859316.4908 | 634635.4753 | 224681.0155 | 106.7437 | 78.834 | 27.9097 | 87.6394 | 64.7247 | 22.9146
2015 | 9437319.6949 | 12 | 731324.7006 | 239624.288 | 3656623.5028 | 5780696.1921 | 0 | 881703.9578 | 611666.3372 | 270037.6207 | 109.5247 | 75.9808 | 33.5439 | 89.9226 | 62.3822 | 27.5404
2016 | 9595592.5324 | 12 | 731324.7006 | 158272.8376 | 2925298.8022 | 6670293.7302 | 0 | 896490.9728 | 584896.973 | 311593.9998 | 111.3615 | 72.6555 | 38.706 | 91.4307 | 59.6521 | 31.7786
2017 | 9745420.9388 | 12 | 731324.7006 | 149828.4063 | 2193974.1017 | 7110870.2836 | 440576.5534 | 910489.0467 | 552587.8997 | 357901.147 | 113.1003 | 68.6421 | 44.4582 | 92.8583 | 56.3569 | 36.5014
2018 | 9885347.9512 | 12 | 731324.7006 | 139927.0125 | 1462649.4011 | 7110870.2836 | 1311828.2665 | 923562.0595 | 514786.6899 | 408775.3695 | 114.7242 | 63.9465 | 50.7778 | 94.1916 | 52.5017 | 41.6899
2019 | 10021766.5261 | 12 | 731324.7006 | 136418.5749 | 731324.7006 | 7110870.2836 | 2179571.5419 | 936307.2881 | 476862.5611 | 459444.727 | 116.3075 | 59.2355 | 57.0719 | 95.4914 | 48.6339 | 46.8575
2020 | 10155140.7584 | 12 | 731324.7006 | 133374.2323 | 0 | 7110870.2836 | 3044270.4748 | 948768.0918 | 438831.773 | 509936.3189 | 117.8553 | 54.5114 | 63.3439 | 96.7623 | 44.7553 | 52.007
2021 | 10286794.8756 | 12 | 731324.7006 | 131654.1172 | 0 | 6379545.5831 | 3907249.2925 | 961068.1897 | 434903.5918 | 526164.598 | 119.3832 | 54.0234 | 65.3598 | 98.0167 | 44.3546 | 53.6621
2022 | 10419691.9705 | 12 | 753656.2634 | 132897.095 | 0 | 5625889.3197 | 4793802.6508 | 973484.4158 | 430758.1612 | 542726.2546 | 120.9256 | 53.5085 | 67.4171 | 99.283 | 43.9319 | 55.3512
2023 | 10550874.8553 | 12 | 804405.913 | 131182.8848 | 0 | 4821483.4067 | 5729391.4486 | 985740.4877 | 425959.9971 | 559780.4906 | 122.448 | 52.9125 | 69.5355 | 100.533 | 43.4425 | 57.0905
2024 | 10679938.821 | 12 | 798868.8072 | 129063.9657 | 0 | 4022614.5995 | 6657324.2215 | 997798.5945 | 421152.2607 | 576646.3338 | 123.9459 | 52.3152 | 71.6306 | 101.7628 | 42.9522 | 58.8106
2025 | 10812389.2671 | 12 | 824227.8935 | 132450.4462 | 0 | 3198386.706 | 7614002.5612 | 1010173.0914 | 416167.0165 | 594006.0749 | 125.483 | 51.696 | 73.787 | 103.0248 | 42.4437 | 60.5811
2026 | 10947778.5223 | 12 | 897263.6258 | 135389.2552 | 0 | 2301123.0801 | 8646655.4422 | 1022822.1534 | 410431.7922 | 612390.3612 | 127.0543 | 50.9836 | 76.0707 | 104.3149 | 41.8588 | 62.456
Prepared by Itron, Inc.
Revised 9-24-14