## Scherer Data
|  | Total | [5 empty] | 308 Engineering | [12 empty] | 310 Land and Land Rights | [12 empty] | 311 Structure and Imporvements | [12 empty] | 312 Boiler Plant Equipment | [12 empty] | 314 Turbogenerator Units | [12 empty] | 315 Accesory Electric Equipment | [12 empty] | 316 Miscellaneous Power Plant Equipment | [12 empty] | 343 Prime Movers
[10 empty] | Unit 1-4 | [12 empty] | Unit 1-4 | [12 empty] | Unit 1-4 | [12 empty] | Unit 1-4 | [12 empty] | Unit 1-4 | [12 empty] | Unit 1-4 | [12 empty] | Unit 1-4 | [12 empty] | Unit 1-4
| Tasks | Units | Quantity | Unit Cost | Cost |  | 2015 Costs | % | Total | % | Cost | % | Cost | % | Cost | % | Cost | % | Cost |  | % | Total | % | Cost | % | Cost | % | Cost | % | Cost | % | Cost |  | % | Total | % | Cost | % | Cost | % | Cost | % | Cost | % | Cost |  | % | Total | % | Cost | % | Cost | % | Cost | % | Cost | % | Cost |  | % | Total | % | Cost | % | Cost | % | Cost | % | Cost | % | Cost |  | % | Total | % | Cost | % | Cost | % | Cost | % | Cost | % | Cost |  | % | Total | % | Cost | % | Cost | % | Cost | % | Cost | % | Cost |  | % | Total | % | Cost | % | Cost | % | Cost | % | Cost | % | Cost | wenada Total | FERC Totals | Unit Totals | check
Engineering, Design and Survey Work |  |  |  |  | 0 |  |  |  | 0 |  | 0 |  | 0 |  | 0 |  | 0 |  | 0 |  |  | 0 |  | 0 |  | 0 |  | 0 |  | 0 |  | 0 |  |  | 0 |  | 0 |  | 0 |  | 0 |  | 0 |  | 0 |  |  | 0 |  | 0 |  | 0 |  | 0 |  | 0 |  | 0 |  |  | 0 |  | 0 |  | 0 |  | 0 |  | 0 |  | 0 |  |  | 0 |  | 0 |  | 0 |  | 0 |  | 0 |  | 0 |  |  | 0 |  | 0 |  | 0 |  | 0 |  | 0 |  | 0 |  |  | 0 |  | 0 |  | 0 |  | 0 |  | 0 |  | 0 | 0 | 0 | 0 | 0
| Design bulkhead for intake and discharge tunnel | ls | 1 | 50000 | 50000 |  | 50000 | 100% | 50000 | 20% | 10000 | 15% | 7500 | 20% | 10000 | 35% | 17500 | 10% | 5000 |  |  | 0 |  | 0 |  | 0 |  | 0 |  | 0 |  | 0 |  |  | 0 |  | 0 |  | 0 |  | 0 |  | 0 |  | 0 |  |  | 0 |  | 0 |  | 0 |  | 0 |  | 0 |  | 0 |  |  | 0 |  | 0 |  | 0 |  | 0 |  | 0 |  | 0 |  |  | 0 |  | 0 |  | 0 |  | 0 |  | 0 |  | 0 |  |  | 0 |  | 0 |  | 0 |  | 0 |  | 0 |  | 0 |  |  | 0 |  | 0 |  | 0 |  | 0 |  | 0 |  | 0 | 50000 | 50000 | 50000 | 0
| Perform environmental survey of above grade structures | ls | 1 | 450000 | 450000 |  | 450000 | 100% | 450000 | 20% | 90000 | 15% | 67500 | 20% | 90000 | 35% | 157500 | 10% | 45000 |  |  | 0 |  | 0 |  | 0 |  | 0 |  | 0 |  | 0 |  |  | 0 |  | 0 |  | 0 |  | 0 |  | 0 |  | 0 |  |  | 0 |  | 0 |  | 0 |  | 0 |  | 0 |  | 0 |  |  | 0 |  | 0 |  | 0 |  | 0 |  | 0 |  | 0 |  |  | 0 |  | 0 |  | 0 |  | 0 |  | 0 |  | 0 |  |  | 0 |  | 0 |  | 0 |  | 0 |  | 0 |  | 0 |  |  | 0 |  | 0 |  | 0 |  | 0 |  | 0 |  | 0 | 450000 | 450000 | 450000 | 0
| Storm Water Prevention Plan | ls | 1 | 50000 | 50000 |  | 50000 | 100% | 50000 | 20% | 10000 | 15% | 7500 | 20% | 10000 | 35% | 17500 | 10% | 5000 |  |  | 0 |  | 0 |  | 0 |  | 0 |  | 0 |  | 0 |  |  | 0 |  | 0 |  | 0 |  | 0 |  | 0 |  | 0 |  |  | 0 |  | 0 |  | 0 |  | 0 |  | 0 |  | 0 |  |  | 0 |  | 0 |  | 0 |  | 0 |  | 0 |  | 0 |  |  | 0 |  | 0 |  | 0 |  | 0 |  | 0 |  | 0 |  |  | 0 |  | 0 |  | 0 |  | 0 |  | 0 |  | 0 |  |  | 0 |  | 0 |  | 0 |  | 0 |  | 0 |  | 0 | 50000 | 50000 | 50000 | 0
[7 empty] | 0 |  | 0 |  | 0 |  | 0 |  | 0 |  | 0 |  | 0 |  |  | 0 |  | 0 |  | 0 |  | 0 |  | 0 |  | 0 |  |  | 0 |  | 0 |  | 0 |  | 0 |  | 0 |  | 0 |  |  | 0 |  | 0 |  | 0 |  | 0 |  | 0 |  | 0 |  |  | 0 |  | 0 |  | 0 |  | 0 |  | 0 |  | 0 |  |  | 0 |  | 0 |  | 0 |  | 0 |  | 0 |  | 0 |  |  | 0 |  | 0 |  | 0 |  | 0 |  | 0 |  | 0 |  |  | 0 |  | 0 |  | 0 |  | 0 |  | 0 |  | 0 | 0 | 0 | 0 | 0
General |  |  |  |  | 0 |  | 0 |  | 0 |  | 0 |  | 0 |  | 0 |  | 0 |  | 0 |  |  | 0 |  | 0 |  | 0 |  | 0 |  | 0 |  | 0 |  |  | 0 |  | 0 |  | 0 |  | 0 |  | 0 |  | 0 |  |  | 0 |  | 0 |  | 0 |  | 0 |  | 0 |  | 0 |  |  | 0 |  | 0 |  | 0 |  | 0 |  | 0 |  | 0 |  |  | 0 |  | 0 |  | 0 |  | 0 |  | 0 |  | 0 |  |  | 0 |  | 0 |  | 0 |  | 0 |  | 0 |  | 0 |  |  | 0 |  | 0 |  | 0 |  | 0 |  | 0 |  | 0 | 0 | 0 | 0 | 0
| Mob./Demob. | ls | 1 | 450000 | 450000 |  | 450000 | 12.5% | 56250 | 20% | 11250 | 15% | 8437.5 | 20% | 11250 | 35% | 19687.5 | 10% | 5625 |  | 12.5% | 56250 | 20% | 11250 | 15% | 8437.5 | 20% | 11250 | 35% | 19687.5 | 10% | 5625 |  | 12.5% | 56250 | 20% | 11250 | 15% | 8437.5 | 20% | 11250 | 35% | 19687.5 | 10% | 5625 |  | 12.5% | 56250 | 20% | 11250 | 15% | 8437.5 | 20% | 11250 | 35% | 19687.5 | 10% | 5625 |  | 12.5% | 56250 | 10% | 5625 | 10% | 5625 | 15% | 8437.5 | 15% | 8437.5 | 50% | 28125 |  | 12.5% | 56250 | 20% | 11250 | 15% | 8437.5 | 20% | 11250 | 35% | 19687.5 | 10% | 5625 |  | 12.5% | 56250 | 20% | 11250 | 15% | 8437.5 | 20% | 11250 | 35% | 19687.5 | 10% | 5625 |  | 12.5% | 56250 | 20% | 11250 | 15% | 8437.5 | 20% | 11250 | 35% | 19687.5 | 10% | 5625 | 450000 | 450000 | 450000 | 0
| Pavement Repairs | sf | 150000 | 4.5918 | 675000 |  | 4.5 |  | 0 |  | 0 |  | 0 |  | 0 |  | 0 |  | 0 |  | 100% | 675000 | 20% | 135000 | 15% | 101250 | 20% | 135000 | 35% | 236250 | 10% | 67500 |  |  | 0 |  | 0 |  | 0 |  | 0 |  | 0 |  | 0 |  |  | 0 |  | 0 |  | 0 |  | 0 |  | 0 |  | 0 |  |  | 0 |  | 0 |  | 0 |  | 0 |  | 0 |  | 0 |  |  | 0 |  | 0 |  | 0 |  | 0 |  | 0 |  | 0 |  |  | 0 |  | 0 |  | 0 |  | 0 |  | 0 |  | 0 |  |  | 0 |  | 0 |  | 0 |  | 0 |  | 0 |  | 0 | 675000 | 675000 | 675000 | 0
| Utility Disconnects | ls | 1 | 250000 | 250000 |  | 250000 | 12.5% | 31250 | 20% | 6250 | 15% | 4687.5 | 20% | 6250 | 35% | 10937.5 | 10% | 3125 |  | 12.5% | 31250 | 20% | 6250 | 15% | 4687.5 | 20% | 6250 | 35% | 10937.5 | 10% | 3125 |  | 12.5% | 31250 | 20% | 6250 | 15% | 4687.5 | 20% | 6250 | 35% | 10937.5 | 10% | 3125 |  | 12.5% | 31250 | 20% | 6250 | 15% | 4687.5 | 20% | 6250 | 35% | 10937.5 | 10% | 3125 |  | 12.5% | 31250 | 10% | 3125 | 10% | 3125 | 15% | 4687.5 | 15% | 4687.5 | 50% | 15625 |  | 12.5% | 31250 | 20% | 6250 | 15% | 4687.5 | 20% | 6250 | 35% | 10937.5 | 10% | 3125 |  | 12.5% | 31250 | 20% | 6250 | 15% | 4687.5 | 20% | 6250 | 35% | 10937.5 | 10% | 3125 |  | 12.5% | 31250 | 20% | 6250 | 15% | 4687.5 | 20% | 6250 | 35% | 10937.5 | 10% | 3125 | 250000 | 250000 | 250000 | 0
| Install Bulkhead in Intake & Discharge Tunnel | ls | 1 | 650000 | 650000 |  | 650000 |  | 0 |  | 0 |  | 0 |  | 0 |  | 0 |  | 0 |  |  | 0 |  | 0 |  | 0 |  | 0 |  | 0 |  | 0 |  |  | 0 |  | 0 |  | 0 |  | 0 |  | 0 |  | 0 |  | 5% | 32500 | 20% | 6500 | 15% | 4875 | 25% | 8125 | 40% | 13000 |  | 0 |  | 95% | 617500 | 20% | 123500 | 15% | 92625 | 25% | 154375 | 40% | 247000 |  | 0 |  |  | 0 |  | 0 |  | 0 |  | 0 |  | 0 |  | 0 |  |  | 0 |  | 0 |  | 0 |  | 0 |  | 0 |  | 0 |  |  | 0 |  | 0 |  | 0 |  | 0 |  | 0 |  | 0 | 650000 | 650000 | 650000 | 0
| Install Electrical for Decommisioning Work | ls | 1 | 200000 | 200000 |  | 200000 |  | 0 |  | 0 |  | 0 |  | 0 |  | 0 |  | 0 |  |  | 0 |  | 0 |  | 0 |  | 0 |  | 0 |  | 0 |  |  | 0 |  | 0 |  | 0 |  | 0 |  | 0 |  | 0 |  |  | 0 |  | 0 |  | 0 |  | 0 |  | 0 |  | 0 |  |  | 0 |  | 0 |  | 0 |  | 0 |  | 0 |  | 0 |  | 100% | 200000 | 20% | 40000 | 15% | 30000 | 25% | 50000 | 40% | 80000 |  | 0 |  |  | 0 |  | 0 |  | 0 |  | 0 |  | 0 |  | 0 |  |  | 0 |  | 0 |  | 0 |  | 0 |  | 0 |  | 0 | 200000 | 200000 | 200000 | 0
| Grade and Seeding | sf | 500000 | 0.35714 | 175000 |  | 0.35 |  | 0 |  | 0 |  | 0 |  | 0 |  | 0 |  | 0 |  | 100% | 175000 | 20% | 35000 | 15% | 26250 | 25% | 43750 | 40% | 70000 |  | 0 |  |  | 0 |  | 0 |  | 0 |  | 0 |  | 0 |  | 0 |  |  | 0 |  | 0 |  | 0 |  | 0 |  | 0 |  | 0 |  |  | 0 |  | 0 |  | 0 |  | 0 |  | 0 |  | 0 |  |  | 0 |  | 0 |  | 0 |  | 0 |  | 0 |  | 0 |  |  | 0 |  | 0 |  | 0 |  | 0 |  | 0 |  | 0 |  |  | 0 |  | 0 |  | 0 |  | 0 |  | 0 |  | 0 | 175000 | 175000 | 175000 | 0
[5 empty] | 0 |  | 0 |  | 0 |  | 0 |  | 0 |  | 0 |  | 0 |  | 0 |  |  | 0 |  | 0 |  | 0 |  | 0 |  | 0 |  | 0 |  |  | 0 |  | 0 |  | 0 |  | 0 |  | 0 |  | 0 |  |  | 0 |  | 0 |  | 0 |  | 0 |  | 0 |  | 0 |  |  | 0 |  | 0 |  | 0 |  | 0 |  | 0 |  | 0 |  |  | 0 |  | 0 |  | 0 |  | 0 |  | 0 |  | 0 |  |  | 0 |  | 0 |  | 0 |  | 0 |  | 0 |  | 0 |  |  | 0 |  | 0 |  | 0 |  | 0 |  | 0 |  | 0 | 0 | 0 | 0 | 0
Units 1, 2, 3 & 4 |  |  |  |  | 0 |  | 0 |  | 0 |  | 0 |  | 0 |  | 0 |  | 0 |  | 0 |  |  | 0 |  | 0 |  | 0 |  | 0 |  | 0 |  | 0 |  |  | 0 |  | 0 |  | 0 |  | 0 |  | 0 |  | 0 |  |  | 0 |  | 0 |  | 0 |  | 0 |  | 0 |  | 0 |  |  | 0 |  | 0 |  | 0 |  | 0 |  | 0 |  | 0 |  |  | 0 |  | 0 |  | 0 |  | 0 |  | 0 |  | 0 |  |  | 0 |  | 0 |  | 0 |  | 0 |  | 0 |  | 0 |  |  | 0 |  | 0 |  | 0 |  | 0 |  | 0 |  | 0 | 0 | 0 | 0 | 0
| Demo | nt | 90175.623 | 255.1 | 23003801.4273 |  | 250 |  | 0 |  | 0 |  | 0 |  | 0 |  | 0 |  | 0 |  |  | 0 |  | 0 |  | 0 |  | 0 |  | 0 |  | 0 |  | 60% | 13802280.8564 | 100% | 13802280.8564 |  | 0 |  | 0 |  | 0 |  | 0 |  | 20% | 4600760.2855 | 100% | 4600760.2855 |  | 0 |  | 0 |  | 0 |  | 0 |  | 15% | 3450570.2141 | 100% | 3450570.2141 |  | 0 |  | 0 |  | 0 |  | 0 |  | 5% | 1150190.0714 | 100% | 1150190.0714 |  | 0 |  | 0 |  | 0 |  | 0 |  |  | 0 |  | 0 |  | 0 |  | 0 |  | 0 |  | 0 |  |  | 0 |  | 0 |  | 0 |  | 0 |  | 0 |  | 0 | 23003801.4273 | 23003801.4273 | 23003801.4273 | 0
| FE Sales | nt | 90175.623 | -108.3696 | -9772293.7714 |  | -123.79 |  | 0 |  | 0 |  | 0 |  | 0 |  | 0 |  | 0 |  |  | 0 |  | 0 |  | 0 |  | 0 |  | 0 |  | 0 |  | 60% | -5863376.2629 | 100% | -5863376.2629 |  | 0 |  | 0 |  | 0 |  | 0 |  | 25% | -2443073.4429 | 100% | -2443073.4429 |  | 0 |  | 0 |  | 0 |  | 0 |  | 15% | -1465844.0657 | 100% | -1465844.0657 |  | 0 |  | 0 |  | 0 |  | 0 |  |  | 0 |  | 0 |  | 0 |  | 0 |  | 0 |  | 0 |  |  | 0 |  | 0 |  | 0 |  | 0 |  | 0 |  | 0 |  |  | 0 |  | 0 |  | 0 |  | 0 |  | 0 |  | 0 | -9772293.7714 | -9772293.7714 | -9772293.7714 | 1
| AL Sales | lbs | 837360 | -0.38793 | -324839.5875 |  | -0.38 |  | 0 |  | 0 |  | 0 |  | 0 |  | 0 |  | 0 |  |  | 0 |  | 0 |  | 0 |  | 0 |  | 0 |  | 0 |  |  | 0 |  | 0 |  | 0 |  | 0 |  | 0 |  | 0 |  | 100% | -324839.5875 | 100% | -324839.5875 |  | 0 |  | 0 |  | 0 |  | 0 |  |  | 0 |  | 0 |  | 0 |  | 0 |  | 0 |  | 0 |  |  | 0 |  | 0 |  | 0 |  | 0 |  | 0 |  | 0 |  |  | 0 |  | 0 |  | 0 |  | 0 |  | 0 |  | 0 |  |  | 0 |  | 0 |  | 0 |  | 0 |  | 0 |  | 0 | -324839.5875 | -324839.5875 | -324839.5875 | 0
| CU Sales | lbs | 7908400 | -0.31414 | -2484378.8595 |  | -0.37 |  | 0 |  | 0 |  | 0 |  | 0 |  | 0 |  | 0 |  |  | 0 |  | 0 |  | 0 |  | 0 |  | 0 |  | 0 |  |  | 0 |  | 0 |  | 0 |  | 0 |  | 0 |  | 0 |  | 20% | -496875.7719 | 100% | -496875.7719 |  | 0 |  | 0 |  | 0 |  | 0 |  |  | 0 |  | 0 |  | 0 |  | 0 |  | 0 |  | 0 |  | 80% | -1987503.0876 | 100% | -1987503.0876 |  | 0 |  | 0 |  | 0 |  | 0 |  |  | 0 |  | 0 |  | 0 |  | 0 |  | 0 |  | 0 |  |  | 0 |  | 0 |  | 0 |  | 0 |  | 0 |  | 0 | -2484378.8595 | -2484378.8595 | -2484378.8595 | 0
| SS Sales | lbs | 1116480 | -0.137 | -152956.6882 |  | -0.16 |  | 0 |  | 0 |  | 0 |  | 0 |  | 0 |  | 0 |  |  | 0 |  | 0 |  | 0 |  | 0 |  | 0 |  | 0 |  |  | 0 |  | 0 |  | 0 |  | 0 |  | 0 |  | 0 |  | 100% | -152956.6882 | 100% | -152956.6882 |  | 0 |  | 0 |  | 0 |  | 0 |  |  | 0 |  | 0 |  | 0 |  | 0 |  | 0 |  | 0 |  |  | 0 |  | 0 |  | 0 |  | 0 |  | 0 |  | 0 |  |  | 0 |  | 0 |  | 0 |  | 0 |  | 0 |  | 0 |  |  | 0 |  | 0 |  | 0 |  | 0 |  | 0 |  | 0 | -152956.6882 | -152956.6882 | -152956.6882 | 0
| Turbine Foundations Concrete | cy | 16666.6667 | 107.142 | 1750000 |  | 105 |  | 0 |  | 0 |  | 0 |  | 0 |  | 0 |  | 0 |  |  | 0 |  | 0 |  | 0 |  | 0 |  | 0 |  | 0 |  | 100% | 1750000 | 100% | 1750000 |  | 0 |  | 0 |  | 0 |  | 0 |  |  | 0 |  | 0 |  | 0 |  | 0 |  | 0 |  | 0 |  |  | 0 |  | 0 |  | 0 |  | 0 |  | 0 |  | 0 |  |  | 0 |  | 0 |  | 0 |  | 0 |  | 0 |  | 0 |  |  | 0 |  | 0 |  | 0 |  | 0 |  | 0 |  | 0 |  |  | 0 |  | 0 |  | 0 |  | 0 |  | 0 |  | 0 | 1750000 | 1750000 | 1750000 | 0
| Condenser Tubes (90-10 CU NI) | lbs | 3294000 | -1.5206 | -5008878.349 |  | -1.52 |  | 0 |  | 0 |  | 0 |  | 0 |  | 0 |  | 0 |  |  | 0 |  | 0 |  | 0 |  | 0 |  | 0 |  | 0 |  |  | 0 |  | 0 |  | 0 |  | 0 |  | 0 |  | 0 |  | 10% | -500887.8349 | 100% | -500887.8349 |  | 0 |  | 0 |  | 0 |  | 0 |  | 90% | -4507990.5141 | 100% | -4507990.5141 |  | 0 |  | 0 |  | 0 |  | 0 |  |  | 0 |  | 0 |  | 0 |  | 0 |  | 0 |  | 0 |  |  | 0 |  | 0 |  | 0 |  | 0 |  | 0 |  | 0 |  |  | 0 |  | 0 |  | 0 |  | 0 |  | 0 |  | 0 | -5008878.349 | -5008878.349 | -5008878.349 | 0
| Transport & Dispose of Combustibles | nt | 2093.4 | 66.326 | 136071 |  | 65 |  | 0 |  | 0 |  | 0 |  | 0 |  | 0 |  | 0 |  | 14.29% | 19438.7143 | 100% | 19438.7143 |  | 0 |  | 0 |  | 0 |  | 0 |  | 14.29% | 19438.7143 | 100% | 19438.7143 |  | 0 |  | 0 |  | 0 |  | 0 |  | 14.29% | 19438.7143 | 100% | 19438.7143 |  | 0 |  | 0 |  | 0 |  | 0 |  | 14.29% | 19438.7143 | 100% | 19438.7143 |  | 0 |  | 0 |  | 0 |  | 0 |  | 14.29% | 19438.7143 | 100% | 19438.7143 |  | 0 |  | 0 |  | 0 |  | 0 |  | 14.29% | 19438.7143 | 100% | 19438.7143 |  | 0 |  | 0 |  | 0 |  | 0 |  | 14.29% | 19438.7143 | 100% | 19438.7143 |  | 0 |  | 0 |  | 0 |  | 0 | 136071 | 136071 | 136071 | 0
| 2 (ea) 1000' Stacks (felling) | ea | 2 | 550000 | 1100000 |  | 550000 |  | 0 |  | 0 |  | 0 |  | 0 |  | 0 |  | 0 |  |  | 0 |  | 0 |  | 0 |  | 0 |  | 0 |  | 0 |  | 80% | 880000 | 100% | 880000 |  | 0 |  | 0 |  | 0 |  | 0 |  | 20% | 220000 | 100% | 220000 |  | 0 |  | 0 |  | 0 |  | 0 |  |  | 0 |  | 0 |  | 0 |  | 0 |  | 0 |  | 0 |  |  | 0 |  | 0 |  | 0 |  | 0 |  | 0 |  | 0 |  |  | 0 |  | 0 |  | 0 |  | 0 |  | 0 |  | 0 |  |  | 0 |  | 0 |  | 0 |  | 0 |  | 0 |  | 0 | 1100000 | 1100000 | 1100000 | 0
| Demo (4) Hyperbolic Cooling Towers 560' tall | ea | 4 | 1650000 | 6600000 |  | 1650000
| Process and haul brick, block & Concrete | nt | 18000 | 15.306 | 270000 |  | 15 |  | 0 |  | 0 |  | 0 |  | 0 |  | 0 |  | 0 |  | 100% | 270000 | 100% | 270000 |  | 0 |  | 0 |  | 0 |  | 0 |  |  | 0 |  | 0 |  | 0 |  | 0 |  | 0 |  | 0 |  |  | 0 |  | 0 |  | 0 |  | 0 |  | 0 |  | 0 |  |  | 0 |  | 0 |  | 0 |  | 0 |  | 0 |  | 0 |  |  | 0 |  | 0 |  | 0 |  | 0 |  | 0 |  | 0 |  |  | 0 |  | 0 |  | 0 |  | 0 |  | 0 |  | 0 |  |  | 0 |  | 0 |  | 0 |  | 0 |  | 0 |  | 0 | 270000 | 270000 | 270000 | 0
| Unit & Service Transformers | nt | 2864.377 | 255.1 | 730702.5727 |  | 250
| Unit & Service Transformers- CU Sales | lbs | 3566960.0377 | -0.31414 | -1120540.1991 |  | -0.37 |  | 0 |  | 0 |  | 0 |  | 0 |  | 0 |  | 0 |  |  | 0 |  | 0 |  | 0 |  | 0 |  | 0 |  | 0 |  |  | 0 |  | 0 |  | 0 |  | 0 |  | 0 |  | 0 |  |  | 0 |  | 0 |  | 0 |  | 0 |  | 0 |  | 0 |  |  | 0 |  | 0 |  | 0 |  | 0 |  | 0 |  | 0 |  | 100% | -1120540.1991 | 100% | -1120540.1991 |  | 0 |  | 0 |  | 0 |  | 0 |  |  | 0 |  | 0 |  | 0 |  | 0 |  | 0 |  | 0 |  |  | 0 |  | 0 |  | 0 |  | 0 |  | 0 |  | 0 | -1120540.1991 | -1120540.1991 | -1120540.1991 | 0
| Unit & Service Transformers - FE Sales | nt | 2864.377 | -108.3696 | -310411.3128 |  | -123.79
[7 empty] | 0 | [105 empty] | 0
Units 1, 2, 3 & 4 Precipitators |  |  |  |  | 0 |  | 0 |  | 0 |  | 0 |  | 0 |  | 0 |  | 0 |  | 0 |  |  | 0 |  | 0 |  | 0 |  | 0 |  | 0 |  | 0 |  |  | 0 |  | 0 |  | 0 |  | 0 |  | 0 |  | 0 |  |  | 0 |  | 0 |  | 0 |  | 0 |  | 0 |  | 0 |  |  | 0 |  | 0 |  | 0 |  | 0 |  | 0 |  | 0 |  |  | 0 |  | 0 |  | 0 |  | 0 |  | 0 |  | 0 |  |  | 0 |  | 0 |  | 0 |  | 0 |  | 0 |  | 0 |  |  | 0 |  | 0 |  | 0 |  | 0 |  | 0 |  | 0 | 0 | 0 | 0 | 0
| Demo | nt | 11600 | 255.1 | 2784000 |  | 250 |  | 0 |  | 0 |  | 0 |  | 0 |  | 0 |  | 0 |  |  | 0 |  | 0 |  | 0 |  | 0 |  | 0 |  | 0 |  | 80% | 2227200 | 100% | 2227200 |  | 0 |  | 0 |  | 0 |  | 0 |  | 20% | 556800 | 100% | 556800 |  | 0 |  | 0 |  | 0 |  | 0 |  |  | 0 |  | 0 |  | 0 |  | 0 |  | 0 |  | 0 |  |  | 0 |  | 0 |  | 0 |  | 0 |  | 0 |  | 0 |  |  | 0 |  | 0 |  | 0 |  | 0 |  | 0 |  | 0 |  |  | 0 |  | 0 |  | 0 |  | 0 |  | 0 |  | 0 | 2784000 | 2784000 | 2784000 | 0
| FE Sales | nt | 11600 | -108.3696 | -1257087.0483 |  | -123.79 |  | 0 |  | 0 |  | 0 |  | 0 |  | 0 |  | 0 |  |  | 0 |  | 0 |  | 0 |  | 0 |  | 0 |  | 0 |  | 80% | -1005669.6387 | 100% | -1005669.6387 |  | 0 |  | 0 |  | 0 |  | 0 |  | 20% | -251417.4097 | 100% | -251417.4097 |  | 0 |  | 0 |  | 0 |  | 0 |  |  | 0 |  | 0 |  | 0 |  | 0 |  | 0 |  | 0 |  |  | 0 |  | 0 |  | 0 |  | 0 |  | 0 |  | 0 |  |  | 0 |  | 0 |  | 0 |  | 0 |  | 0 |  | 0 |  |  | 0 |  | 0 |  | 0 |  | 0 |  | 0 |  | 0 | -1257087.0483 | -1257087.0483 | -1257087.0483 | 0
[5 empty] | 0 |  | 0 |  | 0 |  | 0 |  | 0 |  | 0 |  | 0 |  | 0 |  |  | 0 |  | 0 |  | 0 |  | 0 |  | 0 |  | 0 |  |  | 0 |  | 0 |  | 0 |  | 0 |  | 0 |  | 0 |  |  | 0 |  | 0 |  | 0 |  | 0 |  | 0 |  | 0 |  |  | 0 |  | 0 |  | 0 |  | 0 |  | 0 |  | 0 |  |  | 0 |  | 0 |  | 0 |  | 0 |  | 0 |  | 0 |  |  | 0 |  | 0 |  | 0 |  | 0 |  | 0 |  | 0 |  |  | 0 |  | 0 |  | 0 |  | 0 |  | 0 |  | 0 | 0 | 0 | 0 | 0
Units 1, 2, 3 & 4 SCRs |  |  |  |  | 0 |  | 0 |  | 0 |  | 0 |  | 0 |  | 0 |  | 0 |  | 0 |  |  | 0 |  | 0 |  | 0 |  | 0 |  | 0 |  | 0 |  |  | 0 |  | 0 |  | 0 |  | 0 |  | 0 |  | 0 |  |  | 0 |  | 0 |  | 0 |  | 0 |  | 0 |  | 0 |  |  | 0 |  | 0 |  | 0 |  | 0 |  | 0 |  | 0 |  |  | 0 |  | 0 |  | 0 |  | 0 |  | 0 |  | 0 |  |  | 0 |  | 0 |  | 0 |  | 0 |  | 0 |  | 0 |  |  | 0 |  | 0 |  | 0 |  | 0 |  | 0 |  | 0 | 0 | 0 | 0 | 0
| Demo | nt | 11000 | 275.508 | 2860000 |  | 270 |  | 0 |  | 0 |  | 0 |  | 0 |  | 0 |  | 0 |  |  | 0 |  | 0 |  | 0 |  | 0 |  | 0 |  | 0 |  |  | 0 |  | 0 |  | 0 |  | 0 |  | 0 |  | 0 |  |  | 0 |  | 0 |  | 0 |  | 0 |  | 0 |  | 0 |  |  | 0 |  | 0 |  | 0 |  | 0 |  | 0 |  | 0 |  |  | 0 |  | 0 |  | 0 |  | 0 |  | 0 |  | 0 |  |  | 0 |  | 0 |  | 0 |  | 0 |  | 0 |  | 0 |  | 100% | 2860000 | 20% | 572000 | 15% | 429000 | 25% | 715000 | 40% | 1144000 |  | 0 | 2860000 | 2860000 | 2860000 | 0
| FE Sales | nt | 11000 | -108.3696 | -1192065.3045 |  | -123.79 |  | 0 |  | 0 |  | 0 |  | 0 |  | 0 |  | 0 |  |  | 0 |  | 0 |  | 0 |  | 0 |  | 0 |  | 0 |  |  | 0 |  | 0 |  | 0 |  | 0 |  | 0 |  | 0 |  |  | 0 |  | 0 |  | 0 |  | 0 |  | 0 |  | 0 |  |  | 0 |  | 0 |  | 0 |  | 0 |  | 0 |  | 0 |  |  | 0 |  | 0 |  | 0 |  | 0 |  | 0 |  | 0 |  |  | 0 |  | 0 |  | 0 |  | 0 |  | 0 |  | 0 |  | 100% | -1192065.3045 | 20% | -238413.0609 | 15% | -178809.7957 | 25% | -298016.3261 | 40% | -476826.1218 |  | 0 | -1192065.3045 | -1192065.3045 | -1192065.3045 | 0
[5 empty] | 0 |  | 0 |  | 0 |  | 0 |  | 0 |  | 0 |  | 0 |  | 0 |  |  | 0 |  | 0 |  | 0 |  | 0 |  | 0 |  | 0 |  |  | 0 |  | 0 |  | 0 |  | 0 |  | 0 |  | 0 |  |  | 0 |  | 0 |  | 0 |  | 0 |  | 0 |  | 0 |  |  | 0 |  | 0 |  | 0 |  | 0 |  | 0 |  | 0 |  |  | 0 |  | 0 |  | 0 |  | 0 |  | 0 |  | 0 |  |  | 0 |  | 0 |  | 0 |  | 0 |  | 0 |  | 0 |  |  | 0 |  | 0 |  | 0 |  | 0 |  | 0 |  | 0 | 0 | 0 | 0 | 0
Units 1, 2, 3 & 4 SO2 Scrubber |  |  |  |  | 0 |  | 0 |  | 0 |  | 0 |  | 0 |  | 0 |  | 0 |  | 0 |  |  | 0 |  | 0 |  | 0 |  | 0 |  | 0 |  | 0 |  |  | 0 |  | 0 |  | 0 |  | 0 |  | 0 |  | 0 |  |  | 0 |  | 0 |  | 0 |  | 0 |  | 0 |  | 0 |  |  | 0 |  | 0 |  | 0 |  | 0 |  | 0 |  | 0 |  |  | 0 |  | 0 |  | 0 |  | 0 |  | 0 |  | 0 |  |  | 0 |  | 0 |  | 0 |  | 0 |  | 0 |  | 0 |  |  | 0 |  | 0 |  | 0 |  | 0 |  | 0 |  | 0 | 0 | 0 | 0 | 0
| Demo FE | nt | 5024 | 275.508 | 1306240 |  | 270 |  | 0 |  | 0 |  | 0 |  | 0 |  | 0 |  | 0 |  |  | 0 |  | 0 |  | 0 |  | 0 |  | 0 |  | 0 |  |  | 0 |  | 0 |  | 0 |  | 0 |  | 0 |  | 0 |  | 95% | 1240928 | 10% | 124092.8 | 10% | 124092.8 | 15% | 186139.2 | 15% | 186139.2 | 50% | 620464 |  |  | 0 |  | 0 |  | 0 |  | 0 |  | 0 |  | 0 |  | 5% | 65312 | 20% | 13062.4 | 15% | 9796.8 | 25% | 16328 | 40% | 26124.8 |  | 0 |  |  | 0 |  | 0 |  | 0 |  | 0 |  | 0 |  | 0 |  |  | 0 |  | 0 |  | 0 |  | 0 |  | 0 |  | 0 | 1306240 | 1306240 | 1306240 | 0
| Fe Sales | nt | 5024 | -108.3696 | -544448.7354 |  | -123.79 |  | 0 |  | 0 |  | 0 |  | 0 |  | 0 |  | 0 |  |  | 0 |  | 0 |  | 0 |  | 0 |  | 0 |  | 0 |  |  | 0 |  | 0 |  | 0 |  | 0 |  | 0 |  | 0 |  | 95% | -517226.2986 | 10% | -51722.6299 | 10% | -51722.6299 | 15% | -77583.9448 | 15% | -77583.9448 | 50% | -258613.1493 |  |  | 0 |  | 0 |  | 0 |  | 0 |  | 0 |  | 0 |  | 5% | -27222.4368 | 20% | -5444.4874 | 15% | -4083.3655 | 25% | -6805.6092 | 40% | -10888.9747 |  | 0 |  |  | 0 |  | 0 |  | 0 |  | 0 |  | 0 |  | 0 |  |  | 0 |  | 0 |  | 0 |  | 0 |  | 0 |  | 0 | -544448.7354 | -544448.7354 | -544448.7354 | 1
| 2 - stacks | ea | 2 | 550000 | 1100000 |  | 550000 |  | 0 |  | 0 |  | 0 |  | 0 |  | 0 |  | 0 |  |  | 0 |  | 0 |  | 0 |  | 0 |  | 0 |  | 0 |  | 80% | 880000 | 10% | 88000 | 10% | 88000 | 15% | 132000 | 15% | 132000 | 50% | 440000 |  | 20% | 220000 | 10% | 22000 | 10% | 22000 | 15% | 33000 | 15% | 33000 | 50% | 110000 |  |  | 0 |  | 0 |  | 0 |  | 0 |  | 0 |  | 0 |  |  | 0 |  | 0 |  | 0 |  | 0 |  | 0 |  | 0 |  |  | 0 |  | 0 |  | 0 |  | 0 |  | 0 |  | 0 |  |  | 0 |  | 0 |  | 0 |  | 0 |  | 0 |  | 0 | 1100000 | 1100000 | 1100000 | 0
[7 empty] | 0 | [103 empty] | 0 | 0 | 0
Units 1, 2, 3 & 4 Baghouses |  |  |  |  | 0 |  | 0 | [103 empty] | 0 | 0 | 0
| Demo | nt | 8700 | 255.1 | 2088000 |  | 250 | [26 empty] | 80% | 1670400 | 100% | 1670400 | [9 empty] | 20% | 417600 | 100% | 417600 | [60 empty] | 2088000 | 2088000 | 2088000
| FE Sales | nt | 8700 | -108.3696 | -942815.2862 |  | -123.79 | [26 empty] | 80% | -754252.229 | 100% | -754252.229 | [9 empty] | 20% | -188563.0572 | 100% | -188563.0572 | [60 empty] | -942815.2862 | -942815.2862 | -942815.2862
[7 empty] | 0 | [103 empty] | 0 | 0 | 0
Ancillary Buildings |  |  |  |  | 0 |  | 0 |  | 0 |  | 0 |  | 0 |  | 0 |  | 0 |  | 0 |  |  | 0 |  | 0 |  | 0 |  | 0 |  | 0 |  | 0 |  |  | 0 |  | 0 |  | 0 |  | 0 |  | 0 |  | 0 |  |  | 0 |  | 0 |  | 0 |  | 0 |  | 0 |  | 0 |  |  | 0 |  | 0 |  | 0 |  | 0 |  | 0 |  | 0 |  |  | 0 |  | 0 |  | 0 |  | 0 |  | 0 |  | 0 |  |  | 0 |  | 0 |  | 0 |  | 0 |  | 0 |  | 0 |  |  | 0 |  | 0 |  | 0 |  | 0 |  | 0 |  | 0 | 0 | 0 | 0 | 0
| Demo | nt | 650 | 255.1 | 156000 |  | 250 |  | 0 |  | 0 |  | 0 |  | 0 |  | 0 |  | 0 |  |  | 0 |  | 0 |  | 0 |  | 0 |  | 0 |  | 0 |  | 60% | 93600 | 20% | 18720 | 15% | 14040 | 20% | 18720 | 35% | 32760 | 10% | 9360 |  | 20% | 31200 | 20% | 6240 | 15% | 4680 | 20% | 6240 | 35% | 10920 | 10% | 3120 |  | 15% | 23400 | 20% | 4680 | 15% | 3510 | 20% | 4680 | 35% | 8190 | 10% | 2340 |  | 5% | 7800 | 20% | 1560 | 15% | 1170 | 20% | 1560 | 35% | 2730 | 10% | 780 |  |  | 0 |  | 0 |  | 0 |  | 0 |  | 0 |  | 0 |  |  | 0 |  | 0 |  | 0 |  | 0 |  | 0 |  | 0 | 156000 | 156000 | 156000 | 0
| Sales | nt | 650 | -108.3696 | -70440.2225 |  | -123.79 |  | 0 |  | 0 |  | 0 |  | 0 |  | 0 |  | 0 |  |  | 0 |  | 0 |  | 0 |  | 0 |  | 0 |  | 0 |  | 60% | -42264.1335 | 20% | -8452.8267 | 15% | -6339.62 | 20% | -8452.8267 | 35% | -14792.4467 | 10% | -4226.4134 |  | 25% | -17610.0556 | 20% | -3522.0111 | 15% | -2641.5083 | 20% | -3522.0111 | 35% | -6163.5195 | 10% | -1761.0056 |  | 15% | -10566.0334 | 20% | -2113.2067 | 15% | -1584.905 | 20% | -2113.2067 | 35% | -3698.1117 | 10% | -1056.6033 |  |  | 0 |  | 0 |  | 0 |  | 0 |  | 0 |  | 0 |  |  | 0 |  | 0 |  | 0 |  | 0 |  | 0 |  | 0 |  |  | 0 |  | 0 |  | 0 |  | 0 |  | 0 |  | 0 | -70440.2225 | -70440.2225 | -70440.2225 | 0
| Transport & Dispose of Combustibles | nt | 350 | 66.326 | 22750 |  | 65 |  | 0 |  | 0 |  | 0 |  | 0 |  | 0 |  | 0 |  | 14.29% | 3250 | 20% | 650 | 15% | 487.5 | 20% | 650 | 35% | 1137.5 | 10% | 325 |  | 14.29% | 3250 | 20% | 650 | 15% | 487.5 | 20% | 650 | 35% | 1137.5 | 10% | 325 |  | 14.29% | 3250 | 20% | 650 | 15% | 487.5 | 20% | 650 | 35% | 1137.5 | 10% | 325 |  | 14.29% | 3250 | 20% | 650 | 15% | 487.5 | 20% | 650 | 35% | 1137.5 | 10% | 325 |  | 14.29% | 3250 | 20% | 650 | 15% | 487.5 | 20% | 650 | 35% | 1137.5 | 10% | 325 |  | 14.29% | 3250 | 20% | 650 | 15% | 487.5 | 20% | 650 | 35% | 1137.5 | 10% | 325 |  | 14.29% | 3250 | 20% | 650 | 15% | 487.5 | 20% | 650 | 35% | 1137.5 | 10% | 325 | 22750 | 22750 | 22750 | 0
[7 empty] | 0 |  | 0 |  | 0 |  | 0 |  | 0 |  | 0 |  | 0 |  |  | 0 |  | 0 |  | 0 |  | 0 |  | 0 |  | 0 |  |  | 0 |  | 0 |  | 0 |  | 0 |  | 0 |  | 0 |  |  | 0 |  | 0 |  | 0 |  | 0 |  | 0 |  | 0 |  |  | 0 |  | 0 |  | 0 |  | 0 |  | 0 |  | 0 |  |  | 0 |  | 0 |  | 0 |  | 0 |  | 0 |  | 0 |  |  | 0 |  | 0 |  | 0 |  | 0 |  | 0 |  | 0 |  |  | 0 |  | 0 |  | 0 |  | 0 |  | 0 |  | 0 | 0 | 0 | 0 | 0
| Total |  |  |  | 23676409.6355 | 0 | 0 |  | 637500 |  | 127500 |  | 95625 |  | 127500 |  | 223125 |  | 63750 | 0 |  | 1230188.7143 |  | 477588.7143 |  | 141112.5 |  | 196900 |  | 338012.5 |  | 76575 | 0 |  | 13748107.3066 |  | 12842438.6134 |  | 109312.88 |  | 160417.1733 |  | 181730.0533 |  | 454208.5866 | 0 |  | 2536526.8532 |  | 1577723.3665 |  | 114896.1618 |  | 170548.2441 |  | 191074.2357 |  | 482284.8451 | 0 |  | -1782741.6848 |  | -2368358.8581 |  | 103787.595 |  | 170716.7933 |  | 265754.3883 |  | 45358.3967 | 0 |  | -1601774.9379 |  | -1871086.5884 |  | 50495.9345 |  | 79232.3908 |  | 129728.3253 |  | 9855 | 0 |  | 110188.7143 |  | 37588.7143 |  | 13612.5 |  | 18150 |  | 31762.5 |  | 9075 | 0 |  | 1778123.4098 |  | 371175.6534 |  | 263802.7043 |  | 435133.6739 |  | 698936.3782 |  | 9075 | 23676409.6355 | 16656118.3756 | 16656118.3756
[5 empty] | -1533844.5424 |  | 0 |  | 0 | [101 empty] | -1533844.5424 | 0 | 0 | 1
[7 empty] | 0 |  | 0 | [101 empty] | #NUM! | 0
[7 empty] | 0 |  | 0 | [101 empty] | 0 | 0 | 0 | 0
| Universal Wastes | ls | 1 | 186080 | 186080 |  | 186080 |  | 0 |  | 0 |  | 0 |  | 0 |  | 0 |  | 0 |  |  | 0 |  | 0 |  | 0 |  | 0 |  | 0 |  | 0 |  |  | 0 |  | 0 |  | 0 |  | 0 |  | 0 |  | 0 |  | 100% | 0 | 100% | 0 |  | 0 |  | 0 |  | 0 |  | 0 |  |  | 0 |  | 0 |  | 0 |  | 0 |  | 0 |  | 0 |  |  | 0 |  | 0 |  | 0 |  | 0 |  | 0 |  | 0 |  |  | 0 |  | 0 |  | 0 |  | 0 |  | 0 |  | 0 |  |  | 0 |  | 0 |  | 0 |  | 0 |  | 0 |  | 0 | 186080 | 0 | 0 | 1
| Dispose of Refractory in Subtitle D Landfill | nt | 9304 | 65 | 604760 |  | 65 |  | 0 |  | 0 |  | 0 |  | 0 |  | 0 |  | 0 |  |  | 0 |  | 0 |  | 0 |  | 0 |  | 0 |  | 0 |  |  | 0 |  | 0 |  | 0 |  | 0 |  | 0 |  | 0 |  | 100% | 0 | 100% | 0 |  | 0 |  | 0 |  | 0 |  | 0 |  |  | 0 |  | 0 |  | 0 |  | 0 |  | 0 |  | 0 |  |  | 0 |  | 0 |  | 0 |  | 0 |  | 0 |  | 0 |  |  | 0 |  | 0 |  | 0 |  | 0 |  | 0 |  | 0 |  |  | 0 |  | 0 |  | 0 |  | 0 |  | 0 |  | 0 | 604760 | 0 | 0 | 1
|  |  |  | 31DEC16 Scrap Values | 24467249.6355
|  |  |  | 06NOV15 Scrap Values | 21329871.126
|  |  |  | August '15 Scrap values | 13709930
10757319.6355
| Note: 2016 Salvage Values were escalated from 2015 based on % from Power Advocate. |  |  |  | 2016-12-31 |  |  |  | 2016-12-31
[5 empty] | Unit |  |  |  | ADJ Unit
[5 empty] | Price |  |  |  | Price
| * FE is based on the 31DEC15, 2015 Metal Prices Birmingham P&S 5' & under = $151.79 / GT and Escalated to 31DEC2016. |  |  |  | 147.0724 |  |  |  | -108.3696
| * AL is based on 31DEC15, 2015 LME Cash Official = $0.68/lb and Escalated to 31DEC2016. |  |  |  | 0.68399 |  |  |  | -0.38793
| * CU is based on 31DEC15, LME Cash Official = $2.14/lb and Escalated to 31DEC2016. |  |  |  | 1.9443 |  |  |  | -0.31414
| * SS is based on 31DEC15, LME 304 (18-8) Scrap Solids Processor = $0.38 / lb and Escalated to 31DEC2016. |  |  |  | 0.37675 |  |  |  | -0.137
| *305 SS - is based on 31DEC15, LME 304 (18-8) Scrap Solids Processor = $0.38 / lb and Escalated to 31DEC2016. |  |  |  | 0.37675 |  |  |  | -0.17125
* Transformers is based on 31DEC15, LME Cash Official = $2.29/lb
| *Ti is based on 31DEC15, Secondary Market Tin Bearing >85% = $0..25/ lb and Escalated to 31DEC2016. |  |  |  | 0.24659 |  |  |  | -0.16439
| * Ad Brass is based of 31DEC15, Secondary Market Yellow Brass = $1.51 and Escalated to 31DEC2016. |  |  |  | 1.3714 |  |  |  | -1.4481
| * 90-10 CU-NI is based on 31DEC15, Secondary Market Cupro-Nickel Scrap 90-10 = $1.87 and Escalated to 31DEC2016. |  |  |  | 1.9908 |  |  |  | -1.5206
| *304 SS - is based on 31DEC15, LME 304 (18-8) Scrap Solids Processor = $0.38 / lb and Escalated to 31DEC2016. |  |  |  | 0.37675 |  |  |  | -0.2055
| Labor Escalation (4Q15 to 4Q16) |  |  |  | 2.04% |  |  |  | 1.0204

## Scherer Import
[7 empty] | 2515559.7776 | 1529203.1022 |  | 2826796.5 |  |  |  | 22938046.5333 | 24467249.6355 | GPC%> | 75% | 25% | <Other%
WBS | FERC | UNIT | COEL | PLTCODE | QTY | UM | RATE | VALUE | COMMENT | MATERIALS | CLASSIFICATION | NOTES2016 | cRATE2016 | cVALUE2016 | BUCKET | OWNRSHP_PCT | OWNER | CCATDESC | 1 | 2 | 3
3090481 | 309 | C | CLR | SCHERER-ECO | 1 | % | 108.75 | 108.75 | ADMINISTRATIVE & GENERAL OVERHEAD |  |  | ADMINISTRATIVE & GENERAL OVERHEAD | 108.75 | 108.75 | ECO | 6.25% | GULF | REMOVAL | SCS |  | 3090481CCLRSCHERER-ECO1%108.75ADMINISTRATIVE & GENERAL OVERHEAD
3090481 | 309 | 3 | 3LR | SCHERER-ECOB | 1 | % | 81.5625 | 81.5625 | ADMINISTRATIVE & GENERAL OVERHEAD |  |  | Indirects for Baghouse were put into Unit 3; No Common per GULF. | 81.5625 | 81.5625 | ECO | 6.25% | GULF | REMOVAL | SCS |  | 309048133LRSCHERER-ECOB1%81.5625ADMINISTRATIVE & GENERAL OVERHEAD
3090481 | 309 | 3 | 3LR | SCHERER-ECOF | 1 | % | 93.9938 | 93.9938 | ADMINISTRATIVE & GENERAL OVERHEAD |  |  | Indirects for FGD were put into Unit 3; No Common per GULF. | 93.9938 | 93.9938 | ECO | 6.25% | GULF | REMOVAL | SCS |  | 309048133LRSCHERER-ECOF1%93.99375ADMINISTRATIVE & GENERAL OVERHEAD
3090481 | 309 | 3 | 3LR | SCHERER-ECOS | 1 | % | 111.7188 | 111.7188 | ADMINISTRATIVE & GENERAL OVERHEAD |  |  | Indirects for SCR were put into Unit 3; No Common per GULF. | 111.7188 | 111.7188 | ECO | 6.25% | GULF | REMOVAL | SCS |  | 309048133LRSCHERER-ECOS1%111.71875ADMINISTRATIVE & GENERAL OVERHEAD
3090481 | 309 | C | CLR | SCHERER-NON | 1 | % | 1370.7228 | 1370.7228 | ADMINISTRATIVE & GENERAL OVERHEAD |  |  | ADMINISTRATIVE & GENERAL OVERHEAD | 1370.7228 | 1370.7228 | NON | 6.25% | GULF | REMOVAL | SCS |  | 3090481CCLRSCHERER-NON1%1370.7228125ADMINISTRATIVE & GENERAL OVERHEAD
311UND | 311 | C | CLR | SCHERER-NON | 40.625 | nt | 255.1 | 9750 | ANCILLARY BUILDINGS - Demo |  |  | ANCILLARY BUILDINGS - Demo | 255.1 | 9750 | NON | 6.25% | GULF | REMOVAL | BDG | MARKUP | 311UNDCCLRSCHERER-NON40.625nt255.1ANCILLARY BUILDINGS - Demo
311UND | 311 | C | CMS | SCHERER-NON | 40.625 | nt | -108.3696 | -4402.5139 | ANCILLARY BUILDINGS - FE SALES | STEEL |  | Scrap Market Values (MetalPrices.com) as projected to 31DEC16. | -108.3696 | -4402.5139 | NON | 6.25% | GULF | SALVAGE | BDG | MARKUP | 311UNDCCMSSCHERER-NON40.625nt-108.369573131976ANCILLARY BUILDINGS - FE SALES
312UND | 312 | 3 | 3LR | SCHERER-ECOB | 543.75 | nt | 255.1 | 130500 | Baghouses - DEMO |  |  | Indirects for Baghouse were put into Unit 3; No Common per GULF. | 255.1 | 130500 | ECO | 25% | GULF | REMOVAL | BDG | MARKUP | 312UND33LRSCHERER-ECOB543.75nt255.1Baghouses - DEMO
312UND | 312 | 3 | 3MS | SCHERER-ECOB | 543.75 | nt | -108.3696 | -58925.9554 | Baghouses - FE Sales | STEEL |  | Indirects for Baghouse were put into Unit 3; No Common per GULF. | -108.3696 | -58925.9554 | ECO | 25% | GULF | SALVAGE | BDG | MARKUP | 312UND33MSSCHERER-ECOB543.75nt-108.369573131976Baghouses - FE Sales
3040000 | 304 | C | CLR | SCHERER-ASH | 0 |  |  | 0 | CONTINGENCY |  |  | CONTINGENCY | 0 | 0 | ASH | 6.25% | GULF | REMOVAL | SCS |  | 3040000CCLRSCHERER-ASH0CONTINGENCY
3040000 | 304 | 3 | 3LR | SCHERER-ECO | 0 |  |  | 0 | CONTINGENCY |  |  | CONTINGENCY | 0 | 0 | ECO | 25% | GULF | REMOVAL | SCS |  | 304000033LRSCHERER-ECO0CONTINGENCY
3040000 | 304 | C | CLR | SCHERER-ECO | 0 |  |  | 0 | CONTINGENCY |  |  | CONTINGENCY | 0 | 0 | ECO | 6.25% | GULF | REMOVAL | SCS |  | 3040000CCLRSCHERER-ECO0CONTINGENCY
3040000 | 304 | 3 | 3LR | SCHERER-ECOB | 0 |  |  | 0 | CONTINGENCY |  |  | Indirects for Baghouse were put into Unit 3; No Common per GULF. | 0 | 0 | ECO | 25% | GULF | REMOVAL | SCS |  | 304000033LRSCHERER-ECOB0CONTINGENCY
3040000 | 304 | 3 | 3LR | SCHERER-ECOF | 0 |  |  | 0 | CONTINGENCY |  |  | Indirects for FGD were put into Unit 3; No Common per GULF. | 0 | 0 | ECO | 25% | GULF | REMOVAL | SCS |  | 304000033LRSCHERER-ECOF0CONTINGENCY
3040000 | 304 | 3 | 3LR | SCHERER-ECOF | 0 |  |  | 0 | CONTINGENCY |  |  | Indirects for FGD were put into Unit 3; No Common per GULF. | 0 | 0 | ECO | 6.25% | GULF | REMOVAL | SCS |  | 304000033LRSCHERER-ECOF0CONTINGENCY
3040000 | 304 | 3 | 3LR | SCHERER-ECOS | 0 |  |  | 0 | CONTINGENCY |  |  | Indirects for SCR were put into Unit 3; No Common per GULF. | 0 | 0 | ECO | 25% | GULF | REMOVAL | SCS |  | 304000033LRSCHERER-ECOS0CONTINGENCY
3040000 | 304 | 3 | 3LR | SCHERER-ECOS | 0 |  |  | 0 | CONTINGENCY |  |  | Indirects for SCR were put into Unit 3; No Common per GULF. | 0 | 0 | ECO | 6.25% | GULF | REMOVAL | SCS |  | 304000033LRSCHERER-ECOS0CONTINGENCY
3040000 | 304 | 3 | 3LR | SCHERER-NON | 0 |  |  | 0 | CONTINGENCY |  |  | CONTINGENCY | 0 | 0 | NON | 25% | GULF | REMOVAL | SCS |  | 304000033LRSCHERER-NON0CONTINGENCY
3040000 | 304 | C | CLR | SCHERER-NON | 0 |  |  | 0 | CONTINGENCY |  |  | CONTINGENCY | 0 | 0 | NON | 6.25% | GULF | REMOVAL | SCS |  | 3040000CCLRSCHERER-NON0CONTINGENCY
3070201MO | 307 | C | CLR | SCHERER-NON | 0.0625 | LT | 450000 | 28125 | CONTRACTOR MOBILIZATION |  |  | CONTRACTOR MOBILIZATION | 450000 | 28125 | NON | 6.25% | GULF | REMOVAL | BDG |  | 3070201MOCCLRSCHERER-NON0.0625LT450000CONTRACTOR MOBILIZATION
3080241 | 308 | C | CLR | SCHERER-NON | 0.0625 | ls | 50000 | 3125 | Design bulkhead for intake and discharge tunnel |  |  | Design bulkhead for intake and discharge tunnel | 50000 | 3125 | NON | 6.25% | GULF | REMOVAL | BDG |  | 3080241CCLRSCHERER-NON0.0625ls50000Design bulkhead for intake and discharge tunnel
312UND | 312 | 3 | 3LD | SCHERER-NON | 581.5 | nt | 65 | 37797.5 | Dispose of Refractory in Subtitle D Landfill |  |  | Dispose of Refractory in Subtitle D Landfill | 65 | 37797.5 | NON | 25% | GULF | DISPOSAL | BDG | MARKUP | 312UND33LDSCHERER-NON581.5nt65Dispose of Refractory in Subtitle D Landfill
3080261 | 308 | C | CLR | SCHERER-NON | 125 | MH | 101.26 | 12657.5 | GPC ENGINEERING |  |  | GPC ENGINEERING | 101.26 | 12657.5 | NON | 6.25% | GULF | REMOVAL | SCS |  | 3080261CCLRSCHERER-NON125MH101.26GPC ENGINEERING
3110001LC | 311 | C | CLR | SCHERER-NON | 31250 | sf | 0.35714 | 10937.5 | Grade and Seeding |  |  | Grade and Seeding | 0.35714 | 10937.5 | NON | 6.25% | GULF | REMOVAL | BDG | MARKUP | 3110001LCCCLRSCHERER-NON31250sf0.35714Grade and Seeding
314052102 | 314 | C | CLR | SCHERER-NON | 0.0625 | ls | 650000 | 40625 | Install Bulkhead in Intake & Discharge Tunnel |  |  | Install Bulkhead in Intake & Discharge Tunnel | 650000 | 40625 | NON | 6.25% | GULF | REMOVAL | BDG | MARKUP | 314052102CCLRSCHERER-NON0.0625ls650000Install Bulkhead in Intake & Discharge Tunnel
307UND | 307 | C | CLR | SCHERER-NON | 0.0625 | ls | 200000 | 12500 | Install Electrical for Decommissioning Work |  |  | Install Electrical for Decommissioning Work | 200000 | 12500 | NON | 6.25% | GULF | REMOVAL | BDG |  | 307UNDCCLRSCHERER-NON0.0625ls200000Install Electrical for Decommissioning Work
312UND | 312 | 3 | 3LR | SCHERER-NON | 0.125 | ea | 550000 | 68750 | Main Power Block - (1) each 1000' Stack (felling) |  |  | Main Power Block - (1) each 1000' Stack (felling) | 550000 | 68750 | NON | 25% | GULF | REMOVAL | BDG | MARKUP | 312UND33LRSCHERER-NON0.125ea550000Main Power Block - (1) each 1000' Stack (felling)
312UND | 312 | 3 | 3MS | SCHERER-NON | 52335 | lbs | -0.38793 | -20302.4742 | Main Power Block - AL Sales | ALUMINUM |  | Scrap Market Values (MetalPrices.com) as projected to 31DEC16. | -0.38793 | -20302.4742 | NON | 25% | GULF | SALVAGE | BDG | MARKUP | 312UND33MSSCHERER-NON52335lbs-0.387933012716418Main Power Block - AL Sales
314UND | 314 | 3 | 3MS | SCHERER-NON | 205875 | lbs | -1.5206 | -313054.8968 | Main Power Block - Condenser Tubes (90-10 CU-NI) | CUPRO-NICKEL |  | Scrap Market Values (MetalPrices.com) as projected to 31DEC16. | -1.5206 | -313054.8968 | NON | 25% | GULF | SALVAGE | BDG | MARKUP | 314UND33MSSCHERER-NON205875lbs-1.52060666331658Main Power Block - Condenser Tubes (90-10 CU-NI)
312UND | 312 | 3 | 3MS | SCHERER-NON | 98855 | lbs | -0.31414 | -31054.7357 | Main Power Block - CU Sales | COPPER |  | Scrap Market Values (MetalPrices.com) as projected to 31DEC16. | -0.31414 | -31054.7357 | NON | 25% | GULF | SALVAGE | BDG | MARKUP | 312UND33MSSCHERER-NON98855lbs-0.314144309790393Main Power Block - CU Sales
315UND | 315 | 3 | 3MS | SCHERER-NON | 395420 | lbs | -0.31414 | -124218.943 | Main Power Block - CU Sales | COPPER |  | Scrap Market Values (MetalPrices.com) as projected to 31DEC16. | -0.31414 | -124218.943 | NON | 25% | GULF | SALVAGE | BDG | MARKUP | 315UND33MSSCHERER-NON395420lbs-0.314144309790393Main Power Block - CU Sales
311UND | 311 | 3 | 3LR | SCHERER-NON | 3381.5859 | nt | 255.1 | 862642.5535 | Main Power Block - DEMO |  |  | Main Power Block - DEMO | 255.1 | 862642.5535 | NON | 25% | GULF | REMOVAL | BDG | MARKUP | 311UND33LRSCHERER-NON3381.5858625nt255.1Main Power Block - DEMO
312UND | 312 | 3 | 3LR | SCHERER-NON | 1127.1953 | nt | 255.1 | 287547.5178 | Main Power Block - DEMO |  |  | Main Power Block - DEMO | 255.1 | 287547.5178 | NON | 25% | GULF | REMOVAL | BDG | MARKUP | 312UND33LRSCHERER-NON1127.1952875nt255.1Main Power Block - DEMO
314UND | 314 | 3 | 3LR | SCHERER-NON | 845.3965 | nt | 255.1 | 215660.6384 | Main Power Block - DEMO |  |  | Main Power Block - DEMO | 255.1 | 215660.6384 | NON | 25% | GULF | REMOVAL | BDG | MARKUP | 314UND33LRSCHERER-NON845.396465625nt255.1Main Power Block - DEMO
315UND | 315 | 3 | 3LR | SCHERER-NON | 281.7988 | nt | 255.1 | 71886.8795 | Main Power Block - DEMO |  |  | Main Power Block - DEMO | 255.1 | 71886.8795 | NON | 25% | GULF | REMOVAL | BDG | MARKUP | 315UND33LRSCHERER-NON281.798821875nt255.1Main Power Block - DEMO
314UND | 314 | 3 | 3LR | SCHERER-NON | 0.25 | ea | 1650000 | 412500 | Main Power Block - Demo (2) Hyperbolic Cooling Towers |  |  | Main Power Block - Demo (2) Hyperbolic Cooling Towers | 1650000 | 412500 | NON | 25% | GULF | REMOVAL | BDG | MARKUP | 314UND33LRSCHERER-NON0.25ea1650000Main Power Block - Demo (2) Hyperbolic Cooling Towers
311UND | 311 | 3 | 3MS | SCHERER-NON | 3381.5859 | nt | -108.3696 | -366461.0164 | Main Power Block - FE Sales | STEEL |  | Scrap Market Values (MetalPrices.com) as projected to 31DEC16. | -108.3696 | -366461.0164 | NON | 25% | GULF | SALVAGE | BDG | MARKUP | 311UND33MSSCHERER-NON3381.5858625nt-108.369573131976Main Power Block - FE Sales
312UND | 312 | 3 | 3MS | SCHERER-NON | 1408.9941 | nt | -108.3696 | -152692.0902 | Main Power Block - FE Sales | STEEL |  | Scrap Market Values (MetalPrices.com) as projected to 31DEC16. | -108.3696 | -152692.0902 | NON | 25% | GULF | SALVAGE | BDG | MARKUP | 312UND33MSSCHERER-NON1408.994109375nt-108.369573131976Main Power Block - FE Sales
314UND | 314 | 3 | 3MS | SCHERER-NON | 845.3965 | nt | -108.3696 | -91615.2541 | Main Power Block - FE Sales | STEEL |  | Scrap Market Values (MetalPrices.com) as projected to 31DEC16. | -108.3696 | -91615.2541 | NON | 25% | GULF | SALVAGE | BDG | MARKUP | 314UND33MSSCHERER-NON845.396465625nt-108.369573131976Main Power Block - FE Sales
312UND | 312 | 3 | 3MS | SCHERER-NON | 69780 | lbs | -0.137 | -9559.793 | Main Power Block - SS Sales | STAINLESS STEEL |  | Scrap Market Values (MetalPrices.com) as projected to 31DEC16. | -0.137 | -9559.793 | NON | 25% | GULF | SALVAGE | BDG | MARKUP | 312UND33MSSCHERER-NON69780lbs-0.13699904Main Power Block - SS Sales
314UND | 314 | 3 | 3LR | SCHERER-NON | 1041.6667 | cy | 107.142 | 109375 | Main Power Block - Turbine Foundations Concrete |  |  | Main Power Block - Turbine Foundations Concrete | 107.142 | 109375 | NON | 25% | GULF | REMOVAL | BDG | MARKUP | 314UND33LRSCHERER-NON1041.66666666667cy107.142Main Power Block - Turbine Foundations Concrete
3110061 | 311 | C | CLR | SCHERER-NON | 9375 | sf | 2500 | 42187.5 | Pavement Repairs |  |  | Pavement Repairs | 2500 | 42187.5 | NON | 6.25% | GULF | REMOVAL | BDG | MARKUP | 3110061CCLRSCHERER-NON9375sf2500Pavement Repairs
3080268EA | 308 | C | CLR | SCHERER-NON | 0.0625 | ls | 450000 | 28125 | Perform environmental survey of above grade structures |  |  | This survey is used to identify, quantify, and provide contamination information in regards to items such as bottom ash, asbestos, PCB’s, refractory and mortar, universal wastes, caulk, glazing, and expansion joint compounds and lead. | 450000 | 28125 | NON | 6.25% | GULF | REMOVAL | BDG |  | 3080268EACCLRSCHERER-NON0.0625ls450000Perform environmental survey of above grade structures
3080268 | 308 | C | CLR | SCHERER-ECO | 0.0625 | LT | 139.2 | 8.7 | PERMITS |  |  | PERMITS | 139.2 | 8.7 | ECO | 6.25% | GULF | REMOVAL | SCS |  | 3080268CCLRSCHERER-ECO0.0625LT139.2PERMITS
3080268 | 308 | 3 | 3LR | SCHERER-ECOB | 0.0625 | LT | 104.4 | 6.525 | PERMITS |  |  | Indirects for Baghouse were put into Unit 3; No Common per GULF. | 104.4 | 6.525 | ECO | 6.25% | GULF | REMOVAL | SCS |  | 308026833LRSCHERER-ECOB0.0625LT104.4PERMITS
3080268 | 308 | 3 | 3LR | SCHERER-ECOF | 0.0625 | LT | 120.312 | 7.5195 | PERMITS |  |  | Indirects for FGD were put into Unit 3; No Common per GULF. | 120.312 | 7.5195 | ECO | 6.25% | GULF | REMOVAL | SCS |  | 308026833LRSCHERER-ECOF0.0625LT120.312PERMITS
3080268 | 308 | 3 | 3LR | SCHERER-ECOS | 0.0625 | LT | 143 | 8.9375 | PERMITS |  |  | Indirects for SCR were put into Unit 3; No Common per GULF. | 143 | 8.9375 | ECO | 6.25% | GULF | REMOVAL | SCS |  | 308026833LRSCHERER-ECOS0.0625LT143PERMITS
3080268 | 308 | C | CLR | SCHERER-NON | 0.0625 | LT | 1754.5252 | 109.6578 | PERMITS |  |  | PERMITS | 1754.5252 | 109.6578 | NON | 6.25% | GULF | REMOVAL | SCS |  | 3080268CCLRSCHERER-NON0.0625LT1754.5252PERMITS
3070041 | 307 | C | CLR | SCHERER-NON | 1 | MY | 135010.76 | 135010.76 | POWER GENERATION SUPERVISION |  |  | POWER GENERATION SUPERVISION | 135010.76 | 135010.76 | NON | 6.25% | GULF | REMOVAL | SCS |  | 3070041CCLRSCHERER-NON1MY135010.76POWER GENERATION SUPERVISION
312UND | 312 | 3 | 3LR | SCHERER-ECO | 725 | nt | 255.1 | 174000 | Precipitators - DEMO |  |  | Precipitators - DEMO | 255.1 | 174000 | ECO | 25% | GULF | REMOVAL | BDG | MARKUP | 312UND33LRSCHERER-ECO725nt255.1Precipitators - DEMO
312UND | 312 | 3 | 3MS | SCHERER-ECO | 725 | nt | -108.3696 | -78567.9405 | Precipitators - FE Sales | STEEL |  | Scrap Market Values (MetalPrices.com) as projected to 31DEC16. | -108.3696 | -78567.9405 | ECO | 25% | GULF | SALVAGE | BDG | MARKUP | 312UND33MSSCHERER-ECO725nt-108.369573131976Precipitators - FE Sales
3111002CN | 311 | 3 | 3LD | SCHERER-NON | 1125 | nt | 15.306 | 16875 | Process, haul and backfill brick & block |  |  | Process, haul and backfill brick & block | 15.306 | 16875 | NON | 25% | GULF | DISPOSAL | BDG | MARKUP | 3111002CN33LDSCHERER-NON1125nt15.306Process, haul and backfill brick & block
3110230 | 311 | C | CLR | SCHERER-ASH | 33.3125 | AC | 19612.7167 | 653348.625 | Scherer Ash Pond |  |  | Scherer Ash Pond | 19612.7167 | 653348.625 | ASH | 6.25% | GULF | REMOVAL | SCS |  | 3110230CCLRSCHERER-ASH33.3125AC19612.7166979362Scherer Ash Pond
3110230 | 311 | C | CLR | SCHERER-ASH | 1.75 | AC | 1950.3571 | 3413.125 | Scherer CD Landfill |  |  | Scherer CD Landfill | 1950.3571 | 3413.125 | ASH | 6.25% | GULF | REMOVAL | SCS |  | 3110230CCLRSCHERER-ASH1.75AC1950.35714285714Scherer CD Landfill
3110230 | 311 | C | CLR | SCHERER-ASH | 4.3125 | AC | 4119.7101 | 17766.25 | Scherer Gypsum Storage Cell |  |  | Scherer Gypsum Storage Cell | 4119.7101 | 17766.25 | ASH | 6.25% | GULF | REMOVAL | SCS |  | 3110230CCLRSCHERER-ASH4.3125AC4119.71014492754Scherer Gypsum Storage Cell
3110230 | 311 | C | CLR | SCHERER-ASH | 0.6875 | AC | 18611.1818 | 12795.1875 | Scherer PAC/Ash Cell |  |  | Scherer PAC/Ash Cell | 18611.1818 | 12795.1875 | ASH | 6.25% | GULF | REMOVAL | SCS |  | 3110230CCLRSCHERER-ASH0.6875AC18611.1818181818Scherer PAC/Ash Cell
312UND | 312 | 3 | 3LR | SCHERER-ECOS | 687.5 | nt | 275.508 | 178750 | SCR DEMO |  |  | Indirects for SCR were put into Unit 3; No Common per GULF. | 275.508 | 178750 | ECO | 25% | GULF | REMOVAL | BDG | MARKUP | 312UND33LRSCHERER-ECOS687.5nt275.508SCR DEMO
312UND | 312 | 3 | 3MS | SCHERER-ECOS | 687.5 | nt | -108.3696 | -74504.0815 | SCR FE SALES | STEEL |  | Indirects for SCR were put into Unit 3; No Common per GULF. | -108.3696 | -74504.0815 | ECO | 25% | GULF | SALVAGE | BDG | MARKUP | 312UND33MSSCHERER-ECOS687.5nt-108.369573131976SCR FE SALES
3080241 | 308 | C | CLR | SCHERER-ECO | 3 | % | 108.75 | 326.25 | SCS ENGINEERING |  |  | SCS ENGINEERING | 108.75 | 326.25 | ECO | 6.25% | GULF | REMOVAL | SCS |  | 3080241CCLRSCHERER-ECO3%108.75SCS ENGINEERING
3080241 | 308 | 3 | 3LR | SCHERER-ECOB | 3 | % | 81.5625 | 244.6875 | SCS ENGINEERING |  |  | Indirects for Baghouse were put into Unit 3; No Common per GULF. | 81.5625 | 244.6875 | ECO | 6.25% | GULF | REMOVAL | SCS |  | 308024133LRSCHERER-ECOB3%81.5625SCS ENGINEERING
3080241 | 308 | 3 | 3LR | SCHERER-ECOF | 3 | % | 93.9938 | 281.9813 | SCS ENGINEERING |  |  | Indirects for FGD were put into Unit 3; No Common per GULF. | 93.9938 | 281.9813 | ECO | 6.25% | GULF | REMOVAL | SCS |  | 308024133LRSCHERER-ECOF3%93.99375SCS ENGINEERING
3080241 | 308 | 3 | 3LR | SCHERER-ECOS | 3 | % | 111.7188 | 335.1562 | SCS ENGINEERING |  |  | Indirects for SCR were put into Unit 3; No Common per GULF. | 111.7188 | 335.1562 | ECO | 6.25% | GULF | REMOVAL | SCS |  | 308024133LRSCHERER-ECOS3%111.71875SCS ENGINEERING
3080241 | 308 | C | CLR | SCHERER-NON | 3 | % | 1370.7228 | 4112.1684 | SCS ENGINEERING |  |  | SCS ENGINEERING | 1370.7228 | 4112.1684 | NON | 6.25% | GULF | REMOVAL | SCS |  | 3080241CCLRSCHERER-NON3%1370.7228125SCS ENGINEERING
3070221 | 307 | C | CLR | SCHERER-NON | 2.75 | MY | 50750.31 | 139563.3525 | SECURITY SERVICES |  |  | SECURITY SERVICES | 50750.31 | 139563.3525 | NON | 6.25% | GULF | REMOVAL | SCS |  | 3070221CCLRSCHERER-NON2.75MY50750.31SECURITY SERVICES
312UND | 312 | 3 | 3LR | SCHERER-ECOF | 0.125 | ea | 550000 | 68750 | SO2 SCRUBBER - 2 (ea) Stacks |  |  | Indirects for FGD were put into Unit 3; No Common per GULF. | 550000 | 68750 | ECO | 25% | GULF | REMOVAL | BDG | MARKUP | 312UND33LRSCHERER-ECOF0.125ea550000SO2 SCRUBBER - 2 (ea) Stacks
312UND | 312 | 3 | 3LR | SCHERER-ECOF | 314 | nt | 275.508 | 81640 | SO2 SCRUBBER - Demo FE |  |  | Indirects for FGD were put into Unit 3; No Common per GULF. | 275.508 | 81640 | ECO | 25% | GULF | REMOVAL | BDG | MARKUP | 312UND33LRSCHERER-ECOF314nt275.508SO2 SCRUBBER - Demo FE
312UND | 312 | 3 | 3MS | SCHERER-ECOF | 314 | nt | -108.3696 | -34028.046 | SO2 SCRUBBER - FE Sales | STEEL |  | Indirects for FGD were put into Unit 3; No Common per GULF. | -108.3696 | -34028.046 | ECO | 25% | GULF | SALVAGE | BDG | MARKUP | 312UND33MSSCHERER-ECOF314nt-108.369573131976SO2 SCRUBBER - FE Sales
3080241SW | 308 | C | CLR | SCHERER-NON | 0.0625 | ls | 50000 | 3125 | Storm Water Prevention Plan |  |  | Storm Water Prevention Plan | 50000 | 3125 | NON | 6.25% | GULF | REMOVAL | BDG |  | 3080241SWCCLRSCHERER-NON0.0625ls50000Storm Water Prevention Plan
3070201 | 307 | C | CLR | SCHERER-ECO | 2 | % | 108.75 | 217.5 | TEMPORARY CONSTRUCTION SERVICES |  |  | 2% of FERCs 310 and above less "Install Electrical for Decommisioning Work". | 108.75 | 217.5 | ECO | 6.25% | GULF | REMOVAL | SCS |  | 3070201CCLRSCHERER-ECO2%108.75TEMPORARY CONSTRUCTION SERVICES
3070201 | 307 | 3 | 3LR | SCHERER-ECOB | 2 | % | 81.5625 | 163.125 | TEMPORARY CONSTRUCTION SERVICES |  |  | Indirects for Baghouse were put into Unit 3; No Common per GULF. | 81.5625 | 163.125 | ECO | 6.25% | GULF | REMOVAL | SCS |  | 307020133LRSCHERER-ECOB2%81.5625TEMPORARY CONSTRUCTION SERVICES
3070201 | 307 | 3 | 3LR | SCHERER-ECOF | 2 | % | 93.9938 | 187.9875 | TEMPORARY CONSTRUCTION SERVICES |  |  | Indirects for FGD were put into Unit 3; No Common per GULF. | 93.9938 | 187.9875 | ECO | 6.25% | GULF | REMOVAL | SCS |  | 307020133LRSCHERER-ECOF2%93.99375TEMPORARY CONSTRUCTION SERVICES
3070201 | 307 | 3 | 3LR | SCHERER-ECOS | 2 | % | 111.7188 | 223.4375 | TEMPORARY CONSTRUCTION SERVICES |  |  | Indirects for SCR were put into Unit 3; No Common per GULF. | 111.7188 | 223.4375 | ECO | 6.25% | GULF | REMOVAL | SCS |  | 307020133LRSCHERER-ECOS2%111.71875TEMPORARY CONSTRUCTION SERVICES
3070201 | 307 | C | CLR | SCHERER-NON | 2 | % | 1370.7228 | 2741.4456 | TEMPORARY CONSTRUCTION SERVICES |  |  | 2% of FERCs 310 and above less "Install Electrical for Decommisioning Work". | 1370.7228 | 2741.4456 | NON | 6.25% | GULF | REMOVAL | SCS |  | 3070201CCLRSCHERER-NON2%1370.7228125TEMPORARY CONSTRUCTION SERVICES
311UND | 311 | 3 | 3LD | SCHERER-NON | 130.8375 | nt | 66.326 | 8504.4375 | Transport & Dispose of Combustibles |  |  | Transport & Dispose of Combustibles | 66.326 | 8504.4375 | NON | 25% | GULF | DISPOSAL | BDG | MARKUP | 311UND33LDSCHERER-NON130.8375nt66.326Transport & Dispose of Combustibles
341UND | 341 | C | CLD | SCHERER-NON | 21.875 | nt | 66.326 | 1421.875 | Transport & Dispose of Combustibles |  |  | Transport & Dispose of Combustibles | 66.326 | 1421.875 | NON | 6.25% | GULF | DISPOSAL | BDG | MARKUP | 341UNDCCLDSCHERER-NON21.875nt66.326Transport & Dispose of Combustibles
315UND | 315 | 3 | 3MS | SCHERER-NON | 222935.0024 | lbs | -0.31414 | -70033.7624 | Unit & Service Transformers - CU Sales | COPPER | TRANSFORMER | Scrap Market Values (MetalPrices.com) as projected to 31DEC16. | -0.31414 | -70033.7624 | NON | 25% | GULF | SALVAGE | BDG | MARKUP | 315UND33MSSCHERER-NON222935.002358491lbs-0.314144309790393Unit & Service Transformers - CU Sales
315UND | 315 | 3 | 3LR | SCHERER-NON | 179.0236 | nt | 255.1 | 45668.9108 | Unit & Service Transformers - Demo |  | TRANSFORMER | Unit & Service Transformers - Demo | 255.1 | 45668.9108 | NON | 25% | GULF | REMOVAL | BDG | MARKUP | 315UND33LRSCHERER-NON179.0235625nt255.1Unit & Service Transformers - Demo
315UND | 315 | 3 | 3MS | SCHERER-NON | 179.0236 | nt | -108.3696 | -19400.707 | Unit & Service Transformers - FE Sales | STEEL | TRANSFORMER | Scrap Market Values (MetalPrices.com) as projected to 31DEC16. | -108.3696 | -19400.707 | NON | 25% | GULF | SALVAGE | BDG | MARKUP | 315UND33MSSCHERER-NON179.0235625nt-108.369573131976Unit & Service Transformers - FE Sales
3430000FM | 343 | 3 | 3LD | SCHERER-NON | 0.0625 | ls | 186080 | 11630 | Universal Wastes, Grease & Oil Removal |  |  | Universal Wastes, Grease & Oil Removal | 186080 | 11630 | NON | 25% | GULF | DISPOSAL | BDG | MARKUP | 3430000FM33LDSCHERER-NON0.0625ls186080Universal Wastes, Grease & Oil Removal
311UND | 311 | C | CLR | SCHERER-NON | 0.0625 | ls | 250000 | 15625 | Utility Disconnects |  |  | Utility Disconnects | 250000 | 15625 | NON | 6.25% | GULF | REMOVAL | BDG | MARKUP | 311UNDCCLRSCHERER-NON0.0625ls250000Utility Disconnects
3080361 | 308 | C | CLR | SCHERER-ECO | 0.6 | % | 108.75 | 65.25 | WRAP-UP AND ALL-RISK INSURANCE |  |  | WRAP-UP AND ALL-RISK INSURANCE | 108.75 | 65.25 | ECO | 6.25% | GULF | REMOVAL | SCS |  | 3080361CCLRSCHERER-ECO0.6%108.75WRAP-UP AND ALL-RISK INSURANCE
3080361 | 308 | 3 | 3LR | SCHERER-ECOB | 0.6 | % | 81.5625 | 48.9375 | WRAP-UP AND ALL-RISK INSURANCE |  |  | Indirects for Baghouse were put into Unit 3; No Common per GULF. | 81.5625 | 48.9375 | ECO | 6.25% | GULF | REMOVAL | SCS |  | 308036133LRSCHERER-ECOB0.6%81.5625WRAP-UP AND ALL-RISK INSURANCE
3080361 | 308 | 3 | 3LR | SCHERER-ECOF | 0.6 | % | 93.9938 | 56.3963 | WRAP-UP AND ALL-RISK INSURANCE |  |  | Indirects for FGD were put into Unit 3; No Common per GULF. | 93.9938 | 56.3963 | ECO | 6.25% | GULF | REMOVAL | SCS |  | 308036133LRSCHERER-ECOF0.6%93.99375WRAP-UP AND ALL-RISK INSURANCE
3080361 | 308 | 3 | 3LR | SCHERER-ECOS | 0.6 | % | 111.7188 | 67.0312 | WRAP-UP AND ALL-RISK INSURANCE |  |  | Indirects for SCR were put into Unit 3; No Common per GULF. | 111.7188 | 67.0312 | ECO | 6.25% | GULF | REMOVAL | SCS |  | 308036133LRSCHERER-ECOS0.6%111.71875WRAP-UP AND ALL-RISK INSURANCE
3080361 | 308 | C | CLR | SCHERER-NON | 0.6 | % | 1370.7228 | 822.4337 | WRAP-UP AND ALL-RISK INSURANCE |  |  | WRAP-UP AND ALL-RISK INSURANCE | 1370.7228 | 822.4337 | NON | 6.25% | GULF | REMOVAL | SCS |  | 3080361CCLRSCHERER-NON0.6%1370.7228125WRAP-UP AND ALL-RISK INSURANCE

## 15 02 16 Scherer
|  | Total |  |  |  |  | 308 Engineering |  |  |  |  | 310 Land and Land Rights |  |  |  |  | 311 Structure and Imporvements |  |  |  |  | 312 Boiler Plant Equipment |  |  |  |  | 314 Turbogenerator Units |  |  |  |  | 315 Accesory Electric Equipment |  |  |  |  | 316 Miscellaneous Power Plant Equipment |  |  |  |  | 343 Prime Movers
[9 empty] | Unit 1-4 |  |  |  |  | Unit 1-4 |  |  |  |  | Unit 1-4 |  |  |  |  | Unit 1-4 |  |  |  |  | Unit 1-4 |  |  |  |  | Unit 1-4 |  |  |  |  | Unit 1-4 |  |  |  |  | Unit 1-4
| Tasks | Units | Quantity | Unit Cost | Cost |  | % | Total | % | Cost |  | % | Total | % | Cost |  | % | Total | % | Cost |  | % | Total | % | Cost |  | % | Total | % | Cost |  | % | Total | % | Cost |  | % | Total | % | Cost |  | % | Total | % | Cost | wenada Total | FERC Totals | Unit Totals | check
Engineering, Design and Survey Work |  |  |  |  | 0 |  |  | 0 |  | 0 |  |  | 0 |  | 0 |  |  | 0 |  | 0 |  |  | 0 |  | 0 |  |  | 0 |  | 0 |  |  | 0 |  | 0 |  |  | 0 |  | 0 |  |  | 0 |  | 0 | 0 | 0 | 0 | 0
| Design bulkhead for intake and discharge tunnel | ls | 1 | 50000 | 50000 |  | 100% | 50000 | 100% | 50000 |  |  | 0 |  | 0 |  |  | 0 |  | 0 |  |  | 0 |  | 0 |  |  | 0 |  | 0 |  |  | 0 |  | 0 |  |  | 0 |  | 0 |  |  | 0 |  | 0 | 50000 | 50000 | 50000 | 0
| Perform environmental survey of above grade structures | ls | 1 | 450000 | 450000 |  | 100% | 450000 | 100% | 450000 |  |  | 0 |  | 0 |  |  | 0 |  | 0 |  |  | 0 |  | 0 |  |  | 0 |  | 0 |  |  | 0 |  | 0 |  |  | 0 |  | 0 |  |  | 0 |  | 0 | 450000 | 450000 | 450000 | 0
| Storm Water Prevention Plan | ls | 1 | 50000 | 50000 |  | 100% | 50000 | 100% | 50000 |  |  | 0 |  | 0 |  |  | 0 |  | 0 |  |  | 0 |  | 0 |  |  | 0 |  | 0 |  |  | 0 |  | 0 |  |  | 0 |  | 0 |  |  | 0 |  | 0 | 50000 | 50000 | 50000 | 0
[8 empty] | 0 |  | 0 |  |  | 0 |  | 0 |  |  | 0 |  | 0 |  |  | 0 |  | 0 |  |  | 0 |  | 0 |  |  | 0 |  | 0 |  |  | 0 |  | 0 |  |  | 0 |  | 0 | 0 | 0 | 0 | 0
General |  |  |  |  | 0 |  |  | 0 |  | 0 |  |  | 0 |  | 0 |  |  | 0 |  | 0 |  |  | 0 |  | 0 |  |  | 0 |  | 0 |  |  | 0 |  | 0 |  |  | 0 |  | 0 |  |  | 0 |  | 0 | 0 | 0 | 0 | 0
| Mob./Demob. | ls | 1 | 450000 | 450000 |  | 12.5% | 56250 | 100% | 56250 |  | 12.5% | 56250 | 100% | 56250 |  | 12.5% | 56250 | 100% | 56250 |  | 12.5% | 56250 | 100% | 56250 |  | 12.5% | 56250 | 100% | 56250 |  | 12.5% | 56250 | 100% | 56250 |  | 12.5% | 56250 | 100% | 56250 |  | 12.5% | 56250 | 100% | 56250 | 450000 | 450000 | 450000 | 0
| Pavement Repairs | sf | 150000 | 4.5 | 675000 |  |  | 0 |  | 0 |  | 100% | 675000 | 100% | 675000 |  |  | 0 |  | 0 |  |  | 0 |  | 0 |  |  | 0 |  | 0 |  |  | 0 |  | 0 |  |  | 0 |  | 0 |  |  | 0 |  | 0 | 675000 | 675000 | 675000 | 0
| Utility Disconnects | ls | 1 | 250000 | 250000 |  | 12.5% | 31250 | 100% | 31250 |  | 12.5% | 31250 | 100% | 31250 |  | 12.5% | 31250 | 100% | 31250 |  | 12.5% | 31250 | 100% | 31250 |  | 12.5% | 31250 | 100% | 31250 |  | 12.5% | 31250 | 100% | 31250 |  | 12.5% | 31250 | 100% | 31250 |  | 12.5% | 31250 | 100% | 31250 | 250000 | 250000 | 250000 | 0
| Install Bulkhead in Intake & Discharge Tunnel | ls | 1 | 650000 | 650000 |  |  | 0 |  | 0 |  |  | 0 |  | 0 |  |  | 0 |  | 0 |  | 5% | 32500 | 100% | 32500 |  | 95% | 617500 | 100% | 617500 |  |  | 0 |  | 0 |  |  | 0 |  | 0 |  |  | 0 |  | 0 | 650000 | 650000 | 650000 | 0
| Install Electrical for Decommisioning Work | ls | 1 | 200000 | 200000 |  |  | 0 |  | 0 |  |  | 0 |  | 0 |  |  | 0 |  | 0 |  |  | 0 |  | 0 |  |  | 0 |  | 0 |  | 100% | 200000 | 100% | 200000 |  |  | 0 |  | 0 |  |  | 0 |  | 0 | 200000 | 200000 | 200000 | 0
| Grade and Seeding | sf | 500000 | 0.35 | 175000 |  |  | 0 |  | 0 |  | 100% | 175000 | 100% | 175000 |  |  | 0 |  | 0 |  |  | 0 |  | 0 |  |  | 0 |  | 0 |  |  | 0 |  | 0 |  |  | 0 |  | 0 |  |  | 0 |  | 0 | 175000 | 175000 | 175000 | 0
[5 empty] | 0 |  |  | 0 |  | 0 |  |  | 0 |  | 0 |  |  | 0 |  | 0 |  |  | 0 |  | 0 |  |  | 0 |  | 0 |  |  | 0 |  | 0 |  |  | 0 |  | 0 |  |  | 0 |  | 0 | 0 | 0 | 0 | 0
Units 1, 2, 3 & 4 |  |  |  |  | 0 |  |  | 0 |  | 0 |  |  | 0 |  | 0 |  |  | 0 |  | 0 |  |  | 0 |  | 0 |  |  | 0 |  | 0 |  |  | 0 |  | 0 |  |  | 0 |  | 0 |  |  | 0 |  | 0 | 0 | 0 | 0 | 0
| Demo | nt | 93040 | 240 | 22329600 |  |  | 0 |  | 0 |  |  | 0 |  | 0 |  | 60% | 13397760 | 100% | 13397760 |  | 20% | 4465920 | 100% | 4465920 |  | 15% | 3349440 | 100% | 3349440 |  | 5% | 1116480 | 100% | 1116480 |  |  | 0 |  | 0 |  |  | 0 |  | 0 | 22329600 | 22329600 | 22329600 | 0
| FE Sales | nt | 93040 | -257.8947 | -23994526.3158 |  |  | 0 |  | 0 |  |  | 0 |  | 0 |  | 60% | -14396715.7895 | 100% | -14396715.7895 |  | 25% | -5998631.5789 | 100% | -5998631.5789 |  | 15% | -3599178.9474 | 100% | -3599178.9474 |  |  | 0 |  | 0 |  |  | 0 |  | 0 |  |  | 0 |  | 0 | -23994526.3158 | -23994526.3158 | -23994526.3158 | 0
| AL Sales | lbs | 837360 | -0.53184 | -445343.3053 |  |  | 0 |  | 0 |  |  | 0 |  | 0 |  |  | 0 |  | 0 |  | 100% | -445343.3053 | 100% | -445343.3053 |  |  | 0 |  | 0 |  |  | 0 |  | 0 |  |  | 0 |  | 0 |  |  | 0 |  | 0 | -445343.3053 | -445343.3053 | -445343.3053 | 0
| CU Sales | lbs | 7908400 | -0.49738 | -3933516.4923 |  |  | 0 |  | 0 |  |  | 0 |  | 0 |  |  | 0 |  | 0 |  | 20% | -786703.2985 | 100% | -786703.2985 |  |  | 0 |  | 0 |  | 80% | -3146813.1938 | 100% | -3146813.1938 |  |  | 0 |  | 0 |  |  | 0 |  | 0 | -3933516.4923 | -3933516.4923 | -3933516.4923 | 0
| SS Sales | lbs | 1116480 | -0.31638 | -353228.3826 |  |  | 0 |  | 0 |  |  | 0 |  | 0 |  |  | 0 |  | 0 |  | 100% | -353228.3826 | 100% | -353228.3826 |  |  | 0 |  | 0 |  |  | 0 |  | 0 |  |  | 0 |  | 0 |  |  | 0 |  | 0 | -353228.3826 | -353228.3826 | -353228.3826 | 0
| Turbine Foundations Concrete | cy | 16666.6667 | 105 | 1750000 |  |  | 0 |  | 0 |  |  | 0 |  | 0 |  | 100% | 1750000 | 100% | 1750000 |  |  | 0 |  | 0 |  |  | 0 |  | 0 |  |  | 0 |  | 0 |  |  | 0 |  | 0 |  |  | 0 |  | 0 | 1750000 | 1750000 | 1750000 | 0
| Condenser Tubes (90-10 CU NI) | lbs | 3294000 | -2.11 | -6950340 |  |  | 0 |  | 0 |  |  | 0 |  | 0 |  |  | 0 |  | 0 |  | 10% | -695034 | 100% | -695034 |  | 90% | -6255306 | 100% | -6255306 |  |  | 0 |  | 0 |  |  | 0 |  | 0 |  |  | 0 |  | 0 | -6950340 | -6950340 | -6950340 | 0
| Transport & Dispose of Combustibles | nt | 2093.4 | 65 | 136071 |  |  | 0 |  | 0 |  | 14.29% | 19438.7143 | 100% | 19438.7143 |  | 14.29% | 19438.7143 | 100% | 19438.7143 |  | 14.29% | 19438.7143 | 100% | 19438.7143 |  | 14.29% | 19438.7143 | 100% | 19438.7143 |  | 14.29% | 19438.7143 | 100% | 19438.7143 |  | 14.29% | 19438.7143 | 100% | 19438.7143 |  | 14.29% | 19438.7143 | 100% | 19438.7143 | 136071 | 136071 | 136071 | 0
| 2 each 1000' Stacks | ea | 2 | 550000 | 1100000 |  |  | 0 |  | 0 |  |  | 0 |  | 0 |  | 80% | 880000 | 100% | 880000 |  | 20% | 220000 | 100% | 220000 |  |  | 0 |  | 0 |  |  | 0 |  | 0 |  |  | 0 |  | 0 |  |  | 0 |  | 0 | 1100000 | 1100000 | 1100000 | 0
| 4 Hyperbolic Cooling Tower - 560' tall | ea | 4 | 1650000 | 6600000 |  |  | 0 |  | 0 |  |  | 0 |  | 0 |  | 80% | 5280000 | 100% | 5280000 |  | 20% | 1320000 | 100% | 1320000 |  |  | 0 |  | 0 |  |  | 0 |  | 0 |  |  | 0 |  | 0 |  |  | 0 |  | 0 | 6600000 | 6600000 | 6600000 | 0
| Process and haul brick, block & Concrete | nt | 18000 | 15 | 270000 |  |  | 0 |  | 0 |  | 100% | 270000 | 100% | 270000 |  |  | 0 |  | 0 |  |  | 0 |  | 0 |  |  | 0 |  | 0 |  |  | 0 |  | 0 |  |  | 0 |  | 0 |  |  | 0 |  | 0 | 270000 | 270000 | 270000 | 0
| Unit & Service Transformers | nt | 480 | -619.3846 | -1774151.0465 |  |  | 0 |  | 0 |  |  | 0 |  | 0 |  |  | 0 |  | 0 |  |  | 0 |  | 0 |  |  | 0 |  | 0 |  | 100% | -1774151.0465 | 100% | -1774151.0465 |  |  | 0 |  | 0 |  |  | 0 |  | 0 | -1774151.0465 | -1774151.0465 | -1774151.0465 | 0
|  |  | 3566960.0377 | [44 empty] | 0
Units 1, 2, 3 & 4 Precipitators |  |  |  |  | 0 |  |  | 0 |  | 0 |  |  | 0 |  | 0 |  |  | 0 |  | 0 |  |  | 0 |  | 0 |  |  | 0 |  | 0 |  |  | 0 |  | 0 |  |  | 0 |  | 0 |  |  | 0 |  | 0 | 0 | 0 | 0 | 0
| Demo | nt | 11600 | 240 | 2784000 |  |  | 0 |  | 0 |  |  | 0 |  | 0 |  | 80% | 2227200 | 100% | 2227200 |  | 20% | 556800 | 100% | 556800 |  |  | 0 |  | 0 |  |  | 0 |  | 0 |  |  | 0 |  | 0 |  |  | 0 |  | 0 | 2784000 | 2784000 | 2784000 | 0
| FE Sales | nt | 11600 | -257.8947 | -2991578.9474 |  |  | 0 |  | 0 |  |  | 0 |  | 0 |  | 80% | -2393263.1579 | 100% | -2393263.1579 |  | 20% | -598315.7895 | 100% | -598315.7895 |  |  | 0 |  | 0 |  |  | 0 |  | 0 |  |  | 0 |  | 0 |  |  | 0 |  | 0 | -2991578.9474 | -2991578.9474 | -2991578.9474 | 0
[5 empty] | 0 |  |  | 0 |  | 0 |  |  | 0 |  | 0 |  |  | 0 |  | 0 |  |  | 0 |  | 0 |  |  | 0 |  | 0 |  |  | 0 |  | 0 |  |  | 0 |  | 0 |  |  | 0 |  | 0 | 0 | 0 | 0 | 0
Units 1, 2, 3 & 4 SCRs |  |  |  |  | 0 |  |  | 0 |  | 0 |  |  | 0 |  | 0 |  |  | 0 |  | 0 |  |  | 0 |  | 0 |  |  | 0 |  | 0 |  |  | 0 |  | 0 |  |  | 0 |  | 0 |  |  | 0 |  | 0 | 0 | 0 | 0 | 0
| Demo | nt | 11000 | 260 | 2860000 |  |  | 0 |  | 0 |  |  | 0 |  | 0 |  |  | 0 |  | 0 |  |  | 0 |  | 0 |  |  | 0 |  | 0 |  |  | 0 |  | 0 |  |  | 0 |  | 0 |  | 100% | 2860000 | 100% | 2860000 | 2860000 | 2860000 | 2860000 | 0
| FE Sales | nt | 11000 | -257.8947 | -2836842.1053 |  |  | 0 |  | 0 |  |  | 0 |  | 0 |  |  | 0 |  | 0 |  |  | 0 |  | 0 |  |  | 0 |  | 0 |  |  | 0 |  | 0 |  |  | 0 |  | 0 |  | 100% | -2836842.1053 | 100% | -2836842.1053 | -2836842.1053 | -2836842.1053 | -2836842.1053 | 0
[5 empty] | 0 |  |  | 0 |  | 0 |  |  | 0 |  | 0 |  |  | 0 |  | 0 |  |  | 0 |  | 0 |  |  | 0 |  | 0 |  |  | 0 |  | 0 |  |  | 0 |  | 0 |  |  | 0 |  | 0 | 0 | 0 | 0 | 0
Units 1, 2, 3 & 4 SO2 Scrubber |  |  |  |  | 0 |  |  | 0 |  | 0 |  |  | 0 |  | 0 |  |  | 0 |  | 0 |  |  | 0 |  | 0 |  |  | 0 |  | 0 |  |  | 0 |  | 0 |  |  | 0 |  | 0 |  |  | 0 |  | 0 | 0 | 0 | 0 | 0
| Demo FE | nt | 5024 | 260 | 1306240 |  |  | 0 |  | 0 |  |  | 0 |  | 0 |  |  | 0 |  | 0 |  | 95% | 1240928 | 100% | 1240928 |  |  | 0 |  | 0 |  | 5% | 65312 | 100% | 65312 |  |  | 0 |  | 0 |  |  | 0 |  | 0 | 1306240 | 1306240 | 1306240 | 0
| Fe Sales | nt | 5024 | -257.8947 | -1295663.1579 |  |  | 0 |  | 0 |  |  | 0 |  | 0 |  |  | 0 |  | 0 |  | 95% | -1230880 | 100% | -1230880 |  |  | 0 |  | 0 |  | 5% | -64783.1579 | 100% | -64783.1579 |  |  | 0 |  | 0 |  |  | 0 |  | 0 | -1295663.1579 | -1295663.1579 | -1295663.1579 | 0
| 2 - stacks | ea | 2 | 550000 | 1100000 |  |  | 0 |  | 0 |  |  | 0 |  | 0 |  | 80% | 880000 | 100% | 880000 |  | 20% | 220000 | 100% | 220000 |  |  | 0 |  | 0 |  |  | 0 |  | 0 |  |  | 0 |  | 0 |  |  | 0 |  | 0 | 1100000 | 1100000 | 1100000 | 0
[46 empty] | 0 | 0 | 0
Units 1, 2, 3 & 4 Baghouses |  |  |  |  | 0 | [40 empty] | 0 | 0 | 0
| Demo | nt | 8700 | 240 | 2088000 | [11 empty] | 80% | 1670400 | 100% | 1670400 |  | 20% | 417600 | 100% | 417600 | [20 empty] | 2088000 | 2088000 | 2088000
| FE Sales | nt | 8700 | -257.8947 | -2243684.2105 | [11 empty] | 80% | -1794947.3684 | 100% | -1794947.3684 |  | 20% | -448736.8421 | 100% | -448736.8421 | [20 empty] | -2243684.2105 | -2243684.2105 | -2243684.2105
[46 empty] | 0 | 0 | 0
Ancillary Buildings |  |  |  |  | 0 |  |  | 0 |  | 0 |  |  | 0 |  | 0 |  |  | 0 |  | 0 |  |  | 0 |  | 0 |  |  | 0 |  | 0 |  |  | 0 |  | 0 |  |  | 0 |  | 0 |  |  | 0 |  | 0 | 0 | 0 | 0 | 0
| Demo | nt | 650 | 240 | 156000 |  |  | 0 |  | 0 |  |  | 0 |  | 0 |  | 60% | 93600 | 100% | 93600 |  | 20% | 31200 | 100% | 31200 |  | 15% | 23400 | 100% | 23400 |  | 5% | 7800 | 100% | 7800 |  |  | 0 |  | 0 |  |  | 0 |  | 0 | 156000 | 156000 | 156000 | 0
| Sales | nt | 650 | -257.8947 | -167631.5789 |  |  | 0 |  | 0 |  |  | 0 |  | 0 |  | 60% | -100578.9474 | 100% | -100578.9474 |  | 25% | -41907.8947 | 100% | -41907.8947 |  | 15% | -25144.7368 | 100% | -25144.7368 |  |  | 0 |  | 0 |  |  | 0 |  | 0 |  |  | 0 |  | 0 | -167631.5789 | -167631.5789 | -167631.5789 | 0
| Transport & Dispose of Combustibles | nt | 350 | 65 | 22750 |  |  | 0 |  | 0 |  | 14.29% | 3250 | 100% | 3250 |  | 14.29% | 3250 | 100% | 3250 |  | 14.29% | 3250 | 100% | 3250 |  | 14.29% | 3250 | 100% | 3250 |  | 14.29% | 3250 | 100% | 3250 |  | 14.29% | 3250 | 100% | 3250 |  | 14.29% | 3250 | 100% | 3250 | 22750 | 22750 | 22750 | 0
[8 empty] | 0 |  | 0 |  |  | 0 |  | 0 |  |  | 0 |  | 0 |  |  | 0 |  | 0 |  |  | 0 |  | 0 |  |  | 0 |  | 0 |  |  | 0 |  | 0 |  |  | 0 |  | 0 | 0 | 0 | 0 | 0
| Total |  |  |  | -1533844.5424 | 0 |  | 637500 |  | 637500 | 0 |  | 1230188.7143 |  | 1230188.7143 | 0 |  | 7603643.4511 |  | 7603643.4511 | 0 |  | -1983644.3773 |  | -1983644.3773 | 0 |  | -5779100.9699 |  | -5779100.9699 | 0 |  | -3485966.6839 |  | -3485966.6839 | 0 |  | 110188.7143 |  | 110188.7143 | 0 |  | 133346.609 |  | 133346.609 | -1533844.5424 | -1533844.5424 | -1533844.5424
[8 empty] | 0 | [37 empty] | 0 | 0 | 0 | 0
| Universal Wastes | ls | 1 | 186080 | 186080 |  |  | 0 |  | 0 |  | 0% |  | 0% |  | 0 |  | 0 |  |  | 0 | 100% | 186080 | 100% | 186080 |  | 0% |  | 0% |  | 0 |  |  | 0% |  | 0 |  | 0 |  | 0 |  | 0% |  | 0% |  | 186080 | 186080 | 186080 | 0 | 0 | 0 | 0 | 0 | 0 | 0 | 0 | 0 | 0 | 0 | 0 | 0 | 0 | 0 | 0 | 0 | 0 | 0 | 0 | 0 | 0 | 0 | 0 | 0 | 0 | 186080 | 186080 | 186080 | 0
| Dispose of Refractory in Subtitle D Landfill | nt | 9304 | 65 | 604760 |  |  | 0 |  | 0 |  | 0% |  | 0% |  | 0 |  | 0 |  |  | 0 | 100% | 604760 | 100% | 604760 |  | 0% |  | 0% |  | 0 |  |  | 0% |  | 0 |  | 0 |  | 0 |  | 0% |  | 0% |  | 604760 | 604760 | 604760 | 0 | 0 | 0 | 0 | 0 | 0 | 0 | 0 | 0 | 0 | 0 | 0 | 0 | 0 | 0 | 0 | 0 | 0 | 0 | 0 | 0 | 0 | 0 | 0 | 0 | 0 | 604760 | 604760 | 604760 | 0
Unit
Price
| * FE is based on the Nov. 7, 2014 Metal Prices Birmingham P&S 5' & under = $350 / GT | [6 empty] | -257.8947
| * AL is based on Nov. 7, 2014 LME Cash Official = $0.94/lb | [6 empty] | -0.53184
| * CU is baesd on Nov.. 7, 2014 LME Cash Official = $3.05/lb | [6 empty] | -0.49738
| * SS is based on Nov. 7, 2014 LME 304 (18-8) Scrap Solids Processor = $0.86 / lb | [6 empty] | -0.31638
| *305 SS - is based on Nov. 7, 2014 LME 304 (18-8) Scrap Solids Processor = $0.86 / lb | [6 empty] | -0.38478
| * Transformers is based on Nov. 7, 2014 LME Cash official for CU = $3.05 | [6 empty] | -619.3846
| *Ti is based on Nov. 7, 2014 Secondary Market Tin Bearing >85% = $0.93 / lb | [6 empty] | -0.60873
| * Ad Brass is based of Nov. 7, 2014 Secondary Market Yellow Brass = $2.00 | [6 empty] | -2.11
| * 90-10 CU-NI is based on Nov. 7, 2014 Secondary Market Cupro-Nickel Scrap 90-10 = $2.76 | [6 empty] | -2.11
| *304 SS - is based on Nov. 7, 2014 LME 304 (18-8) Scrap Solids Processor = $0.86 / lb | [6 empty] | -0.47
-743004.5424
Note on D30: Richard Cornelius: At the time, this was based on Copper Scrap at $0.50/lb.

## 13 12 31 Data Date
2013-12-31
Commodity | Index Date | Index Price | Proportional Yield as of Index Date
305 SS | 2013-12-31 | .65/lb | .28/lb
Ti | 2013-12-27 | .97/lb | .64/lb
Ad Brass | 2013-12-27 | 2.24/lb | 2.36/lb
90-10 Cu Ni | 2013-12-31 | 2.95/lb | 2.26/lb
304 SS | 2013-12-31 | .65/lb | .36/lb
Fe | 2013-12-06 | 415/nt | 306/nt
Al | 2013-12-31 | .80/lb | .45/lb
Cu | 2013-12-31 | 3.35/lb | .55/lb
Transformers | 2013-12-31 | 3.35/lb | 679/nt | 1100
SS | 2013-12-31 | .65/lb | .24/lb

## Sheet1
[7 empty] | 231896140.7123 | 24467249.6355 |  | 45228744 |  |  |  | 0 | 24467249.6355 | GPC%> | 75% | 25% | <Other%
WBS | FERC | UNIT | COEL | PLTCODE | QTY | UM | RATE | VALUE | COMMENT | MATERIALS | CLASSIFICATION | NOTES2015 | cRATE2015 | cVALUE2015 | BUCKET | OWNRSHP_PCT | OWNER | CCATDESC | 1 | 2 | 3
3090481 | 309 | C | CLR | SCHERER-ECO | 1 | % | 6336.4 | 6336.4 | ADMINISTRATIVE & GENERAL OVERHEAD |  |  | ADMINISTRATIVE & GENERAL OVERHEAD | 6336.4 | 6336.4 | ECO | 6.25% | GULF | REMOVAL | SCS |  | 3090481CCLRSCHERER-ECO1%6336.4ADMINISTRATIVE & GENERAL OVERHEAD
3090481 | 309 | C | CLR | SCHERER-NON | 1 | % | 21931.565 | 21931.565 | ADMINISTRATIVE & GENERAL OVERHEAD |  |  | ADMINISTRATIVE & GENERAL OVERHEAD | 21931.565 | 21931.565 | NON | 6.25% | GULF | REMOVAL | SCS |  | 3090481CCLRSCHERER-NON1%21931.565ADMINISTRATIVE & GENERAL OVERHEAD
311UND | 311 | C | CLR | SCHERER-NON | 40.625 | nt | 255.1 | 9750 | ANCILLARY BUILDINGS - Demo |  |  | ANCILLARY BUILDINGS - Demo | 255.1 | 9750 | NON | 6.25% | GULF | REMOVAL | BDG | MARKUP | 311UNDCCLRSCHERER-NON40.625nt255.1ANCILLARY BUILDINGS - Demo
311UND | 311 | C | CMS | SCHERER-NON | 40.625 | nt | -108.3696 | -4402.5139 | ANCILLARY BUILDINGS - FE SALES | STEEL |  | ANCILLARY BUILDINGS - FE SALES | -108.3696 | -4402.5139 | NON | 6.25% | GULF | SALVAGE | BDG | MARKUP | 311UNDCCMSSCHERER-NON40.625nt-108.369573131976ANCILLARY BUILDINGS - FE SALES
312UND | 312 | 3 | 3LR | SCHERER-ECO | 543.75 | nt | 255.1 | 130500 | Baghouses - DEMO |  |  | Baghouses - DEMO | 255.1 | 130500 | ECO | 25% | GULF | REMOVAL | BDG | MARKUP | 312UND33LRSCHERER-ECO543.75nt255.1Baghouses - DEMO
3110230 | 311 | C | CLR | SCHERER-ASH | 581 | AC | 343910.3359 | 199811905.1776 | Ash Disposal Pond |  |  | Ash Disposal Pond | 343910.3359 | 199811905.1776 | ASH | 6.25% | GULF | REMOVAL | SCS |  | 3110230CCLRSCHERER-ASH581AC343910.335933874Ash Disposal Pond
3040000 | 304 | C | CLR | SCHERER-ASH | 0 |  |  | 0 | CONTINGENCY |  |  | CONTINGENCY | 0 | 0 | ASH | 6.25% | GULF | REMOVAL | SCS |  | 3040000CCLRSCHERER-ASH0CONTINGENCY
312UND | 312 | 3 | 3MS | SCHERER-ECO | 543.75 | nt | -108.3696 | -58925.9554 | Baghouses - FE Sales | STEEL |  | Baghouses - FE Sales | -108.3696 | -58925.9554 | ECO | 25% | GULF | SALVAGE | BDG | MARKUP | 312UND33MSSCHERER-ECO543.75nt-108.369573131976Baghouses - FE Sales
3040000 | 304 | 3 | 3LR | SCHERER-ECO | 0 |  |  | 0 | CONTINGENCY |  |  | CONTINGENCY | 0 | 0 | ECO | 25% | GULF | REMOVAL | SCS |  | 304000033LRSCHERER-ECO0CONTINGENCY
3040000 | 304 | C | CLR | SCHERER-ECO | 0 |  |  | 0 | CONTINGENCY |  |  | CONTINGENCY | 0 | 0 | ECO | 6.25% | GULF | REMOVAL | SCS |  | 3040000CCLRSCHERER-ECO0CONTINGENCY
3040000 | 304 | 3 | 3LR | SCHERER-NON | 0 |  |  | 0 | CONTINGENCY |  |  | CONTINGENCY | 0 | 0 | NON | 25% | GULF | REMOVAL | SCS |  | 304000033LRSCHERER-NON0CONTINGENCY
3040000 | 304 | C | CLR | SCHERER-NON | 0 |  |  | 0 | CONTINGENCY |  |  | CONTINGENCY | 0 | 0 | NON | 6.25% | GULF | REMOVAL | SCS |  | 3040000CCLRSCHERER-NON0CONTINGENCY
3070201MO | 307 | C | CLR | SCHERER-NON | 0.0625 | LT | 450000 | 28125 | CONTRACTOR MOBILIZATION |  |  | CONTRACTOR MOBILIZATION | 450000 | 28125 | NON | 6.25% | GULF | REMOVAL | BDG |  | 3070201MOCCLRSCHERER-NON0.0625LT450000CONTRACTOR MOBILIZATION
3080241 | 308 | C | CLR | SCHERER-NON | 0.0625 | ls | 50000 | 3125 | Design bulkhead for intake and discharge tunnel |  |  | Design bulkhead for intake and discharge tunnel | 50000 | 3125 | NON | 6.25% | GULF | REMOVAL | BDG |  | 3080241CCLRSCHERER-NON0.0625ls50000Design bulkhead for intake and discharge tunnel
312UND | 312 | 3 | 3LD | SCHERER-NON | 581.5 | nt | 65 | 37797.5 | Dispose of Refractory in Subtitle D Landfill |  |  | Dispose of Refractory in Subtitle D Landfill | 65 | 37797.5 | NON | 25% | GULF | DISPOSAL | BDG | MARKUP | 312UND33LDSCHERER-NON581.5nt65Dispose of Refractory in Subtitle D Landfill
3080261 | 308 | C | CLR | SCHERER-NON | 125 | MH | 101.26 | 12657.5 | GPC ENGINEERING |  |  | GPC ENGINEERING | 101.26 | 12657.5 | NON | 6.25% | GULF | REMOVAL | SCS |  | 3080261CCLRSCHERER-NON125MH101.26GPC ENGINEERING
3110001LC | 311 | C | CLR | SCHERER-NON | 31250 | sf | 0.25 | 10937.5 | Grade and Seeding |  |  | Grade and Seeding | 0.25 | 10937.5 | NON | 6.25% | GULF | REMOVAL | BDG | MARKUP | 3110001LCCCLRSCHERER-NON31250sf0.25Grade and Seeding
314052102 | 314 | C | CLR | SCHERER-NON | 0.0625 | ls | 650000 | 40625 | Install Bulkhead in Intake & Discharge Tunnel |  |  | Install Bulkhead in Intake & Discharge Tunnel | 650000 | 40625 | NON | 6.25% | GULF | REMOVAL | BDG | MARKUP | 314052102CCLRSCHERER-NON0.0625ls650000Install Bulkhead in Intake & Discharge Tunnel
307UND | 307 | C | CLR | SCHERER-NON | 0.0625 | ls | 200000 | 12500 | Install Electrical for Decommissioning Work |  |  | Install Electrical for Decommissioning Work | 200000 | 12500 | NON | 6.25% | GULF | REMOVAL | BDG |  | 307UNDCCLRSCHERER-NON0.0625ls200000Install Electrical for Decommissioning Work
312UND | 312 | 3 | 3LR | SCHERER-NON | 0.125 | ea | 550000 | 68750 | Main Power Block - (1) each 1000' Stack (felling) |  |  | Main Power Block - (1) each 1000' Stack (felling) | 550000 | 68750 | NON | 25% | GULF | REMOVAL | BDG | MARKUP | 312UND33LRSCHERER-NON0.125ea550000Main Power Block - (1) each 1000' Stack (felling)
312UND | 312 | 3 | 3MS | SCHERER-NON | 52335 | lbs | -0.38793 | -20302.4742 | Main Power Block - AL Sales | ALUMINUM |  | Main Power Block - AL Sales | -0.38793 | -20302.4742 | NON | 25% | GULF | SALVAGE | BDG | MARKUP | 312UND33MSSCHERER-NON52335lbs-0.387933012716418Main Power Block - AL Sales
314UND | 314 | 3 | 3MS | SCHERER-NON | 205875 | lbs | -1.5206 | -313054.8968 | Main Power Block - Condenser Tubes (90-10 CU-NI) | CUPRO-NICKEL |  | Main Power Block - Condenser Tubes (90-10 CU-NI) | -1.5206 | -313054.8968 | NON | 25% | GULF | SALVAGE | BDG | MARKUP | 314UND33MSSCHERER-NON205875lbs-1.52060666331658Main Power Block - Condenser Tubes (90-10 CU-NI)
312UND | 312 | 3 | 3MS | SCHERER-NON | 98855 | lbs | -0.31414 | -31054.7357 | Main Power Block - CU Sales | COPPER |  | Main Power Block - CU Sales | -0.31414 | -31054.7357 | NON | 25% | GULF | SALVAGE | BDG | MARKUP | 312UND33MSSCHERER-NON98855lbs-0.314144309790393Main Power Block - CU Sales
315UND | 315 | 3 | 3MS | SCHERER-NON | 395420 | lbs | -0.31414 | -124218.943 | Main Power Block - CU Sales | COPPER |  | Main Power Block - CU Sales | -0.31414 | -124218.943 | NON | 25% | GULF | SALVAGE | BDG | MARKUP | 315UND33MSSCHERER-NON395420lbs-0.314144309790393Main Power Block - CU Sales
311UND | 311 | 3 | 3LR | SCHERER-NON | 3381.5859 | nt | 255.1 | 862642.5535 | Main Power Block - DEMO |  |  | Main Power Block - DEMO | 255.1 | 862642.5535 | NON | 25% | GULF | REMOVAL | BDG | MARKUP | 311UND33LRSCHERER-NON3381.5858625nt255.1Main Power Block - DEMO
312UND | 312 | 3 | 3LR | SCHERER-NON | 1127.1953 | nt | 255.1 | 287547.5178 | Main Power Block - DEMO |  |  | Main Power Block - DEMO | 255.1 | 287547.5178 | NON | 25% | GULF | REMOVAL | BDG | MARKUP | 312UND33LRSCHERER-NON1127.1952875nt255.1Main Power Block - DEMO
314UND | 314 | 3 | 3LR | SCHERER-NON | 845.3965 | nt | 255.1 | 215660.6384 | Main Power Block - DEMO |  |  | Main Power Block - DEMO | 255.1 | 215660.6384 | NON | 25% | GULF | REMOVAL | BDG | MARKUP | 314UND33LRSCHERER-NON845.396465625nt255.1Main Power Block - DEMO
315UND | 315 | 3 | 3LR | SCHERER-NON | 281.7988 | nt | 255.1 | 71886.8795 | Main Power Block - DEMO |  |  | Main Power Block - DEMO | 255.1 | 71886.8795 | NON | 25% | GULF | REMOVAL | BDG | MARKUP | 315UND33LRSCHERER-NON281.798821875nt255.1Main Power Block - DEMO
314UND | 314 | 3 | 3LR | SCHERER-NON | 0.25 | ea | 1650000 | 412500 | Main Power Block - Demo (2) Hyperbolic Cooling Towers |  |  | Main Power Block - Demo (2) Hyperbolic Cooling Towers | 1650000 | 412500 | NON | 25% | GULF | REMOVAL | BDG | MARKUP | 314UND33LRSCHERER-NON0.25ea1650000Main Power Block - Demo (2) Hyperbolic Cooling Towers
311UND | 311 | 3 | 3MS | SCHERER-NON | 3381.5859 | nt | -108.3696 | -366461.0164 | Main Power Block - FE Sales | STEEL |  | Main Power Block - FE Sales | -108.3696 | -366461.0164 | NON | 25% | GULF | SALVAGE | BDG | MARKUP | 311UND33MSSCHERER-NON3381.5858625nt-108.369573131976Main Power Block - FE Sales
312UND | 312 | 3 | 3MS | SCHERER-NON | 1408.9941 | nt | -108.3696 | -152692.0902 | Main Power Block - FE Sales | STEEL |  | Main Power Block - FE Sales | -108.3696 | -152692.0902 | NON | 25% | GULF | SALVAGE | BDG | MARKUP | 312UND33MSSCHERER-NON1408.994109375nt-108.369573131976Main Power Block - FE Sales
314UND | 314 | 3 | 3MS | SCHERER-NON | 845.3965 | nt | -108.3696 | -91615.2541 | Main Power Block - FE Sales | STEEL |  | Main Power Block - FE Sales | -108.3696 | -91615.2541 | NON | 25% | GULF | SALVAGE | BDG | MARKUP | 314UND33MSSCHERER-NON845.396465625nt-108.369573131976Main Power Block - FE Sales
312UND | 312 | 3 | 3MS | SCHERER-NON | 69780 | lbs | -0.137 | -9559.793 | Main Power Block - SS Sales | STAINLESS STEEL |  | Main Power Block - SS Sales | -0.137 | -9559.793 | NON | 25% | GULF | SALVAGE | BDG | MARKUP | 312UND33MSSCHERER-NON69780lbs-0.13699904Main Power Block - SS Sales
314UND | 314 | 3 | 3LR | SCHERER-NON | 1041.6667 | cy | 107.142 | 109375 | Main Power Block - Turbine Foundations Concrete |  |  | Main Power Block - Turbine Foundations Concrete | 107.142 | 109375 | NON | 25% | GULF | REMOVAL | BDG | MARKUP | 314UND33LRSCHERER-NON1041.66666666667cy107.142Main Power Block - Turbine Foundations Concrete
3110061 | 311 | C | CLR | SCHERER-NON | 9375 | sf | 2500 | 42187.5 | Pavement Repairs |  |  | Pavement Repairs | 2500 | 42187.5 | NON | 6.25% | GULF | REMOVAL | BDG | MARKUP | 3110061CCLRSCHERER-NON9375sf2500Pavement Repairs
3080268EA | 308 | C | CLR | SCHERER-NON | 0.0625 | ls | 450000 | 28125 | Perform environmental survey of above grade structures |  |  | This survey is used to identify, quantify, and provide contamination information in regards to items such as bottom ash, asbestos, PCB’s, refractory and mortar, universal wastes, caulk, glazing, and expansion joint compounds and lead. | 450000 | 28125 | NON | 6.25% | GULF | REMOVAL | BDG |  | 3080268EACCLRSCHERER-NON0.0625ls450000Perform environmental survey of above grade structures
3080268 | 308 | C | CLR | SCHERER-ECO | 0.0625 | LT | 8110.592 | 506.912 | PERMITS |  |  | PERMITS | 8110.592 | 506.912 | ECO | 6.25% | GULF | REMOVAL | SCS |  | 3080268CCLRSCHERER-ECO0.0625LT8110.592PERMITS
3080268 | 308 | C | CLR | SCHERER-NON | 0.0625 | LT | 28072.4032 | 1754.5252 | PERMITS |  |  | PERMITS | 28072.4032 | 1754.5252 | NON | 6.25% | GULF | REMOVAL | SCS |  | 3080268CCLRSCHERER-NON0.0625LT28072.4032PERMITS
3070041 | 307 | C | CLR | SCHERER-NON | 1 | MY | 135010.76 | 135010.76 | POWER GENERATION SUPERVISION |  |  | POWER GENERATION SUPERVISION | 135010.76 | 135010.76 | NON | 6.25% | GULF | REMOVAL | SCS |  | 3070041CCLRSCHERER-NON1MY135010.76POWER GENERATION SUPERVISION
312UND | 312 | 3 | 3LR | SCHERER-ECO | 725 | nt | 255.1 | 174000 | Precipitators - DEMO |  |  | Precipitators - DEMO | 255.1 | 174000 | ECO | 25% | GULF | REMOVAL | BDG | MARKUP | 312UND33LRSCHERER-ECO725nt255.1Precipitators - DEMO
312UND | 312 | 3 | 3MS | SCHERER-ECO | 725 | nt | -108.3696 | -78567.9405 | Precipitators - FE Sales | STEEL |  | Precipitators - FE Sales | -108.3696 | -78567.9405 | ECO | 25% | GULF | SALVAGE | BDG | MARKUP | 312UND33MSSCHERER-ECO725nt-108.369573131976Precipitators - FE Sales
3111002CN | 311 | 3 | 3LD | SCHERER-NON | 1125 | nt | 15.306 | 16875 | Process, haul and backfill brick & block |  |  | Process, haul and backfill brick & block | 15.306 | 16875 | NON | 25% | GULF | DISPOSAL | BDG | MARKUP | 3111002CN33LDSCHERER-NON1125nt15.306Process, haul and backfill brick & block
312UND | 312 | 3 | 3LR | SCHERER-ECO | 687.5 | nt | 275.508 | 178750 | SCR DEMO |  |  | SCR DEMO | 275.508 | 178750 | ECO | 25% | GULF | REMOVAL | BDG | MARKUP | 312UND33LRSCHERER-ECO687.5nt275.508SCR DEMO
312UND | 312 | 3 | 3MS | SCHERER-ECO | 687.5 | nt | -108.3696 | -74504.0815 | SCR FE SALES | STEEL |  | SCR FE SALES | -108.3696 | -74504.0815 | ECO | 25% | GULF | SALVAGE | BDG | MARKUP | 312UND33MSSCHERER-ECO687.5nt-108.369573131976SCR FE SALES
3080241 | 308 | C | CLR | SCHERER-ECO | 3 | % | 6336.4 | 19009.2 | SCS ENGINEERING |  |  | SCS ENGINEERING | 6336.4 | 19009.2 | ECO | 6.25% | GULF | REMOVAL | SCS |  | 3080241CCLRSCHERER-ECO3%6336.4SCS ENGINEERING
3080241 | 308 | C | CLR | SCHERER-NON | 3 | % | 21931.565 | 65794.695 | SCS ENGINEERING |  |  | SCS ENGINEERING | 21931.565 | 65794.695 | NON | 6.25% | GULF | REMOVAL | SCS |  | 3080241CCLRSCHERER-NON3%21931.565SCS ENGINEERING
3070221 | 307 | C | CLR | SCHERER-NON | 2.75 | MY | 50750.31 | 139563.3525 | SECURITY SERVICES |  |  | SECURITY SERVICES | 50750.31 | 139563.3525 | NON | 6.25% | GULF | REMOVAL | SCS |  | 3070221CCLRSCHERER-NON2.75MY50750.31SECURITY SERVICES
312UND | 312 | 3 | 3LR | SCHERER-ECO | 0.125 | ea | 550000 | 68750 | SO2 SCRUBBER - 2 (ea) Stacks |  |  | SO2 SCRUBBER - 2 (ea) Stacks | 550000 | 68750 | ECO | 25% | GULF | REMOVAL | BDG | MARKUP | 312UND33LRSCHERER-ECO0.125ea550000SO2 SCRUBBER - 2 (ea) Stacks
312UND | 312 | 3 | 3LR | SCHERER-ECO | 314 | nt | 275.508 | 81640 | SO2 SCRUBBER - Demo FE |  |  | SO2 SCRUBBER - Demo FE | 275.508 | 81640 | ECO | 25% | GULF | REMOVAL | BDG | MARKUP | 312UND33LRSCHERER-ECO314nt275.508SO2 SCRUBBER - Demo FE
312UND | 312 | 3 | 3MS | SCHERER-ECO | 314 | nt | -108.3696 | -34028.046 | SO2 SCRUBBER - FE Sales | STEEL |  | SO2 SCRUBBER - FE Sales | -108.3696 | -34028.046 | ECO | 25% | GULF | SALVAGE | BDG | MARKUP | 312UND33MSSCHERER-ECO314nt-108.369573131976SO2 SCRUBBER - FE Sales
3080241SW | 308 | C | CLR | SCHERER-NON | 0.0625 | ls | 50000 | 3125 | Storm Water Prevention Plan |  |  | Storm Water Prevention Plan | 50000 | 3125 | NON | 6.25% | GULF | REMOVAL | BDG |  | 3080241SWCCLRSCHERER-NON0.0625ls50000Storm Water Prevention Plan
3070201 | 307 | C | CLR | SCHERER-ECO | 2 | % | 6336.4 | 12672.8 | TEMPORARY CONSTRUCTION SERVICES |  |  | 2% of FERCs 310 and above less "Install Electrical for Decommisioning Work". | 6336.4 | 12672.8 | ECO | 6.25% | GULF | REMOVAL | SCS |  | 3070201CCLRSCHERER-ECO2%6336.4TEMPORARY CONSTRUCTION SERVICES
3070201 | 307 | C | CLR | SCHERER-NON | 2 | % | 21931.565 | 43863.13 | TEMPORARY CONSTRUCTION SERVICES |  |  | 2% of FERCs 310 and above less "Install Electrical for Decommisioning Work". | 21931.565 | 43863.13 | NON | 6.25% | GULF | REMOVAL | SCS |  | 3070201CCLRSCHERER-NON2%21931.565TEMPORARY CONSTRUCTION SERVICES
311UND | 311 | 3 | 3LD | SCHERER-NON | 130.8375 | nt | 66.326 | 8504.4375 | Transport & Dispose of Combustibles |  |  | Transport & Dispose of Combustibles | 66.326 | 8504.4375 | NON | 25% | GULF | DISPOSAL | BDG | MARKUP | 311UND33LDSCHERER-NON130.8375nt66.326Transport & Dispose of Combustibles
341UND | 341 | C | CLD | SCHERER-NON | 21.875 | nt | 66.326 | 1421.875 | Transport & Dispose of Combustibles |  |  | Transport & Dispose of Combustibles | 66.326 | 1421.875 | NON | 6.25% | GULF | DISPOSAL | BDG | MARKUP | 341UNDCCLDSCHERER-NON21.875nt66.326Transport & Dispose of Combustibles
315UND | 315 | 3 | 3MS | SCHERER-NON | 222935.0024 | lbs | -0.31414 | -70033.7624 | Unit & Service Transformers - CU Sales | COPPER | TRANSFORMER | Unit & Service Transformers - CU Sales | -0.31414 | -70033.7624 | NON | 25% | GULF | SALVAGE | BDG | MARKUP | 315UND33MSSCHERER-NON222935.002358491lbs-0.314144309790393Unit & Service Transformers - CU Sales
315UND | 315 | 3 | 3LR | SCHERER-NON | 179.0236 | nt | 255.1 | 45668.9108 | Unit & Service Transformers - Demo |  | TRANSFORMER | Unit & Service Transformers - Demo | 255.1 | 45668.9108 | NON | 25% | GULF | REMOVAL | BDG | MARKUP | 315UND33LRSCHERER-NON179.0235625nt255.1Unit & Service Transformers - Demo
315UND | 315 | 3 | 3MS | SCHERER-NON | 179.0236 | nt | -108.3696 | -19400.707 | Unit & Service Transformers - FE Sales | STEEL | TRANSFORMER | Unit & Service Transformers - FE Sales | -108.3696 | -19400.707 | NON | 25% | GULF | SALVAGE | BDG | MARKUP | 315UND33MSSCHERER-NON179.0235625nt-108.369573131976Unit & Service Transformers - FE Sales
3430000FM | 343 | 3 | 3LD | SCHERER-NON | 0.0625 | ls | 186080 | 11630 | Universal Wastes, Grease & Oil Removal |  |  | Universal Wastes, Grease & Oil Removal | 186080 | 11630 | NON | 25% | GULF | DISPOSAL | BDG | MARKUP | 3430000FM33LDSCHERER-NON0.0625ls186080Universal Wastes, Grease & Oil Removal
311UND | 311 | C | CLR | SCHERER-NON | 0.0625 | ls | 250000 | 15625 | Utility Disconnects |  |  | Utility Disconnects | 250000 | 15625 | NON | 6.25% | GULF | REMOVAL | BDG | MARKUP | 311UNDCCLRSCHERER-NON0.0625ls250000Utility Disconnects
3080361 | 308 | C | CLR | SCHERER-ECO | 0.6 | % | 6336.4 | 3801.84 | WRAP-UP AND ALL-RISK INSURANCE |  |  | WRAP-UP AND ALL-RISK INSURANCE | 6336.4 | 3801.84 | ECO | 6.25% | GULF | REMOVAL | SCS |  | 3080361CCLRSCHERER-ECO0.6%6336.4WRAP-UP AND ALL-RISK INSURANCE
3080361 | 308 | C | CLR | SCHERER-NON | 0.6 | % | 21931.565 | 13158.939 | WRAP-UP AND ALL-RISK INSURANCE |  |  | WRAP-UP AND ALL-RISK INSURANCE | 21931.565 | 13158.939 | NON | 6.25% | GULF | REMOVAL | SCS |  | 3080361CCLRSCHERER-NON0.6%21931.565WRAP-UP AND ALL-RISK INSURANCE
3090481 | 309 | C | CLR | SCHERER-ECO | 1 | % | 95046 | 95046 | ADMINISTRATIVE & GENERAL OVERHEAD |  |  | ADMINISTRATIVE & GENERAL OVERHEAD | 95046 | 95046 | ECO | 93.75% | OTHER | REMOVAL | SCS |  | 3090481CCLRSCHERER-ECO1%95046ADMINISTRATIVE & GENERAL OVERHEAD
3090481 | 309 | C | CLR | SCHERER-NON | 1 | % | 328973.475 | 328973.475 | ADMINISTRATIVE & GENERAL OVERHEAD |  |  | ADMINISTRATIVE & GENERAL OVERHEAD | 328973.475 | 328973.475 | NON | 93.75% | OTHER | REMOVAL | SCS |  | 3090481CCLRSCHERER-NON1%328973.475ADMINISTRATIVE & GENERAL OVERHEAD
311UND | 311 | C | CLR | SCHERER-NON | 609.375 | nt | 255.1 | 146250 | ANCILLARY BUILDINGS - Demo |  |  | ANCILLARY BUILDINGS - Demo | 255.1 | 146250 | NON | 93.75% | OTHER | REMOVAL | BDG | MARKUP | 311UNDCCLRSCHERER-NON609.375nt255.1ANCILLARY BUILDINGS - Demo
311UND | 311 | C | CMS | SCHERER-NON | 609.375 | nt | -108.3696 | -66037.7086 | ANCILLARY BUILDINGS - FE SALES | STEEL |  | ANCILLARY BUILDINGS - FE SALES | -108.3696 | -66037.7086 | NON | 93.75% | OTHER | SALVAGE | BDG | MARKUP | 311UNDCCMSSCHERER-NON609.375nt-108.369573131976ANCILLARY BUILDINGS - FE SALES
312UND | 312 | 1 | 1LR | SCHERER-ECO | 182.7 | nt | 255.1 | 43848 | Baghouses - DEMO |  |  | Baghouses - DEMO | 255.1 | 43848 | ECO | 8.4% | OTHER | REMOVAL | BDG | MARKUP | 312UND11LRSCHERER-ECO182.7nt255.1Baghouses - DEMO
312UND | 312 | 2 | 2LR | SCHERER-ECO | 182.7 | nt | 255.1 | 43848 | Baghouses - DEMO |  |  | Baghouses - DEMO | 255.1 | 43848 | ECO | 8.4% | OTHER | REMOVAL | BDG | MARKUP | 312UND22LRSCHERER-ECO182.7nt255.1Baghouses - DEMO
312UND | 312 | 1 | 1LR | SCHERER-ECO | 1992.3 | nt | 255.1 | 478152 | Baghouses - DEMO |  |  | Baghouses - DEMO | 255.1 | 478152 | ECO | 91.6% | OTHER | REMOVAL | BDG | MARKUP | 312UND11LRSCHERER-ECO1992.3nt255.1Baghouses - DEMO
312UND | 312 | 2 | 2LR | SCHERER-ECO | 1992.3 | nt | 255.1 | 478152 | Baghouses - DEMO |  |  | Baghouses - DEMO | 255.1 | 478152 | ECO | 91.6% | OTHER | REMOVAL | BDG | MARKUP | 312UND22LRSCHERER-ECO1992.3nt255.1Baghouses - DEMO
312UND | 312 | 3 | 3LR | SCHERER-ECO | 1631.25 | nt | 255.1 | 391500 | Baghouses - DEMO |  |  | Baghouses - DEMO | 255.1 | 391500 | ECO | 75% | OTHER | REMOVAL | BDG | MARKUP | 312UND33LRSCHERER-ECO1631.25nt255.1Baghouses - DEMO
312UND | 312 | 4 | 4LR | SCHERER-ECO | 2175 | nt | 255.1 | 522000 | Baghouses - DEMO |  |  | Baghouses - DEMO | 255.1 | 522000 | ECO | 100% | OTHER | REMOVAL | BDG | MARKUP | 312UND44LRSCHERER-ECO2175nt255.1Baghouses - DEMO
312UND | 312 | 1 | 1MS | SCHERER-ECO | 182.7 | nt | -108.3696 | -19799.121 | Baghouses - FE Sales | STEEL |  | Baghouses - FE Sales | -108.3696 | -19799.121 | ECO | 8.4% | OTHER | SALVAGE | BDG | MARKUP | 312UND11MSSCHERER-ECO182.7nt-108.369573131976Baghouses - FE Sales
312UND | 312 | 2 | 2MS | SCHERER-ECO | 182.7 | nt | -108.3696 | -19799.121 | Baghouses - FE Sales | STEEL |  | Baghouses - FE Sales | -108.3696 | -19799.121 | ECO | 8.4% | OTHER | SALVAGE | BDG | MARKUP | 312UND22MSSCHERER-ECO182.7nt-108.369573131976Baghouses - FE Sales
312UND | 312 | 1 | 1MS | SCHERER-ECO | 1992.3 | nt | -108.3696 | -215904.7006 | Baghouses - FE Sales | STEEL |  | Baghouses - FE Sales | -108.3696 | -215904.7006 | ECO | 91.6% | OTHER | SALVAGE | BDG | MARKUP | 312UND11MSSCHERER-ECO1992.3nt-108.369573131976Baghouses - FE Sales
312UND | 312 | 2 | 2MS | SCHERER-ECO | 1992.3 | nt | -108.3696 | -215904.7006 | Baghouses - FE Sales | STEEL |  | Baghouses - FE Sales | -108.3696 | -215904.7006 | ECO | 91.6% | OTHER | SALVAGE | BDG | MARKUP | 312UND22MSSCHERER-ECO1992.3nt-108.369573131976Baghouses - FE Sales
312UND | 312 | 3 | 3MS | SCHERER-ECO | 1631.25 | nt | -108.3696 | -176777.8662 | Baghouses - FE Sales | STEEL |  | Baghouses - FE Sales | -108.3696 | -176777.8662 | ECO | 75% | OTHER | SALVAGE | BDG | MARKUP | 312UND33MSSCHERER-ECO1631.25nt-108.369573131976Baghouses - FE Sales
312UND | 312 | 4 | 4MS | SCHERER-ECO | 2175 | nt | -108.3696 | -235703.8216 | Baghouses - FE Sales | STEEL |  | Baghouses - FE Sales | -108.3696 | -235703.8216 | ECO | 100% | OTHER | SALVAGE | BDG | MARKUP | 312UND44MSSCHERER-ECO2175nt-108.369573131976Baghouses - FE Sales
3040000 | 304 | 1 | 1LR | SCHERER-ECO | 0 |  |  | 0 | CONTINGENCY |  |  | CONTINGENCY | 0 | 0 | ECO | 8.4% | OTHER | REMOVAL | SCS |  | 304000011LRSCHERER-ECO0CONTINGENCY
3040000 | 304 | 2 | 2LR | SCHERER-ECO | 0 |  |  | 0 | CONTINGENCY |  |  | CONTINGENCY | 0 | 0 | ECO | 8.4% | OTHER | REMOVAL | SCS |  | 304000022LRSCHERER-ECO0CONTINGENCY
3040000 | 304 | C | CLR | SCHERER-ECO | 0 |  |  | 0 | CONTINGENCY |  |  | CONTINGENCY | 0 | 0 | ECO | 93.75% | OTHER | REMOVAL | SCS |  | 3040000CCLRSCHERER-ECO0CONTINGENCY
3040000 | 304 | 1 | 1LR | SCHERER-ECO | 0 |  |  | 0 | CONTINGENCY |  |  | CONTINGENCY | 0 | 0 | ECO | 91.6% | OTHER | REMOVAL | SCS |  | 304000011LRSCHERER-ECO0CONTINGENCY
3040000 | 304 | 2 | 2LR | SCHERER-ECO | 0 |  |  | 0 | CONTINGENCY |  |  | CONTINGENCY | 0 | 0 | ECO | 91.6% | OTHER | REMOVAL | SCS |  | 304000022LRSCHERER-ECO0CONTINGENCY
3040000 | 304 | 3 | 3LR | SCHERER-ECO | 0 |  |  | 0 | CONTINGENCY |  |  | CONTINGENCY | 0 | 0 | ECO | 75% | OTHER | REMOVAL | SCS |  | 304000033LRSCHERER-ECO0CONTINGENCY
3040000 | 304 | 4 | 4LR | SCHERER-ECO | 0 |  |  | 0 | CONTINGENCY |  |  | CONTINGENCY | 0 | 0 | ECO | 100% | OTHER | REMOVAL | SCS |  | 304000044LRSCHERER-ECO0CONTINGENCY
3040000 | 304 | 1 | 1LR | SCHERER-NON | 0 |  |  | 0 | CONTINGENCY |  |  | CONTINGENCY | 0 | 0 | NON | 8.4% | OTHER | REMOVAL | SCS |  | 304000011LRSCHERER-NON0CONTINGENCY
3040000 | 304 | 2 | 2LR | SCHERER-NON | 0 |  |  | 0 | CONTINGENCY |  |  | CONTINGENCY | 0 | 0 | NON | 8.4% | OTHER | REMOVAL | SCS |  | 304000022LRSCHERER-NON0CONTINGENCY
3040000 | 304 | C | CLR | SCHERER-NON | 0 |  |  | 0 | CONTINGENCY |  |  | CONTINGENCY | 0 | 0 | NON | 93.75% | OTHER | REMOVAL | SCS |  | 3040000CCLRSCHERER-NON0CONTINGENCY
3040000 | 304 | 1 | 1LR | SCHERER-NON | 0 |  |  | 0 | CONTINGENCY |  |  | CONTINGENCY | 0 | 0 | NON | 91.6% | OTHER | REMOVAL | SCS |  | 304000011LRSCHERER-NON0CONTINGENCY
3040000 | 304 | 2 | 2LR | SCHERER-NON | 0 |  |  | 0 | CONTINGENCY |  |  | CONTINGENCY | 0 | 0 | NON | 91.6% | OTHER | REMOVAL | SCS |  | 304000022LRSCHERER-NON0CONTINGENCY
3040000 | 304 | 3 | 3LR | SCHERER-NON | 0 |  |  | 0 | CONTINGENCY |  |  | CONTINGENCY | 0 | 0 | NON | 75% | OTHER | REMOVAL | SCS |  | 304000033LRSCHERER-NON0CONTINGENCY
3040000 | 304 | 4 | 4LR | SCHERER-NON | 0 |  |  | 0 | CONTINGENCY |  |  | CONTINGENCY | 0 | 0 | NON | 100% | OTHER | REMOVAL | SCS |  | 304000044LRSCHERER-NON0CONTINGENCY
3070201MO | 307 | C | CLR | SCHERER-NON | 0.9375 | LT | 450000 | 421875 | CONTRACTOR MOBILIZATION |  |  | CONTRACTOR MOBILIZATION | 450000 | 421875 | NON | 93.75% | OTHER | REMOVAL | BDG |  | 3070201MOCCLRSCHERER-NON0.9375LT450000CONTRACTOR MOBILIZATION
3080241 | 308 | C | CLR | SCHERER-NON | 0.9375 | ls | 50000 | 46875 | Design bulkhead for intake and discharge tunnel |  |  | Design bulkhead for intake and discharge tunnel | 50000 | 46875 | NON | 93.75% | OTHER | REMOVAL | BDG |  | 3080241CCLRSCHERER-NON0.9375ls50000Design bulkhead for intake and discharge tunnel
312UND | 312 | 1 | 1LD | SCHERER-NON | 195.384 | nt | 65 | 12699.96 | Dispose of Refractory in Subtitle D Landfill |  |  | Dispose of Refractory in Subtitle D Landfill | 65 | 12699.96 | NON | 8.4% | OTHER | DISPOSAL | BDG | MARKUP | 312UND11LDSCHERER-NON195.384nt65Dispose of Refractory in Subtitle D Landfill
312UND | 312 | 2 | 2LD | SCHERER-NON | 195.384 | nt | 65 | 12699.96 | Dispose of Refractory in Subtitle D Landfill |  |  | Dispose of Refractory in Subtitle D Landfill | 65 | 12699.96 | NON | 8.4% | OTHER | DISPOSAL | BDG | MARKUP | 312UND22LDSCHERER-NON195.384nt65Dispose of Refractory in Subtitle D Landfill
312UND | 312 | 1 | 1LD | SCHERER-NON | 2130.616 | nt | 65 | 138490.04 | Dispose of Refractory in Subtitle D Landfill |  |  | Dispose of Refractory in Subtitle D Landfill | 65 | 138490.04 | NON | 91.6% | OTHER | DISPOSAL | BDG | MARKUP | 312UND11LDSCHERER-NON2130.616nt65Dispose of Refractory in Subtitle D Landfill
312UND | 312 | 2 | 2LD | SCHERER-NON | 2130.616 | nt | 65 | 138490.04 | Dispose of Refractory in Subtitle D Landfill |  |  | Dispose of Refractory in Subtitle D Landfill | 65 | 138490.04 | NON | 91.6% | OTHER | DISPOSAL | BDG | MARKUP | 312UND22LDSCHERER-NON2130.616nt65Dispose of Refractory in Subtitle D Landfill
312UND | 312 | 3 | 3LD | SCHERER-NON | 1744.5 | nt | 65 | 113392.5 | Dispose of Refractory in Subtitle D Landfill |  |  | Dispose of Refractory in Subtitle D Landfill | 65 | 113392.5 | NON | 75% | OTHER | DISPOSAL | BDG | MARKUP | 312UND33LDSCHERER-NON1744.5nt65Dispose of Refractory in Subtitle D Landfill
312UND | 312 | 4 | 4LD | SCHERER-NON | 2326 | nt | 65 | 151190 | Dispose of Refractory in Subtitle D Landfill |  |  | Dispose of Refractory in Subtitle D Landfill | 65 | 151190 | NON | 100% | OTHER | DISPOSAL | BDG | MARKUP | 312UND44LDSCHERER-NON2326nt65Dispose of Refractory in Subtitle D Landfill
3080261 | 308 | C | CLR | SCHERER-NON | 1875 | MH | 101.26 | 189862.5 | GPC ENGINEERING |  |  | GPC ENGINEERING | 101.26 | 189862.5 | NON | 93.75% | OTHER | REMOVAL | SCS |  | 3080261CCLRSCHERER-NON1875MH101.26GPC ENGINEERING
3110001LC | 311 | C | CLR | SCHERER-NON | 468750 | sf | 0.25 | 164062.5 | Grade and Seeding |  |  | Grade and Seeding | 0.25 | 164062.5 | NON | 93.75% | OTHER | REMOVAL | BDG | MARKUP | 3110001LCCCLRSCHERER-NON468750sf0.25Grade and Seeding
314052102 | 314 | C | CLR | SCHERER-NON | 0.9375 | ls | 650000 | 609375 | Install Bulkhead in Intake & Discharge Tunnel |  |  | Install Bulkhead in Intake & Discharge Tunnel | 650000 | 609375 | NON | 93.75% | OTHER | REMOVAL | BDG | MARKUP | 314052102CCLRSCHERER-NON0.9375ls650000Install Bulkhead in Intake & Discharge Tunnel
307UND | 307 | C | CLR | SCHERER-NON | 0.9375 | ls | 200000 | 187500 | Install Electrical for Decommissioning Work |  |  | Install Electrical for Decommissioning Work | 200000 | 187500 | NON | 93.75% | OTHER | REMOVAL | BDG |  | 307UNDCCLRSCHERER-NON0.9375ls200000Install Electrical for Decommissioning Work
312UND | 312 | 1 | 1LR | SCHERER-NON | 0.042 | ea | 550000 | 23100 | Main Power Block - (1) each 1000' Stack (felling) |  |  | Main Power Block - (1) each 1000' Stack (felling) | 550000 | 23100 | NON | 8.4% | OTHER | REMOVAL | BDG | MARKUP | 312UND11LRSCHERER-NON0.042ea550000Main Power Block - (1) each 1000' Stack (felling)
312UND | 312 | 2 | 2LR | SCHERER-NON | 0.042 | ea | 550000 | 23100 | Main Power Block - (1) each 1000' Stack (felling) |  |  | Main Power Block - (1) each 1000' Stack (felling) | 550000 | 23100 | NON | 8.4% | OTHER | REMOVAL | BDG | MARKUP | 312UND22LRSCHERER-NON0.042ea550000Main Power Block - (1) each 1000' Stack (felling)
312UND | 312 | 1 | 1LR | SCHERER-NON | 0.458 | ea | 550000 | 251900 | Main Power Block - (1) each 1000' Stack (felling) |  |  | Main Power Block - (1) each 1000' Stack (felling) | 550000 | 251900 | NON | 91.6% | OTHER | REMOVAL | BDG | MARKUP | 312UND11LRSCHERER-NON0.458ea550000Main Power Block - (1) each 1000' Stack (felling)
312UND | 312 | 2 | 2LR | SCHERER-NON | 0.458 | ea | 550000 | 251900 | Main Power Block - (1) each 1000' Stack (felling) |  |  | Main Power Block - (1) each 1000' Stack (felling) | 550000 | 251900 | NON | 91.6% | OTHER | REMOVAL | BDG | MARKUP | 312UND22LRSCHERER-NON0.458ea550000Main Power Block - (1) each 1000' Stack (felling)
312UND | 312 | 3 | 3LR | SCHERER-NON | 0.375 | ea | 550000 | 206250 | Main Power Block - (1) each 1000' Stack (felling) |  |  | Main Power Block - (1) each 1000' Stack (felling) | 550000 | 206250 | NON | 75% | OTHER | REMOVAL | BDG | MARKUP | 312UND33LRSCHERER-NON0.375ea550000Main Power Block - (1) each 1000' Stack (felling)
312UND | 312 | 4 | 4LR | SCHERER-NON | 0.5 | ea | 550000 | 275000 | Main Power Block - (1) each 1000' Stack (felling) |  |  | Main Power Block - (1) each 1000' Stack (felling) | 550000 | 275000 | NON | 100% | OTHER | REMOVAL | BDG | MARKUP | 312UND44LRSCHERER-NON0.5ea550000Main Power Block - (1) each 1000' Stack (felling)
312UND | 312 | 1 | 1MS | SCHERER-NON | 17584.56 | lbs | -0.38793 | -6821.6313 | Main Power Block - AL Sales | ALUMINUM |  | Main Power Block - AL Sales | -0.38793 | -6821.6313 | NON | 8.4% | OTHER | SALVAGE | BDG | MARKUP | 312UND11MSSCHERER-NON17584.56lbs-0.387933012716418Main Power Block - AL Sales
312UND | 312 | 2 | 2MS | SCHERER-NON | 17584.56 | lbs | -0.38793 | -6821.6313 | Main Power Block - AL Sales | ALUMINUM |  | Main Power Block - AL Sales | -0.38793 | -6821.6313 | NON | 8.4% | OTHER | SALVAGE | BDG | MARKUP | 312UND22MSSCHERER-NON17584.56lbs-0.387933012716418Main Power Block - AL Sales
312UND | 312 | 1 | 1MS | SCHERER-NON | 191755.44 | lbs | -0.38793 | -74388.2655 | Main Power Block - AL Sales | ALUMINUM |  | Main Power Block - AL Sales | -0.38793 | -74388.2655 | NON | 91.6% | OTHER | SALVAGE | BDG | MARKUP | 312UND11MSSCHERER-NON191755.44lbs-0.387933012716418Main Power Block - AL Sales
312UND | 312 | 2 | 2MS | SCHERER-NON | 191755.44 | lbs | -0.38793 | -74388.2655 | Main Power Block - AL Sales | ALUMINUM |  | Main Power Block - AL Sales | -0.38793 | -74388.2655 | NON | 91.6% | OTHER | SALVAGE | BDG | MARKUP | 312UND22MSSCHERER-NON191755.44lbs-0.387933012716418Main Power Block - AL Sales
312UND | 312 | 3 | 3MS | SCHERER-NON | 157005 | lbs | -0.38793 | -60907.4227 | Main Power Block - AL Sales | ALUMINUM |  | Main Power Block - AL Sales | -0.38793 | -60907.4227 | NON | 75% | OTHER | SALVAGE | BDG | MARKUP | 312UND33MSSCHERER-NON157005lbs-0.387933012716418Main Power Block - AL Sales
312UND | 312 | 4 | 4MS | SCHERER-NON | 209340 | lbs | -0.38793 | -81209.8969 | Main Power Block - AL Sales | ALUMINUM |  | Main Power Block - AL Sales | -0.38793 | -81209.8969 | NON | 100% | OTHER | SALVAGE | BDG | MARKUP | 312UND44MSSCHERER-NON209340lbs-0.387933012716418Main Power Block - AL Sales
314UND | 314 | 1 | 1MS | SCHERER-NON | 69174 | lbs | -1.5206 | -105186.4453 | Main Power Block - Condenser Tubes (90-10 CU-NI) | CUPRO-NICKEL |  | Main Power Block - Condenser Tubes (90-10 CU-NI) | -1.5206 | -105186.4453 | NON | 8.4% | OTHER | SALVAGE | BDG | MARKUP | 314UND11MSSCHERER-NON69174lbs-1.52060666331658Main Power Block - Condenser Tubes (90-10 CU-NI)
314UND | 314 | 2 | 2MS | SCHERER-NON | 69174 | lbs | -1.5206 | -105186.4453 | Main Power Block - Condenser Tubes (90-10 CU-NI) | CUPRO-NICKEL |  | Main Power Block - Condenser Tubes (90-10 CU-NI) | -1.5206 | -105186.4453 | NON | 8.4% | OTHER | SALVAGE | BDG | MARKUP | 314UND22MSSCHERER-NON69174lbs-1.52060666331658Main Power Block - Condenser Tubes (90-10 CU-NI)
314UND | 314 | 1 | 1MS | SCHERER-NON | 754326 | lbs | -1.5206 | -1147033.1419 | Main Power Block - Condenser Tubes (90-10 CU-NI) | CUPRO-NICKEL |  | Main Power Block - Condenser Tubes (90-10 CU-NI) | -1.5206 | -1147033.1419 | NON | 91.6% | OTHER | SALVAGE | BDG | MARKUP | 314UND11MSSCHERER-NON754326lbs-1.52060666331658Main Power Block - Condenser Tubes (90-10 CU-NI)
314UND | 314 | 2 | 2MS | SCHERER-NON | 754326 | lbs | -1.5206 | -1147033.1419 | Main Power Block - Condenser Tubes (90-10 CU-NI) | CUPRO-NICKEL |  | Main Power Block - Condenser Tubes (90-10 CU-NI) | -1.5206 | -1147033.1419 | NON | 91.6% | OTHER | SALVAGE | BDG | MARKUP | 314UND22MSSCHERER-NON754326lbs-1.52060666331658Main Power Block - Condenser Tubes (90-10 CU-NI)
314UND | 314 | 3 | 3MS | SCHERER-NON | 617625 | lbs | -1.5206 | -939164.6904 | Main Power Block - Condenser Tubes (90-10 CU-NI) | CUPRO-NICKEL |  | Main Power Block - Condenser Tubes (90-10 CU-NI) | -1.5206 | -939164.6904 | NON | 75% | OTHER | SALVAGE | BDG | MARKUP | 314UND33MSSCHERER-NON617625lbs-1.52060666331658Main Power Block - Condenser Tubes (90-10 CU-NI)
314UND | 314 | 4 | 4MS | SCHERER-NON | 823500 | lbs | -1.5206 | -1252219.5872 | Main Power Block - Condenser Tubes (90-10 CU-NI) | CUPRO-NICKEL |  | Main Power Block - Condenser Tubes (90-10 CU-NI) | -1.5206 | -1252219.5872 | NON | 100% | OTHER | SALVAGE | BDG | MARKUP | 314UND44MSSCHERER-NON823500lbs-1.52060666331658Main Power Block - Condenser Tubes (90-10 CU-NI)
312UND | 312 | 1 | 1MS | SCHERER-NON | 33215.28 | lbs | -0.31414 | -10434.3912 | Main Power Block - CU Sales | COPPER |  | Main Power Block - CU Sales | -0.31414 | -10434.3912 | NON | 8.4% | OTHER | SALVAGE | BDG | MARKUP | 312UND11MSSCHERER-NON33215.28lbs-0.314144309790393Main Power Block - CU Sales
315UND | 315 | 1 | 1MS | SCHERER-NON | 132861.12 | lbs | -0.31414 | -41737.5648 | Main Power Block - CU Sales | COPPER |  | Main Power Block - CU Sales | -0.31414 | -41737.5648 | NON | 8.4% | OTHER | SALVAGE | BDG | MARKUP | 315UND11MSSCHERER-NON132861.12lbs-0.314144309790393Main Power Block - CU Sales
312UND | 312 | 2 | 2MS | SCHERER-NON | 33215.28 | lbs | -0.31414 | -10434.3912 | Main Power Block - CU Sales | COPPER |  | Main Power Block - CU Sales | -0.31414 | -10434.3912 | NON | 8.4% | OTHER | SALVAGE | BDG | MARKUP | 312UND22MSSCHERER-NON33215.28lbs-0.314144309790393Main Power Block - CU Sales
315UND | 315 | 2 | 2MS | SCHERER-NON | 132861.12 | lbs | -0.31414 | -41737.5648 | Main Power Block - CU Sales | COPPER |  | Main Power Block - CU Sales | -0.31414 | -41737.5648 | NON | 8.4% | OTHER | SALVAGE | BDG | MARKUP | 315UND22MSSCHERER-NON132861.12lbs-0.314144309790393Main Power Block - CU Sales
312UND | 312 | 1 | 1MS | SCHERER-NON | 362204.72 | lbs | -0.31414 | -113784.5518 | Main Power Block - CU Sales | COPPER |  | Main Power Block - CU Sales | -0.31414 | -113784.5518 | NON | 91.6% | OTHER | SALVAGE | BDG | MARKUP | 312UND11MSSCHERER-NON362204.72lbs-0.314144309790393Main Power Block - CU Sales
315UND | 315 | 1 | 1MS | SCHERER-NON | 1448818.88 | lbs | -0.31414 | -455138.2071 | Main Power Block - CU Sales | COPPER |  | Main Power Block - CU Sales | -0.31414 | -455138.2071 | NON | 91.6% | OTHER | SALVAGE | BDG | MARKUP | 315UND11MSSCHERER-NON1448818.88lbs-0.314144309790393Main Power Block - CU Sales
312UND | 312 | 2 | 2MS | SCHERER-NON | 362204.72 | lbs | -0.31414 | -113784.5518 | Main Power Block - CU Sales | COPPER |  | Main Power Block - CU Sales | -0.31414 | -113784.5518 | NON | 91.6% | OTHER | SALVAGE | BDG | MARKUP | 312UND22MSSCHERER-NON362204.72lbs-0.314144309790393Main Power Block - CU Sales
315UND | 315 | 2 | 2MS | SCHERER-NON | 1448818.88 | lbs | -0.31414 | -455138.2071 | Main Power Block - CU Sales | COPPER |  | Main Power Block - CU Sales | -0.31414 | -455138.2071 | NON | 91.6% | OTHER | SALVAGE | BDG | MARKUP | 315UND22MSSCHERER-NON1448818.88lbs-0.314144309790393Main Power Block - CU Sales
312UND | 312 | 3 | 3MS | SCHERER-NON | 296565 | lbs | -0.31414 | -93164.2072 | Main Power Block - CU Sales | COPPER |  | Main Power Block - CU Sales | -0.31414 | -93164.2072 | NON | 75% | OTHER | SALVAGE | BDG | MARKUP | 312UND33MSSCHERER-NON296565lbs-0.314144309790393Main Power Block - CU Sales
315UND | 315 | 3 | 3MS | SCHERER-NON | 1186260 | lbs | -0.31414 | -372656.8289 | Main Power Block - CU Sales | COPPER |  | Main Power Block - CU Sales | -0.31414 | -372656.8289 | NON | 75% | OTHER | SALVAGE | BDG | MARKUP | 315UND33MSSCHERER-NON1186260lbs-0.314144309790393Main Power Block - CU Sales
312UND | 312 | 4 | 4MS | SCHERER-NON | 395420 | lbs | -0.31414 | -124218.943 | Main Power Block - CU Sales | COPPER |  | Main Power Block - CU Sales | -0.31414 | -124218.943 | NON | 100% | OTHER | SALVAGE | BDG | MARKUP | 312UND44MSSCHERER-NON395420lbs-0.314144309790393Main Power Block - CU Sales
315UND | 315 | 4 | 4MS | SCHERER-NON | 1581680 | lbs | -0.31414 | -496875.7719 | Main Power Block - CU Sales | COPPER |  | Main Power Block - CU Sales | -0.31414 | -496875.7719 | NON | 100% | OTHER | SALVAGE | BDG | MARKUP | 315UND44MSSCHERER-NON1581680lbs-0.314144309790393Main Power Block - CU Sales
311UND | 311 | 1 | 1LR | SCHERER-NON | 1136.2128 | nt | 255.1 | 289847.898 | Main Power Block - DEMO |  |  | Main Power Block - DEMO | 255.1 | 289847.898 | NON | 8.4% | OTHER | REMOVAL | BDG | MARKUP | 311UND11LRSCHERER-NON1136.2128498nt255.1Main Power Block - DEMO
312UND | 312 | 1 | 1LR | SCHERER-NON | 378.7376 | nt | 255.1 | 96615.966 | Main Power Block - DEMO |  |  | Main Power Block - DEMO | 255.1 | 96615.966 | NON | 8.4% | OTHER | REMOVAL | BDG | MARKUP | 312UND11LRSCHERER-NON378.7376166nt255.1Main Power Block - DEMO
314UND | 314 | 1 | 1LR | SCHERER-NON | 284.0532 | nt | 255.1 | 72461.9745 | Main Power Block - DEMO |  |  | Main Power Block - DEMO | 255.1 | 72461.9745 | NON | 8.4% | OTHER | REMOVAL | BDG | MARKUP | 314UND11LRSCHERER-NON284.05321245nt255.1Main Power Block - DEMO
315UND | 315 | 1 | 1LR | SCHERER-NON | 94.6844 | nt | 255.1 | 24153.9915 | Main Power Block - DEMO |  |  | Main Power Block - DEMO | 255.1 | 24153.9915 | NON | 8.4% | OTHER | REMOVAL | BDG | MARKUP | 315UND11LRSCHERER-NON94.68440415nt255.1Main Power Block - DEMO
311UND | 311 | 2 | 2LR | SCHERER-NON | 1136.2128 | nt | 255.1 | 289847.898 | Main Power Block - DEMO |  |  | Main Power Block - DEMO | 255.1 | 289847.898 | NON | 8.4% | OTHER | REMOVAL | BDG | MARKUP | 311UND22LRSCHERER-NON1136.2128498nt255.1Main Power Block - DEMO
312UND | 312 | 2 | 2LR | SCHERER-NON | 378.7376 | nt | 255.1 | 96615.966 | Main Power Block - DEMO |  |  | Main Power Block - DEMO | 255.1 | 96615.966 | NON | 8.4% | OTHER | REMOVAL | BDG | MARKUP | 312UND22LRSCHERER-NON378.7376166nt255.1Main Power Block - DEMO
314UND | 314 | 2 | 2LR | SCHERER-NON | 284.0532 | nt | 255.1 | 72461.9745 | Main Power Block - DEMO |  |  | Main Power Block - DEMO | 255.1 | 72461.9745 | NON | 8.4% | OTHER | REMOVAL | BDG | MARKUP | 314UND22LRSCHERER-NON284.05321245nt255.1Main Power Block - DEMO
315UND | 315 | 2 | 2LR | SCHERER-NON | 94.6844 | nt | 255.1 | 24153.9915 | Main Power Block - DEMO |  |  | Main Power Block - DEMO | 255.1 | 24153.9915 | NON | 8.4% | OTHER | REMOVAL | BDG | MARKUP | 315UND22LRSCHERER-NON94.68440415nt255.1Main Power Block - DEMO
311UND | 311 | 1 | 1LR | SCHERER-NON | 12390.1306 | nt | 255.1 | 3160722.3161 | Main Power Block - DEMO |  |  | Main Power Block - DEMO | 255.1 | 3160722.3161 | NON | 91.6% | OTHER | REMOVAL | BDG | MARKUP | 311UND11LRSCHERER-NON12390.1306002nt255.1Main Power Block - DEMO
312UND | 312 | 1 | 1LR | SCHERER-NON | 4130.0435 | nt | 255.1 | 1053574.1054 | Main Power Block - DEMO |  |  | Main Power Block - DEMO | 255.1 | 1053574.1054 | NON | 91.6% | OTHER | REMOVAL | BDG | MARKUP | 312UND11LRSCHERER-NON4130.0435334nt255.1Main Power Block - DEMO
314UND | 314 | 1 | 1LR | SCHERER-NON | 3097.5327 | nt | 255.1 | 790180.579 | Main Power Block - DEMO |  |  | Main Power Block - DEMO | 255.1 | 790180.579 | NON | 91.6% | OTHER | REMOVAL | BDG | MARKUP | 314UND11LRSCHERER-NON3097.53265005nt255.1Main Power Block - DEMO
315UND | 315 | 1 | 1LR | SCHERER-NON | 1032.5109 | nt | 255.1 | 263393.5263 | Main Power Block - DEMO |  |  | Main Power Block - DEMO | 255.1 | 263393.5263 | NON | 91.6% | OTHER | REMOVAL | BDG | MARKUP | 315UND11LRSCHERER-NON1032.51088335nt255.1Main Power Block - DEMO
311UND | 311 | 2 | 2LR | SCHERER-NON | 12390.1306 | nt | 255.1 | 3160722.3161 | Main Power Block - DEMO |  |  | Main Power Block - DEMO | 255.1 | 3160722.3161 | NON | 91.6% | OTHER | REMOVAL | BDG | MARKUP | 311UND22LRSCHERER-NON12390.1306002nt255.1Main Power Block - DEMO
312UND | 312 | 2 | 2LR | SCHERER-NON | 4130.0435 | nt | 255.1 | 1053574.1054 | Main Power Block - DEMO |  |  | Main Power Block - DEMO | 255.1 | 1053574.1054 | NON | 91.6% | OTHER | REMOVAL | BDG | MARKUP | 312UND22LRSCHERER-NON4130.0435334nt255.1Main Power Block - DEMO
314UND | 314 | 2 | 2LR | SCHERER-NON | 3097.5327 | nt | 255.1 | 790180.579 | Main Power Block - DEMO |  |  | Main Power Block - DEMO | 255.1 | 790180.579 | NON | 91.6% | OTHER | REMOVAL | BDG | MARKUP | 314UND22LRSCHERER-NON3097.53265005nt255.1Main Power Block - DEMO
315UND | 315 | 2 | 2LR | SCHERER-NON | 1032.5109 | nt | 255.1 | 263393.5263 | Main Power Block - DEMO |  |  | Main Power Block - DEMO | 255.1 | 263393.5263 | NON | 91.6% | OTHER | REMOVAL | BDG | MARKUP | 315UND22LRSCHERER-NON1032.51088335nt255.1Main Power Block - DEMO
311UND | 311 | 3 | 3LR | SCHERER-NON | 10144.7576 | nt | 255.1 | 2587927.6606 | Main Power Block - DEMO |  |  | Main Power Block - DEMO | 255.1 | 2587927.6606 | NON | 75% | OTHER | REMOVAL | BDG | MARKUP | 311UND33LRSCHERER-NON10144.7575875nt255.1Main Power Block - DEMO
312UND | 312 | 3 | 3LR | SCHERER-NON | 3381.5859 | nt | 255.1 | 862642.5535 | Main Power Block - DEMO |  |  | Main Power Block - DEMO | 255.1 | 862642.5535 | NON | 75% | OTHER | REMOVAL | BDG | MARKUP | 312UND33LRSCHERER-NON3381.5858625nt255.1Main Power Block - DEMO
314UND | 314 | 3 | 3LR | SCHERER-NON | 2536.1894 | nt | 255.1 | 646981.9151 | Main Power Block - DEMO |  |  | Main Power Block - DEMO | 255.1 | 646981.9151 | NON | 75% | OTHER | REMOVAL | BDG | MARKUP | 314UND33LRSCHERER-NON2536.189396875nt255.1Main Power Block - DEMO
315UND | 315 | 3 | 3LR | SCHERER-NON | 845.3965 | nt | 255.1 | 215660.6384 | Main Power Block - DEMO |  |  | Main Power Block - DEMO | 255.1 | 215660.6384 | NON | 75% | OTHER | REMOVAL | BDG | MARKUP | 315UND33LRSCHERER-NON845.396465625nt255.1Main Power Block - DEMO
311UND | 311 | 4 | 4LR | SCHERER-NON | 13526.3435 | nt | 255.1 | 3450570.2141 | Main Power Block - DEMO |  |  | Main Power Block - DEMO | 255.1 | 3450570.2141 | NON | 100% | OTHER | REMOVAL | BDG | MARKUP | 311UND44LRSCHERER-NON13526.34345nt255.1Main Power Block - DEMO
312UND | 312 | 4 | 4LR | SCHERER-NON | 4508.7812 | nt | 255.1 | 1150190.0714 | Main Power Block - DEMO |  |  | Main Power Block - DEMO | 255.1 | 1150190.0714 | NON | 100% | OTHER | REMOVAL | BDG | MARKUP | 312UND44LRSCHERER-NON4508.78115nt255.1Main Power Block - DEMO
314UND | 314 | 4 | 4LR | SCHERER-NON | 3381.5859 | nt | 255.1 | 862642.5535 | Main Power Block - DEMO |  |  | Main Power Block - DEMO | 255.1 | 862642.5535 | NON | 100% | OTHER | REMOVAL | BDG | MARKUP | 314UND44LRSCHERER-NON3381.5858625nt255.1Main Power Block - DEMO
315UND | 315 | 4 | 4LR | SCHERER-NON | 1127.1953 | nt | 255.1 | 287547.5178 | Main Power Block - DEMO |  |  | Main Power Block - DEMO | 255.1 | 287547.5178 | NON | 100% | OTHER | REMOVAL | BDG | MARKUP | 315UND44LRSCHERER-NON1127.1952875nt255.1Main Power Block - DEMO
314UND | 314 | 1 | 1LR | SCHERER-NON | 0.084 | ea | 1650000 | 138600 | Main Power Block - Demo (2) Hyperbolic Cooling Towers |  |  | Main Power Block - Demo (2) Hyperbolic Cooling Towers | 1650000 | 138600 | NON | 8.4% | OTHER | REMOVAL | BDG | MARKUP | 314UND11LRSCHERER-NON0.084ea1650000Main Power Block - Demo (2) Hyperbolic Cooling Towers
314UND | 314 | 2 | 2LR | SCHERER-NON | 0.084 | ea | 1650000 | 138600 | Main Power Block - Demo (2) Hyperbolic Cooling Towers |  |  | Main Power Block - Demo (2) Hyperbolic Cooling Towers | 1650000 | 138600 | NON | 8.4% | OTHER | REMOVAL | BDG | MARKUP | 314UND22LRSCHERER-NON0.084ea1650000Main Power Block - Demo (2) Hyperbolic Cooling Towers
314UND | 314 | 1 | 1LR | SCHERER-NON | 0.916 | ea | 1650000 | 1511400 | Main Power Block - Demo (2) Hyperbolic Cooling Towers |  |  | Main Power Block - Demo (2) Hyperbolic Cooling Towers | 1650000 | 1511400 | NON | 91.6% | OTHER | REMOVAL | BDG | MARKUP | 314UND11LRSCHERER-NON0.916ea1650000Main Power Block - Demo (2) Hyperbolic Cooling Towers
314UND | 314 | 2 | 2LR | SCHERER-NON | 0.916 | ea | 1650000 | 1511400 | Main Power Block - Demo (2) Hyperbolic Cooling Towers |  |  | Main Power Block - Demo (2) Hyperbolic Cooling Towers | 1650000 | 1511400 | NON | 91.6% | OTHER | REMOVAL | BDG | MARKUP | 314UND22LRSCHERER-NON0.916ea1650000Main Power Block - Demo (2) Hyperbolic Cooling Towers
314UND | 314 | 3 | 3LR | SCHERER-NON | 0.75 | ea | 1650000 | 1237500 | Main Power Block - Demo (2) Hyperbolic Cooling Towers |  |  | Main Power Block - Demo (2) Hyperbolic Cooling Towers | 1650000 | 1237500 | NON | 75% | OTHER | REMOVAL | BDG | MARKUP | 314UND33LRSCHERER-NON0.75ea1650000Main Power Block - Demo (2) Hyperbolic Cooling Towers
314UND | 314 | 4 | 4LR | SCHERER-NON | 1 | ea | 1650000 | 1650000 | Main Power Block - Demo (2) Hyperbolic Cooling Towers |  |  | Main Power Block - Demo (2) Hyperbolic Cooling Towers | 1650000 | 1650000 | NON | 100% | OTHER | REMOVAL | BDG | MARKUP | 314UND44LRSCHERER-NON1ea1650000Main Power Block - Demo (2) Hyperbolic Cooling Towers
311UND | 311 | 1 | 1MS | SCHERER-NON | 1136.2128 | nt | -108.3696 | -123130.9015 | Main Power Block - FE Sales | STEEL |  | Main Power Block - FE Sales | -108.3696 | -123130.9015 | NON | 8.4% | OTHER | SALVAGE | BDG | MARKUP | 311UND11MSSCHERER-NON1136.2128498nt-108.369573131976Main Power Block - FE Sales
312UND | 312 | 1 | 1MS | SCHERER-NON | 473.422 | nt | -108.3696 | -51304.5423 | Main Power Block - FE Sales | STEEL |  | Main Power Block - FE Sales | -108.3696 | -51304.5423 | NON | 8.4% | OTHER | SALVAGE | BDG | MARKUP | 312UND11MSSCHERER-NON473.42202075nt-108.369573131976Main Power Block - FE Sales
314UND | 314 | 1 | 1MS | SCHERER-NON | 284.0532 | nt | -108.3696 | -30782.7254 | Main Power Block - FE Sales | STEEL |  | Main Power Block - FE Sales | -108.3696 | -30782.7254 | NON | 8.4% | OTHER | SALVAGE | BDG | MARKUP | 314UND11MSSCHERER-NON284.05321245nt-108.369573131976Main Power Block - FE Sales
311UND | 311 | 2 | 2MS | SCHERER-NON | 1136.2128 | nt | -108.3696 | -123130.9015 | Main Power Block - FE Sales | STEEL |  | Main Power Block - FE Sales | -108.3696 | -123130.9015 | NON | 8.4% | OTHER | SALVAGE | BDG | MARKUP | 311UND22MSSCHERER-NON1136.2128498nt-108.369573131976Main Power Block - FE Sales
312UND | 312 | 2 | 2MS | SCHERER-NON | 473.422 | nt | -108.3696 | -51304.5423 | Main Power Block - FE Sales | STEEL |  | Main Power Block - FE Sales | -108.3696 | -51304.5423 | NON | 8.4% | OTHER | SALVAGE | BDG | MARKUP | 312UND22MSSCHERER-NON473.42202075nt-108.369573131976Main Power Block - FE Sales
314UND | 314 | 2 | 2MS | SCHERER-NON | 284.0532 | nt | -108.3696 | -30782.7254 | Main Power Block - FE Sales | STEEL |  | Main Power Block - FE Sales | -108.3696 | -30782.7254 | NON | 8.4% | OTHER | SALVAGE | BDG | MARKUP | 314UND22MSSCHERER-NON284.05321245nt-108.369573131976Main Power Block - FE Sales
311UND | 311 | 1 | 1MS | SCHERER-NON | 12390.1306 | nt | -108.3696 | -1342713.1642 | Main Power Block - FE Sales | STEEL |  | Main Power Block - FE Sales | -108.3696 | -1342713.1642 | NON | 91.6% | OTHER | SALVAGE | BDG | MARKUP | 311UND11MSSCHERER-NON12390.1306002nt-108.369573131976Main Power Block - FE Sales
312UND | 312 | 1 | 1MS | SCHERER-NON | 5162.5544 | nt | -108.3696 | -559463.8184 | Main Power Block - FE Sales | STEEL |  | Main Power Block - FE Sales | -108.3696 | -559463.8184 | NON | 91.6% | OTHER | SALVAGE | BDG | MARKUP | 312UND11MSSCHERER-NON5162.55441675nt-108.369573131976Main Power Block - FE Sales
314UND | 314 | 1 | 1MS | SCHERER-NON | 3097.5327 | nt | -108.3696 | -335678.291 | Main Power Block - FE Sales | STEEL |  | Main Power Block - FE Sales | -108.3696 | -335678.291 | NON | 91.6% | OTHER | SALVAGE | BDG | MARKUP | 314UND11MSSCHERER-NON3097.53265005nt-108.369573131976Main Power Block - FE Sales
311UND | 311 | 2 | 2MS | SCHERER-NON | 12390.1306 | nt | -108.3696 | -1342713.1642 | Main Power Block - FE Sales | STEEL |  | Main Power Block - FE Sales | -108.3696 | -1342713.1642 | NON | 91.6% | OTHER | SALVAGE | BDG | MARKUP | 311UND22MSSCHERER-NON12390.1306002nt-108.369573131976Main Power Block - FE Sales
312UND | 312 | 2 | 2MS | SCHERER-NON | 5162.5544 | nt | -108.3696 | -559463.8184 | Main Power Block - FE Sales | STEEL |  | Main Power Block - FE Sales | -108.3696 | -559463.8184 | NON | 91.6% | OTHER | SALVAGE | BDG | MARKUP | 312UND22MSSCHERER-NON5162.55441675nt-108.369573131976Main Power Block - FE Sales
314UND | 314 | 2 | 2MS | SCHERER-NON | 3097.5327 | nt | -108.3696 | -335678.291 | Main Power Block - FE Sales | STEEL |  | Main Power Block - FE Sales | -108.3696 | -335678.291 | NON | 91.6% | OTHER | SALVAGE | BDG | MARKUP | 314UND22MSSCHERER-NON3097.53265005nt-108.369573131976Main Power Block - FE Sales
311UND | 311 | 3 | 3MS | SCHERER-NON | 10144.7576 | nt | -108.3696 | -1099383.0493 | Main Power Block - FE Sales | STEEL |  | Main Power Block - FE Sales | -108.3696 | -1099383.0493 | NON | 75% | OTHER | SALVAGE | BDG | MARKUP | 311UND33MSSCHERER-NON10144.7575875nt-108.369573131976Main Power Block - FE Sales
312UND | 312 | 3 | 3MS | SCHERER-NON | 4226.9823 | nt | -108.3696 | -458076.2705 | Main Power Block - FE Sales | STEEL |  | Main Power Block - FE Sales | -108.3696 | -458076.2705 | NON | 75% | OTHER | SALVAGE | BDG | MARKUP | 312UND33MSSCHERER-NON4226.982328125nt-108.369573131976Main Power Block - FE Sales
314UND | 314 | 3 | 3MS | SCHERER-NON | 2536.1894 | nt | -108.3696 | -274845.7623 | Main Power Block - FE Sales | STEEL |  | Main Power Block - FE Sales | -108.3696 | -274845.7623 | NON | 75% | OTHER | SALVAGE | BDG | MARKUP | 314UND33MSSCHERER-NON2536.189396875nt-108.369573131976Main Power Block - FE Sales
311UND | 311 | 4 | 4MS | SCHERER-NON | 13526.3435 | nt | -108.3696 | -1465844.0657 | Main Power Block - FE Sales | STEEL |  | Main Power Block - FE Sales | -108.3696 | -1465844.0657 | NON | 100% | OTHER | SALVAGE | BDG | MARKUP | 311UND44MSSCHERER-NON13526.34345nt-108.369573131976Main Power Block - FE Sales
312UND | 312 | 4 | 4MS | SCHERER-NON | 5635.9764 | nt | -108.3696 | -610768.3607 | Main Power Block - FE Sales | STEEL |  | Main Power Block - FE Sales | -108.3696 | -610768.3607 | NON | 100% | OTHER | SALVAGE | BDG | MARKUP | 312UND44MSSCHERER-NON5635.9764375nt-108.369573131976Main Power Block - FE Sales
314UND | 314 | 4 | 4MS | SCHERER-NON | 3381.5859 | nt | -108.3696 | -366461.0164 | Main Power Block - FE Sales | STEEL |  | Main Power Block - FE Sales | -108.3696 | -366461.0164 | NON | 100% | OTHER | SALVAGE | BDG | MARKUP | 314UND44MSSCHERER-NON3381.5858625nt-108.369573131976Main Power Block - FE Sales
312UND | 312 | 1 | 1MS | SCHERER-NON | 23446.08 | lbs | -0.137 | -3212.0905 | Main Power Block - SS Sales | STAINLESS STEEL |  | Main Power Block - SS Sales | -0.137 | -3212.0905 | NON | 8.4% | OTHER | SALVAGE | BDG | MARKUP | 312UND11MSSCHERER-NON23446.08lbs-0.13699904Main Power Block - SS Sales
312UND | 312 | 2 | 2MS | SCHERER-NON | 23446.08 | lbs | -0.137 | -3212.0905 | Main Power Block - SS Sales | STAINLESS STEEL |  | Main Power Block - SS Sales | -0.137 | -3212.0905 | NON | 8.4% | OTHER | SALVAGE | BDG | MARKUP | 312UND22MSSCHERER-NON23446.08lbs-0.13699904Main Power Block - SS Sales
312UND | 312 | 1 | 1MS | SCHERER-NON | 255673.92 | lbs | -0.137 | -35027.0816 | Main Power Block - SS Sales | STAINLESS STEEL |  | Main Power Block - SS Sales | -0.137 | -35027.0816 | NON | 91.6% | OTHER | SALVAGE | BDG | MARKUP | 312UND11MSSCHERER-NON255673.92lbs-0.13699904Main Power Block - SS Sales
312UND | 312 | 2 | 2MS | SCHERER-NON | 255673.92 | lbs | -0.137 | -35027.0816 | Main Power Block - SS Sales | STAINLESS STEEL |  | Main Power Block - SS Sales | -0.137 | -35027.0816 | NON | 91.6% | OTHER | SALVAGE | BDG | MARKUP | 312UND22MSSCHERER-NON255673.92lbs-0.13699904Main Power Block - SS Sales
312UND | 312 | 3 | 3MS | SCHERER-NON | 209340 | lbs | -0.137 | -28679.379 | Main Power Block - SS Sales | STAINLESS STEEL |  | Main Power Block - SS Sales | -0.137 | -28679.379 | NON | 75% | OTHER | SALVAGE | BDG | MARKUP | 312UND33MSSCHERER-NON209340lbs-0.13699904Main Power Block - SS Sales
312UND | 312 | 4 | 4MS | SCHERER-NON | 279120 | lbs | -0.137 | -38239.172 | Main Power Block - SS Sales | STAINLESS STEEL |  | Main Power Block - SS Sales | -0.137 | -38239.172 | NON | 100% | OTHER | SALVAGE | BDG | MARKUP | 312UND44MSSCHERER-NON279120lbs-0.13699904Main Power Block - SS Sales
314UND | 314 | 1 | 1LR | SCHERER-NON | 350 | cy | 107.142 | 36750 | Main Power Block - Turbine Foundations Concrete |  |  | Main Power Block - Turbine Foundations Concrete | 107.142 | 36750 | NON | 8.4% | OTHER | REMOVAL | BDG | MARKUP | 314UND11LRSCHERER-NON350cy107.142Main Power Block - Turbine Foundations Concrete
314UND | 314 | 2 | 2LR | SCHERER-NON | 350 | cy | 107.142 | 36750 | Main Power Block - Turbine Foundations Concrete |  |  | Main Power Block - Turbine Foundations Concrete | 107.142 | 36750 | NON | 8.4% | OTHER | REMOVAL | BDG | MARKUP | 314UND22LRSCHERER-NON350cy107.142Main Power Block - Turbine Foundations Concrete
314UND | 314 | 1 | 1LR | SCHERER-NON | 3816.6667 | cy | 107.142 | 400750 | Main Power Block - Turbine Foundations Concrete |  |  | Main Power Block - Turbine Foundations Concrete | 107.142 | 400750 | NON | 91.6% | OTHER | REMOVAL | BDG | MARKUP | 314UND11LRSCHERER-NON3816.66666666667cy107.142Main Power Block - Turbine Foundations Concrete
314UND | 314 | 2 | 2LR | SCHERER-NON | 3816.6667 | cy | 107.142 | 400750 | Main Power Block - Turbine Foundations Concrete |  |  | Main Power Block - Turbine Foundations Concrete | 107.142 | 400750 | NON | 91.6% | OTHER | REMOVAL | BDG | MARKUP | 314UND22LRSCHERER-NON3816.66666666667cy107.142Main Power Block - Turbine Foundations Concrete
314UND | 314 | 3 | 3LR | SCHERER-NON | 3125 | cy | 107.142 | 328125 | Main Power Block - Turbine Foundations Concrete |  |  | Main Power Block - Turbine Foundations Concrete | 107.142 | 328125 | NON | 75% | OTHER | REMOVAL | BDG | MARKUP | 314UND33LRSCHERER-NON3125cy107.142Main Power Block - Turbine Foundations Concrete
314UND | 314 | 4 | 4LR | SCHERER-NON | 4166.6667 | cy | 107.142 | 437500 | Main Power Block - Turbine Foundations Concrete |  |  | Main Power Block - Turbine Foundations Concrete | 107.142 | 437500 | NON | 100% | OTHER | REMOVAL | BDG | MARKUP | 314UND44LRSCHERER-NON4166.66666666667cy107.142Main Power Block - Turbine Foundations Concrete
3110061 | 311 | C | CLR | SCHERER-NON | 140625 | sf | 2500 | 632812.5 | Pavement Repairs |  |  | Pavement Repairs | 2500 | 632812.5 | NON | 93.75% | OTHER | REMOVAL | BDG | MARKUP | 3110061CCLRSCHERER-NON140625sf2500Pavement Repairs
3080268EA | 308 | C | CLR | SCHERER-NON | 0.9375 | ls | 450000 | 421875 | Perform environmental survey of above grade structures |  |  | This survey is used to identify, quantify, and provide contamination information in regards to items such as bottom ash, asbestos, PCB’s, refractory and mortar, universal wastes, caulk, glazing, and expansion joint compounds and lead. | 450000 | 421875 | NON | 93.75% | OTHER | REMOVAL | BDG |  | 3080268EACCLRSCHERER-NON0.9375ls450000Perform environmental survey of above grade structures
3080268 | 308 | C | CLR | SCHERER-ECO | 0.9375 | LT | 8110.592 | 7603.68 | PERMITS |  |  | PERMITS | 8110.592 | 7603.68 | ECO | 93.75% | OTHER | REMOVAL | SCS |  | 3080268CCLRSCHERER-ECO0.9375LT8110.592PERMITS
3080268 | 308 | C | CLR | SCHERER-NON | 0.9375 | LT | 28072.4032 | 26317.878 | PERMITS |  |  | PERMITS | 28072.4032 | 26317.878 | NON | 93.75% | OTHER | REMOVAL | SCS |  | 3080268CCLRSCHERER-NON0.9375LT28072.4032PERMITS
3070041 | 307 | C | CLR | SCHERER-NON | 15 | MY | 135010.76 | 2025161.4 | POWER GENERATION SUPERVISION |  |  | POWER GENERATION SUPERVISION | 135010.76 | 2025161.4 | NON | 93.75% | OTHER | REMOVAL | SCS |  | 3070041CCLRSCHERER-NON15MY135010.76POWER GENERATION SUPERVISION
312UND | 312 | 1 | 1LR | SCHERER-ECO | 243.6 | nt | 255.1 | 58464 | Precipitators - DEMO |  |  | Precipitators - DEMO | 255.1 | 58464 | ECO | 8.4% | OTHER | REMOVAL | BDG | MARKUP | 312UND11LRSCHERER-ECO243.6nt255.1Precipitators - DEMO
312UND | 312 | 2 | 2LR | SCHERER-ECO | 243.6 | nt | 255.1 | 58464 | Precipitators - DEMO |  |  | Precipitators - DEMO | 255.1 | 58464 | ECO | 8.4% | OTHER | REMOVAL | BDG | MARKUP | 312UND22LRSCHERER-ECO243.6nt255.1Precipitators - DEMO
312UND | 312 | 1 | 1LR | SCHERER-ECO | 2656.4 | nt | 255.1 | 637536 | Precipitators - DEMO |  |  | Precipitators - DEMO | 255.1 | 637536 | ECO | 91.6% | OTHER | REMOVAL | BDG | MARKUP | 312UND11LRSCHERER-ECO2656.4nt255.1Precipitators - DEMO
312UND | 312 | 2 | 2LR | SCHERER-ECO | 2656.4 | nt | 255.1 | 637536 | Precipitators - DEMO |  |  | Precipitators - DEMO | 255.1 | 637536 | ECO | 91.6% | OTHER | REMOVAL | BDG | MARKUP | 312UND22LRSCHERER-ECO2656.4nt255.1Precipitators - DEMO
312UND | 312 | 3 | 3LR | SCHERER-ECO | 2175 | nt | 255.1 | 522000 | Precipitators - DEMO |  |  | Precipitators - DEMO | 255.1 | 522000 | ECO | 75% | OTHER | REMOVAL | BDG | MARKUP | 312UND33LRSCHERER-ECO2175nt255.1Precipitators - DEMO
312UND | 312 | 4 | 4LR | SCHERER-ECO | 2900 | nt | 255.1 | 696000 | Precipitators - DEMO |  |  | Precipitators - DEMO | 255.1 | 696000 | ECO | 100% | OTHER | REMOVAL | BDG | MARKUP | 312UND44LRSCHERER-ECO2900nt255.1Precipitators - DEMO
312UND | 312 | 1 | 1MS | SCHERER-ECO | 243.6 | nt | -108.3696 | -26398.828 | Precipitators - FE Sales | STEEL |  | Precipitators - FE Sales | -108.3696 | -26398.828 | ECO | 8.4% | OTHER | SALVAGE | BDG | MARKUP | 312UND11MSSCHERER-ECO243.6nt-108.369573131976Precipitators - FE Sales
312UND | 312 | 2 | 2MS | SCHERER-ECO | 243.6 | nt | -108.3696 | -26398.828 | Precipitators - FE Sales | STEEL |  | Precipitators - FE Sales | -108.3696 | -26398.828 | ECO | 8.4% | OTHER | SALVAGE | BDG | MARKUP | 312UND22MSSCHERER-ECO243.6nt-108.369573131976Precipitators - FE Sales
312UND | 312 | 1 | 1MS | SCHERER-ECO | 2656.4 | nt | -108.3696 | -287872.9341 | Precipitators - FE Sales | STEEL |  | Precipitators - FE Sales | -108.3696 | -287872.9341 | ECO | 91.6% | OTHER | SALVAGE | BDG | MARKUP | 312UND11MSSCHERER-ECO2656.4nt-108.369573131976Precipitators - FE Sales
312UND | 312 | 2 | 2MS | SCHERER-ECO | 2656.4 | nt | -108.3696 | -287872.9341 | Precipitators - FE Sales | STEEL |  | Precipitators - FE Sales | -108.3696 | -287872.9341 | ECO | 91.6% | OTHER | SALVAGE | BDG | MARKUP | 312UND22MSSCHERER-ECO2656.4nt-108.369573131976Precipitators - FE Sales
312UND | 312 | 3 | 3MS | SCHERER-ECO | 2175 | nt | -108.3696 | -235703.8216 | Precipitators - FE Sales | STEEL |  | Precipitators - FE Sales | -108.3696 | -235703.8216 | ECO | 75% | OTHER | SALVAGE | BDG | MARKUP | 312UND33MSSCHERER-ECO2175nt-108.369573131976Precipitators - FE Sales
312UND | 312 | 4 | 4MS | SCHERER-ECO | 2900 | nt | -108.3696 | -314271.7621 | Precipitators - FE Sales | STEEL |  | Precipitators - FE Sales | -108.3696 | -314271.7621 | ECO | 100% | OTHER | SALVAGE | BDG | MARKUP | 312UND44MSSCHERER-ECO2900nt-108.369573131976Precipitators - FE Sales
3111002CN | 311 | 1 | 1LD | SCHERER-NON | 378 | nt | 15.306 | 5670 | Process, haul and backfill brick & block |  |  | Process, haul and backfill brick & block | 15.306 | 5670 | NON | 8.4% | OTHER | DISPOSAL | BDG | MARKUP | 3111002CN11LDSCHERER-NON378nt15.306Process, haul and backfill brick & block
3111002CN | 311 | 2 | 2LD | SCHERER-NON | 378 | nt | 15.306 | 5670 | Process, haul and backfill brick & block |  |  | Process, haul and backfill brick & block | 15.306 | 5670 | NON | 8.4% | OTHER | DISPOSAL | BDG | MARKUP | 3111002CN22LDSCHERER-NON378nt15.306Process, haul and backfill brick & block
3111002CN | 311 | 1 | 1LD | SCHERER-NON | 4122 | nt | 15.306 | 61830 | Process, haul and backfill brick & block |  |  | Process, haul and backfill brick & block | 15.306 | 61830 | NON | 91.6% | OTHER | DISPOSAL | BDG | MARKUP | 3111002CN11LDSCHERER-NON4122nt15.306Process, haul and backfill brick & block
3111002CN | 311 | 2 | 2LD | SCHERER-NON | 4122 | nt | 15.306 | 61830 | Process, haul and backfill brick & block |  |  | Process, haul and backfill brick & block | 15.306 | 61830 | NON | 91.6% | OTHER | DISPOSAL | BDG | MARKUP | 3111002CN22LDSCHERER-NON4122nt15.306Process, haul and backfill brick & block
3111002CN | 311 | 3 | 3LD | SCHERER-NON | 3375 | nt | 15.306 | 50625 | Process, haul and backfill brick & block |  |  | Process, haul and backfill brick & block | 15.306 | 50625 | NON | 75% | OTHER | DISPOSAL | BDG | MARKUP | 3111002CN33LDSCHERER-NON3375nt15.306Process, haul and backfill brick & block
3111002CN | 311 | 4 | 4LD | SCHERER-NON | 4500 | nt | 15.306 | 67500 | Process, haul and backfill brick & block |  |  | Process, haul and backfill brick & block | 15.306 | 67500 | NON | 100% | OTHER | DISPOSAL | BDG | MARKUP | 3111002CN44LDSCHERER-NON4500nt15.306Process, haul and backfill brick & block
312UND | 312 | 1 | 1LR | SCHERER-ECO | 231 | nt | 275.508 | 60060 | SCR DEMO |  |  | SCR DEMO | 275.508 | 60060 | ECO | 8.4% | OTHER | REMOVAL | BDG | MARKUP | 312UND11LRSCHERER-ECO231nt275.508SCR DEMO
312UND | 312 | 2 | 2LR | SCHERER-ECO | 231 | nt | 275.508 | 60060 | SCR DEMO |  |  | SCR DEMO | 275.508 | 60060 | ECO | 8.4% | OTHER | REMOVAL | BDG | MARKUP | 312UND22LRSCHERER-ECO231nt275.508SCR DEMO
312UND | 312 | 1 | 1LR | SCHERER-ECO | 2519 | nt | 275.508 | 654940 | SCR DEMO |  |  | SCR DEMO | 275.508 | 654940 | ECO | 91.6% | OTHER | REMOVAL | BDG | MARKUP | 312UND11LRSCHERER-ECO2519nt275.508SCR DEMO
312UND | 312 | 2 | 2LR | SCHERER-ECO | 2519 | nt | 275.508 | 654940 | SCR DEMO |  |  | SCR DEMO | 275.508 | 654940 | ECO | 91.6% | OTHER | REMOVAL | BDG | MARKUP | 312UND22LRSCHERER-ECO2519nt275.508SCR DEMO
312UND | 312 | 3 | 3LR | SCHERER-ECO | 2062.5 | nt | 275.508 | 536250 | SCR DEMO |  |  | SCR DEMO | 275.508 | 536250 | ECO | 75% | OTHER | REMOVAL | BDG | MARKUP | 312UND33LRSCHERER-ECO2062.5nt275.508SCR DEMO
312UND | 312 | 4 | 4LR | SCHERER-ECO | 2750 | nt | 275.508 | 715000 | SCR DEMO |  |  | SCR DEMO | 275.508 | 715000 | ECO | 100% | OTHER | REMOVAL | BDG | MARKUP | 312UND44LRSCHERER-ECO2750nt275.508SCR DEMO
312UND | 312 | 1 | 1MS | SCHERER-ECO | 231 | nt | -108.3696 | -25033.3714 | SCR FE SALES | STEEL |  | SCR FE SALES | -108.3696 | -25033.3714 | ECO | 8.4% | OTHER | SALVAGE | BDG | MARKUP | 312UND11MSSCHERER-ECO231nt-108.369573131976SCR FE SALES
312UND | 312 | 2 | 2MS | SCHERER-ECO | 231 | nt | -108.3696 | -25033.3714 | SCR FE SALES | STEEL |  | SCR FE SALES | -108.3696 | -25033.3714 | ECO | 8.4% | OTHER | SALVAGE | BDG | MARKUP | 312UND22MSSCHERER-ECO231nt-108.369573131976SCR FE SALES
312UND | 312 | 1 | 1MS | SCHERER-ECO | 2519 | nt | -108.3696 | -272982.9547 | SCR FE SALES | STEEL |  | SCR FE SALES | -108.3696 | -272982.9547 | ECO | 91.6% | OTHER | SALVAGE | BDG | MARKUP | 312UND11MSSCHERER-ECO2519nt-108.369573131976SCR FE SALES
312UND | 312 | 2 | 2MS | SCHERER-ECO | 2519 | nt | -108.3696 | -272982.9547 | SCR FE SALES | STEEL |  | SCR FE SALES | -108.3696 | -272982.9547 | ECO | 91.6% | OTHER | SALVAGE | BDG | MARKUP | 312UND22MSSCHERER-ECO2519nt-108.369573131976SCR FE SALES
312UND | 312 | 3 | 3MS | SCHERER-ECO | 2062.5 | nt | -108.3696 | -223512.2446 | SCR FE SALES | STEEL |  | SCR FE SALES | -108.3696 | -223512.2446 | ECO | 75% | OTHER | SALVAGE | BDG | MARKUP | 312UND33MSSCHERER-ECO2062.5nt-108.369573131976SCR FE SALES
312UND | 312 | 4 | 4MS | SCHERER-ECO | 2750 | nt | -108.3696 | -298016.3261 | SCR FE SALES | STEEL |  | SCR FE SALES | -108.3696 | -298016.3261 | ECO | 100% | OTHER | SALVAGE | BDG | MARKUP | 312UND44MSSCHERER-ECO2750nt-108.369573131976SCR FE SALES
3080241 | 308 | C | CLR | SCHERER-ECO | 3 | % | 95046 | 285138 | SCS ENGINEERING |  |  | SCS ENGINEERING | 95046 | 285138 | ECO | 93.75% | OTHER | REMOVAL | SCS |  | 3080241CCLRSCHERER-ECO3%95046SCS ENGINEERING
3080241 | 308 | C | CLR | SCHERER-NON | 3 | % | 328973.475 | 986920.425 | SCS ENGINEERING |  |  | SCS ENGINEERING | 328973.475 | 986920.425 | NON | 93.75% | OTHER | REMOVAL | SCS |  | 3080241CCLRSCHERER-NON3%328973.475SCS ENGINEERING
3070221 | 307 | C | CLR | SCHERER-NON | 41.25 | MY | 50750.31 | 2093450.2875 | SECURITY SERVICES |  |  | SECURITY SERVICES | 50750.31 | 2093450.2875 | NON | 93.75% | OTHER | REMOVAL | SCS |  | 3070221CCLRSCHERER-NON41.25MY50750.31SECURITY SERVICES
312UND | 312 | 1 | 1LR | SCHERER-ECO | 0.042 | ea | 550000 | 23100 | SO2 SCRUBBER - 2 (ea) Stacks |  |  | SO2 SCRUBBER - 2 (ea) Stacks | 550000 | 23100 | ECO | 8.4% | OTHER | REMOVAL | BDG | MARKUP | 312UND11LRSCHERER-ECO0.042ea550000SO2 SCRUBBER - 2 (ea) Stacks
312UND | 312 | 2 | 2LR | SCHERER-ECO | 0.042 | ea | 550000 | 23100 | SO2 SCRUBBER - 2 (ea) Stacks |  |  | SO2 SCRUBBER - 2 (ea) Stacks | 550000 | 23100 | ECO | 8.4% | OTHER | REMOVAL | BDG | MARKUP | 312UND22LRSCHERER-ECO0.042ea550000SO2 SCRUBBER - 2 (ea) Stacks
312UND | 312 | 1 | 1LR | SCHERER-ECO | 0.458 | ea | 550000 | 251900 | SO2 SCRUBBER - 2 (ea) Stacks |  |  | SO2 SCRUBBER - 2 (ea) Stacks | 550000 | 251900 | ECO | 91.6% | OTHER | REMOVAL | BDG | MARKUP | 312UND11LRSCHERER-ECO0.458ea550000SO2 SCRUBBER - 2 (ea) Stacks
312UND | 312 | 2 | 2LR | SCHERER-ECO | 0.458 | ea | 550000 | 251900 | SO2 SCRUBBER - 2 (ea) Stacks |  |  | SO2 SCRUBBER - 2 (ea) Stacks | 550000 | 251900 | ECO | 91.6% | OTHER | REMOVAL | BDG | MARKUP | 312UND22LRSCHERER-ECO0.458ea550000SO2 SCRUBBER - 2 (ea) Stacks
312UND | 312 | 3 | 3LR | SCHERER-ECO | 0.375 | ea | 550000 | 206250 | SO2 SCRUBBER - 2 (ea) Stacks |  |  | SO2 SCRUBBER - 2 (ea) Stacks | 550000 | 206250 | ECO | 75% | OTHER | REMOVAL | BDG | MARKUP | 312UND33LRSCHERER-ECO0.375ea550000SO2 SCRUBBER - 2 (ea) Stacks
312UND | 312 | 4 | 4LR | SCHERER-ECO | 0.5 | ea | 550000 | 275000 | SO2 SCRUBBER - 2 (ea) Stacks |  |  | SO2 SCRUBBER - 2 (ea) Stacks | 550000 | 275000 | ECO | 100% | OTHER | REMOVAL | BDG | MARKUP | 312UND44LRSCHERER-ECO0.5ea550000SO2 SCRUBBER - 2 (ea) Stacks
312UND | 312 | 1 | 1LR | SCHERER-ECO | 105.504 | nt | 275.508 | 27431.04 | SO2 SCRUBBER - Demo FE |  |  | SO2 SCRUBBER - Demo FE | 275.508 | 27431.04 | ECO | 8.4% | OTHER | REMOVAL | BDG | MARKUP | 312UND11LRSCHERER-ECO105.504nt275.508SO2 SCRUBBER - Demo FE
312UND | 312 | 2 | 2LR | SCHERER-ECO | 105.504 | nt | 275.508 | 27431.04 | SO2 SCRUBBER - Demo FE |  |  | SO2 SCRUBBER - Demo FE | 275.508 | 27431.04 | ECO | 8.4% | OTHER | REMOVAL | BDG | MARKUP | 312UND22LRSCHERER-ECO105.504nt275.508SO2 SCRUBBER - Demo FE
312UND | 312 | 1 | 1LR | SCHERER-ECO | 1150.496 | nt | 275.508 | 299128.96 | SO2 SCRUBBER - Demo FE |  |  | SO2 SCRUBBER - Demo FE | 275.508 | 299128.96 | ECO | 91.6% | OTHER | REMOVAL | BDG | MARKUP | 312UND11LRSCHERER-ECO1150.496nt275.508SO2 SCRUBBER - Demo FE
312UND | 312 | 2 | 2LR | SCHERER-ECO | 1150.496 | nt | 275.508 | 299128.96 | SO2 SCRUBBER - Demo FE |  |  | SO2 SCRUBBER - Demo FE | 275.508 | 299128.96 | ECO | 91.6% | OTHER | REMOVAL | BDG | MARKUP | 312UND22LRSCHERER-ECO1150.496nt275.508SO2 SCRUBBER - Demo FE
312UND | 312 | 3 | 3LR | SCHERER-ECO | 942 | nt | 275.508 | 244920 | SO2 SCRUBBER - Demo FE |  |  | SO2 SCRUBBER - Demo FE | 275.508 | 244920 | ECO | 75% | OTHER | REMOVAL | BDG | MARKUP | 312UND33LRSCHERER-ECO942nt275.508SO2 SCRUBBER - Demo FE
312UND | 312 | 4 | 4LR | SCHERER-ECO | 1256 | nt | 275.508 | 326560 | SO2 SCRUBBER - Demo FE |  |  | SO2 SCRUBBER - Demo FE | 275.508 | 326560 | ECO | 100% | OTHER | REMOVAL | BDG | MARKUP | 312UND44LRSCHERER-ECO1256nt275.508SO2 SCRUBBER - Demo FE
312UND | 312 | 1 | 1MS | SCHERER-ECO | 105.504 | nt | -108.3696 | -11433.4234 | SO2 SCRUBBER - FE Sales | STEEL |  | SO2 SCRUBBER - FE Sales | -108.3696 | -11433.4234 | ECO | 8.4% | OTHER | SALVAGE | BDG | MARKUP | 312UND11MSSCHERER-ECO105.504nt-108.369573131976SO2 SCRUBBER - FE Sales
312UND | 312 | 2 | 2MS | SCHERER-ECO | 105.504 | nt | -108.3696 | -11433.4234 | SO2 SCRUBBER - FE Sales | STEEL |  | SO2 SCRUBBER - FE Sales | -108.3696 | -11433.4234 | ECO | 8.4% | OTHER | SALVAGE | BDG | MARKUP | 312UND22MSSCHERER-ECO105.504nt-108.369573131976SO2 SCRUBBER - FE Sales
312UND | 312 | 1 | 1MS | SCHERER-ECO | 1150.496 | nt | -108.3696 | -124678.7604 | SO2 SCRUBBER - FE Sales | STEEL |  | SO2 SCRUBBER - FE Sales | -108.3696 | -124678.7604 | ECO | 91.6% | OTHER | SALVAGE | BDG | MARKUP | 312UND11MSSCHERER-ECO1150.496nt-108.369573131976SO2 SCRUBBER - FE Sales
312UND | 312 | 2 | 2MS | SCHERER-ECO | 1150.496 | nt | -108.3696 | -124678.7604 | SO2 SCRUBBER - FE Sales | STEEL |  | SO2 SCRUBBER - FE Sales | -108.3696 | -124678.7604 | ECO | 91.6% | OTHER | SALVAGE | BDG | MARKUP | 312UND22MSSCHERER-ECO1150.496nt-108.369573131976SO2 SCRUBBER - FE Sales
312UND | 312 | 3 | 3MS | SCHERER-ECO | 942 | nt | -108.3696 | -102084.1379 | SO2 SCRUBBER - FE Sales | STEEL |  | SO2 SCRUBBER - FE Sales | -108.3696 | -102084.1379 | ECO | 75% | OTHER | SALVAGE | BDG | MARKUP | 312UND33MSSCHERER-ECO942nt-108.369573131976SO2 SCRUBBER - FE Sales
312UND | 312 | 4 | 4MS | SCHERER-ECO | 1256 | nt | -108.3696 | -136112.1839 | SO2 SCRUBBER - FE Sales | STEEL |  | SO2 SCRUBBER - FE Sales | -108.3696 | -136112.1839 | ECO | 100% | OTHER | SALVAGE | BDG | MARKUP | 312UND44MSSCHERER-ECO1256nt-108.369573131976SO2 SCRUBBER - FE Sales
3080241SW | 308 | C | CLR | SCHERER-NON | 0.9375 | ls | 50000 | 46875 | Storm Water Prevention Plan |  |  | Storm Water Prevention Plan | 50000 | 46875 | NON | 93.75% | OTHER | REMOVAL | BDG |  | 3080241SWCCLRSCHERER-NON0.9375ls50000Storm Water Prevention Plan
3070201 | 307 | C | CLR | SCHERER-ECO | 2 | % | 95046 | 190092 | TEMPORARY CONSTRUCTION SERVICES |  |  | 2% of FERCs 310 and above less "Install Electrical for Decommisioning Work". | 95046 | 190092 | ECO | 93.75% | OTHER | REMOVAL | SCS |  | 3070201CCLRSCHERER-ECO2%95046TEMPORARY CONSTRUCTION SERVICES
3070201 | 307 | C | CLR | SCHERER-NON | 2 | % | 328973.475 | 657946.95 | TEMPORARY CONSTRUCTION SERVICES |  |  | 2% of FERCs 310 and above less "Install Electrical for Decommisioning Work". | 328973.475 | 657946.95 | NON | 93.75% | OTHER | REMOVAL | SCS |  | 3070201CCLRSCHERER-NON2%328973.475TEMPORARY CONSTRUCTION SERVICES
311UND | 311 | 1 | 1LD | SCHERER-NON | 43.9614 | nt | 66.326 | 2857.491 | Transport & Dispose of Combustibles |  |  | Transport & Dispose of Combustibles | 66.326 | 2857.491 | NON | 8.4% | OTHER | DISPOSAL | BDG | MARKUP | 311UND11LDSCHERER-NON43.9614nt66.326Transport & Dispose of Combustibles
311UND | 311 | 2 | 2LD | SCHERER-NON | 43.9614 | nt | 66.326 | 2857.491 | Transport & Dispose of Combustibles |  |  | Transport & Dispose of Combustibles | 66.326 | 2857.491 | NON | 8.4% | OTHER | DISPOSAL | BDG | MARKUP | 311UND22LDSCHERER-NON43.9614nt66.326Transport & Dispose of Combustibles
341UND | 341 | C | CLD | SCHERER-NON | 328.125 | nt | 66.326 | 21328.125 | Transport & Dispose of Combustibles |  |  | Transport & Dispose of Combustibles | 66.326 | 21328.125 | NON | 93.75% | OTHER | DISPOSAL | BDG | MARKUP | 341UNDCCLDSCHERER-NON328.125nt66.326Transport & Dispose of Combustibles
311UND | 311 | 1 | 1LD | SCHERER-NON | 479.3886 | nt | 66.326 | 31160.259 | Transport & Dispose of Combustibles |  |  | Transport & Dispose of Combustibles | 66.326 | 31160.259 | NON | 91.6% | OTHER | DISPOSAL | BDG | MARKUP | 311UND11LDSCHERER-NON479.3886nt66.326Transport & Dispose of Combustibles
311UND | 311 | 2 | 2LD | SCHERER-NON | 479.3886 | nt | 66.326 | 31160.259 | Transport & Dispose of Combustibles |  |  | Transport & Dispose of Combustibles | 66.326 | 31160.259 | NON | 91.6% | OTHER | DISPOSAL | BDG | MARKUP | 311UND22LDSCHERER-NON479.3886nt66.326Transport & Dispose of Combustibles
311UND | 311 | 3 | 3LD | SCHERER-NON | 392.5125 | nt | 66.326 | 25513.3125 | Transport & Dispose of Combustibles |  |  | Transport & Dispose of Combustibles | 66.326 | 25513.3125 | NON | 75% | OTHER | DISPOSAL | BDG | MARKUP | 311UND33LDSCHERER-NON392.5125nt66.326Transport & Dispose of Combustibles
311UND | 311 | 4 | 4LD | SCHERER-NON | 523.35 | nt | 66.326 | 34017.75 | Transport & Dispose of Combustibles |  |  | Transport & Dispose of Combustibles | 66.326 | 34017.75 | NON | 100% | OTHER | DISPOSAL | BDG | MARKUP | 311UND44LDSCHERER-NON523.35nt66.326Transport & Dispose of Combustibles
315UND | 315 | 1 | 1MS | SCHERER-NON | 74906.1608 | lbs | -0.31414 | -23531.3442 | Unit & Service Transformers - CU Sales | COPPER | TRANSFORMER | Unit & Service Transformers - CU Sales | -0.31414 | -23531.3442 | NON | 8.4% | OTHER | SALVAGE | BDG | MARKUP | 315UND11MSSCHERER-NON74906.1607924528lbs-0.314144309790393Unit & Service Transformers - CU Sales
315UND | 315 | 2 | 2MS | SCHERER-NON | 74906.1608 | lbs | -0.31414 | -23531.3442 | Unit & Service Transformers - CU Sales | COPPER | TRANSFORMER | Unit & Service Transformers - CU Sales | -0.31414 | -23531.3442 | NON | 8.4% | OTHER | SALVAGE | BDG | MARKUP | 315UND22MSSCHERER-NON74906.1607924528lbs-0.314144309790393Unit & Service Transformers - CU Sales
315UND | 315 | 1 | 1MS | SCHERER-NON | 816833.8486 | lbs | -0.31414 | -256603.7056 | Unit & Service Transformers - CU Sales | COPPER | TRANSFORMER | Unit & Service Transformers - CU Sales | -0.31414 | -256603.7056 | NON | 91.6% | OTHER | SALVAGE | BDG | MARKUP | 315UND11MSSCHERER-NON816833.848641509lbs-0.314144309790393Unit & Service Transformers - CU Sales
315UND | 315 | 2 | 2MS | SCHERER-NON | 816833.8486 | lbs | -0.31414 | -256603.7056 | Unit & Service Transformers - CU Sales | COPPER | TRANSFORMER | Unit & Service Transformers - CU Sales | -0.31414 | -256603.7056 | NON | 91.6% | OTHER | SALVAGE | BDG | MARKUP | 315UND22MSSCHERER-NON816833.848641509lbs-0.314144309790393Unit & Service Transformers - CU Sales
315UND | 315 | 3 | 3MS | SCHERER-NON | 668805.0071 | lbs | -0.31414 | -210101.2873 | Unit & Service Transformers - CU Sales | COPPER | TRANSFORMER | Unit & Service Transformers - CU Sales | -0.31414 | -210101.2873 | NON | 75% | OTHER | SALVAGE | BDG | MARKUP | 315UND33MSSCHERER-NON668805.007075472lbs-0.314144309790393Unit & Service Transformers - CU Sales
315UND | 315 | 4 | 4MS | SCHERER-NON | 891740.0094 | lbs | -0.31414 | -280135.0498 | Unit & Service Transformers - CU Sales | COPPER | TRANSFORMER | Unit & Service Transformers - CU Sales | -0.31414 | -280135.0498 | NON | 100% | OTHER | SALVAGE | BDG | MARKUP | 315UND44MSSCHERER-NON891740.009433962lbs-0.314144309790393Unit & Service Transformers - CU Sales
315UND | 315 | 1 | 1LR | SCHERER-NON | 60.1519 | nt | 255.1 | 15344.754 | Unit & Service Transformers - Demo |  | TRANSFORMER | Unit & Service Transformers - Demo | 255.1 | 15344.754 | NON | 8.4% | OTHER | REMOVAL | BDG | MARKUP | 315UND11LRSCHERER-NON60.151917nt255.1Unit & Service Transformers - Demo
315UND | 315 | 2 | 2LR | SCHERER-NON | 60.1519 | nt | 255.1 | 15344.754 | Unit & Service Transformers - Demo |  | TRANSFORMER | Unit & Service Transformers - Demo | 255.1 | 15344.754 | NON | 8.4% | OTHER | REMOVAL | BDG | MARKUP | 315UND22LRSCHERER-NON60.151917nt255.1Unit & Service Transformers - Demo
315UND | 315 | 1 | 1LR | SCHERER-NON | 655.9423 | nt | 255.1 | 167330.8891 | Unit & Service Transformers - Demo |  | TRANSFORMER | Unit & Service Transformers - Demo | 255.1 | 167330.8891 | NON | 91.6% | OTHER | REMOVAL | BDG | MARKUP | 315UND11LRSCHERER-NON655.942333nt255.1Unit & Service Transformers - Demo
315UND | 315 | 2 | 2LR | SCHERER-NON | 655.9423 | nt | 255.1 | 167330.8891 | Unit & Service Transformers - Demo |  | TRANSFORMER | Unit & Service Transformers - Demo | 255.1 | 167330.8891 | NON | 91.6% | OTHER | REMOVAL | BDG | MARKUP | 315UND22LRSCHERER-NON655.942333nt255.1Unit & Service Transformers - Demo
315UND | 315 | 3 | 3LR | SCHERER-NON | 537.0707 | nt | 255.1 | 137006.7324 | Unit & Service Transformers - Demo |  | TRANSFORMER | Unit & Service Transformers - Demo | 255.1 | 137006.7324 | NON | 75% | OTHER | REMOVAL | BDG | MARKUP | 315UND33LRSCHERER-NON537.0706875nt255.1Unit & Service Transformers - Demo
315UND | 315 | 4 | 4LR | SCHERER-NON | 716.0942 | nt | 255.1 | 182675.6432 | Unit & Service Transformers - Demo |  | TRANSFORMER | Unit & Service Transformers - Demo | 255.1 | 182675.6432 | NON | 100% | OTHER | REMOVAL | BDG | MARKUP | 315UND44LRSCHERER-NON716.09425nt255.1Unit & Service Transformers - Demo
315UND | 315 | 1 | 1MS | SCHERER-NON | 60.1519 | nt | -108.3696 | -6518.6376 | Unit & Service Transformers - FE Sales | STEEL | TRANSFORMER | Unit & Service Transformers - FE Sales | -108.3696 | -6518.6376 | NON | 8.4% | OTHER | SALVAGE | BDG | MARKUP | 315UND11MSSCHERER-NON60.151917nt-108.369573131976Unit & Service Transformers - FE Sales
315UND | 315 | 2 | 2MS | SCHERER-NON | 60.1519 | nt | -108.3696 | -6518.6376 | Unit & Service Transformers - FE Sales | STEEL | TRANSFORMER | Unit & Service Transformers - FE Sales | -108.3696 | -6518.6376 | NON | 8.4% | OTHER | SALVAGE | BDG | MARKUP | 315UND22MSSCHERER-NON60.151917nt-108.369573131976Unit & Service Transformers - FE Sales
315UND | 315 | 1 | 1MS | SCHERER-NON | 655.9423 | nt | -108.3696 | -71084.1906 | Unit & Service Transformers - FE Sales | STEEL | TRANSFORMER | Unit & Service Transformers - FE Sales | -108.3696 | -71084.1906 | NON | 91.6% | OTHER | SALVAGE | BDG | MARKUP | 315UND11MSSCHERER-NON655.942333nt-108.369573131976Unit & Service Transformers - FE Sales
315UND | 315 | 2 | 2MS | SCHERER-NON | 655.9423 | nt | -108.3696 | -71084.1906 | Unit & Service Transformers - FE Sales | STEEL | TRANSFORMER | Unit & Service Transformers - FE Sales | -108.3696 | -71084.1906 | NON | 91.6% | OTHER | SALVAGE | BDG | MARKUP | 315UND22MSSCHERER-NON655.942333nt-108.369573131976Unit & Service Transformers - FE Sales
315UND | 315 | 3 | 3MS | SCHERER-NON | 537.0707 | nt | -108.3696 | -58202.1211 | Unit & Service Transformers - FE Sales | STEEL | TRANSFORMER | Unit & Service Transformers - FE Sales | -108.3696 | -58202.1211 | NON | 75% | OTHER | SALVAGE | BDG | MARKUP | 315UND33MSSCHERER-NON537.0706875nt-108.369573131976Unit & Service Transformers - FE Sales
315UND | 315 | 4 | 4MS | SCHERER-NON | 716.0942 | nt | -108.3696 | -77602.8282 | Unit & Service Transformers - FE Sales | STEEL | TRANSFORMER | Unit & Service Transformers - FE Sales | -108.3696 | -77602.8282 | NON | 100% | OTHER | SALVAGE | BDG | MARKUP | 315UND44MSSCHERER-NON716.09425nt-108.369573131976Unit & Service Transformers - FE Sales
3430000FM | 343 | 1 | 1LD | SCHERER-NON | 0.021 | ls | 186080 | 3907.68 | Universal Wastes, Grease & Oil Removal |  |  | Universal Wastes, Grease & Oil Removal | 186080 | 3907.68 | NON | 8.4% | OTHER | DISPOSAL | BDG | MARKUP | 3430000FM11LDSCHERER-NON0.021ls186080Universal Wastes, Grease & Oil Removal
3430000FM | 343 | 2 | 2LD | SCHERER-NON | 0.021 | ls | 186080 | 3907.68 | Universal Wastes, Grease & Oil Removal |  |  | Universal Wastes, Grease & Oil Removal | 186080 | 3907.68 | NON | 8.4% | OTHER | DISPOSAL | BDG | MARKUP | 3430000FM22LDSCHERER-NON0.021ls186080Universal Wastes, Grease & Oil Removal
3430000FM | 343 | 1 | 1LD | SCHERER-NON | 0.229 | ls | 186080 | 42612.32 | Universal Wastes, Grease & Oil Removal |  |  | Universal Wastes, Grease & Oil Removal | 186080 | 42612.32 | NON | 91.6% | OTHER | DISPOSAL | BDG | MARKUP | 3430000FM11LDSCHERER-NON0.229ls186080Universal Wastes, Grease & Oil Removal
3430000FM | 343 | 2 | 2LD | SCHERER-NON | 0.229 | ls | 186080 | 42612.32 | Universal Wastes, Grease & Oil Removal |  |  | Universal Wastes, Grease & Oil Removal | 186080 | 42612.32 | NON | 91.6% | OTHER | DISPOSAL | BDG | MARKUP | 3430000FM22LDSCHERER-NON0.229ls186080Universal Wastes, Grease & Oil Removal
3430000FM | 343 | 3 | 3LD | SCHERER-NON | 0.1875 | ls | 186080 | 34890 | Universal Wastes, Grease & Oil Removal |  |  | Universal Wastes, Grease & Oil Removal | 186080 | 34890 | NON | 75% | OTHER | DISPOSAL | BDG | MARKUP | 3430000FM33LDSCHERER-NON0.1875ls186080Universal Wastes, Grease & Oil Removal
3430000FM | 343 | 4 | 4LD | SCHERER-NON | 0.25 | ls | 186080 | 46520 | Universal Wastes, Grease & Oil Removal |  |  | Universal Wastes, Grease & Oil Removal | 186080 | 46520 | NON | 100% | OTHER | DISPOSAL | BDG | MARKUP | 3430000FM44LDSCHERER-NON0.25ls186080Universal Wastes, Grease & Oil Removal
311UND | 311 | C | CLR | SCHERER-NON | 0.9375 | ls | 250000 | 234375 | Utility Disconnects |  |  | Utility Disconnects | 250000 | 234375 | NON | 93.75% | OTHER | REMOVAL | BDG | MARKUP | 311UNDCCLRSCHERER-NON0.9375ls250000Utility Disconnects
3080361 | 308 | C | CLR | SCHERER-ECO | 0.6 | % | 95046 | 57027.6 | WRAP-UP AND ALL-RISK INSURANCE |  |  | WRAP-UP AND ALL-RISK INSURANCE | 95046 | 57027.6 | ECO | 93.75% | OTHER | REMOVAL | SCS |  | 3080361CCLRSCHERER-ECO0.6%95046WRAP-UP AND ALL-RISK INSURANCE
3080361 | 308 | C | CLR | SCHERER-NON | 0.6 | % | 328973.475 | 197384.085 | WRAP-UP AND ALL-RISK INSURANCE |  |  | WRAP-UP AND ALL-RISK INSURANCE | 328973.475 | 197384.085 | NON | 93.75% | OTHER | REMOVAL | SCS |  | 3080361CCLRSCHERER-NON0.6%328973.475WRAP-UP AND ALL-RISK INSURANCE

## Scrap Values
#REF!
| 11328802 |  |  |  | 2015-11-06 | 2015-11-06 |  | 2015-12-31 |  | 2015-12-31
| #REF! | Unit |  |  | Unit | ADJ Unit |  | Unit |  | ADJ Unit
|  | Price |  | Change | Price | Price | Historical Links | Price |  | Price
* FE is based on the Aug. 7, 2015 Metal Prices Birmingham P&S 5' & under = $245 / GT | 245 | -180.5263 | 73.68% | -56.7363 | 168 | -123.79 | http://www.metalprices.com/historical/database/ferrous-scrap-price-index/fe-spi-5-plate-structural-birmingham | 184 | LME | 135.5789
* AL is based on Aug. 18, 2015 LME Cash Official = $0.69/lb | 0.69 | -0.39039 | 56.58% | -0.010395 | 0.67 | -0.38 | http://www.metalprices.com/historical/database/aluminum/lme-aluminum-cash-official | 0.6829 |  | 0.38638
* CU is baesd on Aug. 18, 2015 LME Cash Official = $2.27/lb | 2.27 | -0.37018 | 16.31% | -0.00018462 | 2.29 | -0.37 | http://www.metalprices.com/historical/database/copper/lme-copper-cash-official | 2.2759 | LME | 0.37115
* SS is based on Aug. 17, 2015 LME 304 (18-8) Scrap Solids Processor = $0.50 / lb | 0.5 | -0.18394 | 36.79% | -0.02394 | 0.44 | -0.16 | http://www.metalprices.com/historical/database/stainless-steel/stainless-steel-304-s-p |  |  | 0
*305 SS - is based on Aug. 17, 2014 LME 304 (18-8) Scrap Solids Processor = $0.50 / lb | 0.5 | -0.22371 | 44.74% | -0.023711 | 0.44 | -0.2 | http://www.metalprices.com/historical/database/stainless-steel/stainless-steel-304-s-p |  |  | 0
* Transformers is based on Aug. 18, 2015 LME Cash official for CU = $2.27 |  | -460.9846 | [7 empty] | 0
*Ti is based on Aug. 13, 2015 Secondary Market Tin Bearing >85% = $0.55 / lb | 0.55 | -0.36 | 65.45% | -0.11 | 0.375 | -0.25 | http://www.metalprices.com/metal/titanium/titanium-scrap-ferro-ti-quality-turnings-non-tin-bearing-gt-85-ti |  |  | 0
* Ad Brass is based of Aug. 14, 2015 Secondary Market Yellow Brass = $1.66 | 1.66 | -1.7513 | 105.5% | -0.0513 | 1.61 | -1.7 | http://www.metalprices.com/historical/database/brass/brass-yellow-brass |  |  | 0
* 90-10 CU-NI is based on Aug. 18, 2015 Secondary Market Cupro-Nickel Scrap 90-10 = $2.07 | 2.07 | -1.5825 | 76.45% | -0.0625 | 1.99 | -1.52 | http://www.metalprices.com/metal/cupro-nickel/cupro-nickel-c706 |  |  | 0
*304 SS - is based on Aug. 17, 2015 LME 304 (18-8) Scrap Solids Processor = $0.50 / lb | 0.5 | -0.27326 | 54.65% | -0.033256 | 0.44 | -0.24 | http://www.metalprices.com/historical/database/stainless-steel/stainless-steel-304-s-p |  |  | 0
| 2015-11-06 | 2015-11-06
| Unit | ADJ Unit
| Price | Price
* FE is based on the 06NOV15, 2015 Metal Prices Birmingham P&S 5' & under = $168 / GT | 168 | -123.79
* AL is based on 06NOV15, 2015 LME Cash Official = $0.67/lb | 0.67 | -0.38
* CU is based on 06NOV15, LME Cash Official = $2.29/lb | 2.29 | -0.37
* SS is based on 06NOV15, LME 304 (18-8) Scrap Solids Processor = $0.44 / lb | 0.44 | -0.16
*305 SS - is based on 06NOV15, LME 304 (18-8) Scrap Solids Processor = $0.44 / lb | 0.44 | -0.2
* Transformers is based on 06NOV15, LME Cash Official = $2.29/lb
*Ti is based on 06NOV15, Secondary Market Tin Bearing >85% = $0.375 / lb | 0.375 | -0.25
* Ad Brass is based of 06NOV15, Secondary Market Yellow Brass = $1.61 | 1.61 | -1.7
* 90-10 CU-NI is based on 06NOV15, Secondary Market Cupro-Nickel Scrap 90-10 = $1.99 | 1.99 | -1.52
*304 SS - is based on 06NOV15, LME 304 (18-8) Scrap Solids Processor = $0.44 / lb | 0.44 | -0.24