## Smith Data
|  | Total | [5 empty] | 308 Engineering | [10 empty] | 310 Land and Land Rights | [10 empty] | 311 Structure and Imporvements | [10 empty] | 312 Boiler Plant Equipment | [10 empty] | 314 Turbogenerator Units | [10 empty] | 315 Accesory Electric Equipment | [10 empty] | 316 Miscellaneous Power Plant Equipment | [10 empty] | 343 Prime Movers
[10 empty] | Unit 1 |  | Unit 2 |  | Unit 3 CC |  | Unit A CT |  |  |  |  | Unit 1 |  | Unit 2 |  | Unit 3 CC |  | Unit A CT |  |  |  |  | Unit 1 |  | Unit 2 |  | Unit 3 CC |  | Unit A CT |  |  |  |  | Unit 1 |  | Unit 2 |  | Unit 3 CC |  | Unit A CT |  |  |  |  | Unit 1 |  | Unit 2 |  | Unit 3 CC |  | Unit A CT |  |  |  |  | Unit 1 |  | Unit 2 |  | Unit 3 CC |  | Unit A CT |  |  |  |  | Unit 1 |  | Unit 2 |  | Unit 3 CC |  | Unit A CT |  |  |  |  | Unit 1 |  | Unit 2 |  | Unit 3 CC |  | Unit A CT
| Tasks | Units | Quantity | Unit Cost | Cost |  | 2015 Costs | % | Total | % | Cost | % | Cost | % | Cost | % | Cost |  | % | Total | % | Cost | % | Cost | % | Cost | % | Cost |  | % | Total | % | Cost | % | Cost | % | Cost | % | Cost |  | % | Total | % | Cost | % | Cost | % | Cost | % | Cost |  | % | Total | % | Cost | % | Cost | % | Cost | % | Cost |  | % | Total | % | Cost | % | Cost | % | Cost | % | Cost |  | % | Total | % | Cost | % | Cost | % | Cost | % | Cost |  | % | Total | % | Cost | % | Cost | % | Cost | % | Cost | wenada Total | FERC Totals | Unit Totals | check
Engineering, Design and Survey Work |  |  |  |  | 0 |  |  |  | 0 |  | 0 |  | 0 |  | 0 |  | 0 |  |  | 0 |  | 0 |  | 0 |  | 0 |  | 0 |  |  | 0 |  | 0 |  | 0 |  | 0 |  | 0 |  |  | 0 |  | 0 |  | 0 |  | 0 |  | 0 |  |  | 0 |  | 0 |  | 0 |  | 0 |  | 0 |  |  | 0 |  | 0 |  | 0 |  | 0 |  | 0 |  |  | 0 |  | 0 |  | 0 |  | 0 |  | 0 |  |  | 0 |  | 0 |  | 0 |  | 0 |  | 0 | 0 | 0 | #REF! | #REF!
| Design bulkhead for intake and discharge tunnel | ls | 1 | 50000 | 50000 |  | 50000 | 100% | 50000 | 42% | 21000 | 47% | 23500 | 10% | 5000 | 1% | 500 |  |  | 0 |  | 0 |  | 0 |  | 0 |  | 0 |  |  | 0 |  | 0 |  | 0 |  | 0 |  | 0 |  |  | 0 |  | 0 |  | 0 |  | 0 |  | 0 |  |  | 0 |  | 0 |  | 0 |  | 0 |  | 0 |  |  | 0 |  | 0 |  | 0 |  | 0 |  | 0 |  |  | 0 |  | 0 |  | 0 |  | 0 |  | 0 |  |  | 0 |  | 0 |  | 0 |  | 0 |  | 0 | 50000 | 50000 | #REF! | #REF!
| Perform environmental survey of above grade structures | ls | 1 | 150000 | 150000 |  | 150000 | 100% | 150000 | 42% | 63000 | 47% | 70500 | 10% | 15000 | 1% | 1500 |  |  | 0 |  | 0 |  | 0 |  | 0 |  | 0 |  |  | 0 |  | 0 |  | 0 |  | 0 |  | 0 |  |  | 0 |  | 0 |  | 0 |  | 0 |  | 0 |  |  | 0 |  | 0 |  | 0 |  | 0 |  | 0 |  |  | 0 |  | 0 |  | 0 |  | 0 |  | 0 |  |  | 0 |  | 0 |  | 0 |  | 0 |  | 0 |  |  | 0 |  | 0 |  | 0 |  | 0 |  | 0 | 150000 | 150000 | #REF! | #REF!
| Storm Water Prevention Plan | ls | 1 | 30000 | 30000 |  | 30000 | 100% | 30000 | 42% | 12600 | 47% | 14100 | 10% | 3000 | 1% | 300 |  |  | 0 |  | 0 |  | 0 |  | 0 |  | 0 |  |  | 0 |  | 0 |  | 0 |  | 0 |  | 0 |  |  | 0 |  | 0 |  | 0 |  | 0 |  | 0 |  |  | 0 |  | 0 |  | 0 |  | 0 |  | 0 |  |  | 0 |  | 0 |  | 0 |  | 0 |  | 0 |  |  | 0 |  | 0 |  | 0 |  | 0 |  | 0 |  |  | 0 |  | 0 |  | 0 |  | 0 |  | 0 | 30000 | 30000 | #REF! | #REF!
[7 empty] | 0 |  | 0 |  | 0 |  | 0 |  | 0 |  | 0 |  |  | 0 |  | 0 |  | 0 |  | 0 |  | 0 |  |  | 0 |  | 0 |  | 0 |  | 0 |  | 0 |  |  | 0 |  | 0 |  | 0 |  | 0 |  | 0 |  |  | 0 |  | 0 |  | 0 |  | 0 |  | 0 |  |  | 0 |  | 0 |  | 0 |  | 0 |  | 0 |  |  | 0 |  | 0 |  | 0 |  | 0 |  | 0 |  |  | 0 |  | 0 |  | 0 |  | 0 |  | 0 | 0 | 0 | #REF! | #REF!
General |  |  |  |  | 0 |  | 0 |  | 0 |  | 0 |  | 0 |  | 0 |  | 0 |  |  | 0 |  | 0 |  | 0 |  | 0 |  | 0 |  |  | 0 |  | 0 |  | 0 |  | 0 |  | 0 |  |  | 0 |  | 0 |  | 0 |  | 0 |  | 0 |  |  | 0 |  | 0 |  | 0 |  | 0 |  | 0 |  |  | 0 |  | 0 |  | 0 |  | 0 |  | 0 |  |  | 0 |  | 0 |  | 0 |  | 0 |  | 0 |  |  | 0 |  | 0 |  | 0 |  | 0 |  | 0 | 0 | 0 | #REF! | #REF!
| Mob./Demob. | ls | 1 | 200000 | 200000 |  | 200000 | 12.5% | 25000 | 42% | 10500 | 47% | 11750 | 10% | 2500 | 1% | 250 |  | 12.5% | 25000 | 42% | 10500 | 47% | 11750 | 10% | 2500 | 1% | 250 |  | 12.5% | 25000 | 42% | 10500 | 47% | 11750 | 10% | 2500 | 1% | 250 |  | 12.5% | 25000 | 42% | 10500 | 47% | 11750 | 10% | 2500 | 1% | 250 |  | 12.5% | 25000 | 42% | 10500 | 47% | 11750 | 10% | 2500 | 1% | 250 |  | 12.5% | 25000 | 42% | 10500 | 47% | 11750 | 10% | 2500 | 1% | 250 |  | 12.5% | 25000 | 42% | 10500 | 47% | 11750 | 10% | 2500 | 1% | 250 |  | 12.5% | 25000 | 42% | 10500 | 47% | 11750 | 10% | 2500 | 1% | 250 | 200000 | 200000 | #REF! | #REF!
| Pavement Repairs | sf | 50000 | 4.5918 | 225000 |  | 4.5 |  | 0 |  | 0 |  | 0 |  | 0 |  | 0 |  | 100% | 225000 | 42% | 94500 | 47% | 105750 | 10% | 22500 | 1% | 2250 |  |  | 0 |  | 0 |  | 0 |  | 0 |  | 0 |  |  | 0 |  | 0 |  | 0 |  | 0 |  | 0 |  |  | 0 |  | 0 |  | 0 |  | 0 |  | 0 |  |  | 0 |  | 0 |  | 0 |  | 0 |  | 0 |  |  | 0 |  | 0 |  | 0 |  | 0 |  | 0 |  |  | 0 |  | 0 |  | 0 |  | 0 |  | 0 | 225000 | 225000 | #REF! | #REF!
| Utility Disconnects | ls | 1 | 100000 | 100000 |  | 100000 | 12.5% | 12500 | 42% | 5250 | 47% | 5875 | 10% | 1250 | 1% | 125 |  | 12.5% | 12500 | 42% | 5250 | 47% | 5875 | 10% | 1250 | 1% | 125 |  | 12.5% | 12500 | 42% | 5250 | 47% | 5875 | 10% | 1250 | 1% | 125 |  | 12.5% | 12500 | 42% | 5250 | 47% | 5875 | 10% | 1250 | 1% | 125 |  | 12.5% | 12500 | 42% | 5250 | 47% | 5875 | 10% | 1250 | 1% | 125 |  | 12.5% | 12500 | 42% | 5250 | 47% | 5875 | 10% | 1250 | 1% | 125 |  | 12.5% | 12500 | 42% | 5250 | 47% | 5875 | 10% | 1250 | 1% | 125 |  | 12.5% | 12500 | 42% | 5250 | 47% | 5875 | 10% | 1250 | 1% | 125 | 100000 | 100000 | #REF! | #REF!
| Install Bulkhead in Intake & Discharge Tunnel | ls | 1 | 150000 | 150000 |  | 150000 |  | 0 |  | 0 |  | 0 |  | 0 |  | 0 |  |  | 0 |  | 0 |  | 0 |  | 0 |  | 0 |  |  | 0 |  | 0 |  | 0 |  | 0 |  | 0 |  | 5% | 7500 | 42% | 3150 | 47% | 3525 | 10% | 750 | 1% | 75 |  | 95% | 142500 | 42% | 59850 | 47% | 66975 | 10% | 14250 | 1% | 1425 |  |  | 0 |  | 0 |  | 0 |  | 0 |  | 0 |  |  | 0 |  | 0 |  | 0 |  | 0 |  | 0 |  |  | 0 |  | 0 |  | 0 |  | 0 |  | 0 | 150000 | 150000 | #REF! | #REF!
| Install Electrical for Decommisioning Work | ls | 1 | 150000 | 150000 |  | 150000 |  | 0 |  | 0 |  | 0 |  | 0 |  | 0 |  |  | 0 |  | 0 |  | 0 |  | 0 |  | 0 |  |  | 0 |  | 0 |  | 0 |  | 0 |  | 0 |  |  | 0 |  | 0 |  | 0 |  | 0 |  | 0 |  |  | 0 |  | 0 |  | 0 |  | 0 |  | 0 |  | 100% | 150000 | 42% | 63000 | 47% | 70500 | 10% | 15000 | 1% | 1500 |  |  | 0 |  | 0 |  | 0 |  | 0 |  | 0 |  |  | 0 |  | 0 |  | 0 |  | 0 |  | 0 | 150000 | 150000 | #REF! | #REF!
| Grade and Seeding | sf | 2500000 | 0.2551 | 625000 |  | 0.25 |  | 0 |  | 0 |  | 0 |  | 0 |  | 0 |  | 100% | 625000 | 42% | 262500 | 47% | 293750 | 10% | 62500 | 1% | 6250 |  |  | 0 |  | 0 |  | 0 |  | 0 |  | 0 |  |  | 0 |  | 0 |  | 0 |  | 0 |  | 0 |  |  | 0 |  | 0 |  | 0 |  | 0 |  | 0 |  |  | 0 |  | 0 |  | 0 |  | 0 |  | 0 |  |  | 0 |  | 0 |  | 0 |  | 0 |  | 0 |  |  | 0 |  | 0 |  | 0 |  | 0 |  | 0 | 625000 | 625000 | #REF! | #REF!
[5 empty] | 0 |  | 0 |  | 0 |  | 0 |  | 0 |  | 0 |  | 0 |  |  | 0 |  | 0 |  | 0 |  | 0 |  | 0 |  |  | 0 |  | 0 |  | 0 |  | 0 |  | 0 |  |  | 0 |  | 0 |  | 0 |  | 0 |  | 0 |  |  | 0 |  | 0 |  | 0 |  | 0 |  | 0 |  |  | 0 |  | 0 |  | 0 |  | 0 |  | 0 |  |  | 0 |  | 0 |  | 0 |  | 0 |  | 0 |  |  | 0 |  | 0 |  | 0 |  | 0 |  | 0 | 0 | 0 | #REF! | #REF!
Unit 1 |  |  |  |  | 0 |  | 0 |  | 0 |  | 0 |  | 0 |  | 0 |  | 0 |  |  | 0 |  | 0 |  | 0 |  | 0 |  | 0 |  |  | 0 |  | 0 |  | 0 |  | 0 |  | 0 |  |  | 0 |  | 0 |  | 0 |  | 0 |  | 0 |  |  | 0 |  | 0 |  | 0 |  | 0 |  | 0 |  |  | 0 |  | 0 |  | 0 |  | 0 |  | 0 |  |  | 0 |  | 0 |  | 0 |  | 0 |  | 0 |  |  | 0 |  | 0 |  | 0 |  | 0 |  | 0 | 0 | 0 | #REF! | #REF!
| Demo | nt | 12582.4 | 244.896 | 3081379.4304 |  | 240 |  | 0 |  | 0 |  | 0 |  | 0 |  | 0 |  |  | 0 |  | 0 |  | 0 |  | 0 |  | 0 |  | 60% | 1848827.6582 | 100% | 1848827.6582 |  | 0 |  | 0 |  | 0 |  | 20% | 616275.8861 | 100% | 616275.8861 |  | 0 |  | 0 |  | 0 |  | 15% | 462206.9146 | 100% | 462206.9146 |  | 0 |  | 0 |  | 0 |  | 5% | 154068.9715 | 100% | 154068.9715 |  | 0 |  | 0 |  | 0 |  |  | 0 |  | 0 |  | 0 |  | 0 |  | 0 |  |  | 0 |  | 0 |  | 0 |  | 0 |  | 0 | 3081379.4304 | 3081379.4304 | #REF! | #REF!
| FE Sales | nt | 12582.4 | -108.3696 | -1363549.317 |  | -123.79 |  | 0 |  | 0 |  | 0 |  | 0 |  | 0 |  |  | 0 |  | 0 |  | 0 |  | 0 |  | 0 |  | 60% | -818129.5902 | 100% | -818129.5902 |  | 0 |  | 0 |  | 0 |  | 25% | -340887.3292 | 100% | -340887.3292 |  | 0 |  | 0 |  | 0 |  | 15% | -204532.3975 | 100% | -204532.3975 |  | 0 |  | 0 |  | 0 |  |  | 0 |  | 0 |  | 0 |  | 0 |  | 0 |  |  | 0 |  | 0 |  | 0 |  | 0 |  | 0 |  |  | 0 |  | 0 |  | 0 |  | 0 |  | 0 | -1363549.317 | -1363549.317 | #REF! | #REF!
| AL Sales | lbs | 114141.6 | -0.38793 | -44560.2799 |  | -0.38 |  | 0 |  | 0 |  | 0 |  | 0 |  | 0 |  |  | 0 |  | 0 |  | 0 |  | 0 |  | 0 |  |  | 0 |  | 0 |  | 0 |  | 0 |  | 0 |  | 100% | -44560.2799 | 100% | -44560.2799 |  | 0 |  | 0 |  | 0 |  |  | 0 |  | 0 |  | 0 |  | 0 |  | 0 |  |  | 0 |  | 0 |  | 0 |  | 0 |  | 0 |  |  | 0 |  | 0 |  | 0 |  | 0 |  | 0 |  |  | 0 |  | 0 |  | 0 |  | 0 |  | 0 | -44560.2799 | -44560.2799 | #REF! | #REF!
| CU Sales | lbs | 1078004 | -0.31414 | -399060.4961 |  | -0.37 |  | 0 |  | 0 |  | 0 |  | 0 |  | 0 |  |  | 0 |  | 0 |  | 0 |  | 0 |  | 0 |  |  | 0 |  | 0 |  | 0 |  | 0 |  | 0 |  | 20% | -79812.0992 | 100% | -79812.0992 |  | 0 |  | 0 |  | 0 |  |  | 0 |  | 0 |  | 0 |  | 0 |  | 0 |  | 80% | -319248.3969 | 100% | -319248.3969 |  | 0 |  | 0 |  | 0 |  |  | 0 |  | 0 |  | 0 |  | 0 |  | 0 |  |  | 0 |  | 0 |  | 0 |  | 0 |  | 0 | -399060.4961 | -399060.4961 | #REF! | #REF!
| SS Sales | lbs | 152188.8 | -0.137 | -27993.6089 |  | -0.16 |  | 0 |  | 0 |  | 0 |  | 0 |  | 0 |  |  | 0 |  | 0 |  | 0 |  | 0 |  | 0 |  |  | 0 |  | 0 |  | 0 |  | 0 |  | 0 |  | 100% | -27993.6089 | 100% | -27993.6089 |  | 0 |  | 0 |  | 0 |  |  | 0 |  | 0 |  | 0 |  | 0 |  | 0 |  |  | 0 |  | 0 |  | 0 |  | 0 |  | 0 |  |  | 0 |  | 0 |  | 0 |  | 0 |  | 0 |  |  | 0 |  | 0 |  | 0 |  | 0 |  | 0 | -27993.6089 | -27993.6089 | #REF! | #REF!
| Turbine Foundations Concrete | cy | 666.6667 | 107.142 | 70000 |  | 105 |  | 0 |  | 0 |  | 0 |  | 0 |  | 0 |  |  | 0 |  | 0 |  | 0 |  | 0 |  | 0 |  | 100% | 70000 | 100% | 70000 |  | 0 |  | 0 |  | 0 |  |  | 0 |  | 0 |  | 0 |  | 0 |  | 0 |  |  | 0 |  | 0 |  | 0 |  | 0 |  | 0 |  |  | 0 |  | 0 |  | 0 |  | 0 |  | 0 |  |  | 0 |  | 0 |  | 0 |  | 0 |  | 0 |  |  | 0 |  | 0 |  | 0 |  | 0 |  | 0 | 70000 | 70000 | #REF! | #REF!
| Condenser Tubes (90-10, CU Ni) | lbs | 157500 | -1.5206 | -249243.75 |  | -1.52 |  | 0 |  | 0 |  | 0 |  | 0 |  | 0 |  |  | 0 |  | 0 |  | 0 |  | 0 |  | 0 |  |  | 0 |  | 0 |  | 0 |  | 0 |  | 0 |  | 10% | -24924.375 | 100% | -24924.375 |  | 0 |  | 0 |  | 0 |  | 90% | -224319.375 | 100% | -224319.375 |  | 0 |  | 0 |  | 0 |  |  | 0 |  | 0 |  | 0 |  | 0 |  | 0 |  |  | 0 |  | 0 |  | 0 |  | 0 |  | 0 |  |  | 0 |  | 0 |  | 0 |  | 0 |  | 0 | -249243.75 | -249243.75 | #REF! | #REF!
| Transport & Dispose of Combustibles | nt | 285.354 | 66.326 | 18548.01 |  | 65 |  | 0 |  | 0 |  | 0 |  | 0 |  | 0 |  | 14.29% | 2649.7157 | 100% | 2649.7157 |  | 0 |  | 0 |  | 0 |  | 14.29% | 2649.7157 | 100% | 2649.7157 |  | 0 |  | 0 |  | 0 |  | 14.29% | 2649.7157 | 100% | 2649.7157 |  | 0 |  | 0 |  | 0 |  | 14.29% | 2649.7157 | 100% | 2649.7157 |  | 0 |  | 0 |  | 0 |  | 14.29% | 2649.7157 | 100% | 2649.7157 |  | 0 |  | 0 |  | 0 |  | 14.29% | 2649.7157 | 100% | 2649.7157 |  | 0 |  | 0 |  | 0 |  | 14.29% | 2649.7157 | 100% | 2649.7157 |  | 0 |  | 0 |  | 0 | 18548.01 | 18548.01 | #REF! | #REF!
| Brick Stack | ea | 1 | 100000 | 100000 |  | 100000 |  | 0 |  | 0 |  | 0 |  | 0 |  | 0 |  |  | 0 |  | 0 |  | 0 |  | 0 |  | 0 |  | 80% | 80000 | 100% | 80000 |  | 0 |  | 0 |  | 0 |  | 20% | 20000 | 100% | 20000 |  | 0 |  | 0 |  | 0 |  |  | 0 |  | 0 |  | 0 |  | 0 |  | 0 |  |  | 0 |  | 0 |  | 0 |  | 0 |  | 0 |  |  | 0 |  | 0 |  | 0 |  | 0 |  | 0 |  |  | 0 |  | 0 |  | 0 |  | 0 |  | 0 | 100000 | 100000 | #REF! | #REF!
| Process and haul brick, block & Concrete | nt | 18000 | 15.306 | 270000 |  | 15 |  | 0 |  | 0 |  | 0 |  | 0 |  | 0 |  | 100% | 270000 | 100% | 270000 |  | 0 |  | 0 |  | 0 |  |  | 0 |  | 0 |  | 0 |  | 0 |  | 0 |  |  | 0 |  | 0 |  | 0 |  | 0 |  | 0 |  |  | 0 |  | 0 |  | 0 |  | 0 |  | 0 |  |  | 0 |  | 0 |  | 0 |  | 0 |  | 0 |  |  | 0 |  | 0 |  | 0 |  | 0 |  | 0 |  |  | 0 |  | 0 |  | 0 |  | 0 |  | 0 | 270000 | 270000 | #REF! | #REF!
| Unit & Service Transformers - Demo | nt | 100 | 244.896 | 24489.6 |  | 240
| Unit & Service Transformers- CU Sales | lbs | 146742.9462 | -0.31414 | -46098.4615 |  | -0.37 |  | 0 |  | 0 |  | 0 |  | 0 |  | 0 |  |  | 0 |  | 0 |  | 0 |  | 0 |  | 0 |  |  | 0 |  | 0 |  | 0 |  | 0 |  | 0 |  |  | 0 |  | 0 |  | 0 |  | 0 |  | 0 |  |  | 0 |  | 0 |  | 0 |  | 0 |  | 0 |  | 100% | -46098.4615 | 100% | -46098.4615 |  | 0 |  | 0 |  | 0 |  |  | 0 |  | 0 |  | 0 |  | 0 |  | 0 |  |  | 0 |  | 0 |  | 0 |  | 0 |  | 0 | -46098.4615 | -46098.4615 | #REF! | #REF!
| Unit & Service Transformers - FE Sales | nt | 100 | -108.3696 | -10836.9573 |  | -123.79
| Backfill Basement | cy | 10481.4815 | 40 | 419259.2593 |  | 40 |  | 0 |  | 0 |  | 0 |  | 0 |  | 0 |  | 100% | 419259.2593 | 100% | 419259.2593 |  | 0 |  | 0 |  | 0 |  |  | 0 |  | 0 |  | 0 |  | 0 |  | 0 |  |  | 0 |  | 0 |  | 0 |  | 0 |  | 0 |  |  | 0 |  | 0 |  | 0 |  | 0 |  | 0 |  |  | 0 |  | 0 |  | 0 |  | 0 |  | 0 |  |  | 0 |  | 0 |  | 0 |  | 0 |  | 0 |  |  | 0 |  | 0 |  | 0 |  | 0 |  | 0 | 419259.2593 | 419259.2593 | #REF! | #REF!
[7 empty] | 0 | [89 empty] | #REF!
Unit 2 |  |  |  |  | 0 |  | 0 |  | 0 |  | 0 |  | 0 |  | 0 |  | 0 |  |  | 0 |  | 0 |  | 0 |  | 0 |  | 0 |  |  | 0 |  | 0 |  | 0 |  | 0 |  | 0 |  |  | 0 |  | 0 |  | 0 |  | 0 |  | 0 |  |  | 0 |  | 0 |  | 0 |  | 0 |  | 0 |  |  | 0 |  | 0 |  | 0 |  | 0 |  | 0 |  |  | 0 |  | 0 |  | 0 |  | 0 |  | 0 |  |  | 0 |  | 0 |  | 0 |  | 0 |  | 0 | 0 | 0 | #REF! | #REF!
| Demo | nt | 14274.524 | 244.896 | 3495773.8295 |  | 240 |  | 0 |  | 0 |  | 0 |  | 0 |  | 0 |  |  | 0 |  | 0 |  | 0 |  | 0 |  | 0 |  | 60% | 2097464.2977 |  | 0 | 100% | 2097464.2977 |  | 0 |  | 0 |  | 20% | 699154.7659 |  | 0 | 100% | 699154.7659 |  | 0 |  | 0 |  | 15% | 524366.0744 |  | 0 | 100% | 524366.0744 |  | 0 |  | 0 |  | 5% | 174788.6915 |  | 0 | 100% | 174788.6915 |  | 0 |  | 0 |  |  | 0 |  | 0 |  | 0 |  | 0 |  | 0 |  |  | 0 |  | 0 |  | 0 |  | 0 |  | 0 | 3495773.8295 | 3495773.8295 | #REF! | #REF!
| FE Sales | nt | 14274.524 | -108.3696 | -1546924.0725 |  | -123.79 |  | 0 |  | 0 |  | 0 |  | 0 |  | 0 |  |  | 0 |  | 0 |  | 0 |  | 0 |  | 0 |  | 60% | -928154.4435 |  | 0 | 100% | -928154.4435 |  | 0 |  | 0 |  | 25% | -386731.0181 |  | 0 | 100% | -386731.0181 |  | 0 |  | 0 |  | 15% | -232038.6109 |  | 0 | 100% | -232038.6109 |  | 0 |  | 0 |  |  | 0 |  | 0 |  | 0 |  | 0 |  | 0 |  |  | 0 |  | 0 |  | 0 |  | 0 |  | 0 |  |  | 0 |  | 0 |  | 0 |  | 0 |  | 0 | -1546924.0725 | -1546924.0725 | #REF! | #REF!
| AL Sales | lbs | 129550.716 | -0.38793 | -50575.9177 |  | -0.38 |  | 0 |  | 0 |  | 0 |  | 0 |  | 0 |  |  | 0 |  | 0 |  | 0 |  | 0 |  | 0 |  |  | 0 |  | 0 |  | 0 |  | 0 |  | 0 |  | 100% | -50575.9177 |  | 0 | 100% | -50575.9177 |  | 0 |  | 0 |  |  | 0 |  | 0 |  | 0 |  | 0 |  | 0 |  |  | 0 |  | 0 |  | 0 |  | 0 |  | 0 |  |  | 0 |  | 0 |  | 0 |  | 0 |  | 0 |  |  | 0 |  | 0 |  | 0 |  | 0 |  | 0 | -50575.9177 | -50575.9177 | #REF! | #REF!
| CU Sales | lbs | 1223534.54 | -0.31414 | -452933.6631 |  | -0.37 |  | 0 |  | 0 |  | 0 |  | 0 |  | 0 |  |  | 0 |  | 0 |  | 0 |  | 0 |  | 0 |  |  | 0 |  | 0 |  | 0 |  | 0 |  | 0 |  | 20% | -90586.7326 |  | 0 | 100% | -90586.7326 |  | 0 |  | 0 |  |  | 0 |  | 0 |  | 0 |  | 0 |  | 0 |  | 80% | -362346.9305 |  | 0 | 100% | -362346.9305 |  | 0 |  | 0 |  |  | 0 |  | 0 |  | 0 |  | 0 |  | 0 |  |  | 0 |  | 0 |  | 0 |  | 0 |  | 0 | -452933.6631 | -452933.6631 | #REF! | #REF!
| SS Sales | lbs | 172734.288 | -0.137 | -31772.7461 |  | -0.16 |  | 0 |  | 0 |  | 0 |  | 0 |  | 0 |  |  | 0 |  | 0 |  | 0 |  | 0 |  | 0 |  |  | 0 |  | 0 |  | 0 |  | 0 |  | 0 |  | 100% | -31772.7461 |  | 0 | 100% | -31772.7461 |  | 0 |  | 0 |  |  | 0 |  | 0 |  | 0 |  | 0 |  | 0 |  |  | 0 |  | 0 |  | 0 |  | 0 |  | 0 |  |  | 0 |  | 0 |  | 0 |  | 0 |  | 0 |  |  | 0 |  | 0 |  | 0 |  | 0 |  | 0 | -31772.7461 | -31772.7461 | #REF! | #REF!
| Turbine Foundations Concrete | cy | 800 | 107.142 | 84000 |  | 105 |  | 0 |  | 0 |  | 0 |  | 0 |  | 0 |  |  | 0 |  | 0 |  | 0 |  | 0 |  | 0 |  | 100% | 84000 |  | 0 | 100% | 84000 |  | 0 |  | 0 |  |  | 0 |  | 0 |  | 0 |  | 0 |  | 0 |  |  | 0 |  | 0 |  | 0 |  | 0 |  | 0 |  |  | 0 |  | 0 |  | 0 |  | 0 |  | 0 |  |  | 0 |  | 0 |  | 0 |  | 0 |  | 0 |  |  | 0 |  | 0 |  | 0 |  | 0 |  | 0 | 84000 | 84000 | #REF! | #REF!
| Condenser Tubes (90-10, CU Ni) | lbs | 180000 | -1.5206 | -284850 |  | -1.52 |  | 0 |  | 0 |  | 0 |  | 0 |  | 0 |  |  | 0 |  | 0 |  | 0 |  | 0 |  | 0 |  |  | 0 |  | 0 |  | 0 |  | 0 |  | 0 |  | 10% | -28485 |  | 0 | 100% | -28485 |  | 0 |  | 0 |  | 90% | -256365 |  | 0 | 100% | -256365 |  | 0 |  | 0 |  |  | 0 |  | 0 |  | 0 |  | 0 |  | 0 |  |  | 0 |  | 0 |  | 0 |  | 0 |  | 0 |  |  | 0 |  | 0 |  | 0 |  | 0 |  | 0 | -284850 | -284850 | #REF! | #REF!
| Transport & Dispose of Combustibles | nt | 323.8768 | 66.326 | 21051.9913 |  | 65 |  | 0 |  | 0 |  | 0 |  | 0 |  | 0 |  | 14.29% | 3007.4273 |  | 0 | 100% | 3007.4273 |  | 0 |  | 0 |  | 14.29% | 3007.4273 |  | 0 | 100% | 3007.4273 |  | 0 |  | 0 |  | 14.29% | 3007.4273 |  | 0 | 100% | 3007.4273 |  | 0 |  | 0 |  | 14.29% | 3007.4273 |  | 0 | 100% | 3007.4273 |  | 0 |  | 0 |  | 14.29% | 3007.4273 |  | 0 | 100% | 3007.4273 |  | 0 |  | 0 |  | 14.29% | 3007.4273 |  | 0 | 100% | 3007.4273 |  | 0 |  | 0 |  | 14.29% | 3007.4273 |  | 0 | 100% | 3007.4273 |  | 0 |  | 0 | 21051.9913 | 21051.9913 | #REF! | #REF!
| Process and haul brick, block & Concrete | nt | 15000 | 15.306 | 225000 |  | 15 |  | 0 |  | 0 |  | 0 |  | 0 |  | 0 |  | 100% | 225000 |  | 0 | 100% | 225000 |  | 0 |  | 0 |  |  | 0 |  | 0 |  | 0 |  | 0 |  | 0 |  |  | 0 |  | 0 |  | 0 |  | 0 |  | 0 |  |  | 0 |  | 0 |  | 0 |  | 0 |  | 0 |  |  | 0 |  | 0 |  | 0 |  | 0 |  | 0 |  |  | 0 |  | 0 |  | 0 |  | 0 |  | 0 |  |  | 0 |  | 0 |  | 0 |  | 0 |  | 0 | 225000 | 225000 | #REF! | #REF!
| Unit & Service Transformers - Demo | nt | 120 | 244.896 | 29387.52 |  | 240
| Unit & Service Transformers- CU Sales | lbs | 176091.5354 | -0.31414 | -55318.1538 |  | -0.37 |  | 0 |  | 0 |  | 0 |  | 0 |  | 0 |  |  | 0 |  | 0 |  | 0 |  | 0 |  | 0 |  |  | 0 |  | 0 |  | 0 |  | 0 |  | 0 |  |  | 0 |  | 0 |  | 0 |  | 0 |  | 0 |  |  | 0 |  | 0 |  | 0 |  | 0 |  | 0 |  | 100% | -55318.1538 |  | 0 | 100% | -55318.1538 |  | 0 |  | 0 |  |  | 0 |  | 0 |  | 0 |  | 0 |  | 0 |  |  | 0 |  | 0 |  | 0 |  | 0 |  | 0 | -55318.1538 | -55318.1538 | #REF! | #REF!
| Unit & Service Transformers - FE Sales | nt | 120 | -108.3696 | -13004.3488 |  | -123.79
| Backfill Basement | cy | 11896.4815 | 40.816 | 475859.2593 |  | 40 |  | 0 |  | 0 |  | 0 |  | 0 |  | 0 |  | 100% | 475859.2593 |  | 0 | 100% | 475859.2593 |  | 0 |  | 0 |  |  | 0 |  | 0 |  | 0 |  | 0 |  | 0 |  |  | 0 |  | 0 |  | 0 |  | 0 |  | 0 |  |  | 0 |  | 0 |  | 0 |  | 0 |  | 0 |  |  | 0 |  | 0 |  | 0 |  | 0 |  | 0 |  |  | 0 |  | 0 |  | 0 |  | 0 |  | 0 |  |  | 0 |  | 0 |  | 0 |  | 0 |  | 0 | 475859.2593 | 475859.2593 | #REF! | #REF!
0
Unit 1 Precipitator |  |  |  |  | 0 |  | 0 |  | 0 |  | 0 |  | 0 |  | 0 |  | 0 |  |  | 0 |  | 0 |  | 0 |  | 0 |  | 0 |  |  | 0 |  | 0 |  | 0 |  | 0 |  | 0 |  |  | 0 |  | 0 |  | 0 |  | 0 |  | 0 |  |  | 0 |  | 0 |  | 0 |  | 0 |  | 0 |  |  | 0 |  | 0 |  | 0 |  | 0 |  | 0 |  |  | 0 |  | 0 |  | 0 |  | 0 |  | 0 |  |  | 0 |  | 0 |  | 0 |  | 0 |  | 0 | 0 | 0 | #REF! | #REF!
| Demo | nt | 750 | 244.896 | 180000 |  | 240 |  | 0 |  | 0 |  | 0 |  | 0 |  | 0 |  |  | 0 |  | 0 |  | 0 |  | 0 |  | 0 |  | 80% | 144000 | 100% | 144000 |  | 0 |  | 0 |  | 0 |  | 20% | 36000 | 100% | 36000 |  | 0 |  | 0 |  | 0 |  |  | 0 |  | 0 |  | 0 |  | 0 |  | 0 |  |  | 0 |  | 0 |  | 0 |  | 0 |  | 0 |  |  | 0 |  | 0 |  | 0 |  | 0 |  | 0 |  |  | 0 |  | 0 |  | 0 |  | 0 |  | 0 | 180000 | 180000 | #REF! | #REF!
| FE Sales | nt | 750 | -108.3696 | -135394.7368 |  | -123.79 |  | 0 |  | 0 |  | 0 |  | 0 |  | 0 |  |  | 0 |  | 0 |  | 0 |  | 0 |  | 0 |  | 80% | -108315.7895 | 100% | -108315.7895 |  | 0 |  | 0 |  | 0 |  | 20% | -27078.9474 | 100% | -27078.9474 |  | 0 |  | 0 |  | 0 |  |  | 0 |  | 0 |  | 0 |  | 0 |  | 0 |  |  | 0 |  | 0 |  | 0 |  | 0 |  | 0 |  |  | 0 |  | 0 |  | 0 |  | 0 |  | 0 |  |  | 0 |  | 0 |  | 0 |  | 0 |  | 0 | -135394.7368 | -135394.7368 | #REF! | #REF!
[5 empty] | 0 |  | 0 |  | 0 |  | 0 |  | 0 |  | 0 |  | 0 |  |  | 0 |  | 0 |  | 0 |  | 0 |  | 0 |  |  | 0 |  | 0 |  | 0 |  | 0 |  | 0 |  |  | 0 |  | 0 |  | 0 |  | 0 |  | 0 |  |  | 0 |  | 0 |  | 0 |  | 0 |  | 0 |  |  | 0 |  | 0 |  | 0 |  | 0 |  | 0 |  |  | 0 |  | 0 |  | 0 |  | 0 |  | 0 |  |  | 0 |  | 0 |  | 0 |  | 0 |  | 0 | 0 | 0 | #REF! | #REF!
Unit 2 Precipitator |  |  |  |  | 0 |  | 0 |  | 0 |  | 0 |  | 0 |  | 0 |  | 0 |  |  | 0 |  | 0 |  | 0 |  | 0 |  | 0 |  |  | 0 |  | 0 |  | 0 |  | 0 |  | 0 |  |  | 0 |  | 0 |  | 0 |  | 0 |  | 0 |  |  | 0 |  | 0 |  | 0 |  | 0 |  | 0 |  |  | 0 |  | 0 |  | 0 |  | 0 |  | 0 |  |  | 0 |  | 0 |  | 0 |  | 0 |  | 0 |  |  | 0 |  | 0 |  | 0 |  | 0 |  | 0 | 0 | 0 | #REF! | #REF!
| Demo | nt | 750 | 244.896 | 180000 |  | 240 |  | 0 |  | 0 |  | 0 |  | 0 |  | 0 |  |  | 0 |  | 0 |  | 0 |  | 0 |  | 0 |  | 80% | 144000 |  | 0 | 100% | 144000 |  | 0 |  | 0 |  | 20% | 36000 |  | 0 | 100% | 36000 |  | 0 |  | 0 |  |  | 0 |  | 0 |  | 0 |  | 0 |  | 0 |  |  | 0 |  | 0 |  | 0 |  | 0 |  | 0 |  |  | 0 |  | 0 |  | 0 |  | 0 |  | 0 |  |  | 0 |  | 0 |  | 0 |  | 0 |  | 0 | 180000 | 180000 | #REF! | #REF!
| FE Sales | nt | 750 | -108.3696 | -135394.7368 |  | -123.79 |  | 0 |  | 0 |  | 0 |  | 0 |  | 0 |  |  | 0 |  | 0 |  | 0 |  | 0 |  | 0 |  | 80% | -108315.7895 |  | 0 | 100% | -108315.7895 |  | 0 |  | 0 |  | 20% | -27078.9474 |  | 0 | 100% | -27078.9474 |  | 0 |  | 0 |  |  | 0 |  | 0 |  | 0 |  | 0 |  | 0 |  |  | 0 |  | 0 |  | 0 |  | 0 |  | 0 |  |  | 0 |  | 0 |  | 0 |  | 0 |  | 0 |  |  | 0 |  | 0 |  | 0 |  | 0 |  | 0 | -135394.7368 | -135394.7368 | #REF! | #REF!
0
Unit 3 Combined Cycle Unit |  |  |  |  | 0 |  | 0 |  | 0 |  | 0 |  | 0 |  | 0 |  | 0 |  |  | 0 |  | 0 |  | 0 |  | 0 |  | 0 |  |  | 0 |  | 0 |  | 0 |  | 0 |  | 0 |  |  | 0 |  | 0 |  | 0 |  | 0 |  | 0 |  |  | 0 |  | 0 |  | 0 |  | 0 |  | 0 |  |  | 0 |  | 0 |  | 0 |  | 0 |  | 0 |  |  | 0 |  | 0 |  | 0 |  | 0 |  | 0 |  |  | 0 |  | 0 |  | 0 |  | 0 |  | 0 | 0 | 0 | #REF! | #REF!
| Demo FE | nt | 3190 | 244.896 | 781218.24 |  | 240 |  | 0 |  | 0 |  | 0 |  | 0 |  | 0 |  |  | 0 |  | 0 |  | 0 |  | 0 |  | 0 |  |  | 0 |  | 0 |  | 0 |  | 0 |  | 0 |  | 95% | 742157.328 |  | 0 |  | 0 | 100% | 742157.328 |  | 0 |  |  | 0 |  | 0 |  | 0 |  | 0 |  | 0 |  | 5% | 39060.912 |  | 0 |  | 0 | 100% | 39060.912 |  | 0 |  |  | 0 |  | 0 |  | 0 |  | 0 |  | 0 |  |  | 0 |  | 0 |  | 0 |  | 0 |  | 0 | 781218.24 | 781218.24 | #REF! | #REF!
| Fe Sales | nt | 3190 | -108.3696 | -345698.9383 |  | -123.79 |  | 0 |  | 0 |  | 0 |  | 0 |  | 0 |  |  | 0 |  | 0 |  | 0 |  | 0 |  | 0 |  |  | 0 |  | 0 |  | 0 |  | 0 |  | 0 |  | 95% | -328413.9914 |  | 0 |  | 0 | 100% | -328413.9914 |  | 0 |  |  | 0 |  | 0 |  | 0 |  | 0 |  | 0 |  | 5% | -17284.9469 |  | 0 |  | 0 | 100% | -17284.9469 |  | 0 |  |  | 0 |  | 0 |  | 0 |  | 0 |  | 0 |  |  | 0 |  | 0 |  | 0 |  | 0 |  | 0 | -345698.9383 | -345698.9383 | #REF! | #REF!
| CU Sales | lbs | 150300 | -0.31414 | -55638.7477 |  | -0.37 |  | 0 |  | 0 |  | 0 |  | 0 |  | 0 |  |  | 0 |  | 0 |  | 0 |  | 0 |  | 0 |  |  | 0 |  | 0 |  | 0 |  | 0 |  | 0 |  | 20% | -11127.7495 |  | 0 |  | 0 | 100% | -11127.7495 |  | 0 |  |  | 0 |  | 0 |  | 0 |  | 0 |  | 0 |  | 80% | -44510.9982 |  | 0 |  | 0 | 100% | -44510.9982 |  | 0 |  |  | 0 |  | 0 |  | 0 |  | 0 |  | 0 |  |  | 0 |  | 0 |  | 0 |  | 0 |  | 0 | -55638.7477 | -55638.7477 | #REF! | #REF!
| Transport & Dispose of Combustibles | nt | 92 | 66.326 | 5980 |  | 65 |  | 0 |  | 0 |  | 0 |  | 0 |  | 0 |  | 14.29% | 854.2857 |  | 0 |  | 0 | 100% | 854.2857 |  | 0 |  | 14.29% | 854.2857 |  | 0 |  | 0 | 100% | 854.2857 |  | 0 |  | 14.29% | 854.2857 |  | 0 |  | 0 | 100% | 854.2857 |  | 0 |  | 14.29% | 854.2857 |  | 0 |  | 0 | 100% | 854.2857 |  | 0 |  | 14.29% | 854.2857 |  | 0 |  | 0 | 100% | 854.2857 |  | 0 |  | 14.29% | 854.2857 |  | 0 |  | 0 | 100% | 854.2857 |  | 0 |  | 14.29% | 854.2857 |  | 0 |  | 0 | 100% | 854.2857 |  | 0 | 5980 | 5980 | #REF! | #REF!
| Unit & Service Transformers - Demo | nt | 150 | 244.896 | 36734.4 |  | 240 |  | 0 |  | 0 |  | 0 |  | 0 |  | 0 |  |  | 0 |  | 0 |  | 0 |  | 0 |  | 0 |  |  | 0 |  | 0 |  | 0 |  | 0 |  | 0 |  |  | 0 |  | 0 |  | 0 |  | 0 |  | 0 |  |  | 0 |  | 0 |  | 0 |  | 0 |  | 0 |  | 100% | 36734.4 |  | 0 |  | 0 |  | 0 |  | 0 |  |  | 0 |  | 0 |  | 0 |  | 0 |  | 0 |  |  | 0 |  | 0 |  | 0 |  | 0 |  | 0 | 36734.4 | 36734.4 | #REF! | #REF!
| Unit & Service Transformers- CU Sales | lbs | 220114.4192 | -0.31414 | -69147.6923 |  | -0.37 |  | 0 |  | 0 |  | 0 |  | 0 |  | 0 |  |  | 0 |  | 0 |  | 0 |  | 0 |  | 0 |  |  | 0 |  | 0 |  | 0 |  | 0 |  | 0 |  |  | 0 |  | 0 |  | 0 |  | 0 |  | 0 |  |  | 0 |  | 0 |  | 0 |  | 0 |  | 0 |  | 100% | -69147.6923 |  | 0 |  | 0 | 100% | -69147.6923 |  | 0 |  |  | 0 |  | 0 |  | 0 |  | 0 |  | 0 |  |  | 0 |  | 0 |  | 0 |  | 0 |  | 0 | -69147.6923 | -69147.6923 | #REF! | #REF!
| Unit & Service Transformers - FE Sales | nt | 150 | -108.3696 | -16255.436 |  | -123.79 |  | 0 |  | 0 |  | 0 |  | 0 |  | 0 |  |  | 0 |  | 0 |  | 0 |  | 0 |  | 0 |  |  | 0 |  | 0 |  | 0 |  | 0 |  | 0 |  |  | 0 |  | 0 |  | 0 |  | 0 |  | 0 |  |  | 0 |  | 0 |  | 0 |  | 0 |  | 0 |  | 100% | -16255.436 |  | 0 |  | 0 |  | 0 |  | 0 |  |  | 0 |  | 0 |  | 0 |  | 0 |  | 0 |  |  | 0 |  | 0 |  | 0 |  | 0 |  | 0 | -16255.436 | -16255.436 | #REF! | #REF!
0
Unit 4 Combustion Turbine Unit |  |  |  |  | 0 |  | 0 |  | 0 |  | 0 |  | 0 |  | 0 |  | 0 |  |  | 0 |  | 0 |  | 0 |  | 0 |  | 0 |  |  | 0 |  | 0 |  | 0 |  | 0 |  | 0 |  |  | 0 |  | 0 |  | 0 |  | 0 |  | 0 |  |  | 0 |  | 0 |  | 0 |  | 0 |  | 0 |  |  | 0 |  | 0 |  | 0 |  | 0 |  | 0 |  |  | 0 |  | 0 |  | 0 |  | 0 |  | 0 |  |  | 0 |  | 0 |  | 0 |  | 0 |  | 0 | 0 | 0 | #REF! | #REF!
| Demo FE | nt | 292 | 244.896 | 71509.632 |  | 240 |  | 0 |  | 0 |  | 0 |  |  |  | 0 |  |  | 0 |  | 0 |  | 0 |  |  |  | 0 |  | 60% | 42905.7792 |  | 0 |  | 0 |  |  | 100% | 42905.7792 |  | 20% | 14301.9264 |  | 0 |  | 0 |  |  | 100% | 14301.9264 |  | 15% | 10726.4448 |  | 0 |  | 0 |  |  | 100% | 10726.4448 |  | 5% | 3575.4816 |  | 0 |  | 0 |  |  | 100% | 3575.4816 |  |  | 0 |  | 0 |  | 0 |  |  |  | 0 |  |  | 0 |  | 0 |  | 0 |  |  |  | 0 | 71509.632 | 71509.632 | #REF! | #REF!
| Fe Sales | nt | 292 | -108.3696 | -31643.9154 |  | -123.79 |  | 0 |  | 0 |  | 0 |  |  |  | 0 |  |  | 0 |  | 0 |  | 0 |  |  |  | 0 |  | 60% | -18986.3492 |  | 0 |  | 0 |  |  | 100% | -18986.3492 |  | 25% | -7910.9788 |  | 0 |  | 0 |  |  | 100% | -7910.9788 |  | 15% | -4746.5873 |  | 0 |  | 0 |  |  | 100% | -4746.5873 |  |  | 0 |  | 0 |  | 0 |  |  |  | 0 |  |  | 0 |  | 0 |  | 0 |  |  |  | 0 |  |  | 0 |  | 0 |  | 0 |  |  |  | 0 | -31643.9154 | -31643.9154 | #REF! | #REF!
| CU Sales | lbs | 27795 | -0.31414 | -10289.2814 |  | -0.37 |  | 0 |  | 0 |  | 0 |  |  |  | 0 |  |  | 0 |  | 0 |  | 0 |  |  |  | 0 |  |  | 0 |  | 0 |  | 0 |  |  |  | 0 |  | 20% | -2057.8563 |  | 0 |  | 0 |  |  | 100% | -2057.8563 |  |  | 0 |  | 0 |  | 0 |  |  |  | 0 |  | 80% | -8231.4251 |  | 0 |  | 0 |  |  | 100% | -8231.4251 |  |  | 0 |  | 0 |  | 0 |  |  |  | 0 |  |  | 0 |  | 0 |  | 0 |  |  |  | 0 | -10289.2814 | -10289.2814 | #REF! | #REF!
| Transport & Dispose of Combustibles | nt | 12 | 66.326 | 780 |  | 65 | 12.5% | 97.5 |  | 0 |  | 0 |  |  | 100% | 97.5 |  | 12.5% | 97.5 |  | 0 |  | 0 |  |  | 100% | 97.5 |  | 12.5% | 97.5 |  | 0 |  | 0 |  |  | 100% | 97.5 |  | 12.5% | 97.5 |  | 0 |  | 0 |  |  | 100% | 97.5 |  | 12.5% | 97.5 |  | 0 |  | 0 |  |  | 100% | 97.5 |  | 12.5% | 97.5 |  | 0 |  | 0 |  |  | 100% | 97.5 |  | 12.5% | 97.5 |  | 0 |  | 0 |  |  | 100% | 97.5 |  | 12.5% | 97.5 |  | 0 |  | 0 |  |  | 100% | 97.5 | 780 | 780 | #REF! | #REF!
| Unit & Service Transformers - Demo | nt | 35 | 244.896 | 8571.36 |  | 240 |  | 0 |  | 0 |  | 0 |  |  |  | 0 |  |  | 0 |  | 0 |  | 0 |  |  |  | 0 |  |  | 0 |  | 0 |  | 0 |  |  |  | 0 |  |  | 0 |  | 0 |  | 0 |  |  |  | 0 |  |  | 0 |  | 0 |  | 0 |  |  |  | 0 |  | 100% | 8571.36 |  | 0 |  | 0 |  |  | 100% | 8571.36 |  |  | 0 |  | 0 |  | 0 |  |  |  | 0 |  |  | 0 |  | 0 |  | 0 |  |  |  | 0 | 8571.36 | 8571.36 | #REF! | #REF!
| Unit & Service Transformers- CU Sales | lbs | 51360.0312 | -0.31414 | -16134.4615 |  | -0.37 |  | 0 |  | 0 |  | 0 |  |  |  | 0 |  |  | 0 |  | 0 |  | 0 |  |  |  | 0 |  |  | 0 |  | 0 |  | 0 |  |  |  | 0 |  |  | 0 |  | 0 |  | 0 |  |  |  | 0 |  |  | 0 |  | 0 |  | 0 |  |  |  | 0 |  | 100% | -16134.4615 |  | 0 |  | 0 |  |  | 100% | -16134.4615 |  |  | 0 |  | 0 |  | 0 |  |  |  | 0 |  |  | 0 |  | 0 |  | 0 |  |  |  | 0 | -16134.4615 | -16134.4615 | #REF! | #REF!
| Unit & Service Transformers - FE Sales | nt | 35 | -108.3696 | -3792.9351 |  | -123.79 |  | 0 |  | 0 |  | 0 |  |  |  | 0 |  |  | 0 |  | 0 |  | 0 |  |  |  | 0 |  |  | 0 |  | 0 |  | 0 |  |  |  | 0 |  |  | 0 |  | 0 |  | 0 |  |  |  | 0 |  |  | 0 |  | 0 |  | 0 |  |  |  | 0 |  | 100% | -3792.9351 |  | 0 |  | 0 |  |  | 100% | -3792.9351 |  |  | 0 |  | 0 |  | 0 |  |  |  | 0 |  |  | 0 |  | 0 |  | 0 |  |  |  | 0 | -3792.9351 | -3792.9351 | #REF! | #REF!
0
Ancillary Buildings |  |  |  |  | 0 |  | 0 |  | 0 |  | 0 |  | 0 |  | 0 |  | 0 |  |  | 0 |  | 0 |  | 0 |  | 0 |  | 0 |  |  | 0 |  | 0 |  | 0 |  | 0 |  | 0 |  |  | 0 |  | 0 |  | 0 |  | 0 |  | 0 |  |  | 0 |  | 0 |  | 0 |  | 0 |  | 0 |  |  | 0 |  | 0 |  | 0 |  | 0 |  | 0 |  |  | 0 |  | 0 |  | 0 |  | 0 |  | 0 |  |  | 0 |  | 0 |  | 0 |  | 0 |  | 0 | 0 | 0 | #REF! | #REF!
| Demo | nt | 125 | 244.896 | 30000 |  | 240 |  | 0 |  | 0 |  | 0 |  | 0 |  | 0 |  |  | 0 |  | 0 |  | 0 |  | 0 |  | 0 |  | 60% | 18000 | 42% | 7560 | 47% | 8460 | 10% | 1800 | 1% | 180 |  | 20% | 6000 | 42% | 2520 | 47% | 2820 | 10% | 600 | 1% | 60 |  | 15% | 4500 | 42% | 1890 | 47% | 2115 | 10% | 450 | 1% | 45 |  | 5% | 1500 | 42% | 630 | 47% | 705 | 10% | 150 | 1% | 15 |  |  | 0 |  | 0 |  | 0 |  | 0 |  | 0 |  |  | 0 |  | 0 |  | 0 |  | 0 |  | 0 | 30000 | 30000 | #REF! | #REF!
| Sales | nt | 125 | -108.3696 | -22565.7895 |  | -123.79 |  | 0 |  | 0 |  | 0 |  | 0 |  | 0 |  |  | 0 |  | 0 |  | 0 |  | 0 |  | 0 |  | 60% | -13539.4737 | 42% | -5686.5789 | 47% | -6363.5526 | 10% | -1353.9474 | 1% | -135.3947 |  | 25% | -5641.4474 | 42% | -2369.4079 | 47% | -2651.4803 | 10% | -564.1447 | 1% | -56.4145 |  | 15% | -3384.8684 | 42% | -1421.6447 | 47% | -1590.8882 | 10% | -338.4868 | 1% | -33.8487 |  |  | 0 |  | 0 |  | 0 |  | 0 |  | 0 |  |  | 0 |  | 0 |  | 0 |  | 0 |  | 0 |  |  | 0 |  | 0 |  | 0 |  | 0 |  | 0 | -22565.7895 | -22565.7895 | #REF! | #REF!
| Transport & Dispose of Combustibles | nt | 35 | 66.326 | 2275 |  | 65 |  | 0 |  | 0 |  | 0 |  | 0 |  | 0 |  | 14.29% | 325 | 42% | 136.5 | 47% | 152.75 | 10% | 32.5 | 1% | 3.25 |  | 14.29% | 325 | 42% | 136.5 | 47% | 152.75 | 10% | 32.5 | 1% | 3.25 |  | 14.29% | 325 | 42% | 136.5 | 47% | 152.75 | 10% | 32.5 | 1% | 3.25 |  | 14.29% | 325 | 42% | 136.5 | 47% | 152.75 | 10% | 32.5 | 1% | 3.25 |  | 14.29% | 325 | 42% | 136.5 | 47% | 152.75 | 10% | 32.5 | 1% | 3.25 |  | 14.29% | 325 | 42% | 136.5 | 47% | 152.75 | 10% | 32.5 | 1% | 3.25 |  | 14.29% | 325 | 42% | 136.5 | 47% | 152.75 | 10% | 32.5 | 1% | 3.25 | 2275 | 2275 | #REF! | #REF!
[7 empty] | 0 |  | 0 |  | 0 |  | 0 |  | 0 |  | 0 |  |  | 0 |  | 0 |  | 0 |  | 0 |  | 0 |  |  | 0 |  | 0 |  | 0 |  | 0 |  | 0 |  |  | 0 |  | 0 |  | 0 |  | 0 |  | 0 |  |  | 0 |  | 0 |  | 0 |  | 0 |  | 0 |  |  | 0 |  | 0 |  | 0 |  | 0 |  | 0 |  |  | 0 |  | 0 |  | 0 |  | 0 |  | 0 |  |  | 0 |  | 0 |  | 0 |  | 0 |  | 0 | 0 | 0 | #REF! | #REF!
| Total |  |  |  | 5873139.0882 | 0 | 0 |  | 267597.5 |  | 112350 |  | 125725 |  | 26750 |  | 2772.5 | 0 |  | 2284552.4473 |  | 1064795.475 |  | 1121144.4366 |  | 89636.7857 |  | 8975.75 | 0 |  | 2578190.2284 |  | 1236791.9153 |  | 1311875.6894 |  | 5082.8383 |  | 24439.7853 | 0 |  | 706184.8102 |  | 148856.0543 |  | 144403.1011 |  | 408038.2281 |  | 4887.4268 | 0 |  | 263346.5234 |  | 112209.713 |  | 124246.7527 |  | 18998.2989 |  | 7891.7588 | 0 |  | -345636.0925 |  | -129111.6712 |  | -150886.2155 |  | -72095.9397 |  | -14021.2301 | 0 |  | 44433.9288 |  | 18536.2157 |  | 20785.1773 |  | 4636.7857 |  | 475.75 | 0 |  | 44433.9288 |  | 18536.2157 |  | 20785.1773 |  | 4636.7857 |  | 475.75 | 5873139.0882 | 5843103.2743 | #REF!
[7 empty] | 0 |  | 0 | [85 empty] | 0 | 0 | #REF! | #REF!
[7 empty] | 0 |  | 0 | [85 empty] | 0 | 0 | #REF! | #REF!
| Universal Wastes, Grease & Oil Removal | nt | 18783.4836 | 6.1224 | 115000 |  | 6 | [33 empty] | 100% | 115000 | 42% | 48300 | 47% | 54050 | 10% | 11500 | 1% | 1150
| Dispose of Refractory in Subtitle D Landfill | nt | 1157.4074 | 66.326 | 75231.4815 |  | 65 |  | 0 |  | 0 |  | 0 |  | 0 |  | 0 |  |  | 0 |  | 0 |  | 0 |  | 0 |  | 0 |  |  | 0 |  | 0 |  | 0 |  | 0 |  | 0 |  | 100% | 75231.4815 | 42% | 31597.2222 | 47% | 35358.7963 | 10% | 7523.1481 | 1% | 752.3148 |  |  | 0 |  | 0 |  | 0 |  | 0 |  | 0 |  |  | 0 |  | 0 |  | 0 |  | 0 |  | 0 |  |  | 0 |  | 0 |  | 0 |  | 0 |  | 0 |  |  | 0 |  | 0 |  | 0 |  | 0 |  | 0 | 75231.4815 | 75231.4815 | #REF! | #REF!
[95 empty] | 0 | 0 | #REF! | #REF!
|  |  |  | 31DEC16 Scrap Values | 6063370.5697 | [89 empty] | 6063370.5697 | 0 | #REF! | #REF!
|  |  |  | 06NOV15 Scrap Values | 5438763.8861
|  |  |  | August '15 Scrap values | 3694467
2368903.5697
| Note: 2016 Salvage Values were escalated from 2015 based on % from Power Advocate. |  |  |  | 2016-12-31 |  |  |  | 2016-12-31
[5 empty] | Unit |  |  |  | ADJ Unit | [85 empty] | Unit | #VALUE! | #REF! | #VALUE!
[5 empty] | Price |  |  |  | Price | [85 empty] | Price | #VALUE! | #REF! | #VALUE!
| * FE is based on the 31DEC15, 2015 Metal Prices Birmingham P&S 5' & under = $151.79 / GT and Escalated to 31DEC2016. |  |  |  | 147.0724 |  |  |  | -108.3696 | [85 empty] | 147.0724 | -108.3696 | #REF! | #REF!
| * AL is based on 31DEC15, 2015 LME Cash Official = $0.68/lb and Escalated to 31DEC2016. |  |  |  | 0.68399 |  |  |  | -0.38793 | [85 empty] | 0.68399 | -0.38793 | #REF! | #REF!
| * CU is based on 31DEC15, LME Cash Official = $2.14/lb and Escalated to 31DEC2016. |  |  |  | 1.9443 |  |  |  | -0.31414 | [85 empty] | 1.9443 | -0.31414 | #REF! | #REF!
| * SS is based on 31DEC15, LME 304 (18-8) Scrap Solids Processor = $0.38 / lb and Escalated to 31DEC2016. |  |  |  | 0.37675 |  |  |  | -0.137 | [85 empty] | 0.37675 | -0.137 | #REF! | #REF!
| *305 SS - is based on 31DEC15, LME 304 (18-8) Scrap Solids Processor = $0.38 / lb and Escalated to 31DEC2016. |  |  |  | 0.37675 |  |  |  | -0.17125 | [85 empty] | 0.37675 | -0.17125 | #REF! | #REF!
| * Transformers is based on 31DEC15, LME Cash Official = $2.29/lb | [93 empty] | 0 | 0 | #REF! | #REF!
| *Ti is based on 31DEC15, Secondary Market Tin Bearing >85% = $0..25/ lb and Escalated to 31DEC2016. |  |  |  | 0.24659 |  |  |  | -0.16439 | [85 empty] | 0.24659 | -0.16439 | #REF! | #REF!
| * Ad Brass is based of 31DEC15, Secondary Market Yellow Brass = $1.51 and Escalated to 31DEC2016. |  |  |  | 1.3714 |  |  |  | -1.4481 | [85 empty] | 1.3714 | -1.4481 | #REF! | #REF!
| * 90-10 CU-NI is based on 31DEC15, Secondary Market Cupro-Nickel Scrap 90-10 = $1.87 and Escalated to 31DEC2016. |  |  |  | 1.9908 |  |  |  | -1.5206 | [85 empty] | 1.9908 | -1.5206 | #REF! | #REF!
| *304 SS - is based on 31DEC15, LME 304 (18-8) Scrap Solids Processor = $0.38 / lb and Escalated to 31DEC2016. |  |  |  | 0.37675 |  |  |  | -0.2055
| Labor Escalation (4Q15 to 4Q16) |  |  |  | 2.04% |  |  |  | 1.0204

## Smith Import
[7 empty] | 10299537.2883 | 6063370.5697 |  | 12274724.5304 |  |  |  | 0 | 6063370.5697
WBS | FERC | UNIT | COEL | PLTCODE | QTY | UM | RATE | VALUE | COMMENT | MATERIALS | CLASSIFICATION | NOTES2016 | cRATE2016 | cVALUE2016 | BUCKET | OWNRSHP_PCT | OWNER | CCATDESC | 1 | 2 |  | 3 | 4 | 5 | 6 | 7 | 8 | 9
3090481 | 309 | C | CLR | SMITH-ASB | 1 | % | 21065.42 | 21065.42 | ADMINISTRATIVE & GENERAL OVERHEAD |  |  | ADMINISTRATIVE & GENERAL OVERHEAD | 21065.42 | 21065.42 | ASB | 1 | GULF | REMOVAL | SCS |  |  | 3: 3090481CCLRSMITH-ASB1%21065.42ADMINISTRATIVE & GENERAL OVERHEAD
3090481 | 309 | C | CLR | SMITH-ECO | 1 | % | 3600 | 3600 | ADMINISTRATIVE & GENERAL OVERHEAD |  |  | ADMINISTRATIVE & GENERAL OVERHEAD | 3600 | 3600 | ECO | 1 | GULF | REMOVAL | SCS |  |  | 3: 3090481CCLRSMITH-ECO1%3600ADMINISTRATIVE & GENERAL OVERHEAD
3090481 | 309 | C | CLR | SMITH-NON | 1 | % | 98081.8253 | 98081.8253 | ADMINISTRATIVE & GENERAL OVERHEAD |  |  | ADMINISTRATIVE & GENERAL OVERHEAD | 98081.8253 | 98081.8253 | NON | 1 | GULF | REMOVAL | SCS |  |  | 3: 3090481CCLRSMITH-NON1%98081.8253042252ADMINISTRATIVE & GENERAL OVERHEAD
311UND | 311 | C | CLR | SMITH-NON | 125 | nt | 244.896 | 30000 | ANCILLARY BUILDINGS - Demo |  |  | ANICILLARY BUILDINGS - Demo | 244.896 | 30000 | NON | 1 | GULF | REMOVAL | BDG | MARKUP | 54 | 3: 311UNDCCLRSMITH-NON125nt244.896ANCILLARY BUILDINGS - Demo
311UND | 311 | C | CMS | SMITH-NON | 125 | nt | -108.3696 | -22565.7895 | ANCILLARY BUILDINGS - FE SALES | STEEL |  | Scrap Market Values (MetalPrices.com) as projected to 31DEC16. | -108.3696 | -22565.7895 | NON | 1 | GULF | SALVAGE | BDG | MARKUP | 55 | 3: 311UNDCCMSSMITH-NON125nt-108.369573131976ANCILLARY BUILDINGS - FE SALES
3080261 | 308 | C | CLR | SMITH-NON | 2000 | MH | 101.26 | 202516 | APC ENGINEERING |  |  | SCS ENGINEERING | 101.26 | 202516 | NON | 1 | GULF | REMOVAL | SCS |  |  | 3: 3080261CCLRSMITH-NON2000MH101.26APC ENGINEERING
3040000 | 304 | 1 | 1LR | SMITH-ASB | 0 |  |  | 0 | CONTINGENCY |  |  | CONTINGENCY | 0 | 0 | ASB | 1 | GULF | REMOVAL | SCS |  |  | 3: 304000011LRSMITH-ASB0CONTINGENCY
3040000 | 304 | 2 | 2LR | SMITH-ASB | 0 |  |  | 0 | CONTINGENCY |  |  | CONTINGENCY | 0 | 0 | ASB | 1 | GULF | REMOVAL | SCS |  |  | 3: 304000022LRSMITH-ASB0CONTINGENCY
3040000 | 304 | C | CLR | SMITH-ASB | 0 |  |  | 0 | CONTINGENCY |  |  | CONTINGENCY | 0 | 0 | ASB | 1 | GULF | REMOVAL | SCS |  |  | 3: 3040000CCLRSMITH-ASB0CONTINGENCY
3040000 | 304 | 1 | 1LR | SMITH-ECO | 0 |  |  | 0 | CONTINGENCY |  |  | CONTINGENCY | 0 | 0 | ECO | 1 | GULF | REMOVAL | SCS |  |  | 3: 304000011LRSMITH-ECO0CONTINGENCY
3040000 | 304 | 2 | 2LR | SMITH-ECO | 0 |  |  | 0 | CONTINGENCY |  |  | CONTINGENCY | 0 | 0 | ECO | 1 | GULF | REMOVAL | SCS |  |  | 3: 304000022LRSMITH-ECO0CONTINGENCY
3040000 | 304 | C | CLR | SMITH-ECO | 0 |  |  | 0 | CONTINGENCY |  |  | CONTINGENCY | 0 | 0 | ECO | 1 | GULF | REMOVAL | SCS |  |  | 3: 3040000CCLRSMITH-ECO0CONTINGENCY
3040000 | 304 | 1 | 1LR | SMITH-NON | 0 |  |  | 0 | CONTINGENCY |  |  | CONTINGENCY | 0 | 0 | NON | 1 | GULF | REMOVAL | SCS |  |  | 3: 304000011LRSMITH-NON0CONTINGENCY
3040000 | 304 | 2 | 2LR | SMITH-NON | 0 |  |  | 0 | CONTINGENCY |  |  | CONTINGENCY | 0 | 0 | NON | 1 | GULF | REMOVAL | SCS |  |  | 3: 304000022LRSMITH-NON0CONTINGENCY
3040000 | 304 | 3CC | 3LRCC | SMITH-NON | 0 |  |  | 0 | CONTINGENCY |  |  | CONTINGENCY | 0 | 0 | NON | 1 | GULF | REMOVAL | SCS |  |  | 3: 30400003CC3LRCCSMITH-NON0CONTINGENCY
3040000 | 304 | 4CT | 4LRCT | SMITH-NON | 0 |  |  | 0 | CONTINGENCY |  |  | CONTINGENCY | 0 | 0 | NON | 1 | GULF | REMOVAL | SCS |  |  | 3: 30400004CT4LRCTSMITH-NON0CONTINGENCY
3040000 | 304 | C | CLR | SMITH-NON | 0 |  |  | 0 | CONTINGENCY |  |  | CONTINGENCY | 0 | 0 | NON | 1 | GULF | REMOVAL | SCS |  |  | 3: 3040000CCLRSMITH-NON0CONTINGENCY
3070201MO | 307 | C | CLR | SMITH-NON | 1 | LT | 200000 | 200000 | CONTRACTOR MOBILIZATION |  |  | CONTRACTOR MOBILIZATION | 200000 | 200000 | NON | 1 | GULF | REMOVAL | BDG |  | 4 | 3: 3070201MOCCLRSMITH-NON1LT200000CONTRACTOR MOBILIZATION
343UND | 343 | 3CC | 3MSCC | SMITH-NON | 30060 | lbs | -0.31414 | -11127.7495 | CTs - CU Sales | COPPER |  | Scrap Market Values (MetalPrices.com) as projected to 31DEC16. | -0.31414 | -11127.7495 | NON | 1 | GULF | SALVAGE | BDG | MARKUP | 42 | 3: 343UND3CC3MSCCSMITH-NON30060lbs-0.314144309790393CTs - CU Sales
345UND | 345 | 3CC | 3MSCC | SMITH-NON | 120240 | lbs | -0.31414 | -44510.9982 | CTs - CU Sales | COPPER |  | Scrap Market Values (MetalPrices.com) as projected to 31DEC16. | -0.31414 | -44510.9982 | NON | 1 | GULF | SALVAGE | BDG | MARKUP | 42 | 3: 345UND3CC3MSCCSMITH-NON120240lbs-0.314144309790393CTs - CU Sales
343UND | 343 | 4CT | 4MSCT | SMITH-NON | 5559 | lbs | -0.31414 | -2057.8563 | CTs - CU Sales | COPPER |  | Scrap Market Values (MetalPrices.com) as projected to 31DEC16. | -0.31414 | -2057.8563 | NON | 1 | GULF | SALVAGE | BDG | MARKUP | 49 | 3: 343UND4CT4MSCTSMITH-NON5559lbs-0.314144309790393CTs - CU Sales
345UND | 345 | 4CT | 4MSCT | SMITH-NON | 22236 | lbs | -0.31414 | -8231.4251 | CTs - CU Sales | COPPER |  | Scrap Market Values (MetalPrices.com) as projected to 31DEC16. | -0.31414 | -8231.4251 | NON | 1 | GULF | SALVAGE | BDG | MARKUP | 49 | 3: 345UND4CT4MSCTSMITH-NON22236lbs-0.314144309790393CTs - CU Sales
341UND | 341 | 3CC | 3LRCC | SMITH-NON | 1914 | nt | 244.896 | 468730.944 | CTs - DEMO |  |  | Main Power Block - DEMO | 244.896 | 468730.944 | NON | 1 | GULF | REMOVAL | BDG | MARKUP | 40 | 3: 341UND3CC3LRCCSMITH-NON1914nt244.896CTs - DEMO
343UND | 343 | 3CC | 3LRCC | SMITH-NON | 638 | nt | 244.896 | 156243.648 | CTs - DEMO |  |  | Main Power Block - DEMO | 244.896 | 156243.648 | NON | 1 | GULF | REMOVAL | BDG | MARKUP | 40 | 3: 343UND3CC3LRCCSMITH-NON638nt244.896CTs - DEMO
344UND | 344 | 3CC | 3LRCC | SMITH-NON | 478.5 | nt | 244.896 | 117182.736 | CTs - DEMO |  |  | Main Power Block - DEMO | 244.896 | 117182.736 | NON | 1 | GULF | REMOVAL | BDG | MARKUP | 40 | 3: 344UND3CC3LRCCSMITH-NON478.5nt244.896CTs - DEMO
345UND | 345 | 3CC | 3LRCC | SMITH-NON | 159.5 | nt | 244.896 | 39060.912 | CTs - DEMO |  |  | Main Power Block - DEMO | 244.896 | 39060.912 | NON | 1 | GULF | REMOVAL | BDG | MARKUP | 40 | 3: 345UND3CC3LRCCSMITH-NON159.5nt244.896CTs - DEMO
341UND | 341 | 4CT | 4LRCT | SMITH-NON | 175.2 | nt | 244.896 | 42905.7792 | CTs - DEMO |  |  | Main Power Block - DEMO | 244.896 | 42905.7792 | NON | 1 | GULF | REMOVAL | BDG | MARKUP | 47 | 3: 341UND4CT4LRCTSMITH-NON175.2nt244.896CTs - DEMO
343UND | 343 | 4CT | 4LRCT | SMITH-NON | 58.4 | nt | 244.896 | 14301.9264 | CTs - DEMO |  |  | Main Power Block - DEMO | 244.896 | 14301.9264 | NON | 1 | GULF | REMOVAL | BDG | MARKUP | 47 | 3: 343UND4CT4LRCTSMITH-NON58.4nt244.896CTs - DEMO
344UND | 344 | 4CT | 4LRCT | SMITH-NON | 43.8 | nt | 244.896 | 10726.4448 | CTs - DEMO |  |  | Main Power Block - DEMO | 244.896 | 10726.4448 | NON | 1 | GULF | REMOVAL | BDG | MARKUP | 47 | 3: 344UND4CT4LRCTSMITH-NON43.8nt244.896CTs - DEMO
345UND | 345 | 4CT | 4LRCT | SMITH-NON | 14.6 | nt | 244.896 | 3575.4816 | CTs - DEMO |  |  | Main Power Block - DEMO | 244.896 | 3575.4816 | NON | 1 | GULF | REMOVAL | BDG | MARKUP | 47 | 3: 345UND4CT4LRCTSMITH-NON14.6nt244.896CTs - DEMO
341UND | 341 | 3CC | 3MSCC | SMITH-NON | 1914 | nt | -108.3696 | -207419.363 | CTs - FE Sales | STEEL |  | Scrap Market Values (MetalPrices.com) as projected to 31DEC16. | -108.3696 | -207419.363 | NON | 1 | GULF | SALVAGE | BDG | MARKUP | 41 | 3: 341UND3CC3MSCCSMITH-NON1914nt-108.369573131976CTs - FE Sales
343UND | 343 | 3CC | 3MSCC | SMITH-NON | 797.5 | nt | -108.3696 | -86424.7346 | CTs - FE Sales | STEEL |  | Scrap Market Values (MetalPrices.com) as projected to 31DEC16. | -108.3696 | -86424.7346 | NON | 1 | GULF | SALVAGE | BDG | MARKUP | 41 | 3: 343UND3CC3MSCCSMITH-NON797.5nt-108.369573131976CTs - FE Sales
344UND | 344 | 3CC | 3MSCC | SMITH-NON | 478.5 | nt | -108.3696 | -51854.8407 | CTs - FE Sales | STEEL |  | Scrap Market Values (MetalPrices.com) as projected to 31DEC16. | -108.3696 | -51854.8407 | NON | 1 | GULF | SALVAGE | BDG | MARKUP | 41 | 3: 344UND3CC3MSCCSMITH-NON478.5nt-108.369573131976CTs - FE Sales
341UND | 341 | 4CT | 4MSCT | SMITH-NON | 175.2 | nt | -108.3696 | -18986.3492 | CTs - FE Sales | STEEL |  | Scrap Market Values (MetalPrices.com) as projected to 31DEC16. | -108.3696 | -18986.3492 | NON | 1 | GULF | SALVAGE | BDG | MARKUP | 48 | 3: 341UND4CT4MSCTSMITH-NON175.2nt-108.369573131976CTs - FE Sales
343UND | 343 | 4CT | 4MSCT | SMITH-NON | 73 | nt | -108.3696 | -7910.9788 | CTs - FE Sales | STEEL |  | Scrap Market Values (MetalPrices.com) as projected to 31DEC16. | -108.3696 | -7910.9788 | NON | 1 | GULF | SALVAGE | BDG | MARKUP | 48 | 3: 343UND4CT4MSCTSMITH-NON73nt-108.369573131976CTs - FE Sales
344UND | 344 | 4CT | 4MSCT | SMITH-NON | 43.8 | nt | -108.3696 | -4746.5873 | CTs - FE Sales | STEEL |  | Scrap Market Values (MetalPrices.com) as projected to 31DEC16. | -108.3696 | -4746.5873 | NON | 1 | GULF | SALVAGE | BDG | MARKUP | 48 | 3: 344UND4CT4MSCTSMITH-NON43.8nt-108.369573131976CTs - FE Sales
345UND | 345 | 3CC | 3MSCC | SMITH-NON | 220114.4192 | lbs | -0.31414 | -69147.6923 | CTs Transformers - CU Sales | COPPER | TRANSFORMER | Scrap Market Values (MetalPrices.com) as projected to 31DEC16. | -0.31414 | -69147.6923 | NON | 1 | GULF | SALVAGE | BDG | MARKUP | 45 | 3: 345UND3CC3MSCCSMITH-NON220114.419242003lbs-0.314144309790393CTs Transformers - CU Sales
345UND | 345 | 4CT | 4MSCT | SMITH-NON | 51360.0312 | lbs | -0.31414 | -16134.4615 | CTs Transformers - CU Sales | COPPER | TRANSFORMER | Scrap Market Values (MetalPrices.com) as projected to 31DEC16. | -0.31414 | -16134.4615 | NON | 1 | GULF | SALVAGE | BDG | MARKUP | 52 | 3: 345UND4CT4MSCTSMITH-NON51360.0311564674lbs-0.314144309790393CTs Transformers - CU Sales
345UND | 345 | 3CC | 3LRCC | SMITH-NON | 150 | nt | 244.896 | 36734.4 | CTs Transformers - Demo |  | TRANSFORMER | CTs Transformers - CU Sales | 244.896 | 36734.4 | NON | 1 | GULF | REMOVAL | BDG | MARKUP | 44 | 3: 345UND3CC3LRCCSMITH-NON150nt244.896CTs Transformers - Demo
345UND | 345 | 4CT | 4LRCT | SMITH-NON | 35 | nt | 244.896 | 8571.36 | CTs Transformers - Demo |  | TRANSFORMER | CTs Transformers - CU Sales | 244.896 | 8571.36 | NON | 1 | GULF | REMOVAL | BDG | MARKUP | 51 | 3: 345UND4CT4LRCTSMITH-NON35nt244.896CTs Transformers - Demo
345UND | 345 | 3CC | 3MSCC | SMITH-NON | 150 | nt | -108.3696 | -16255.436 | CTs Transformers - FE Sales | STEEL | TRANSFORMER | Scrap Market Values (MetalPrices.com) as projected to 31DEC16. | -108.3696 | -16255.436 | NON | 1 | GULF | SALVAGE | BDG | MARKUP | 46 | 3: 345UND3CC3MSCCSMITH-NON150nt-108.369573131976CTs Transformers - FE Sales
345UND | 345 | 4CT | 4MSCT | SMITH-NON | 35 | nt | -108.3696 | -3792.9351 | CTs Transformers - FE Sales | STEEL | TRANSFORMER | Scrap Market Values (MetalPrices.com) as projected to 31DEC16. | -108.3696 | -3792.9351 | NON | 1 | GULF | SALVAGE | BDG | MARKUP | 53 | 3: 345UND4CT4MSCTSMITH-NON35nt-108.369573131976CTs Transformers - FE Sales
3080241 | 308 | C | CLR | SMITH-NON | 1 | ls | 50000 | 50000 | Design bulkhead for intake and discharge tunnel |  |  | Design bulkhead for intake and discharge tunnel | 50000 | 50000 | NON | 1 | GULF | REMOVAL | BDG |  | 1 | 3: 3080241CCLRSMITH-NON1ls50000Design bulkhead for intake and discharge tunnel
312UND | 312 | 1 | 1LD | SMITH-NON | 486.1111 | nt | 66.326 | 31597.2222 | Dispose of Refractory in Subtitle D Landfill |  |  | Dispose of Refractory in Subtitle D Landfill | 66.326 | 31597.2222 | NON | 1 | GULF | DISPOSAL | BDG | MARKUP | 57 | 3: 312UND11LDSMITH-NON486.111111111111nt66.326Dispose of Refractory in Subtitle D Landfill
312UND | 312 | 2 | 2LD | SMITH-NON | 543.9815 | nt | 66.326 | 35358.7963 | Dispose of Refractory in Subtitle D Landfill |  |  | Dispose of Refractory in Subtitle D Landfill | 66.326 | 35358.7963 | NON | 1 | GULF | DISPOSAL | BDG | MARKUP | 57 | 3: 312UND22LDSMITH-NON543.981481481481nt66.326Dispose of Refractory in Subtitle D Landfill
312UND | 312 | 3CC | 3LDCC | SMITH-NON | 115.7407 | nt | 66.326 | 7523.1481 | Dispose of Refractory in Subtitle D Landfill |  |  | Dispose of Refractory in Subtitle D Landfill | 66.326 | 7523.1481 | NON | 1 | GULF | DISPOSAL | BDG | MARKUP | 57 | 3: 312UND3CC3LDCCSMITH-NON115.740740740741nt66.326Dispose of Refractory in Subtitle D Landfill
312UND | 312 | 4CT | 4LDCT | SMITH-NON | 11.5741 | nt | 66.326 | 752.3148 | Dispose of Refractory in Subtitle D Landfill |  |  | Dispose of Refractory in Subtitle D Landfill | 66.326 | 752.3148 | NON | 1 | GULF | DISPOSAL | BDG | MARKUP | 57 | 3: 312UND4CT4LDCTSMITH-NON11.5740740740741nt66.326Dispose of Refractory in Subtitle D Landfill
3110001LC | 311 | C | CLR | SMITH-NON | 2500000 | sf | 0.2551 | 625000 | Grade and Seeding |  |  | Grade and Seeding | 0.2551 | 625000 | NON | 1 | GULF | REMOVAL | BDG | MARKUP | 9 | 3: 3110001LCCCLRSMITH-NON2500000sf0.2551Grade and Seeding
314052102 | 314 | C | CLR | SMITH-NON | 1 | ls | 150000 | 150000 | Install Bulkhead in Intake & Discharge Tunnel |  |  | Install Bulkhead in Intake & Discharge Tunnel | 150000 | 150000 | NON | 1 | GULF | REMOVAL | BDG | MARKUP | 7 | 3: 314052102CCLRSMITH-NON1ls150000Install Bulkhead in Intake & Discharge Tunnel
307UND | 307 | C | CLR | SMITH-NON | 1 | ls | 150000 | 150000 | Install Electrical for Decommissioning Work |  |  | Install Electrical for Decommisioning Work | 150000 | 150000 | NON | 1 | GULF | REMOVAL | BDG |  | 8 | 3: 307UNDCCLRSMITH-NON1ls150000Install Electrical for Decommissioning Work
3120000AA | 312 | 1 | 1LD | SMITH-ASB | 315 | TN | 190.1683 | 59903 | INSULATION (ASBESTOS) |  |  | SFTNSIDING (ASBESTOS) | 190.1683 | 59903 | ASB | 1 | GULF | DISPOSAL | SCS | MARKUP |  | 3: 3120000AA11LDSMITH-ASB315TN190.168253968254INSULATION (ASBESTOS)
3120000AA | 312 | 1 | 1LR | SMITH-ASB | 126091 | SF | 8.3533 | 1053271 | INSULATION (ASBESTOS) |  |  | SFTNSIDING (ASBESTOS) | 8.3533 | 1053271 | ASB | 1 | GULF | REMOVAL | SCS | MARKUP |  | 3: 3120000AA11LRSMITH-ASB126091SF8.35326074025902INSULATION (ASBESTOS)
3120000AA | 312 | 2 | 2LD | SMITH-ASB | 315 | TN | 190.1683 | 59903 | INSULATION (ASBESTOS) |  |  | SFTNSIDING (ASBESTOS) | 190.1683 | 59903 | ASB | 1 | GULF | DISPOSAL | SCS | MARKUP |  | 3: 3120000AA22LDSMITH-ASB315TN190.168253968254INSULATION (ASBESTOS)
3120000AA | 312 | 2 | 2LR | SMITH-ASB | 126091 | SF | 8.3533 | 1053271 | INSULATION (ASBESTOS) |  |  | SFTNSIDING (ASBESTOS) | 8.3533 | 1053271 | ASB | 1 | GULF | REMOVAL | SCS | MARKUP |  | 3: 3120000AA22LRSMITH-ASB126091SF8.35326074025902INSULATION (ASBESTOS)
312UND | 312 | 1 | 1MS | SMITH-NON | 114141.6 | lbs | -0.38793 | -44560.2799 | Main Power Block - AL Sales | ALUMINUM |  | Scrap Market Values (MetalPrices.com) as projected to 31DEC16. | -0.38793 | -44560.2799 | NON | 1 | GULF | SALVAGE | BDG | MARKUP | 12 | 3: 312UND11MSSMITH-NON114141.6lbs-0.387933012716418Main Power Block - AL Sales
312UND | 312 | 2 | 2MS | SMITH-NON | 129550.716 | lbs | -0.38793 | -50575.9177 | Main Power Block - AL Sales | ALUMINUM |  | Scrap Market Values (MetalPrices.com) as projected to 31DEC16. | -0.38793 | -50575.9177 | NON | 1 | GULF | SALVAGE | BDG | MARKUP | 26 | 3: 312UND22MSSMITH-NON129550.716lbs-0.387933012716418Main Power Block - AL Sales
311UND | 311 | 1 | 1LR | SMITH-NON | 10481.4815 | cy | 40 | 419259.2593 | Main Power Block - Backfill Basement |  |  | Main Power Block - (4) Coal Silos | 40 | 419259.2593 | NON | 1 | GULF | REMOVAL | BDG | MARKUP | 23 | 3: 311UND11LRSMITH-NON10481.4814814815cy40Main Power Block - Backfill Basement
311UND | 311 | 2 | 2LR | SMITH-NON | 11896.4815 | cy | 40.816 | 475859.2593 | Main Power Block - Backfill Basement |  |  | Main Power Block - (4) Coal Silos | 40.816 | 475859.2593 | NON | 1 | GULF | REMOVAL | BDG | MARKUP | 36 | 3: 311UND22LRSMITH-NON11896.4814814815cy40.816Main Power Block - Backfill Basement
312UND | 312 | 1 | 1LR | SMITH-NON | 0.5 | ea | 100000 | 50000 | Main Power Block - Brick Stack |  |  | Main Power Block - Brick Stack | 100000 | 50000 | NON | 1 | GULF | REMOVAL | BDG | MARKUP | 18 | 3: 312UND11LRSMITH-NON0.5ea100000Main Power Block - Brick Stack
312UND | 312 | 2 | 2LR | SMITH-NON | 0.5 | ea | 100000 | 50000 | Main Power Block - Brick Stack |  |  | Main Power Block - Brick Stack | 100000 | 50000 | NON | 1 | GULF | REMOVAL | BDG | MARKUP | 18 | 3: 312UND22LRSMITH-NON0.5ea100000Main Power Block - Brick Stack
314UND | 314 | 1 | 1MS | SMITH-NON | 157500 | lbs | -1.5206 | -249243.75 | Main Power Block - Condenser Tubes (90-10, CU Ni) | CUPRO-NICKEL |  | Scrap Market Values (MetalPrices.com) as projected to 31DEC16. | -1.5206 | -249243.75 | NON | 1 | GULF | SALVAGE | BDG | MARKUP | 16 | 3: 314UND11MSSMITH-NON157500lbs-1.52060666331658Main Power Block - Condenser Tubes (90-10, CU Ni)
314UND | 314 | 2 | 2MS | SMITH-NON | 180000 | lbs | -1.5206 | -284850 | Main Power Block - Condenser Tubes (90-10, CU Ni) | CUPRO-NICKEL |  | Scrap Market Values (MetalPrices.com) as projected to 31DEC16. | -1.5206 | -284850 | NON | 1 | GULF | SALVAGE | BDG | MARKUP | 30 | 3: 314UND22MSSMITH-NON180000lbs-1.52060666331658Main Power Block - Condenser Tubes (90-10, CU Ni)
312UND | 312 | 1 | 1MS | SMITH-NON | 215600.8 | lbs | -0.31414 | -79812.0992 | Main Power Block - CU Sales | COPPER |  | Scrap Market Values (MetalPrices.com) as projected to 31DEC16. | -0.31414 | -79812.0992 | NON | 1 | GULF | SALVAGE | BDG | MARKUP | 13 | 3: 312UND11MSSMITH-NON215600.8lbs-0.314144309790393Main Power Block - CU Sales
315UND | 315 | 1 | 1MS | SMITH-NON | 862403.2 | lbs | -0.31414 | -319248.3969 | Main Power Block - CU Sales | COPPER |  | Scrap Market Values (MetalPrices.com) as projected to 31DEC16. | -0.31414 | -319248.3969 | NON | 1 | GULF | SALVAGE | BDG | MARKUP | 13 | 3: 315UND11MSSMITH-NON862403.2lbs-0.314144309790393Main Power Block - CU Sales
312UND | 312 | 2 | 2MS | SMITH-NON | 244706.908 | lbs | -0.31414 | -90586.7326 | Main Power Block - CU Sales | COPPER |  | Scrap Market Values (MetalPrices.com) as projected to 31DEC16. | -0.31414 | -90586.7326 | NON | 1 | GULF | SALVAGE | BDG | MARKUP | 27 | 3: 312UND22MSSMITH-NON244706.908lbs-0.314144309790393Main Power Block - CU Sales
315UND | 315 | 2 | 2MS | SMITH-NON | 978827.632 | lbs | -0.31414 | -362346.9305 | Main Power Block - CU Sales | COPPER |  | Scrap Market Values (MetalPrices.com) as projected to 31DEC16. | -0.31414 | -362346.9305 | NON | 1 | GULF | SALVAGE | BDG | MARKUP | 27 | 3: 315UND22MSSMITH-NON978827.632lbs-0.314144309790393Main Power Block - CU Sales
311UND | 311 | 1 | 1LR | SMITH-NON | 7549.44 | nt | 244.896 | 1848827.6582 | Main Power Block - DEMO |  |  | Main Power Block - DEMO | 244.896 | 1848827.6582 | NON | 1 | GULF | REMOVAL | BDG | MARKUP | 10 | 3: 311UND11LRSMITH-NON7549.44nt244.896Main Power Block - DEMO
312UND | 312 | 1 | 1LR | SMITH-NON | 2516.48 | nt | 244.896 | 616275.8861 | Main Power Block - DEMO |  |  | Main Power Block - DEMO | 244.896 | 616275.8861 | NON | 1 | GULF | REMOVAL | BDG | MARKUP | 10 | 3: 312UND11LRSMITH-NON2516.48nt244.896Main Power Block - DEMO
314UND | 314 | 1 | 1LR | SMITH-NON | 1887.36 | nt | 244.896 | 462206.9146 | Main Power Block - DEMO |  |  | Main Power Block - DEMO | 244.896 | 462206.9146 | NON | 1 | GULF | REMOVAL | BDG | MARKUP | 10 | 3: 314UND11LRSMITH-NON1887.36nt244.896Main Power Block - DEMO
315UND | 315 | 1 | 1LR | SMITH-NON | 629.12 | nt | 244.896 | 154068.9715 | Main Power Block - DEMO |  |  | Main Power Block - DEMO | 244.896 | 154068.9715 | NON | 1 | GULF | REMOVAL | BDG | MARKUP | 10 | 3: 315UND11LRSMITH-NON629.12nt244.896Main Power Block - DEMO
311UND | 311 | 2 | 2LR | SMITH-NON | 8564.7144 | nt | 244.896 | 2097464.2977 | Main Power Block - DEMO |  |  | Main Power Block - DEMO | 244.896 | 2097464.2977 | NON | 1 | GULF | REMOVAL | BDG | MARKUP | 24 | 3: 311UND22LRSMITH-NON8564.7144nt244.896Main Power Block - DEMO
312UND | 312 | 2 | 2LR | SMITH-NON | 2854.9048 | nt | 244.896 | 699154.7659 | Main Power Block - DEMO |  |  | Main Power Block - DEMO | 244.896 | 699154.7659 | NON | 1 | GULF | REMOVAL | BDG | MARKUP | 24 | 3: 312UND22LRSMITH-NON2854.9048nt244.896Main Power Block - DEMO
314UND | 314 | 2 | 2LR | SMITH-NON | 2141.1786 | nt | 244.896 | 524366.0744 | Main Power Block - DEMO |  |  | Main Power Block - DEMO | 244.896 | 524366.0744 | NON | 1 | GULF | REMOVAL | BDG | MARKUP | 24 | 3: 314UND22LRSMITH-NON2141.1786nt244.896Main Power Block - DEMO
315UND | 315 | 2 | 2LR | SMITH-NON | 713.7262 | nt | 244.896 | 174788.6915 | Main Power Block - DEMO |  |  | Main Power Block - DEMO | 244.896 | 174788.6915 | NON | 1 | GULF | REMOVAL | BDG | MARKUP | 24 | 3: 315UND22LRSMITH-NON713.7262nt244.896Main Power Block - DEMO
311UND | 311 | 1 | 1MS | SMITH-NON | 7549.44 | nt | -108.3696 | -818129.5902 | Main Power Block - FE Sales | STEEL |  | Scrap Market Values (MetalPrices.com) as projected to 31DEC16. | -108.3696 | -818129.5902 | NON | 1 | GULF | SALVAGE | BDG | MARKUP | 11 | 3: 311UND11MSSMITH-NON7549.44nt-108.369573131976Main Power Block - FE Sales
312UND | 312 | 1 | 1MS | SMITH-NON | 3145.6 | nt | -108.3696 | -340887.3292 | Main Power Block - FE Sales | STEEL |  | Scrap Market Values (MetalPrices.com) as projected to 31DEC16. | -108.3696 | -340887.3292 | NON | 1 | GULF | SALVAGE | BDG | MARKUP | 11 | 3: 312UND11MSSMITH-NON3145.6nt-108.369573131976Main Power Block - FE Sales
314UND | 314 | 1 | 1MS | SMITH-NON | 1887.36 | nt | -108.3696 | -204532.3975 | Main Power Block - FE Sales | STEEL |  | Scrap Market Values (MetalPrices.com) as projected to 31DEC16. | -108.3696 | -204532.3975 | NON | 1 | GULF | SALVAGE | BDG | MARKUP | 11 | 3: 314UND11MSSMITH-NON1887.36nt-108.369573131976Main Power Block - FE Sales
311UND | 311 | 2 | 2MS | SMITH-NON | 8564.7144 | nt | -108.3696 | -928154.4435 | Main Power Block - FE Sales | STEEL |  | Scrap Market Values (MetalPrices.com) as projected to 31DEC16. | -108.3696 | -928154.4435 | NON | 1 | GULF | SALVAGE | BDG | MARKUP | 25 | 3: 311UND22MSSMITH-NON8564.7144nt-108.369573131976Main Power Block - FE Sales
312UND | 312 | 2 | 2MS | SMITH-NON | 3568.631 | nt | -108.3696 | -386731.0181 | Main Power Block - FE Sales | STEEL |  | Scrap Market Values (MetalPrices.com) as projected to 31DEC16. | -108.3696 | -386731.0181 | NON | 1 | GULF | SALVAGE | BDG | MARKUP | 25 | 3: 312UND22MSSMITH-NON3568.631nt-108.369573131976Main Power Block - FE Sales
314UND | 314 | 2 | 2MS | SMITH-NON | 2141.1786 | nt | -108.3696 | -232038.6109 | Main Power Block - FE Sales | STEEL |  | Scrap Market Values (MetalPrices.com) as projected to 31DEC16. | -108.3696 | -232038.6109 | NON | 1 | GULF | SALVAGE | BDG | MARKUP | 25 | 3: 314UND22MSSMITH-NON2141.1786nt-108.369573131976Main Power Block - FE Sales
312UND | 312 | 1 | 1MS | SMITH-NON | 152188.8 | lbs | -0.137 | -27993.6089 | Main Power Block - SS Sales | STAINLESS STEEL |  | Scrap Market Values (MetalPrices.com) as projected to 31DEC16. | -0.137 | -27993.6089 | NON | 1 | GULF | SALVAGE | BDG | MARKUP | 14 | 3: 312UND11MSSMITH-NON152188.8lbs-0.13699904Main Power Block - SS Sales
312UND | 312 | 2 | 2MS | SMITH-NON | 172734.288 | lbs | -0.137 | -31772.7461 | Main Power Block - SS Sales | STAINLESS STEEL |  | Scrap Market Values (MetalPrices.com) as projected to 31DEC16. | -0.137 | -31772.7461 | NON | 1 | GULF | SALVAGE | BDG | MARKUP | 28 | 3: 312UND22MSSMITH-NON172734.288lbs-0.13699904Main Power Block - SS Sales
314UND | 314 | 1 | 1LR | SMITH-NON | 666.6667 | cy | 107.142 | 70000 | Main Power Block - Turbine Foundations Concrete |  |  | Main Power Block - Turbine Foundations Concrete | 107.142 | 70000 | NON | 1 | GULF | REMOVAL | BDG | MARKUP | 15 | 3: 314UND11LRSMITH-NON666.666666666667cy107.142Main Power Block - Turbine Foundations Concrete
314UND | 314 | 2 | 2LR | SMITH-NON | 800 | cy | 107.142 | 84000 | Main Power Block - Turbine Foundations Concrete |  |  | Main Power Block - Turbine Foundations Concrete | 107.142 | 84000 | NON | 1 | GULF | REMOVAL | BDG | MARKUP | 29 | 3: 314UND22LRSMITH-NON800cy107.142Main Power Block - Turbine Foundations Concrete
3110061 | 311 | C | CLR | SMITH-NON | 50000 | sf | 2500 | 225000 | Pavement Repairs |  |  | Pavement Repairs | 2500 | 225000 | NON | 1 | GULF | REMOVAL | BDG | MARKUP | 5 | 3: 3110061CCLRSMITH-NON50000sf2500Pavement Repairs
3080268EA | 308 | C | CLR | SMITH-NON | 1 | ls | 150000 | 150000 | Perform environmental survey of above grade structures |  |  | Perform environmental survey of above grade structures | 150000 | 150000 | NON | 1 | GULF | REMOVAL | BDG |  | 2 | 3: 3080268EACCLRSMITH-NON1ls150000Perform environmental survey of above grade structures
3080268 | 308 | C | CLR | SMITH-ASB | 1 | LT | 1685.2336 | 1685.2336 | PERMITS |  |  | PERMITS | 1685.2336 | 1685.2336 | ASB | 1 | GULF | REMOVAL | SCS |  |  | 3: 3080268CCLRSMITH-ASB1LT1685.2336PERMITS
3080268 | 308 | C | CLR | SMITH-ECO | 1 | LT | 288 | 288 | PERMITS |  |  | PERMITS | 288 | 288 | ECO | 1 | GULF | REMOVAL | SCS |  |  | 3: 3080268CCLRSMITH-ECO1LT288PERMITS
3080268 | 308 | C | CLR | SMITH-NON | 1 | LT | 7846.546 | 7846.546 | PERMITS |  |  | PERMITS | 7846.546 | 7846.546 | NON | 1 | GULF | REMOVAL | SCS |  |  | 3: 3080268CCLRSMITH-NON1LT7846.54602433801PERMITS
3070041 | 307 | C | CLR | SMITH-NON | 4 | MY | 135010.76 | 540043.04 | POWER GENERATION SUPERVISION |  |  | POWER GENERATION SUPERVISION | 135010.76 | 540043.04 | NON | 1 | GULF | REMOVAL | SCS |  |  | 3: 3070041CCLRSMITH-NON4MY135010.76POWER GENERATION SUPERVISION
312UND | 312 | 1 | 1LR | SMITH-ECO | 750 | nt | 244.896 | 180000 | Precipitators - DEMO |  |  | Precipitators - DEMO | 244.896 | 180000 | ECO | 1 | GULF | REMOVAL | BDG | MARKUP | 36 | 3: 312UND11LRSMITH-ECO750nt244.896Precipitators - DEMO
312UND | 312 | 2 | 2LR | SMITH-ECO | 750 | nt | 244.896 | 180000 | Precipitators - DEMO |  |  | Precipitators - DEMO | 244.896 | 180000 | ECO | 1 | GULF | REMOVAL | BDG | MARKUP | 38 | 3: 312UND22LRSMITH-ECO750nt244.896Precipitators - DEMO
312UND | 312 | 1 | 1MS | SMITH-ECO | 750 | nt | -108.3696 | -135394.7368 | Precipitators - FE Sales | STEEL |  | Scrap Market Values (MetalPrices.com) as projected to 31DEC16. | -108.3696 | -135394.7368 | ECO | 1 | GULF | SALVAGE | BDG | MARKUP | 37 | 3: 312UND11MSSMITH-ECO750nt-108.369573131976Precipitators - FE Sales
312UND | 312 | 2 | 2MS | SMITH-ECO | 750 | nt | -108.3696 | -135394.7368 | Precipitators - FE Sales | STEEL |  | Scrap Market Values (MetalPrices.com) as projected to 31DEC16. | -108.3696 | -135394.7368 | ECO | 1 | GULF | SALVAGE | BDG | MARKUP | 39 | 3: 312UND22MSSMITH-ECO750nt-108.369573131976Precipitators - FE Sales
3111002CN | 311 | 1 | 1LD | SMITH-NON | 18000 | nt | 15.306 | 270000 | Process, haul and backfill brick & block |  |  | Process, haul and backfill brick & block | 15.306 | 270000 | NON | 1 | GULF | DISPOSAL | BDG | MARKUP | 19 | 3: 311UNDCCLRSMITH-NON1ls100000Utility Disconnects
3111002CN | 311 | 2 | 2LD | SMITH-NON | 15000 | nt | 15.306 | 225000 | Process, haul and backfill brick & block |  |  | Process, haul and backfill brick & block | 15.306 | 225000 | NON | 1 | GULF | DISPOSAL | BDG | MARKUP | 32 | 3: 3111002CN22LDSMITH-NON15000nt15.306Process, haul and backfill brick & block
3080241 | 308 | C | CLR | SMITH-ASB | 1 | % | 21065.42 | 21065.42 | SCS ENGINEERING |  |  | GPC ENGINEERING | 21065.42 | 21065.42 | ASB | 1 | GULF | REMOVAL | SCS |  |  | 3: 3080241CCLRSMITH-ASB1%21065.42SCS ENGINEERING
3080241 | 308 | C | CLR | SMITH-ECO | 3 | % | 3600 | 10800 | SCS ENGINEERING |  |  | GPC ENGINEERING | 3600 | 10800 | ECO | 1 | GULF | REMOVAL | SCS |  |  | 3: 3080241CCLRSMITH-ECO3%3600SCS ENGINEERING
3080241 | 308 | C | CLR | SMITH-NON | 3 | % | 98081.8253 | 294245.4759 | SCS ENGINEERING |  |  | GPC ENGINEERING | 98081.8253 | 294245.4759 | NON | 1 | GULF | REMOVAL | SCS |  |  | 3: 3080241CCLRSMITH-NON3%98081.8253042252SCS ENGINEERING
3070221 | 307 | C | CLR | SMITH-NON | 14 | MY | 50750.31 | 710504.34 | SECURITY SERVICES |  |  | SECURITY SERVICES | 50750.31 | 710504.34 | NON | 1 | GULF | REMOVAL | SCS |  |  | 3: 3070221CCLRSMITH-NON14MY50750.31SECURITY SERVICES
3080241SW | 308 | C | CLR | SMITH-NON | 1 | ls | 30000 | 30000 | Storm Water Prevention Plan |  |  | Storm Water Prevention Plan | 30000 | 30000 | NON | 1 | GULF | REMOVAL | BDG |  | 3 | 3: 3080241SWCCLRSMITH-NON1ls30000Storm Water Prevention Plan
3070201 | 307 | C | CLR | SMITH-NON | 2 | % | 98081.8253 | -3836.3494 | TEMPORARY CONSTRUCTION SERVICES |  |  | 2% of FERCs 310 and above less "Install Electrical for Decommisioning Work". | 98081.8253 | -3836.3494 | NON | 1 | GULF | REMOVAL | SCS |  |  | 3: 3070201CCLRSMITH-NON2%98081.8253042252TEMPORARY CONSTRUCTION SERVICES
3070201 | 307 | C | CLR | SMITH-ASB | 1 | % | 21065.42 | 21065.42 | TEMPORARY CONSTRUCTION SERVICES |  |  | TEMPORARY CONSTRUCTION SERVICES | 21065.42 | 21065.42 | ASB | 1 | GULF | REMOVAL | SCS |  |  | 3: 3070201CCLRSMITH-ASB1%21065.42TEMPORARY CONSTRUCTION SERVICES
3070201 | 307 | C | CLR | SMITH-ECO | 2 | % | 3600 | 7200 | TEMPORARY CONSTRUCTION SERVICES |  |  | TEMPORARY CONSTRUCTION SERVICES | 3600 | 7200 | ECO | 1 | GULF | REMOVAL | SCS |  |  | 3: 3070201CCLRSMITH-ECO2%3600TEMPORARY CONSTRUCTION SERVICES
311UND | 311 | 1 | 1LD | SMITH-NON | 285.354 | nt | 66.326 | 18548.01 | Transport & Dispose of Combustibles |  |  | Transport & Dispose of Combustibles | 66.326 | 18548.01 | NON | 1 | GULF | DISPOSAL | BDG | MARKUP | 17 | 3: 311UND11LDSMITH-NON285.354nt66.326Transport & Dispose of Combustibles
311UND | 311 | 2 | 2LD | SMITH-NON | 323.8768 | nt | 66.326 | 21051.9913 | Transport & Dispose of Combustibles |  |  | Transport & Dispose of Combustibles | 66.326 | 21051.9913 | NON | 1 | GULF | DISPOSAL | BDG | MARKUP | 31 | 3: 311UND22LDSMITH-NON323.87679nt66.326Transport & Dispose of Combustibles
341UND | 341 | 3CC | 3LDCC | SMITH-NON | 92 | nt | 66.326 | 5980 | Transport & Dispose of Combustibles |  |  | Transport & Dispose of Combustibles | 66.326 | 5980 | NON | 1 | GULF | DISPOSAL | BDG | MARKUP | 43 | 3: 341UND3CC3LDCCSMITH-NON92nt66.326Transport & Dispose of Combustibles
341UND | 341 | 4CT | 4LDCT | SMITH-NON | 12 | nt | 66.326 | 780 | Transport & Dispose of Combustibles |  |  | Transport & Dispose of Combustibles | 66.326 | 780 | NON | 1 | GULF | DISPOSAL | BDG | MARKUP | 50 | 3: 341UND4CT4LDCTSMITH-NON12nt66.326Transport & Dispose of Combustibles
341UND | 341 | C | CLD | SMITH-NON | 35 | nt | 66.326 | 2275 | Transport & Dispose of Combustibles |  |  | Transport & Dispose of Combustibles | 66.326 | 2275 | NON | 1 | GULF | DISPOSAL | BDG | MARKUP | 56 | 3: 341UNDCCLDSMITH-NON35nt66.326Transport & Dispose of Combustibles
315UND | 315 | 1 | 1MS | SMITH-NON | 146742.9462 | lbs | -0.31414 | -46098.4615 | Unit & Service Transformers - CU Sales | COPPER | TRANSFORMER | Scrap Market Values (MetalPrices.com) as projected to 31DEC16. | -0.31414 | -46098.4615 | NON | 1 | GULF | SALVAGE | BDG | MARKUP | 21 | 3: 315UND11MSSMITH-NON146742.946161336lbs-0.314144309790393Unit & Service Transformers - CU Sales
315UND | 315 | 2 | 2MS | SMITH-NON | 176091.5354 | lbs | -0.31414 | -55318.1538 | Unit & Service Transformers - CU Sales | COPPER | TRANSFORMER | Scrap Market Values (MetalPrices.com) as projected to 31DEC16. | -0.31414 | -55318.1538 | NON | 1 | GULF | SALVAGE | BDG | MARKUP | 34 | 3: 315UND22MSSMITH-NON176091.535393603lbs-0.314144309790393Unit & Service Transformers - CU Sales
315UND | 315 | 1 | 1LR | SMITH-NON | 100 | nt | 244.896 | 24489.6 | Unit & Service Transformers - Demo |  | TRANSFORMER | Main Substation Transformers - Demo | 244.896 | 24489.6 | NON | 1 | GULF | REMOVAL | BDG | MARKUP | 20 | 3: 315UND11LRSMITH-NON100nt244.896Unit & Service Transformers - Demo
315UND | 315 | 2 | 2LR | SMITH-NON | 120 | nt | 244.896 | 29387.52 | Unit & Service Transformers - Demo |  | TRANSFORMER | Main Substation Transformers - Demo | 244.896 | 29387.52 | NON | 1 | GULF | REMOVAL | BDG | MARKUP | 33 | 3: 315UND22LRSMITH-NON120nt244.896Unit & Service Transformers - Demo
315UND | 315 | 1 | 1MS | SMITH-NON | 100 | nt | -108.3696 | -10836.9573 | Unit & Service Transformers - FE Sales | STEEL | TRANSFORMER | Scrap Market Values (MetalPrices.com) as projected to 31DEC16. | -108.3696 | -10836.9573 | NON | 1 | GULF | SALVAGE | BDG | MARKUP | 22 | 3: 315UND11MSSMITH-NON100nt-108.369573131976Unit & Service Transformers - FE Sales
315UND | 315 | 2 | 2MS | SMITH-NON | 120 | nt | -108.3696 | -13004.3488 | Unit & Service Transformers - FE Sales | STEEL | TRANSFORMER | Scrap Market Values (MetalPrices.com) as projected to 31DEC16. | -108.3696 | -13004.3488 | NON | 1 | GULF | SALVAGE | BDG | MARKUP | 35 | 3: 315UND22MSSMITH-NON120nt-108.369573131976Unit & Service Transformers - FE Sales
3430000FM | 343 | 1 | 1LD | SMITH-NON | 231.4815 | nt | 66.326 |  | Universal Wastes, Grease & Oil Removal |  |  | Universal Wastes, Grease & Oil Removal | 66.326 | 0 | NON | 1 | GULF | DISPOSAL | BDG | MARKUP |  | 3: 3430000FM11LDSMITH-NON231.481481481481nt66.326Universal Wastes, Grease & Oil Removal
3430000FM | 343 | 1 | 1LD | SMITH-NON | 7889.0631 | nt | 6.1224 | 48300 | Universal Wastes, Grease & Oil Removal |  |  | Universal Wastes, Grease & Oil Removal | 6.1224 | 48300 | NON | 1 | GULF | DISPOSAL | BDG | MARKUP |  | 3: 3430000FM11LDSMITH-NON7889.0631125049nt6.1224Universal Wastes, Grease & Oil Removal
3430000FM | 343 | 2 | 2LD | SMITH-NON | 8828.2373 | nt | 6.1224 | 54050 | Universal Wastes, Grease & Oil Removal |  |  | Universal Wastes, Grease & Oil Removal | 6.1224 | 54050 | NON | 1 | GULF | DISPOSAL | BDG | MARKUP |  | 3: 3430000FM22LDSMITH-NON8828.23729256501nt6.1224Universal Wastes, Grease & Oil Removal
3430000FM | 343 | 2 | 2LD | SMITH-NON | 231.4815 | nt | 66.326 |  | Universal Wastes, Grease & Oil Removal |  |  | Universal Wastes, Grease & Oil Removal | 66.326 | 0 | NON | 1 | GULF | DISPOSAL | BDG | MARKUP |  | 3: 3430000FM22LDSMITH-NON231.481481481481nt66.326Universal Wastes, Grease & Oil Removal
3430000FM | 343 | 3CC | 3LDCC | SMITH-NON | 1878.3484 | nt | 6.1224 | 11500 | Universal Wastes, Grease & Oil Removal |  |  | Universal Wastes, Grease & Oil Removal | 6.1224 | 11500 | NON | 1 | GULF | DISPOSAL | BDG | MARKUP |  | 3: 3430000FM3CC3LDCCSMITH-NON1878.34836012021nt6.1224Universal Wastes, Grease & Oil Removal
3430000FM | 343 | 3CC | 3LDCC | SMITH-NON | 115.7407 | nt | 66.326 |  | Universal Wastes, Grease & Oil Removal |  |  | Universal Wastes, Grease & Oil Removal | 66.326 | 0 | NON | 1 | GULF | DISPOSAL | BDG | MARKUP |  | 3: 3430000FM3CC3LDCCSMITH-NON115.740740740741nt66.326Universal Wastes, Grease & Oil Removal
3430000FM | 343 | 4CT | 4LDCT | SMITH-NON | 187.8348 | nt | 6.1224 | 1150 | Universal Wastes, Grease & Oil Removal |  |  | Universal Wastes, Grease & Oil Removal | 6.1224 | 1150 | NON | 1 | GULF | DISPOSAL | BDG | MARKUP |  | 3: 3430000FM4CT4LDCTSMITH-NON187.834836012021nt6.1224Universal Wastes, Grease & Oil Removal
3430000FM | 343 | 4CT | 4LDCT | SMITH-NON | 115.7407 | nt | 66.326 |  | Universal Wastes, Grease & Oil Removal |  |  | Universal Wastes, Grease & Oil Removal | 66.326 | 0 | NON | 1 | GULF | DISPOSAL | BDG | MARKUP |  | 3: 3430000FM4CT4LDCTSMITH-NON115.740740740741nt66.326Universal Wastes, Grease & Oil Removal
311UND | 311 | C | CLR | SMITH-NON | 1 | ls | 100000 | 100000 | Utility Disconnects |  |  | Utility Disconnects | 100000 | 100000 | NON | 1 | GULF | REMOVAL | BDG | MARKUP | 6 | 3: 311UNDCCLRSMITH-NON1ls100000Utility Disconnects
3080361 | 308 | C | CLR | SMITH-ASB | 0.6 | % | 21065.42 | 12639.252 | WRAP-UP AND ALL-RISK INSURANCE |  |  | WRAP-UP AND ALL-RISK INSURANCE | 21065.42 | 12639.252 | ASB | 1 | GULF | REMOVAL | SCS |  |  | 3: 3080361CCLRSMITH-ASB0.6%21065.42WRAP-UP AND ALL-RISK INSURANCE
3080361 | 308 | C | CLR | SMITH-ECO | 0.6 | % | 3600 | 2160 | WRAP-UP AND ALL-RISK INSURANCE |  |  | WRAP-UP AND ALL-RISK INSURANCE | 3600 | 2160 | ECO | 1 | GULF | REMOVAL | SCS |  |  | 3: 3080361CCLRSMITH-ECO0.6%3600WRAP-UP AND ALL-RISK INSURANCE
3080361 | 308 | C | CLR | SMITH-NON | 0.6 | % | 98081.8253 | 58849.0952 | WRAP-UP AND ALL-RISK INSURANCE |  |  | WRAP-UP AND ALL-RISK INSURANCE | 98081.8253 | 58849.0952 | NON | 1 | GULF | REMOVAL | SCS |  |  | 3: 3080361CCLRSMITH-NON0.6%98081.8253042252WRAP-UP AND ALL-RISK INSURANCE

## Smith
|  | Total |  |  |  |  | 308 Engineering | [10 empty] | 310 Land and Land Rights | [10 empty] | 311 Structure and Imporvements | [10 empty] | 312 Boiler Plant Equipment | [10 empty] | 314 Turbogenerator Units | [10 empty] | 315 Accesory Electric Equipment | [10 empty] | 316 Miscellaneous Power Plant Equipment | [10 empty] | 343 Prime Movers
[9 empty] | Unit 1 |  | Unit 2 |  | Unit 3 CC |  | Unit A CT |  |  |  |  | Unit 1 |  | Unit 2 |  | Unit 3 CC |  | Unit A CT |  |  |  |  | Unit 1 |  | Unit 2 |  | Unit 3 CC |  | Unit A CT |  |  |  |  | Unit 1 |  | Unit 2 |  | Unit 3 CC |  | Unit A CT |  |  |  |  | Unit 1 |  | Unit 2 |  | Unit 3 CC |  | Unit A CT |  |  |  |  | Unit 1 |  | Unit 2 |  | Unit 3 CC |  | Unit A CT |  |  |  |  | Unit 1 |  | Unit 2 |  | Unit 3 CC |  | Unit A CT |  |  |  |  | Unit 1 |  | Unit 2 |  | Unit 3 CC |  | Unit A CT
| Tasks | Units | Quantity | Unit Cost | Cost |  | % | Total | % | Cost | % | Cost | % | Cost | % | Cost |  | % | Total | % | Cost | % | Cost | % | Cost | % | Cost |  | % | Total | % | Cost | % | Cost | % | Cost | % | Cost |  | % | Total | % | Cost | % | Cost | % | Cost | % | Cost |  | % | Total | % | Cost | % | Cost | % | Cost | % | Cost |  | % | Total | % | Cost | % | Cost | % | Cost | % | Cost |  | % | Total | % | Cost | % | Cost | % | Cost | % | Cost |  | % | Total | % | Cost | % | Cost | % | Cost | % | Cost | wenada Total | FERC Totals | Unit Totals | check
Engineering, Design and Survey Work |  |  |  |  | 0 |  |  | 0 |  | 0 |  | 0 |  | 0 |  | 0 |  |  | 0 |  | 0 |  | 0 |  | 0 |  | 0 |  |  | 0 |  | 0 |  | 0 |  | 0 |  | 0 |  |  | 0 |  | 0 |  | 0 |  | 0 |  | 0 |  |  | 0 |  | 0 |  | 0 |  | 0 |  | 0 |  |  | 0 |  | 0 |  | 0 |  | 0 |  | 0 |  |  | 0 |  | 0 |  | 0 |  | 0 |  | 0 |  |  | 0 |  | 0 |  | 0 |  | 0 |  | 0 | 0 | 0 | 0 | 0
| Design bulkhead for intake and discharge tunnel | ls | 1 | 50000 | 50000 |  | 100% | 50000 | 42% | 21000 | 47% | 23500 | 10% | 5000 | 1% | 500 |  |  | 0 |  | 0 |  | 0 |  | 0 |  | 0 |  |  | 0 |  | 0 |  | 0 |  | 0 |  | 0 |  |  | 0 |  | 0 |  | 0 |  | 0 |  | 0 |  |  | 0 |  | 0 |  | 0 |  | 0 |  | 0 |  |  | 0 |  | 0 |  | 0 |  | 0 |  | 0 |  |  | 0 |  | 0 |  | 0 |  | 0 |  | 0 |  |  | 0 |  | 0 |  | 0 |  | 0 |  | 0 | 50000 | 50000 | 50000 | 0
| Perform environmental survey of above grade structures | ls | 1 | 150000 | 150000 |  | 100% | 150000 | 42% | 63000 | 47% | 70500 | 10% | 15000 | 1% | 1500 |  |  | 0 |  | 0 |  | 0 |  | 0 |  | 0 |  |  | 0 |  | 0 |  | 0 |  | 0 |  | 0 |  |  | 0 |  | 0 |  | 0 |  | 0 |  | 0 |  |  | 0 |  | 0 |  | 0 |  | 0 |  | 0 |  |  | 0 |  | 0 |  | 0 |  | 0 |  | 0 |  |  | 0 |  | 0 |  | 0 |  | 0 |  | 0 |  |  | 0 |  | 0 |  | 0 |  | 0 |  | 0 | 150000 | 150000 | 150000 | 0
| Storm Water Prevention Plan | ls | 1 | 30000 | 30000 |  | 100% | 30000 | 42% | 12600 | 47% | 14100 | 10% | 3000 | 1% | 300 |  |  | 0 |  | 0 |  | 0 |  | 0 |  | 0 |  |  | 0 |  | 0 |  | 0 |  | 0 |  | 0 |  |  | 0 |  | 0 |  | 0 |  | 0 |  | 0 |  |  | 0 |  | 0 |  | 0 |  | 0 |  | 0 |  |  | 0 |  | 0 |  | 0 |  | 0 |  | 0 |  |  | 0 |  | 0 |  | 0 |  | 0 |  | 0 |  |  | 0 |  | 0 |  | 0 |  | 0 |  | 0 | 30000 | 30000 | 30000 | 0
[8 empty] | 0 |  | 0 |  | 0 |  | 0 |  | 0 |  |  | 0 |  | 0 |  | 0 |  | 0 |  | 0 |  |  | 0 |  | 0 |  | 0 |  | 0 |  | 0 |  |  | 0 |  | 0 |  | 0 |  | 0 |  | 0 |  |  | 0 |  | 0 |  | 0 |  | 0 |  | 0 |  |  | 0 |  | 0 |  | 0 |  | 0 |  | 0 |  |  | 0 |  | 0 |  | 0 |  | 0 |  | 0 |  |  | 0 |  | 0 |  | 0 |  | 0 |  | 0 | 0 | 0 | 0 | 0
General |  |  |  |  | 0 |  |  | 0 |  | 0 |  | 0 |  | 0 |  | 0 |  |  | 0 |  | 0 |  | 0 |  | 0 |  | 0 |  |  | 0 |  | 0 |  | 0 |  | 0 |  | 0 |  |  | 0 |  | 0 |  | 0 |  | 0 |  | 0 |  |  | 0 |  | 0 |  | 0 |  | 0 |  | 0 |  |  | 0 |  | 0 |  | 0 |  | 0 |  | 0 |  |  | 0 |  | 0 |  | 0 |  | 0 |  | 0 |  |  | 0 |  | 0 |  | 0 |  | 0 |  | 0 | 0 | 0 | 0 | 0
| Mob./Demob. | ls | 1 | 200000 | 200000 |  | 12.5% | 25000 | 42% | 10500 | 47% | 11750 | 10% | 2500 | 1% | 250 |  | 12.5% | 25000 | 42% | 10500 | 47% | 11750 | 10% | 2500 | 1% | 250 |  | 12.5% | 25000 | 42% | 10500 | 47% | 11750 | 10% | 2500 | 1% | 250 |  | 12.5% | 25000 | 42% | 10500 | 47% | 11750 | 10% | 2500 | 1% | 250 |  | 12.5% | 25000 | 42% | 10500 | 47% | 11750 | 10% | 2500 | 1% | 250 |  | 12.5% | 25000 | 42% | 10500 | 47% | 11750 | 10% | 2500 | 1% | 250 |  | 12.5% | 25000 | 42% | 10500 | 47% | 11750 | 10% | 2500 | 1% | 250 |  | 12.5% | 25000 | 42% | 10500 | 47% | 11750 | 10% | 2500 | 1% | 250 | 200000 | 200000 | 200000 | 0
| Pavement Repairs | sf | 50000 | 4.5 | 225000 |  |  | 0 |  | 0 |  | 0 |  | 0 |  | 0 |  | 100% | 225000 | 42% | 94500 | 47% | 105750 | 10% | 22500 | 1% | 2250 |  |  | 0 |  | 0 |  | 0 |  | 0 |  | 0 |  |  | 0 |  | 0 |  | 0 |  | 0 |  | 0 |  |  | 0 |  | 0 |  | 0 |  | 0 |  | 0 |  |  | 0 |  | 0 |  | 0 |  | 0 |  | 0 |  |  | 0 |  | 0 |  | 0 |  | 0 |  | 0 |  |  | 0 |  | 0 |  | 0 |  | 0 |  | 0 | 225000 | 225000 | 225000 | 0
| Utility Disconnects | ls | 1 | 100000 | 100000 |  | 12.5% | 12500 | 42% | 5250 | 47% | 5875 | 10% | 1250 | 1% | 125 |  | 12.5% | 12500 | 42% | 5250 | 47% | 5875 | 10% | 1250 | 1% | 125 |  | 12.5% | 12500 | 42% | 5250 | 47% | 5875 | 10% | 1250 | 1% | 125 |  | 12.5% | 12500 | 42% | 5250 | 47% | 5875 | 10% | 1250 | 1% | 125 |  | 12.5% | 12500 | 42% | 5250 | 47% | 5875 | 10% | 1250 | 1% | 125 |  | 12.5% | 12500 | 42% | 5250 | 47% | 5875 | 10% | 1250 | 1% | 125 |  | 12.5% | 12500 | 42% | 5250 | 47% | 5875 | 10% | 1250 | 1% | 125 |  | 12.5% | 12500 | 42% | 5250 | 47% | 5875 | 10% | 1250 | 1% | 125 | 100000 | 100000 | 100000 | 0
| Install Bulkhead in Intake & Discharge Tunnel | ls | 1 | 150000 | 150000 |  |  | 0 |  | 0 |  | 0 |  | 0 |  | 0 |  |  | 0 |  | 0 |  | 0 |  | 0 |  | 0 |  |  | 0 |  | 0 |  | 0 |  | 0 |  | 0 |  | 5% | 7500 | 42% | 3150 | 47% | 3525 | 10% | 750 | 1% | 75 |  | 95% | 142500 | 42% | 59850 | 47% | 66975 | 10% | 14250 | 1% | 1425 |  |  | 0 |  | 0 |  | 0 |  | 0 |  | 0 |  |  | 0 |  | 0 |  | 0 |  | 0 |  | 0 |  |  | 0 |  | 0 |  | 0 |  | 0 |  | 0 | 150000 | 150000 | 150000 | 0
| Install Electrical for Decommisioning Work | ls | 1 | 150000 | 150000 |  |  | 0 |  | 0 |  | 0 |  | 0 |  | 0 |  |  | 0 |  | 0 |  | 0 |  | 0 |  | 0 |  |  | 0 |  | 0 |  | 0 |  | 0 |  | 0 |  |  | 0 |  | 0 |  | 0 |  | 0 |  | 0 |  |  | 0 |  | 0 |  | 0 |  | 0 |  | 0 |  | 100% | 150000 | 42% | 63000 | 47% | 70500 | 10% | 15000 | 1% | 1500 |  |  | 0 |  | 0 |  | 0 |  | 0 |  | 0 |  |  | 0 |  | 0 |  | 0 |  | 0 |  | 0 | 150000 | 150000 | 150000 | 0
| Grade and Seeding | sf | 2500000 | 0.25 | 625000 |  |  | 0 |  | 0 |  | 0 |  | 0 |  | 0 |  | 100% | 625000 | 42% | 262500 | 47% | 293750 | 10% | 62500 | 1% | 6250 |  |  | 0 |  | 0 |  | 0 |  | 0 |  | 0 |  |  | 0 |  | 0 |  | 0 |  | 0 |  | 0 |  |  | 0 |  | 0 |  | 0 |  | 0 |  | 0 |  |  | 0 |  | 0 |  | 0 |  | 0 |  | 0 |  |  | 0 |  | 0 |  | 0 |  | 0 |  | 0 |  |  | 0 |  | 0 |  | 0 |  | 0 |  | 0 | 625000 | 625000 | 625000 | 0
[5 empty] | 0 |  |  | 0 |  | 0 |  | 0 |  | 0 |  | 0 |  |  | 0 |  | 0 |  | 0 |  | 0 |  | 0 |  |  | 0 |  | 0 |  | 0 |  | 0 |  | 0 |  |  | 0 |  | 0 |  | 0 |  | 0 |  | 0 |  |  | 0 |  | 0 |  | 0 |  | 0 |  | 0 |  |  | 0 |  | 0 |  | 0 |  | 0 |  | 0 |  |  | 0 |  | 0 |  | 0 |  | 0 |  | 0 |  |  | 0 |  | 0 |  | 0 |  | 0 |  | 0 | 0 | 0 | 0 | 0
Unit 1 |  |  |  |  | 0 |  |  | 0 |  | 0 |  | 0 |  | 0 |  | 0 |  |  | 0 |  | 0 |  | 0 |  | 0 |  | 0 |  |  | 0 |  | 0 |  | 0 |  | 0 |  | 0 |  |  | 0 |  | 0 |  | 0 |  | 0 |  | 0 |  |  | 0 |  | 0 |  | 0 |  | 0 |  | 0 |  |  | 0 |  | 0 |  | 0 |  | 0 |  | 0 |  |  | 0 |  | 0 |  | 0 |  | 0 |  | 0 |  |  | 0 |  | 0 |  | 0 |  | 0 |  | 0 | 0 | 0 | 0 | 0
| Demo | nt | 12682.4 | 240 | 3043776 |  |  | 0 |  | 0 |  | 0 |  | 0 |  | 0 |  |  | 0 |  | 0 |  | 0 |  | 0 |  | 0 |  | 60% | 1826265.6 | 100% | 1826265.6 |  | 0 |  | 0 |  | 0 |  | 20% | 608755.2 | 100% | 608755.2 |  | 0 |  | 0 |  | 0 |  | 15% | 456566.4 | 100% | 456566.4 |  | 0 |  | 0 |  | 0 |  | 5% | 152188.8 | 100% | 152188.8 |  | 0 |  | 0 |  | 0 |  |  | 0 |  | 0 |  | 0 |  | 0 |  | 0 |  |  | 0 |  | 0 |  | 0 |  | 0 |  | 0 | 3043776 | 3043776 | 3043776 | 0
| FE Sales | nt | 12682.4 | -180.5263 | -2289506.9474 |  |  | 0 |  | 0 |  | 0 |  | 0 |  | 0 |  |  | 0 |  | 0 |  | 0 |  | 0 |  | 0 |  | 60% | -1373704.1684 | 100% | -1373704.1684 |  | 0 |  | 0 |  | 0 |  | 25% | -572376.7368 | 100% | -572376.7368 |  | 0 |  | 0 |  | 0 |  | 15% | -343426.0421 | 100% | -343426.0421 |  | 0 |  | 0 |  | 0 |  |  | 0 |  | 0 |  | 0 |  | 0 |  | 0 |  |  | 0 |  | 0 |  | 0 |  | 0 |  | 0 |  |  | 0 |  | 0 |  | 0 |  | 0 |  | 0 | -2289506.9474 | -2289506.9474 | -2289506.9474 | 0
| AL Sales | lbs | 114141.6 | -0.39039 | -44560.2799 |  |  | 0 |  | 0 |  | 0 |  | 0 |  | 0 |  |  | 0 |  | 0 |  | 0 |  | 0 |  | 0 |  |  | 0 |  | 0 |  | 0 |  | 0 |  | 0 |  | 100% | -44560.2799 | 100% | -44560.2799 |  | 0 |  | 0 |  | 0 |  |  | 0 |  | 0 |  | 0 |  | 0 |  | 0 |  |  | 0 |  | 0 |  | 0 |  | 0 |  | 0 |  |  | 0 |  | 0 |  | 0 |  | 0 |  | 0 |  |  | 0 |  | 0 |  | 0 |  | 0 |  | 0 | -44560.2799 | -44560.2799 | -44560.2799 | 0
| CU Sales | lbs | 1078004 | -0.37018 | -399060.4961 |  |  | 0 |  | 0 |  | 0 |  | 0 |  | 0 |  |  | 0 |  | 0 |  | 0 |  | 0 |  | 0 |  |  | 0 |  | 0 |  | 0 |  | 0 |  | 0 |  | 20% | -79812.0992 | 100% | -79812.0992 |  | 0 |  | 0 |  | 0 |  |  | 0 |  | 0 |  | 0 |  | 0 |  | 0 |  | 80% | -319248.3969 | 100% | -319248.3969 |  | 0 |  | 0 |  | 0 |  |  | 0 |  | 0 |  | 0 |  | 0 |  | 0 |  |  | 0 |  | 0 |  | 0 |  | 0 |  | 0 | -399060.4961 | -399060.4961 | -399060.4961 | 0
| SS Sales | lbs | 152188.8 | -0.18394 | -27993.6089 |  |  | 0 |  | 0 |  | 0 |  | 0 |  | 0 |  |  | 0 |  | 0 |  | 0 |  | 0 |  | 0 |  |  | 0 |  | 0 |  | 0 |  | 0 |  | 0 |  | 100% | -27993.6089 | 100% | -27993.6089 |  | 0 |  | 0 |  | 0 |  |  | 0 |  | 0 |  | 0 |  | 0 |  | 0 |  |  | 0 |  | 0 |  | 0 |  | 0 |  | 0 |  |  | 0 |  | 0 |  | 0 |  | 0 |  | 0 |  |  | 0 |  | 0 |  | 0 |  | 0 |  | 0 | -27993.6089 | -27993.6089 | -27993.6089 | 0
| Turbine Foundations Concrete | cy | 666.6667 | 105 | 70000 |  |  | 0 |  | 0 |  | 0 |  | 0 |  | 0 |  |  | 0 |  | 0 |  | 0 |  | 0 |  | 0 |  | 100% | 70000 | 100% | 70000 |  | 0 |  | 0 |  | 0 |  |  | 0 |  | 0 |  | 0 |  | 0 |  | 0 |  |  | 0 |  | 0 |  | 0 |  | 0 |  | 0 |  |  | 0 |  | 0 |  | 0 |  | 0 |  | 0 |  |  | 0 |  | 0 |  | 0 |  | 0 |  | 0 |  |  | 0 |  | 0 |  | 0 |  | 0 |  | 0 | 70000 | 70000 | 70000 | 0
| Condenser Tubes (90-10, CU Ni) | lbs | 157500 | -1.5825 | -249243.75 |  |  | 0 |  | 0 |  | 0 |  | 0 |  | 0 |  |  | 0 |  | 0 |  | 0 |  | 0 |  | 0 |  |  | 0 |  | 0 |  | 0 |  | 0 |  | 0 |  | 10% | -24924.375 | 100% | -24924.375 |  | 0 |  | 0 |  | 0 |  | 90% | -224319.375 | 100% | -224319.375 |  | 0 |  | 0 |  | 0 |  |  | 0 |  | 0 |  | 0 |  | 0 |  | 0 |  |  | 0 |  | 0 |  | 0 |  | 0 |  | 0 |  |  | 0 |  | 0 |  | 0 |  | 0 |  | 0 | -249243.75 | -249243.75 | -249243.75 | 0
| Transport & Dispose of Combustibles | nt | 285.354 | 65 | 18548.01 |  |  | 0 |  | 0 |  | 0 |  | 0 |  | 0 |  | 14.29% | 2649.7157 | 100% | 2649.7157 |  | 0 |  | 0 |  | 0 |  | 14.29% | 2649.7157 | 100% | 2649.7157 |  | 0 |  | 0 |  | 0 |  | 14.29% | 2649.7157 | 100% | 2649.7157 |  | 0 |  | 0 |  | 0 |  | 14.29% | 2649.7157 | 100% | 2649.7157 |  | 0 |  | 0 |  | 0 |  | 14.29% | 2649.7157 | 100% | 2649.7157 |  | 0 |  | 0 |  | 0 |  | 14.29% | 2649.7157 | 100% | 2649.7157 |  | 0 |  | 0 |  | 0 |  | 14.29% | 2649.7157 | 100% | 2649.7157 |  | 0 |  | 0 |  | 0 | 18548.01 | 18548.01 | 18548.01 | 0
| Brick Stack | ea | 1 | 100000 | 100000 |  |  | 0 |  | 0 |  | 0 |  | 0 |  | 0 |  |  | 0 |  | 0 |  | 0 |  | 0 |  | 0 |  | 80% | 80000 | 100% | 80000 |  | 0 |  | 0 |  | 0 |  | 20% | 20000 | 100% | 20000 |  | 0 |  | 0 |  | 0 |  |  | 0 |  | 0 |  | 0 |  | 0 |  | 0 |  |  | 0 |  | 0 |  | 0 |  | 0 |  | 0 |  |  | 0 |  | 0 |  | 0 |  | 0 |  | 0 |  |  | 0 |  | 0 |  | 0 |  | 0 |  | 0 | 100000 | 100000 | 100000 | 0
| Process and haul brick, block & Concrete | nt | 18000 | 15 | 270000 |  |  | 0 |  | 0 |  | 0 |  | 0 |  | 0 |  | 100% | 270000 | 100% | 270000 |  | 0 |  | 0 |  | 0 |  |  | 0 |  | 0 |  | 0 |  | 0 |  | 0 |  |  | 0 |  | 0 |  | 0 |  | 0 |  | 0 |  |  | 0 |  | 0 |  | 0 |  | 0 |  | 0 |  |  | 0 |  | 0 |  | 0 |  | 0 |  | 0 |  |  | 0 |  | 0 |  | 0 |  | 0 |  | 0 |  |  | 0 |  | 0 |  | 0 |  | 0 |  | 0 | 270000 | 270000 | 270000 | 0
| Unit & Service Transformers | nt | 100 | -460.9846 | -46098.4615 |  |  | 0 |  | 0 |  | 0 |  | 0 |  | 0 |  |  | 0 |  | 0 |  | 0 |  | 0 |  | 0 |  |  | 0 |  | 0 |  | 0 |  | 0 |  | 0 |  |  | 0 |  | 0 |  | 0 |  | 0 |  | 0 |  |  | 0 |  | 0 |  | 0 |  | 0 |  | 0 |  | 100% | -46098.4615 | 100% | -46098.4615 |  | 0 |  | 0 |  | 0 |  |  | 0 |  | 0 |  | 0 |  | 0 |  | 0 |  |  | 0 |  | 0 |  | 0 |  | 0 |  | 0 | -46098.4615 | -46098.4615 | -46098.4615 | 0
| Backfill Basement | cy | 10481.4815 | 40 | 419259.2593 |  |  | 0 |  | 0 |  | 0 |  | 0 |  | 0 |  | 100% | 419259.2593 | 100% | 419259.2593 |  | 0 |  | 0 |  | 0 |  |  | 0 |  | 0 |  | 0 |  | 0 |  | 0 |  |  | 0 |  | 0 |  | 0 |  | 0 |  | 0 |  |  | 0 |  | 0 |  | 0 |  | 0 |  | 0 |  |  | 0 |  | 0 |  | 0 |  | 0 |  | 0 |  |  | 0 |  | 0 |  | 0 |  | 0 |  | 0 |  |  | 0 |  | 0 |  | 0 |  | 0 |  | 0 | 419259.2593 | 419259.2593 | 419259.2593 | 0
0
Unit 2 |  |  |  |  | 0 |  |  | 0 |  | 0 |  | 0 |  | 0 |  | 0 |  |  | 0 |  | 0 |  | 0 |  | 0 |  | 0 |  |  | 0 |  | 0 |  | 0 |  | 0 |  | 0 |  |  | 0 |  | 0 |  | 0 |  | 0 |  | 0 |  |  | 0 |  | 0 |  | 0 |  | 0 |  | 0 |  |  | 0 |  | 0 |  | 0 |  | 0 |  | 0 |  |  | 0 |  | 0 |  | 0 |  | 0 |  | 0 |  |  | 0 |  | 0 |  | 0 |  | 0 |  | 0 | 0 | 0 | 0 | 0
| Demo | nt | 14394.524 | 240 | 3454685.76 |  |  | 0 |  | 0 |  | 0 |  | 0 |  | 0 |  |  | 0 |  | 0 |  | 0 |  | 0 |  | 0 |  | 60% | 2072811.456 |  | 0 | 100% | 2072811.456 |  | 0 |  | 0 |  | 20% | 690937.152 |  | 0 | 100% | 690937.152 |  | 0 |  | 0 |  | 15% | 518202.864 |  | 0 | 100% | 518202.864 |  | 0 |  | 0 |  | 5% | 172734.288 |  | 0 | 100% | 172734.288 |  | 0 |  | 0 |  |  | 0 |  | 0 |  | 0 |  | 0 |  | 0 |  |  | 0 |  | 0 |  | 0 |  | 0 |  | 0 | 3454685.76 | 3454685.76 | 3454685.76 | 0
| FE Sales | nt | 14394.524 | -180.5263 | -2598590.3853 |  |  | 0 |  | 0 |  | 0 |  | 0 |  | 0 |  |  | 0 |  | 0 |  | 0 |  | 0 |  | 0 |  | 60% | -1559154.2312 |  | 0 | 100% | -1559154.2312 |  | 0 |  | 0 |  | 25% | -649647.5963 |  | 0 | 100% | -649647.5963 |  | 0 |  | 0 |  | 15% | -389788.5578 |  | 0 | 100% | -389788.5578 |  | 0 |  | 0 |  |  | 0 |  | 0 |  | 0 |  | 0 |  | 0 |  |  | 0 |  | 0 |  | 0 |  | 0 |  | 0 |  |  | 0 |  | 0 |  | 0 |  | 0 |  | 0 | -2598590.3853 | -2598590.3853 | -2598590.3853 | 0
| AL Sales | lbs | 129550.716 | -0.39039 | -50575.9177 |  |  | 0 |  | 0 |  | 0 |  | 0 |  | 0 |  |  | 0 |  | 0 |  | 0 |  | 0 |  | 0 |  |  | 0 |  | 0 |  | 0 |  | 0 |  | 0 |  | 100% | -50575.9177 |  | 0 | 100% | -50575.9177 |  | 0 |  | 0 |  |  | 0 |  | 0 |  | 0 |  | 0 |  | 0 |  |  | 0 |  | 0 |  | 0 |  | 0 |  | 0 |  |  | 0 |  | 0 |  | 0 |  | 0 |  | 0 |  |  | 0 |  | 0 |  | 0 |  | 0 |  | 0 | -50575.9177 | -50575.9177 | -50575.9177 | 0
| CU Sales | lbs | 1223534.54 | -0.37018 | -452933.6631 |  |  | 0 |  | 0 |  | 0 |  | 0 |  | 0 |  |  | 0 |  | 0 |  | 0 |  | 0 |  | 0 |  |  | 0 |  | 0 |  | 0 |  | 0 |  | 0 |  | 20% | -90586.7326 |  | 0 | 100% | -90586.7326 |  | 0 |  | 0 |  |  | 0 |  | 0 |  | 0 |  | 0 |  | 0 |  | 80% | -362346.9305 |  | 0 | 100% | -362346.9305 |  | 0 |  | 0 |  |  | 0 |  | 0 |  | 0 |  | 0 |  | 0 |  |  | 0 |  | 0 |  | 0 |  | 0 |  | 0 | -452933.6631 | -452933.6631 | -452933.6631 | 0
| SS Sales | lbs | 172734.288 | -0.18394 | -31772.7461 |  |  | 0 |  | 0 |  | 0 |  | 0 |  | 0 |  |  | 0 |  | 0 |  | 0 |  | 0 |  | 0 |  |  | 0 |  | 0 |  | 0 |  | 0 |  | 0 |  | 100% | -31772.7461 |  | 0 | 100% | -31772.7461 |  | 0 |  | 0 |  |  | 0 |  | 0 |  | 0 |  | 0 |  | 0 |  |  | 0 |  | 0 |  | 0 |  | 0 |  | 0 |  |  | 0 |  | 0 |  | 0 |  | 0 |  | 0 |  |  | 0 |  | 0 |  | 0 |  | 0 |  | 0 | -31772.7461 | -31772.7461 | -31772.7461 | 0
| Turbine Foundations Concrete | cy | 800 | 105 | 84000 |  |  | 0 |  | 0 |  | 0 |  | 0 |  | 0 |  |  | 0 |  | 0 |  | 0 |  | 0 |  | 0 |  | 100% | 84000 |  | 0 | 100% | 84000 |  | 0 |  | 0 |  |  | 0 |  | 0 |  | 0 |  | 0 |  | 0 |  |  | 0 |  | 0 |  | 0 |  | 0 |  | 0 |  |  | 0 |  | 0 |  | 0 |  | 0 |  | 0 |  |  | 0 |  | 0 |  | 0 |  | 0 |  | 0 |  |  | 0 |  | 0 |  | 0 |  | 0 |  | 0 | 84000 | 84000 | 84000 | 0
| Condenser Tubes (90-10, CU Ni) | lbs | 180000 | -1.5825 | -284850 |  |  | 0 |  | 0 |  | 0 |  | 0 |  | 0 |  |  | 0 |  | 0 |  | 0 |  | 0 |  | 0 |  |  | 0 |  | 0 |  | 0 |  | 0 |  | 0 |  | 10% | -28485 |  | 0 | 100% | -28485 |  | 0 |  | 0 |  | 90% | -256365 |  | 0 | 100% | -256365 |  | 0 |  | 0 |  |  | 0 |  | 0 |  | 0 |  | 0 |  | 0 |  |  | 0 |  | 0 |  | 0 |  | 0 |  | 0 |  |  | 0 |  | 0 |  | 0 |  | 0 |  | 0 | -284850 | -284850 | -284850 | 0
| Transport & Dispose of Combustibles | nt | 323.8768 | 65 | 21051.9913 |  |  | 0 |  | 0 |  | 0 |  | 0 |  | 0 |  | 14.29% | 3007.4273 |  | 0 | 100% | 3007.4273 |  | 0 |  | 0 |  | 14.29% | 3007.4273 |  | 0 | 100% | 3007.4273 |  | 0 |  | 0 |  | 14.29% | 3007.4273 |  | 0 | 100% | 3007.4273 |  | 0 |  | 0 |  | 14.29% | 3007.4273 |  | 0 | 100% | 3007.4273 |  | 0 |  | 0 |  | 14.29% | 3007.4273 |  | 0 | 100% | 3007.4273 |  | 0 |  | 0 |  | 14.29% | 3007.4273 |  | 0 | 100% | 3007.4273 |  | 0 |  | 0 |  | 14.29% | 3007.4273 |  | 0 | 100% | 3007.4273 |  | 0 |  | 0 | 21051.9913 | 21051.9913 | 21051.9913 | 0
| Process and haul brick, block & Concrete | nt | 15000 | 15 | 225000 |  |  | 0 |  | 0 |  | 0 |  | 0 |  | 0 |  | 100% | 225000 |  | 0 | 100% | 225000 |  | 0 |  | 0 |  |  | 0 |  | 0 |  | 0 |  | 0 |  | 0 |  |  | 0 |  | 0 |  | 0 |  | 0 |  | 0 |  |  | 0 |  | 0 |  | 0 |  | 0 |  | 0 |  |  | 0 |  | 0 |  | 0 |  | 0 |  | 0 |  |  | 0 |  | 0 |  | 0 |  | 0 |  | 0 |  |  | 0 |  | 0 |  | 0 |  | 0 |  | 0 | 225000 | 225000 | 225000 | 0
| Unit & Service Transformers | nt | 120 | -460.9846 | -55318.1538 |  |  | 0 |  | 0 |  | 0 |  | 0 |  | 0 |  |  | 0 |  | 0 |  | 0 |  | 0 |  | 0 |  |  | 0 |  | 0 |  | 0 |  | 0 |  | 0 |  |  | 0 |  | 0 |  | 0 |  | 0 |  | 0 |  |  | 0 |  | 0 |  | 0 |  | 0 |  | 0 |  | 100% | -55318.1538 |  | 0 | 100% | -55318.1538 |  | 0 |  | 0 |  |  | 0 |  | 0 |  | 0 |  | 0 |  | 0 |  |  | 0 |  | 0 |  | 0 |  | 0 |  | 0 | -55318.1538 | -55318.1538 | -55318.1538 | 0
| Backfill Basement | cy | 11896.4815 | 40 | 475859.2593 |  |  | 0 |  | 0 |  | 0 |  | 0 |  | 0 |  | 100% | 475859.2593 |  | 0 | 100% | 475859.2593 |  | 0 |  | 0 |  |  | 0 |  | 0 |  | 0 |  | 0 |  | 0 |  |  | 0 |  | 0 |  | 0 |  | 0 |  | 0 |  |  | 0 |  | 0 |  | 0 |  | 0 |  | 0 |  |  | 0 |  | 0 |  | 0 |  | 0 |  | 0 |  |  | 0 |  | 0 |  | 0 |  | 0 |  | 0 |  |  | 0 |  | 0 |  | 0 |  | 0 |  | 0 | 475859.2593 | 475859.2593 | 475859.2593 | 0
0
Unit 1 Precipitator |  |  |  |  | 0 |  |  | 0 |  | 0 |  | 0 |  | 0 |  | 0 |  |  | 0 |  | 0 |  | 0 |  | 0 |  | 0 |  |  | 0 |  | 0 |  | 0 |  | 0 |  | 0 |  |  | 0 |  | 0 |  | 0 |  | 0 |  | 0 |  |  | 0 |  | 0 |  | 0 |  | 0 |  | 0 |  |  | 0 |  | 0 |  | 0 |  | 0 |  | 0 |  |  | 0 |  | 0 |  | 0 |  | 0 |  | 0 |  |  | 0 |  | 0 |  | 0 |  | 0 |  | 0 | 0 | 0 | 0 | 0
| Demo | nt | 750 | 240 | 180000 |  |  | 0 |  | 0 |  | 0 |  | 0 |  | 0 |  |  | 0 |  | 0 |  | 0 |  | 0 |  | 0 |  | 80% | 144000 | 100% | 144000 |  | 0 |  | 0 |  | 0 |  | 20% | 36000 | 100% | 36000 |  | 0 |  | 0 |  | 0 |  |  | 0 |  | 0 |  | 0 |  | 0 |  | 0 |  |  | 0 |  | 0 |  | 0 |  | 0 |  | 0 |  |  | 0 |  | 0 |  | 0 |  | 0 |  | 0 |  |  | 0 |  | 0 |  | 0 |  | 0 |  | 0 | 180000 | 180000 | 180000 | 0
| FE Sales | nt | 750 | -180.5263 | -135394.7368 |  |  | 0 |  | 0 |  | 0 |  | 0 |  | 0 |  |  | 0 |  | 0 |  | 0 |  | 0 |  | 0 |  | 80% | -108315.7895 | 100% | -108315.7895 |  | 0 |  | 0 |  | 0 |  | 20% | -27078.9474 | 100% | -27078.9474 |  | 0 |  | 0 |  | 0 |  |  | 0 |  | 0 |  | 0 |  | 0 |  | 0 |  |  | 0 |  | 0 |  | 0 |  | 0 |  | 0 |  |  | 0 |  | 0 |  | 0 |  | 0 |  | 0 |  |  | 0 |  | 0 |  | 0 |  | 0 |  | 0 | -135394.7368 | -135394.7368 | -135394.7368 | 0
[5 empty] | 0 |  |  | 0 |  | 0 |  | 0 |  | 0 |  | 0 |  |  | 0 |  | 0 |  | 0 |  | 0 |  | 0 |  |  | 0 |  | 0 |  | 0 |  | 0 |  | 0 |  |  | 0 |  | 0 |  | 0 |  | 0 |  | 0 |  |  | 0 |  | 0 |  | 0 |  | 0 |  | 0 |  |  | 0 |  | 0 |  | 0 |  | 0 |  | 0 |  |  | 0 |  | 0 |  | 0 |  | 0 |  | 0 |  |  | 0 |  | 0 |  | 0 |  | 0 |  | 0 | 0 | 0 | 0 | 0
Unit 2 Precipitator |  |  |  |  | 0 |  |  | 0 |  | 0 |  | 0 |  | 0 |  | 0 |  |  | 0 |  | 0 |  | 0 |  | 0 |  | 0 |  |  | 0 |  | 0 |  | 0 |  | 0 |  | 0 |  |  | 0 |  | 0 |  | 0 |  | 0 |  | 0 |  |  | 0 |  | 0 |  | 0 |  | 0 |  | 0 |  |  | 0 |  | 0 |  | 0 |  | 0 |  | 0 |  |  | 0 |  | 0 |  | 0 |  | 0 |  | 0 |  |  | 0 |  | 0 |  | 0 |  | 0 |  | 0 | 0 | 0 | 0 | 0
| Demo | nt | 750 | 240 | 180000 |  |  | 0 |  | 0 |  | 0 |  | 0 |  | 0 |  |  | 0 |  | 0 |  | 0 |  | 0 |  | 0 |  | 80% | 144000 |  | 0 | 100% | 144000 |  | 0 |  | 0 |  | 20% | 36000 |  | 0 | 100% | 36000 |  | 0 |  | 0 |  |  | 0 |  | 0 |  | 0 |  | 0 |  | 0 |  |  | 0 |  | 0 |  | 0 |  | 0 |  | 0 |  |  | 0 |  | 0 |  | 0 |  | 0 |  | 0 |  |  | 0 |  | 0 |  | 0 |  | 0 |  | 0 | 180000 | 180000 | 180000 | 0
| FE Sales | nt | 750 | -180.5263 | -135394.7368 |  |  | 0 |  | 0 |  | 0 |  | 0 |  | 0 |  |  | 0 |  | 0 |  | 0 |  | 0 |  | 0 |  | 80% | -108315.7895 |  | 0 | 100% | -108315.7895 |  | 0 |  | 0 |  | 20% | -27078.9474 |  | 0 | 100% | -27078.9474 |  | 0 |  | 0 |  |  | 0 |  | 0 |  | 0 |  | 0 |  | 0 |  |  | 0 |  | 0 |  | 0 |  | 0 |  | 0 |  |  | 0 |  | 0 |  | 0 |  | 0 |  | 0 |  |  | 0 |  | 0 |  | 0 |  | 0 |  | 0 | -135394.7368 | -135394.7368 | -135394.7368 | 0
0
Unit 3 Combined Cycle Unit |  |  |  |  | 0 |  |  | 0 |  | 0 |  | 0 |  | 0 |  | 0 |  |  | 0 |  | 0 |  | 0 |  | 0 |  | 0 |  |  | 0 |  | 0 |  | 0 |  | 0 |  | 0 |  |  | 0 |  | 0 |  | 0 |  | 0 |  | 0 |  |  | 0 |  | 0 |  | 0 |  | 0 |  | 0 |  |  | 0 |  | 0 |  | 0 |  | 0 |  | 0 |  |  | 0 |  | 0 |  | 0 |  | 0 |  | 0 |  |  | 0 |  | 0 |  | 0 |  | 0 |  | 0 | 0 | 0 | 0 | 0
| Demo FE | nt | 3340 | 240 | 801600 |  |  | 0 |  | 0 |  | 0 |  | 0 |  | 0 |  |  | 0 |  | 0 |  | 0 |  | 0 |  | 0 |  |  | 0 |  | 0 |  | 0 |  | 0 |  | 0 |  | 95% | 761520 |  | 0 |  | 0 | 100% | 761520 |  | 0 |  |  | 0 |  | 0 |  | 0 |  | 0 |  | 0 |  | 5% | 40080 |  | 0 |  | 0 | 100% | 40080 |  | 0 |  |  | 0 |  | 0 |  | 0 |  | 0 |  | 0 |  |  | 0 |  | 0 |  | 0 |  | 0 |  | 0 | 801600 | 801600 | 801600 | 0
| Fe Sales | nt | 3340 | -180.5263 | -602957.8947 |  |  | 0 |  | 0 |  | 0 |  | 0 |  | 0 |  |  | 0 |  | 0 |  | 0 |  | 0 |  | 0 |  |  | 0 |  | 0 |  | 0 |  | 0 |  | 0 |  | 95% | -572810 |  | 0 |  | 0 | 100% | -572810 |  | 0 |  |  | 0 |  | 0 |  | 0 |  | 0 |  | 0 |  | 5% | -30147.8947 |  | 0 |  | 0 | 100% | -30147.8947 |  | 0 |  |  | 0 |  | 0 |  | 0 |  | 0 |  | 0 |  |  | 0 |  | 0 |  | 0 |  | 0 |  | 0 | -602957.8947 | -602957.8947 | -602957.8947 | 0
| Transport & Dispose of Combustibles | nt | 92 | 65 | 5980 |  |  | 0 |  | 0 |  | 0 |  | 0 |  | 0 |  | 14.29% | 854.2857 |  | 0 |  | 0 | 100% | 854.2857 |  | 0 |  | 14.29% | 854.2857 |  | 0 |  | 0 | 100% | 854.2857 |  | 0 |  | 14.29% | 854.2857 |  | 0 |  | 0 | 100% | 854.2857 |  | 0 |  | 14.29% | 854.2857 |  | 0 |  | 0 | 100% | 854.2857 |  | 0 |  | 14.29% | 854.2857 |  | 0 |  | 0 | 100% | 854.2857 |  | 0 |  | 14.29% | 854.2857 |  | 0 |  | 0 | 100% | 854.2857 |  | 0 |  | 14.29% | 854.2857 |  | 0 |  | 0 | 100% | 854.2857 |  | 0 | 5980 | 5980 | 5980 | 0
| Unit & Service Transformers | nt | 150 | -460.9846 | -69147.6923 |  |  | 0 |  | 0 |  | 0 |  | 0 |  | 0 |  |  | 0 |  | 0 |  | 0 |  | 0 |  | 0 |  |  | 0 |  | 0 |  | 0 |  | 0 |  | 0 |  |  | 0 |  | 0 |  | 0 |  | 0 |  | 0 |  |  | 0 |  | 0 |  | 0 |  | 0 |  | 0 |  | 100% | -69147.6923 |  | 0 |  | 0 | 100% | -69147.6923 |  | 0 |  |  | 0 |  | 0 |  | 0 |  | 0 |  | 0 |  |  | 0 |  | 0 |  | 0 |  | 0 |  | 0 | -69147.6923 | -69147.6923 | -69147.6923 | 0
| CU Sales | lbs | 150300 | -0.37018 | -55638.7477 |  |  | 0 |  | 0 |  | 0 |  | 0 |  | 0 |  |  | 0 |  | 0 |  | 0 |  | 0 |  | 0 |  |  | 0 |  | 0 |  | 0 |  | 0 |  | 0 |  | 20% | -11127.7495 |  | 0 |  | 0 | 100% | -11127.7495 |  | 0 |  |  | 0 |  | 0 |  | 0 |  | 0 |  | 0 |  | 80% | -44510.9982 |  | 0 |  | 0 | 100% | -44510.9982 |  | 0 |  |  | 0 |  | 0 |  | 0 |  | 0 |  | 0 |  |  | 0 |  | 0 |  | 0 |  | 0 |  | 0 | -55638.7477 | -55638.7477 | -55638.7477 | 0
[5 empty] | 0 |  |  | 0 |  | 0 |  | 0 |  | 0 |  | 0 |  |  | 0 |  | 0 |  | 0 |  | 0 |  | 0 |  |  | 0 |  | 0 |  | 0 |  | 0 |  | 0 |  |  | 0 |  | 0 |  | 0 |  | 0 |  | 0 |  |  | 0 |  | 0 |  | 0 |  | 0 |  | 0 |  |  | 0 |  | 0 |  | 0 |  | 0 |  | 0 |  |  | 0 |  | 0 |  | 0 |  | 0 |  | 0 |  |  | 0 |  | 0 |  | 0 |  | 0 |  | 0 | 0 | 0 | 0 | 0
Unit A Combustion Turbine |  |  |  |  | 0 |  |  | 0 |  | 0 |  | 0 |  | 0 |  | 0 |  |  | 0 |  | 0 |  | 0 |  | 0 |  | 0 |  |  | 0 |  | 0 |  | 0 |  | 0 |  | 0 |  |  | 0 |  | 0 |  | 0 |  | 0 |  | 0 |  |  | 0 |  | 0 |  | 0 |  | 0 |  | 0 |  |  | 0 |  | 0 |  | 0 |  | 0 |  | 0 |  |  | 0 |  | 0 |  | 0 |  | 0 |  | 0 |  |  | 0 |  | 0 |  | 0 |  | 0 |  | 0 | 0 | 0 | 0 | 0
| Demo FE | nt | 327 | 240 | 78480 |  |  | 0 |  | 0 |  | 0 |  | 0 |  | 0 |  |  | 0 |  | 0 |  | 0 |  | 0 |  | 0 |  |  | 0 |  | 0 |  | 0 |  | 0 |  | 0 |  | 95% | 74556 |  | 0 |  | 0 |  | 0 | 100% | 74556 |  |  | 0 |  | 0 |  | 0 |  | 0 |  | 0 |  | 5% | 3924 |  | 0 |  | 0 |  | 0 | 100% | 3924 |  |  | 0 |  | 0 |  | 0 |  | 0 |  | 0 |  |  | 0 |  | 0 |  | 0 |  | 0 |  | 0 | 78480 | 78480 | 78480 | 0
| Fe Sales | nt | 327 | -180.5263 | -59032.1053 |  |  | 0 |  | 0 |  | 0 |  | 0 |  | 0 |  |  | 0 |  | 0 |  | 0 |  | 0 |  | 0 |  |  | 0 |  | 0 |  | 0 |  | 0 |  | 0 |  | 95% | -56080.5 |  | 0 |  | 0 |  | 0 | 100% | -56080.5 |  |  | 0 |  | 0 |  | 0 |  | 0 |  | 0 |  | 5% | -2951.6053 |  | 0 |  | 0 |  | 0 | 100% | -2951.6053 |  |  | 0 |  | 0 |  | 0 |  | 0 |  | 0 |  |  | 0 |  | 0 |  | 0 |  | 0 |  | 0 | -59032.1053 | -59032.1053 | -59032.1053 | 0
| Transport & Dispose of Combustibles | nt | 12 | 65 | 780 |  |  | 0 |  | 0 |  | 0 |  | 0 |  | 0 |  | 14.29% | 111.4286 |  | 0 |  | 0 |  | 0 | 100% | 111.4286 |  | 14.29% | 111.4286 |  | 0 |  | 0 |  | 0 | 100% | 111.4286 |  | 14.29% | 111.4286 |  | 0 |  | 0 |  | 0 | 100% | 111.4286 |  | 14.29% | 111.4286 |  | 0 |  | 0 |  | 0 | 100% | 111.4286 |  | 14.29% | 111.4286 |  | 0 |  | 0 |  | 0 | 100% | 111.4286 |  | 14.29% | 111.4286 |  | 0 |  | 0 |  | 0 | 100% | 111.4286 |  | 14.29% | 111.4286 |  | 0 |  | 0 |  | 0 | 100% | 111.4286 | 780 | 780 | 780 | 0
| Unit & Service Transformers | nt | 35 | -460.9846 | -16134.4615 |  |  | 0 |  | 0 |  | 0 |  | 0 |  | 0 |  |  | 0 |  | 0 |  | 0 |  | 0 |  | 0 |  |  | 0 |  | 0 |  | 0 |  | 0 |  | 0 |  |  | 0 |  | 0 |  | 0 |  | 0 |  | 0 |  |  | 0 |  | 0 |  | 0 |  | 0 |  | 0 |  | 100% | -16134.4615 |  | 0 |  | 0 |  | 0 | 100% | -16134.4615 |  |  | 0 |  | 0 |  | 0 |  | 0 |  | 0 |  |  | 0 |  | 0 |  | 0 |  | 0 |  | 0 | -16134.4615 | -16134.4615 | -16134.4615 | 0
| CU Sales | lbs | 27795 | -0.37018 | -10289.2814 |  |  | 0 |  | 0 |  | 0 |  | 0 |  | 0 |  |  | 0 |  | 0 |  | 0 |  | 0 |  | 0 |  |  | 0 |  | 0 |  | 0 |  | 0 |  | 0 |  | 20% | -2057.8563 |  | 0 |  | 0 |  | 0 | 100% | -2057.8563 |  |  | 0 |  | 0 |  | 0 |  | 0 |  | 0 |  | 80% | -8231.4251 |  | 0 |  | 0 |  | 0 | 100% | -8231.4251 |  |  | 0 |  | 0 |  | 0 |  | 0 |  | 0 |  |  | 0 |  | 0 |  | 0 |  | 0 |  | 0 | -10289.2814 | -10289.2814 | -10289.2814 | 0
[5 empty] | 0 |  |  | 0 |  | 0 |  | 0 |  | 0 |  | 0 |  |  | 0 |  | 0 |  | 0 |  | 0 |  | 0 |  |  | 0 |  | 0 |  | 0 |  | 0 |  | 0 |  |  | 0 |  | 0 |  | 0 |  | 0 |  | 0 |  |  | 0 |  | 0 |  | 0 |  | 0 |  | 0 |  |  | 0 |  | 0 |  | 0 |  | 0 |  | 0 |  |  | 0 |  | 0 |  | 0 |  | 0 |  | 0 |  |  | 0 |  | 0 |  | 0 |  | 0 |  | 0 | 0 | 0 | 0 | 0
Ancillary Buildings |  |  |  |  | 0 |  |  | 0 |  | 0 |  | 0 |  | 0 |  | 0 |  |  | 0 |  | 0 |  | 0 |  | 0 |  | 0 |  |  | 0 |  | 0 |  | 0 |  | 0 |  | 0 |  |  | 0 |  | 0 |  | 0 |  | 0 |  | 0 |  |  | 0 |  | 0 |  | 0 |  | 0 |  | 0 |  |  | 0 |  | 0 |  | 0 |  | 0 |  | 0 |  |  | 0 |  | 0 |  | 0 |  | 0 |  | 0 |  |  | 0 |  | 0 |  | 0 |  | 0 |  | 0 | 0 | 0 | 0 | 0
| Demo | nt | 125 | 240 | 30000 |  |  | 0 |  | 0 |  | 0 |  | 0 |  | 0 |  |  | 0 |  | 0 |  | 0 |  | 0 |  | 0 |  | 60% | 18000 | 42% | 7560 | 47% | 8460 | 10% | 1800 | 1% | 180 |  | 20% | 6000 | 42% | 2520 | 47% | 2820 | 10% | 600 | 1% | 60 |  | 15% | 4500 | 42% | 1890 | 47% | 2115 | 10% | 450 | 1% | 45 |  | 5% | 1500 | 42% | 630 | 47% | 705 | 10% | 150 | 1% | 15 |  |  | 0 |  | 0 |  | 0 |  | 0 |  | 0 |  |  | 0 |  | 0 |  | 0 |  | 0 |  | 0 | 30000 | 30000 | 30000 | 0
| Sales | nt | 125 | -180.5263 | -22565.7895 |  |  | 0 |  | 0 |  | 0 |  | 0 |  | 0 |  |  | 0 |  | 0 |  | 0 |  | 0 |  | 0 |  | 60% | -13539.4737 | 42% | -5686.5789 | 47% | -6363.5526 | 10% | -1353.9474 | 1% | -135.3947 |  | 25% | -5641.4474 | 42% | -2369.4079 | 47% | -2651.4803 | 10% | -564.1447 | 1% | -56.4145 |  | 15% | -3384.8684 | 42% | -1421.6447 | 47% | -1590.8882 | 10% | -338.4868 | 1% | -33.8487 |  |  | 0 |  | 0 |  | 0 |  | 0 |  | 0 |  |  | 0 |  | 0 |  | 0 |  | 0 |  | 0 |  |  | 0 |  | 0 |  | 0 |  | 0 |  | 0 | -22565.7895 | -22565.7895 | -22565.7895 | 0
| Transport & Dispose of Combustibles | nt | 35 | 65 | 2275 |  |  | 0 |  | 0 |  | 0 |  | 0 |  | 0 |  | 14.29% | 325 | 42% | 136.5 | 47% | 152.75 | 10% | 32.5 | 1% | 3.25 |  | 14.29% | 325 | 42% | 136.5 | 47% | 152.75 | 10% | 32.5 | 1% | 3.25 |  | 14.29% | 325 | 42% | 136.5 | 47% | 152.75 | 10% | 32.5 | 1% | 3.25 |  | 14.29% | 325 | 42% | 136.5 | 47% | 152.75 | 10% | 32.5 | 1% | 3.25 |  | 14.29% | 325 | 42% | 136.5 | 47% | 152.75 | 10% | 32.5 | 1% | 3.25 |  | 14.29% | 325 | 42% | 136.5 | 47% | 152.75 | 10% | 32.5 | 1% | 3.25 |  | 14.29% | 325 | 42% | 136.5 | 47% | 152.75 | 10% | 32.5 | 1% | 3.25 | 2275 | 2275 | 2275 | 0
[8 empty] | 0 |  | 0 |  | 0 |  | 0 |  | 0 |  |  | 0 |  | 0 |  | 0 |  | 0 |  | 0 |  |  | 0 |  | 0 |  | 0 |  | 0 |  | 0 |  |  | 0 |  | 0 |  | 0 |  | 0 |  | 0 |  |  | 0 |  | 0 |  | 0 |  | 0 |  | 0 |  |  | 0 |  | 0 |  | 0 |  | 0 |  | 0 |  |  | 0 |  | 0 |  | 0 |  | 0 |  | 0 |  |  | 0 |  | 0 |  | 0 |  | 0 |  | 0 | 0 | 0 | 0 | 0
| Total |  |  |  | 3504235.424 | 0 |  | 267500 |  | 112350 |  | 125725 |  | 26750 |  | 2675 | 0 |  | 2284566.3759 |  | 1064795.475 |  | 1121144.4366 |  | 89636.7857 |  | 8989.6786 | 0 |  | 1320495.4611 |  | 658655.2789 |  | 656223.0601 |  | 5082.8383 |  | 534.2838 | 0 |  | -16894.3312 |  | -90154.0394 |  | -126731.091 |  | 183004.8914 |  | 16985.9078 | 0 |  | -51066.722 |  | -32324.4461 |  | -39666.4046 |  | 18998.2989 |  | 1925.8299 | 0 |  | -389261.0745 |  | -130991.8427 |  | -152940.619 |  | -83939.7995 |  | -21388.8133 | 0 |  | 44447.8573 |  | 18536.2157 |  | 20785.1773 |  | 4636.7857 |  | 489.6786 | 0 |  | 44447.8573 |  | 18536.2157 |  | 20785.1773 |  | 4636.7857 |  | 489.6786 | 3504235.424 | 3504235.424 | 3504235.424 | 0
[8 empty] | 0 | [85 empty] | 0 | 0 | 0 | 0
| Dispose of Refractory in Subtitle D Landfill | nt | 1157.4074 | 65 | 75231.4815 |  |  | 0 |  | 0 |  | 0 |  | 0 |  | 0 |  |  | 0 |  | 0 |  | 0 |  | 0 |  | 0 |  |  | 0 |  | 0 |  | 0 |  | 0 |  | 0 |  | 100% | 75231.4815 | 42% | 31597.2222 | 47% | 35358.7963 | 10% | 7523.1481 | 1% | 752.3148 |  |  | 0 |  | 0 |  | 0 |  | 0 |  | 0 |  |  | 0 |  | 0 |  | 0 |  | 0 |  | 0 |  |  | 0 |  | 0 |  | 0 |  | 0 |  | 0 |  |  | 0 |  | 0 |  | 0 |  | 0 |  | 0 | 75231.4815 | 75231.4815 | 75231.4815 | 0
3579466.9055
Unit
Price
| * FE is based on the Aug. 7, 2015 Metal Prices Birmingham P&S 5' & under = $245 / GT | [6 empty] | -180.5263
| * AL is based on Aug. 18, 2015 LME Cash Official = $0.69/lb | [6 empty] | -0.39039
| * CU is baesd on Aug. 18, 2015 LME Cash Official = $2.27/lb | [6 empty] | -0.37018
| * SS is based on Aug. 17, 2015 LME 304 (18-8) Scrap Solids Processor = $0.50 / lb | [6 empty] | -0.18394
| *305 SS - is based on Aug. 17, 2014 LME 304 (18-8) Scrap Solids Processor = $0.50 / lb | [6 empty] | -0.22371
| * Transformers is based on Aug. 18, 2015 LME Cash official for CU = $2.27 | [6 empty] | -460.9846
| *Ti is based on Aug. 13, 2015 Secondary Market Tin Bearing >85% = $0.55 / lb | [6 empty] | -0.36
| * Ad Brass is based of Aug. 14, 2015 Secondary Market Yellow Brass = $1.66 | [6 empty] | -1.7513
| * 90-10 CU-NI is based on Aug. 18, 2015 Secondary Market Cupro-Nickel Scrap 90-10 = $2.07 | [6 empty] | -1.5825
| *304 SS - is based on Aug. 17, 2015 LME 304 (18-8) Scrap Solids Processor = $0.50 / lb | [6 empty] | -0.27326

## Sheet1
3040000 | 304 | 1 | 1LR | BARRY-ASB | 0 |  |  | 0 | CONTINGENCY |  | 0 | 0 | ASB | 100 | GULF | REMOVAL | SCS |  | 304000011LRBARRY-ASB0CONTINGENCY
3120000AA | 312 | 1 | 1LR | BARRY-ASB | 22961.0656 | SF | 70 | 1607274.5902 | SFTNSIDING (ASBESTOS) | SFTNSIDING (ASBESTOS) | 70 | 1607274.5902 | ASB | 100 | GULF | REMOVAL | SCS | MARKUP | 3120000AA11LRBARRY-ASB22961.0655737705SF70SFTNSIDING (ASBESTOS)
3120000AA | 312 | 1 | 1LD | BARRY-ASB | 47.0702 | TN | 345.389 | 16257.5257 | SFTNSIDING (ASBESTOS) | SFTNSIDING (ASBESTOS) | 345.389 | 16257.5257 | ASB | 100 | GULF | DISPOSAL | SCS | MARKUP | 3120000AA11LDBARRY-ASB47.07018448TN345.38903725058SFTNSIDING (ASBESTOS)
3040000 | 304 | 2 | 2LR | BARRY-ASB | 0 |  |  | 0 | CONTINGENCY |  | 0 | 0 | ASB | 100 | GULF | REMOVAL | SCS |  | 304000022LRBARRY-ASB0CONTINGENCY
3120000AA | 312 | 2 | 2LR | BARRY-ASB | 22961.0656 | SF | 70 | 1607274.5902 | SFTNSIDING (ASBESTOS) | SFTNSIDING (ASBESTOS) | 70 | 1607274.5902 | ASB | 100 | GULF | REMOVAL | SCS | MARKUP | 3120000AA22LRBARRY-ASB22961.0655737705SF70SFTNSIDING (ASBESTOS)
3120000AA | 312 | 2 | 2LD | BARRY-ASB | 47.0702 | TN | 345.389 | 16257.5257 | SFTNSIDING (ASBESTOS) | SFTNSIDING (ASBESTOS) | 345.389 | 16257.5257 | ASB | 100 | GULF | DISPOSAL | SCS | MARKUP | 3120000AA22LDBARRY-ASB47.07018448TN345.38903725058SFTNSIDING (ASBESTOS)
3040000 | 304 | 3 | 3LR | BARRY-ASB | 0 |  |  | 0 | CONTINGENCY |  | 0 | 0 | ASB | 100 | GULF | REMOVAL | SCS |  | 304000033LRBARRY-ASB0CONTINGENCY
3120000AA | 312 | 3 | 3LR | BARRY-ASB | 41329.918 | SF | 70 | 2893094.2623 | SFTNSIDING (ASBESTOS) | SFTNSIDING (ASBESTOS) | 70 | 2893094.2623 | ASB | 100 | GULF | REMOVAL | SCS | MARKUP | 3120000AA33LRBARRY-ASB41329.9180327869SF70SFTNSIDING (ASBESTOS)
3120000AA | 312 | 3 | 3LD | BARRY-ASB | 84.7263 | TN | 345.389 | 29263.5462 | SFTNSIDING (ASBESTOS) | SFTNSIDING (ASBESTOS) | 345.389 | 29263.5462 | ASB | 100 | GULF | DISPOSAL | SCS | MARKUP | 3120000AA33LDBARRY-ASB84.7263319TN345.38903725058SFTNSIDING (ASBESTOS)
3040000 | 304 | 4 | 4LR | BARRY-ASB | 0 |  |  | 0 | CONTINGENCY |  | 0 | 0 | ASB | 100 | GULF | REMOVAL | SCS |  | 304000044LRBARRY-ASB0CONTINGENCY
3120000AA | 312 | 4 | 4LR | BARRY-ASB | 64290.9836 | SF | 70 | 4500368.8525 | SFTNSIDING (ASBESTOS) | SFTNSIDING (ASBESTOS) | 70 | 4500368.8525 | ASB | 100 | GULF | REMOVAL | SCS | MARKUP | 3120000AA44LRBARRY-ASB64290.9836065574SF70SFTNSIDING (ASBESTOS)
3120000AA | 312 | 4 | 4LD | BARRY-ASB | 131.7965 | TN | 345.389 | 45521.0719 | SFTNSIDING (ASBESTOS) | SFTNSIDING (ASBESTOS) | 345.389 | 45521.0719 | ASB | 100 | GULF | DISPOSAL | SCS | MARKUP | 3120000AA44LDBARRY-ASB131.79651638TN345.38903725058SFTNSIDING (ASBESTOS)
3040000 | 304 | 5 | 5LR | BARRY-ASB | 0 |  |  | 0 | CONTINGENCY |  | 0 | 0 | ASB | 100 | GULF | REMOVAL | SCS |  | 304000055LRBARRY-ASB0CONTINGENCY
3120000AA | 312 | 5 | 5LR | BARRY-ASB | 128581.9672 | SF | 70 | 9000737.7049 | SFTNSIDING (ASBESTOS) | SFTNSIDING (ASBESTOS) | 70 | 9000737.7049 | ASB | 100 | GULF | REMOVAL | SCS | MARKUP | 3120000AA55LRBARRY-ASB128581.967213115SF70SFTNSIDING (ASBESTOS)
3120000AA | 312 | 5 | 5LD | BARRY-ASB | 263.593 | TN | 345.389 | 91042.1437 | SFTNSIDING (ASBESTOS) | SFTNSIDING (ASBESTOS) | 345.389 | 91042.1437 | ASB | 100 | GULF | DISPOSAL | SCS | MARKUP | 3120000AA55LDBARRY-ASB263.59303235TN345.38903725058SFTNSIDING (ASBESTOS)
3090481 | 309 | C | CLR | BARRY-ASB | 1 | % | 196087.5 | 196087.5 | ADMINISTRATIVE & GENERAL OVERHEAD | ADMINISTRATIVE & GENERAL OVERHEAD | 196087.5 | 196087.5 | ASB | 100 | GULF | REMOVAL | SCS |  | 3090481CCLRBARRY-ASB1%196087.5ADMINISTRATIVE & GENERAL OVERHEAD
3040000 | 304 | C | CLR | BARRY-ASB | 0 |  |  | 0 | CONTINGENCY |  | 0 | 0 | ASB | 100 | GULF | REMOVAL | SCS |  | 3040000CCLRBARRY-ASB0CONTINGENCY
3080268 | 308 | C | CLR | BARRY-ASB | 1 | LT | 15687 | 15687 | PERMITS | PERMITS | 15687 | 15687 | ASB | 100 | GULF | REMOVAL | SCS |  | 3080268CCLRBARRY-ASB1LT15687PERMITS
3080241 | 308 | C | CLR | BARRY-ASB | 1 | % | 196087.5 | 196087.5 | SCS ENGINEERING | GPC ENGINEERING | 196087.5 | 196087.5 | ASB | 100 | GULF | REMOVAL | SCS |  | 3080241CCLRBARRY-ASB1%196087.5SCS ENGINEERING
3070201 | 307 | C | CLR | BARRY-ASB | 1 | % | 196087.5 | 196087.5 | TEMPORARY CONSTRUCTION SERVICES | TEMPORARY CONSTRUCTION SERVICES | 196087.5 | 196087.5 | ASB | 100 | GULF | REMOVAL | SCS |  | 3070201CCLRBARRY-ASB1%196087.5TEMPORARY CONSTRUCTION SERVICES
3080361 | 308 | C | CLR | BARRY-ASB | 0.6 | % | 196087.5 | 117652.5 | WRAP-UP AND ALL-RISK INSURANCE | WRAP-UP AND ALL-RISK INSURANCE | 196087.5 | 117652.5 | ASB | 100 | GULF | REMOVAL | SCS |  | 3080361CCLRBARRY-ASB0.6%196087.5WRAP-UP AND ALL-RISK INSURANCE
3110390 | 311 | C | CLR | BARRY-ASH | 596 | AC | 32100.5185 | 19131909.0199 | Ash Disposal Pond | Ash Disposal Pond | 32100.5185 | 19131909.0199 | ASH | 100 | GULF | REMOVAL | SCS |  | 3110390CCLRBARRY-ASH596AC32100.5184897273Ash Disposal Pond
3040000 | 304 | C | CLR | BARRY-ASH | 0 |  |  | 0 | CONTINGENCY |  | 0 | 0 | ASH | 100 | GULF | REMOVAL | SCS |  | 3040000CCLRBARRY-ASH0CONTINGENCY

## Scrap Values
#REF!
| 11328802 |  |  |  | 2015-11-06 | 2015-11-06 |  | 2015-12-31 |  | 2015-12-31
| #REF! | Unit |  |  | Unit | ADJ Unit |  | Unit |  | ADJ Unit
|  | Price |  | Change | Price | Price | Historical Links | Price |  | Price
* FE is based on the Aug. 7, 2015 Metal Prices Birmingham P&S 5' & under = $245 / GT | 245 | -180.5263 | 73.68% | -56.7363 | 168 | -123.79 | http://www.metalprices.com/historical/database/ferrous-scrap-price-index/fe-spi-5-plate-structural-birmingham | 184 | LME | 135.5789
* AL is based on Aug. 18, 2015 LME Cash Official = $0.69/lb | 0.69 | -0.39039 | 56.58% | -0.010395 | 0.67 | -0.38 | http://www.metalprices.com/historical/database/aluminum/lme-aluminum-cash-official | 0.6829 |  | 0.38638
* CU is baesd on Aug. 18, 2015 LME Cash Official = $2.27/lb | 2.27 | -0.37018 | 16.31% | -0.00018462 | 2.29 | -0.37 | http://www.metalprices.com/historical/database/copper/lme-copper-cash-official | 2.2759 | LME | 0.37115
* SS is based on Aug. 17, 2015 LME 304 (18-8) Scrap Solids Processor = $0.50 / lb | 0.5 | -0.18394 | 36.79% | -0.02394 | 0.44 | -0.16 | http://www.metalprices.com/historical/database/stainless-steel/stainless-steel-304-s-p |  |  | 0
*305 SS - is based on Aug. 17, 2014 LME 304 (18-8) Scrap Solids Processor = $0.50 / lb | 0.5 | -0.22371 | 44.74% | -0.023711 | 0.44 | -0.2 | http://www.metalprices.com/historical/database/stainless-steel/stainless-steel-304-s-p |  |  | 0
* Transformers is based on Aug. 18, 2015 LME Cash official for CU = $2.27 |  | -460.9846 | [7 empty] | 0
*Ti is based on Aug. 13, 2015 Secondary Market Tin Bearing >85% = $0.55 / lb | 0.55 | -0.36 | 65.45% | -0.11 | 0.375 | -0.25 | http://www.metalprices.com/metal/titanium/titanium-scrap-ferro-ti-quality-turnings-non-tin-bearing-gt-85-ti |  |  | 0
* Ad Brass is based of Aug. 14, 2015 Secondary Market Yellow Brass = $1.66 | 1.66 | -1.7513 | 105.5% | -0.0513 | 1.61 | -1.7 | http://www.metalprices.com/historical/database/brass/brass-yellow-brass |  |  | 0
* 90-10 CU-NI is based on Aug. 18, 2015 Secondary Market Cupro-Nickel Scrap 90-10 = $2.07 | 2.07 | -1.5825 | 76.45% | -0.0625 | 1.99 | -1.52 | http://www.metalprices.com/metal/cupro-nickel/cupro-nickel-c706 |  |  | 0
*304 SS - is based on Aug. 17, 2015 LME 304 (18-8) Scrap Solids Processor = $0.50 / lb | 0.5 | -0.27326 | 54.65% | -0.033256 | 0.44 | -0.24 | http://www.metalprices.com/historical/database/stainless-steel/stainless-steel-304-s-p |  |  | 0
| 2015-11-06 | 2015-11-06
| Unit | ADJ Unit
| Price | Price
* FE is based on the 06NOV15, 2015 Metal Prices Birmingham P&S 5' & under = $168 / GT | 168 | -123.79
* AL is based on 06NOV15, 2015 LME Cash Official = $0.67/lb | 0.67 | -0.38
* CU is based on 06NOV15, LME Cash Official = $2.29/lb | 2.29 | -0.37
* SS is based on 06NOV15, LME 304 (18-8) Scrap Solids Processor = $0.44 / lb | 0.44 | -0.16
*305 SS - is based on 06NOV15, LME 304 (18-8) Scrap Solids Processor = $0.44 / lb | 0.44 | -0.2
* Transformers is based on 06NOV15, LME Cash Official = $2.29/lb
*Ti is based on 06NOV15, Secondary Market Tin Bearing >85% = $0.375 / lb | 0.375 | -0.25
* Ad Brass is based of 06NOV15, Secondary Market Yellow Brass = $1.61 | 1.61 | -1.7
* 90-10 CU-NI is based on 06NOV15, Secondary Market Cupro-Nickel Scrap 90-10 = $1.99 | 1.99 | -1.52
*304 SS - is based on 06NOV15, LME 304 (18-8) Scrap Solids Processor = $0.44 / lb | 0.44 | -0.24