## Instructions
Seminole Goal and Budget Forecast Tool Overview
What is the purpose of this tool?
The Goal and Budget Forecast Tool is used to track and report program savings starting from program year (PY) 2015 as a point of reference (EUL Year 0). This tool is also prepared to perform program forecasting based on user definable metrics for savings, program participation, program administrative costs, and incentive costs. Instructions for editing for future years: some tabs on this spreadsheet should be updated annually with current information while other tabs are outputs, reference, or for use by engineers/EM&V only. Please see the top of each tab for instructions for editing.
The following are a general list of user-definable inputs which are housed in this workbook and used to track program metrics:
| Input | Definition | Units | Workbook Tab | Location (Cell and/or Range) | Example
| Energy Efficiency Program | The energy efficiency program from which the specific measures of interest are assigned | Text String | >>> Program Worksheets >>> 'Coop Name 2015' | A:A (Starting A:19) | Residential Prepay Metering
| Measure | The specific energy efficiency program measure (include baseline from which measure savings are generated as well) | Text String | >>> Program Worksheets >>> 'Coop Name 2015' | B:B (Starting B:19) | Prepay Standard
| Unit Definition | The units basis for which savings are calculated | Text String | >>> Program Worksheets >>> 'Coop Name 2015' | F:F (Starting F:19) | Meters Enrolled
| Number of Units | The number of units corresponding to the Unit Definition | Numeric | >>> Program Worksheets >>> 'Coop Name 2015' | G:G (Starting G:19) | 414
| UES - Unit Energy Savings | The savings associated with conservation programs on a per-unit basis | (MWh, kWh, MW, kW) per Unit | >>> Program Worksheets >>> 'Coop Name 2015' | H:I (Starting H:19) | 1029.7906
| Measure Life | The Effective Useful Life (EUL) of the measure in years | YYYY | >>> Program Worksheets >>> 'Coop Name 2015' | J:J (Starting J:19) | 20
| PA Cost - Program Administrative Cost | The administrative costs associated with conservation programs from the program administrator on a per-program basis | ($) per Program | >>> Program Worksheets >>> 'Coop Name 2015' | C:C (Starting C:19) | 233160.21
| Incentive Cost | The incentive costs associated with conservation programs from program participants on a per-program basis | ($) per Program | >>> Program Worksheets >>> 'Coop Name 2015' | D:D (Starting D:19) | 1847
| Measure Incremental Cost ($/Unit) | The incremental cost of the measure used in cost effectiveness calculations | ($) per Measure | >>> Program Worksheets >>> 'Coop Name 2015' | Z:Z (Starting Z:19) | 5
| Billing Rate Escalation Rate | Coop specific expected escalation rate of retail rates - Default 0% | % | >>> Program Worksheets >>> 'Coop Name 2015' | T6 | 0%
| Program Cost Escalation Rate | Coop specific expected escalation rate of program costs - Default 0% | % | >>> Program Worksheets >>> 'Coop Name 2015' | T7 | 0%
| Avoided Costs Escalation Rate | Coop specific expected escalation rate of avoided costs - Default 0% | % | >>> Program Worksheets >>> 'Coop Name 2015' | T8 | 0%
| IRP Discount Rate | The Integrated Resource Plan (IRP) Discount Rate | % | Seminole Avoided Cost | C8 | 6%
| Avoided Costs | Avoided costs of capacity and generation by by measure life | $/kWh, $/kW | Seminole Avoided Cost | B15:Y51 | 0.0292
| Forecast Year | Year of analysis for modeling - singular input which carried through the spreadsheet | YYYY | Save Spend Summary | C2 | 2015
| Retail Rates of Energy by Sector | The retail rates of energy by sector as used in cost effectiveness testing to calculate the customer cost savings per measure unit | ($) per kWh by Customer Class | 2015 Annual Sales and Revenue | B2:H29 | 0.12212
| Transmission and Distribution Loss Factors | Transmission and Distribution Loss Factors from Seminole to Coop and Coop to Customer Meter on a per year basis | % | T&D Loss Factors | B16:AD25 | 7.305%
The following are a list of outputs which are readily available from this tool:
| Output | Definition | Units | Workbook Tab | Location (Cell and/or Range) | Example
| PAC - Program Administrator Cost Ratio | Does the program reduce revenue requirements? | Total Net Benefits in ($) and Net Benefit Ratio (Benefits/Costs) | >>> Program Worksheets >>> 'Coop Name 2015' | AF:AI (Results Starting AI19) | 1.9975
| RIM - Ratepayer Impact Measure Test Ratio | Does the program benefit non-participants? Does it create short-term rate pressure? | Total Net Benefits in ($) and Net Benefit Ratio (Benefits/Costs) | >>> Program Worksheets >>> 'Coop Name 2015' | AN:AQ (Results Starting AQ19) | 0.32485
| Total Annual MWh | Total Annual MWh by Coop and Seminole Total - Views provided with and without Transmission and Distribution Losses | MWh Total | Save Spend Summary | C:C (Starting C6 & C19) | 542.1782
| Total Lifetime MWh | Total Lifetime MWh by Coop and Seminole Total - Views provided with and without Transmission and Distribution Losses | MWh Lifetime Total | Save Spend Summary | D:D (Starting D6 & D19) | 656.1885
| Total Coincident Demand (kW) | Total Coincident Demand kW by Coop and Seminole Total - Views provided with and without Transmission and Distribution Losses | kW Coincident Total | Save Spend Summary | E:E (Starting E6 & E19) | 95.4969
| Implementation Costs | Total Implementation Costs by Coop and Seminole Total | ($) by Program | Save Spend Summary | C:C (Starting C31) | 251160.21
| Incentive Costs | Total Incentive Costs by Coop and Seminole Total | ($) by Program | Save Spend Summary | D:D (Starting D31) | 1847
| Total Program Costs | Total Program Costs by Coop and Seminole Total | ($) by Program | Save Spend Summary | E:E (Starting E31) | 253007.21
| Total Annual MWh (Detailed) | Total Annual MWh by Coop and Seminole Total by Program Type - Views provided with and without Transmission and Distribution Losses | MWh Total | Detailed Save Spend Tables | D:M (Starting D7 & D34) | 8461.3817
| Total Lifetime MWh (Detailed) | Total Lifetime MWh by Coop and Seminole Total by Program Type - Views provided with and without Transmission and Distribution Losses | MWh Lifetime Total | Detailed Save Spend Tables | D:M (Starting D16 & D43) | 19941.7964
| Total Coincident Demand (kW) (Detailed) | Total Coincident Demand (kW) by Coop and Seminole Total by Program Type - Views provided with and without Transmission and Distribution Losses | kW Coincident Total | Detailed Save Spend Tables | D:M (Starting D25 & D52) | 435.8869
| PCT - Participant Cost Test Ratio | Do benefits outweigh costs for participants? | Total Net Benefits in ($) and Net Benefit Ratio (Benefits/Costs) | >>> Program Worksheets >>> 'Coop Name 2015' | AJ:AM (Results Starting AM19) | 10.8459
| TRC - Total Resource Cost Ratio | Most comprehensive test that considers all benefits and costs to the service territory (utility + customers) | Total Net Benefits in ($) and Net Benefit Ratio (Benefits/Costs) | >>> Program Worksheets >>> 'Coop Name 2015' | AB:AE (Results Starting AE19) | 3.8673

## Save Spend Summary
Instructions: Output only; DO NOT MODIFY
Forecast Year | 2015 |  | Fewer Savings | >>>>>>>>>>>>>>>>>> | Greater Savings
Excluding T&D Losses - Impact at Customer Meter | [6 empty] | QC | QC | QC | QC | QC | QC
Organization | Total Annual MWhs | Total Lifetime MWhs | Total Coincident Demand (kW) | % of Total Annual MWhs | % of Total Lifetime MWhs | % of Total Coincident Demand (kW) | Total Annual MWhs | Total Lifetime MWhs | Total Coincident Demand (kW) | Total Annual MWhs | Total Lifetime MWhs | Total Coincident Demand (kW)
Talquin | 465.1652 | 571.4243 | 4459.8013 | 4.065% | 1.77% | 5.683% | 720.5467 | 834.557 | 27595.4969 | CHECK | CHECK | CHECK
Tri-County | 447.9732 | 554.2323 | 6.4612 | 3.915% | 1.717% | 0.008233% | 469.388 | 583.3983 | 103.7449 | CHECK | CHECK | CHECK
Suwannee | 1812.1827 | 1918.4419 | 67.5185 | 15.84% | 5.942% | 0.08604% | 1898.3785 | 2012.3888 | 421.8256 | CHECK | CHECK | CHECK
Clay | 1118.816 | 9474.7687 | 17536.8536 | 9.777% | 29.35% | 22.35% | 696.3983 | 8999.1362 | 205.7063 | CHECK | CHECK | CHECK
Central Florida | 612.0779 | 952.237 | 1245.0209 | 5.349% | 2.949% | 1.586% | 600.2404 | 867.3851 | 121.9552 | CHECK | CHECK | CHECK
Sumter | 5219.543 | 10209.107 | 31787.6453 | 45.61% | 31.62% | 40.51% | 4546.2891 | 9570.7733 | 17923.2778 | CHECK | CHECK | CHECK
Withlacoochee | 970.2347 | 1755.1868 | 17177.1613 | 8.479% | 5.436% | 21.89% | 666.5192 | 1357.1979 | 0.59888 | CHECK | CHECK | CHECK
Peace River | 451.1427 | 1074.0132 | 6181.594 | 3.942% | 3.327% | 7.877% | 29.1835 | 269.2089 | 6.3444 | CHECK | CHECK | CHECK
Glades | 61.4749 | 802.9517 | 0.64932 | 0.5372% | 2.487% | 0.0008274% | 56.6674 | 746.6108 | 0.59888 | CHECK | CHECK | CHECK
Seminole Facilities | 284.4897 | 4973.3019 | 14.4823 | 2.486% | 15.4% | 0.01845%
Seminole Total | 11443.1 | 32285.6648 | 78477.1879 | 100% | 100% | 100% | 9683.611 | 25240.6564 | 46379.5489 | CHECK | CHECK | CHECK
Including T&D Losses - Impact at Generator | [6 empty] | QC | QC | QC | QC | QC | QC
Organization | Total Annual MWhs | Total Lifetime MWhs | Total Coincident Demand (kW) | % of Total Annual MWhs | % of Total Lifetime MWhs | % of Total Coincident Demand (kW) | Total Annual MWhs | Total Lifetime MWhs | Total Coincident Demand (kW) | Total Annual MWhs | Total Lifetime MWhs | Total Coincident Demand (kW)
Talquin | 498.1454 | 611.9383 | 4776.0012 | 4.032% | 1.775% | 5.617% | 774.016 | 896.4867 | 29643.2668 | CHECK | CHECK | CHECK
Tri-County | 488.9627 | 604.9445 | 7.0524 | 3.958% | 1.755% | 0.008294% | 504.2197 | 626.6904 | 111.4434 | CHECK | CHECK | CHECK
Suwannee | 1971.6548 | 2087.2647 | 73.4601 | 15.96% | 6.054% | 0.0864% | 2039.2508 | 2161.7215 | 453.1278 | CHECK | CHECK | CHECK
Clay | 1204.0698 | 10196.7461 | 18873.1619 | 9.747% | 29.57% | 22.2% | 748.0757 | 9666.9321 | 220.9711 | CHECK | CHECK | CHECK
Central Florida | 664.4718 | 1033.7485 | 1351.5947 | 5.379% | 2.998% | 1.59% | 635.4385 | 918.2486 | 129.1067 | CHECK | CHECK | CHECK
Sumter | 5605.7892 | 10964.5809 | 34139.9311 | 45.38% | 31.8% | 40.15% | 4883.654 | 10280.9885 | 19253.3044 | CHECK | CHECK | CHECK
Withlacoochee | 1076.8635 | 1948.0819 | 19064.9313 | 8.717% | 5.65% | 22.42% | 721.8003 | 1469.7639 | 0.64855 | CHECK | CHECK | CHECK
Peace River | 490.7981 | 1168.419 | 6724.9561 | 3.973% | 3.389% | 7.909% | 31.3491 | 289.186 | 6.8152 | CHECK | CHECK | CHECK
Glades | 68.1142 | 889.6705 | 0.71944 | 0.5514% | 2.58% | 0.0008461% | 61.2597 | 807.1162 | 0.64741 | CHECK | CHECK | CHECK
Seminole Facilities | 284.4897 | 4973.3019 | 14.4823 | 2.303% | 14.42% | 0.01703%
Seminole Total | 12353.3592 | 34478.6963 | 85026.2907 | 100% | 100% | 100% | 10399.0639 | 27117.1338 | 49819.3315 | CHECK | CHECK | CHECK
Organization | Implementation Costs | Incentive Costs | Total Program Costs | % of Implementation Costs | % of Incentive Costs | % of Total Program Costs
Talquin | 251160.21 | 1847 | 253007.21 | 53.13% | 0.7947% | 35.88%
Tri-County | 0 | 1847 | 1847 | 0% | 0.7947% | 0.2619%
Suwannee | 200 | 1847 | 2047 | 0.0423% | 0.7947% | 0.2903%
Clay | 150973.8582 | 193808.4 | 344782.2582 | 31.93% | 83.39% | 48.89%
Central Florida | 2400 | 4817 | 7217 | 0.5077% | 2.072% | 1.023%
Sumter | 65187.0917 | 21335.8 | 86522.8917 | 13.79% | 9.18% | 12.27%
Withlacoochee | 0 | 1847 | 1847 | 0% | 0.7947% | 0.2619%
Peace River | 165.9869 | 3229.5 | 3395.4869 | 0.03511% | 1.389% | 0.4815%
Glades | 2676.5393 | 1847 | 4523.5393 | 0.5661% | 0.7947% | 0.6415%
Seminole Facilities | 0 | 0 | 0 | 0% | 0% | 0%
Seminole Total | 472763.6861 | 232425.7 | 705189.3861 | 100% | 100% | 100%

## Detailed Save Spend Tables
Instructions: Output only; DO NOT MODIFY
| Forecast Year | 2015
|  |  |  | Fewer Savings | >>>>>>>>>>>>>>>>>> | Greater Savings
| Excluding T&D Losses - Impact at Customer Meter | [12 empty] | Excluding T&D Losses - Impact at Customer Meter
| Total Annual MWhs | Sector | Member | [10 empty] | % Total Annual MWhs | Sector | Member
|  |  | Seminole Total | Seminole Facilities | Talquin | Tri-County | Suwannee | Clay | Central Florida | Sumter | Withlacoochee | Peace River | Glades |  |  | Seminole Total | Seminole Facilities | Talquin | Tri-County | Suwannee | Clay | Central Florida | Sumter | Withlacoochee | Peace River | Glades
|  | Residential | 7788.6285 | 0 | 232.9703 | 447.9732 | 1812.1827 | 658.6513 | 548.994 | 4050.548 | 5.5926 | 26.1238 | 5.5926 |  | Residential | 68.06% | 0% | 50.08% | 100% | 100% | 58.87% | 89.69% | 77.6% | 0.5764% | 5.791% | 9.097%
|  | Commercial & Industrial | 278.3444 | 0 | 0 | 0 | 0 | 1.3342 | 0 | 158.5099 | 59.707 | 2.911 | 55.8823 |  | Commercial & Industrial | 2.432% | 0% | 0% | 0% | 0% | 0.1193% | 0% | 3.037% | 6.154% | 0.6452% | 90.9%
|  | Demand Response | 158 | 0 | 0 | 0 | 0 | 0 | 0 | 158 | 0 | 0 | 0 |  | Demand Response | 1.381% | 0% | 0% | 0% | 0% | 0% | 0% | 3.027% | 0% | 0% | 0%
|  | Utility System Efficiency | 3218.1271 | 284.4897 | 232.1948 | 0 | 0 | 458.8306 | 63.0839 | 852.4851 | 904.9351 | 422.1079 | 0 |  | Utility System Efficiency | 28.12% | 100% | 49.92% | 0% | 0% | 41.01% | 10.31% | 16.33% | 93.27% | 93.56% | 0%
|  | Total | 11443.1 | 284.4897 | 465.1652 | 447.9732 | 1812.1827 | 1118.816 | 612.0779 | 5219.543 | 970.2347 | 451.1427 | 61.4749 |  | Total | 100% | 100% | 100% | 100% | 100% | 100% | 100% | 100% | 100% | 100% | 100%
8066.9729
| Excluding T&D Losses - Impact at Customer Meter | [12 empty] | Excluding T&D Losses - Impact at Customer Meter
| Total Lifetime MWhs | Sector | Member | [10 empty] | % Total Lifetime MWhs | Sector | Member
|  |  | Seminole Total | Seminole Facilities | Talquin | Tri-County | Suwannee | Clay | Central Florida | Sumter | Withlacoochee | Peace River | Glades |  |  | Seminole Total | Seminole Facilities | Talquin | Tri-County | Suwannee | Clay | Central Florida | Sumter | Withlacoochee | Peace River | Glades
|  | Residential | 19941.7964 | 0 | 339.2295 | 554.2323 | 1918.4419 | 8523.1442 | 889.1531 | 7238.3218 | 111.8517 | 255.5702 | 111.8517 |  | Residential | 61.77% | 0% | 59.37% | 100% | 100% | 89.96% | 93.38% | 70.9% | 6.373% | 23.8% | 13.93%
|  | Commercial & Industrial | 3442.3 | 0 | 0 | 0 | 0 | 16.5 | 0 | 1960.3 | 738.4 | 36 | 691.1 |  | Commercial & Industrial | 10.66% | 0% | 0% | 0% | 0% | 0.1741% | 0% | 19.2% | 42.07% | 3.352% | 86.07%
|  | Demand Response | 158 | 0 | 0 | 0 | 0 | 0 | 0 | 158 | 0 | 0 | 0 |  | Demand Response | 0.4894% | 0% | 0% | 0% | 0% | 0% | 0% | 1.548% | 0% | 0% | 0%
|  | Utility System Efficiency | 8743.5684 | 4973.3019 | 232.1948 | 0 | 0 | 935.1245 | 63.0839 | 852.4851 | 904.9351 | 782.443 | 0 |  | Utility System Efficiency | 27.08% | 100% | 40.63% | 0% | 0% | 9.87% | 6.625% | 8.35% | 51.56% | 72.85% | 0%
|  | Total | 32285.6648 | 4973.3019 | 571.4243 | 554.2323 | 1918.4419 | 9474.7687 | 952.237 | 10209.107 | 1755.1868 | 1074.0132 | 802.9517 |  | Total | 100% | 100% | 100% | 100% | 100% | 100% | 100% | 100% | 100% | 100% | 100%
23384.0964
| Excluding T&D Losses - Impact at Customer Meter | [12 empty] | Excluding T&D Losses - Impact at Customer Meter
| Total Annual kW | Sector | Member | [10 empty] | % Total Annual kW | Sector | Member
|  |  | Seminole Total | Seminole Facilities | Talquin | Tri-County | Suwannee | Clay | Central Florida | Sumter | Withlacoochee | Peace River | Glades |  |  | Seminole Total | Seminole Facilities | Talquin | Tri-County | Suwannee | Clay | Central Florida | Sumter | Withlacoochee | Peace River | Glades
0.5554% |  | Residential | 435.8869 | 0 | 0.64932 | 6.4612 | 67.5185 | 219.719 | 23.7839 | 113.4559 | 0.64932 | 3.0004 | 0.64932 |  | Residential | 0.5554% | 0% | 0.01456% | 100% | 100% | 1.253% | 1.91% | 0.3569% | 0.00378% | 0.04854% | 100%
0% |  | Commercial & Industrial | 0 | 0 | 0 | 0 | 0 | 0 | 0 | 0 | 0 | 0 | 0 |  | Commercial & Industrial | 0% | 0% | 0% | 0% | 0% | 0% | 0% | 0% | 0% | 0% | 0%
21.66% |  | Demand Response | 17000 | 0 | 0 | 0 | 0 | 0 | 0 | 17000 | 0 | 0 | 0 |  | Demand Response | 21.66% | 0% | 0% | 0% | 0% | 0% | 0% | 53.48% | 0% | 0% | 0%
77.78% |  | Utility System Efficiency | 61041.301 | 14.4823 | 4459.152 | 0 | 0 | 17317.1346 | 1221.237 | 14674.1894 | 17176.512 | 6178.5936 | 0 |  | Utility System Efficiency | 77.78% | 100% | 99.99% | 0% | 0% | 98.75% | 98.09% | 46.16% | 100% | 99.95% | 0%
100% |  | Total | 78477.1879 | 14.4823 | 4459.8013 | 6.4612 | 67.5185 | 17536.8536 | 1245.0209 | 31787.6453 | 17177.1613 | 6181.594 | 0.64932 |  | Total | 100% | 100% | 100% | 100% | 100% | 100% | 100% | 100% | 100% | 100% | 100%
435.8869
| Including T&D Losses - Impact at Generator | [12 empty] | Including T&D Losses - Impact at Generator
| Total Annual MWhs | Sector | Member | [10 empty] | % Total Annual MWhs | Sector | Member
|  |  | Seminole Total | Seminole Facilities | Talquin | Tri-County | Suwannee | Clay | Central Florida | Sumter | Withlacoochee | Peace River | Glades |  |  | Seminole Total | Seminole Facilities | Talquin | Tri-County | Suwannee | Clay | Central Florida | Sumter | Withlacoochee | Peace River | Glades
|  | Residential | 8406.0463 | 0 | 249.4879 | 488.9627 | 1971.6548 | 708.8405 | 595.9879 | 4350.2886 | 6.2072 | 28.4201 | 6.1966 |  | Residential | 68.05% | 0% | 50.08% | 100% | 100% | 58.87% | 89.69% | 77.6% | 0.5764% | 5.791% | 9.097%
|  | Commercial & Industrial | 303.0287 | 0 | 0 | 0 | 0 | 1.4359 | 0 | 170.2396 | 66.2688 | 3.1668 | 61.9176 |  | Commercial & Industrial | 2.453% | 0% | 0% | 0% | 0% | 0.1193% | 0% | 3.037% | 6.154% | 0.6452% | 90.9%
|  | Demand Response | 169.692 | 0 | 0 | 0 | 0 | 0 | 0 | 169.692 | 0 | 0 | 0 |  | Demand Response | 1.374% | 0% | 0% | 0% | 0% | 0% | 0% | 3.027% | 0% | 0% | 0%
|  | Utility System Efficiency | 3474.5922 | 284.4897 | 248.6574 | 0 | 0 | 493.7934 | 68.4839 | 915.569 | 1004.3875 | 459.2112 | 0 |  | Utility System Efficiency | 28.13% | 100% | 49.92% | 0% | 0% | 41.01% | 10.31% | 16.33% | 93.27% | 93.56% | 0%
|  | Total | 12353.3592 | 284.4897 | 498.1454 | 488.9627 | 1971.6548 | 1204.0698 | 664.4718 | 5605.7892 | 1076.8635 | 490.7981 | 68.1142 |  | Total | 100% | 100% | 100% | 100% | 100% | 100% | 100% | 100% | 100% | 100% | 100%
0.09237%
| Including T&D Losses - Impact at Generator | [12 empty] | Including T&D Losses - Impact at Generator
| Total Lifetime MWhs | Sector | Member | [10 empty] | % Total Lifetime MWhs | Sector | Member
|  |  | Seminole Total | Seminole Facilities | Talquin | Tri-County | Suwannee | Clay | Central Florida | Sumter | Withlacoochee | Peace River | Glades |  |  | Seminole Total | Seminole Facilities | Talquin | Tri-County | Suwannee | Clay | Central Florida | Sumter | Withlacoochee | Peace River | Glades
|  | Residential | 21493.4309 | 0 | 363.2808 | 604.9445 | 2087.2647 | 9172.6077 | 965.2646 | 7773.9577 | 124.1442 | 278.0349 | 123.9317 |  | Residential | 62.34% | 0% | 59.37% | 100% | 100% | 89.96% | 93.38% | 70.9% | 6.373% | 23.8% | 13.93%
|  | Commercial & Industrial | 3747.5729 | 0 | 0 | 0 | 0 | 17.7573 | 0 | 2105.3622 | 819.5502 | 39.1644 | 765.7388 |  | Commercial & Industrial | 10.87% | 0% | 0% | 0% | 0% | 0.1741% | 0% | 19.2% | 42.07% | 3.352% | 86.07%
|  | Demand Response | 169.692 | 0 | 0 | 0 | 0 | 0 | 0 | 169.692 | 0 | 0 | 0 |  | Demand Response | 0.4922% | 0% | 0% | 0% | 0% | 0% | 0% | 1.548% | 0% | 0% | 0%
|  | Utility System Efficiency | 9068.0005 | 4973.3019 | 248.6574 | 0 | 0 | 1006.381 | 68.4839 | 915.569 | 1004.3875 | 851.2198 | 0 |  | Utility System Efficiency | 26.3% | 100% | 40.63% | 0% | 0% | 9.87% | 6.625% | 8.35% | 51.56% | 72.85% | 0%
|  | Total | 34478.6963 | 4973.3019 | 611.9383 | 604.9445 | 2087.2647 | 10196.7461 | 1033.7485 | 10964.5809 | 1948.0819 | 1168.419 | 889.6705 |  | Total | 100% | 100% | 100% | 100% | 100% | 100% | 100% | 100% | 100% | 100% | 100%
| Including T&D Losses - Impact at Generator | [12 empty] | Including T&D Losses - Impact at Generator
| Total Annual kW | Sector | Member | [10 empty] | % Total Annual kW | Sector | Member
|  |  | Seminole Total | Seminole Facilities | Talquin | Tri-County | Suwannee | Clay | Central Florida | Sumter | Withlacoochee | Peace River | Glades |  |  | Seminole Total | Seminole Facilities | Talquin | Tri-County | Suwannee | Clay | Central Florida | Sumter | Withlacoochee | Peace River | Glades
|  | Residential | 470.0453 | 0 | 0.69535 | 7.0524 | 73.4601 | 236.4616 | 25.8198 | 121.8516 | 0.72068 | 3.2641 | 0.71944 |  | Residential | 0.5528% | 0% | 0.01456% | 100% | 100% | 1.253% | 1.91% | 0.3569% | 0.00378% | 0.04854% | 100%
|  | Commercial & Industrial | 0 | 0 | 0 | 0 | 0 | 0 | 0 | 0 | 0 | 0 | 0 |  | Commercial & Industrial | 0% | 0% | 0% | 0% | 0% | 0% | 0% | 0% | 0% | 0% | 0%
|  | Demand Response | 18258 | 0 | 0 | 0 | 0 | 0 | 0 | 18258 | 0 | 0 | 0 |  | Demand Response | 21.47% | 0% | 0% | 0% | 0% | 0% | 0% | 53.48% | 0% | 0% | 0%
|  | Utility System Efficiency | 66298.2455 | 14.4823 | 4775.3059 | 0 | 0 | 18636.7002 | 1325.7749 | 15760.0795 | 19064.2107 | 6721.692 | 0 |  | Utility System Efficiency | 77.97% | 100% | 99.99% | 0% | 0% | 98.75% | 98.09% | 46.16% | 100% | 99.95% | 0%
|  | Total | 85026.2907 | 14.4823 | 4776.0012 | 7.0524 | 73.4601 | 18873.1619 | 1351.5947 | 34139.9311 | 19064.9313 | 6724.9561 | 0.71944 |  | Total | 100% | 100% | 100% | 100% | 100% | 100% | 100% | 100% | 100% | 100% | 100%
2.499%
| Excluding T&D Losses - Impact at Customer Meter | [12 empty] | Excluding T&D Losses - Impact at Customer Meter
| Total Annual MWhs | Program Type | Member | [10 empty] | % Total Annual MWhs | Program Type | Member
|  |  | Seminole Total | Seminole Facilities | Talquin | Tri-County | Suwannee | Clay | Central Florida | Sumter | Withlacoochee | Peace River | Glades |  |  | Seminole Total | Seminole Facilities | Talquin | Tri-County | Suwannee | Clay | Central Florida | Sumter | Withlacoochee | Peace River | Glades
|  | Residential Pre-Paid Energy Program | 6641.7519 | 0 | 0 | 442.3806 | 1806.5901 | 0 | 504.4181 | 3882.7705 | 5.5926 | 0 | 0 |  | Residential Pre-Paid Energy Program | 58.04% | 0% | 0% | 98.75% | 99.69% | 0% | 82.41% | 74.39% | 0.5764% | 0% | 0%
|  | Bulb Giveaways (LED and CFL) | 266.4402 | 0 | 5.5926 | 5.5926 | 5.5926 | 5.5926 | 44.5759 | 167.7776 | 0 | 26.1238 | 5.5926 |  | Bulb Giveaways (LED and CFL) | 2.328% | 0% | 1.202% | 1.248% | 0.3086% | 0.4999% | 7.283% | 3.214% | 0% | 5.791% | 9.097%
|  | TOU/Critical Peak Rates | 158 | 0 | 0 | 0 | 0 | 0 | 0 | 158 | 0 | 0 | 0 |  | TOU/Critical Peak Rates | 1.381% | 0% | 0% | 0% | 0% | 0% | 0% | 3.027% | 0% | 0% | 0%
|  | Utility System Savings (including VR and all facilities) | 3218.1271 | 284.4897 | 232.1948 | 0 | 0 | 458.8306 | 63.0839 | 852.4851 | 904.9351 | 422.1079 | 0 |  | Utility System Savings (including CVR and all facilities) | 28.12% | 100% | 49.92% | 0% | 0% | 41.01% | 10.31% | 16.33% | 93.27% | 93.56% | 0%
|  | Energy Smart Rebates (including all combined measures) | 880.4364 | 0 | 227.3778 | 0 | 0 | 653.0587 | 0 | 0 | 0 | 0 | 0 |  | Energy Smart Rebates (including all combined measures) | 7.694% | 0% | 48.88% | 0% | 0% | 58.37% | 0% | 0% | 0% | 0% | 0%
|  | Weather stripping | 0 | 0 | 0 | 0 | 0 | 0 | 0 | 0 | 0 | 0 | 0 |  | Weather stripping | 0% | 0% | 0% | 0% | 0% | 0% | 0% | 0% | 0% | 0% | 0%
|  | LED outdoor lights/streetlights (utility owned/leased) | 278.3444 | 0 | 0 | 0 | 0 | 1.3342 | 0 | 158.5099 | 59.707 | 2.911 | 55.8823 |  | LED outdoor lights/streetlights (utility owned/leased) | 2.432% | 0% | 0% | 0% | 0% | 0.1193% | 0% | 3.037% | 6.154% | 0.6452% | 90.9%
|  | Total | 11443.1 | 284.4897 | 465.1652 | 447.9732 | 1812.1827 | 1118.816 | 612.0779 | 5219.543 | 970.2347 | 451.1427 | 61.4749 |  | Total | 100% | 100% | 100% | 100% | 100% | 100% | 100% | 100% | 100% | 100% | 100%
|  |  | OK | OK | OK | OK | OK | OK | OK | OK | OK | OK | OK |  |  | OK | OK | OK | OK | OK | OK | OK | OK | OK | OK | OK
| Excluding T&D Losses - Impact at Customer Meter | [12 empty] | Excluding T&D Losses - Impact at Customer Meter
| Total Lifetime MWhs | Program Type | Member | [10 empty] | % Total Lifetime MWhs | Program Type | Member
|  |  | Seminole Total | Seminole Facilities | Talquin | Tri-County | Suwannee | Clay | Central Florida | Sumter | Withlacoochee | Peace River | Glades |  |  | Seminole Total | Seminole Facilities | Talquin | Tri-County | Suwannee | Clay | Central Florida | Sumter | Withlacoochee | Peace River | Glades
|  | Residential Pre-Paid Energy Program | 6748.011 | 0 | 0 | 442.3806 | 1806.5901 | 0 | 504.4181 | 3882.7705 | 111.8517 | 0 | 0 |  | Residential Pre-Paid Energy Program | 20.9% | 0% | 0% | 79.82% | 94.17% | 0% | 52.97% | 38.03% | 6.373% | 0% | 0%
|  | Bulb Giveaways (LED and CFL) | 4555.1151 | 0 | 111.8517 | 111.8517 | 111.8517 | 111.8517 | 384.735 | 3355.5514 | 0 | 255.5702 | 111.8517 |  | Bulb Giveaways (LED and CFL) | 14.11% | 0% | 19.57% | 20.18% | 5.83% | 1.181% | 40.4% | 32.87% | 0% | 23.8% | 13.93%
|  | TOU/Critical Peak Rates | 158 | 0 | 0 | 0 | 0 | 0 | 0 | 158 | 0 | 0 | 0 |  | TOU/Critical Peak Rates | 0.4894% | 0% | 0% | 0% | 0% | 0% | 0% | 1.548% | 0% | 0% | 0%
|  | Utility System Savings (including VR and all facilities) | 8743.5684 | 4973.3019 | 232.1948 | 0 | 0 | 935.1245 | 63.0839 | 852.4851 | 904.9351 | 782.443 | 0 |  | Utility System Savings (including CVR and all facilities) | 27.08% | 100% | 40.63% | 0% | 0% | 9.87% | 6.625% | 8.35% | 51.56% | 72.85% | 0%
|  | Energy Smart Rebates (including all combined measures) | 8638.6702 | 0 | 227.3778 | 0 | 0 | 8411.2924 | 0 | 0 | 0 | 0 | 0 |  | Energy Smart Rebates (including all combined measures) | 26.76% | 0% | 39.79% | 0% | 0% | 88.78% | 0% | 0% | 0% | 0% | 0%
|  | Weather stripping | 0 | 0 | 0 | 0 | 0 | 0 | 0 | 0 | 0 | 0 | 0 |  | Weather stripping | 0% | 0% | 0% | 0% | 0% | 0% | 0% | 0% | 0% | 0% | 0%
|  | LED outdoor lights/streetlights (utility owned/leased) | 3442.3 | 0 | 0 | 0 | 0 | 16.5 | 0 | 1960.3 | 738.4 | 36 | 691.1 |  | LED outdoor lights/streetlights (utility owned/leased) | 10.66% | 0% | 0% | 0% | 0% | 0.1741% | 0% | 19.2% | 42.07% | 3.352% | 86.07%
|  | Total | 32285.6648 | 4973.3019 | 571.4243 | 554.2323 | 1918.4419 | 9474.7687 | 952.237 | 10209.107 | 1755.1868 | 1074.0132 | 802.9517 |  | Total | 100% | 100% | 100% | 100% | 100% | 100% | 100% | 100% | 100% | 100% | 100%
|  |  | OK | OK | OK | OK | OK | OK | OK | OK | OK | OK | OK |  |  | OK | OK | OK | OK | OK | OK | OK | OK | OK | OK | OK
| Excluding T&D Losses - Impact at Customer Meter | [12 empty] | Excluding T&D Losses - Impact at Customer Meter
| Total Annual kW | Program Type | Member | [10 empty] | % Total Annual kW | Program Type | Member
|  |  | Seminole Total | Seminole Facilities | Talquin | Tri-County | Suwannee | Clay | Central Florida | Sumter | Withlacoochee | Peace River | Glades |  |  | Seminole Total | Seminole Facilities | Talquin | Tri-County | Suwannee | Clay | Central Florida | Sumter | Withlacoochee | Peace River | Glades
|  | Residential Pre-Paid Energy Program | 185.9774 | 0 | 0 | 5.8119 | 66.8692 | 0 | 18.6706 | 93.9764 | 0.64932 | 0 | 0 |  | Residential Pre-Paid Energy Program | 0.237% | 0% | 0% | 89.95% | 99.04% | 0% | 1.5% | 0.2956% | 0.00378% | 0% | 0%
|  | Bulb Giveaways (LED and CFL) | 30.8398 | 0 | 0.64932 | 0.64932 | 0.64932 | 0.64932 | 5.1134 | 19.4795 | 0 | 3.0004 | 0.64932 |  | Bulb Giveaways (LED and CFL) | 0.0393% | 0% | 0.01456% | 10.05% | 0.9617% | 0.003703% | 0.4107% | 0.06128% | 0% | 0.04854% | 100%
|  | TOU/Critical Peak Rates | 17000 | 0 | 0 | 0 | 0 | 0 | 0 | 17000 | 0 | 0 | 0 |  | TOU/Critical Peak Rates | 21.66% | 0% | 0% | 0% | 0% | 0% | 0% | 53.48% | 0% | 0% | 0%
|  | Utility System Savings (including VR and all facilities) | 61041.301 | 14.4823 | 4459.152 | 0 | 0 | 17317.1346 | 1221.237 | 14674.1894 | 17176.512 | 6178.5936 | 0 |  | Utility System Savings (including CVR and all facilities) | 77.78% | 100% | 99.99% | 0% | 0% | 98.75% | 98.09% | 46.16% | 100% | 99.95% | 0%
|  | Energy Smart Rebates (including all combined measures) | 219.0697 | 0 | 0 | 0 | 0 | 219.0697 | 0 | 0 | 0 | 0 | 0 |  | Energy Smart Rebates (including all combined measures) | 0.2792% | 0% | 0% | 0% | 0% | 1.249% | 0% | 0% | 0% | 0% | 0%
|  | Weather stripping | 0 | 0 | 0 | 0 | 0 | 0 | 0 | 0 | 0 | 0 | 0 |  | Weather stripping | 0% | 0% | 0% | 0% | 0% | 0% | 0% | 0% | 0% | 0% | 0%
|  | LED outdoor lights/streetlights (utility owned/leased) | 0 | 0 | 0 | 0 | 0 | 0 | 0 | 0 | 0 | 0 | 0 |  | LED outdoor lights/streetlights (utility owned/leased) | 0% | 0% | 0% | 0% | 0% | 0% | 0% | 0% | 0% | 0% | 0%
|  | Total | 78477.1879 | 14.4823 | 4459.8013 | 6.4612 | 67.5185 | 17536.8536 | 1245.0209 | 31787.6453 | 17177.1613 | 6181.594 | 0.64932 |  | Total | 100% | 100% | 100% | 100% | 100% | 100% | 100% | 100% | 100% | 100% | 100%
|  |  | OK | OK | OK | OK | OK | OK | OK | OK | OK | OK | OK |  |  | OK | OK | OK | OK | OK | OK | OK | OK | OK | OK | OK
| Including T&D Losses - Impact at Generator | [12 empty] | Including T&D Losses - Impact at Customer Meter
| Total Annual MWhs | Program Type | Member | [10 empty] | % Total Annual MWhs | Program Type | Member
|  |  | Seminole Total | Seminole Facilities | Talquin | Tri-County | Suwannee | Clay | Central Florida | Sumter | Withlacoochee | Peace River | Glades |  |  | Seminole Total | Seminole Facilities | Talquin | Tri-County | Suwannee | Clay | Central Florida | Sumter | Withlacoochee | Peace River | Glades
|  | Residential Pre-Paid Energy Program | 7172.3275 | 0 | 0 | 482.8584 | 1965.5701 | 0 | 547.5963 | 4170.0955 | 6.2072 | 0 | 0 |  | Residential Pre-Paid Energy Program | 58.06% | 0% | 0% | 98.75% | 99.69% | 0% | 82.41% | 74.39% | 0.5764% | 0% | 0%
|  | Bulb Giveaways (LED and CFL) | 287.3983 | 0 | 5.9891 | 6.1043 | 6.0847 | 6.0187 | 48.3916 | 180.1931 | 0 | 28.4201 | 6.1966 |  | Bulb Giveaways (LED and CFL) | 2.326% | 0% | 1.202% | 1.248% | 0.3086% | 0.4999% | 7.283% | 3.214% | 0% | 5.791% | 9.097%
|  | TOU/Critical Peak Rates | 169.692 | 0 | 0 | 0 | 0 | 0 | 0 | 169.692 | 0 | 0 | 0 |  | TOU/Critical Peak Rates | 1.374% | 0% | 0% | 0% | 0% | 0% | 0% | 3.027% | 0% | 0% | 0%
|  | Utility System Savings (including VR and all facilities) | 3474.5922 | 284.4897 | 248.6574 | 0 | 0 | 493.7934 | 68.4839 | 915.569 | 1004.3875 | 459.2112 | 0 |  | Utility System Savings (including CVR and all facilities) | 28.13% | 100% | 49.92% | 0% | 0% | 41.01% | 10.31% | 16.33% | 93.27% | 93.56% | 0%
|  | Energy Smart Rebates (including all combined measures) | 946.3206 | 0 | 243.4988 | 0 | 0 | 702.8217 | 0 | 0 | 0 | 0 | 0 |  | Energy Smart Rebates (including all combined measures) | 7.66% | 0% | 48.88% | 0% | 0% | 58.37% | 0% | 0% | 0% | 0% | 0%
|  | Weather stripping | 0 | 0 | 0 | 0 | 0 | 0 | 0 | 0 | 0 | 0 | 0 |  | Weather stripping | 0% | 0% | 0% | 0% | 0% | 0% | 0% | 0% | 0% | 0% | 0%
|  | LED outdoor lights/streetlights (utility owned/leased) | 303.0287 | 0 | 0 | 0 | 0 | 1.4359 | 0 | 170.2396 | 66.2688 | 3.1668 | 61.9176 |  | LED outdoor lights/streetlights (utility owned/leased) | 2.453% | 0% | 0% | 0% | 0% | 0.1193% | 0% | 3.037% | 6.154% | 0.6452% | 90.9%
|  | Total | 12353.3592 | 284.4897 | 498.1454 | 488.9627 | 1971.6548 | 1204.0698 | 664.4718 | 5605.7892 | 1076.8635 | 490.7981 | 68.1142 |  | Total | 100% | 100% | 100% | 100% | 100% | 100% | 100% | 100% | 100% | 100% | 100%
|  |  | OK | OK | OK | OK | OK | OK | OK | OK | OK | OK | OK |  |  | OK | OK | OK | OK | OK | OK | OK | OK | OK | OK | OK
| Including T&D Losses - Impact at Generator | [12 empty] | Including T&D Losses - Impact at Customer Meter
| Total Lifetime MWhs | Program Type | Member | [10 empty] | % Total Lifetime MWhs | Program Type | Member
|  |  | Seminole Total | Seminole Facilities | Talquin | Tri-County | Suwannee | Clay | Central Florida | Sumter | Withlacoochee | Peace River | Glades |  |  | Seminole Total | Seminole Facilities | Talquin | Tri-County | Suwannee | Clay | Central Florida | Sumter | Withlacoochee | Peace River | Glades
|  | Residential Pre-Paid Energy Program | 7290.2645 | 0 | 0 | 482.8584 | 1965.5701 | 0 | 547.5963 | 4170.0955 | 124.1442 | 0 | 0 |  | Residential Pre-Paid Energy Program | 21.14% | 0% | 0% | 79.82% | 94.17% | 0% | 52.97% | 38.03% | 6.373% | 0% | 0%
|  | Bulb Giveaways (LED and CFL) | 4907.4346 | 0 | 119.782 | 122.0861 | 121.6947 | 120.3748 | 417.6683 | 3603.8622 | 0 | 278.0349 | 123.9317 |  | Bulb Giveaways (LED and CFL) | 14.23% | 0% | 19.57% | 20.18% | 5.83% | 1.181% | 40.4% | 32.87% | 0% | 23.8% | 13.93%
|  | TOU/Critical Peak Rates | 169.692 | 0 | 0 | 0 | 0 | 0 | 0 | 169.692 | 0 | 0 | 0 |  | TOU/Critical Peak Rates | 0.4922% | 0% | 0% | 0% | 0% | 0% | 0% | 1.548% | 0% | 0% | 0%
|  | Utility System Savings (including VR and all facilities) | 9068.0005 | 4973.3019 | 248.6574 | 0 | 0 | 1006.381 | 68.4839 | 915.569 | 1004.3875 | 851.2198 | 0 |  | Utility System Savings (including CVR and all facilities) | 26.3% | 100% | 40.63% | 0% | 0% | 9.87% | 6.625% | 8.35% | 51.56% | 72.85% | 0%
|  | Energy Smart Rebates (including all combined measures) | 9295.7318 | 0 | 243.4988 | 0 | 0 | 9052.2329 | 0 | 0 | 0 | 0 | 0 |  | Energy Smart Rebates (including all combined measures) | 26.96% | 0% | 39.79% | 0% | 0% | 88.78% | 0% | 0% | 0% | 0% | 0%
|  | Weather stripping | 0 | 0 | 0 | 0 | 0 | 0 | 0 | 0 | 0 | 0 | 0 |  | Weather stripping | 0% | 0% | 0% | 0% | 0% | 0% | 0% | 0% | 0% | 0% | 0%
|  | LED outdoor lights/streetlights (utility owned/leased) | 3747.5729 | 0 | 0 | 0 | 0 | 17.7573 | 0 | 2105.3622 | 819.5502 | 39.1644 | 765.7388 |  | LED outdoor lights/streetlights (utility owned/leased) | 10.87% | 0% | 0% | 0% | 0% | 0.1741% | 0% | 19.2% | 42.07% | 3.352% | 86.07%
|  | Total | 34478.6963 | 4973.3019 | 611.9383 | 604.9445 | 2087.2647 | 10196.7461 | 1033.7485 | 10964.5809 | 1948.0819 | 1168.419 | 889.6705 |  | Total | 100% | 100% | 100% | 100% | 100% | 100% | 100% | 100% | 100% | 100% | 100%
|  |  | OK | OK | OK | OK | OK | OK | OK | OK | OK | OK | OK |  |  | OK | OK | OK | OK | OK | OK | OK | OK | OK | OK | OK
| Including T&D Losses - Impact at Generator | [12 empty] | Including T&D Losses - Impact at Customer Meter
| Total Annual kW | Program Type | Member | [10 empty] | % Total Annual kW | Program Type | Member
|  |  | Seminole Total | Seminole Facilities | Talquin | Tri-County | Suwannee | Clay | Central Florida | Sumter | Withlacoochee | Peace River | Glades |  |  | Seminole Total | Seminole Facilities | Talquin | Tri-County | Suwannee | Clay | Central Florida | Sumter | Withlacoochee | Peace River | Glades
|  | Residential Pre-Paid Energy Program | 201.0175 | 0 | 0 | 6.3437 | 72.7537 | 0 | 20.2688 | 100.9306 | 0.72068 | 0 | 0 |  | Residential Pre-Paid Energy Program | 0.2364% | 0% | 0% | 89.95% | 99.04% | 0% | 1.5% | 0.2956% | 0.00378% | 0% | 0%
|  | Bulb Giveaways (LED and CFL) | 33.265 | 0 | 0.69535 | 0.70873 | 0.70646 | 0.69879 | 5.5511 | 20.921 | 0 | 3.2641 | 0.71944 |  | Bulb Giveaways (LED and CFL) | 0.03912% | 0% | 0.01456% | 10.05% | 0.9617% | 0.003703% | 0.4107% | 0.06128% | 0% | 0.04854% | 100%
|  | TOU/Critical Peak Rates | 18258 | 0 | 0 | 0 | 0 | 0 | 0 | 18258 | 0 | 0 | 0 |  | TOU/Critical Peak Rates | 21.47% | 0% | 0% | 0% | 0% | 0% | 0% | 53.48% | 0% | 0% | 0%
|  | Utility System Savings (including VR and all facilities) | 66298.2455 | 14.4823 | 4775.3059 | 0 | 0 | 18636.7002 | 1325.7749 | 15760.0795 | 19064.2107 | 6721.692 | 0 |  | Utility System Savings (including CVR and all facilities) | 77.97% | 100% | 99.99% | 0% | 0% | 98.75% | 98.09% | 46.16% | 100% | 99.95% | 0%
|  | Energy Smart Rebates (including all combined measures) | 235.7628 | 0 | 0 | 0 | 0 | 235.7628 | 0 | 0 | 0 | 0 | 0 |  | Energy Smart Rebates (including all combined measures) | 0.2773% | 0% | 0% | 0% | 0% | 1.249% | 0% | 0% | 0% | 0% | 0%
|  | Weather stripping | 0 | 0 | 0 | 0 | 0 | 0 | 0 | 0 | 0 | 0 | 0 |  | Weather stripping | 0% | 0% | 0% | 0% | 0% | 0% | 0% | 0% | 0% | 0% | 0%
|  | LED outdoor lights/streetlights (utility owned/leased) | 0 | 0 | 0 | 0 | 0 | 0 | 0 | 0 | 0 | 0 | 0 |  | LED outdoor lights/streetlights (utility owned/leased) | 0% | 0% | 0% | 0% | 0% | 0% | 0% | 0% | 0% | 0% | 0%
|  | Total | 85026.2907 | 14.4823 | 4776.0012 | 7.0524 | 73.4601 | 18873.1619 | 1351.5947 | 34139.9311 | 19064.9313 | 6724.9561 | 0.71944 |  | Total | 100% | 100% | 100% | 100% | 100% | 100% | 100% | 100% | 100% | 100% | 100%
|  |  | OK | OK | OK | OK | OK | OK | OK | OK | OK | OK | OK |  |  | OK | OK | OK | OK | OK | OK | OK | OK | OK | OK | OK
Excluding T&D Losses
Including T&D Losses - These are the graphs used in the report!

## Measure Impact Source Data
Measure impact source data outlined below
| Member | Energy Efficiency Programs | Measure | Primary Impact Data Source(s)
| Seminole | MGS Lighting Efficiency | Peaker Enclosure Light Replacement w/LEDs | Seminole Reported; Peaker Enclosure light replacement with LEDS – 4,550 watt savings. Assuming warehouse annual HOU = 1,891. No demand savings claimed.
| Seminole | MGS Lighting Efficiency | Building Roof AC Unit Replacements | Seminole Reported; Building Roof AC Unit Replacements – 8,800 watt savings. Assuming Annual EFLH Cool Hours for Tampa (MGS) weather station = 3,068. No Demand Savings Claimed.
| Seminole | MGS Lighting Efficiency | Outdoor Lighting with LEDS | Seminole Reported; (Ongoing < 1% complete) Changing Outdoor lighting with LEDS as they fail - 15,500 watt savings; Assuming outdoor annual HOU = 4100. No demand savings claimed.
| Seminole | HQ Lighting Efficiency | High Efficiency Facilities Lighting | DEER 2016, AR TRM, Engineering Review and Calculations. Details Available in "General Lighting Factors" tab of Goal and Budget Tool.
| Seminole | SGS Lighting Efficiency | High Efficiency Facilities Lighting | DEER 2016, AR TRM, Engineering Review and Calculations. Details Available in "General Lighting Factors" tab of Goal and Budget Tool.
| Talquin | Residential Prepay Metering | Prepay Standard | APS and SRP Portfolio Filings, Market Research including; Carolinas Efficiency and Opower.
| Talquin | Residential Energy Audits | In-Home Audit | Engineering review of Talquin Electric Cooperative 2014 EUA Impact Study for Residential weather normalized with Cooling and Heating Degree Days (CDD/HDD).
| Talquin | Give-away LED's | 10W LED | AR TRM, U.S. DOE Market Data, Engineering Review and Calculations.
| Talquin | Conservation Voltage Reduction (CVR) | CVR Average 2% | Engineering review of co-op claimed and NEMA Volt/VAR optimization study.
| Tri-County | Residential Prepay Metering | Prepay Standard | APS and SRP Portfolio Filings, Market Research including; Carolinas Efficiency and Opower.
| Tri-County | Give-away LED's | 10W LED | AR TRM, U.S. DOE Market Data, Engineering Review and Calculations.
| Suwannee | Residential Prepay Metering | Prepay Standard | APS and SRP Portfolio Filings, Market Research including; Carolinas Efficiency and Opower.
| Suwannee | Give-away LED's | 10W LED | AR TRM, U.S. DOE Market Data, Engineering Review and Calculations.
| Clay | LED Giveaway | 10W LED | AR TRM, U.S. DOE Market Data, Engineering Review and Calculations.
| Clay | Energy Smart Rebate Program | Heat Pump Water Heater | Engineering review of Florida Energy Code and Custom NREL BEopt whole house simulation modeling. Utilized standard deemed savings based on Mid-Atlantic TRM. Housing and efficiency assumptions available in "Beopt Characteristics" tab of Goal and Budget Tool.
| Clay | Energy Smart Rebate Program | Solar Water Heater | Review of Florida Energy Code and Custom NREL BEopt whole house simulation modeling. Housing and efficiency assumptions available in "Beopt Characteristics" tab of Goal and Budget Tool.
| Clay | Energy Smart Rebate Program | Heat Pump HVAC | Engineering review of Florida Energy Code and Custom NREL BEopt whole house simulation modeling. Utilized standard deemed savings based on efficiency characteristics from US EPA Energy Star. Housing and efficiency assumptions available in "Beopt Characteristics" tab of Goal and Budget Tool.
| Clay | Energy Smart Rebate Program | Insulation - Batt | Review of Florida Energy Code and Custom NREL BEopt whole house simulation modeling. Housing and efficiency assumptions available in "Beopt Characteristics" tab of Goal and Budget Tool.
| Clay | Energy Smart Rebate Program | Insulation - Spray Foam | Review of Florida Energy Code and Custom NREL BEopt whole house simulation modeling. Housing and efficiency assumptions available in "Beopt Characteristics" tab of Goal and Budget Tool.
| Clay | Energy Smart Rebate Program | Window Film | Review of Florida Energy Code and Custom NREL BEopt whole house simulation modeling. Housing and efficiency assumptions available in "Beopt Characteristics" tab of Goal and Budget Tool.
| Clay | LED Streetlight Swapouts | 100W HPS to 72W LED | Engineering review and analysis of provided documentation with provision for avoided O&M from extended lifetime.
| Central Florida | Residential Prepay Metering | Prepay Standard | APS and SRP Portfolio Filings, Market Research including; Carolinas Efficiency and Opower.
| Central Florida | CFL Giveaway | 13W CFL | AR TRM, U.S. DOE Market Data, Engineering Review and Calculations.
| Central Florida | LED Giveaway | 10W LED | AR TRM, U.S. DOE Market Data, Engineering Review and Calculations.
| Central Florida | Conservation Voltage Reduction (CVR) | CVR Average 2% | Engineering review of co-op claimed and NEMA Volt/VAR optimization study.
| Sumter | Residential Prepay Metering | Prepay Standard | APS and SRP Portfolio Filings, Market Research including; Carolinas Efficiency and Opower.
| Sumter | Give-away LED's | 10W LED | AR TRM, U.S. DOE Market Data, Engineering Review and Calculations.
| Sumter | LED Area Swapouts | 100W HPS to 40W LED | Engineering review and analysis of provided documentation with provision for avoided O&M from extended lifetime.
| Sumter | LED Parking Lighting | 1000W to 283W | Engineering review and analysis of provided documentation with provision for avoided O&M from extended lifetime.
| Sumter | Commercial Critical Peak Billing Program | Demand Response Call to Customer | Engineering review and analysis of co-op provided documentation.
| Withlacoochee | Give-away LED's | 10W LED | AR TRM, U.S. DOE Market Data, Engineering Review and Calculations.
| Withlacoochee | LED Streetlight Swapouts | 1000W MH to 316W LED | Engineering review and analysis of provided documentation with provision for avoided O&M from extended lifetime.
| Withlacoochee | LED Streetlight Swapouts | 250W HPS to 107W LED | Engineering review and analysis of provided documentation with provision for avoided O&M from extended lifetime.
| Withlacoochee | Conservation Voltage Reduction (CVR) | CVR Average 2% | Engineering review of co-op claimed and NEMA Volt/VAR optimization study.
| Peace River | CFL Giveaway | 13W CFL | AR TRM, U.S. DOE Market Data, Engineering Review and Calculations.
| Peace River | LED Giveaway | 10W LED | AR TRM, U.S. DOE Market Data, Engineering Review and Calculations.
| Peace River | LED Streetlight Swapouts | 100W HPS to 48W LED | Engineering review and analysis of provided documentation with provision for avoided O&M from extended lifetime.
| Peace River | Utility System Efficiency Lighting | High Efficiency Facilities Lighting | DEER 2016, AR TRM, Engineering Review and Calculations. Details Available in "General Lighting Factors" tab of Goal and Budget Tool.
| Glades | LED Giveaway | 10W LED | AR TRM, U.S. DOE Market Data, Engineering Review and Calculations.
| Glades | LED Streetlight Swapouts | 100W HPS to 40W LED | Engineering review and analysis of provided documentation with provision for avoided O&M from extended lifetime.
| Glades | LED Streetlight Swapouts | 150W HPS to 70W LED | Engineering review and analysis of provided documentation with provision for avoided O&M from extended lifetime.

## Portfolio Cost Effectiveness
Seminole Portfolio Cost Effectiveness |  | Instructions: Output only; DO NOT MODIFY
Total Portfolio Cost Effectiveness
| Cost Effectiveness Test | PV of Program Benefits ($) | PV of Program Costs ($) | NPV ($) | Benefit/Cost Ratio
| Total Resource Cost (TRC) | 0 | 0 | 0 | 0
| Program Administrator Cost (PAC) | 8264389.4618 | 3528361.9394 | 4736027.5224 | 2.3423
| Participant Cost Test (PCT) | 0 | 0 | 0 | 0
| Ratepayer Impact Measure (RIM) | 8264389.4618 | 7375848.6272 | 888540.8346 | 1.1205
| All units as kWh and kW | [8 empty] | Unused | [7 empty] | Unused
| Financial Calculations | [8 empty] | Benefit/Cost Ratios
[10 empty] | TRC |  |  |  | PAC |  |  |  | PCT |  |  |  | RIM |  |  |  | EUL Avoided Cost |  | PA Cost
| Program Type | Replacement Type | Cost Type | NTG | Customer Cost Savings ($/Unit) | PV of Lost Revenue ($/Unit) | Incentive per Unit ($/Unit) | Measure Incremental Cost ($/Unit) | Notes | PV of Program Benefits | PV of Program Costs | NPV | Benefit/Cost Ratio | PV of Program Benefits | PV of Program Costs | NPV | Benefit/Cost Ratio | PV of Program Benefits | PV of Program Costs | NPV | Benefit/Cost Ratio | PV of Program Benefits | PV of Program Costs | NPV | Benefit/Cost Ratio | $/kWh | $/kW | $/Unit
ENERGY EFFICIENCY
| Residential Energy Efficiency Programs | NA | NA | 0.9 | 1038358.8277 | 5550407.1711 | 0.028294 | TBD | [5 empty] | 1430188.9147 | 3296806.2184 | -1866617.3037 | 0.43381 |  |  |  |  | 1430188.9147 | 5550407.2462 | -4120218.3314 | 0.25767 | 0.03499 | 100.44
| C&I Energy Efficiency Programs | NA | NA | 0.9 | 31716.3228 | 222668.5546 | 0 | TBD | [5 empty] | 69132.6677 | 56372.9733 | 12759.6944 | 1.2263 |  |  |  |  | 69132.6677 | 222668.582 | -153535.9143 | 0.31047 | 0.03727 | 106.92
| Utility System Efficiency | NA | NA | 0.9 | 444980.0398 | 1430814.7039 | 0 | TBD | [5 empty] | 6179305.9473 | 0 | 6179305.9473 | [5 empty] | 6179305.9473 | 1430814.7039 | 4748491.2434 | 4.3187 | 0.031 | 88.44
| Total Energy Efficiency | NA | NA | 0.9 | 1474160.0313 | 7375848.6015 | 0.019072 | TBD | [5 empty] | 8264389.4618 | 3528361.9394 | 4736027.5224 | 2.3423 |  |  |  |  | 8264389.4618 | 7375848.6272 | 888540.8346 | 1.1205 | 0.03378 | 96.24
DEMAND RESPONSE
| Residential Demand Response | NA | NA | 0.9 | NA | NA | NA | NA | NA | NA | NA | NA | NA | NA | NA | NA | NA | NA | NA | NA | NA | NA | NA | NA | NA
| C&I Demand Response | NA | NA | 0.9 | NA | NA | NA | NA | NA | NA | NA | NA | NA | NA | NA | NA | NA | NA | NA | NA | NA | NA | NA | NA | NA | 0.0292 | 76.44
| Total DSM Portfolio | NA | NA | 0.9 | NA | NA | NA | NA | NA | NA | NA | NA | NA | NA | NA | NA | NA | NA | NA | NA | NA | NA | NA | NA | NA | 0.0292 | 76.44
| DSM PORTFOLIO COSTS SUMMARY | Implementation Costs | Incentives | Total Spending
ENERGY EFFICIENCY
| Residential Energy Efficiency Programs | 384334.0682 | 232425.7 | 616759.7682
| C&I Energy Efficiency Programs | 8029.6179 | 0 | 8029.6179
| Utility System Efficiency | 0 | 0 | 0
| Non-Program Member Education Costs | 80400 | 0 | 80400
| Total Energy Efficiency | 472763.6861 | 232425.7 | 705189.3861
DEMAND RESPONSE
| Residential Demand Response | 0 | 0 | 0
| C&I Demand Response | 0 | 0 | 0
| Total Demand Response | 0 | 0 | 0
| Total DSM Portfolio | 472763.6861 | 232425.7 | 705189.3861
Excluding T&D Losses - Impact at Customer Meter
| DSM PORTFOLIO SAVINGS SUMMARY |  |  | Total Annual MWh | Total Lifetime MWh | Total Coincident Demand (kW)
ENERGY EFFICIENCY
| Residential Energy Efficiency Programs |  |  | 7788.6285 | 19941.7964 | 435.8869
| C&I Energy Efficiency Programs |  |  | 278.3444 | 3442.3 | 0
| Utility System Efficiency |  |  | 3218.1271 | 8743.5684 | 61041.301
| Total Energy Efficiency |  |  | 11285.1 | 32127.6648 | 61477.1879
DEMAND RESPONSE
| Residential Demand Response |  |  | 0 | 0 | 0
| Commercial Demand Response |  |  | 158 | 158 | 17000
| Total Demand Response |  |  | 158 | 158 | 17000
| Seminole DSM Portfolio |  |  | 11443.1 | 32285.6648 | 78477.1879
|  |  |  | 11443.1 | 32285.6648 | 78477.1879
Including T&D Losses - Impact at Generator
| DSM PORTFOLIO SAVINGS SUMMARY |  |  | Total Annual MWh | Total Lifetime MWh | Total Coincident Demand (kW)
ENERGY EFFICIENCY
| Residential Energy Efficiency Programs |  |  | 8214.5521 | 18224.5145 | 472.1823
| C&I Energy Efficiency Programs |  |  | 293.5657 | 3145.8674 | 0
| Utility System Efficiency |  |  | 3678.6011 | 12963.9205 | 66138.5564
| Total Energy Efficiency |  |  | 12186.719 | 34334.3024 | 66610.7386
DEMAND RESPONSE
| Residential Demand Response |  |  | 0 | 0 | 0
| Commercial Demand Response |  |  | 166.6403 | 144.3939 | 18415.5521
| Total Demand Response |  |  | 166.6403 | 144.3939 | 18415.5521
| Seminole DSM Portfolio |  |  | 12353.3592 | 34478.6963 | 85026.2907
|  |  |  | 12353.3592 | 34478.6963 | 85026.2907
Financial Assumptions
| Metric | Value | Notes
| IRP Discount Rate | 6% | SECI Generation Planning Group
| Billing Rate Escalation Rate | 0% | Placeholder
| Program Cost Escalation Rate | 0% | Placeholder
| Avoided Costs Escalation Rate | 0% | Placeholder
| $/kWh Residential Retail Rate | 0.1264 | Calculated from Totals
| $/kWh Commercial Retail Rate | 0.10804 | Calculated from Totals
| $/kWh Total Retail Rate | 0.12096 | Calculated from Totals
| Portfolio Lifetime Weighted (by Annual Savings per US EIA Guidance) EUL | Weighted EUL (Years)
ENERGY EFFICIENCY
| Residential Energy Efficiency Programs | 6.6369
| C&I Energy Efficiency Programs | 9.3852
| Utility System Efficiency | 3.6785
| Total Energy Efficiency | 6.1262
DEMAND RESPONSE
| Residential Demand Response | NA
| Commercial Demand Response | NA
| Total Demand Response | NA

## Voltage Reduction
Voltage Reduction Savings Assumptions
Member Cooperative | Reported Total Energy Delivered (kWh) | Reported 2015 Peak (kW) | % Voltage Reduction | Hours per Year | Calculated Energy Savings (kWh) | Calculated Demand Savings (kW) | Additional Notes
Talquin | 977897455 | 278697 | 2% | 130 | 232194.8295 | 4459.152
Clay | 2997542048 | 838793 | 2.6% | 61 | 434164.5377 | 17313.42 | Weighted average voltage reduction is shown here; Reported number of hours
Central Florida | 472320296 | 135693 | 3% | 130 | 63083.8752 | 1221.237 | 6 of 16 substations have control
Sumter | 3149363130 | 804506 | 3% | 130 | 852485.1431 | 14674.1894 | 76% of load has control
Withlacoochie | 3811169074 | 1073532 | 2% | 130 | 904935.1226 | 17176.512
Peace River | 679514864 | 154441 | 5% | 130 | 403364.9878 | 6177.64

## 3rd Response
Talquin
Measure | Co-op's Implementation Costs | Incentives | Total Spending | Unit Definition | Number of Units | Annual Energy Savings Per Unit (kWh) | Peak Demand Savings Per Unit (kW) | Measure Life (yrs) | Total Annual MWh | Total Lifetime MWh | Total Coincident Demand (kW) | Notes | 0 | Total Annual MWh Weighting | 0 | 0 | Participation Weighting Factor | Replacement Type | Cost Type | NTG | Customer Cost Savings ($/Unit) | PV of Lost Revenue ($/Unit) | Incentive per Unit ($/Unit) | Measure Incremental Cost ($/Unit) | Notes | PV of Program Benefits | PV of Program Costs | NPV | Benefit/Cost Ratio | PV of Program Benefits | PV of Program Costs | NPV | Benefit/Cost Ratio | PV of Program Benefits | PV of Program Costs | NPV | Benefit/Cost Ratio | PV of Program Benefits | PV of Program Costs | NPV | Benefit/Cost Ratio | 0 | $/kWh | $/kW | $/Unit
In-Home Audit | 233160.21 | 0 | 233160.21 | Home | 414 | 549.2216 | 0 | 1 | 227.3778 | 227.3778 | 0 | 0 | 0 | 0.97599 | 0 | 0 | 0.67427 | RET | Full | 0.9 | 71.8104 | 67.7457 | 0 | 5 | 0 |  | 567.6889 |  |  | 13.6166 | 531.3103 | -517.6937 | 0.025628 | 67.7457 | 5 | 62.7457 | 13.5491 | 13.6166 | 630.9346 | -617.318 | 0.021582 | 0 | 0.0292 | 76.44 | 563.1889
Clay
Measure | Co-op's Implementation Costs | Incentives | Total Spending | Unit Definition | Number of Units | Annual Energy Savings Per Unit (kWh) | Peak Demand Savings Per Unit (kW) | Measure Life (yrs) | Total Annual MWh | Total Lifetime MWh | Total Coincident Demand (kW) | Notes | 0 | Total Annual MWh Weighting | 0 | 0 | Participation Weighting Factor | Replacement Type | Cost Type | NTG | Customer Cost Savings ($/Unit) | PV of Lost Revenue ($/Unit) | Incentive per Unit ($/Unit) | Measure Incremental Cost ($/Unit) | Notes | PV of Program Benefits | PV of Program Costs | NPV | Benefit/Cost Ratio | PV of Program Benefits | PV of Program Costs | NPV | Benefit/Cost Ratio | PV of Program Benefits | PV of Program Costs | NPV | Benefit/Cost Ratio | PV of Program Benefits | PV of Program Costs | NPV | Benefit/Cost Ratio | 0 | $/kWh | $/kW | $/Unit
Heat Pump HVAC | 109485.1784 | 150175 | 259660.1784 | Heat Pump | 617 | 767.5746 | 0.31491 | 12 | 473.5935 | 5683.1225 | 194.3019 | https://www.clayelectric.com/member-information/energy-information/energy-rebates-loans | 0 | 0.71904 | 0 | 0 | 0.0029088 | RET | Full | 0.9 | 93.8521 | 786.8415 | 243.3955 | 5 | 0 | 284.0746 | 181.9476 | 102.127 | 1.5613 | 274.2871 | 397.0218 | -122.7347 | 0.69086 | 1030.237 | 5 | 1025.237 | 206.0474 | 274.2871 | 1207.6846 | -933.3975 | 0.22712 | 0 | 0.04101 | 116.76 | 177.4476

## >>> Program Worksheets >>>
Program Worksheets Contained in Tabs to Right
Instructions: Cells that do not include formulas in the Program Worksheets tabs can be edited annually; see instructions at the top of each tab for specifics.

## Seminole 2015
Instructions: Top table is for reference only; Do NOT edit rows 6-17. In the remaining tables (starting in row 19), edit only implementation costs, incentives, and # of units (columns C, D, and G) annually with new figures.
Seminole 2015 | [14 empty] | Forecast Year | 2015
DSM PORTFOLIO COSTS SUMMARY | Implementation Costs | Incentives | Total Spending |  | DSM PORTFOLIO SAVINGS SUMMARY |  |  | Total Annual MWh | Total Lifetime MWh | Total Coincident Demand (kW) |  |  |  |  | Financial Assumptions
ENERGY EFFICIENCY |  |  |  |  | ENERGY EFFICIENCY | [9 empty] | Metric | Value | Notes
Residential Energy Efficiency Programs | 0 | 0 | 0 |  | Residential Energy Efficiency Programs |  |  | 0 | 0 | 0 |  |  |  |  | IRP Discount Rate | 6% | SECI Generation Planning Group
C&I Energy Efficiency Programs | 0 | 0 | 0 |  | C&I Energy Efficiency Programs |  |  | 0 | 0 | 0 |  |  |  |  | Billing Rate Escalation Rate | 0% | Placeholder
Utility System Efficiency | 0 | 0 | 0 |  | Utility System Efficiency |  |  | 284.4897 | 4973.3019 | 14.4823 |  |  |  |  | Program Cost Escalation Rate | 0% | Placeholder
Non-Program Member Education Costs | 0 |  | 0 |  | Total Energy Efficiency |  |  | 284.4897 | 4973.3019 | 14.4823 |  |  |  |  | Avoided Costs Escalation Rate | 0% | Placeholder
Total Energy Efficiency | 0 | 0 | 0 |  | DEMAND RESPONSE | [9 empty] | $/kWh Residential Retail Rate | 0.1264 | Calculated from Totals
DEMAND RESPONSE |  |  |  |  | Residential Demand Response |  |  | 0 | 0 | 0 |  |  |  |  | $/kWh Commercial Retail Rate | 0.10804 | Calculated from Totals
Residential Demand Response | 0 | 0 | 0 |  | Commercial Demand Response |  |  | 0 | 0 | 0
C&I Demand Response | 0 | 0 | 0 |  | Total Demand Response |  |  | 0 | 0 | 0
Total Demand Response | 0 | 0 | 0 |  | Seminole DSM Portfolio |  |  | 284.4897 | 4973.3019 | 14.4823
Seminole DSM Portfolio | 0 | 0 | 0
[24 empty] | Unused | [7 empty] | Unused
RESIDENTIAL | [14 empty] | Financial Calculations | [8 empty] | Benefit/Cost Ratios
|  | PROGRAM EXPENDITURES |  |  | ENERGY SAVINGS | [18 empty] | TRC |  |  |  | PAC |  |  |  | PCT |  |  |  | RIM |  |  |  | EUL Avoided Cost |  | PA Cost
Energy Efficiency Program | Measure | Implementation Costs | Incentives | Total Spending | Unit Definition | Number of Units | Annual Energy Savings Per Unit (kWh) | Peak Demand Savings Per Unit (kW) | Measure Life (yrs) | Total Annual MWh | Total Lifetime MWh | Total Coincident Demand (kW) | Notes | Total Annual MWh Weighting | Participation Weighting Factor | Replacement Type | Cost Type | NTG | Customer Cost Savings ($/Unit) | PV of Lost Revenue ($/Unit) | Incentive per Unit ($/Unit) | Measure Incremental Cost ($/Unit) | Notes | PV of Program Benefits | PV of Program Costs | NPV | Benefit/Cost Ratio | PV of Program Benefits | PV of Program Costs | NPV | Benefit/Cost Ratio | PV of Program Benefits | PV of Program Costs | NPV | Benefit/Cost Ratio | PV of Program Benefits | PV of Program Costs | NPV | Benefit/Cost Ratio | $/kWh | $/kW | $/Unit
[14 empty] | #DIV/0! |  | RET | Full | 0.9 |  |  |  | 5 |  | 0 |  |  |  | 0 |  |  |  |  | 5 |  |  | 0 |  |  |  | 0.0292 | 76.44
TOTAL FOR RESIDENTIAL ENERGY EFFICIENCY |  | 0 | 0 | 0 | All | 0 |  |  |  | 0 | 0 | 0 |  | #DIV/0! | 0% | [8 empty] | #VALUE! | #VALUE! | #VALUE! |  | #VALUE! | #VALUE! | #VALUE! |  | #VALUE! | #VALUE! | #VALUE! |  | #VALUE! | #VALUE! | #VALUE! |  | 0.0292 | 76.44
Demand Response Programs | Measure | Implementation Costs | Incentives | Total Spending | Unit Definition | Number of Units Enrolled | Annual Energy Savings Per Unit (kWh) | Peak Demand Savings Per Unit (kW) | Measure Life (yrs) | Total Annual MWh | Total Lifetime MWh | Total Coincident Demand (kW) | Notes
|  | 0 | 0 | 0 |  | 0 |  |  |  | 0 | 0 | 0
TOTAL FOR RESIDENTIAL DEMAND RESPONSE | 0 |  | 0 | 0 | All | 0 |  |  |  | 0 | 0 | 0
COMMERCIAL AND INDUSTRIAL
Energy Efficiency Programs | Measure | Implementation Costs | Incentives | Total Spending | Unit Definition | Number of Units | Annual Energy Savings Per Unit (kWh) | Peak Demand Savings Per Unit (kW) | Measure Life (yrs) | Total Annual MWh | Total Lifetime MWh | Total Coincident Demand (kW) | Notes
|  | 0 | 0 | 0 |  | 0 |  |  |  | 0 | 0 | 0
TOTAL FOR C&I ENERGY EFFICIENCY |  | 0 | 0 | 0 | All | 0 |  |  |  | 0 | 0 | 0
Demand Response Programs | Measure | Implementation Costs | Incentives | Total Spending | Unit Definition | Number of Units Enrolled | Annual Energy Savings Per Unit (kWh) | Peak Demand Savings Per Unit (kW) | Measure Life (yrs) | Total Annual MWh | Total Lifetime MWh | Total Coincident Demand (kW) | Notes
|  | 0 | 0 | 0 |  | 0 |  |  |  | 0 | 0 | 0
TOTAL FOR C&I DEMAND RESPONSE |  | 0 | 0 | 0 | All | 0 |  |  |  | 0 | 0 | 0
UTILITY SYSTEM EFFICIENCY
Energy Efficiency Programs | Measure | Implementation Costs | Incentives | Total Spending | Unit Definition | Number of Units | Annual Energy Savings Per Unit (kWh) | Peak Demand Savings Per Unit (kW) | Est. Measure Life (yrs) | Total Annual MWh | Total Lifetime MWh | Total Coincident Demand (kW) | Notes
MGS Efficiency | Peaker Enclosure Light Replacement w/LEDs |  |  |  | kWh Savings | 1 | 8604.05 | 0 | 17.7668 | 8.604 | 152.8664 | 0 | Peaker Enclosure light replacement with LEDS – 4,550 watt savings. Assuming warehouse annual HOU = 1,891. No demand savings claimed.
MGS Efficiency | Building Roof AC Unit Replacements |  |  |  | kWh Savings | 1 | 26998.4 | 0 | 12 | 26.9984 | 323.9808 | 0 | Building Roof AC Unit Replacements – 8,800 watt savings. Assuming Annual EFLH Cool Hours for Tampa (MGS) weather station = 3,068. No Demand Savings Claimed.
MGS Efficiency | Outdoor Lighting with LEDS |  |  |  | kWh Savings | 1 | 63550 | 0 | 12.3671 | 63.55 | 785.9263 | 0 | (Ongoing < 1% complete) Changing Outdoor lighting with LEDS as they fail - 15,500 watt savings; Assuming outdoor annual HOU = 4100. No demand savings claimed.
HQ Lighting Efficiency | High Efficiency Facilities Lighting |  |  |  | Lamps | 63 | 214.7031 | 0.051778 | 16.3456 | 13.5263 | 221.096 | 3.262
SGS Lighting Efficiency | High Efficiency Facilities Lighting |  |  |  | Lamps | 244 | 704.1431 | 0.045985 | 20.3097 | 171.8109 | 3489.4324 | 11.2203
TOTAL FOR UTILITY SYSTEM ENERGY EFFICIENCY |  | 0 | 0 | 0 | All | 310 |  |  |  | 284.4897 | 4973.3019 | 14.4823
\
Advanced Metering
Sector | AMI | AMR
Residential | 0 | 0
Commercial | 0 | 0
Industrial | 0 | 0
Total for Advanced Metering | 0 | 0

## Talquin 2015
Instructions: Top table is for reference only; Do NOT edit rows 6-17. In the remaining tables (starting in row 19), edit only implementation costs, incentives, and # of units (columns C, D, and G) annually with new figures. For the CVR measure, enter the calculated number of kWh in cell G42.
Talquin 2015 | [14 empty] | Forecast Year | 2015
CO-OP DSM PORTFOLIO COSTS SUMMARY | Co-op's Implementation Costs | Incentives | Total Spending |  | CO-OP DSM PORTFOLIO SAVINGS SUMMARY |  |  | Total Annual MWh | Total Lifetime MWh | Total Coincident Demand (kW) |  |  |  |  | Financial Assumptions
ENERGY EFFICIENCY |  |  |  |  | ENERGY EFFICIENCY | [9 empty] | Metric | Value | Notes
Residential Energy Efficiency Programs | 233160.21 | 1847 | 235007.21 |  | Residential Energy Efficiency Programs |  |  | 232.9703 | 339.2295 | 0.64932 |  |  |  |  | IRP Discount Rate | 6% | SECI Generation Planning Group
C&I Energy Efficiency Programs | 0 | 0 | 0 |  | C&I Energy Efficiency Programs |  |  | 0 | 0 | 0 |  |  |  |  | Billing Rate Escalation Rate | 0% | Placeholder
Utility System Efficiency | 0 | 0 | 0 |  | Utility System Efficiency |  |  | 232.1948 | 232.1948 | 4459.152 |  |  |  |  | Program Cost Escalation Rate | 0% | Placeholder
Non-Program Member Education Costs | 18000 |  | 18000 |  | Total Energy Efficiency |  |  | 465.1652 | 571.4243 | 4459.8013 |  |  |  |  | Avoided Costs Escalation Rate | 0% | Placeholder
Total Energy Efficiency | 251160.21 | 1847 | 253007.21 |  | DEMAND RESPONSE | [9 empty] | $/kWh Residential Retail Rate | 0.13075 | Talquin Residential
DEMAND RESPONSE |  |  |  |  | Residential Demand Response |  |  | 0 | 0 | 0 |  |  |  |  | $/kWh Commercial Retail Rate | 0.1062 | Talquin Commercial
Residential Demand Response | 0 | 0 | 0 |  | Commercial Demand Response |  |  | 0 | 0 | 0
C&I Demand Response | 0 | 0 | 0 |  | Total Demand Response |  |  | 0 | 0 | 0
Total Demand Response | 0 | 0 | 0 |  | Talquin DSM Portfolio |  |  | 465.1652 | 571.4243 | 4459.8013
Talquin DSM Portfolio | 251160.21 | 1847 | 253007.21
[24 empty] | Unused | [7 empty] | Unused
RESIDENTIAL | [14 empty] | Financial Calculations | [8 empty] | Benefit/Cost Ratios
|  | PROGRAM EXPENDITURES |  |  | ENERGY SAVINGS | [18 empty] | TRC |  |  |  | PAC |  |  |  | PCT |  |  |  | RIM |  |  |  | EUL Avoided Cost |  | PA Cost
Energy Efficiency Program | Measure | Co-op's Implementation Costs | Incentives | Total Spending | Unit Definition | Number of Units | Annual Energy Savings Per Unit (kWh) | Peak Demand Savings Per Unit (kW) | Measure Life (yrs) | Total Annual MWh | Total Lifetime MWh | Total Coincident Demand (kW) | Notes | Total Annual MWh Weighting | Participation Weighting Factor | Replacement Type | Cost Type | NTG | Customer Cost Savings ($/Unit) | PV of Lost Revenue ($/Unit) | Incentive per Unit ($/Unit) | Measure Incremental Cost ($/Unit) | Notes | PV of Program Benefits | PV of Program Costs | NPV | Benefit/Cost Ratio | PV of Program Benefits | PV of Program Costs | NPV | Benefit/Cost Ratio | PV of Program Benefits | PV of Program Costs | NPV | Benefit/Cost Ratio | PV of Program Benefits | PV of Program Costs | NPV | Benefit/Cost Ratio | $/kWh | $/kW | $/Unit
Residential Energy Audits | In-Home Audit | 233160.21 | 0 | 233160.21 | Home | 414 | 549.2216 | 0 | 1 | 227.3778 | 227.3778 | 0 |  | 97.6% | 67.43% | RET | Full | 0.9 | 71.8104 | 67.7457 | 0 | 5 |  |  | 567.6889 |  |  | 13.6166 | 531.3103 | -517.6937 | 0.025628 | 67.7457 | 5 | 62.7457 | 13.5491 | 13.6166 | 630.9346 | -617.318 | 0.021582 | 0.0292 | 76.44 | 563.1889
Give-away LED's | 10W LED | 0 | 1847 | 1847 | Bulb | 200 | 27.9629 | 0.0032466 | 20 | 5.5926 | 111.8517 | 0.64932 |  | 2.401% | 32.57% | RET | Full | 0.9 | 3.6561 | 41.9356 | 9.235 | 5 |  |  | 4.5 |  |  | 16.4861 | 8.7123 | 7.7739 | 1.8923 | 51.1706 | 5 | 46.1706 | 10.2341 | 16.4861 | 51.1706 | -34.6845 | 0.32218 | 0.05545 | 147.84 | 0
TOTAL FOR RESIDENTIAL ENERGY EFFICIENCY |  | 233160.21 | 1847 | 235007.21 | All | 614 |  |  | 1.4561 | 232.9703 | 339.2295 | 0.64932 |  | 100% | 100% | [8 empty] | 0 | 384.2398 | 0 | 0 | 14.5513 | 361.0829 | -346.5317 | 0.040299 | 62.3466 | 5 | 57.3466 | 12.4693 | 14.5513 | 442.0864 | -427.5351 | 0.032915 | 0.0292 | 76.44 | 379.7398
Demand Response Programs | Measure | Co-op's Implementation Costs | Incentives | Total Spending | Unit Definition | Number of Units Enrolled | Annual Energy Savings Per Unit (kWh) | Peak Demand Savings Per Unit (kW) | Measure Life (yrs) | Total Annual MWh | Total Lifetime MWh | Total Coincident Demand (kW) | Notes
|  | 0 | 0 | 0 |  | 0 |  |  |  | 0 | 0 | 0
TOTAL FOR RESIDENTIAL DEMAND RESPONSE |  | 0 | 0 | 0 | All | 0 |  |  |  | 0 | 0 | 0
COMMERCIAL AND INDUSTRIAL
Energy Efficiency Programs | Measure | Co-op's Implementation Costs | Incentives | Total Spending | Unit Definition | Number of Units | Annual Energy Savings Per Unit (kWh) | Peak Demand Savings Per Unit (kW) | Measure Life (yrs) | Total Annual MWh | Total Lifetime MWh | Total Coincident Demand (kW) | Notes
|  | 0 | 0 | 0 |  | 0 |  |  |  | 0 | 0 | 0
TOTAL FOR C&I ENERGY EFFICIENCY |  | 0 | 0 | 0 | All | 0 |  |  |  | 0 | 0 | 0
Demand Response Programs | Measure | Co-op's Implementation Costs | Incentives | Total Spending | Unit Definition | Number of Units Enrolled | Annual Energy Savings Per Unit (kWh) | Peak Demand Savings Per Unit (kW) | Measure Life (yrs) | Total Annual MWh | Total Lifetime MWh | Total Coincident Demand (kW) | Notes
|  | 0 | 0 | 0 |  | 0 |  |  |  | 0 | 0 | 0
TOTAL FOR C&I DEMAND RESPONSE |  | 0 | 0 | 0 | All | 0 |  |  |  | 0 | 0 | 0
UTILITY SYSTEM EFFICIENCY
Energy Efficiency Programs | Measure | Co-op's Implementation Costs | Incentives | Total Spending | Unit Definition | Number of Units | Energy Savings Per Unit (kWh) | Peak Demand Savings Per Unit (kW) | Est. Measure Life (yrs) | Total Annual MWh | Total Lifetime MWh | Total Coincident Demand (kW) | Notes
Conservation Voltage Reduction (CVR) | CVR Average 2% | 0 | 0 | 0 | kWh Delivered | 977897455 | 232194.8295 | 4459.152 | 1 | 232.1948 | 232.1948 | 4459.152 | Total demand reduction due to CVR efforts is between 1.2% and 2.0%. Assume CVR average 2%. Per NEMA study, for every 1% of CVR there are ~0.8% energy savings. Per other utilities voltage reduction annual operation (ex: Arizona Public Service) assume 130 hours out of 8760 annual hours utilize voltage reduction. Demand reducdtion is ~0.8% for every 1% of CVR.
TOTAL FOR UTILITY SYSTEM ENERGY EFFICIENCY |  | 0 | 0 | 0 | All | 977897455 |  |  |  | 232.1948 | 232.1948 | 4459.152
278697
Advanced Metering | [6 empty] | 579689.76 | 4459.152
Sector | AMI | AMR
Residential | 51162 | 0
Commercial | 1500 | 0
Industrial | 0 | 0
Total for Advanced Metering | 52662 | 0

## Tri-County 2015
Instructions: Top table is for reference only; Do NOT edit rows 6-17. In the remaining tables (starting in row 19), edit only implementation costs, incentives, and # of units (columns C, D, and G) annually with new figures.
Tri-County 2015 | [14 empty] | Forecast Year | 2015
CO-OP DSM PORTFOLIO COSTS SUMMARY | Co-op's Implementation Costs | Incentives | Total Spending |  | CO-OP DSM PORTFOLIO SAVINGS SUMMARY |  |  | Total Annual MWh | Total Lifetime MWh | Total Coincident Demand (kW) |  |  |  |  | Financial Assumptions
ENERGY EFFICIENCY |  |  |  |  | ENERGY EFFICIENCY | [9 empty] | Metric | Value | Notes
Residential Energy Efficiency Programs | 0 | 1847 | 1847 |  | Residential Energy Efficiency Programs |  |  | 447.9732 | 554.2323 | 6.4612 |  |  |  |  | IRP Discount Rate | 6% | SECI Generation Planning Group
C&I Energy Efficiency Programs | 0 | 0 | 0 |  | C&I Energy Efficiency Programs |  |  | 0 | 0 | 0 |  |  |  |  | Billing Rate Escalation Rate | 0% | Placeholder
Utility System Efficiency | 0 | 0 | 0 |  | Utility System Efficiency |  |  | 0 | 0 | 0 |  |  |  |  | Program Cost Escalation Rate | 0% | Placeholder
Non-Program Member Education Costs | 0 |  | 0 |  | Total Energy Efficiency |  |  | 447.9732 | 554.2323 | 6.4612 |  |  |  |  | Avoided Costs Escalation Rate | 0% | Placeholder
Total Energy Efficiency | 0 | 1847 | 1847 |  | DEMAND RESPONSE | [9 empty] | $/kWh Residential Retail Rate | 0.14924 | Tri-County Residential
DEMAND RESPONSE |  |  |  |  | Residential Demand Response |  |  | 0 | 0 | 0 |  |  |  |  | $/kWh Commercial Retail Rate | 0.10284 | Tri-County Commercial
Residential Demand Response | 0 | 0 | 0 |  | Commercial Demand Response |  |  | 0 | 0 | 0
C&I Demand Response | 0 | 0 | 0 |  | Total Demand Response |  |  | 0 | 0 | 0
Total Demand Response | 0 | 0 | 0 |  | Tri-County DSM Portfolio |  |  | 447.9732 | 554.2323 | 6.4612
Tri-County DSM Portfolio | 0 | 1847 | 1847
[24 empty] | Unused | [7 empty] | Unused
RESIDENTIAL | [14 empty] | Financial Calculations | [8 empty] | Benefit/Cost Ratios
|  | PROGRAM EXPENDITURES |  |  | ENERGY SAVINGS | [18 empty] | TRC |  |  |  | PAC |  |  |  | PCT |  |  |  | RIM |  |  |  | EUL Avoided Cost |  | PA Cost
Energy Efficiency Program | Measure | Co-op's Implementation Costs | Incentives | Total Spending | Unit Definition | Number of Units | Annual Energy Savings Per Unit (kWh) | Peak Demand Savings Per Unit (kW) | Measure Life (yrs) | Total Annual MWh | Total Lifetime MWh | Total Coincident Demand (kW) | Notes | Total Annual MWh Weighting | Participation Weighting Factor | Replacement Type | Cost Type | NTG | Customer Cost Savings ($/Unit) | PV of Lost Revenue ($/Unit) | Incentive per Unit ($/Unit) | Measure Incremental Cost ($/Unit) | Notes | PV of Program Benefits | PV of Program Costs | NPV | Benefit/Cost Ratio | PV of Program Benefits | PV of Program Costs | NPV | Benefit/Cost Ratio | PV of Program Benefits | PV of Program Costs | NPV | Benefit/Cost Ratio | PV of Program Benefits | PV of Program Costs | NPV | Benefit/Cost Ratio | $/kWh | $/kW | $/Unit
Residential Prepay Metering | Prepay Standard | 0 | 0 | 0 | Meters Enrolled | 570 | 776.1063 | 0.010196 | 1 | 442.3806 | 442.3806 | 5.8119 |  | 98.75% | 74.03% | RET | Full | 0.9 | 115.8293 | 109.2729 | 0 | 5 |  | 20.021 | 4.5 | 15.521 | 4.4491 | 20.021 | 0 | 20.021 |  | 109.2729 | 5 | 104.2729 | 21.8546 | 20.021 | 109.2729 | -89.2519 | 0.18322 | 0.0292 | 76.44 | 0
Give-away LED's | 10W LED | 0 | 1847 | 1847 | Bulb | 200 | 27.9629 | 0.0032466 | 20 | 5.5926 | 111.8517 | 0.64932 |  | 1.248% | 25.97% | RET | Full | 0.9 | 4.1733 | 47.8674 | 9.235 | 5 |  | 16.2543 | 4.5 | 11.7543 | 3.6121 | 16.4861 | 8.7123 | 7.7739 | 1.8923 | 57.1024 | 5 | 52.1024 | 11.4205 | 16.4861 | 57.1024 | -40.6163 | 0.28871 | 0.05545 | 147.84 | 0
TOTAL FOR RESIDENTIAL ENERGY EFFICIENCY |  | 0 | 1847 | 1847 | All | 770 | 804.0692 | 0.013443 | 1.2372 | 447.9732 | 554.2323 | 6.4612 |  | 100% | 100% | [8 empty] | 19.0426 | 4.5 | 14.5426 | 4.2317 | 19.1028 | 2.2629 | 16.8399 | 8.4417 | 95.7221 | 5 | 90.7221 | 19.1444 | 19.1028 | 95.7221 | -76.6193 | 0.19957 | 0.0292 | 76.44 | 0
Demand Response Programs | Measure | Co-op's Implementation Costs | Incentives | Total Spending | Unit Definition | Number of Units Enrolled | Annual Energy Savings Per Unit (kWh) | Peak Demand Savings Per Unit (kW) | Measure Life (yrs) | Total Annual MWh | Total Lifetime MWh | Total Coincident Demand (kW) | Notes
|  | 0 | 0 | 0 |  | 0 |  |  |  | 0 | 0 | 0
TOTAL FOR RESIDENTIAL DEMAND RESPONSE |  | 0 | 0 | 0 | All | 0 |  |  |  | 0 | 0 | 0
COMMERCIAL AND INDUSTRIAL
Energy Efficiency Programs | Measure | Co-op's Implementation Costs | Incentives | Total Spending | Unit Definition | Number of Units | Annual Energy Savings Per Unit (kWh) | Peak Demand Savings Per Unit (kW) | Measure Life (yrs) | Total Annual MWh | Total Lifetime MWh | Total Coincident Demand (kW) | Notes
|  | 0 | 0 | 0 |  | 0 |  |  |  | 0 | 0 | 0
TOTAL FOR C&I ENERGY EFFICIENCY |  | 0 | 0 | 0 | All | 0 |  |  |  | 0 | 0 | 0
Demand Response Programs | Measure | Co-op's Implementation Costs | Incentives | Total Spending | Unit Definition | Number of Units Enrolled | Annual Energy Savings Per Unit (kWh) | Peak Demand Savings Per Unit (kW) | Measure Life (yrs) | Total Annual MWh | Total Lifetime MWh | Total Coincident Demand (kW) | Notes
|  | 0 | 0 | 0 |  | 0 |  |  |  | 0 | 0 | 0
TOTAL FOR C&I DEMAND RESPONSE |  | 0 | 0 | 0 | All | 0 |  |  |  | 0 | 0 | 0
UTILITY SYSTEM EFFICIENCY
Energy Efficiency Programs | Measure | Co-op's Implementation Costs | Incentives | Total Spending | Unit Definition | Number of Units | Energy Savings Per Unit (kWh) | Peak Demand Savings Per Unit (kW) | Est. Measure Life (yrs) | Total Annual MWh | Total Lifetime MWh | Total Coincident Demand (kW) | Notes
|  | 0 | 0 | 0 |  | 0 |  |  |  | 0 | 0 | 0
TOTAL FOR UTILITY SYSTEM ENERGY EFFICIENCY |  | 0 | 0 | 0 | All | 0 |  |  |  | 0 | 0 | 0
Advanced Metering
Sector | AMI | AMR
Residential | 15975 | 0
Commercial | 1521 | 0
Industrial | 276 | 0
Total for Advanced Metering | 17772 | 0

## Suwannee 2015
Instructions: Top table is for reference only; Do NOT edit rows 6-17. In the remaining tables (starting in row 19), edit only implementation costs, incentives, and # of units (columns C, D, and G) annually with new figures.
Suwannee 2015 | [14 empty] | Forecast Year | 2015
CO-OP DSM PORTFOLIO COSTS SUMMARY | Co-op's Implementation Costs | Incentives | Total Spending |  | CO-OP DSM PORTFOLIO SAVINGS SUMMARY |  |  | Total Annual MWh | Total Lifetime MWh | Total Coincident Demand (kW) |  |  |  |  | Financial Assumptions
ENERGY EFFICIENCY |  |  |  |  | ENERGY EFFICIENCY | [9 empty] | Metric | Value | Notes
Residential Energy Efficiency Programs | 200 | 1847 | 2047 |  | Residential Energy Efficiency Programs |  |  | 1812.1827 | 1918.4419 | 67.5185 |  |  |  |  | IRP Discount Rate | 6% | SECI Generation Planning Group
C&I Energy Efficiency Programs | 0 | 0 | 0 |  | C&I Energy Efficiency Programs |  |  | 0 | 0 | 0 |  |  |  |  | Billing Rate Escalation Rate | 0% | Placeholder
Utility System Efficiency | 0 | 0 | 0 |  | Utility System Efficiency |  |  | 0 | 0 | 0 |  |  |  |  | Program Cost Escalation Rate | 0% | Placeholder
Non-Program Member Education Costs | 0 |  | 0 |  | Total Energy Efficiency |  |  | 1812.1827 | 1918.4419 | 67.5185 |  |  |  |  | Avoided Costs Escalation Rate | 0% | Placeholder
Total Energy Efficiency | 200 | 1847 | 2047 |  | DEMAND RESPONSE | [9 empty] | $/kWh Residential Retail Rate | 0.13198 | Suwannee Valley Residential
DEMAND RESPONSE |  |  |  |  | Residential Demand Response |  |  | 0 | 0 | 0 |  |  |  |  | $/kWh Commercial Retail Rate | 0.166 | Suwannee Valley Commercial
Residential Demand Response | 0 | 0 | 0 |  | Commercial Demand Response |  |  | 0 | 0 | 0
C&I Demand Response | 0 | 0 | 0 |  | Total Demand Response |  |  | 0 | 0 | 0
Total Demand Response | 0 | 0 | 0 |  | Suwanee DSM Portfolio |  |  | 1812.1827 | 1918.4419 | 67.5185
Suwannee DSM Portfolio | 200 | 1847 | 2047
[24 empty] | Unused | [7 empty] | Unused
RESIDENTIAL | [14 empty] | Financial Calculations | [8 empty] | Benefit/Cost Ratios
|  | PROGRAM EXPENDITURES |  |  | ENERGY SAVINGS | [18 empty] | TRC |  |  |  | PAC |  |  |  | PCT |  |  |  | RIM |  |  |  | EUL Avoided Cost |  | PA Cost
Energy Efficiency Program | Measure | Co-op's Implementation Costs | Incentives | Total Spending | Unit Definition | Number of Units | Annual Energy Savings Per Unit (kWh) | Peak Demand Savings Per Unit (kW) | Measure Life (yrs) | Total Annual MWh | Total Lifetime MWh | Total Coincident Demand (kW) | Notes | Total Annual MWh Weighting | Participation Weighting Factor | Replacement Type | Cost Type | NTG | Customer Cost Savings ($/Unit) | PV of Lost Revenue ($/Unit) | Incentive per Unit ($/Unit) | Measure Incremental Cost ($/Unit) | Notes | PV of Program Benefits | PV of Program Costs | NPV | Benefit/Cost Ratio | PV of Program Benefits | PV of Program Costs | NPV | Benefit/Cost Ratio | PV of Program Benefits | PV of Program Costs | NPV | Benefit/Cost Ratio | PV of Program Benefits | PV of Program Costs | NPV | Benefit/Cost Ratio | $/kWh | $/kW | $/Unit
Residential Prepay Metering | Prepay Standard | 200 | 0 | 200 | Meters Enrolled | 1942 | 930.273 | 0.034433 | 1 | 1806.5901 | 1806.5901 | 66.8692 |  | 99.69% | 90.66% | RET | Full | 0.9 | 122.7735 | 115.8241 | 0 | 5 |  | 25.6958 | 4.603 | 21.0928 | 5.5824 | 25.6958 | 0.097157 | 25.5987 | 264.4768 | 115.8241 | 5 | 110.8241 | 23.1648 | 25.6958 | 115.9271 | -90.2313 | 0.22166 | 0.0292 | 76.44 | 0.10299
Give-away LED's | 10W LED | 0 | 1847 | 1847 | Bulb | 200 | 27.9629 | 0.0032466 | 20 | 5.5926 | 111.8517 | 0.64932 |  | 0.3086% | 9.337% | RET | Full | 0.9 | 3.6904 | 42.3289 | 9.235 | 5 |  | 16.2543 | 4.5 | 11.7543 | 3.6121 | 16.4861 | 8.7123 | 7.7739 | 1.8923 | 51.5639 | 5 | 46.5639 | 10.3128 | 16.4861 | 51.5639 | -35.0778 | 0.31972 | 0.05545 | 147.84 | 0
TOTAL FOR RESIDENTIAL ENERGY EFFICIENCY |  | 200 | 1847 | 2047 | All | 2142 |  |  | 1.0586 | 1812.1827 | 1918.4419 | 67.5185 |  | 100% | 100% | [8 empty] | 24.8143 | 4.5934 | 20.2209 | 5.4022 | 24.8359 | 0.90156 | 23.9343 | 27.5478 | 109.8241 | 5 | 104.8241 | 21.9648 | 24.8359 | 109.9175 | -85.0815 | 0.22595 | 0.0292 | 76.44 | 0.093371
Demand Response Programs | Measure | Co-op's Implementation Costs | Incentives | Total Spending | Unit Definition | Number of Units Enrolled | Annual Energy Savings Per Unit (kWh) | Peak Demand Savings Per Unit (kW) | Measure Life (yrs) | Total Annual MWh | Total Lifetime MWh | Total Coincident Demand (kW) | Notes
|  | 0 | 0 | 0 |  | 0 |  |  |  | 0 | 0 | 0
TOTAL FOR RESIDENTIAL DEMAND RESPONSE |  | 0 | 0 | 0 | All | 0 |  |  |  | 0 | 0 | 0
COMMERCIAL AND INDUSTRIAL
Energy Efficiency Programs | Measure | Co-op's Implementation Costs | Incentives | Total Spending | Unit Definition | Number of Units | Annual Energy Savings Per Unit (kWh) | Peak Demand Savings Per Unit (kW) | Measure Life (yrs) | Total Annual MWh | Total Lifetime MWh | Total Coincident Demand (kW) | Notes
|  | 0 | 0 | 0 |  | 0 |  |  |  | 0 | 0 | 0
TOTAL FOR C&I ENERGY EFFICIENCY |  | 0 | 0 | 0 | All | 0 |  |  |  | 0 | 0 | 0
Demand Response Programs | Measure | Co-op's Implementation Costs | Incentives | Total Spending | Unit Definition | Number of Units Enrolled | Annual Energy Savings Per Unit (kWh) | Peak Demand Savings Per Unit (kW) | Measure Life (yrs) | Total Annual MWh | Total Lifetime MWh | Total Coincident Demand (kW) | Notes
Commercial TOU Rates |  | 0 | 0 | 0 | Meters Enrolled | 235 |  |  |  | 0 | 0 | 0
Industrial TOU Rates |  | 0 | 0 | 0 | Meters Enrolled | 1 |  |  |  | 0 | 0 | 0
TOTAL FOR C&I DEMAND RESPONSE |  | 0 | 0 | 0 | All | 236 |  |  |  | 0 | 0 | 0
UTILITY SYSTEM EFFICIENCY
Energy Efficiency Programs | Measure | Co-op's Implementation Costs | Incentives | Total Spending | Unit Definition | Number of Units | Energy Savings Per Unit (kWh) | Peak Demand Savings Per Unit (kW) | Est. Measure Life (yrs) | Total Annual MWh | Total Lifetime MWh | Total Coincident Demand (kW) | Notes
|  | 0 | 0 | 0 |  | 0 |  |  |  | 0 | 0 | 0
TOTAL FOR UTILITY SYSTEM ENERGY EFFICIENCY |  | 0 | 0 | 0 | All | 0 |  |  |  | 0 | 0 | 0
Advanced Metering
Sector | AMI | AMR
Residential | 22167 | 0
Commercial | 3239 | 0
Industrial | 9 | 0
Total for Advanced Metering | 25415 | 0

## Clay 2015 without Resizing
Instructions: Top table is for reference only; Do NOT edit rows 6-17. In the remaining tables (starting in row 19), edit only implementation costs, incentives, and # of units (columns C, D, and G) annually with new figures.
Clay 2015 | [15 empty] | Forecast Year | 2015
Clay Implementation Costs
CO-OP DSM PORTFOLIO COSTS SUMMARY | Co-op's Implementation Costs | Incentives | Total Spending |  | CO-OP DSM PORTFOLIO SAVINGS SUMMARY |  |  | Total Annual MWh | Total Lifetime MWh | Total Coincident Demand (kW) |  |  |  | Energy Loan Program | 98225.77 | Financial Assumptions
ENERGY EFFICIENCY |  |  |  |  | ENERGY EFFICIENCY | [8 empty] | Rebate Program | 259625.97 | Metric | Value | Notes
Residential Energy Efficiency Programs | 150973.8582 | 193808.4 | 344782.2582 |  | Residential Energy Efficiency Programs |  |  | 658.6513 | 8523.1442 | 219.719 |  |  |  | Sans Rebates Paid & Spillover | 205584.99 | IRP Discount Rate | 6% | SECI Generation Planning Group
C&I Energy Efficiency Programs | 0 | 0 | 0 |  | C&I Energy Efficiency Programs |  |  | 1.3342 | 16.5 | 0 |  |  |  | Total | 152266.75 | Billing Rate Escalation Rate | 0% | Placeholder
Utility System Efficiency | 0 | 0 | 0 |  | Utility System Efficiency |  |  | 458.8306 | 935.1245 | 17317.1346 | [5 empty] | Program Cost Escalation Rate | 0% | Placeholder
Non-Program Member Education Costs | 0 |  | 0 |  | Total Energy Efficiency |  |  | 1118.816 | 9474.7687 | 17536.8536 | [5 empty] | Avoided Costs Escalation Rate | 0% | Placeholder
Total Energy Efficiency | 150973.8582 | 193808.4 | 344782.2582 |  | DEMAND RESPONSE | [10 empty] | $/kWh Residential Retail Rate | 0.12227 | Clay Residential
DEMAND RESPONSE |  |  |  |  | Residential Demand Response |  |  | 0 | 0 | 0 | [5 empty] | $/kWh Commercial Retail Rate | 0.11602 | Clay Commercial
Residential Demand Response | 0 | 0 | 0 |  | Commercial Demand Response |  |  | 0 | 0 | 0
C&I Demand Response | 0 | 0 | 0 |  | Total Demand Response |  |  | 0 | 0 | 0
Total Demand Response | 0 | 0 | 0 |  | Clay DSM Portfolio |  |  | 1118.816 | 9474.7687 | 17536.8536
Clay DSM Portfolio | 150973.8582 | 193808.4 | 344782.2582
[25 empty] | Unused | [7 empty] | Unused
RESIDENTIAL | [15 empty] | Financial Calculations | [8 empty] | Benefit/Cost Ratios
|  | PROGRAM EXPENDITURES |  |  | ENERGY SAVINGS | [19 empty] | TRC |  |  |  | PAC |  |  |  | PCT |  |  |  | RIM |  |  |  | EUL Avoided Cost |  | PA Cost
Energy Efficiency Program | Measure | Co-op's Implementation Costs | Incentives | Total Spending | Unit Definition | Number of Units | Annual Energy Savings Per Unit (kWh) | Peak Demand Savings Per Unit (kW) | Measure Life (yrs) | Total Annual MWh | Total Lifetime MWh | Total Coincident Demand (kW) | Notes | Total Annual MWh Weighting |  | Participation Weighting Factor | Replacement Type | Cost Type | NTG | Customer Cost Savings ($/Unit) | PV of Lost Revenue ($/Unit) | Incentive per Unit ($/Unit) | Measure Incremental Cost ($/Unit) | Notes | PV of Program Benefits | PV of Program Costs | NPV | Benefit/Cost Ratio | PV of Program Benefits | PV of Program Costs | NPV | Benefit/Cost Ratio | PV of Program Benefits | PV of Program Costs | NPV | Benefit/Cost Ratio | PV of Program Benefits | PV of Program Costs | NPV | Benefit/Cost Ratio | $/kWh | $/kW | $/Unit
LED Giveaway | 10W LED | 0 | 1847 | 1847 | Bulb | 200 | 27.9629 | 0.0032466 | 20 | 5.5926 | 111.8517 | 0.64932 | Assuming 60W incandescent equivalent (~10W LED) | 0.8491% |  | 0.09429% | RET | Full | 0.9 | 3.4191 | 39.2163 | 9.235 | 5 |  | 16.4861 | 4.5 | 11.9861 | 3.6636 | 16.4861 | 8.7123 | 7.7739 | 1.8923 | 48.4513 | 5 | 43.4513 | 9.6903 | 16.4861 | 48.4513 | -31.9652 | 0.34026 | 0.05545 | 147.84 | 0
Energy Smart Rebate Program | Heat Pump Water Heater | 16997.2639 | 8050 | 25047.2639 | Water Heater | 46 | 1598.3491 | -0.63173 | 10 | 73.5241 | 735.2406 | -29.0596 | https://www.clayelectric.com/member-information/energy-information/energy-rebates-loans | 11.16% |  | 0.02169% | RET | Full | 0.9 | 195.4317 | 1438.3947 | 175 | 5 |  | 314.7564 | 374.0057 | -59.2494 | 0.84158 | 338.6358 | 513.6847 | -175.0488 | 0.65923 | 1613.3947 | 5 | 1608.3947 | 322.6789 | 338.6358 | 1982.9004 | -1644.2646 | 0.17078 | 0.03855 | 110.04 | 369.5057
Energy Smart Rebate Program | Solar Water Heater | 4714.3305 | 6288 | 11002.3305 | Water Heater | 15 | 1359.5 | 0.2 | 20 | 20.3925 | 407.85 | 3 | https://www.clayelectric.com/member-information/energy-information/energy-rebates-loans | 3.096% |  | 0.007072% | RET | Full | 0.9 | 166.2274 | 1906.6156 | 419.2 | 5 |  | 807.7545 | 318.7887 | 488.9658 | 2.5338 | 807.7545 | 691.9705 | 115.7841 | 1.1673 | 2325.8156 | 5 | 2320.8156 | 465.1631 | 807.7545 | 2640.1043 | -1832.3497 | 0.30596 | 0.05545 | 147.84 | 314.2887
Energy Smart Rebate Program | Heat Pump HVAC | 109485.1784 | 150175 | 259660.1784 | Heat Pump | 617 | 767.5746 | 0.31491 | 12 | 473.5935 | 5683.1225 | 194.3019 | https://www.clayelectric.com/member-information/energy-information/energy-rebates-loans | 71.9% |  | 0.2909% | RET | Full | 0.9 | 93.8521 | 786.8415 | 243.3955 | 5 |  | 284.0746 | 181.9476 | 102.127 | 1.5613 | 274.2871 | 397.0218 | -122.7347 | 0.69086 | 1030.237 | 5 | 1025.237 | 206.0474 | 274.2871 | 1207.6846 | -933.3975 | 0.22712 | 0.04101 | 116.76 | 177.4476
Energy Smart Rebate Program | Insulation - Batt | 13389.924 | 18543.58 | 31933.504 | SQFT | 170328 | 0.34005 | 0.00030058 | 20 | 57.92 | 1158.4 | 51.1973 | https://www.clayelectric.com/member-information/energy-information/energy-rebates-loans | 8.794% |  | 80.3% | RET | Full | 0.9 | 0.041578 | 0.4769 | 0.10887 | 5 |  | 0.23908 | 4.5786 | -4.3395 | 0.052218 | 0.23908 | 0.17687 | 0.062214 | 1.3518 | 0.58577 | 5 | -4.4142 | 0.11715 | 0.23908 | 0.66438 | -0.4253 | 0.35986 | 0.05545 | 147.84 | 0.078613
Energy Smart Rebate Program | Insulation - Spray Foam | 3476.7962 | 7454.68 | 10931.4762 | SQFT | 33415 | 0.45008 | 0.0004357 | 20 | 15.0394 | 300.7874 | 14.5588 | https://www.clayelectric.com/member-information/energy-information/energy-rebates-loans | 2.283% |  | 15.75% | RET | Full | 0.9 | 0.055032 | 0.63121 | 0.22309 | 5 |  | 0.32204 | 4.604 | -4.282 | 0.069947 | 0.32204 | 0.30863 | 0.013416 | 1.0435 | 0.8543 | 5 | -4.1457 | 0.17086 | 0.32204 | 0.95835 | -0.63631 | 0.33604 | 0.05545 | 147.84 | 0.10405
Energy Smart Rebate Program | Window Film | 2910.3653 | 3297.14 | 6207.5053 | SQFT | 7493.5 | 1.68 | -0.0019922 | 10 | 12.5892 | 125.8919 | -14.9287 | https://www.clayelectric.com/member-information/energy-information/energy-rebates-loans | 1.911% |  | 3.533% | RET | Full | 0.9 | 0.20542 | 1.5119 | 0.44 | 5 |  | 0.13448 | 4.8884 | -4.7539 | 0.027509 | 0.20978 | 0.7815 | -0.57171 | 0.26844 | 1.9519 | 5 | -3.0481 | 0.39038 | 0.20978 | 2.3403 | -2.1305 | 0.08964 | 0.03855 | 110.04 | 0.38839
TOTAL FOR RESIDENTIAL ENERGY EFFICIENCY |  | 150973.8582 | 193808.4 | 344782.2582 | All | 212114.5 | 3755.8567 | -0.11483 | 12.9403 | 658.6513 | 8523.1442 | 219.719 |  | 100% |  | 100% | [8 empty] | 1.2147 | 5.2118 | -3.997 | 0.23307 | 1.1941 | 1.5417 | -0.34758 | 0.77454 | 4.2307 | 5 | -0.76929 | 0.84614 | 1.1941 | 4.9425 | -3.7484 | 0.2416 | 0.04194 | 120.24 | 0.71176
Demand Response Programs | Measure | Co-op's Implementation Costs | Incentives | Total Spending | Unit Definition | Number of Units Enrolled | Annual Energy Savings Per Unit (kWh) | Peak Demand Savings Per Unit (kW) | Measure Life (yrs) | Total Annual MWh | Total Lifetime MWh | Total Coincident Demand (kW) | Notes
|  | 0 | 0 | 0
TOTAL FOR RESIDENTIAL DEMAND RESPONSE |  | 0 | 0 | 0 | All | 0 |  |  |  | 0 | 0 | 0
COMMERCIAL AND INDUSTRIAL
Energy Efficiency Programs | Measure | Co-op's Implementation Costs | Incentives | Total Spending | Unit Definition | Number of Units | Annual Energy Savings Per Unit (kWh) | Peak Demand Savings Per Unit (kW) | Measure Life (yrs) | Total Annual MWh | Total Lifetime MWh | Total Coincident Demand (kW) | Notes
LED Streetlight Swapouts | 100W HPS to 72W LED | 0 | 0 | 0 | Bulb | 5 | 266.838 | 0 | 12.3671 | 1.3342 | 16.5 | 0 | No demand savings claimed, Use 70W LED as Proxy
TOTAL FOR C&I ENERGY EFFICIENCY |  | 0 | 0 | 0 | All | 5 | 266.838 | 0 | 12.3671 | 1.3342 | 16.5 | 0
Demand Response Programs | Measure | Co-op's Implementation Costs | Incentives | Total Spending | Unit Definition | Number of Units Enrolled | Annual Energy Savings Per Unit (kWh) | Peak Demand Savings Per Unit (kW) | Measure Life (yrs) | Total Annual MWh | Total Lifetime MWh | Total Coincident Demand (kW) | Notes
|  | 0 | 0 | 0 |  |  | n/a |  | n/a
TOTAL FOR C&I DEMAND RESPONSE |  | 0 | 0 | 0 | ALL | 0 |  |  |  | 0 | 0 | 0
UTILITY SYSTEM EFFICIENCY
Energy Efficiency Programs | Measure | Co-op's Implementation Costs | Incentives | Total Spending | Unit Definition | Number of Units | Energy Savings Per Unit (kWh) | Peak Demand Savings Per Unit (kW) | Est. Measure Life (yrs) | Total Annual MWh | Total Lifetime MWh | Total Coincident Demand (kW) | Notes
Utility System Efficiency Lighting | High Efficiency Facilities Lighting | 0 | 0 | 0 | Bulbs | 136 | 181.3678 | 0.027313 | 20.3097 | 24.666 | 500.96 | 3.7146
Conservation Voltage Reduction | Conservation Voltage Reduction |  |  |  | Total System CVR | 2997542048 | 434164.5377 | 17313.42 | 1 | 434.1645 | 434.1645 | 17313.42 | 54 feeders, 1.7% VR, Adjusted to 268,123 Load; 83 Feeders, 2.9% VR, Adjusted to 411,686 Load, 37 Feeders, 4.2%VR, 122,495 Load; CEC activates voltage reduction at peak times of the month for a total of approximately 61 hours per year; Calculated weighted average of 2.6% voltage reduction
TOTAL FOR UTILITY SYSTEM ENERGY EFFICIENCY |  | 0 | 0 | 0 | All | 2997542184 | 434345.9055 | 17313.4473 | 21.3097 | 458.8306 | 935.1245 | 17317.1346
Advanced Metering
Sector | AMI | AMR
Residential | 0 | 0
Commercial | 0 | 0
Industrial | 0 | 0
Total for Advanced Metering | 0 | 0

## Clay 2015 with Resizing
Instructions: Top table is for reference only; Do NOT edit rows 6-17. In the remaining tables (starting in row 19), edit only implementation costs, incentives, and # of units (columns C, D, and G) annually with new figures.
Clay 2015 | [15 empty] | Forecast Year | 2015
Clay Implementation Costs
CO-OP DSM PORTFOLIO COSTS SUMMARY | Co-op's Implementation Costs | Incentives | Total Spending |  | CO-OP DSM PORTFOLIO SAVINGS SUMMARY |  |  | Total Annual MWh | Total Lifetime MWh | Total Coincident Demand (kW) |  |  |  | Energy Loan Program | 98225.77 | Financial Assumptions
ENERGY EFFICIENCY |  |  |  |  | ENERGY EFFICIENCY | [8 empty] | Rebate Program | 259625.97 | Metric | Value | Notes
Residential Energy Efficiency Programs | 149950.1424 | 193808.4 | 343758.5424 |  | Residential Energy Efficiency Programs |  |  | 367.5913 | 5044.0448 | 105.791 |  |  |  | Sans Rebates Paid & Spillover | 205584.99 | IRP Discount Rate | 6% | SECI Generation Planning Group
C&I Energy Efficiency Programs | 0 | 0 | 0 |  | C&I Energy Efficiency Programs |  |  | 1.3342 | 16.5 | 0 |  |  |  | Total | 152266.75 | Billing Rate Escalation Rate | 0% | Placeholder
Utility System Efficiency | 0 | 0 | 0 |  | Utility System Efficiency |  |  | 458.8306 | 935.1245 | 17317.1346 | [5 empty] | Program Cost Escalation Rate | 0% | Placeholder
Non-Program Member Education Costs | 0 |  | 0 |  | Total Energy Efficiency |  |  | 827.7561 | 5995.6694 | 17422.9255 | [5 empty] | Avoided Costs Escalation Rate | 0% | Placeholder
Total Energy Efficiency | 149950.1424 | 193808.4 | 343758.5424 |  | DEMAND RESPONSE | [10 empty] | $/kWh Residential Retail Rate | 0.12227 | Clay Residential
DEMAND RESPONSE |  |  |  |  | Residential Demand Response |  |  | 0 | 0 | 0 | [5 empty] | $/kWh Commercial Retail Rate | 0.11602 | Clay Commercial
Residential Demand Response | 0 | 0 | 0 |  | Commercial Demand Response |  |  | 0 | 0 | 0
C&I Demand Response | 0 | 0 | 0 |  | Total Demand Response |  |  | 0 | 0 | 0
Total Demand Response | 0 | 0 | 0 |  | Clay DSM Portfolio |  |  | 827.7561 | 5995.6694 | 17422.9255
Clay DSM Portfolio | 149950.1424 | 193808.4 | 343758.5424
[25 empty] | Unused | [7 empty] | Unused
RESIDENTIAL | [15 empty] | Financial Calculations | [8 empty] | Benefit/Cost Ratios
|  | PROGRAM EXPENDITURES |  |  | ENERGY SAVINGS | [19 empty] | TRC |  |  |  | PAC |  |  |  | PCT |  |  |  | RIM |  |  |  | EUL Avoided Cost |  | PA Cost
Energy Efficiency Program | Measure | Co-op's Implementation Costs | Incentives | Total Spending | Unit Definition | Number of Units | Annual Energy Savings Per Unit (kWh) | Peak Demand Savings Per Unit (kW) | Measure Life (yrs) | Total Annual MWh | Total Lifetime MWh | Total Coincident Demand (kW) | Notes | Total Annual MWh Weighting |  | Participation Weighting Factor | Replacement Type | Cost Type | NTG | Customer Cost Savings ($/Unit) | PV of Lost Revenue ($/Unit) | Incentive per Unit ($/Unit) | Measure Incremental Cost ($/Unit) | Notes | PV of Program Benefits | PV of Program Costs | NPV | Benefit/Cost Ratio | PV of Program Benefits | PV of Program Costs | NPV | Benefit/Cost Ratio | PV of Program Benefits | PV of Program Costs | NPV | Benefit/Cost Ratio | PV of Program Benefits | PV of Program Costs | NPV | Benefit/Cost Ratio | $/kWh | $/kW | $/Unit
LED Giveaway | 10W LED | 0 | 1847 | 1847 | Bulb | 200 | 27.9629 | 0.0032466 | 20 | 5.5926 | 111.8517 | 0.64932 | Assuming 60W incandescent equivalent (~10W LED) | 1.521% |  | 0.09429% | RET | Full | 0.9 | 3.4191 | 39.2163 | 9.235 | 5 |  | 16.4861 | 4.5 | 11.9861 | 3.6636 | 16.4861 | 8.7123 | 7.7739 | 1.8923 | 48.4513 | 5 | 43.4513 | 9.6903 | 16.4861 | 48.4513 | -31.9652 | 0.34026 | 0.05545 | 147.84 | 0
Energy Smart Rebate Program | Heat Pump Water Heater | 27634.8657 | 8050 | 35684.8657 | Water Heater | 46 | 1450.3061 | -0.57322 | 10 | 66.7141 | 667.1408 | -26.3681 | https://www.clayelectric.com/member-information/energy-information/energy-rebates-loans | 18.15% |  | 0.02169% | RET | Full | 0.9 | 177.3304 | 1305.1671 | 175 | 5 |  | 285.6029 | 605.2579 | -319.6551 | 0.47187 | 307.2706 | 731.8471 | -424.5765 | 0.41986 | 1480.1671 | 5 | 1475.1671 | 296.0334 | 307.2706 | 2080.9251 | -1773.6545 | 0.14766 | 0.03855 | 110.04 | 600.7579
Energy Smart Rebate Program | Solar Water Heater | 8447.1521 | 6288 | 14735.1521 | Water Heater | 15 | 1359.5 | 0.2 | 20 | 20.3925 | 407.85 | 3 | https://www.clayelectric.com/member-information/energy-information/energy-rebates-loans | 5.548% |  | 0.007072% | RET | Full | 0.9 | 166.2274 | 1906.6156 | 419.2 | 5 |  | 807.7545 | 567.6435 | 240.1111 | 1.423 | 807.7545 | 926.7391 | -118.9846 | 0.87161 | 2325.8156 | 5 | 2320.8156 | 465.1631 | 807.7545 | 2888.959 | -2081.2045 | 0.2796 | 0.05545 | 147.84 | 563.1435
Energy Smart Rebate Program | Heat Pump HVAC | 78431.4816 | 150175 | 228606.4816 | Heat Pump | 617 | 306.8778 | 0.1259 | 12 | 189.3436 | 2272.1229 | 77.6823 | https://www.clayelectric.com/member-information/energy-information/energy-rebates-loans | 51.51% |  | 0.2909% | RET | Full | 0.9 | 37.5223 | 314.5807 | 243.3955 | 5 |  | 113.5736 | 131.6175 | -18.0439 | 0.86291 | 109.6605 | 349.5405 | -239.88 | 0.31373 | 557.9762 | 5 | 552.9762 | 111.5952 | 109.6605 | 685.0936 | -575.4332 | 0.16007 | 0.04101 | 116.76 | 127.1175
Energy Smart Rebate Program | Insulation - Batt | 23992.1073 | 18543.58 | 42535.6873 | SQFT | 170328 | 0.34005 | 0.00030058 | 20 | 57.92 | 1158.4 | 51.1973 | https://www.clayelectric.com/member-information/energy-information/energy-rebates-loans | 15.76% |  | 80.3% | RET | Full | 0.9 | 0.041578 | 0.4769 | 0.10887 | 5 |  | 0.23908 | 4.6409 | -4.4018 | 0.051517 | 0.23908 | 0.23559 | 0.003492 | 1.0148 | 0.58577 | 5 | -4.4142 | 0.11715 | 0.23908 | 0.72663 | -0.48754 | 0.32903 | 0.05545 | 147.84 | 0.14086
Energy Smart Rebate Program | Insulation - Spray Foam | 6229.7342 | 7454.68 | 13684.4142 | SQFT | 33415 | 0.45008 | 0.0004357 | 20 | 15.0394 | 300.7874 | 14.5588 | https://www.clayelectric.com/member-information/energy-information/energy-rebates-loans | 4.091% |  | 15.75% | RET | Full | 0.9 | 0.055032 | 0.63121 | 0.22309 | 5 |  | 0.32204 | 4.6864 | -4.3644 | 0.068718 | 0.32204 | 0.38635 | -0.064307 | 0.83355 | 0.8543 | 5 | -4.1457 | 0.17086 | 0.32204 | 1.0407 | -0.7187 | 0.30944 | 0.05545 | 147.84 | 0.18644
Energy Smart Rebate Program | Window Film | 5214.8015 | 3297.14 | 8511.9415 | SQFT | 7493.5 | 1.68 | -0.0019922 | 10 | 12.5892 | 125.8919 | -14.9287 | https://www.clayelectric.com/member-information/energy-information/energy-rebates-loans | 3.425% |  | 3.533% | RET | Full | 0.9 | 0.20542 | 1.5119 | 0.44 | 5 |  | 0.13448 | 5.1959 | -5.0614 | 0.025881 | 0.20978 | 1.0716 | -0.86183 | 0.19576 | 1.9519 | 5 | -3.0481 | 0.39038 | 0.20978 | 2.6478 | -2.438 | 0.079229 | 0.03855 | 110.04 | 0.69591
TOTAL FOR RESIDENTIAL ENERGY EFFICIENCY |  | 149950.1424 | 193808.4 | 343758.5424 | All | 212114.5 |  |  | 13.7219 | 367.5913 | 5044.0448 | 105.791 |  | 100% |  | 100% | [8 empty] | 0.71243 | 5.2069 | -4.4945 | 0.13682 | 0.70841 | 1.5371 | -0.8287 | 0.46087 | 2.8281 | 5 | -2.1719 | 0.56562 | 0.70841 | 3.535 | -2.8266 | 0.2004 | 0.04299 | 123.96 | 0.70693
Demand Response Programs | Measure | Co-op's Implementation Costs | Incentives | Total Spending | Unit Definition | Number of Units Enrolled | Annual Energy Savings Per Unit (kWh) | Peak Demand Savings Per Unit (kW) | Measure Life (yrs) | Total Annual MWh | Total Lifetime MWh | Total Coincident Demand (kW) | Notes
|  | 0 | 0 | 0
TOTAL FOR RESIDENTIAL DEMAND RESPONSE |  | 0 | 0 | 0 | All | 0 |  |  |  | 0 | 0 | 0
COMMERCIAL AND INDUSTRIAL
Energy Efficiency Programs | Measure | Co-op's Implementation Costs | Incentives | Total Spending | Unit Definition | Number of Units | Annual Energy Savings Per Unit (kWh) | Peak Demand Savings Per Unit (kW) | Measure Life (yrs) | Total Annual MWh | Total Lifetime MWh | Total Coincident Demand (kW) | Notes
LED Streetlight Swapouts | 100W HPS to 72W LED | 0 | 0 | 0 |  | 5 | 266.838 | 0 | 12.3671 | 1.3342 | 16.5 | 0 | No demand savings claimed, Use 70W LED as Proxy
TOTAL FOR C&I ENERGY EFFICIENCY |  | 0 | 0 | 0 | All | 5 |  |  |  | 1.3342 | 16.5 | 0
Demand Response Programs | Measure | Co-op's Implementation Costs | Incentives | Total Spending | Unit Definition | Number of Units Enrolled | Annual Energy Savings Per Unit (kWh) | Peak Demand Savings Per Unit (kW) | Measure Life (yrs) | Total Annual MWh | Total Lifetime MWh | Total Coincident Demand (kW) | Notes
|  | 0 | 0 | 0 |  |  | n/a |  | n/a
TOTAL FOR C&I DEMAND RESPONSE |  | 0 | 0 | 0 | ALL | 0 |  |  |  | 0 | 0 | 0
UTILITY SYSTEM EFFICIENCY
Energy Efficiency Programs | Measure | Co-op's Implementation Costs | Incentives | Total Spending | Unit Definition | Number of Units | Energy Savings Per Unit (kWh) | Peak Demand Savings Per Unit (kW) | Est. Measure Life (yrs) | Total Annual MWh | Total Lifetime MWh | Total Coincident Demand (kW) | Notes
Utility System Efficiency Lighting | High Efficiency Facilities Lighting | 0 | 0 | 0 |  | 136 | 181.3678 | 0.027313 | 20.3097 | 24.666 | 500.96 | 3.7146
Conservation Voltage Reduction | Conservation Voltage Reduction |  |  |  | Total System CVR | 2997542048 | 434164.5377 | 17313.42 | 1 | 434.1645 | 434.1645 | 17313.42 | 54 feeders, 1.7% VR, Adjusted to 268,123 Load; 83 Feeders, 2.9% VR, Adjusted to 411,686 Load, 37 Feeders, 4.2%VR, 122,495 Load; CEC activates voltage reduction at peak times of the month for a total of approximately 61 hours per year; Calculated weighted average of 2.6% voltage reduction
TOTAL FOR UTILITY SYSTEM ENERGY EFFICIENCY |  | 0 | 0 | 0 | All | 2997542184 | 434345.9055 | 17313.4473 | 21.3097 | 458.8306 | 935.1245 | 17317.1346
Advanced Metering
Sector | AMI | AMR
Residential | 0 | 0
Commercial | 0 | 0
Industrial | 0 | 0
Total for Advanced Metering | 0 | 0

## Central Florida 2015
Instructions: Top table is for reference only; Do NOT edit rows 6-17. In the remaining tables (starting in row 19), edit only implementation costs, incentives, and # of units (columns C, D, and G) annually with new figures. For the CVR measure, enter the calculated number of kWh in cell G44.
Central Florida 2015 | [15 empty] | Forecast Year | 2015
CO-OP DSM PORTFOLIO COSTS SUMMARY | Co-op's Implementation Costs | Incentives | Total Spending |  | CO-OP DSM PORTFOLIO SAVINGS SUMMARY |  |  | Total Annual MWh | Total Lifetime MWh | Total Coincident Demand (kW) | [5 empty] | Financial Assumptions
ENERGY EFFICIENCY |  |  |  |  | ENERGY EFFICIENCY | [10 empty] | Metric | Value | Notes
Residential Energy Efficiency Programs | 0 | 4817 | 4817 |  | Residential Energy Efficiency Programs |  |  | 548.994 | 889.1531 | 23.7839 | [5 empty] | IRP Discount Rate | 6% | SECI Generation Planning Group
C&I Energy Efficiency Programs | 0 | 0 | 0 |  | C&I Energy Efficiency Programs |  |  | 0 | 0 | 0 | [5 empty] | Billing Rate Escalation Rate | 0% | Placeholder
Utility System Efficiency | 0 | 0 | 0 |  | Utility System Efficiency |  |  | 63.0839 | 63.0839 | 1221.237 | [5 empty] | Program Cost Escalation Rate | 0% | Placeholder
Non-Program Member Education Costs | 2400 |  | 2400 |  | Total Energy Efficiency |  |  | 612.0779 | 952.237 | 1245.0209 | [5 empty] | Avoided Costs Escalation Rate | 0% | Placeholder
Total Energy Efficiency | 2400 | 4817 | 7217 |  | DEMAND RESPONSE | [10 empty] | $/kWh Residential Retail Rate | 0.13757 | Central Florida Residential
DEMAND RESPONSE |  |  |  |  | Residential Demand Response |  |  | 0 | 0 | 0 | [5 empty] | $/kWh Commercial Retail Rate | 0.12212 | Central Florida Commercial
Residential Demand Response | 0 | 0 | 0 |  | Commercial Demand Response |  |  | 0 | 0 | 0
C&I Demand Response | 0 | 0 | 0 |  | Total Demand Response |  |  | 0 | 0 | 0
Total Demand Response | 0 | 0 | 0 |  | Central Florida DSM Portfolio |  |  | 612.0779 | 952.237 | 1245.0209
Central Florida DSM Portfolio | 2400 | 4817 | 7217
[25 empty] | Unused | [7 empty] | Unused
RESIDENTIAL | [15 empty] | Financial Calculations | [8 empty] | Benefit/Cost Ratios
|  | PROGRAM EXPENDITURES |  |  | ENERGY SAVINGS | [19 empty] | TRC |  |  |  | PAC |  |  |  | PCT |  |  |  | RIM |  |  |  | EUL Avoided Cost |  | PA Cost
Energy Efficiency Program | Measure | Co-op's Implementation Costs | Incentives | Total Spending | Unit Definition | Number of Units | Annual Energy Savings Per Unit (kWh) | Peak Demand Savings Per Unit (kW) | Measure Life (yrs) | Total Annual MWh | Total Lifetime MWh | Total Coincident Demand (kW) | Notes |  | Total Annual MWh Weighting | Participation Weighting Factor | Replacement Type | Cost Type | NTG | Customer Cost Savings ($/Unit) | PV of Lost Revenue ($/Unit) | Incentive per Unit ($/Unit) | Measure Incremental Cost ($/Unit) | Notes | PV of Program Benefits | PV of Program Costs | NPV | Benefit/Cost Ratio | PV of Program Benefits | PV of Program Costs | NPV | Benefit/Cost Ratio | PV of Program Benefits | PV of Program Costs | NPV | Benefit/Cost Ratio | PV of Program Benefits | PV of Program Costs | NPV | Benefit/Cost Ratio | $/kWh | $/kW | $/Unit
Residential Prepay Metering | Prepay Standard | 0 | 0 | 0 | Meters Enrolled | 610 | 826.915 | 0.030607 | 1 | 504.4181 | 504.4181 | 18.6706 |  |  | 91.88% | 24.3% | RET | Full | 0.9 | 113.7604 | 107.3211 | 0 | 5 |  | 22.8409 | 4.5 | 18.3409 | 5.0758 | 22.8409 | 0 | 22.8409 |  | 107.3211 | 5 | 102.3211 | 21.4642 | 22.8409 | 107.3211 | -84.4802 | 0.21283 | 0.0292 | 76.44 | 0
CFL Giveaway | 13W CFL | 0 | 2970 | 2970 | Bulb | 1500 | 25.9889 | 0.002976 | 7 | 38.9833 | 272.8833 | 4.4641 |  |  | 7.101% | 59.76% | RET | Full | 0.9 | 3.5753 | 19.9589 | 1.98 | 5 |  | 4.7962 | 4.5 | 0.2962 | 1.0658 | 4.8676 | 1.8679 | 2.9997 | 2.6059 | 21.9389 | 5 | 16.9389 | 4.3878 | 4.8676 | 21.9389 | -17.0713 | 0.22187 | 0.03499 | 100.44 | 0
LED Giveaway | 10W LED | 0 | 1847 | 1847 | Bulb | 200 | 27.9629 | 0.0032466 | 20 | 5.5926 | 111.8517 | 0.64932 |  |  | 1.019% | 7.968% | RET | Full | 0.9 | 3.8469 | 44.1238 | 9.235 | 5 |  | 16.2543 | 4.5 | 11.7543 | 3.6121 | 16.4861 | 8.7123 | 7.7739 | 1.8923 | 53.3588 | 5 | 48.3588 | 10.6718 | 16.4861 | 53.3588 | -36.8727 | 0.30897 | 0.05545 | 147.84 | 0
Door Weather Stripping | lineal feet - assumption | 0 | 0 | 0 |  | 200 |  |  |  | 0 | 0 | 0 |  | - | 0% | 7.968% | RET | Full | 0.9 |  |  | 0 | 5 |  | 0 | 4.5 | -4.5 | 0 | 0 | 0 | 0 |  |  | 5 |  |  | 0 |  |  |  | 0.0292 | 76.44 | 0
TOTAL FOR RESIDENTIAL ENERGY EFFICIENCY |  | 0 | 4817 | 4817 | All | 2510 | 880.8668 | 0.03683 | 1.6196 | 548.994 | 889.1531 | 23.7839 |  |  | 100% | 100% | [8 empty] | 9.7124 | 4.5 | 5.2124 | 2.1583 | 9.7735 | 1.8105 | 7.9631 | 5.3983 | 43.4446 | 5 | 38.8431 | 8.6889 | 9.7735 | 43.4446 | -33.6711 | 0.22497 | 0.0304 | 82.8 | 0
Demand Response Programs | Measure | Co-op's Implementation Costs | Incentives | Total Spending | Unit Definition | Number of Units Enrolled | Annual Energy Savings Per Unit (kWh) | Peak Demand Savings Per Unit (kW) | Measure Life (yrs) | Total Annual MWh | Total Lifetime MWh | Total Coincident Demand (kW) | Notes
Residential TOU |  | 0 | 0 | 0 |  | 2
TOTAL FOR RESIDENTIAL DEMAND RESPONSE |  | 0 | 0 | 0 | All | 2 |  |  |  | 0 | 0 | 0
COMMERCIAL AND INDUSTRIAL
Energy Efficiency Programs | Measure | Co-op's Implementation Costs | Incentives | Total Spending | Unit Definition | Number of Units | Annual Energy Savings Per Unit (kWh) | Peak Demand Savings Per Unit (kW) | Measure Life (yrs) | Total Annual MWh | Total Lifetime MWh | Total Coincident Demand (kW) | Notes
|  | 0 | 0 | 0 |  | 0
TOTAL FOR C&I ENERGY EFFICIENCY |  | 0 | 0 | 0 | All | 0 |  |  |  | 0 | 0 | 0
Demand Response Programs | Measure | Co-op's Implementation Costs | Incentives | Total Spending | Unit Definition | Number of Units Enrolled | Annual Energy Savings Per Unit (kWh) | Peak Demand Savings Per Unit (kW) | Measure Life (yrs) | Total Annual MWh | Total Lifetime MWh | Total Coincident Demand (kW) | Notes
Commercial TOU |  | 0 | 0 | 0 |  | 2
Industrial TOU |  | 0 | 0 | 0 |  | 265
TOTAL FOR C&I DEMAND RESPONSE |  | 0 | 0 | 0 | All | 267 |  |  |  | 0 | 0 | 0
UTILITY SYSTEM EFFICIENCY
Energy Efficiency Programs | Measure | Co-op's Implementation Costs | Incentives | Total Spending | Unit Definition | Number of Units | Annual Energy Savings Per Unit (kWh) | Peak Demand Savings Per Unit (kW) | Measure Life (yrs) | Total Annual MWh | Total Lifetime MWh | Total Coincident Demand (kW) | Notes
Conservation Voltage Reduction (CVR) | CVR 3% | 0 | 0 | 0 | kWh Delivered | 472320296 | 63083.8752 | 1221.237 | 1 | 63.0839 | 63.0839 | 1221.237 | 3% CVR during peak load events. 6 out of 16 substations have control. Per NEMA study, for every 1% of CVR there are ~0.8% energy savings. Per other utilities voltage reduction annual operation (ex: Arizona Public Service) assume 130 hours out of 8760 annual hours utilize voltage reduction. Demand reduction is ~0.8% savings for every 1% of CVR for the 6/16 substations.
TOTAL FOR UTILITY SYSTEM ENERGY EFFICIENCY |  | 0 | 0 | 0 | All | 472320296 |  |  |  | 63.0839 | 63.0839 | 1221.237
Advanced Metering
Sector | AMI | AMR
Residential | 29818 | 0
Commercial | 2706 | 0
Industrial | 399 | 0
Total for Advanced Metering | 32923 | 0

## Sumter 2015
Instructions: Top table is for reference only; Do NOT edit rows 6-17. In the remaining tables (starting in row 19), edit only implementation costs, incentives, and # of units (columns C, D, and G) annually with new figures.
Sumter 2015 | [14 empty] | Forecast Year | 2015
CO-OP DSM PORTFOLIO COSTS SUMMARY | Co-op's Implementation Costs | Incentives | Total Spending |  | CO-OP DSM PORTFOLIO SAVINGS SUMMARY |  |  | Total Annual MWh | Total Lifetime MWh | Total Coincident Demand (kW) |  |  |  |  | Financial Assumptions
ENERGY EFFICIENCY |  |  |  |  | ENERGY EFFICIENCY | [9 empty] | Metric | Value | Notes
Residential Energy Efficiency Programs |  | 21335.8 | 21335.8 |  | Residential Energy Efficiency Programs |  |  | 4050.548 | 7238.3218 | 113.4559 |  |  |  |  | IRP Discount Rate | 6% | SECI Generation Planning Group
C&I Energy Efficiency Programs | 5187.0917 | 0 | 5187.0917 |  | C&I Energy Efficiency Programs |  |  | 158.5099 | 1960.3 | 0 |  |  |  |  | Billing Rate Escalation Rate | 0% | Placeholder
Utility System Efficiency | 0 | 0 | 0 |  | Utility System Efficiency |  |  | 852.4851 | 852.4851 | 14674.1894 |  |  |  |  | Program Cost Escalation Rate | 0% | Placeholder
Non-Program Member Education Costs | 60000 |  | 60000 |  | Total Energy Efficiency |  |  | 5061.543 | 10051.107 | 14787.6453 |  |  |  |  | Avoided Costs Escalation Rate | 0% | Placeholder
Total Energy Efficiency | 65187.0917 | 21335.8 | 86522.8917 |  | DEMAND RESPONSE | [9 empty] | $/kWh Residential Retail Rate | 0.12364 | Sumter Residential
DEMAND RESPONSE |  |  |  |  | Residential Demand Response |  |  | 0 | 0 | 0 |  |  |  |  | $/kWh Commercial Retail Rate | 0.098729 | Sumter Commercial
Residential Demand Response | 0 | 0 | 0 |  | Commercial Demand Response |  |  | 158 | 158 | 17000
C&I Demand Response | 0 | 0 | 0 |  | Total Demand Response |  |  | 158 | 158 | 17000
Total Demand Response | 0 | 0 | 0 |  | Sumter DSM Portfolio |  |  | 5219.543 | 10209.107 | 31787.6453
Sumter DSM Portfolio | 65187.0917 | 21335.8 | 86522.8917
[24 empty] | Unused | [7 empty] | Unused
RESIDENTIAL | [14 empty] | Financial Calculations | [8 empty] | Benefit/Cost Ratios
|  | PROGRAM EXPENDITURES |  |  | ENERGY SAVINGS | [18 empty] | TRC |  |  |  | PAC |  |  |  | PCT |  |  |  | RIM |  |  |  | EUL Avoided Cost |  | PA Cost
Energy Efficiency Program | Measure | Co-op's Implementation Costs | Incentives | Total Spending | Unit Definition | Number of Units | Annual Energy Savings Per Unit (kWh) | Peak Demand Savings Per Unit (kW) | Measure Life (yrs) | Total Annual MWh | Total Lifetime MWh | Total Coincident Demand (kW) | Notes | Total Annual MWh Weighting | Participation Weighting Factor | Replacement Type | Cost Type | NTG | Customer Cost Savings ($/Unit) | PV of Lost Revenue ($/Unit) | Incentive per Unit ($/Unit) | Measure Incremental Cost ($/Unit) | Notes | PV of Program Benefits | PV of Program Costs | NPV | Benefit/Cost Ratio | PV of Program Benefits | PV of Program Costs | NPV | Benefit/Cost Ratio | PV of Program Benefits | PV of Program Costs | NPV | Benefit/Cost Ratio | PV of Program Benefits | PV of Program Costs | NPV | Benefit/Cost Ratio | $/kWh | $/kW | $/Unit
Residential Prepay Metering | Prepay Standard | 0 | 0 | 0 | Meters Enrolled | 4366 | 889.3199 | 0.021525 | 1 | 3882.7705 | 3882.7705 | 93.9764 |  | 95.86% | 42.12% | RET | Full | 0.9 | 109.9577 | 103.7337 | 0 | 5 |  | 23.6938 | 4.5 | 19.1938 | 5.2653 | 23.6938 | 0 | 23.6938 |  | 103.7337 | 5 | 98.7337 | 20.7467 | 23.6938 | 103.7337 | -80.0399 | 0.22841 | 0.0292 | 76.44 | 0
Give-away LED's | 10W LED | 0 | 21335.8 | 21335.8 | Bulb | 6000 | 27.9629 | 0.0032466 | 20 | 167.7776 | 3355.5514 | 19.4795 |  | 4.142% | 57.88% | RET | Full | 0.9 | 3.4574 | 39.6562 | 3.556 | 5 |  | 16.2543 | 4.5 | 11.7543 | 3.6121 | 16.4861 | 3.3547 | 13.1314 | 4.9144 | 43.2121 | 5 | 38.2121 | 8.6424 | 16.4861 | 43.2121 | -26.726 | 0.38152 | 0.05545 | 147.84 | 0
TOTAL FOR RESIDENTIAL ENERGY EFFICIENCY |  | 0 | 21335.8 | 21335.8 | All | 10366 | 917.2828 | 0.024771 | 1.787 | 4050.548 | 7238.3218 | 113.4559 |  | 100% | 100% | [8 empty] | 19.3877 | 4.5 | 14.8877 | 4.3084 | 19.5219 | 1.9417 | 17.5801 | 10.0538 | 68.7029 | 5 | 63.7029 | 13.7406 | 19.5219 | 68.7029 | -49.181 | 0.28415 | 0.0304 | 82.8 | 0
Demand Response Programs | Measure | Co-op's Implementation Costs | Incentives | Total Spending | Unit Definition | Number of Units Enrolled | Annual Energy Savings Per Unit (kWh) | Peak Demand Savings Per Unit (kW) | Measure Life (yrs) | Total Annual MWh | Total Lifetime MWh | Total Coincident Demand (kW) | Notes
|  | 0 | 0 | 0 |  | 0
TOTAL FOR RESIDENTIAL DEMAND RESPONSE |  | 0 | 0 | 0 | All | 0 |  |  |  | 0 | 0 | 0
COMMERCIAL AND INDUSTRIAL
Energy Efficiency Programs | Measure | Co-op's Implementation Costs | Incentives | Total Spending | Unit Definition | Number of Units | Annual Energy Savings Per Unit (kWh) | Peak Demand Savings Per Unit (kW) | Measure Life (yrs) | Total Annual MWh | Total Lifetime MWh | Total Coincident Demand (kW) | Notes
LED Area Swapouts | 100W HPS to 40W LED | 5187.0917 | 0 | 5187.0917 | Bulb | 250 | 396.214 | 0 | 12.3671 | 99.0535 | 1225 | 0 | No demand savings claimed
LED Parking Lighting | 1000W to 283W | 0 | 0 | 0 | Bulb | 18 | 3303.131 | 0 | 12.3671 | 59.4564 | 735.3 | 0 | Costs not reported, No demand savings claimed
TOTAL FOR C&I ENERGY EFFICIENCY |  | 5187.0917 | 0 | 5187.0917 | All | 268 | 3699.345 | 0 | 24.7341 | 158.5099 | 1960.3 | 0
Demand Response Programs | Measure | Co-op's Implementation Costs | Incentives | Total Spending | Unit Definition | Number of Units Enrolled | Annual Energy Savings Per Unit (kWh) | Peak Demand Savings Per Unit (kW) | Measure Life (yrs) | Total Annual MWh | Total Lifetime MWh | Total Coincident Demand (kW) | Notes
Commercial Critical Peak Billing Program | Demand Response Call to Customer | 0 | 0 | 0 | Meters Enrolled | 27 |  | 629.6296 | 1 | 158 | 158 | 17000 | Potential Peak Demand Savings = 18MW, Actual Peak Demand Savings = 17MW
TOTAL FOR C&I DEMAND RESPONSE |  | 0 | 0 | 0 | All | 27 | 0 | 629.6296 | 1 | 158 | 158 | 17000
UTILITY SYSTEM EFFICIENCY
Energy Efficiency Programs | Measure | Co-op's Implementation Costs | Incentives | Total Spending | Unit Definition | Number of Units | Energy Savings Per Unit (kWh) | Peak Demand Savings Per Unit (kW) | Est. Measure Life (yrs) | Total Annual MWh | Total Lifetime MWh | Total Coincident Demand (kW) | Notes
Conservation Voltage Reduction (CVR) | CVR Average 3% | 0 | 0 | 0 | kWh Delivered | 3149363130 | 852485.1431 | 14674.1894 | 1 | 852.4851 | 852.4851 | 14674.1894 | Voltage reduction varies per substation from 4% to 2% (Average 3%). Not uncommon to see 25-30MW of reduction within 45-60 minutes of implementation. 76% of load served by substations actively implementing CVR. Per NEMA study, for every 1% of CVR there are ~0.8% energy savings. Per other utilities voltage reduction annual operation (ex: Arizona Public Service) assume 130 hours out of 8760 annual hours utilize voltage reduction. Due to uncertainty of operation, use standard methodology of NEMA study (for every 1% of CVR there are ~0.8% energy savings) for corresponding demand savings for the 76% of controlled load which is ~15MW.
TOTAL FOR UTILITY SYSTEM ENERGY EFFICIENCY |  | 0 | 0 | 0 | All | 3149363130 |  |  |  | 852.4851 | 852.4851 | 14674.1894
Advanced Metering
Sector | AMI | AMR
Residential | 4366 | 0
Commercial | 0 | 0
Industrial | 0 | 0
Total for Advanced Metering | 4366 | 0

## Withlacoochee 2015
Instructions: Top table is for reference only; Do NOT edit rows 6-17. In the remaining tables (starting in row 19), edit only implementation costs, incentives, and # of units (columns C, D, and G) annually with new figures. For the CVR measure, enter the calculated number of kWh in cell G44.
Withlacoochee 2015 | [14 empty] | Forecast Year | 2015
CO-OP DSM PORTFOLIO COSTS SUMMARY | Co-op's Implementation Costs | Incentives | Total Spending |  | CO-OP DSM PORTFOLIO SAVINGS SUMMARY |  |  | Total Annual MWh | Total Lifetime MWh | Total Coincident Demand (kW) |  |  |  |  | Financial Assumptions
ENERGY EFFICIENCY |  |  |  |  | ENERGY EFFICIENCY | [9 empty] | Metric | Value | Notes
Residential Energy Efficiency Programs | 0 | 1847 | 1847 |  | Residential Energy Efficiency Programs |  |  | 5.5926 | 111.8517 | 0.64932 |  |  |  |  | IRP Discount Rate | 6% | SECI Generation Planning Group
C&I Energy Efficiency Programs | 0 | 0 | 0 |  | C&I Energy Efficiency Programs |  |  | 59.707 | 738.4 | 0 |  |  |  |  | Billing Rate Escalation Rate | 0% | Placeholder
Utility System Efficiency | 0 | 0 | 0 |  | Utility System Efficiency |  |  | 904.9351 | 904.9351 | 17176.512 |  |  |  |  | Program Cost Escalation Rate | 0% | Placeholder
Non-Program Member Education Costs | 0 |  | 0 |  | Total Energy Efficiency |  |  | 970.2347 | 1755.1868 | 17177.1613 |  |  |  |  | Avoided Costs Escalation Rate | 0% | Placeholder
Total Energy Efficiency | 0 | 1847 | 1847 |  | DEMAND RESPONSE | [9 empty] | $/kWh Residential Retail Rate | 0.12367 | Withlacoochee River Residential
DEMAND RESPONSE |  |  |  |  | Residential Demand Response |  |  | 0 | 0 | 0 |  |  |  |  | $/kWh Commercial Retail Rate | 0.097032 | Withlacoochee River Commercial
Residential Demand Response | 0 | 0 | 0 |  | Commercial Demand Response |  |  | 0 | 0 | 0
C&I Demand Response | 0 | 0 | 0 |  | Total Demand Response |  |  | 0 | 0 | 0
Total Demand Response | 0 | 0 | 0 |  | Withlacoochee DSM Portfolio |  |  | 970.2347 | 1755.1868 | 17177.1613
Withlacoochee DSM Portfolio | 0 | 1847 | 1847
[24 empty] | Unused | [7 empty] | Unused
RESIDENTIAL | [14 empty] | Financial Calculations | [8 empty] | Benefit/Cost Ratios
|  | PROGRAM EXPENDITURES |  |  | ENERGY SAVINGS | [18 empty] | TRC |  |  |  | PAC |  |  |  | PCT |  |  |  | RIM |  |  |  | EUL Avoided Cost |  | PA Cost
Energy Efficiency Program | Measure | Co-op's Implementation Costs | Incentives | Total Spending | Unit Definition | Number of Units | Annual Energy Savings Per Unit (kWh) | Peak Demand Savings Per Unit (kW) | Measure Life (yrs) | Total Annual MWh | Total Lifetime MWh | Total Coincident Demand (kW) | Notes | Total Annual MWh Weighting | Participation Weighting Factor | Replacement Type | Cost Type | NTG | Customer Cost Savings ($/Unit) | PV of Lost Revenue ($/Unit) | Incentive per Unit ($/Unit) | Measure Incremental Cost ($/Unit) | Notes | PV of Program Benefits | PV of Program Costs | NPV | Benefit/Cost Ratio | PV of Program Benefits | PV of Program Costs | NPV | Benefit/Cost Ratio | PV of Program Benefits | PV of Program Costs | NPV | Benefit/Cost Ratio | PV of Program Benefits | PV of Program Costs | NPV | Benefit/Cost Ratio | $/kWh | $/kW | $/Unit
Give-away LED's | 10W LED | 0 | 1847 | 1847 | Bulb | 200 | 27.9629 | 0.0032466 | 20 | 5.5926 | 111.8517 | 0.64932 |  | 100% | 100% | RET | Full | 0.9 | 3.4582 | 39.6658 | 9.235 | 5 |  | 16.4861 | 4.5 | 11.9861 | 3.6636 | 16.4861 | 8.7123 | 7.7739 | 1.8923 | 48.9008 | 5 | 43.9008 | 9.7802 | 16.4861 | 48.9008 | -32.4147 | 0.33713 | 0.05545 | 147.84 | 0
TOTAL FOR RESIDENTIAL ENERGY EFFICIENCY |  | 0 | 1847 | 1847 | All | 200 | 27.9629 | 0.0032466 | 20 | 5.5926 | 111.8517 | 0.64932 |  | 100% | 100% | [8 empty] | 16.4861 | 4.5 | 11.9861 | 3.6636 | 16.4861 | 8.7123 | 7.7739 | 1.8923 | 48.9008 | 5 | 43.9008 | 9.7802 | 16.4861 | 48.9008 | -32.4147 | 0.33713 | 0.05545 | 147.84 | 0
Demand Response Programs | Measure | Co-op's Implementation Costs | Incentives | Total Spending | Unit Definition | Number of Units Enrolled | Annual Energy Savings Per Unit (kWh) | Peak Demand Savings Per Unit (kW) | Measure Life (yrs) | Total Annual MWh | Total Lifetime MWh | Total Coincident Demand (kW) | Notes
|  | 0 | 0 | 0 |  | 0 |  |  |  | 0 | 0 | 0
TOTAL FOR RESIDENTIAL DEMAND RESPONSE |  | 0 | 0 | 0 | All | 0 |  |  |  | 0 | 0 | 0
COMMERCIAL AND INDUSTRIAL
Energy Efficiency Programs | Measure | Co-op's Implementation Costs | Incentives | Total Spending | Unit Definition | Number of Units | Annual Energy Savings Per Unit (kWh) | Peak Demand Savings Per Unit (kW) | Measure Life (yrs) | Total Annual MWh | Total Lifetime MWh | Total Coincident Demand (kW) | Notes
LED Streetlight Swapouts | 1000W MH to 316W LED | 0 | 0 | 0 | Bulb | 15 | 3169.712 | 0 | 12.3671 | 47.5457 | 588 | 0 | No demand savings claimed
LED Streetlight Swapouts | 250W HPS to 107W LED | 0 | 0 | 0 | Bulb | 16 | 760.084 | 0 | 12.3671 | 12.1613 | 150.4 | 0 | No demand savings claimed
TOTAL FOR C&I ENERGY EFFICIENCY |  | 0 | 0 | 0 | All | 31 | 3929.796 | 0 | 24.7341 | 59.707 | 738.4 | 0
Demand Response Programs | Measure | Co-op's Implementation Costs | Incentives | Total Spending | Unit Definition | Number of Units Enrolled | Annual Energy Savings Per Unit (kWh) | Peak Demand Savings Per Unit (kW) | Measure Life (yrs) | Total Annual MWh | Total Lifetime MWh | Total Coincident Demand (kW) | Notes
|  | 0 | 0 | 0 |  | 0
TOTAL FOR C&I DEMAND RESPONSE |  | 0 | 0 | 0 | All | 0 |  |  |  | 0 | 0 | 0
UTILITY SYSTEM EFFICIENCY
Energy Efficiency Programs | Measure | Co-op's Implementation Costs | Incentives | Total Spending | Unit Definition | Number of Units | Energy Savings Per Unit (kWh) | Peak Demand Savings Per Unit (kW) | Est. Measure Life (yrs) | Total Annual MWh | Total Lifetime MWh | Total Coincident Demand (kW) | Notes
Conservation Voltage Reduction (CVR) | CVR Average 2% | 0 | 0 | 0 | kWh Delivered | 3811169074 | 904935.1226 | 17176.512 | 1 | 904.9351 | 904.9351 | 17176.512 | 1-3% CVR during peak load events (average 2%) - WREC does use 1% to 3% CVR during peak load events and there are total of 211 feeders. Per NEMA study, for every 1% of CVR there are ~0.8% energy savings. Per other utilities voltage reduction annual operation (ex: Arizona Public Service) assume 130 hours out of 8760 annual hours utilize voltage reduction.
TOTAL FOR UTILITY SYSTEM ENERGY EFFICIENCY |  | 0 | 0 | 0 | All | 3811169074 |  |  |  | 904.9351 | 904.9351 | 17176.512
Advanced Metering | [6 empty] | 2232946.56
Sector | AMI | AMR
Residential | 0 | 0
Commercial | 0 | 0
Industrial | 0 | 0
Total for Advanced Metering | 0 | 0

## Peace River 2015
Instructions: Top table is for reference only; Do NOT edit rows 6-17. In the remaining tables (starting in row 19), edit only implementation costs, incentives, and # of units (columns C, D, and G) annually with new figures.
Peace River 2015 | [14 empty] | Forecast Year | 2015
CO-OP DSM PORTFOLIO COSTS SUMMARY | Co-op's Implementation Costs | Incentives | Total Spending |  | CO-OP DSM PORTFOLIO SAVINGS SUMMARY |  |  | Total Annual MWh | Total Lifetime MWh | Total Coincident Demand (kW) |  |  |  |  | Financial Assumptions
ENERGY EFFICIENCY |  |  |  |  | ENERGY EFFICIENCY | [9 empty] | Metric | Value | Notes
Residential Energy Efficiency Programs |  | 3229.5 | 3229.5 |  | Residential Energy Efficiency Programs |  |  | 26.1238 | 255.5702 | 3.0004 |  |  |  |  | IRP Discount Rate | 6% | SECI Generation Planning Group
C&I Energy Efficiency Programs | 165.9869 | 0 | 165.9869 |  | C&I Energy Efficiency Programs |  |  | 2.911 | 36 | 0 |  |  |  |  | Billing Rate Escalation Rate | 0% | Placeholder
Utility System Efficiency | 0 | 0 | 0 |  | Utility System Efficiency |  |  | 422.1079 | 782.443 | 6178.5936 |  |  |  |  | Program Cost Escalation Rate | 0% | Placeholder
Non-Program Member Education Costs | 0 |  | 0 |  | Total Energy Efficiency |  |  | 451.1427 | 1074.0132 | 6181.594 |  |  |  |  | Avoided Costs Escalation Rate | 0% | Placeholder
Total Energy Efficiency | 165.9869 | 3229.5 | 3395.4869 |  | DEMAND RESPONSE | [9 empty] | $/kWh Residential Retail Rate | 0.13966 | Peace River Residential
DEMAND RESPONSE |  |  |  |  | Residential Demand Response |  |  | 0 | 0 | 0 |  |  |  |  | $/kWh Commercial Retail Rate | 0.1259 | Peace River Commercial
Residential Demand Response | 0 | 0 | 0 |  | Commercial Demand Response |  |  | 0 | 0 | 0
C&I Demand Response | 0 | 0 | 0 |  | Total Demand Response |  |  | 0 | 0 | 0
Total Demand Response | 0 | 0 | 0 |  | Peace River DSM Portfolio |  |  | 451.1427 | 1074.0132 | 6181.594
Peace River DSM Portfolio | 165.9869 | 3229.5 | 3395.4869
[24 empty] | Unused | [7 empty] | Unused
RESIDENTIAL | [14 empty] | Financial Calculations | [8 empty] | Benefit/Cost Ratios
|  | PROGRAM EXPENDITURES |  |  | ENERGY SAVINGS | [18 empty] | TRC |  |  |  | PAC |  |  |  | PCT |  |  |  | RIM |  |  |  | EUL Avoided Cost |  | PA Cost
Energy Efficiency Program | Measure | Co-op's Implementation Costs | Incentives | Total Spending | Unit Definition | Number of Units | Annual Energy Savings Per Unit (kWh) | Peak Demand Savings Per Unit (kW) | Measure Life (yrs) | Total Annual MWh | Total Lifetime MWh | Total Coincident Demand (kW) | Notes | Total Annual MWh Weighting | Participation Weighting Factor | Replacement Type | Cost Type | NTG | Customer Cost Savings ($/Unit) | PV of Lost Revenue ($/Unit) | Incentive per Unit ($/Unit) | Measure Incremental Cost ($/Unit) | Notes | PV of Program Benefits | PV of Program Costs | NPV | Benefit/Cost Ratio | PV of Program Benefits | PV of Program Costs | NPV | Benefit/Cost Ratio | PV of Program Benefits | PV of Program Costs | NPV | Benefit/Cost Ratio | PV of Program Benefits | PV of Program Costs | NPV | Benefit/Cost Ratio | $/kWh | $/kW | $/Unit
CFL Giveaway | 13W CFL | 0 | 1382.5 | 1382.5 | Bulb | 790 | 25.9889 | 0.002976 | 7 | 20.5312 | 143.7185 | 2.3511 |  | 78.59% | 79.8% | RET | Full | 0.9 | 3.6296 | 20.2621 | 1.75 | 5 |  | 4.8676 | 4.5 | 0.36762 | 1.0817 | 4.8676 | 1.6509 | 3.2167 | 2.9484 | 22.0121 | 5 | 17.0121 | 4.4024 | 4.8676 | 22.0121 | -17.1445 | 0.22113 | 0.03499 | 100.44 | 0
LED Giveaway | 10W LED | 0 | 1847 | 1847 | Bulb | 200 | 27.9629 | 0.0032466 | 20 | 5.5926 | 111.8517 | 0.64932 |  | 21.41% | 20.2% | RET | Full | 0.9 | 3.9053 | 44.794 | 9.235 | 5 |  | 16.3322 | 4.5 | 11.8322 | 3.6294 | 16.4861 | 8.7123 | 7.7739 | 1.8923 | 54.029 | 5 | 49.029 | 10.8058 | 16.4861 | 54.029 | -37.5429 | 0.30513 | 0.05545 | 147.84 | 0
TOTAL FOR RESIDENTIAL ENERGY EFFICIENCY |  | 0 | 3229.5 | 3229.5 | All | 990 | 53.9518 | 0.0062226 | 9.783 | 26.1238 | 255.5702 | 3.0004 |  | 100% | 100% | [8 empty] | 7.1837 | 4.5 | 2.6837 | 1.5964 | 7.2148 | 3.0775 | 4.1373 | 2.3444 | 28.4802 | 5 | 23.4802 | 5.696 | 7.2148 | 28.4802 | -21.2654 | 0.25333 | 0.03855 | 110.04 | 0
Demand Response Programs | Measure | Co-op's Implementation Costs | Incentives | Total Spending | Unit Definition | Number of Units Enrolled | Annual Energy Savings Per Unit (kWh) | Peak Demand Savings Per Unit (kW) | Measure Life (yrs) | Total Annual MWh | Total Lifetime MWh | Total Coincident Demand (kW) | Notes
|  | 0 | 0 | 0
TOTAL FOR RESIDENTIAL DEMAND RESPONSE |  | 0 | 0 | 0 | All | 0 |  |  |  | 0 | 0 | 0
COMMERCIAL AND INDUSTRIAL
Energy Efficiency Programs | Measure | Co-op's Implementation Costs | Incentives | Total Spending | Unit Definition | Number of Units | Annual Energy Savings Per Unit (kWh) | Peak Demand Savings Per Unit (kW) | Measure Life (yrs) | Total Annual MWh | Total Lifetime MWh | Total Coincident Demand (kW) | Notes
LED Streetlight Swapouts | 100W HPS to 48W LED | 165.9869 | 0 | 165.9869 |  | 8 | 363.87 | 0 | 12.3671 | 2.911 | 36 | 0 | No demand savings claimed
TOTAL FOR C&I ENERGY EFFICIENCY |  | 165.9869 | 0 | 165.9869 | All | 8 | 363.87 | 0 | 12.3671 | 2.911 | 36 | 0
Demand Response Programs | Measure | Co-op's Implementation Costs | Incentives | Total Spending | Unit Definition | Number of Units Enrolled | Annual Energy Savings Per Unit (kWh) | Peak Demand Savings Per Unit (kW) | Measure Life (yrs) | Total Annual MWh | Total Lifetime MWh | Total Coincident Demand (kW) | Notes
Commercial TOU |  | 0 | 0 | 0 |  | 2 |  |  |  | 0 | 0 | 0
Industrial TOU |  | 0 | 0 | 0 |  | 2 |  |  |  | 0 | 0 | 0
TOTAL FOR C&I DEMAND RESPONSE |  | 0 | 0 | 0 | All | 4 |  |  |  | 0 | 0 | 0
UTILITY SYSTEM EFFICIENCY
Energy Efficiency Programs | Measure | Co-op's Implementation Costs | Incentives | Total Spending | Unit Definition | Number of Units | Energy Savings Per Unit (kWh) | Peak Demand Savings Per Unit (kW) | Est. Measure Life (yrs) | Total Annual MWh | Total Lifetime MWh | Total Coincident Demand (kW) | Notes
Utility System Efficiency Lighting | High Efficiency Facilities Lighting | 0 | 0 | 0 |  | 55 | 340.7805 | 0.017339 | 20.2251 | 18.7429 | 379.078 | 0.95364
Conservation Voltage Reduction (CVR) | CVR 5% | 0 | 0 | 0 | kWh Delivered | 679514864 | 403364.9878 | 6177.64 | 1 | 403.365 | 403.365 | 6177.64 | 5% Voltage decrease during load management calls. Anticipate a 8-10% demand reduction. 1.5MW reduction @ peak claimed. 6 feeders, 4-6 hours @ projected peak day. Per other utilities voltage reduction annual operation (ex: Arizona Public Service) assume 130 hours out of 8760 annual hours utilize voltage reduction. Due to uncertainty of operation, use standard methodology of NEMA study (for every 1% of CVR there are ~0.8% energy savings) for corresponding demand savings.
TOTAL FOR UTILITY SYSTEM ENERGY EFFICIENCY |  | 0 | 0 | 0 | All | 679514919 |  |  |  | 422.1079 | 782.443 | 6178.5936
Advanced Metering
Sector | AMI | AMR |  |  |  |  | 803093.2
Residential | 31718 | 0
Commercial | 6486 | 0
Industrial | 38 | 0
Total for Advanced Metering | 38242 | 0

## Glades 2015
Instructions: Top table is for reference only; Do NOT edit rows 6-17. In the remaining tables (starting in row 19), edit only implementation costs, incentives, and # of units (columns C, D, and G) annually with new figures.
Glades 2015 | [14 empty] | Forecast Year | 2015
CO-OP DSM PORTFOLIO COSTS SUMMARY | Co-op's Implementation Costs | Incentives | Total Spending |  | CO-OP DSM PORTFOLIO SAVINGS SUMMARY |  |  | Total Annual MWh | Total Lifetime MWh | Total Coincident Demand (kW) |  |  |  |  | Financial Assumptions
ENERGY EFFICIENCY |  |  |  |  | ENERGY EFFICIENCY | [9 empty] | Metric | Value | Notes
Residential Energy Efficiency Programs |  | 1847 | 1847 |  | Residential Energy Efficiency Programs |  |  | 5.5926 | 111.8517 | 0.64932 |  |  |  |  | IRP Discount Rate | 6% | SECI Generation Planning Group
C&I Energy Efficiency Programs | 2676.5393 | 0 | 2676.5393 |  | C&I Energy Efficiency Programs |  |  | 55.8823 | 691.1 | 0 |  |  |  |  | Billing Rate Escalation Rate | 0% | Placeholder
Utility System Efficiency |  | 0 | 0 |  | Utility System Efficiency |  |  | 0 | 0 | 0 |  |  |  |  | Program Cost Escalation Rate | 0% | Placeholder
Non-Program Member Education Costs | 0 |  | 0 |  | Total Energy Efficiency |  |  | 61.4749 | 802.9517 | 0.64932 |  |  |  |  | Avoided Costs Escalation Rate | 0% | Placeholder
Total Energy Efficiency | 2676.5393 | 1847 | 4523.5393 |  | DEMAND RESPONSE | [9 empty] | $/kWh Residential Retail Rate | 0.15243 | Glades Residential
DEMAND RESPONSE |  |  |  |  | Residential Demand Response |  |  | 0 | 0 | 0 |  |  |  |  | $/kWh Commercial Retail Rate | 0.12995 | Glades Commercial
Residential Demand Response | 0 | 0 | 0 |  | Commercial Demand Response |  |  | 0 | 0 | 0
C&I Demand Response | 0 | 0 | 0 |  | Total Demand Response |  |  | 0 | 0 | 0
Total Demand Response | 0 | 0 | 0 |  | Glades DSM Portfolio |  |  | 61.4749 | 802.9517 | 0.64932
Glades DSM Portfolio | 2676.5393 | 1847 | 4523.5393
[24 empty] | Unused | [7 empty] | Unused
RESIDENTIAL | [14 empty] | Financial Calculations | [8 empty] | Benefit/Cost Ratios
|  | PROGRAM EXPENDITURES |  |  | ENERGY SAVINGS | [18 empty] | TRC |  |  |  | PAC |  |  |  | PCT |  |  |  | RIM |  |  |  | EUL Avoided Cost |  | PA Cost
Energy Efficiency Program | Measure | Co-op's Implementation Costs | Incentives | Total Spending | Unit Definition | Number of Units | Annual Energy Savings Per Unit (kWh) | Peak Demand Savings Per Unit (kW) | Measure Life (yrs) | Total Annual MWh | Total Lifetime MWh | Total Coincident Demand (kW) | Notes | Total Annual MWh Weighting | Participation Weighting Factor | Replacement Type | Cost Type | NTG | Customer Cost Savings ($/Unit) | PV of Lost Revenue ($/Unit) | Incentive per Unit ($/Unit) | Measure Incremental Cost ($/Unit) | Notes | PV of Program Benefits | PV of Program Costs | NPV | Benefit/Cost Ratio | PV of Program Benefits | PV of Program Costs | NPV | Benefit/Cost Ratio | PV of Program Benefits | PV of Program Costs | NPV | Benefit/Cost Ratio | PV of Program Benefits | PV of Program Costs | NPV | Benefit/Cost Ratio | $/kWh | $/kW | $/Unit
LED Giveaway | 10W LED | 0 | 1847 | 1847 | Bulb | 200 | 27.9629 | 0.0032466 | 20 | 5.5926 | 111.8517 | 0.64932 |  | 100% | 100% | RET | Full | 0.9 | 4.2624 | 48.8898 | 9.235 | 5 |  | 16.4861 | 4.5 | 11.9861 | 3.6636 | 16.4861 | 8.7123 | 7.7739 | 1.8923 | 58.1248 | 5 | 53.1248 | 11.625 | 16.4861 | 58.1248 | -41.6387 | 0.28363 | 0.05545 | 147.84 | 0
TOTAL FOR RESIDENTIAL ENERGY EFFICIENCY |  | 0 | 1847 | 1847 | All | 200 |  |  | 20 | 5.5926 | 111.8517 | 0.64932 |  | 100% | 100% | [8 empty] | 16.4861 | 4.5 | 11.9861 | 3.6636 | 16.4861 | 8.7123 | 7.7739 | 1.8923 | 58.1248 | 5 | 53.1248 | 11.625 | 16.4861 | 58.1248 | -41.6387 | 0.28363 | 0.05545 | 147.84 | 0
Demand Response Programs | Measure | Co-op's Implementation Costs | Incentives | Total Spending | Unit Definition | Number of Units Enrolled | Annual Energy Savings Per Unit (kWh) | Peak Demand Savings Per Unit (kW) | Measure Life (yrs) | Total Annual MWh | Total Lifetime MWh | Total Coincident Demand (kW) | Notes
Residential TOU |  | 0 | 0 | 0 |  | 10 |  |  |  | 0 | 0 | 0
TOTAL FOR RESIDENTIAL DEMAND RESPONSE |  | 0 | 0 | 0 | All | 10 |  |  |  | 0 | 0 | 0
COMMERCIAL AND INDUSTRIAL
Energy Efficiency Programs | Measure | Co-op's Implementation Costs | Incentives | Total Spending | Unit Definition | Number of Units | Annual Energy Savings Per Unit (kWh) | Peak Demand Savings Per Unit (kW) | Measure Life (yrs) | Total Annual MWh | Total Lifetime MWh | Total Coincident Demand (kW) | Notes | Total Annual MWh Weighting
LED Streetlight Swapouts | 100W HPS to 40W LED | 1452.3857 | 0 | 1452.3857 | Bulb | 70 | 396.214 | 0 | 12.3671 | 27.735 | 343 | 0 | No demand savings claimed | 49.63%
LED Streetlight Swapouts | 150W HPS to 70W LED | 1224.1536 | 0 | 1224.1536 | Bulb | 59 | 477.074 | 0 | 12.3671 | 28.1474 | 348.1 | 0 | No demand savings claimed | 50.37%
TOTAL FOR C&I ENERGY EFFICIENCY |  | 2676.5393 | 0 | 2676.5393 | All | 129 | 873.288 | 0 | 12.3671 | 55.8823 | 691.1 | 0 |  | 100%
Demand Response Programs | Measure | Co-op's Implementation Costs | Incentives | Total Spending | Unit Definition | Number of Units Enrolled | Annual Energy Savings Per Unit (kWh) | Peak Demand Savings Per Unit (kW) | Measure Life (yrs) | Total Annual MWh | Total Lifetime MWh | Total Coincident Demand (kW) | Notes
Commerical TOU |  | 0 | 0 | 0 |  | 25 |  |  |  | 0 | 0 | 0
TOTAL FOR C&I DEMAND RESPONSE |  | 0 | 0 | 0 | All | 25 |  |  |  | 0 | 0 | 0
UTILITY SYSTEM EFFICIENCY
Energy Efficiency Programs | Measure | Co-op's Implementation Costs | Incentives | Total Spending | Unit Definition | Number of Units | Energy Savings Per Unit (kWh) | Peak Demand Savings Per Unit (kW) | Est. Measure Life (yrs) | Total Annual MWh | Total Lifetime MWh | Total Coincident Demand (kW) | Notes
|  | 0 | 0 | 0 |  | 0 |  |  |  | 0 | 0 | 0
TOTAL FOR UTILITY SYSTEM ENERGY EFFICIENCY |  | 0 | 0 | 0 | All | 0 |  |  |  | 0 | 0 | 0
Advanced Metering
Sector | AMI | AMR
Residential | 12487 | 0
Commercial | 2394 | 0
Industrial | 1492 | 0
Total for Advanced Metering | 16373 | 0

## >>> Input Assumptions >>>
Cost Effectiveness Modeling Input Assumptions Contained in Tabs to Right
Instructions: Avoided Cost and T&D Loss Factor Data can be edited annually or as data becomes available. However, Annual S&R and Questionnaire Tabs are for Reference Only and should not be edited.

## Seminole Avoided Cost
Instructions: Update avoided cost data annually or as it becomes available.
Forecast Start Year | 2015
Intergrated Resource Plan (IRP) Discount Rate %
Source: SECI Generation Planning Group
IRP = | 6%
1 | 2 | 3 | 4 | 5 | 6 | 7 | 8 | 9 | 10 | 11 | 12 | 13 | 14 | 15 | 16 | 17 | 18 | 19 | 20 | 21 | 22 | 23 | 24
|  | $/kWh Avoided Utility Energy Cost | [6 empty] | $/kW Avoided Utility Capacity Cost * | [9 empty] | $/kW Avoided Utility Transmission Cost
|  | Source: SECI Generation Planning Group | [6 empty] | Source: SECI Generation Planning Group | [9 empty] | Source: SECI Generation Planning Group
[10 empty] | Combustion Turbine |  |  |  |  | Combined Cycle | [7 empty] | Blended
EUL Year |  | Year | $/kWh Forecasted | Natural Gas $/Dth Commodity Price * | Natural Gas $/Dth Change | $/kWh Based on Gas Price Escalation | $/kWh Forecast Blend |  | Year | Capacity $/kW-mo | Fixed O&M $/kW-mo | Total $/kW-mo | $/kW-Yr Avoided Capacity | Year | Capacity $/kW-mo | Fixed O&M $/kW-mo | Total $/kW-mo | $/kW-Yr Avoided Capacity | Year | Average Transmission $/kW-mo | $/kW-Yr Avoided Capacity |  | $/kW-Yr Avoided Capacity
0 |  | 2015 | 0.0292 | 3.2256 |  |  | 0.0292 |  | 2015 | 3.1011 | 0.60213 | 3.7 | 44.4 | 2015 | 5.3665 | 0.93824 | 6.3 | 75.6 | 2015 | 2.67 | 32.04 |  | 76.44
1 |  | 2016 | 0.0292 | 3.2256 |  |  | 0.0292 |  | 2016 | 3.1011 | 0.60213 | 3.7 | 44.4 | 2016 | 5.3665 | 0.93824 | 6.3 | 75.6 | 2016 | 2.67 | 32.04 |  | 76.44
2 |  | 2017 | 0.0304 | 3.3426 | 3.627% |  | 0.0304 |  | 2017 | 3.4784 | 0.61833 | 4.1 | 49.2 | 2017 | 5.9671 | 0.96349 | 6.93 | 83.16 | 2017 | 2.8 | 33.6 |  | 82.8
3 |  | 2018 | 0.0315 | 3.4072 | 1.932% |  | 0.0315 |  | 2018 | 3.5965 | 0.63525 | 4.23 | 50.76 | 2018 | 6.1664 | 0.98985 | 7.16 | 85.92 | 2018 | 2.92 | 35.04 |  | 85.8
4 |  | 2019 | 0.031 | 3.4577 | 1.482% |  | 0.031 |  | 2019 | 3.6469 | 0.65157 | 4.3 | 51.6 | 2019 | 6.249 | 1.0153 | 7.26 | 87.12 | 2019 | 3.07 | 36.84 |  | 88.44
5 |  | 2020 | 0.0328 | 3.5568 | 2.868% |  | 0.0328 |  | 2020 | 3.7406 | 0.66637 | 4.41 | 52.92 | 2020 | 6.39 | 1.0383 | 7.43 | 89.16 | 2020 | 3.27 | 39.24 |  | 92.16
6 |  | 2021 |  | 3.6633 | 2.994% | 0.03378 | 0.03378 |  | 2021 | 3.8469 | 0.68089 | 4.53 | 54.36 | 2021 | 6.5613 | 1.061 | 7.62 | 91.44 | 2021 | 3.49 | 41.88 |  | 96.24
7 |  | 2022 |  | 3.7947 | 3.585% | 0.03499 | 0.03499 |  | 2022 | 3.9556 | 0.69533 | 4.65 | 55.8 | 2022 | 6.7378 | 1.0835 | 7.82 | 93.84 | 2022 | 3.72 | 44.64 |  | 100.44
8 |  | 2023 |  | 3.9268 | 3.481% | 0.03621 | 0.03621 |  | 2023 | 4.0596 | 0.70973 | 4.77 | 57.24 | 2023 | 6.9076 | 1.1059 | 8.01 | 96.12 | 2023 | 3.87 | 46.44 |  | 103.68
9 |  | 2024 |  | 4.0418 | 2.931% | 0.03727 | 0.03727 |  | 2024 | 4.1634 | 0.72417 | 4.89 | 58.68 | 2024 | 7.0778 | 1.1284 | 8.21 | 98.52 | 2024 | 4.02 | 48.24 |  | 106.92
10 |  | 2025 |  | 4.1802 | 3.423% | 0.03855 | 0.03855 |  | 2025 | 4.2611 | 0.73861 | 5 | 60 | 2025 | 7.2383 | 1.1509 | 8.39 | 100.68 | 2025 | 4.17 | 50.04 |  | 110.04
11 |  | 2026 |  | 4.3062 | 3.016% | 0.03971 | 0.03971 |  | 2026 | 4.3621 | 0.75321 | 5.12 | 61.44 | 2026 | 7.4053 | 1.1737 | 8.58 | 102.96 | 2026 | 4.33 | 51.96 |  | 113.4
12 |  | 2027 |  | 4.4475 | 3.28% | 0.04101 | 0.04101 |  | 2027 | 4.4583 | 0.76811 | 5.23 | 62.76 | 2027 | 7.5665 | 1.1969 | 8.76 | 105.12 | 2027 | 4.5 | 54 |  | 116.76
13 |  | 2028 |  | 4.5482 | 2.264% | 0.04194 | 0.04194 |  | 2028 | 4.5673 | 0.78328 | 5.35 | 64.2 | 2028 | 7.747 | 1.2205 | 8.97 | 107.64 | 2028 | 4.67 | 56.04 |  | 120.24
14 |  | 2029 |  | 4.6616 | 2.495% | 0.04299 | 0.04299 |  | 2029 | 4.6756 | 0.79863 | 5.47 | 65.64 | 2029 | 7.9259 | 1.2444 | 9.17 | 110.04 | 2029 | 4.86 | 58.32 |  | 123.96
15 |  | 2030 |  | 4.7275 | 1.413% | 0.0436 | 0.0436 |  | 2030 | 4.799 | 0.81416 | 5.61 | 67.32 | 2030 | 8.1279 | 1.2686 | 9.4 | 112.8 | 2030 | 5.04 | 60.48 |  | 127.8
16 |  | 2031 |  | 5.0042 | 5.854% | 0.04615 | 0.04615 |  | 2031 | 4.9163 | 0.82984 | 5.75 | 69 | 2031 | 8.3205 | 1.2931 | 9.61 | 115.32 | 2031 | 5.24 | 62.88 |  | 131.88
17 |  | 2032 |  | 5.2536 | 4.984% | 0.04845 | 0.04845 |  | 2032 | 5.0183 | 0.84567 | 5.86 | 70.32 | 2032 | 8.4896 | 1.3177 | 9.81 | 117.72 | 2032 | 5.44 | 65.28 |  | 135.6
18 |  | 2033 |  | 5.5087 | 4.855% | 0.0508 | 0.0508 |  | 2033 | 5.1192 | 0.86171 | 5.98 | 71.76 | 2033 | 8.6578 | 1.3427 | 10 | 120 | 2033 | 5.66 | 67.92 |  | 139.68
19 |  | 2034 |  | 5.771 | 4.761% | 0.05322 | 0.05322 |  | 2034 | 5.2223 | 0.87808 | 6.1 | 73.2 | 2034 | 8.8306 | 1.3682 | 10.2 | 122.4 | 2034 | 5.88 | 70.56 |  | 143.76
20 |  | 2035 |  | 6.0128 | 4.19% | 0.05545 | 0.05545 |  | 2035 | 5.3283 | 0.89486 | 6.22 | 74.64 | 2035 | 9.0091 | 1.3944 | 10.4 | 124.8 | 2035 | 6.1 | 73.2 |  | 147.84
21 |  | 2036 |  | 6.2713 | 4.3% | 0.05783 | 0.05783 |  | 2036 | 5.4381 | 0.91202 | 6.35 | 76.2 | 2036 | 9.1931 | 1.4211 | 10.61 | 127.32 | 2036 | 6.34 | 76.08 |  | 152.28
22 |  | 2037 |  | 6.4705 | 3.177% | 0.05967 | 0.05967 |  | 2037 | 5.5514 | 0.92949 | 6.48 | 77.76 | 2037 | 9.3821 | 1.4483 | 10.83 | 129.96 | 2037 | 6.59 | 79.08 |  | 156.84
23 |  | 2038 |  | 6.7689 | 4.611% | 0.06242 | 0.06242 |  | 2038 | 5.668 | 0.94717 | 6.62 | 79.44 | 2038 | 9.5755 | 1.4759 | 11.05 | 132.6 | 2038 | 6.85 | 82.2 |  | 161.64
24 |  | 2039 |  | 7.2605 | 7.263% | 0.06695 | 0.06695 |  | 2039 | 5.7876 | 0.9651 | 6.75 | 81 | 2039 | 9.774 | 1.5038 | 11.28 | 135.36 | 2039 | 7.12 | 85.44 |  | 166.44
25 |  | 2040 |  | 7.8882 | 8.645% | 0.07274 | 0.07274 |  | 2040 | 5.9104 | 0.98319 | 6.89 | 82.68 | 2040 | 9.977 | 1.532 | 11.51 | 138.12 | 2040 | 7.39 | 88.68 |  | 171.36
26 |  | 2041 |  | 8.3283 | 5.58% | 0.0768 | 0.0768 |  | 2041 | 6.0363 | 1.0015 | 7.04 | 84.48 | 2041 | 10.1855 | 1.5605 | 11.75 | 141 | 2041 | 7.68 | 92.16 |  | 176.64
|  | * 2015 Financial Forecast assumptions | [6 empty] | * P2021 generic assumptions with Levelized Capacity $/kW-mo | [9 empty] | * 2015 Financial Forecast assumptions (SUPL) as revised June 2016

## T&D Loss Factors
Instructions: Update T&D lost factors data annually or as it becomes available.
Year-Over-Year Line Losses | 2014 | 2015 | 2016
Co-op | 2014 (Actual) | 2015 (Actual) | 2016 (Predicted) | Notes
Glades | 6.85% | 7.71% | 7%
Talquin | 4% | 4% | 4%
Sumter | 4.73% | 4.31% | 5%
Peace River | 6% | 5.7% | 4%
Tri-County | 5.99% | 6.06% | 7.68%
Clay | 4.73% | 4.53% | 4.5%
Withlacoochee River | 6.9% | 7.9% | 7.9%
Central Florida | 5.07% | 5.47% | 5.726% | 2016 uses Average of Coops who reported for 2016
Suwannee | 5.534% | 5.71% | 5.726% | No Specifics Recorded - 2014/15 uses Average of Coops who Reported for 2014/15, 2016 uses Average of Coops who reported for 2016
| 2014 | 2015 | 2016
Direct Serve | 3.76% | 3.09% | 3.09%
FPLS | 2.24% | 2.18% | 0.0218
FPCS | 1.73% | 1.71% | 0.0171
Received from Pedrito Lanclos 07/13/2016
| 2014 | 2015 | 2016
Direct Serve | 100% | 100% | 100%
FPLS | 0% | 0% | 0%
FPCS | 0% | 0% | 0%
Total | 100% | 100% | 100%
Total Seminole | 3.76% | 3.09% | 3.09%
Total Co-op + Seminole | 2014 | 2015 | 2016 | 2017 | 2018 | 2019 | 2020 | 2021 | 2022 | 2023 | 2024 | 2025 | 2026 | 2027 | 2028 | 2029 | 2030 | 2031 | 2032 | 2033 | 2034 | 2035 | 2036 | 2037 | 2038 | 2039 | 2040 | 2041
Glades | 10.61% | 10.8% | 10.09% | 10.09% | 10.09% | 10.09% | 10.09% | 10.09% | 10.09% | 10.09% | 10.09% | 10.09% | 10.09% | 10.09% | 10.09% | 10.09% | 10.09% | 10.09% | 10.09% | 10.09% | 10.09% | 10.09% | 10.09% | 10.09% | 10.09% | 10.09% | 10.09% | 10.09%
Talquin | 7.76% | 7.09% | 7.09% | 7.09% | 7.09% | 7.09% | 7.09% | 7.09% | 7.09% | 7.09% | 7.09% | 7.09% | 7.09% | 7.09% | 7.09% | 7.09% | 7.09% | 7.09% | 7.09% | 7.09% | 7.09% | 7.09% | 7.09% | 7.09% | 7.09% | 7.09% | 7.09% | 7.09%
Sumter | 8.49% | 7.4% | 8.09% | 8.09% | 8.09% | 8.09% | 8.09% | 8.09% | 8.09% | 8.09% | 8.09% | 8.09% | 8.09% | 8.09% | 8.09% | 8.09% | 8.09% | 8.09% | 8.09% | 8.09% | 8.09% | 8.09% | 8.09% | 8.09% | 8.09% | 8.09% | 8.09% | 8.09%
Peace River | 9.76% | 8.79% | 7.09% | 7.09% | 7.09% | 7.09% | 7.09% | 7.09% | 7.09% | 7.09% | 7.09% | 7.09% | 7.09% | 7.09% | 7.09% | 7.09% | 7.09% | 7.09% | 7.09% | 7.09% | 7.09% | 7.09% | 7.09% | 7.09% | 7.09% | 7.09% | 7.09% | 7.09%
Tri-County | 9.75% | 9.15% | 10.77% | 10.77% | 10.77% | 10.77% | 10.77% | 10.77% | 10.77% | 10.77% | 10.77% | 10.77% | 10.77% | 10.77% | 10.77% | 10.77% | 10.77% | 10.77% | 10.77% | 10.77% | 10.77% | 10.77% | 10.77% | 10.77% | 10.77% | 10.77% | 10.77% | 10.77%
Clay | 8.49% | 7.62% | 7.59% | 7.59% | 7.59% | 7.59% | 7.59% | 7.59% | 7.59% | 7.59% | 7.59% | 7.59% | 7.59% | 7.59% | 7.59% | 7.59% | 7.59% | 7.59% | 7.59% | 7.59% | 7.59% | 7.59% | 7.59% | 7.59% | 7.59% | 7.59% | 7.59% | 7.59%
Withlacoochee | 10.66% | 10.99% | 10.99% | 10.99% | 10.99% | 10.99% | 10.99% | 10.99% | 10.99% | 10.99% | 10.99% | 10.99% | 10.99% | 10.99% | 10.99% | 10.99% | 10.99% | 10.99% | 10.99% | 10.99% | 10.99% | 10.99% | 10.99% | 10.99% | 10.99% | 10.99% | 10.99% | 10.99%
Central Florida | 8.83% | 8.56% | 8.816% | 8.816% | 8.816% | 8.816% | 8.816% | 8.816% | 8.816% | 8.816% | 8.816% | 8.816% | 8.816% | 8.816% | 8.816% | 8.816% | 8.816% | 8.816% | 8.816% | 8.816% | 8.816% | 8.816% | 8.816% | 8.816% | 8.816% | 8.816% | 8.816% | 8.816%
Suwannee | 9.294% | 8.8% | 8.816% | 8.816% | 8.816% | 8.816% | 8.816% | 8.816% | 8.816% | 8.816% | 8.816% | 8.816% | 8.816% | 8.816% | 8.816% | 8.816% | 8.816% | 8.816% | 8.816% | 8.816% | 8.816% | 8.816% | 8.816% | 8.816% | 8.816% | 8.816% | 8.816% | 8.816%

## 2015 Annual Sales and Revenue
Instructions: For reference only . Do not edit.
Lookup ID | Cooperative | Class | Year | kWh_Sales | Revenue | $/kWh
Central Florida Commercial | Central Florida | Commercial | 2015 | 112502811.29 | 13738710 | 0.12212
Central Florida Other | Central Florida | Other | 2015 | 14024458 | 2001869 | 0.14274
Central Florida Residential | Central Florida | Residential | 2015 | 344601795.24 | 47407580 | 0.13757
Clay Commercial | Clay | Commercial | 2015 | 843259355 | 97833150.25 | 0.11602
Clay Other | Clay | Other | 2015 | 109341 | 18644.5 | 0.17052
Clay Residential | Clay | Residential | 2015 | 2154173352 | 263392944.58 | 0.12227
Glades Commercial | Glades | Commercial | 2015 | 139823698 | 18170190.84 | 0.12995
Glades Other | Glades | Other | 2015 | 21799382 | 4172848 | 0.19142
Glades Residential | Glades | Residential | 2015 | 153985287 | 23472230.4 | 0.15243
Peace River Commercial | Peace River | Commercial | 2015 | 216829467 | 27297750.14 | 0.1259
Peace River Other | Peace River | Other | 2015 | 13057219 | 1329216.52 | 0.1018
Peace River Residential | Peace River | Residential | 2015 | 449435653 | 62768908.86 | 0.13966
Sumter Commercial | Sumter | Commercial | 2015 | 965263014 | 95299642 | 0.098729
Sumter Other | Sumter | Other | 2015 | 16358133 | 2499383 | 0.15279
Sumter Residential | Sumter | Residential | 2015 | 2167741983 | 268025012 | 0.12364
Suwannee Valley Commercial | Suwannee Valley | Commercial | 2015 | 125533562 | 20839010.5096 | 0.166
Suwannee Valley Other | Suwannee Valley | Other | 2015 | - | -
Suwannee Valley Residential | Suwannee Valley | Residential | 2015 | 288007840 | 38010071.5091 | 0.13198
Talquin Commercial | Talquin | Commercial | 2015 | 274106151 | 29109759.5699 | 0.1062
Talquin Other | Talquin | Other | 2015 | 29827697 | 2977456.7497 | 0.099822
Talquin Residential | Talquin | Residential | 2015 | 673963607 | 88120343.2696 | 0.13075
Tri-County Commercial | Tri-County | Commercial | 2015 | 114738347 | 11799239.76 | 0.10284
Tri-County Other | Tri-County | Other | 2015 | 18540234 | 2784687.27 | 0.1502
Tri-County Residential | Tri-County | Residential | 2015 | 166900159 | 24908863.57 | 0.14924
Withlacoochee River Commercial | Withlacoochee River | Commercial | 2015 | 1130137643 | 109659465 | 0.097032
Withlacoochee River Other | Withlacoochee River | Other | 2015 | 21830706 | 2032954 | 0.093124
Withlacoochee River Residential | Withlacoochee River | Residential | 2015 | 2659200725 | 328870046 | 0.12367
|  | Class | Year | kWh_Sales | Revenue | $/kWh
|  | Commercial | 2015 | 3922194048.29 | 423746918.0695 | 0.10804
|  | Other | 2015 | 135547170 | 17817059.0397 | 0.13145
|  | Residential | 2015 | 9058010401.24 | 1144976000.1887 | 0.1264
|  | Total | 2015 | 13115751619.53 | 1586539977.2979 | 0.12096

## Seminole Savings Questionnaire
Instructions: For reference only . Do not edit.
LED light installations at SGS
SECI STK # | Description | Installed Quantity | Unit Price
270108002 | 100 watt High Bay | 23 | 776
270108010 | 4’ 40 watt T12 replacement - 2 bulb | 102 | 122
270651732 | 100 watt - Boiler Lighting | 90 | 600
270654712 | 100 watt High Bay - Wet Locations | 10 | 750
270654710 | 100 watt High Bay - Pancake Style | 19 | 940
| Totals | 244 | 109652
* The installed quantity of SECI 270651732 is an estimate due to a change in the product description of the 100-watt Metal Halide to the LED in 2015. (The 100-watt MH became obsolete).
At Facilities Headquarters , The Changes we have made starting in 1990 and ending in 2014 have been to Installed a HVAC BAS Richards Zeta Control system in 1992 that is running A program called Perfecthost which controls 2 125 ton RTW Trane chillers, cooling towers , air handlers vavs and heat strips it also controls the hot water heaters, and parking lot and outside building lighting, OADampers ,the system also runs and collects data from the 2liebert units in I.S. area and the 6 liebert units and cooling towers in the EMCC Section of the building , it controls over 600 points, This system needs to be replaced as it is no longer supported, if Seminole approves remolding the Facility this would be a excellent chance for energy saving and incorporating an alternative energy project, Seminole is also using the deep well to supply irrigation water to the cooling towers and save on the water bill 2014 the front towers had a recycling system installed on the water system, replacing the towers and removing the water factor would also now be possible . VFD units on all the 35 year old York Air handlers, Marley Cooling tower fans, Facilities Equipment has a mixture of VFD units from square D to Trane TR1 and TR2 drives. All the inside ceiling 2&3 bulb lighting fixtures were changed from F40 T 12 Mag ballast to F32 T8 electronic Ballast in 1998 since then 24 fixtures retrofitted To44 Watt LED , 2013 Facilities replaced 6, 400w MH lamps with78 Watt LED units and 9,250 watt fixtures with 28 Watt LED units, also 24 ,30 watt Emergency light fixtures were replaced with 7 Watt LED, Facilities use to participated in the Green Lights project with Environmental collecting data on the energy savings per year for carbon credits. All Documents on these upgrades was given to the Facilities Supervisor for file.
Pre | Post | Qty
F40T12 Mag Ballast | F32 T8 Elec Ballast | ?
F32 T8 Elec Ballast | 44W LED | 24
400 MH Lamp | 78W LED | 6
250W | 28W LED | 9
30W Emergency Light Fixture | 7W LED | 24
Assume 250W HPS Pre | 100 watt High Bay | 23
Assume F40T12 Pre | 4’ 40 watt T12 replacement - 2 bulb | 102
Assume 250W HPS Pre | 100 watt - Boiler Lighting | 90
Assume 250W HPS Pre | 100 watt High Bay - Wet Locations | 10
Assume 250W HPS Pre | 100 watt High Bay - Pancake Style | 19
Total |  | 307

## System Savings Questionnaire
Instructions: For reference only . Do not edit.
Energy Efficiency Improvements
Included in Model | Co-op | Measure Type | Baseline Fixture | Replacement Fixture | Replacement Type | Quantity | Year | Notes
Y | Glades | Outdoor Security Lighting | 150W HPS | 70 W LED | Replace on Burnout | 59 | 2015
Y | Glades | Outdoor Security Lighting | 100W MH | 40W LED | Replace on Burnout | 70 | 2015
NA | Talquin | Lighting Retrofits | [5 empty] | No Specifics Recorded
NA | Talquin | Insualtion Upgrades | [5 empty] | No Specifics Recorded
NA | Talquin | HVAC Replacement |  |  | Limited to a few locations |  |  | No Specifics Recorded
Y | Sumter | Area Lighting | 100W HPS | 40W LED |  | 250 | 2016 | Replace
NA | Sumter | Area Lighting |  | 40W LED |  | 250 | 2016 | Install new LEDs instead of installing new 100W HPS
Y | Sumter | Parking Lighting | 1000W | 283 W |  | 18 | 2016
Y | Peace River | Interior Lighting | 26W 4' Fluorescent bulbs | 2'X2' 32W LED fixtures |  | 130 baseline bulbsreplaced with 30 LEDs |  | Member Services Area
Y | Peace River | Warehouse Lighting | 400W Flood | 32W High-bay | Replace on Burnout | 6 |  | Wauchula Operations Warehouse
NA | Peace River | Warehouse Lighting | 400W Flood | 400W LED | Replace on Burnout | 2 |  | Manatee Operations Warehouse (replacing 400 W Flood with 400 W LED fixture-by-fixture seems odd)
NA | Peace River | Interior Lighting | 200W Flood | 200W LED Flood |  | 2 |  | Wauchula Admin building
Y | Peace River | Interior Lighting | 26 W Fluorescents | 2'X2' 32W LED fixtures |  | 33 baseline fluorescnts with 11 LED replacements |  | Dispatch Department
Y | Peace River | Interior Lighting | 26W CAN Lights | 13W LED |  | 8 |  | Dispatch Department
NA | Peace River | HVAC Replacement |  |  | As needed |  |  | highest SEER rated replaceements available to co-op
NA | Peace River | Thermostat Replacement | old dial thermostats | programmable digital models |  |  |  | to allow for A/C unit shutdown during non-occupied times
Y | Peace River | Street Lighting | 100W HPS | 48W LED |  | 8
NA | Tri-County | [6 empty] | No Specifics Recorded
Y | Clay | Interior Lighting | 400W MH | 80W LED |  | 28 |  | Engineering/Operations Building
Y | Clay | Interior Lighting | 34W T12 | 18W LED |  | 162 baseline lamps replaced with 108 replacement lamps |  | Engineering/Operations Building
NA | Clay | Interior Lighting |  | 2x4 recessed fluorescent, 2 lamp, 32W, 4 foot, T8 |  | 84 |  | Call Center/Print Shop (Building 46) – New lighting
NA | Clay | Interior Lighting |  | 2x4 recessed fluorescent, 3 lamp, 32W, 4 foot, T8 lamps |  | 4 |  | Call Center/Print Shop (Building 46) – New lighting
NA | Clay | Interior Lighting |  | Recessed LED downlight, 25 watt, LED Driver |  | 43 |  | Call Center/Print Shop (Building 46) – New lighting
NA | Clay | Interior Lighting |  | 8 foot linear suspended LED, 74 watt, LED driver |  | 60 |  | Call Center/Print Shop (Building 46) – New lighting
NA | Clay | Interior Lighting |  | LED wallpack, 50 watt, LED driver |  | 11 |  | Call Center/Print Shop (Building 46) – New lighting
NA | Clay | Interior Lighting |  | 2x4 recessed fluorescent, 2 lamp, 32W, 4 foot, T8 lamps |  | 48 |  | Data Center (Building 5) – New lighting
NA | Clay | Exterior Lighting |  | LED wallpack, 50 watt, LED driver |  | 5 |  | Data Center (Building 5) – New lighting
NA | Clay | Exterior Lighting |  | LED wallpack, 50 watt, LED driver |  | 5 |  | Chiller Yard – New lighting
NA | Clay | Interior Lighting |  | 2x4 recessed fluorescent, 2 lamp, 32W, 4 foot, T8 lamps |  | 363 |  | Building #1 – New lighting
NA | Clay | Interior Lighting |  | 2x4 recessed fluorescent, 3 lamp, 32W, 4 foot, T8 lamps |  | 48 |  | Building #1 – New lighting
NA | Clay | Interior Lighting |  | 8 foot linear suspended LED, 74 watt, LED driver |  | 10 |  | Building #1 – New lighting
NA | Clay | Exterior Lighting |  | LED wallpack, 50 watt, LED driver |  | 22 |  | Building #1 – New lighting
NA | Clay | Interior Lighting |  | 2x4 recessed fluorescent, 2 lamp, 32W, 4 foot, T8 lamps |  | 266 |  | Building #2 – New lighting
NA | Clay | Interior Lighting |  | 2x4 recessed fluorescent, 3 lamp, 32W, 4 foot, T8 lamps |  | 36 |  | Building #2 – New lighting
NA | Clay | Interior Lighting |  | Recessed LED downlight, 25 watt, LED Driver |  | 10 |  | Building #2 – New lighting
NA | Clay | Exterior Lighting |  | LED wallpack, 50 watt, LED driver |  | 14 |  | Building #2 – New lighting
Y | Clay | Street Lighting | 100W HPS | 72 W LEDs |  | 5
NA | Clay | HVAC | [5 empty] | Headquarters Phase 1 and 2 - Higher efficiency units, occupancy controls, efficienct CHW unloading down to10% of capacity, Icynene insulation was and is installed
NA | Clay | Envelope |  | Icynene insulation was and is installed |  |  |  | Headquarters Phase 1 and 2
NA | Clay | Interior Lighting |  | New LED recessed lighting |  |  |  | Central Purchasing Office
NA | Clay | HVAC |  | Higher efficiency AC unit |  |  |  | Central Purchasing Office
NA | Clay | Envelope |  | Icynene insulation was and is installed |  |  |  | Central Purchasing Office
NA | Clay | Interior Lighting | No Occuancy Sensors | Occupancy Sensors |  |  |  | Palatka District Office
NA | Clay | Interior Lighting | 40W T12 Lamps | 28W T8 Lamps |  |  |  | Palatka District Office
NA | Clay | HVAC | AC Units (SEER 12 Estimated) | Higher efficiency AC unit (14.5 SEER) |  |  |  | Palatka District Office
NA | Clay | HVAC | Standard Thermostats | Programmable Thermostats |  |  |  | Palatka District Office
NA | Clay | Envelope | Wall (R7) and Roof (R20) Insulation | Improved Wall (R13) and Roof (R30) Insulation |  |  |  | Palatka District Office
NA | Clay | Plumbing |  | Lower Flow Fixtures |  |  |  | Palatka District Office
NA | Clay | [6 empty] | Gainesville District Office - project simialr to Palatka but completed prior to 2015
NA | Clay | [6 empty] | Lake City District Office - project simialr to Palatka but completed prior to 2015
NA | Withlacoochee River | HVAC | [5 empty] | General Office - Several AC unit replacements
Y | Withlacoochee River | Street Lighting | 1000W MH | 316W LED |  | 15 |  | WREC Bayonet Point Office
Y | Withlacoochee River | Street Lighting | 250W HPS | 107W LED |  | 16 |  | WREC General Office
NA | Central Florida | New Headquarters Building | [5 empty] | Fall of 2012
NA | Central Florida | Envelope |  | Standing Seam Metal Roof |  |  |  | ICF Building
NA | Central Florida | HVAC |  | Chiller w/ EMS |  |  |  | ICF Building
NA | Central Florida | Lighting Controls |  | T5/motion controlled (w/ some LED) |  |  |  | ICF Building
Year-over-year Energy Reductions
Included in Model | Co-op | 2014 | 2015 | 2016 (YTD)
NA | Glades | [6 empty] | No Specifics Recorded
TBD | Talquin | 4% | 4% |  |  |  |  | Unsure how this was measured
NA | Sumter | [6 empty] | No Specifics Recorded
TBD | Peace River | 6% | 5.07% | 4%
NA | Tri-County | [6 empty] | No Specifics Recorded
NA | Clay | [6 empty] | No Specifics Recorded
NA | Withlacoochee River | [6 empty] | No Specifics Recorded
NA | Central Florida | [6 empty] | No Specifics Recorded
Total Energy Delivered in 2015
| Co-op | 2015 Energy Delivered (kWh)
Y | Glades | 332763567
Y | Talquin | 977897455 | [5 empty] | No Specifics Recorded - Used Seminole Reported Data
Y | Sumter | 3149363130 | [5 empty] | No Specifics Recorded - Used Seminole Reported Data
Y | Peace River | 679514864
Y | Tri-County | 300178740 | [5 empty] | No Specifics Recorded - Used Seminole Reported Data
Y | Clay | 2997542048 | [5 empty] | No Specifics Recorded - Used Seminole Reported Data
Y | Withlacoochee River | 3811169074 | [5 empty] | No Specifics Recorded - Used Seminole Reported Data
Y | Central Florida | 472320296
Transmission/Distribution Efficiency Improvements
| Co-op | Measure Type | Baseline | Upgrade | Peak Demand (2015 Form 7) | Quantity
NA | Glades |  |  |  | 77896 |  |  | No Specifics Recorded
Y | Talquin | Conservation Voltage Reduction |  |  | 278697 | 52 feeders |  | Total demand reduction due to CVR efforts is between 1.2% and 2.0%.
Y | Sumter | Conservation Voltage Reduction |  |  | 804506 | 76% of load served by substations actively implementing CVR |  | voltage reduction varies per substation from 4% to 2%. Not uncommon to see 25-30MW of reduction within 45-60 minutes of implementation
N | Sumter | Feeder Voltage Conversion | 15 kV | 25 kV |  | 71 miles
Y | Peace River | Conservation Voltage Reduction |  |  | 154441 |  |  | 5% Voltage decrease during load management calls. Anticipate a 8-10% demand reduction. 1.5MW reduction @ peak. 6 feeders, 4-6 hours @ projected peak day
N | Tri-County |  |  |  | 70896 |  |  | No Specifics Recorded
N | Clay | Conservation Voltage Reduction |  |  | 838793 | 184 Feeders, 174 Active |  | 54 feeders, 1.7% VR, 231,052 Load; 83 Feeders, 2.9% VR, 354,766 Load, 37 Feeders, 4.2%VR, 105,559 Load; CEC activates voltage reduction at peak times of the month for a total of approximately 61 hours per year.
N | Withlacoochee River | Substation/Feeder Voltage Conversion | 12.47 kV | 24.9 kV |  | 2 of 5 substations |  | should be near completion for two substations and their feeders in the Fall of 2016
N | Withlacoochee River | Active Capacitor Bank Placement program | 72900 kVAR | 3000 kVAR addition in 2016 & update controls
Y | Withlacoochee River | Conservation Voltage Reduction |  |  | 1073532 |  |  | WREC does use 1% to 3% CVR during peak load events and there are total of 211 feeders
N | Withlacoochee River | New Substation Construction |  | 2 new 30 MVA substations |  |  |  | Wesley Chapel area
Y | Central Florida | Conservation Voltage Reduction |  |  | 135693 | 6 out of 16 substations have control |  | 3% reduction
N | Central Florida | Switched Capacitor Banks |  |  |  | 4 out of 16 Substations |  | added one station in 2015.
Clay CVR Data: CEC activates voltage reduction at peak times of the month for a total of approximately 61 hours per year.
# of Feeders | %VR | Load | Load to Match Reported Coincident Peak | Est. Peak Savings (kW) | Voltage Weighting
10 | 0 | 31444 | 36488.9884 | 0 | 0
54 | 1.7 | 231052 | 268122.8136 | 3646.4703 | 0.54341
83 | 2.9 | 354766 | 411685.9325 | 9551.1136 | 1.4233
37 | 4.2 | 105559 | 122495.2655 | 4115.8409 | 0.61336
184 |  | 722821 | 838793 | 17313.4248 | 2.5801

## >>> Savings Analysis >>>
Savings Analysis Contained in Tabs to Right
Instructions: Savings Analysis tabs include input tables to inform assumptions. Do NOT edit without engineer or assistance of EM&V.

## Residential PrePay Metering
Instructions: These are input tables to inform assumptions. Do NOT edit without engineer or assistance of EM&V.
Electric Coop | Coop Location | Estar Weather Station | Implied Design EFLH |  | Annual Whole Building Baseline Consumption |  | Annual Whole Building Prepay Savings
|  |  | Cooling | Heating | Whole Building | Whole Building | Whole Building | Whole Building
|  |  | Annual Hrs | Annual Hrs | kWh | kW | kWh | kW
Central Florida | 11491 NW 50 Avenue, Chiefland, FL 32626 | FL-Gainesville | 2228 | 889 | 11549.0916 | 3.0607 | 826.915 | 0.030607
Clay | 225 West Walker Drive SR100, Keystone Heights, Fl 32656 | FL-Gainesville | 2228 | 889 | 14216.5865 | 3.7677 | 1017.9076 | 0.037677
Glades | 26733 US Hwy 27 East, Moore Haven, FL 33471 | FL-Fort Myers | 3288 | 504 | 12331.6479 | 1.323 | 882.946 | 0.01323
Peace River | 210 Metheny Road, Wauchula, FL 33873 | FL-Tampa | 3068 | 709 | 14345.2171 | 1.2765 | 1027.1175 | 0.012765
Sumter | 330 South U.S. Hwy. 301, Sumterville, FL 33585-0301 | FL-Orlando | 2915 | 583 | 12420.6683 | 2.1525 | 889.3199 | 0.021525
Suwanee | 11340 100th Street, Live Oak, FL 32060 | FL-Gainesville | 2228 | 889 | 12992.6395 | 3.4433 | 930.273 | 0.034433
Talquin | 1640 W. Jefferson, Quincy, FL 32351 | FL-Tallahassee | 2215 | 1133 | 13730.541 | 1.2916 | 983.1067 | 0.012916
Tri-County | 2862 West U.S. 90 Madison, Florida 32340 | FL-Tallahassee | 2215 | 1133 | 10839.4731 | 1.0196 | 776.1063 | 0.010196
Withlacoochee | 14651 21st St., Dade City, FL 33523 | FL-Tampa | 3068 | 709 | 14234.4831 | 1.2666 | 1019.189 | 0.012666
Annual kWh Base = 2015 Residential Sales (excluding seasonal) / 2015 Average number of customers served
Annual kW Base = BEOpt Simulated kW/kWh ratio by weather station * Seminole Annual kWh Base
Metric | Savings | Notes
Customer kWh Savings | 7.16% | Conservative estimate based on APS filed Pilot results
Customer kW Savings | 1% | Conservative estimate based on lower Tier 0%-2% on-peak reduction from Opower Report
Paying Upfront: A Review of Salt River Project’s MPower Prepaid Program
The constant aspects of the M-Power experience have been a high level of customer satisfaction and an overall conservation effect reported by SRP of approximately 12%. SRP attributes the conservation effect to a variety of factors, noting that M-Power requires consumers to pay attention to when and how they use electricity, allowing them to make immediate adjustments in usage to lower their bills.
Source: http://www.srpnet.com/environment/earthwise/pdfx/spp/EPRI_MPower.pdf
Statistical analysis of monthly billing data shows energy savings of 10%-15% by adopters.
Source: http://beccconference.org/wp-content/uploads/2014/12/presentation_Treadway.pdf
Similar programs report energy savings from 10%-15%
Source: http://www.energy.sc.gov/files/view/Saving_Energy_Saving_Money-DSM_2012_0.pdf
The average incremental on-peak reduction effect of the feedback, over and above the effect attributed to dynamic pricing, ranges from 0 to 2%.
As will be discussed next, preliminary results from a dynamic pricing pilot run by Baltimore Gas and Electric, which used the same pricing display device as Martinez and Geltz (2005) for some customers, indicate that the device accounted for an incremental on-peak reduction effect of 6–7% over and above that attributed to price
Source: https://opower.com/uploads/library/file/4/residential_electricity_use_feedback.pdf
Results of the APS pilot indicate that energy savings from this program can be significant with an average of 7.5% annual savings per participant.
Source: APS DEMAND SIDE MANAGEMENT RESIDENTIAL HOME ENERGY INFORMATION PILOT PROGRAM END OF PILOT REPORT 2015
Table 2. Calculation of Behavioral Effect
| Previous Analysis (2014) | Updated Analysis (2015)
Conservation Effect | 7.59% | 7.59%
Disconnect Effect | -0.08% | -0.4%
DSM Effect | -0.03% | -0.03%
Behavioral Effect | 7.48% | 7.16%
Source: Update Memorandum to APS DEMAND SIDE MANAGEMENT RESIDENTIAL HOME ENERGY INFORMATION PILOT PROGRAM END OF PILOT REPORT 2015
EUL | 1 | Yrs

## Residential Energy Audits
Instructions: These are input tables to inform assumptions. Do NOT edit without engineer or assistance of EM&V.
Electric Coop | Coop Location | Estar Weather Station | Implied Design EFLH |  | Annual Whole Building Baseline Consumption |  | Annual Whole Building Savings
|  |  | Cooling | Heating | Whole Building | Whole Building | Whole Building | Whole Building
|  |  | Annual Hrs | Annual Hrs | kWh | kW | kWh | kW
Central Florida | 11491 NW 50 Avenue, Chiefland, FL 32626 | FL-Gainesville | 2228 | 889 | 11549.0916 | 3.0607 | 461.9637 | 0
Clay | 225 West Walker Drive SR100, Keystone Heights, Fl 32656 | FL-Gainesville | 2228 | 889 | 14216.5865 | 3.7677 | 568.6635 | 0
Glades | 26733 US Hwy 27 East, Moore Haven, FL 33471 | FL-Fort Myers | 3288 | 504 | 12331.6479 | 1.323 | 493.2659 | 0
Peace River | 210 Metheny Road, Wauchula, FL 33873 | FL-Tampa | 3068 | 709 | 14345.2171 | 1.2765 | 573.8087 | 0
Sumter | 330 South U.S. Hwy. 301, Sumterville, FL 33585-0301 | FL-Orlando | 2915 | 583 | 12420.6683 | 2.1525 | 496.8267 | 0
Suwanee | 11340 100th Street, Live Oak, FL 32060 | FL-Gainesville | 2228 | 889 | 12992.6395 | 3.4433 | 519.7056 | 0
Talquin | 1640 W. Jefferson, Quincy, FL 32351 | FL-Tallahassee | 2215 | 1133 | 13730.541 | 1.2916 | 549.2216 | 0
Tri-County | 2862 West U.S. 90 Madison, Florida 32340 | FL-Tallahassee | 2215 | 1133 | 10839.4731 | 1.0196 | 433.5789 | 0
Withlacoochee | 14651 21st St., Dade City, FL 33523 | FL-Tampa | 3068 | 709 | 14234.4831 | 1.2666 | 569.3793 | 0
Annual kWh Base = 2015 Residential Sales (excluding seasonal) / 2015 Average number of customers served
Annual kW Base = BEOpt Simulated kW/kWh ratio by weather station * Seminole Annual kWh Base
Metric | Savings | Notes
Customer kWh Savings | 4% | Estimate based on Talquin Electric Cooperative 2014 EUA Impact Study for Residential for the 4% claimed savings
Customer kW Savings | 0% | No demand savings analysis has been performed per the Talquin Electric Cooperative 2014 EUA Impact study thus as a conservative estimate 0% savings is claimed
EUL | 1 | Yrs
Note: Talquin is currently the only eligible Member for this rebate due to direct AMI based billing analysis.

## General Lighting Calculations
Instructions: These are input tables to inform assumptions. Do NOT edit without engineer or assistance of EM&V.
Co-op | Measure Type | Baseline Fixture | Replacement Fixture | Replacement Type | Quantity | Year | Notes | Replacement Type | Pre-Fixture Watts | Post-Fixture Watts | Fixture Delta Watts | Space Type | Annual HOU | Post-Fixture Rated HOU | Post-Fixture Life (Yrs) | Pre Qty | Post Qty | kWh Base (Per Unit) | kWh Base (Total) | kWh EE (Per Unit) | kWh EE (Total) | kWh Savings (per Unit) | kWh Savings (Total) | kW Base (per Unit) | kW Base (Total) | kW EE (per Unit) | kW EE (Total) | kW Savings (per Unit) | kW Savings (Total) | Include Flag (1 = Yes, 0 = No) | Notes
Peace River | Interior Lighting | 26W 4' Fluorescent bulbs | 2'X2' 32W LED fixtures |  | 130 baseline bulbsreplaced with 30 LEDs |  | Member Services Area | LED | 52 | 32 | 20 | Office | 1980.5 | 40000 | 20.1969 | 130 | 30 | 102.986 | 13388.18 | 63.376 | 1901.28 | 39.61 | 11486.9 | 0.037015 | 4.8119 | 0.022778 | 2.9612 | 0.014237 | 1.8507 | 1
Peace River | Warehouse Lighting | 400W Flood | 32W High-bay | Replace on Burnout | 6 |  | Wauchula Operations Warehouse | LED | 400 | 32 | 368 | Warehouse | 1969.5 | 40000 | 20.3097 | 6 | 6 | 787.8 | 4726.8 | 63.024 | 378.144 | 724.776 | 4348.656 | 0.25724 | 1.5434 | 0.020579 | 0.12348 | 0.23666 | 1.42 | 1
Peace River | Warehouse Lighting | 400W Flood | 400W LED | Replace on Burnout | 2 |  | Manatee Operations Warehouse (replacing 400 W Flood with 400 W LED fixture-by-fixture seems odd) | LED | 400 | 400 | 0 | Warehouse | 1969.5 | 40000 | 20.3097 | 2 | 2 | [12 empty] | 0 | No Delta Watts
Peace River | Interior Lighting | 200W Flood | 200W LED Flood |  | 2 |  | Wauchula Admin building | LED | 200 | 200 | 0 | Office | 1980.5 | 40000 | 20.1969 | 2 | 2 | [12 empty] | 0 | No Delta Watts
Peace River | Interior Lighting | 26 W Fluorescents | 2'X2' 32W LED fixtures |  | 33 baseline fluorescnts with 11 LED replacements |  | Dispatch Department | LED | 52 | 32 | 20 | Office | 1980.5 | 40000 | 20.1969 | 33 | 11 | 102.986 | 3398.538 | 63.376 | 697.136 | 39.61 | 2701.402 | 0.037015 | 1.2215 | 0.022778 | 0.75169 | 0.014237 | 0.4698 | 1
Peace River | Interior Lighting | 26W CAN Lights | 13W LED |  | 8 |  | Dispatch Department | LED | 26 | 13 | 13 | Office | 1980.5 | 40000 | 20.1969 | 8 | 8 | 51.493 | 411.944 | 25.7465 | 205.972 | 25.7465 | 205.972 | 0.018507 | 0.14806 | 0.0092537 | 0.07403 | 0.0092537 | 0.07403 | 1
Clay | Interior Lighting | 400W MH | 80W LED |  | 28 |  | Engineering/Operations Building | LED | 400 | 80 | 320 | Warehouse | 1969.5 | 40000 | 20.3097 | 28 | 28 | 787.8 | 22058.4 | 157.56 | 4411.68 | 630.24 | 17646.72 | 0.25724 | 7.2028 | 0.051448 | 1.4406 | 0.20579 | 5.7622 | 1
Clay | Interior Lighting | 34W T12 | 18W LED |  | 162 baseline lamps replaced with 108 replacement lamps |  | Engineering/Operations Building | LED | 34 | 18 | 16 | Warehouse | 1969.5 | 40000 | 20.3097 | 162 | 108 | 66.963 | 10848.006 | 35.451 | 3828.708 | 31.512 | 7019.298 | 0.021866 | 3.5422 | 0.011576 | 1.8753 | 0.01029 | 1.6669 | 1
Clay | Interior Lighting |  | 2x4 recessed fluorescent, 2 lamp, 32W, 4 foot, T8 |  | 84 |  | Call Center/Print Shop (Building 46) – New lighting | LF |  | 59 |  | Office | 1980.5 | 50000 | 25.2461 | 84 | 84 | [12 empty] | 0 | Noted as New Lighting but no baseline data. Can calculate savings once data has been received.
Clay | Interior Lighting |  | 2x4 recessed fluorescent, 3 lamp, 32W, 4 foot, T8 lamps |  | 4 |  | Call Center/Print Shop (Building 46) – New lighting | LF |  | 89 |  | Office | 1980.5 | 50000 | 25.2461 | 4 | 4 | [12 empty] | 0 | Noted as New Lighting but no baseline data. Can calculate savings once data has been received.
Clay | Interior Lighting |  | Recessed LED downlight, 25 watt, LED Driver |  | 43 |  | Call Center/Print Shop (Building 46) – New lighting | LED |  | 25 |  | Office | 1980.5 | 40000 | 20.1969 | 43 | 43 | [12 empty] | 0 | Noted as New Lighting but no baseline data. Can calculate savings once data has been received.
Clay | Interior Lighting |  | 8 foot linear suspended LED, 74 watt, LED driver |  | 60 |  | Call Center/Print Shop (Building 46) – New lighting | LED |  | 74 |  | Office | 1980.5 | 40000 | 20.1969 | 60 | 60 | [12 empty] | 0 | Noted as New Lighting but no baseline data. Can calculate savings once data has been received.
Clay | Interior Lighting |  | LED wallpack, 50 watt, LED driver |  | 11 |  | Call Center/Print Shop (Building 46) – New lighting | LED |  | 50 |  | Office | 1980.5 | 40000 | 20.1969 | 11 | 11 | [12 empty] | 0 | Noted as New Lighting but no baseline data. Can calculate savings once data has been received.
Clay | Interior Lighting |  | 2x4 recessed fluorescent, 2 lamp, 32W, 4 foot, T8 lamps |  | 48 |  | Data Center (Building 5) – New lighting | LF |  | 59 |  | Office | 1980.5 | 50000 | 25.2461 | 48 | 48 | [12 empty] | 0 | Noted as New Lighting but no baseline data. Can calculate savings once data has been received.
Clay | Exterior Lighting |  | LED wallpack, 50 watt, LED driver |  | 5 |  | Data Center (Building 5) – New lighting | LED |  | 50 |  | Exterior | 4100 | 40000 | 9.7561 | 5 | 5 | [12 empty] | 0 | Noted as New Lighting but no baseline data. Can calculate savings once data has been received.
Clay | Exterior Lighting |  | LED wallpack, 50 watt, LED driver |  | 5 |  | Chiller Yard – New lighting | LED |  | 50 |  | Exterior | 4100 | 40000 | 9.7561 | 5 | 5 | [12 empty] | 0 | Noted as New Lighting but no baseline data. Can calculate savings once data has been received.
Clay | Interior Lighting |  | 2x4 recessed fluorescent, 2 lamp, 32W, 4 foot, T8 lamps |  | 363 |  | Building #1 – New lighting | LF |  | 59 |  | Office | 1980.5 | 50000 | 25.2461 | 363 | 363 | [12 empty] | 0 | Noted as New Lighting but no baseline data. Can calculate savings once data has been received.
Clay | Interior Lighting |  | 2x4 recessed fluorescent, 3 lamp, 32W, 4 foot, T8 lamps |  | 48 |  | Building #1 – New lighting | LF |  | 89 |  | Office | 1980.5 | 50000 | 25.2461 | 48 | 48 | [12 empty] | 0 | Noted as New Lighting but no baseline data. Can calculate savings once data has been received.
Clay | Interior Lighting |  | 8 foot linear suspended LED, 74 watt, LED driver |  | 10 |  | Building #1 – New lighting | LED |  | 74 |  | Office | 1980.5 | 40000 | 20.1969 | 10 | 10 | [12 empty] | 0 | Noted as New Lighting but no baseline data. Can calculate savings once data has been received.
Clay | Exterior Lighting |  | LED wallpack, 50 watt, LED driver |  | 22 |  | Building #1 – New lighting | LED |  | 50 |  | Exterior | 4100 | 40000 | 9.7561 | 22 | 22 | [12 empty] | 0 | Noted as New Lighting but no baseline data. Can calculate savings once data has been received.
Clay | Interior Lighting |  | 2x4 recessed fluorescent, 2 lamp, 32W, 4 foot, T8 lamps |  | 266 |  | Building #2 – New lighting | LF |  | 59 |  | Office | 1980.5 | 50000 | 25.2461 | 266 | 266 | [12 empty] | 0 | Noted as New Lighting but no baseline data. Can calculate savings once data has been received.
Clay | Interior Lighting |  | 2x4 recessed fluorescent, 3 lamp, 32W, 4 foot, T8 lamps |  | 36 |  | Building #2 – New lighting | LF |  | 89 |  | Office | 1980.5 | 50000 | 25.2461 | 36 | 36 | [12 empty] | 0 | Noted as New Lighting but no baseline data. Can calculate savings once data has been received.
Clay | Interior Lighting |  | Recessed LED downlight, 25 watt, LED Driver |  | 10 |  | Building #2 – New lighting | LED |  | 25 |  | Office | 1980.5 | 40000 | 20.1969 | 10 | 10 | [12 empty] | 0 | Noted as New Lighting but no baseline data. Can calculate savings once data has been received.
Clay | Exterior Lighting |  | LED wallpack, 50 watt, LED driver |  | 14 |  | Building #2 – New lighting | LED |  | 50 |  | Exterior | 4100 | 40000 | 9.7561 | 14 | 14 | [12 empty] | 0 | Noted as New Lighting but no baseline data. Can calculate savings once data has been received.
Seminole | Interior Lighting | F40T12 Mag Ballast | F32 T8 Elec Ballast |  | ? |  | HQ | LF | 80 | 64 | 16 | Office | 1980.5 | 50000 | 25.2461 | ? | ? | [12 empty] | 0 | Do not know quantity
Seminole | Interior Lighting | F32 T8 Elec Ballast | 44W LED |  | 24 |  | HQ | LED | 64 | 44 | 20 | Office | 1980.5 | 40000 | 20.1969 | 24 | 24 | 126.752 | 3042.048 | 87.142 | 2091.408 | 39.61 | 950.64 | 0.045557 | 1.0934 | 0.03132 | 0.75169 | 0.014237 | 0.34168 | 1
Seminole | Exterior Lighting | 400 MH Lamp | 78W LED |  | 6 |  | HQ | LED | 400 | 78 | 322 | Warehouse | 1969.5 | 40000 | 20.3097 | 6 | 6 | 787.8 | 4726.8 | 153.621 | 921.726 | 634.179 | 3805.074 | 0.25724 | 1.5434 | 0.050162 | 0.30097 | 0.20708 | 1.2425 | 1
Seminole | Exterior Lighting | 250W | 28W LED |  | 9 |  | HQ | LED | 250 | 28 | 222 | Warehouse | 1969.5 | 40000 | 20.3097 | 9 | 9 | 492.375 | 4431.375 | 55.146 | 496.314 | 437.229 | 3935.061 | 0.16078 | 1.447 | 0.018007 | 0.16206 | 0.14277 | 1.2849 | 1
Seminole | Interior Lighting | 30W Emergency Light Fixture | 7W LED |  | 24 |  | HQ | LED | 30 | 7 | 23 | Office | 8760 | 40000 | 4.5662 | 24 | 24 | 262.8 | 6307.2 | 61.32 | 1471.68 | 201.48 | 4835.52 | 0.021355 | 0.51251 | 0.0049828 | 0.11959 | 0.016372 | 0.39293 | 1
Seminole | Interior Lighting | Assume 250W HPS Pre | 100 watt High Bay |  | 23 |  | SGS | LED | 250 | 100 | 150 | Warehouse | 1969.5 | 40000 | 20.3097 | 23 | 23 | 492.375 | 11324.625 | 196.95 | 4529.85 | 295.425 | 6794.775 | 0.16078 | 3.6978 | 0.06431 | 1.4791 | 0.096466 | 2.2187 | 1
Seminole | Interior Lighting | Assume F40T12 Pre | 4’ 40 watt T12 replacement - 2 bulb |  | 102 |  | SGS | LED | 80 | 68 | 12 | Warehouse | 1969.5 | 40000 | 20.3097 | 102 | 102 | 157.56 | 16071.12 | 133.926 | 13660.452 | 23.634 | 2410.668 | 0.051448 | 5.2477 | 0.043731 | 4.4606 | 0.0077172 | 0.78716 | 1
Seminole | Interior Lighting | Assume 250W HPS Pre | 100 watt - Boiler Lighting |  | 90 |  | SGS | LED | 250 | 100 | 150 | Warehouse | 1969.5 | 40000 | 20.3097 | 90 | 90 | 492.375 | 44313.75 | 196.95 | 17725.5 | 295.425 | 26588.25 | 0.16078 | 14.4698 | 0.06431 | 5.7879 | 0.096466 | 8.6819 | 1
Seminole | Interior Lighting | Assume 250W HPS Pre | 100 watt High Bay - Wet Locations |  | 10 |  | SGS | LED | 250 | 100 | 150 | Warehouse | 1969.5 | 40000 | 20.3097 | 10 | 10 | 492.375 | 4923.75 | 196.95 | 1969.5 | 295.425 | 2954.25 | 0.16078 | 1.6078 | 0.06431 | 0.6431 | 0.096466 | 0.96466 | 1
Seminole | Interior Lighting | Assume 250W HPS Pre | 100 watt High Bay - Pancake Style |  | 19 |  | SGS | LED | 250 | 100 | 150 | Warehouse | 1969.5 | 40000 | 20.3097 | 19 | 19 | 492.375 | 9355.125 | 196.95 | 3742.05 | 295.425 | 5613.075 | 0.16078 | 3.0547 | 0.06431 | 1.2219 | 0.096466 | 1.8328 | 1

## General Lighting Factors
Instructions: These are input tables to inform assumptions. Do NOT edit without engineer or assistance of EM&V.
Operating Hours Table |  |  |  |  | EUL Table |  |  |  | DEER Interactive Effects |  |  |  | HVAC Interactive Effects (Non-CFL) Updated via DEER 2015 - Existing Vintage |  | HVAC Interactive Effects (CFL) Updated via DEER 2015 - Existing Vintage |  | Peak Coincident Demand Factors (CDF) |  | Interactive Effects (therm/kWh) - Existing Vintage
Building Type Code | Building Type | Building Type Mapped | Operating Hours | Source | Lamp Type | Lamp Type Mapped | Rated Hours | Suggested EUL | Building Type Code | Building Type | Building Type Mapped | Climate Zone | Energy | Demand | Energy | Demand | Non-CFLs | CFLs | Non-CFLs | CFLs
Asm | Assembly | Other | 1168 | DEER 2016 | Halogen | Halogen | 5000 | 1.5 | COT | Assembly | Other | IOU | 1.0851 | 1.2004 | 1.0826 | 1.2059 | 0.56 | 0.55 | -0.0070595 | -0.0066775
EPr | Primary School | Education | 1288 | DEER 2016 | HID | HID | 50000 | 15.5 | EDU | Primary School | Education | IOU | 1.1185 | 1.2651 | 1.112 | 1.2561 | 0.56 | 0.55 | -0.0062828 | -0.0065068
ESe | Secondary School | Education | 1717 | DEER 2016 | CCFL | CCFL | 25000 | 4.5 | EDU | Secondary School | Education | IOU | 1.1072 | 1.2461 | 1.0995 | 1.2367 | 0.56 | 0.55 | -0.0079366 | -0.0079177
ECC | Community College | Education | 2299 | DEER 2016 | CFL | CFL | 8000 | 2.5 | EDU | Community College | Education | IOU | 1.131 | 1.2707 | 1.1234 | 1.275 | 0.56 | 0.55 | -0.007741 | -0.00774
EUn | University | Education | 2114 | DEER 2016 | Integrated Ballast LED | LED | 30000 | 9 | EDU | University | Education | IOU | 1.1359 | 1.2524 | 1.1303 | 1.2565 | 0.56 | 0.55 | -0.0052399 | -0.0052651
ERC | Relocatable Classroom | Education | 1086 | DEER 2016 | LED | LED | 50000 | 15 | EDU | Relocatable Classroom | Education | IOU | 1.0875 | 1.2472 | 1.0788 | 1.2281 | 0.56 | 0.55 | -0.0075671 | -0.0074685
Gro | Grocery | Grocery | 4772 | DEER 2016 | T5 or Premium T8 Replacing T12 | LF | NA | 8.5 | GRO | Grocery | Grocery | IOU | 0.99748 | 1.264 | 0.98695 | 1.2823 | 0.56 | 0.55 | -0.012378 | -0.013227
Hsp | Hospital | Health | 2323 | DEER 2016 | T5 or T8 | LF | 50000 | 15.5 | HEA | Hospital | Health | IOU | 1.1378 | 1.2468 | 1.1355 | 1.236 | 0.56 | 0.55 | -0.0054463 | -0.0056463
Nrs | Nursing Home | Health | 2291 | DEER 2016 | Modular CFL or CCFL | CFL | 60000 | 16 | HEA | Nursing Home | Health | IOU | 1.0669 | 1.2871 | 1.0735 | 1.2767 | 0.56 | 0.55 | -0.011587 | -0.010592
Htl | Hotel | Lodging | 5100 | DEER 2016 | Source: Adapted from AR TRM |  |  |  | LDG | Hotel | Lodging | IOU | 1.0582 | 1.2555 | 1.0736 | 1.2537 | 0.56 | 0.55 | -0.0028146 | -0.0023624
Mtl | Motel | Lodging | 4041 | DEER 2016 |  |  |  |  | LDG | Motel | Lodging | IOU | 1.1079 | 1.2581 | 1.1189 | 1.2536 | 0.56 | 0.55 | -0.0038283 | -0.0032331
Not in Sample | Bio/Tech Manuf. | Other | 1233 | DEER 2016 |  |  |  |  | COT | Bio/Tech Manuf. | Other | IOU | 1.1134 | 1.2345 | 1.111 | 1.2358 | 0.56 | 0.55 | -0.0049929 | -0.0048458
Not in Sample | Light Industrial Manuf. | Other | 1035 | DEER 2016 |  |  |  |  | COT | Light Industrial Manuf. | Other | IOU | 1.1134 | 1.2345 | 1.111 | 1.2358 | 0.56 | 0.55 | -0.0049929 | -0.0048458
OfL | Large Office | Office | 2198 | DEER 2016 |  |  |  |  | OFF | Large Office | Office | IOU | 1.149 | 1.2974 | 1.1351 | 1.3084 | 0.56 | 0.55 | -0.0043492 | -0.0043429
OfS | Small Office | Office | 1763 | DEER 2016 |  |  |  |  | OFF | Small Office | Office | IOU | 1.1235 | 1.2449 | 1.1135 | 1.2509 | 0.56 | 0.55 | -0.0019876 | -0.001939
RSD | Sit-Down Restaurant | Restaurant | 3877 | DEER 2016 |  |  |  |  | RST | Sit-Down Restaurant | Restaurant | IOU | 1.0822 | 1.2068 | 1.0941 | 1.2041 | 0.56 | 0.55 | -0.007098 | -0.0053728
RFF | Fast-Food Restaurant | Restaurant | 3123 | DEER 2016 |  |  |  |  | RST | Fast-Food Restaurant | Restaurant | IOU | 1.0843 | 1.2089 | 1.081 | 1.1959 | 0.56 | 0.55 | -0.0062832 | -0.0057753
Rt3 | Department Store | Retail | 5268 | DEER 2016 |  |  |  |  | RET | Department Store | Retail | IOU | 1.1225 | 1.2087 | 1.1122 | 1.2396 | 0.56 | 0.55 | -0.0025967 | -0.0033258
RtL | Big Box Retail | Retail | 3060 | DEER 2016 |  |  |  |  | RET | Big Box Retail | Retail | IOU | 1.112 | 1.2223 | 1.1055 | 1.255 | 0.56 | 0.55 | -0.0036682 | -0.0036785
RtS | Small Retail | Retail | 2740 | DEER 2016 |  |  |  |  | RET | Small Retail | Retail | IOU | 1.1058 | 1.2065 | 1.0902 | 1.235 | 0.56 | 0.55 | -0.002991 | -0.0032741
SCn | Conditioned Storage | Warehouse | 2048 | DEER 2016 |  |  |  |  | WRH | Conditioned Storage | Warehouse | IOU | 1.0067 | 1.2968 | 1.0099 | 1.2835 | 0.56 | 0.55 | -0.0064634 | -0.0062142
SUn | Unconditioned Storage | Warehouse | 1891 | DEER 2016 |  |  |  |  | WRH | Unconditioned Storage | Warehouse | IOU | 1 | 1 | 1 | 1 | 0.56 | 0.55 | 0 | 0
WRf | Refrigerated Warehouse | Refrigerated Warehouse | 4700 | DEER 2016 |  |  |  |  | RWH | Refrigerated Warehouse | Refrigerated Warehouse | IOU | 1.5932 | 1.2744 | 1.5928 | 1.2708 | 0.56 | 0.55 | -4.578e-08 | 0
|  | Exterior | 4100 | CMUA TRM
|  | Parking Garage | 8760 | CMUA TRM
|  | Refrigerated Case w/occupancy sensors | 3102 | CMUA TRM

## 10W LED Giveaway Savings
10W LED Giveaway |  | Instructions: These are input tables to inform assumptions. Do NOT edit without engineer or assistance of EM&V.
| Metric | Units | Value | Source | Table | Description
| Base Wattage | W | 46 | DOE Lighting Market Characterization | 4.13 | Average Wattage per Lamp by Residence Type and Room Type in 2010
| Base Annual HOU | Hrs | 792.6 | AR TRM | 199 | Omni-Directional LED HOU
| Base kWH | kWh | 36.4596 | Calculated
| EE Wattage | W | 10 | Program
| EE Annual HOU | Hrs | 792.6 | AR TRM | 199 | Omni-Directional LED HOU
| EE kWh | kWh | 7.926 | Calculated
| Non-Adjusted Annual Per Lamp Savings kWh | kWh | 28.5336 | Calculated
| In Service Rate Yr 1 | % | 98% | AR TRM | 137 | Residential Lighting Efficiency – CFL and A-Shaped LED In Service Rate
| Interactive Effects | kWh | na | Not Considered for Program
| EUL (Years) | Yrs | 20 | AR TRM, Average 8000 Hr Lifespan Mixed Market Interior Exterior |  | AR TRM 2015 page 211
| Adjusted Annual Per Lamp Savings kWh | kWh | 27.9629 | Calculated
| Coincidence Factor | % | 9.202% | AR TRM | 202 | ENERGY STAR® Omni-Directional LEDs – Summer Peak Coincidence Factor
| Per Lamp Summer Peak Demand Savings | kW | 0.0032466 | Calculated
| Program | CFL ISR | Omni-Directional LEDs
| Retail (Time of Sale) and Direct Install | 98% | 98%
Source: AR TRM 2015 Table 185 (CFLs), Table 200 (Omni-Directional LEDs)
LED Omni-Directional Lamps EUL
20
Source: AR TRM 2015 page 211
Table 4.11 Average Number of Lamps per Household by Residence and Room Type in 2010
| Installation Location | Average
| Exterior | 4.1
| TOTAL | 51.4
Source: http://apps1.eere.energy.gov/buildings/publications/pdfs/ssl/2010-lmc-final-jan-2012.pdf
Installation Location
| Interior % | 92.02%
| Exterior % | 7.977%
| Lamp Type | Annual Hours - CFL | Annual Hours - Omni-Directional LEDs
| Blended Indoor/Outdoor | 803.6142 | 792.6
Source: AR TRM 2015 Table 175 (CFL's), Table 199 (Omni-Directional LEDs)
Table 202: ENERGY STAR® Omni-Directional LEDs – Summer Peak Coincidence Factor
| Bulb Location | CF
| Indoor | 10%
| Outdoor | 0%
Source: AR TRM 2015
| Material Cost | Units Basis | Source
| 4.5 | Per Lamp | Local Supplier Price Quote for Bulk Order of 10,000 units, 800 Lumen 3000K Dimmable LED; Item Number: BPOM60/830/LED
| 1.27 | Per Lamp | Incandescent A-lamp 45W EISA 1500 hrs med brightness, 2014 Itron MCS
| Incremental Material Cost | Units Basis | Source
| 3.23 | Per Lamp | Calculated

## 13W CFL Giveaway Savings
13W CFL Giveaway |  | Instructions: These are input tables to inform assumptions. Do NOT edit without engineer or assistance of EM&V.
| Metric | Units | Value | Source | Table | Description
| Base Wattage | W | 46 | DOE Lighting Market Characterization | 4.13 | Average Wattage per Lamp by Residence Type and Room Type in 2010
| Base Annual HOU | Hrs | 803.6142 | AR TRM | 175 | CFL HOU
| Base kWH | kWh | 36.9663 | Calculated
| EE Wattage | W | 13 | Program
| EE Annual HOU | Hrs | 803.6142 | AR TRM | 175 | CFL HOU
| EE kWh | kWh | 10.447 | Calculated
| Non-Adjusted Annual Per Lamp Savings kWh | kWh | 26.5193 | Calculated
| In Service Rate Yr 1 | % | 98% | AR TRM | 137 | Residential Lighting Efficiency – CFL and A-Shaped LED In Service Rate
| Interactive Effects | kWh | na | Not Considered for Program
| EUL (Years) | Yrs | 7 | AR TRM, Average 8000 Hr Lifespan Mixed Market Interior Exterior | 173 | ENERGY STAR® CFLs – Measure Life
| Adjusted Annual Per Lamp Savings kWh | kWh | 25.9889 | Calculated
| Coincidence Factor | % | 9.202% | AR TRM | 178 | Residential Lighting Efficiency – Summer Peak Coincidence Factor
| Per Lamp Summer Peak Demand Savings | kW | 0.002976 | Calculated
| Program | CFL ISR | Omni-Directional LEDs
| Retail (Time of Sale) and Direct Install | 98% | 98%
Source: AR TRM 2015 Table 185 (CFLs), Table 200 (Omni-Directional LEDs)
Table 173: ENERGY STAR® CFLs – Measure Life
| Rated Measure Life (Hours) | CFL Indoor Application - Measure Life (Years) | CFL Outdoor Application - Measure Life (Years)
| 8000 | 7 | 7
| 10000 | 8 | 8
| 12000 | 8 | 8
| 15000 | 8 | 8
Source: AR TRM 2015 - First Tier EISA Standard Baseline
Best judgement used in selecting 13W cfl rated measure life in lieu of more granular program tracking data (e.g. specific model numbers and lamp types).
Table 4.11 Average Number of Lamps per Household by Residence and Room Type in 2010
| Installation Location | Average
| Exterior | 4.1
| TOTAL | 51.4
Source: http://apps1.eere.energy.gov/buildings/publications/pdfs/ssl/2010-lmc-final-jan-2012.pdf
Installation Location
| Interior % | 92.02%
| Exterior % | 7.977%
| Lamp Type | Annual Hours - CFL | Annual Hours - Omni-Directional LEDs
| Blended Indoor/Outdoor | 803.6142 | 792.6
Source: AR TRM 2015 Table 175 (CFL's), Table 199 (Omni-Directional LEDs)
Table 178: Residential Lighting Efficiency – Summer Peak Coincidence Factor
| Bulb Location | CF
| Indoor | 10%
| Outdoor | 0%
Source: AR TRM 2015
| Incremental Cost | Units Basis | Source
| 4.9 | Per Lamp Incandescent 15.0 lm/W to CFL 55.0 lm/W | NREL, National Residential Efficiency Measures Database*
*http://www.nrel.gov/ap/retrofits/measures.cfm?gId=5&ctId=30&scId=6206&acId=6207

## 40W Streetlight
Instructions: These are input tables to inform assumptions. Do NOT edit without engineer or assistance of EM&V. Streetlighting analysis assumes off-road lighting (e.g. non-DOT approved).
Index | Case | Description | Units | Value | Notes | AFR
1 | 100W HPS | Lamp Wattage | W | 100 |  | 30.19%
2 | 100W HPS | Ballast Wattage | W | 38 |  | Year | Annual Failure Rate (AFR) | Surviving Stock | Total Installed Cost
3 | 100W HPS | Total Input Wattage | W | 138 | NYSERDA total Fixture Wattage | 1 | 30.19% | 69.81% | 197.9146
4 | 100W HPS | Measure Cost | $/unit | 78 | Total installed cost including fixture, lamp, and photocell | 2 | 60.38% | 39.62% | 239.2891
5 | 100W HPS | Labor Hours to Install | Hrs | 1 |  | 3 | 90.57% | 9.433% | 280.6637
6 | 100W HPS | Labor Cost to Install | $/unit | 78.54 |  | 4 | 100% | 0% | 0
7 | 100W HPS | Total Installed Cost | $/unit | 156.54 |  | 5 | 100% | 0% | 0
8 | 100W HPS | Runtime | Hrs/Yr | 4043 |  | 6 | 100% | 0% | 0
9 | 100W HPS | Measure Life | Hrs | 15000 |  | 7 | 100% | 0% | 0
10 | 100W HPS | Measure Life | Yrs | 3.7101 |  | 8 | 100% | 0% | 0
11 | 100W HPS | Early Failure Measure Life | % | 75% | Assume Failed units will last 75% of design measure life | 9 | 100% | 0% | 0
12 | 100W HPS | Mean Time Before Early Failure | Hrs | 11250 |  | 10 | 100% | 0% | 0
13 | 100W HPS | Measure Life @ Early Failure | Yrs | 2.7826 |  | 11 | 100% | 0% | 0
14 | 100W HPS | Warranty Period | Yrs | N/A |  | 12 | 100% | 0% | 0
15 | 100W HPS | Early Failure Rate | % | 40% |  | 13 | 100% | 0% | 0
16 | 100W HPS | Early Failure Rate Labor Hours | Hrs | 1.3 |  | 14 | 100% | 0% | 0
17 | 100W HPS | Early Failure Labor Cost to Install | $/unit | 102.102 |  | 15 | 100% | 0% | 0
18 | 100W HPS | Early Failure Material Cost | $/unit | 34.95 |  | Average Total Installed Cost Through Measure Life |  |  | 239.2891
19 | 100W HPS | Early Failure Total Installed Cost | $/unit | 137.052
20 | 100W HPS | Weighted Total Spending | $/unit | 189.6396
21 | 100W HPS | Weighted Lifetime Spending | $/unit-lifetime | 632.1321 | Over the course of 50,000 hours so same basis of comparison to LED's
22 | 100W HPS | Annual Consumption | kWh/unit-yr | 557.934
23 | 100W HPS | Lifetime Consumption | kWh/unit | 2070
24 | 100W HPS | Assumed Monthly Usage | kWh/Month | 46.4945
25 | 100W HPS | Fixed Monthly Rate | $/Month | 6.9
26 | 100W HPS | Energy Cost | $/kWh | 0.1484 | Maintenance is built into this, Environmental Cost and Regulatory is added into the backside
Index | Case | Description | Units | Value | Notes | AFR
1 | 40W LED | Lamp Wattage | W | 40 |  | 10.22%
2 | 40W LED | Ballast Wattage | W | N/A |  | Year | Annual Failure Rate (AFR) | Surviving Stock | Total Installed Cost
3 | 40W LED | Total Input Wattage | W | 40 |  | 1 | 0% | 100% | 0
4 | 40W LED | Measure Cost | $/unit | 120.5 | Total installed cost including fixture, lamp, and photocell | 2 | 0% | 100% | 0
5 | 40W LED | Labor Hours to Install | Hrs | 1 | 1 hour labor time to install base package | 3 | 0% | 100% | 0
6 | 40W LED | Labor Cost to Install | $/unit | 78.54 |  | 4 | 0% | 100% | 0
7 | 40W LED | Total Installed Cost | $/unit | 199.04 |  | 5 | 0% | 100% | 0
8 | 40W LED | Runtime | Hrs/Yr | 4043 |  | 6 | 10.22% | 89.78% | 227.41
9 | 40W LED | Measure Life | Hrs | 50000 |  | 7 | 20.44% | 79.56% | 255.78
10 | 40W LED | Measure Life | Yrs | 12.3671 |  | 8 | 30.66% | 69.34% | 284.1501
11 | 40W LED | Early Failure Measure Life | % | 75% | Assume Failed units AFTER warranty will last 75% of design measure life | 9 | 40.88% | 59.12% | 312.5201
12 | 40W LED | Mean Time Before Early Failure | Hrs | 37500 |  | 10 | 51.1% | 48.9% | 340.8901
13 | 40W LED | Measure Life @ Early Failure | Yrs | 9.2753 |  | 11 | 61.32% | 38.68% | 369.2601
14 | 40W LED | Warranty Period | Yrs | 5 |  | 12 | 71.54% | 28.46% | 397.6301
15 | 40W LED | Early Failure Rate | % | 10% | Assume 10% of units will fail early; http://www.seattle.gov/light/streetlight/led/docs/SCL%20LED%20Consultant%20Report.pdf | 13 | 81.76% | 18.24% | 0
16 | 40W LED | Early Failure Rate Labor Hours | Hrs | 2 | Assume LED Fixture early failure replacement of LED Head AND Photocell | 14 | 91.98% | 8.016% | 0
17 | 40W LED | Early Failure Labor Cost to Install | $/unit | 157.08 |  | 15 | 100% | 0% | 0
18 | 40W LED | Early Failure Material Cost | $/unit | 120.5 |  | Average Total Installed Cost Through Measure Life |  |  | 312.5201
19 | 40W LED | Early Failure Total Installed Cost | $/unit | 277.58
20 | 40W LED | Weighted Total Spending | $/unit | 210.388
21 | 40W LED | Annual Consumption | kWh/unit-yr | 161.72
22 | 40W LED | Lifetime Consumption | kWh/unit | 2000
23 | 40W LED | Assumed Monthly Usage | kWh/Month | 13.4767
24 | 40W LED | Fixed Monthly Rate | $/Month | 6.9
|  | Incremental Cost | $/Unit | 20.7484
|  | Lifetime Incremental Cost | $/Unit-lifetime | -421.7441
| Retrofit Case | Quantity of Fixtures | # of Units | 2000
| Retrofit Case | Labor Rate | $/hr | 78.54
| Retrofit Case | LED Install | Labor Hrs | 1
| Base Case | Installation Charge | $/unit | 35 | May be raised to $50 if it makes economic sense to do so
Cost Cases LED
| Head Only | 115
| Photocontrol (High Case) | 15
| Photocontrol (Low Case) | 5.5
| Total Material Cost | 120.5
Early Failure 100W HPS
| Case 1 | 30% | New Fixture + Bulb + Control
| Case 2 | 70% | Bulb + Control Only
| Early Failure Material Costs | 100W HPS | 48W LED
| Item | Cost | Cost | Notes
| Fixture | 61.5 | N/A
| Bulb | 11 | 115 | LED Head includes fixture
| Control | 5.5 | 5.5 | Assume Lower Cost Case LED
| Total | 78 | 120.5
| Early Failure Labor Cost Cases | 100W HPS | 48W LED
| Hours | Cost | Cost | Description
| 2 | 157.08 |  | New Fixture + Bulb + Control
| 1 | 78.54 |  | Bulb + Control Only
| 1.3 | 102.102 |  | Weighted Total based on Failed Replacements
Early Failure 100W HPS Material Cost Cases
| Case 1 | 78 | New Fixture + Bulb + Control
| Case 2 | 16.5 | Bulb + Control Only
| Total Weighted | 34.95 | Weighted Total Cost based on Failed Replacements
We do own the lights and I do not know of a better way to calculate that. I was not part of the rate design for the lights but by extrapolating that margin across the number of lights in service that number looks close.
Implementation Cost
| 6.64 | $/month per lamp
| 79.68 | $/year per lamp

## 48W Streetlight
Instructions: These are input tables to inform assumptions. Do NOT edit without engineer or assistance of EM&V. Streetlighting analysis assumes off-road lighting (e.g. non-DOT approved).
Index | Case | Description | Units | Value | Notes | AFR
1 | 100W HPS | Lamp Wattage | W | 100 |  | 30.19%
2 | 100W HPS | Ballast Wattage | W | 38 |  | Year | Annual Failure Rate (AFR) | Surviving Stock | Total Installed Cost
3 | 100W HPS | Total Input Wattage | W | 138 | NYSERDA total Fixture Wattage | 1 | 30.19% | 69.81% | 197.9146
4 | 100W HPS | Measure Cost | $/unit | 78 | Total installed cost including fixture, lamp, and photocell | 2 | 60.38% | 39.62% | 239.2891
5 | 100W HPS | Labor Hours to Install | Hrs | 1 |  | 3 | 90.57% | 9.433% | 280.6637
6 | 100W HPS | Labor Cost to Install | $/unit | 78.54 |  | 4 | 100% | 0% | 0
7 | 100W HPS | Total Installed Cost | $/unit | 156.54 |  | 5 | 100% | 0% | 0
8 | 100W HPS | Runtime | Hrs/Yr | 4043 |  | 6 | 100% | 0% | 0
9 | 100W HPS | Measure Life | Hrs | 15000 |  | 7 | 100% | 0% | 0
10 | 100W HPS | Measure Life | Yrs | 3.7101 |  | 8 | 100% | 0% | 0
11 | 100W HPS | Early Failure Measure Life | % | 75% | Assume Failed units will last 75% of design measure life | 9 | 100% | 0% | 0
12 | 100W HPS | Mean Time Before Early Failure | Hrs | 11250 |  | 10 | 100% | 0% | 0
13 | 100W HPS | Measure Life @ Early Failure | Yrs | 2.7826 |  | 11 | 100% | 0% | 0
14 | 100W HPS | Warranty Period | Yrs | N/A |  | 12 | 100% | 0% | 0
15 | 100W HPS | Early Failure Rate | % | 40% |  | 13 | 100% | 0% | 0
16 | 100W HPS | Early Failure Rate Labor Hours | Hrs | 1.3 |  | 14 | 100% | 0% | 0
17 | 100W HPS | Early Failure Labor Cost to Install | $/unit | 102.102 |  | 15 | 100% | 0% | 0
18 | 100W HPS | Early Failure Material Cost | $/unit | 34.95 |  | Average Total Installed Cost Through Measure Life |  |  | 239.2891
19 | 100W HPS | Early Failure Total Installed Cost | $/unit | 137.052
20 | 100W HPS | Weighted Total Spending | $/unit | 189.6396
21 | 100W HPS | Weighted Lifetime Spending | $/unit-lifetime | 632.1321 | Over the course of 50,000 hours so same basis of comparison to LED's
22 | 100W HPS | Annual Consumption | kWh/unit-yr | 557.934
23 | 100W HPS | Lifetime Consumption | kWh/unit | 2070
24 | 100W HPS | Assumed Monthly Usage | kWh/Month | 46.4945
25 | 100W HPS | Fixed Monthly Rate | $/Month | 6.9
26 | 100W HPS | Energy Cost | $/kWh | 0.1484 | Maintenance is built into this, Environmental Cost and Regulatory is added into the backside
Index | Case | Description | Units | Value | Notes | AFR
1 | 48W LED | Lamp Wattage | W | 48 |  | 10.22%
2 | 48W LED | Ballast Wattage | W | N/A |  | Year | Annual Failure Rate (AFR) | Surviving Stock | Total Installed Cost
3 | 48W LED | Total Input Wattage | W | 48 |  | 1 | 0% | 100% | 0
4 | 48W LED | Measure Cost | $/unit | 120.5 | Total installed cost including fixture, lamp, and photocell | 2 | 0% | 100% | 0
5 | 48W LED | Labor Hours to Install | Hrs | 1 | 1 hour labor time to install base package | 3 | 0% | 100% | 0
6 | 48W LED | Labor Cost to Install | $/unit | 78.54 |  | 4 | 0% | 100% | 0
7 | 48W LED | Total Installed Cost | $/unit | 199.04 |  | 5 | 0% | 100% | 0
8 | 48W LED | Runtime | Hrs/Yr | 4043 |  | 6 | 10.22% | 89.78% | 227.41
9 | 48W LED | Measure Life | Hrs | 50000 |  | 7 | 20.44% | 79.56% | 255.78
10 | 48W LED | Measure Life | Yrs | 12.3671 |  | 8 | 30.66% | 69.34% | 284.1501
11 | 48W LED | Early Failure Measure Life | % | 75% | Assume Failed units AFTER warranty will last 75% of design measure life | 9 | 40.88% | 59.12% | 312.5201
12 | 48W LED | Mean Time Before Early Failure | Hrs | 37500 |  | 10 | 51.1% | 48.9% | 340.8901
13 | 48W LED | Measure Life @ Early Failure | Yrs | 9.2753 |  | 11 | 61.32% | 38.68% | 369.2601
14 | 48W LED | Warranty Period | Yrs | 5 |  | 12 | 71.54% | 28.46% | 397.6301
15 | 48W LED | Early Failure Rate | % | 10% | Assume 10% of units will fail early; http://www.seattle.gov/light/streetlight/led/docs/SCL%20LED%20Consultant%20Report.pdf | 13 | 81.76% | 18.24% | 0
16 | 48W LED | Early Failure Rate Labor Hours | Hrs | 2 | Assume LED Fixture early failure replacement of LED Head AND Photocell | 14 | 91.98% | 8.016% | 0
17 | 48W LED | Early Failure Labor Cost to Install | $/unit | 157.08 |  | 15 | 100% | 0% | 0
18 | 48W LED | Early Failure Material Cost | $/unit | 120.5 |  | Average Total Installed Cost Through Measure Life |  |  | 312.5201
19 | 48W LED | Early Failure Total Installed Cost | $/unit | 277.58
20 | 48W LED | Weighted Total Spending | $/unit | 210.388
21 | 48W LED | Annual Consumption | kWh/unit-yr | 194.064
22 | 48W LED | Lifetime Consumption | kWh/unit | 2400
23 | 48W LED | Assumed Monthly Usage | kWh/Month | 16.172
24 | 48W LED | Fixed Monthly Rate | $/Month | 6.9
|  | Incremental Cost | $/Unit | 20.7484
|  | Lifetime Incremental Cost | $/Unit-lifetime | -421.7441
| Retrofit Case | Quantity of Fixtures | # of Units | 2000
| Retrofit Case | Labor Rate | $/hr | 78.54
| Retrofit Case | LED Install | Labor Hrs | 1
| Base Case | Installation Charge | $/unit | 35 | May be raised to $50 if it makes economic sense to do so
Cost Cases LED
| Head Only | 115
| Photocontrol (High Case) | 15
| Photocontrol (Low Case) | 5.5
| Total Material Cost | 120.5
Early Failure 100W HPS
| Case 1 | 30% | New Fixture + Bulb + Control
| Case 2 | 70% | Bulb + Control Only
| Early Failure Material Costs | 100W HPS | 48W LED
| Item | Cost | Cost | Notes
| Fixture | 61.5 | N/A
| Bulb | 11 | 115 | LED Head includes fixture
| Control | 5.5 | 5.5 | Assume Lower Cost Case LED
| Total | 78 | 120.5
| Early Failure Labor Cost Cases | 100W HPS | 48W LED
| Hours | Cost | Cost | Description
| 2 | 157.08 |  | New Fixture + Bulb + Control
| 1 | 78.54 |  | Bulb + Control Only
| 1.3 | 102.102 |  | Weighted Total based on Failed Replacements
Early Failure 100W HPS Material Cost Cases
| Case 1 | 78 | New Fixture + Bulb + Control
| Case 2 | 16.5 | Bulb + Control Only
| Total Weighted | 34.95 | Weighted Total Cost based on Failed Replacements
We do own the lights and I do not know of a better way to calculate that. I was not part of the rate design for the lights but by extrapolating that margin across the number of lights in service that number looks close.
Implementation Cost
| 6.64 | $/month per lamp
| 79.68 | $/year per lamp

## 70W Streetlight
Instructions: These are input tables to inform assumptions. Do NOT edit without engineer or assistance of EM&V. Streetlighting analysis assumes off-road lighting (e.g. non-DOT approved).
Index | Case | Description | Units | Value | Notes | AFR
1 | 150W HPS | Lamp Wattage | W | 150 |  | 30.19%
2 | 150W HPS | Ballast Wattage | W | 38 |  | Year | Annual Failure Rate (AFR) | Surviving Stock | Total Installed Cost
3 | 150W HPS | Total Input Wattage | W | 188 | NYSERDA total Fixture Wattage | 1 | 30.19% | 69.81% | 197.9146
4 | 150W HPS | Measure Cost | $/unit | 78 | Total installed cost including fixture, lamp, and photocell | 2 | 60.38% | 39.62% | 239.2891
5 | 150W HPS | Labor Hours to Install | Hrs | 1 |  | 3 | 90.57% | 9.433% | 280.6637
6 | 150W HPS | Labor Cost to Install | $/unit | 78.54 |  | 4 | 100% | 0% | 0
7 | 150W HPS | Total Installed Cost | $/unit | 156.54 |  | 5 | 100% | 0% | 0
8 | 150W HPS | Runtime | Hrs/Yr | 4043 |  | 6 | 100% | 0% | 0
9 | 150W HPS | Measure Life | Hrs | 15000 |  | 7 | 100% | 0% | 0
10 | 150W HPS | Measure Life | Yrs | 3.7101 |  | 8 | 100% | 0% | 0
11 | 150W HPS | Early Failure Measure Life | % | 75% | Assume Failed units will last 75% of design measure life | 9 | 100% | 0% | 0
12 | 150W HPS | Mean Time Before Early Failure | Hrs | 11250 |  | 10 | 100% | 0% | 0
13 | 150W HPS | Measure Life @ Early Failure | Yrs | 2.7826 |  | 11 | 100% | 0% | 0
14 | 150W HPS | Warranty Period | Yrs | N/A |  | 12 | 100% | 0% | 0
15 | 150W HPS | Early Failure Rate | % | 40% |  | 13 | 100% | 0% | 0
16 | 150W HPS | Early Failure Rate Labor Hours | Hrs | 1.3 |  | 14 | 100% | 0% | 0
17 | 150W HPS | Early Failure Labor Cost to Install | $/unit | 102.102 |  | 15 | 100% | 0% | 0
18 | 150W HPS | Early Failure Material Cost | $/unit | 34.95 |  | Average Total Installed Cost Through Measure Life |  |  | 239.2891
19 | 150W HPS | Early Failure Total Installed Cost | $/unit | 137.052
20 | 150W HPS | Weighted Total Spending | $/unit | 189.6396
21 | 150W HPS | Weighted Lifetime Spending | $/unit-lifetime | 632.1321 | Over the course of 50,000 hours so same basis of comparison to LED's
22 | 150W HPS | Annual Consumption | kWh/unit-yr | 760.084
23 | 150W HPS | Lifetime Consumption | kWh/unit | 2820
24 | 150W HPS | Assumed Monthly Usage | kWh/Month | 63.3403
25 | 150W HPS | Fixed Monthly Rate | $/Month | 6.9
26 | 150W HPS | Energy Cost | $/kWh | 0.10894 | Maintenance is built into this, Environmental Cost and Regulatory is added into the backside
Index | Case | Description | Units | Value | Notes | AFR
1 | 70W LED | Lamp Wattage | W | 70 |  | 10.22%
2 | 70W LED | Ballast Wattage | W | N/A |  | Year | Annual Failure Rate (AFR) | Surviving Stock | Total Installed Cost
3 | 70W LED | Total Input Wattage | W | 70 |  | 1 | 0% | 100% | 0
4 | 70W LED | Measure Cost | $/unit | 120.5 | Total installed cost including fixture, lamp, and photocell | 2 | 0% | 100% | 0
5 | 70W LED | Labor Hours to Install | Hrs | 1 | 1 hour labor time to install base package | 3 | 0% | 100% | 0
6 | 70W LED | Labor Cost to Install | $/unit | 78.54 |  | 4 | 0% | 100% | 0
7 | 70W LED | Total Installed Cost | $/unit | 199.04 |  | 5 | 0% | 100% | 0
8 | 70W LED | Runtime | Hrs/Yr | 4043 |  | 6 | 10.22% | 89.78% | 227.41
9 | 70W LED | Measure Life | Hrs | 50000 |  | 7 | 20.44% | 79.56% | 255.78
10 | 70W LED | Measure Life | Yrs | 12.3671 |  | 8 | 30.66% | 69.34% | 284.1501
11 | 70W LED | Early Failure Measure Life | % | 75% | Assume Failed units AFTER warranty will last 75% of design measure life | 9 | 40.88% | 59.12% | 312.5201
12 | 70W LED | Mean Time Before Early Failure | Hrs | 37500 |  | 10 | 51.1% | 48.9% | 340.8901
13 | 70W LED | Measure Life @ Early Failure | Yrs | 9.2753 |  | 11 | 61.32% | 38.68% | 369.2601
14 | 70W LED | Warranty Period | Yrs | 5 |  | 12 | 71.54% | 28.46% | 397.6301
15 | 70W LED | Early Failure Rate | % | 10% | Assume 10% of units will fail early; http://www.seattle.gov/light/streetlight/led/docs/SCL%20LED%20Consultant%20Report.pdf | 13 | 81.76% | 18.24% | 0
16 | 70W LED | Early Failure Rate Labor Hours | Hrs | 2 | Assume LED Fixture early failure replacement of LED Head AND Photocell | 14 | 91.98% | 8.016% | 0
17 | 70W LED | Early Failure Labor Cost to Install | $/unit | 157.08 |  | 15 | 100% | 0% | 0
18 | 70W LED | Early Failure Material Cost | $/unit | 120.5 |  | Average Total Installed Cost Through Measure Life |  |  | 312.5201
19 | 70W LED | Early Failure Total Installed Cost | $/unit | 277.58
20 | 70W LED | Weighted Total Spending | $/unit | 210.388
21 | 70W LED | Annual Consumption | kWh/unit-yr | 283.01
22 | 70W LED | Lifetime Consumption | kWh/unit | 3500
23 | 70W LED | Assumed Monthly Usage | kWh/Month | 23.5842
24 | 70W LED | Fixed Monthly Rate | $/Month | 6.9
|  | Incremental Cost | $/Unit | 20.7484
|  | Lifetime Incremental Cost | $/Unit-lifetime | -421.7441
| Retrofit Case | Quantity of Fixtures | # of Units | 2000
| Retrofit Case | Labor Rate | $/hr | 78.54
| Retrofit Case | LED Install | Labor Hrs | 1
| Base Case | Installation Charge | $/unit | 35 | May be raised to $50 if it makes economic sense to do so
Cost Cases LED
| Head Only | 115
| Photocontrol (High Case) | 15
| Photocontrol (Low Case) | 5.5
| Total Material Cost | 120.5
Early Failure 150W HPS
| Case 1 | 30% | New Fixture + Bulb + Control
| Case 2 | 70% | Bulb + Control Only
| Early Failure Material Costs | 150W HPS | 48W LED
| Item | Cost | Cost | Notes
| Fixture | 61.5 | N/A
| Bulb | 11 | 115 | LED Head includes fixture
| Control | 5.5 | 5.5 | Assume Lower Cost Case LED
| Total | 78 | 120.5
| Early Failure Labor Cost Cases | 150W HPS | 48W LED
| Hours | Cost | Cost | Description
| 2 | 157.08 |  | New Fixture + Bulb + Control
| 1 | 78.54 |  | Bulb + Control Only
| 1.3 | 102.102 |  | Weighted Total based on Failed Replacements
Early Failure 150W HPS Material Cost Cases
| Case 1 | 78 | New Fixture + Bulb + Control
| Case 2 | 16.5 | Bulb + Control Only
| Total Weighted | 34.95 | Weighted Total Cost based on Failed Replacements
Implementation Cost
| 6.64 | $/month per lamp
| 79.68 | $/year per lamp

## 72W Streetlight
Instructions: These are input tables to inform assumptions. Do NOT edit without engineer or assistance of EM&V. Streetlighting analysis assumes off-road lighting (e.g. non-DOT approved).
Index | Case | Description | Units | Value | Notes | AFR
1 | 100W HPS | Lamp Wattage | W | 100 |  | 30.19%
2 | 100W HPS | Ballast Wattage | W | 38 |  | Year | Annual Failure Rate (AFR) | Surviving Stock | Total Installed Cost
3 | 100W HPS | Total Input Wattage | W | 138 | NYSERDA total Fixture Wattage | 1 | 30.19% | 69.81% | 197.9146
4 | 100W HPS | Measure Cost | $/unit | 78 | Total installed cost including fixture, lamp, and photocell | 2 | 60.38% | 39.62% | 239.2891
5 | 100W HPS | Labor Hours to Install | Hrs | 1 |  | 3 | 90.57% | 9.433% | 280.6637
6 | 100W HPS | Labor Cost to Install | $/unit | 78.54 |  | 4 | 100% | 0% | 0
7 | 100W HPS | Total Installed Cost | $/unit | 156.54 |  | 5 | 100% | 0% | 0
8 | 100W HPS | Runtime | Hrs/Yr | 4043 |  | 6 | 100% | 0% | 0
9 | 100W HPS | Measure Life | Hrs | 15000 |  | 7 | 100% | 0% | 0
10 | 100W HPS | Measure Life | Yrs | 3.7101 |  | 8 | 100% | 0% | 0
11 | 100W HPS | Early Failure Measure Life | % | 75% | Assume Failed units will last 75% of design measure life | 9 | 100% | 0% | 0
12 | 100W HPS | Mean Time Before Early Failure | Hrs | 11250 |  | 10 | 100% | 0% | 0
13 | 100W HPS | Measure Life @ Early Failure | Yrs | 2.7826 |  | 11 | 100% | 0% | 0
14 | 100W HPS | Warranty Period | Yrs | N/A |  | 12 | 100% | 0% | 0
15 | 100W HPS | Early Failure Rate | % | 40% |  | 13 | 100% | 0% | 0
16 | 100W HPS | Early Failure Rate Labor Hours | Hrs | 1.3 |  | 14 | 100% | 0% | 0
17 | 100W HPS | Early Failure Labor Cost to Install | $/unit | 102.102 |  | 15 | 100% | 0% | 0
18 | 100W HPS | Early Failure Material Cost | $/unit | 34.95 |  | Average Total Installed Cost Through Measure Life |  |  | 239.2891
19 | 100W HPS | Early Failure Total Installed Cost | $/unit | 137.052
20 | 100W HPS | Weighted Total Spending | $/unit | 189.6396
21 | 100W HPS | Weighted Lifetime Spending | $/unit-lifetime | 632.1321 | Over the course of 50,000 hours so same basis of comparison to LED's
22 | 100W HPS | Annual Consumption | kWh/unit-yr | 557.934
23 | 100W HPS | Lifetime Consumption | kWh/unit | 2070
24 | 100W HPS | Assumed Monthly Usage | kWh/Month | 46.4945
25 | 100W HPS | Fixed Monthly Rate | $/Month | 6.9
26 | 100W HPS | Energy Cost | $/kWh | 0.1484 | Maintenance is built into this, Environmental Cost and Regulatory is added into the backside
Index | Case | Description | Units | Value | Notes | AFR
1 | 72W LED | Lamp Wattage | W | 72 |  | 10.22%
2 | 72W LED | Ballast Wattage | W | N/A |  | Year | Annual Failure Rate (AFR) | Surviving Stock | Total Installed Cost
3 | 72W LED | Total Input Wattage | W | 72 |  | 1 | 0% | 100% | 0
4 | 72W LED | Measure Cost | $/unit | 120.5 | Total installed cost including fixture, lamp, and photocell | 2 | 0% | 100% | 0
5 | 72W LED | Labor Hours to Install | Hrs | 1 | 1 hour labor time to install base package | 3 | 0% | 100% | 0
6 | 72W LED | Labor Cost to Install | $/unit | 78.54 |  | 4 | 0% | 100% | 0
7 | 72W LED | Total Installed Cost | $/unit | 199.04 |  | 5 | 0% | 100% | 0
8 | 72W LED | Runtime | Hrs/Yr | 4043 |  | 6 | 10.22% | 89.78% | 227.41
9 | 72W LED | Measure Life | Hrs | 50000 |  | 7 | 20.44% | 79.56% | 255.78
10 | 72W LED | Measure Life | Yrs | 12.3671 |  | 8 | 30.66% | 69.34% | 284.1501
11 | 72W LED | Early Failure Measure Life | % | 75% | Assume Failed units AFTER warranty will last 75% of design measure life | 9 | 40.88% | 59.12% | 312.5201
12 | 72W LED | Mean Time Before Early Failure | Hrs | 37500 |  | 10 | 51.1% | 48.9% | 340.8901
13 | 72W LED | Measure Life @ Early Failure | Yrs | 9.2753 |  | 11 | 61.32% | 38.68% | 369.2601
14 | 72W LED | Warranty Period | Yrs | 5 |  | 12 | 71.54% | 28.46% | 397.6301
15 | 72W LED | Early Failure Rate | % | 10% | Assume 10% of units will fail early; http://www.seattle.gov/light/streetlight/led/docs/SCL%20LED%20Consultant%20Report.pdf | 13 | 81.76% | 18.24% | 0
16 | 72W LED | Early Failure Rate Labor Hours | Hrs | 2 | Assume LED Fixture early failure replacement of LED Head AND Photocell | 14 | 91.98% | 8.016% | 0
17 | 72W LED | Early Failure Labor Cost to Install | $/unit | 157.08 |  | 15 | 100% | 0% | 0
18 | 72W LED | Early Failure Material Cost | $/unit | 120.5 |  | Average Total Installed Cost Through Measure Life |  |  | 312.5201
19 | 72W LED | Early Failure Total Installed Cost | $/unit | 277.58
20 | 72W LED | Weighted Total Spending | $/unit | 210.388
21 | 72W LED | Annual Consumption | kWh/unit-yr | 291.096
22 | 72W LED | Lifetime Consumption | kWh/unit | 3600
23 | 72W LED | Assumed Monthly Usage | kWh/Month | 24.258
24 | 72W LED | Fixed Monthly Rate | $/Month | 6.9
|  | Incremental Cost | $/Unit | 20.7484
|  | Lifetime Incremental Cost | $/Unit-lifetime | -421.7441
| Retrofit Case | Quantity of Fixtures | # of Units | 2000
| Retrofit Case | Labor Rate | $/hr | 78.54
| Retrofit Case | LED Install | Labor Hrs | 1
| Base Case | Installation Charge | $/unit | 35 | May be raised to $50 if it makes economic sense to do so
Cost Cases LED
| Head Only | 115
| Photocontrol (High Case) | 15
| Photocontrol (Low Case) | 5.5
| Total Material Cost | 120.5
Early Failure 100W HPS
| Case 1 | 30% | New Fixture + Bulb + Control
| Case 2 | 70% | Bulb + Control Only
| Early Failure Material Costs | 100W HPS | 48W LED
| Item | Cost | Cost | Notes
| Fixture | 61.5 | N/A
| Bulb | 11 | 115 | LED Head includes fixture
| Control | 5.5 | 5.5 | Assume Lower Cost Case LED
| Total | 78 | 120.5
| Early Failure Labor Cost Cases | 100W HPS | 48W LED
| Hours | Cost | Cost | Description
| 2 | 157.08 |  | New Fixture + Bulb + Control
| 1 | 78.54 |  | Bulb + Control Only
| 1.3 | 102.102 |  | Weighted Total based on Failed Replacements
Early Failure 100W HPS Material Cost Cases
| Case 1 | 78 | New Fixture + Bulb + Control
| Case 2 | 16.5 | Bulb + Control Only
| Total Weighted | 34.95 | Weighted Total Cost based on Failed Replacements
Implementation Cost
| 6.64 | $/month per lamp
| 79.68 | $/year per lamp

## 107W Streetlight
Instructions: These are input tables to inform assumptions. Do NOT edit without engineer or assistance of EM&V. Streetlighting analysis assumes off-road lighting (e.g. non-DOT approved).
Index | Case | Description | Units | Value | Notes | AFR
1 | 250W HPS | Lamp Wattage | W | 250 |  | 30.19%
2 | 250W HPS | Ballast Wattage | W | 45 |  | Year | Annual Failure Rate (AFR) | Surviving Stock | Total Installed Cost
3 | 250W HPS | Total Input Wattage | W | 295 | NYSERDA total Fixture Wattage | 1 | 30.19% | 69.81% | 0
4 | 250W HPS | Measure Cost | $/unit |  | Unknown | 2 | 60.38% | 39.62% | 0
5 | 250W HPS | Labor Hours to Install | Hrs |  | Unknown | 3 | 90.57% | 9.433% | 0
6 | 250W HPS | Labor Cost to Install | $/unit |  | Unknown | 4 | 100% | 0% | 0
7 | 250W HPS | Total Installed Cost | $/unit |  | Unknown | 5 | 100% | 0% | 0
8 | 250W HPS | Runtime | Hrs/Yr | 4043 |  | 6 | 100% | 0% | 0
9 | 250W HPS | Measure Life | Hrs | 15000 |  | 7 | 100% | 0% | 0
10 | 250W HPS | Measure Life | Yrs | 3.7101 |  | 8 | 100% | 0% | 0
11 | 250W HPS | Early Failure Measure Life | % | 75% | Assume Failed units will last 75% of design measure life | 9 | 100% | 0% | 0
12 | 250W HPS | Mean Time Before Early Failure | Hrs | 11250 |  | 10 | 100% | 0% | 0
13 | 250W HPS | Measure Life @ Early Failure | Yrs | 2.7826 |  | 11 | 100% | 0% | 0
14 | 250W HPS | Warranty Period | Yrs | N/A |  | 12 | 100% | 0% | 0
15 | 250W HPS | Early Failure Rate | % | 40% |  | 13 | 100% | 0% | 0
16 | 250W HPS | Early Failure Rate Labor Hours | Hrs | 1.3 |  | 14 | 100% | 0% | 0
17 | 250W HPS | Early Failure Labor Cost to Install | $/unit |  | Unknown | 15 | 100% | 0% | 0
18 | 250W HPS | Early Failure Material Cost | $/unit |  | Unknown | Average Total Installed Cost Through Measure Life |  |  | #DIV/0!
19 | 250W HPS | Early Failure Total Installed Cost | $/unit |  | Unknown
20 | 250W HPS | Weighted Total Spending | $/unit |  | Unknown
21 | 250W HPS | Weighted Lifetime Spending | $/unit-lifetime |  | Unknown
22 | 250W HPS | Annual Consumption | kWh/unit-yr | 1192.685
23 | 250W HPS | Lifetime Consumption | kWh/unit | 4425
24 | 250W HPS | Assumed Monthly Usage | kWh/Month | 99.3904
25 | 250W HPS | Fixed Monthly Rate | $/Month |  | Unknown
26 | 250W HPS | Energy Cost | $/kWh |  | Unknown
Index | Case | Description | Units | Value | Notes | AFR
1 | 107W | Lamp Wattage | W |  | Unknown | 10.22%
2 | 107W | Ballast Wattage | W |  | Unknown | Year | Annual Failure Rate (AFR) | Surviving Stock | Total Installed Cost
3 | 107W | Total Input Wattage | W | 107 |  | 1 | 0% | 100% | 0
4 | 107W | Measure Cost | $/unit |  | Unknown | 2 | 0% | 100% | 0
5 | 107W | Labor Hours to Install | Hrs |  | Unknown | 3 | 0% | 100% | 0
6 | 107W | Labor Cost to Install | $/unit |  | Unknown | 4 | 0% | 100% | 0
7 | 107W | Total Installed Cost | $/unit |  | Unknown | 5 | 0% | 100% | 0
8 | 107W | Runtime | Hrs/Yr | 4043 |  | 6 | 10.22% | 89.78% | 0
9 | 107W | Measure Life | Hrs | 50000 |  | 7 | 20.44% | 79.56% | 0
10 | 107W | Measure Life | Yrs | 12.3671 |  | 8 | 30.66% | 69.34% | 0
11 | 107W | Early Failure Measure Life | % | 75% | Assume Failed units AFTER warranty will last 75% of design measure life | 9 | 40.88% | 59.12% | 0
12 | 107W | Mean Time Before Early Failure | Hrs | 37500 |  | 10 | 51.1% | 48.9% | 0
13 | 107W | Measure Life @ Early Failure | Yrs | 9.2753 |  | 11 | 61.32% | 38.68% | 0
14 | 107W | Warranty Period | Yrs | 5 |  | 12 | 71.54% | 28.46% | 0
15 | 107W | Early Failure Rate | % | 10% | Assume 10% of units will fail early; http://www.seattle.gov/light/streetlight/led/docs/SCL%20LED%20Consultant%20Report.pdf | 13 | 81.76% | 18.24% | 0
16 | 107W | Early Failure Rate Labor Hours | Hrs | 2 | Assume LED Fixture early failure replacement of LED Head AND Photocell | 14 | 91.98% | 8.016% | 0
17 | 107W | Early Failure Labor Cost to Install | $/unit |  | Unknown | 15 | 100% | 0% | 0
18 | 107W | Early Failure Material Cost | $/unit |  | Unknown | Average Total Installed Cost Through Measure Life |  |  | #DIV/0!
19 | 107W | Early Failure Total Installed Cost | $/unit |  | Unknown
20 | 107W | Weighted Total Spending | $/unit |  | Unknown
21 | 107W | Annual Consumption | kWh/unit-yr | 432.601
22 | 107W | Lifetime Consumption | kWh/unit | 5350
23 | 107W | Assumed Monthly Usage | kWh/Month | 36.0501
24 | 107W | Fixed Monthly Rate | $/Month
|  | Incremental Cost | $/Unit | 0 | Unknown
|  | Lifetime Incremental Cost | $/Unit-lifetime | 0 | Unknown
| Retrofit Case | Quantity of Fixtures | # of Units | 2000
| Retrofit Case | Labor Rate | $/hr | 78.54
| Retrofit Case | LED Install | Labor Hrs | 1
| Base Case | Installation Charge | $/unit | 35 | May be raised to $50 if it makes economic sense to do so
Cost Cases LED
| Head Only | 115
| Photocontrol (High Case) | 15
| Photocontrol (Low Case) | 5.5
| Total Material Cost | 120.5
Early Failure 250W HPS
| Case 1 | 30% | New Fixture + Bulb + Control
| Case 2 | 70% | Bulb + Control Only
| Early Failure Material Costs | 250W HPS | 48W LED
| Item | Cost | Cost | Notes
| Fixture | -16.5 | N/A
| Bulb | 11 | 115 | LED Head includes fixture
| Control | 5.5 | 5.5 | Assume Lower Cost Case LED
| Total | 0 | 120.5
| Early Failure Labor Cost Cases | 250W HPS | 48W LED
| Hours | Cost | Cost | Description
| 2 | 157.08 |  | New Fixture + Bulb + Control
| 1 | 78.54 |  | Bulb + Control Only
| 1.3 | 102.102 |  | Weighted Total based on Failed Replacements
Early Failure 250W HPS Material Cost Cases
| Case 1 | 0 | New Fixture + Bulb + Control
| Case 2 | 16.5 | Bulb + Control Only
| Total Weighted | 11.55 | Weighted Total Cost based on Failed Replacements
Implementation Cost
| 6.64 | $/month per lamp
| 79.68 | $/year per lamp

## 283W Parking Lighting
Instructions: These are input tables to inform assumptions. Do NOT edit without engineer or assistance of EM&V. Streetlighting analysis assumes off-road lighting (e.g. non-DOT approved).
Index | Case | Description | Units | Value | Notes | AFR
1 | 1000W | Lamp Wattage | W | 1000 |  | 30.19%
2 | 1000W | Ballast Wattage | W | 100 |  | Year | Annual Failure Rate (AFR) | Surviving Stock | Total Installed Cost
3 | 1000W | Total Input Wattage | W | 1100 | NYSERDA total Fixture Wattage | 1 | 30.19% | 69.81% | 0
4 | 1000W | Measure Cost | $/unit |  | Unknown | 2 | 60.38% | 39.62% | 0
5 | 1000W | Labor Hours to Install | Hrs |  | Unknown | 3 | 90.57% | 9.433% | 0
6 | 1000W | Labor Cost to Install | $/unit |  | Unknown | 4 | 100% | 0% | 0
7 | 1000W | Total Installed Cost | $/unit |  | Unknown | 5 | 100% | 0% | 0
8 | 1000W | Runtime | Hrs/Yr | 4043 |  | 6 | 100% | 0% | 0
9 | 1000W | Measure Life | Hrs | 15000 |  | 7 | 100% | 0% | 0
10 | 1000W | Measure Life | Yrs | 3.7101 |  | 8 | 100% | 0% | 0
11 | 1000W | Early Failure Measure Life | % | 75% | Assume Failed units will last 75% of design measure life | 9 | 100% | 0% | 0
12 | 1000W | Mean Time Before Early Failure | Hrs | 11250 |  | 10 | 100% | 0% | 0
13 | 1000W | Measure Life @ Early Failure | Yrs | 2.7826 |  | 11 | 100% | 0% | 0
14 | 1000W | Warranty Period | Yrs | N/A |  | 12 | 100% | 0% | 0
15 | 1000W | Early Failure Rate | % | 40% |  | 13 | 100% | 0% | 0
16 | 1000W | Early Failure Rate Labor Hours | Hrs | 1.3 |  | 14 | 100% | 0% | 0
17 | 1000W | Early Failure Labor Cost to Install | $/unit |  | Unknown | 15 | 100% | 0% | 0
18 | 1000W | Early Failure Material Cost | $/unit |  | Unknown | Average Total Installed Cost Through Measure Life |  |  | #DIV/0!
19 | 1000W | Early Failure Total Installed Cost | $/unit |  | Unknown
20 | 1000W | Weighted Total Spending | $/unit |  | Unknown
21 | 1000W | Weighted Lifetime Spending | $/unit-lifetime |  | Unknown
22 | 1000W | Annual Consumption | kWh/unit-yr | 4447.3
23 | 1000W | Lifetime Consumption | kWh/unit | 16500
24 | 1000W | Assumed Monthly Usage | kWh/Month | 370.6083
25 | 1000W | Fixed Monthly Rate | $/Month |  | Unknown
26 | 1000W | Energy Cost | $/kWh |  | Unknown
Index | Case | Description | Units | Value | Notes | AFR
1 | 283W | Lamp Wattage | W |  | Unknown | 10.22%
2 | 283W | Ballast Wattage | W |  | Unknown | Year | Annual Failure Rate (AFR) | Surviving Stock | Total Installed Cost
3 | 283W | Total Input Wattage | W | 283 |  | 1 | 0% | 100% | 0
4 | 283W | Measure Cost | $/unit |  | Unknown | 2 | 0% | 100% | 0
5 | 283W | Labor Hours to Install | Hrs |  | Unknown | 3 | 0% | 100% | 0
6 | 283W | Labor Cost to Install | $/unit |  | Unknown | 4 | 0% | 100% | 0
7 | 283W | Total Installed Cost | $/unit |  | Unknown | 5 | 0% | 100% | 0
8 | 283W | Runtime | Hrs/Yr | 4043 |  | 6 | 10.22% | 89.78% | 0
9 | 283W | Measure Life | Hrs | 50000 |  | 7 | 20.44% | 79.56% | 0
10 | 283W | Measure Life | Yrs | 12.3671 |  | 8 | 30.66% | 69.34% | 0
11 | 283W | Early Failure Measure Life | % | 75% | Assume Failed units AFTER warranty will last 75% of design measure life | 9 | 40.88% | 59.12% | 0
12 | 283W | Mean Time Before Early Failure | Hrs | 37500 |  | 10 | 51.1% | 48.9% | 0
13 | 283W | Measure Life @ Early Failure | Yrs | 9.2753 |  | 11 | 61.32% | 38.68% | 0
14 | 283W | Warranty Period | Yrs | 5 |  | 12 | 71.54% | 28.46% | 0
15 | 283W | Early Failure Rate | % | 10% | Assume 10% of units will fail early; http://www.seattle.gov/light/streetlight/led/docs/SCL%20LED%20Consultant%20Report.pdf | 13 | 81.76% | 18.24% | 0
16 | 283W | Early Failure Rate Labor Hours | Hrs | 2 | Assume LED Fixture early failure replacement of LED Head AND Photocell | 14 | 91.98% | 8.016% | 0
17 | 283W | Early Failure Labor Cost to Install | $/unit |  | Unknown | 15 | 100% | 0% | 0
18 | 283W | Early Failure Material Cost | $/unit |  | Unknown | Average Total Installed Cost Through Measure Life |  |  | #DIV/0!
19 | 283W | Early Failure Total Installed Cost | $/unit |  | Unknown
20 | 283W | Weighted Total Spending | $/unit |  | Unknown
21 | 283W | Annual Consumption | kWh/unit-yr | 1144.169
22 | 283W | Lifetime Consumption | kWh/unit | 14150
23 | 283W | Assumed Monthly Usage | kWh/Month | 95.3474
24 | 283W | Fixed Monthly Rate | $/Month
|  | Incremental Cost | $/Unit | 0 | Unknown
|  | Lifetime Incremental Cost | $/Unit-lifetime | 0 | Unknown
| Retrofit Case | Quantity of Fixtures | # of Units | 2000
| Retrofit Case | Labor Rate | $/hr | 78.54
| Retrofit Case | LED Install | Labor Hrs | 1
| Base Case | Installation Charge | $/unit | 35 | May be raised to $50 if it makes economic sense to do so
Cost Cases LED
| Head Only | 115
| Photocontrol (High Case) | 15
| Photocontrol (Low Case) | 5.5
| Total Material Cost | 120.5
Early Failure 1000W HPS
| Case 1 | 30% | New Fixture + Bulb + Control
| Case 2 | 70% | Bulb + Control Only
| Early Failure Material Costs | 1000W HPS | 48W LED
| Item | Cost | Cost | Notes
| Fixture | -16.5 | N/A
| Bulb | 11 | 115 | LED Head includes fixture
| Control | 5.5 | 5.5 | Assume Lower Cost Case LED
| Total | 0 | 120.5
| Early Failure Labor Cost Cases | 1000W HPS | 48W LED
| Hours | Cost | Cost | Description
| 2 | 157.08 |  | New Fixture + Bulb + Control
| 1 | 78.54 |  | Bulb + Control Only
| 1.3 | 102.102 |  | Weighted Total based on Failed Replacements
Early Failure 1000W HPS Material Cost Cases
| Case 1 | 0 | New Fixture + Bulb + Control
| Case 2 | 16.5 | Bulb + Control Only
| Total Weighted | 11.55 | Weighted Total Cost based on Failed Replacements
Implementation Cost
| 6.64 | $/month per lamp
| 79.68 | $/year per lamp

## 316W Streetlight
Instructions: These are input tables to inform assumptions. Do NOT edit without engineer or assistance of EM&V. Streetlighting analysis assumes off-road lighting (e.g. non-DOT approved).
Index | Case | Description | Units | Value | Notes | AFR
1 | 1000W | Lamp Wattage | W | 1000 |  | 30.19%
2 | 1000W | Ballast Wattage | W | 100 |  | Year | Annual Failure Rate (AFR) | Surviving Stock | Total Installed Cost
3 | 1000W | Total Input Wattage | W | 1100 | NYSERDA total Fixture Wattage | 1 | 30.19% | 69.81% | 0
4 | 1000W | Measure Cost | $/unit |  | Unknown | 2 | 60.38% | 39.62% | 0
5 | 1000W | Labor Hours to Install | Hrs |  | Unknown | 3 | 90.57% | 9.433% | 0
6 | 1000W | Labor Cost to Install | $/unit |  | Unknown | 4 | 100% | 0% | 0
7 | 1000W | Total Installed Cost | $/unit |  | Unknown | 5 | 100% | 0% | 0
8 | 1000W | Runtime | Hrs/Yr | 4043 |  | 6 | 100% | 0% | 0
9 | 1000W | Measure Life | Hrs | 15000 |  | 7 | 100% | 0% | 0
10 | 1000W | Measure Life | Yrs | 3.7101 |  | 8 | 100% | 0% | 0
11 | 1000W | Early Failure Measure Life | % | 75% | Assume Failed units will last 75% of design measure life | 9 | 100% | 0% | 0
12 | 1000W | Mean Time Before Early Failure | Hrs | 11250 |  | 10 | 100% | 0% | 0
13 | 1000W | Measure Life @ Early Failure | Yrs | 2.7826 |  | 11 | 100% | 0% | 0
14 | 1000W | Warranty Period | Yrs | N/A |  | 12 | 100% | 0% | 0
15 | 1000W | Early Failure Rate | % | 40% |  | 13 | 100% | 0% | 0
16 | 1000W | Early Failure Rate Labor Hours | Hrs | 1.3 |  | 14 | 100% | 0% | 0
17 | 1000W | Early Failure Labor Cost to Install | $/unit |  | Unknown | 15 | 100% | 0% | 0
18 | 1000W | Early Failure Material Cost | $/unit |  | Unknown | Average Total Installed Cost Through Measure Life |  |  | #DIV/0!
19 | 1000W | Early Failure Total Installed Cost | $/unit |  | Unknown
20 | 1000W | Weighted Total Spending | $/unit |  | Unknown
21 | 1000W | Weighted Lifetime Spending | $/unit-lifetime |  | Unknown
22 | 1000W | Annual Consumption | kWh/unit-yr | 4447.3
23 | 1000W | Lifetime Consumption | kWh/unit | 16500
24 | 1000W | Assumed Monthly Usage | kWh/Month | 370.6083
25 | 1000W | Fixed Monthly Rate | $/Month |  | Unknown
26 | 1000W | Energy Cost | $/kWh |  | Unknown
Index | Case | Description | Units | Value | Notes | AFR
1 | 316W | Lamp Wattage | W |  | Unknown | 10.22%
2 | 316W | Ballast Wattage | W |  | Unknown | Year | Annual Failure Rate (AFR) | Surviving Stock | Total Installed Cost
3 | 316W | Total Input Wattage | W | 316 |  | 1 | 0% | 100% | 0
4 | 316W | Measure Cost | $/unit |  | Unknown | 2 | 0% | 100% | 0
5 | 316W | Labor Hours to Install | Hrs |  | Unknown | 3 | 0% | 100% | 0
6 | 316W | Labor Cost to Install | $/unit |  | Unknown | 4 | 0% | 100% | 0
7 | 316W | Total Installed Cost | $/unit |  | Unknown | 5 | 0% | 100% | 0
8 | 316W | Runtime | Hrs/Yr | 4043 |  | 6 | 10.22% | 89.78% | 0
9 | 316W | Measure Life | Hrs | 50000 |  | 7 | 20.44% | 79.56% | 0
10 | 316W | Measure Life | Yrs | 12.3671 |  | 8 | 30.66% | 69.34% | 0
11 | 316W | Early Failure Measure Life | % | 75% | Assume Failed units AFTER warranty will last 75% of design measure life | 9 | 40.88% | 59.12% | 0
12 | 316W | Mean Time Before Early Failure | Hrs | 37500 |  | 10 | 51.1% | 48.9% | 0
13 | 316W | Measure Life @ Early Failure | Yrs | 9.2753 |  | 11 | 61.32% | 38.68% | 0
14 | 316W | Warranty Period | Yrs | 5 |  | 12 | 71.54% | 28.46% | 0
15 | 316W | Early Failure Rate | % | 10% | Assume 10% of units will fail early; http://www.seattle.gov/light/streetlight/led/docs/SCL%20LED%20Consultant%20Report.pdf | 13 | 81.76% | 18.24% | 0
16 | 316W | Early Failure Rate Labor Hours | Hrs | 2 | Assume LED Fixture early failure replacement of LED Head AND Photocell | 14 | 91.98% | 8.016% | 0
17 | 316W | Early Failure Labor Cost to Install | $/unit |  | Unknown | 15 | 100% | 0% | 0
18 | 316W | Early Failure Material Cost | $/unit |  | Unknown | Average Total Installed Cost Through Measure Life |  |  | #DIV/0!
19 | 316W | Early Failure Total Installed Cost | $/unit |  | Unknown
20 | 316W | Weighted Total Spending | $/unit |  | Unknown
21 | 316W | Annual Consumption | kWh/unit-yr | 1277.588
22 | 316W | Lifetime Consumption | kWh/unit | 15800
23 | 316W | Assumed Monthly Usage | kWh/Month | 106.4657
24 | 316W | Fixed Monthly Rate | $/Month
|  | Incremental Cost | $/Unit | 0 | Unknown
|  | Lifetime Incremental Cost | $/Unit-lifetime | 0 | Unknown
| Retrofit Case | Quantity of Fixtures | # of Units | 2000
| Retrofit Case | Labor Rate | $/hr | 78.54
| Retrofit Case | LED Install | Labor Hrs | 1
| Base Case | Installation Charge | $/unit | 35 | May be raised to $50 if it makes economic sense to do so
Cost Cases LED
| Head Only | 115
| Photocontrol (High Case) | 15
| Photocontrol (Low Case) | 5.5
| Total Material Cost | 120.5
Early Failure 1000W HPS
| Case 1 | 30% | New Fixture + Bulb + Control
| Case 2 | 70% | Bulb + Control Only
| Early Failure Material Costs | 1000W HPS | 48W LED
| Item | Cost | Cost | Notes
| Fixture | -16.5 | N/A
| Bulb | 11 | 115 | LED Head includes fixture
| Control | 5.5 | 5.5 | Assume Lower Cost Case LED
| Total | 0 | 120.5
| Early Failure Labor Cost Cases | 1000W HPS | 48W LED
| Hours | Cost | Cost | Description
| 2 | 157.08 |  | New Fixture + Bulb + Control
| 1 | 78.54 |  | Bulb + Control Only
| 1.3 | 102.102 |  | Weighted Total based on Failed Replacements
Early Failure 1000W HPS Material Cost Cases
| Case 1 | 0 | New Fixture + Bulb + Control
| Case 2 | 16.5 | Bulb + Control Only
| Total Weighted | 11.55 | Weighted Total Cost based on Failed Replacements
Implementation Cost
| 6.64 | $/month per lamp
| 79.68 | $/year per lamp

## Clay Heat Pumps
Instructions: These are input tables to inform assumptions. Do NOT edit without engineer or assistance of EM&V.
| Please Scroll Down to See The Data Entry Table | [16 empty] | Table 3. Air Conditioner Retrofit Performance Results
Conventional AC Retrofits
[18 empty] | Site | Daily Avg. AC Use (kWh) | Daily Avg. Peak Demand (kW) | Utility Peak Hour Demand (kW)
| 2015 New Heat Pump Rebate Amounts | [16 empty] | Site #36 (Pre) | 41 | 2.7 | 3.23
| Note: No Rebates for heat pumps over 60,000 BTUs or under 15 SEER | [16 empty] | (Post) | 29.3 | 1.9 | 1.97
[18 empty] | Savings | 11.7 | 0.8 | 1.26
[18 empty] | Site #26 (Pre) | 85.4 | 4.15 | 5.03
|  |  |  | SEER | [13 empty] | (Post) | 56.6 | 3.95 | 3.7
|  |  |  | 15 | 16 | 17 | 18 | 19 | [9 empty] | Savings | 28.8 | 0.2 | 1.33
|  |  | Range | (15.0 to 15.5) | (15.5 to 16.5) | (16.5 to 17.5) | (17.5 to 18.5) | (> 18.5) | [9 empty] | Variable Speed Air Handlers
| BTUs | 12000 | (0 to 15,000) | 50 | 75 | 75 | 100 | 100 | [9 empty] | Site #197 (Pre) | 57.4 | 3.38 | 4.23
|  | 18000 | (15,000 to 21,000) | 100 | 125 | 125 | 150 | 150 | [9 empty] | (Post) | 27.4 | 1.74 | 1.69
|  | 24000 | (21,000 to 27,000) | 125 | 150 | 175 | 200 | 200 | [9 empty] | Savings | 30.3 | 1.64 | 2.54
|  | 30000 | (27,000 to 33,000) | 150 | 175 | 200 | 225 | 250 | [9 empty] | Site #75 (Pre)* | 61.2 | 4.01 | 5.06
|  | 36000 | (33,000 to 39,000) | 175 | 225 | 250 | 275 | 300 | [9 empty] | (Post) | 32.2 | 2.51 | 3.45
|  | 42000 | (39,000 to 45,000) | 225 | 250 | 300 | 325 | 350 | [9 empty] | Savings | 29 | 1.5 | 1.61
|  | 48000 | (45,000 to 54,000) | 250 | 300 | 325 | 350 | 400 | [9 empty] | Site #38 (Pre)* | 36.5 | 3.3 | 3.69
|  | 60000 | (54,000 to 60,000) | 325 | 375 | 425 | 450 | 500 | [9 empty] | (Post) | 15.1 | 1.89 | NA
[18 empty] | Savings | 21.4 | 1.46 | NA
* Two compressor cooling system
| Existing Baseline to Measure (With Resizing) | [7 empty] | Issues found with Clay first order approximation | [8 empty] | http://www.eceee.org/library/conference_proceedings/ACEEE_buildings/2004/Panel_1/p1_18/paper
| Heat Pump Rebate Summary | [7 empty] | Need to factor in both Cooling and Heating
| Quarter | Rebate | Estimated Annual kWh | Approved | Denied | Revised Estimated Annual kWh | % Difference from Original Estimate |  | No HSPF for Heating Savings | Used standard assumptions from Energy Star for Heating Efficiency gain | [7 empty] | Average kW Reduction, Single Speed Air Handler (kW) | 0.3
| 1 | 37675 | 529487.7533 | 144 | 1 | 501296.2124 | -5.324% |  | Need to factor in both Cooling and Heating HOU which scales savings to region | Used standard assumptions from US EPA 2002 study | [7 empty] | A Florida utility monitoring project found air conditioner retrofits can provide large energy savings and significant reductions to summer day peak demand. Two evaluated retrofits had older single-speed AC systems replaced with the same type, but of newer vintage. Here the cooling savings were 29% and 34%, with an average savings of 20.2 kWh/day. The reduction in average daily summer peak demand was 30% and 5% respectively, with an average reduction of 0.30 kW.
| 2 | 36525 | 546170.4641 | 152 | 0 | 509842.0181 | -6.651% |  | Lifetime for units remains constant at 12 years | per LBNL 2007 study
| 3 | 38750 | 507873.9501 | 163 | 2 | 436983.3511 | -13.96%
| 4 | 37225 | 296871.837 | 158 | 11 | 209983.5426 | -29.27% |  | Definitions
| Totals: | 150175 | 1880404.0045 | 617 | 14 | 1658105.1241 | -11.82% |  | EFLH = Annual kWh heat or cool / kW peak heat or cool
DELTA kWhannual = CAPY/1000 X (EFLHcool/SEER + EFLHheat/HSPF)
Code Baseline to Measure (With Resizing)
| Heat Pump Rebate Summary | [7 empty] | HSPF New | 8.5 | Above 2015 Federal Standard 15 SEER 8.5 HSPF applied across sample as conservative estimate in lieu of program tracking data | [6 empty] | Modeled Coincident Demand Reduction (kW/kWh) | 0.00041027 | Beopt Simulation Results
| Quarter | Rebate | Estimated Annual kWh | Approved | Denied | Revised Estimated Annual kWh | % Difference from Original Estimate |  | HSPF Existing Baseline | 7.7 | NAECA
| 1 | 37675 | 529487.7533 | 144 | 1 | 109243.5493 | -79.37% |  | HSPF Code Baseline | 8.2 | 2015 Federal Standard
| 2 | 36525 | 546170.4641 | 152 | 0 | 109670.6916 | -79.92% |  | EFLH Cool | 2228 | EPA 2002 FL-Gainesville
| 3 | 38750 | 507873.9501 | 163 | 2 | 34071.9665 | -93.29% |  | EFLH Heat | 889 | EPA 2002 FL-Gainesville
| 4 | 37225 | 296871.837 | 158 | 11 | -63642.6309 | -121.4% |  | Programmable Thermostat Discount Rate | 16.6% | LBNL 2007 (Based on minimum estimated savings) - For reference; can incorporate if there is a program tracking proxy for pre and post programmable thermostat use
| Totals: | 150175 | 1880404.0045 | 617 | 14 | 189343.5765 | -89.93% |  | Measure Life | 12 | Lifetime for units remains constant at 12 years per LBNL 2007 study
Existing Baseline to Measure (Assuming Measure As-Built Sizing)
Heat Pump Rebate Summary
| Quarter | Rebate | Estimated Annual kWh | Approved | Denied | Revised Estimated Annual kWh | % Difference from Original Estimate |  | Summary Sizing Statistics* | Frequency | Percent Distribution
| 1 | 37675 | 529487.7533 | 144 | 1 | 502073.2957 | -5.178% |  | Same Size | 107 | 17.34%
| 2 | 36525 | 546170.4641 | 152 | 0 | 532306.5022 | -2.538% |  | Upsize | 297 | 48.14%
| 3 | 38750 | 507873.9501 | 163 | 2 | 542661.5116 | 6.85% |  | Downsize | 213 | 34.52%
| 4 | 37225 | 296871.837 | 158 | 11 | 425730.6606 | 43.41% |  | Total | 617 | 100%
| Totals: | 150175 | 1880404.0045 | 617 | 14 | 2002771.9702 | 6.508% |  | *Only for Approved Rebates
| Code Baseline to Measure (Assuming As-Built Sizing) | [7 empty] | Program Case | Per Rebate Impacts (kWh/Year)
| Heat Pump Rebate Summary | [7 empty] | Existing Baseline to Measure (With Resizing) | 2687.3665
| Quarter | Rebate | Estimated Annual kWh | Approved | Denied | Revised Estimated Annual kWh | % Difference from Original Estimate |  | Code Baseline to Measure (With Resizing) | 306.8778
| 1 | 37675 | 529487.7533 | 144 | 1 | 111552.137 | -78.93% |  | Existing Baseline to Measure (Assuming Measure As-Built Sizing) | 3245.9837
| 2 | 36525 | 546170.4641 | 152 | 0 | 126576.0201 | -76.82% |  | Code Baseline to Measure (Assuming As-Built Sizing) | 767.5746
| 3 | 38750 | 507873.9501 | 163 | 2 | 120665.9011 | -76.24%
| 4 | 37225 | 296871.837 | 158 | 11 | 114799.4852 | -61.33%
| Totals: | 150175 | 1880404.0045 | 617 | 14 | 473593.5434 | -74.81%
| Heat Pump Rebate Summary Sheet | [19 empty] | Existing Baseline to Measure (With Resizing) |  |  | Code Baseline to Measure (With Resizing) |  |  | Existing Baseline to Measure (Assuming Measure As-Built Sizing) |  |  | Code Baseline to Measure (Assuming Measure As-Built Sizing)
| Account Number | Customer Name | Location Number | Install Date | Old HP BTUs | Old HP SEER | New HP BTUs | New HP SEER | Installed Cost | Date Denied | Date Approved | Quarter | Rebate | Est. Annual kWh Savings | Approved | Denied | Comments | Sizing | EFLHcool Scaled (Assumes new system is properly sized); (Old Unit Size / New Unit Size ) * EFLH = EFLH Scaled | EFLHheat Scaled (Assumes new system is properly sized); (Old Unit Size / New Unit Size) * EFLH = EFLH Scaled | Existing Baseline Estimated Annual kWh | Measure Estimated Annual kWh | Revised Estimated Annual kWh | Code Baseline (SEER 14) Estimated Annual kWh | Measure Estimated Annual kWh | Revised Estimated Annual kWh | Existing Baseline Estimated Annual kWh | Measure Estimated Annual kWh | Revised Estimated Annual kWh | Code Baseline (SEER 14) Estimated Annual kWh | Measure Estimated Annual kWh | Revised Estimated Annual kWh
| 1047711 |  | 104771 | 2014-09-20 | 36000 | 10 | 36000 | 16.4 | 7290 |  | 2015-01-07 | 1 | 250 | 3860.6049 | 1 |  |  | Same Size | 2228 | 889 | 12177.1636 | 8655.9082 | 3521.2555 | 9632.0697 | 8655.9082 | 976.1615 | 12177.1636 | 8655.9082 | 3521.2555 | 9632.0697 | 8655.9082 | 976.1615
| 1478262 |  | 147826 | 2014-11-20 | 42000 | 10 | 41500 | 15 | 6031 |  | 2015-01-07 | 1 | 250 | 3938.8 | 1 |  |  | Downsize | 2254.8434 | 899.7108 | 14377.8559 | 10631.1059 | 3746.75 | 11372.8052 | 10631.1059 | 741.6993 | 14206.6909 | 10631.1059 | 3575.585 | 11237.4146 | 10631.1059 | 606.3088
| 4694741 |  | 469474 | 2014-12-05 | 36000 | 10 | 37000 | 19 | 6801 |  | 2015-01-07 | 1 | 300 | 4541.4316 | 1 |  |  | Upsize | 2167.7838 | 864.973 | 11848.0511 | 7986.6502 | 3861.401 | 9371.7435 | 7986.6502 | 1385.0933 | 12177.1636 | 7986.6502 | 4190.5135 | 9632.0697 | 7986.6502 | 1645.4195
| 965376 |  | 96537 | 2014-12-23 | 36000 | 10 | 36000 | 14 | 6000 |  | 2015-01-07 | 1 | 175 | 2826.5143 | 1 |  |  | Same Size | 2228 | 889 | 12177.1636 | 9494.3193 | 2682.8443 | 9632.0697 | 9494.3193 | 137.7504 | 12177.1636 | 9494.3193 | 2682.8443 | 9632.0697 | 9494.3193 | 137.7504
| 8825795 |  | 398465 | 2014-07-24 | 42000 | 10 | 42000 | 15 | 4475 |  | 2015-01-07 | 1 | 250 | 3847.2 | 1 |  |  | Same Size | 2228 | 889 | 14206.6909 | 10631.1059 | 3575.585 | 11237.4146 | 10631.1059 | 606.3088 | 14206.6909 | 10631.1059 | 3575.585 | 11237.4146 | 10631.1059 | 606.3088
| 6056048 |  | 190657 | 2014-05-20 | 35000 | 10 | 36400 | 17 | 7283 |  | 2015-01-07 | 1 | 275 | 3734.0471 | 1 |  |  | Upsize | 2142.3077 | 854.8077 | 11383.5664 | 8247.6471 | 3135.9194 | 9004.3386 | 8247.6471 | 756.6916 | 11838.9091 | 8247.6471 | 3591.262 | 9364.5122 | 8247.6471 | 1116.8651
| 1364496 |  | 136449 | 2014-12-30 | 34000 | 15 | 34600 | 15 | 6743 |  | 2015-01-07 | 1 | 225 | -109.92 | 1 |  |  | Upsize | 2189.3642 | 873.5838 | 8819.9418 | 8606.1333 | 213.8085 | 8939.204 | 8606.1333 | 333.0707 | 8975.5879 | 8606.1333 | 369.4545 | 9096.9547 | 8606.1333 | 490.8214
| 1965037 |  | 196503 | 2014-12-18 | 36000 | 13 | 42500 | 15 | 6685 |  | 2015-01-07 | 1 | 250 | -176.1538 | 1 |  |  | Upsize | 1887.2471 | 753.0353 | 8746.9071 | 9112.3765 | -365.4694 | 8158.9296 | 9112.3765 | -953.4469 | 10326.2098 | 9112.3765 | 1213.8333 | 9632.0697 | 9112.3765 | 519.6932
| 8885917 |  | 8769093 | 2014-11-11 | 36000 | 10 | 35600 | 14.5 | 6000 |  | 2015-01-07 | 1 | 175 | 3145.9862 | 1 |  |  | Downsize | 2253.0337 | 898.9888 | 12313.9857 | 9296.7627 | 3017.223 | 9740.2952 | 9296.7627 | 443.5325 | 12177.1636 | 9296.7627 | 2880.401 | 9632.0697 | 9296.7627 | 335.307
| 2403871 |  | 164355 | 2014-12-16 | 36000 | 8 | 36800 | 15 | 6556 |  | 2015-01-07 | 1 | 225 | 5624.24 | 1 |  |  | Upsize | 2179.5652 | 869.6739 | 13874.0514 | 9112.3765 | 4761.6749 | 9422.6769 | 9112.3765 | 310.3004 | 14182.3636 | 9112.3765 | 5069.9872 | 9632.0697 | 9112.3765 | 519.6932
| 8851114 |  | 487654 | 2014-08-21 | 40000 | 12 | 34800 | 15 | 5525 |  | 2015-01-07 | 1 | 225 | 2784.64 | 1 |  |  | Downsize | 2560.9195 | 1021.8391 | 13844.6534 | 10124.8627 | 3719.7907 | 12301.4939 | 10124.8627 | 2176.6311 | 12044.8485 | 10124.8627 | 1919.9857 | 10702.2997 | 10124.8627 | 577.4369
| 1445980 |  | 144598 | 2014-08-25 | 40000 | 10 | 43800 | 15.5 | 7191 |  | 2015-01-07 | 1 | 250 | 3226.6839 | 1 |  |  | Upsize | 2034.7032 | 811.8721 | 12356.3304 | 9933.2068 | 2423.1236 | 9773.7896 | 9933.2068 | -159.4172 | 13530.1818 | 9933.2068 | 3596.975 | 10702.2997 | 9933.2068 | 769.0928
| 4643276 |  | 458549 | 2014-07-17 | 60000 | 10 | 56000 | 15 | 7675 |  | 2015-01-07 | 1 | 375 | 6228.8 | 1 |  |  | Downsize | 2387.1429 | 952.5 | 21744.9351 | 15187.2941 | 6557.6409 | 17200.1244 | 15187.2941 | 2012.8303 | 20295.2727 | 15187.2941 | 5107.9786 | 16053.4495 | 15187.2941 | 866.1554
| 2196947 |  | 219694 | 2014-12-11 | 30000 | 12 | 30000 | 15 | 6610 |  | 2015-01-07 | 1 | 175 | 1374 | 1 |  |  | Same Size | 2228 | 889 | 9033.6364 | 7593.6471 | 1439.9893 | 8026.7247 | 7593.6471 | 433.0777 | 9033.6364 | 7593.6471 | 1439.9893 | 8026.7247 | 7593.6471 | 433.0777
| 8747420 |  | 348146 | 2014-12-23 | 58500 | 12 | 58500 | 14 | 3890 |  | 2015-01-07 | 1 | 325 | 1913.7857 | 1 |  |  | Same Size | 2228 | 889 | 17615.5909 | 15428.2689 | 2187.322 | 15652.1132 | 15428.2689 | 223.8443 | 17615.5909 | 15428.2689 | 2187.322 | 15652.1132 | 15428.2689 | 223.8443
| 5270137 |  | 201032 | 2014-12-10 | 42000 | 10 | 42500 | 14 | 5877 |  | 2015-01-07 | 1 | 225 | 3199.4571 | 1 |  |  | Upsize | 2201.7882 | 878.5412 | 14039.5534 | 11076.7059 | 2962.8475 | 11105.2098 | 11076.7059 | 28.5039 | 14206.6909 | 11076.7059 | 3129.985 | 11237.4146 | 11076.7059 | 160.7088
| 4922886 |  | 141803 | 2014-11-17 | 36000 | 10 | 46500 | 15 | 6889 |  | 2015-01-07 | 1 | 300 | 1374 | 1 |  |  | Upsize | 1724.9032 | 688.2581 | 9427.4815 | 9112.3765 | 315.1051 | 7457.0862 | 9112.3765 | -1655.2903 | 12177.1636 | 9112.3765 | 3064.7872 | 9632.0697 | 9112.3765 | 519.6932
| 6362396 |  | 155215 | 2014-11-13 | 36000 | 10 | 36000 | 15 | 4010 |  | 2015-01-07 | 1 | 225 | 3297.6 | 1 |  |  | Same Size | 2228 | 889 | 12177.1636 | 9112.3765 | 3064.7872 | 9632.0697 | 9112.3765 | 519.6932 | 12177.1636 | 9112.3765 | 3064.7872 | 9632.0697 | 9112.3765 | 519.6932
| 6315964 |  | 147259 | 2014-08-11 | 60000 | 10 | 57000 | 15 | 5588 |  | 2015-01-07 | 1 | 375 | 6045.6 | 1 |  |  | Downsize | 2345.2632 | 935.7895 | 21363.445 | 15187.2941 | 6176.1509 | 16898.3679 | 15187.2941 | 1711.0738 | 20295.2727 | 15187.2941 | 5107.9786 | 16053.4495 | 15187.2941 | 866.1554
| 1685379 |  | 168537 | 2014-11-12 | 36000 | 10 | 34600 | 15 | 5915 |  | 2015-01-07 | 1 | 225 | 3554.08 | 1 |  |  | Downsize | 2318.1503 | 924.9711 | 12669.8812 | 9112.3765 | 3557.5048 | 10021.8066 | 9112.3765 | 909.4301 | 12177.1636 | 9112.3765 | 3064.7872 | 9632.0697 | 9112.3765 | 519.6932
| 4479465 |  | 145641 | 2014-10-03 | 48000 | 11 | 47500 | 15 | 7516 |  | 2015-01-07 | 1 | 300 | 3289.2727 | 1 |  |  | Downsize | 2251.4526 | 898.3579 | 15424.6737 | 12149.8353 | 3274.8384 | 12977.9465 | 12149.8353 | 828.1112 | 15264 | 12149.8353 | 3114.1647 | 12842.7596 | 12149.8353 | 692.9243
| 5625256 |  | 182541 | 2014-10-03 | 36000 | 13 | 35200 | 16 | 8928 |  | 2015-01-19 | 1 | 250 | 1564.2462 | 1 |  |  | Downsize | 2278.6364 | 909.2045 | 10560.8964 | 8778.1765 | 1782.7199 | 9850.9804 | 8778.1765 | 1072.8039 | 10326.2098 | 8778.1765 | 1548.0333 | 9632.0697 | 8778.1765 | 853.8932
| 1937606 |  | 193760 | 2014-07-18 | 28000 | 10 | 28000 | 15 | 3500 |  | 2015-01-19 | 1 | 175 | 2564.8 | 1 |  |  | Same Size | 2228 | 889 | 9471.1273 | 7087.4039 | 2383.7234 | 7491.6098 | 7087.4039 | 404.2058 | 9471.1273 | 7087.4039 | 2383.7234 | 7491.6098 | 7087.4039 | 404.2058
| 3116688 |  | 311668 | 2014-10-13 | 48000 | 11 | 46000 | 14 | 5494 |  | 2015-01-20 | 1 | 250 | 2962.1299 | 1 |  |  | Downsize | 2324.8696 | 927.6522 | 15927.6522 | 12659.0924 | 3268.5597 | 13401.1404 | 12659.0924 | 742.048 | 15264 | 12659.0924 | 2604.9076 | 12842.7596 | 12659.0924 | 183.6671
| 2497774 |  | 249777 | 2014-12-11 | 57000 | 10 | 56000 | 16.5 | 9000 |  | 2015-01-20 | 1 | 425 | 6337.0545 | 1 |  |  | Downsize | 2267.7857 | 904.875 | 19624.8039 | 13658.2567 | 5966.5472 | 15523.1123 | 13658.2567 | 1864.8556 | 19280.5091 | 13658.2567 | 5622.2524 | 15250.777 | 13658.2567 | 1592.5203
| 3613015 |  | 361301 | 2014-12-14 | 30000 | 10 | 31400 | 15 | 4380 |  | 2015-01-20 | 1 | 175 | 2491.52 | 1 |  |  | Upsize | 2128.6624 | 849.3631 | 9695.194 | 7593.6471 | 2101.5469 | 7668.8453 | 7593.6471 | 75.1982 | 10147.6364 | 7593.6471 | 2553.9893 | 8026.7247 | 7593.6471 | 433.0777
| 8821763 |  | 121064 | 2014-10-20 | 48000 | 10 | 46000 | 14 | 3000 |  | 2015-01-20 | 1 | 250 | 4161.2571 | 1 |  |  | Downsize | 2324.8696 | 927.6522 | 16942.1407 | 12659.0924 | 4283.0483 | 13401.1404 | 12659.0924 | 742.048 | 16236.2182 | 12659.0924 | 3577.1257 | 12842.7596 | 12659.0924 | 183.6671
| 8844932 |  | 419545 | 2014-12-18 | 56500 | 12 | 57000 | 15 | 6021 |  | 2015-01-20 | 1 | 375 | 2496.1 | 1 |  |  | Upsize | 2208.4561 | 881.2018 | 16864.1086 | 14301.3686 | 2562.74 | 14984.393 | 14301.3686 | 683.0244 | 17013.3485 | 14301.3686 | 2711.9799 | 15116.9983 | 14301.3686 | 815.6296
| 8863976 |  | 562798 | 2014-07-21 | 36000 | 10 | 35800 | 14.5 | 5326 |  | 2015-01-21 | 1 | 175 | 3108.0828 | 1 |  |  | Downsize | 2240.4469 | 893.9665 | 12245.1925 | 9296.7627 | 2948.4298 | 9685.8801 | 9296.7627 | 389.1175 | 12177.1636 | 9296.7627 | 2880.401 | 9632.0697 | 9296.7627 | 335.307
| 1443480 |  | 144348 | 2014-10-29 | 42000 | 12 | 48500 | 16 | 10695 |  | 2015-01-21 | 1 | 325 | 1288.125 | 1 |  |  | Upsize | 1929.4021 | 769.8557 | 10952.12 | 10241.2059 | 710.9141 | 9731.3694 | 10241.2059 | -509.8365 | 12647.0909 | 10241.2059 | 2405.885 | 11237.4146 | 10241.2059 | 996.2088
| 8397085 |  | 569742 | 2014-09-05 | 48000 | 13 | 48000 | 13 | 6656 | 2015-01-21 |  | 1 | 0 | 0 | 0 | 1 |  | Same Size | 2228 | 889 | 0 | 0 | 0 | 0 | 0 | 0 | 0 | 0 | 0 | 0 | 0 | 0
| 7692601 |  | 530860 | 2014-12-03 | 30000 | 12 | 32200 | 16 | 4255 |  | 2015-01-22 | 1 | 200 | 1339.65 | 1 |  |  | Upsize | 2075.7764 | 828.2609 | 8416.4314 | 7315.1471 | 1101.2843 | 7478.315 | 7315.1471 | 163.1679 | 9033.6364 | 7315.1471 | 1718.4893 | 8026.7247 | 7315.1471 | 711.5777
| 8894240 |  | 8769478 | 2014-09-06 | 36000 | 10 | 36000 | 14 | 2400 |  | 2015-01-23 | 1 | 175 | 2826.5143 | 1 |  |  | Same Size | 2228 | 889 | 12177.1636 | 9494.3193 | 2682.8443 | 9632.0697 | 9494.3193 | 137.7504 | 12177.1636 | 9494.3193 | 2682.8443 | 9632.0697 | 9494.3193 | 137.7504
| 889220 |  | 88922 | 2014-12-03 | 24000 | 10 | 24000 | 15 | 5626 |  | 2015-01-23 | 1 | 150 | 2198.4 | 1 |  |  | Same Size | 2228 | 889 | 8118.1091 | 6074.9176 | 2043.1914 | 6421.3798 | 6074.9176 | 346.4621 | 8118.1091 | 6074.9176 | 2043.1914 | 6421.3798 | 6074.9176 | 346.4621
| 8865779 |  | 8767946 | 2014-11-26 | 60000 | 10 | 60000 | 16 | 4190 |  | 2015-01-23 | 1 | 425 | 6183 | 1 |  |  | Same Size | 2228 | 889 | 20295.2727 | 14630.2941 | 5664.9786 | 16053.4495 | 14630.2941 | 1423.1554 | 20295.2727 | 14630.2941 | 5664.9786 | 16053.4495 | 14630.2941 | 1423.1554
| 7085707 |  | 500628 | 2014-11-20 | 42000 | 10 | 42000 | 16 | 4550 |  | 2015-01-23 | 1 | 250 | 4328.1 | 1 |  |  | Same Size | 2228 | 889 | 14206.6909 | 10241.2059 | 3965.485 | 11237.4146 | 10241.2059 | 996.2088 | 14206.6909 | 10241.2059 | 3965.485 | 11237.4146 | 10241.2059 | 996.2088
| 1483312 |  | 148331 | 2014-11-19 | 48000 | 12 | 47500 | 15 | 5175 |  | 2015-01-23 | 1 | 300 | 2290 | 1 |  |  | Downsize | 2251.4526 | 898.3579 | 14605.9636 | 12149.8353 | 2456.1283 | 12977.9465 | 12149.8353 | 828.1112 | 14453.8182 | 12149.8353 | 2303.9829 | 12842.7596 | 12149.8353 | 692.9243
| 4955951 |  | 469732 | 2014-11-20 | 42000 | 13 | 41500 | 15 | 5100 |  | 2015-01-23 | 1 | 225 | 1275.3538 | 1 |  |  | Downsize | 2254.8434 | 899.7108 | 12192.3923 | 10631.1059 | 1561.2864 | 11372.8052 | 10631.1059 | 741.6993 | 12047.2448 | 10631.1059 | 1416.1389 | 11237.4146 | 10631.1059 | 606.3088
| 6064224 |  | 589161 | 2014-08-28 | 42000 | 10 | 41500 | 14.5 | 5821 |  | 2015-01-23 | 1 | 225 | 3676.6345 | 1 |  |  | Downsize | 2254.8434 | 899.7108 | 14377.8559 | 10846.2231 | 3531.6327 | 11372.8052 | 10846.2231 | 526.582 | 14206.6909 | 10846.2231 | 3360.4678 | 11237.4146 | 10846.2231 | 391.1915
| 1401512 |  | 140151 | 2014-12-01 | 36000 | 10 | 34800 | 15.2 | 5117 |  | 2015-01-23 | 1 | 225 | 3601.3263 | 1 |  |  | Downsize | 2304.8276 | 919.6552 | 12597.0658 | 9042.0186 | 3555.0473 | 9964.21 | 9042.0186 | 922.1914 | 12177.1636 | 9042.0186 | 3135.1451 | 9632.0697 | 9042.0186 | 590.0511
| 2570497 |  | 139181 | 2014-11-24 | 48000 | 10 | 48000 | 20 | 5200 |  | 2015-01-23 | 1 | 400 | 6595.2 | 1 |  |  | Same Size | 2228 | 889 | 16236.2182 | 10367.4353 | 5868.7829 | 12842.7596 | 10367.4353 | 2475.3243 | 16236.2182 | 10367.4353 | 5868.7829 | 12842.7596 | 10367.4353 | 2475.3243
| 8833781 |  | 533129 | 2014-05-01 | 36000 | 10 | 36000 | 14 | 4200 |  | 2015-01-23 | 1 | 175 | 2826.5143 | 1 |  |  | Same Size | 2228 | 889 | 12177.1636 | 9494.3193 | 2682.8443 | 9632.0697 | 9494.3193 | 137.7504 | 12177.1636 | 9494.3193 | 2682.8443 | 9632.0697 | 9494.3193 | 137.7504
| 8855722 |  | 165591 | 2014-12-17 | 48000 | 10 | 47500 | 15 | 6332 |  | 2015-01-23 | 1 | 300 | 4488.4 | 1 |  |  | Downsize | 2251.4526 | 898.3579 | 16407.1257 | 12149.8353 | 4257.2904 | 12977.9465 | 12149.8353 | 828.1112 | 16236.2182 | 12149.8353 | 4086.3829 | 12842.7596 | 12149.8353 | 692.9243
| 1032366 |  | 103236 | 2015-01-07 | 36000 | 12 | 36000 | 15 | 5090 |  | 2015-01-23 | 1 | 175 | 1648.8 | 1 |  |  | Same Size | 2228 | 889 | 10840.3636 | 9112.3765 | 1727.9872 | 9632.0697 | 9112.3765 | 519.6932 | 10840.3636 | 9112.3765 | 1727.9872 | 9632.0697 | 9112.3765 | 519.6932
| 8223018 |  | 122380 | 2014-07-02 | 36000 | 14 | 37600 | 15 | 6266 |  | 2015-01-23 | 1 | 225 | 177.9657 | 1 |  |  | Upsize | 2133.1915 | 851.1702 | 9464.8466 | 9112.3765 | 352.4702 | 9222.1944 | 9112.3765 | 109.8179 | 9885.5065 | 9112.3765 | 773.13 | 9632.0697 | 9112.3765 | 519.6932
| 8153520 |  | 81396 | 2014-06-16 | 42000 | 10 | 42000 | 15.5 | 6591 |  | 2015-01-23 | 1 | 250 | 4095.4065 | 1 |  |  | Same Size | 2228 | 889 | 14206.6909 | 10429.8672 | 3776.8237 | 11237.4146 | 10429.8672 | 807.5475 | 14206.6909 | 10429.8672 | 3776.8237 | 11237.4146 | 10429.8672 | 807.5475
| 1512052 |  | 151205 | 2015-01-06 | 36000 | 12 | 36000 | 15 | 5486 |  | 2015-01-28 | 1 | 175 | 1648.8 | 1 |  |  | Same Size | 2228 | 889 | 10840.3636 | 9112.3765 | 1727.9872 | 9632.0697 | 9112.3765 | 519.6932 | 10840.3636 | 9112.3765 | 1727.9872 | 9632.0697 | 9112.3765 | 519.6932
| 2482016 |  | 116613 | 2014-11-03 | 36000 | 10 | 35200 | 17 | 11540 |  | 2015-01-28 | 1 | 275 | 4202.8235 | 1 |  |  | Downsize | 2278.6364 | 909.2045 | 12453.9174 | 8483.2941 | 3970.6232 | 9850.9804 | 8483.2941 | 1367.6862 | 12177.1636 | 8483.2941 | 3693.8695 | 9632.0697 | 8483.2941 | 1148.7756
| 8518896 |  | 487074 | 2014-11-30 | 48000 | 10 | 48000 | 16 | 6285 |  | 2015-01-28 | 1 | 325 | 4946.4 | 1 |  |  | Same Size | 2228 | 889 | 16236.2182 | 11704.2353 | 4531.9829 | 12842.7596 | 11704.2353 | 1138.5243 | 16236.2182 | 11704.2353 | 4531.9829 | 12842.7596 | 11704.2353 | 1138.5243
| 3857117 |  | 373620 | 2014-12-22 | 48000 | 10 | 48000 | 16 | 7507 |  | 2015-01-28 | 1 | 325 | 4946.4 | 1 |  |  | Same Size | 2228 | 889 | 16236.2182 | 11704.2353 | 4531.9829 | 12842.7596 | 11704.2353 | 1138.5243 | 16236.2182 | 11704.2353 | 4531.9829 | 12842.7596 | 11704.2353 | 1138.5243
| 8847818 |  | 189705 | 2015-01-07 | 36000 | 9 | 42000 | 15 | 4490 |  | 2015-01-30 | 1 | 225 | 3297.6 | 1 |  |  | Upsize | 1909.7143 | 762 | 11201.4545 | 9112.3765 | 2089.0781 | 8256.0597 | 9112.3765 | -856.3167 | 13068.3636 | 9112.3765 | 3955.9872 | 9632.0697 | 9112.3765 | 519.6932
| 3238672 |  | 323867 | 2014-10-16 | 48000 | 10 | 48000 | 15 | 5800 |  | 2015-01-30 | 1 | 300 | 4396.8 | 1 |  |  | Same Size | 2228 | 889 | 16236.2182 | 12149.8353 | 4086.3829 | 12842.7596 | 12149.8353 | 692.9243 | 16236.2182 | 12149.8353 | 4086.3829 | 12842.7596 | 12149.8353 | 692.9243
| 1564970 |  | 156497 | 2014-11-06 | 48000 | 12 | 46500 | 15 | 6117 |  | 2015-01-30 | 1 | 300 | 2473.2 | 1 |  |  | Downsize | 2299.871 | 917.6774 | 14920.0704 | 12149.8353 | 2770.2351 | 13257.0421 | 12149.8353 | 1107.2069 | 14453.8182 | 12149.8353 | 2303.9829 | 12842.7596 | 12149.8353 | 692.9243
| 8880557 |  | 132881 | 2014-12-29 | 42000 | 13 | 42000 | 14 | 4380 |  | 2015-01-30 | 1 | 225 | 634.1538 | 1 |  |  | Same Size | 2228 | 889 | 12047.2448 | 11076.7059 | 970.5389 | 11237.4146 | 11076.7059 | 160.7088 | 12047.2448 | 11076.7059 | 970.5389 | 11237.4146 | 11076.7059 | 160.7088
| 4445904 |  | 290375 | 2014-11-25 | 60000 | 10 | 57000 | 15 | 5655 |  | 2015-01-30 | 1 | 375 | 6045.6 | 1 |  |  | Downsize | 2345.2632 | 935.7895 | 21363.445 | 15187.2941 | 6176.1509 | 16898.3679 | 15187.2941 | 1711.0738 | 20295.2727 | 15187.2941 | 5107.9786 | 16053.4495 | 15187.2941 | 866.1554
| 5550769 |  | 202026 | 2015-01-08 | 60000 | 10 | 55000 | 16 | 7564 |  | 2015-01-30 | 1 | 375 | 7041.75 | 1 |  |  | Downsize | 2430.5455 | 969.8182 | 22140.2975 | 14630.2941 | 7510.0034 | 17512.854 | 14630.2941 | 2882.5599 | 20295.2727 | 14630.2941 | 5664.9786 | 16053.4495 | 14630.2941 | 1423.1554
| 3526993 |  | 352699 | 2015-01-07 | 36000 | 10 | 34000 | 15 | 4748 |  | 2015-01-30 | 1 | 175 | 3664 | 1 |  |  | Downsize | 2359.0588 | 941.2941 | 12893.4674 | 9112.3765 | 3781.0909 | 10198.662 | 9112.3765 | 1086.2856 | 12177.1636 | 9112.3765 | 3064.7872 | 9632.0697 | 9112.3765 | 519.6932
| 8908369 |  | 8769679 | 2014-11-05 | 36000 | 10 | 36000 | 15 | 4715 |  | 2015-01-30 | 1 | 150 | 3297.6 | 1 |  |  | Same Size | 2228 | 889 | 12177.1636 | 9112.3765 | 3064.7872 | 9632.0697 | 9112.3765 | 519.6932 | 12177.1636 | 9112.3765 | 3064.7872 | 9632.0697 | 9112.3765 | 519.6932
| 3353562 |  | 335356 | 2014-08-24 | 42000 | 13 | 48000 | 15 | 7500 |  | 2015-01-30 | 1 | 300 | 84.5538 | 1 |  |  | Upsize | 1949.5 | 777.875 | 10541.3392 | 10631.1059 | -89.7667 | 9832.7378 | 10631.1059 | -798.3681 | 12047.2448 | 10631.1059 | 1416.1389 | 11237.4146 | 10631.1059 | 606.3088
| 8797321 |  | 272379 | 2014-10-02 | 30000 | 10 | 30000 | 15 | 4731 |  | 2015-01-30 | 1 | 175 | 2748 | 1 |  |  | Same Size | 2228 | 889 | 10147.6364 | 7593.6471 | 2553.9893 | 8026.7247 | 7593.6471 | 433.0777 | 10147.6364 | 7593.6471 | 2553.9893 | 8026.7247 | 7593.6471 | 433.0777
| 5758313 |  | 569905 | 2014-10-17 | 36000 | 12 | 34800 | 15 | 5350 |  | 2015-01-30 | 1 | 225 | 1868.64 | 1 |  |  | Downsize | 2304.8276 | 919.6552 | 11214.1693 | 9112.3765 | 2101.7928 | 9964.21 | 9112.3765 | 851.8335 | 10840.3636 | 9112.3765 | 1727.9872 | 9632.0697 | 9112.3765 | 519.6932
| 8903028 |  | 641628 | 2014-12-05 | 60000 | 10 | 57000 | 14 | 7559 |  | 2015-01-30 | 1 | 325 | 5299.7143 | 1 |  |  | Downsize | 2345.2632 | 935.7895 | 21363.445 | 15823.8655 | 5539.5794 | 16898.3679 | 15823.8655 | 1074.5023 | 20295.2727 | 15823.8655 | 4471.4072 | 16053.4495 | 15823.8655 | 229.5839
| 8812039 |  | 325219 | 2014-12-02 | 42000 | 13 | 48000 | 15 | 5192 |  | 2015-02-05 | 1 | 250 | 84.5538 | 1 |  |  | Upsize | 1949.5 | 777.875 | 10541.3392 | 10631.1059 | -89.7667 | 9832.7378 | 10631.1059 | -798.3681 | 12047.2448 | 10631.1059 | 1416.1389 | 11237.4146 | 10631.1059 | 606.3088
| 4463873 |  | 112478 | 2015-01-27 | 42000 | 14 | 41500 | 15 | 8749 |  | 2015-02-05 | 1 | 225 | 641.2 | 1 |  |  | Downsize | 2254.8434 | 899.7108 | 11672.0438 | 10631.1059 | 1040.9379 | 11372.8052 | 10631.1059 | 741.6993 | 11533.0909 | 10631.1059 | 901.985 | 11237.4146 | 10631.1059 | 606.3088
| 8845900 |  | 145693 | 2015-01-27 | 42000 | 11 | 42000 | 15.5 | 6277 |  | 2015-02-05 | 1 | 225 | 3046.1701 | 1 |  |  | Same Size | 2228 | 889 | 13356 | 10429.8672 | 2926.1328 | 11237.4146 | 10429.8672 | 807.5475 | 13356 | 10429.8672 | 2926.1328 | 11237.4146 | 10429.8672 | 807.5475
| 1638634 |  | 163863 | 2015-01-28 | 48000 | 10 | 47000 | 17.5 | 7484 |  | 2015-02-05 | 1 | 325 | 5810.0571 | 1 |  |  | Downsize | 2275.4043 | 907.9149 | 16581.6696 | 11131.321 | 5450.3486 | 13116.0098 | 11131.321 | 1984.6888 | 16236.2182 | 11131.321 | 5104.8972 | 12842.7596 | 11131.321 | 1711.4386
| 5343041 |  | 220252 | 2015-01-23 | 42000 | 13 | 42000 | 15 | 5100 |  | 2015-02-05 | 1 | 225 | 1183.7538 | 1 |  |  | Same Size | 2228 | 889 | 12047.2448 | 10631.1059 | 1416.1389 | 11237.4146 | 10631.1059 | 606.3088 | 12047.2448 | 10631.1059 | 1416.1389 | 11237.4146 | 10631.1059 | 606.3088
| 6221170 |  | 597912 | 2015-01-06 | 42000 | 10 | 42000 | 14 | 4600 |  | 2015-02-06 | 1 | 225 | 3297.6 | 1 |  |  | Same Size | 2228 | 889 | 14206.6909 | 11076.7059 | 3129.985 | 11237.4146 | 11076.7059 | 160.7088 | 14206.6909 | 11076.7059 | 3129.985 | 11237.4146 | 11076.7059 | 160.7088
| 6104376 |  | 89343 | 2014-10-05 | 48000 | 13 | 48000 | 16 | 4000 |  | 2015-02-16 | 1 | 325 | 1902.4615 | 1 |  |  | Same Size | 2228 | 889 | 13768.2797 | 11704.2353 | 2064.0444 | 12842.7596 | 11704.2353 | 1138.5243 | 13768.2797 | 11704.2353 | 2064.0444 | 12842.7596 | 11704.2353 | 1138.5243
| 2030377 |  | 203037 | 2015-01-13 | 48000 | 12 | 48000 | 15 | 6860 |  | 2015-02-16 | 1 | 250 | 2198.4 | 1 |  |  | Same Size | 2228 | 889 | 14453.8182 | 12149.8353 | 2303.9829 | 12842.7596 | 12149.8353 | 692.9243 | 14453.8182 | 12149.8353 | 2303.9829 | 12842.7596 | 12149.8353 | 692.9243
| 1491281 |  | 149128 | 2015-01-22 | 48000 | 10 | 47500 | 15 | 5597 |  | 2015-02-16 | 1 | 250 | 4488.4 | 1 |  |  | Downsize | 2251.4526 | 898.3579 | 16407.1257 | 12149.8353 | 4257.2904 | 12977.9465 | 12149.8353 | 828.1112 | 16236.2182 | 12149.8353 | 4086.3829 | 12842.7596 | 12149.8353 | 692.9243
| 1478809 |  | 147880 | 2014-12-15 | 36000 | 10 | 34800 | 15 | 4745 |  | 2015-02-16 | 1 | 225 | 3517.44 | 1 |  |  | Downsize | 2304.8276 | 919.6552 | 12597.0658 | 9112.3765 | 3484.6894 | 9964.21 | 9112.3765 | 851.8335 | 12177.1636 | 9112.3765 | 3064.7872 | 9632.0697 | 9112.3765 | 519.6932
| 7805583 |  | 680170 | 2014-08-06 | 60000 | 10 | 56500 | 14.5 | 7499 |  | 2015-02-16 | 1 | 325 | 5780.2759 | 1 |  |  | Downsize | 2366.0177 | 944.0708 | 21552.502 | 15494.6045 | 6057.8975 | 17047.9109 | 15494.6045 | 1553.3065 | 20295.2727 | 15494.6045 | 4800.6683 | 16053.4495 | 15494.6045 | 558.845
| 7871627 |  | 90162 | 2014-11-29 | 36000 | 10 | 35400 | 15 | 5550 |  | 2015-02-16 | 1 | 225 | 3407.52 | 1 |  |  | Downsize | 2265.7627 | 904.0678 | 12383.5562 | 9112.3765 | 3271.1798 | 9795.3251 | 9112.3765 | 682.9486 | 12177.1636 | 9112.3765 | 3064.7872 | 9632.0697 | 9112.3765 | 519.6932
| 1912898 |  | 191289 | 2014-12-09 | 36000 | 8 | 36400 | 17 | 5500 |  | 2015-02-16 | 1 | 275 | 6482.0471 | 1 |  |  | Upsize | 2203.5165 | 879.2308 | 14026.5135 | 8483.2941 | 5543.2194 | 9526.2228 | 8483.2941 | 1042.9286 | 14182.3636 | 8483.2941 | 5699.0695 | 9632.0697 | 8483.2941 | 1148.7756
| 8852534 |  | 437206 | 2015-01-22 | 30000 | 11 | 34800 | 15 | 5175 |  | 2015-02-16 | 1 | 175 | 1119.1855 | 1 |  |  | Upsize | 1920.6897 | 766.3793 | 8224.1379 | 7593.6471 | 630.4909 | 6919.5903 | 7593.6471 | -674.0568 | 9540 | 7593.6471 | 1946.3529 | 8026.7247 | 7593.6471 | 433.0777
| 1357813 |  | 135781 | 2014-09-04 | 42000 | 11 | 42000 | 14 | 4800 |  | 2015-02-16 | 1 | 225 | 2248.3636 | 1 |  |  | Same Size | 2228 | 889 | 13356 | 11076.7059 | 2279.2941 | 11237.4146 | 11076.7059 | 160.7088 | 13356 | 11076.7059 | 2279.2941 | 11237.4146 | 11076.7059 | 160.7088
| 3228327 |  | 322832 | 2015-01-16 | 48000 | 10 | 48000 | 15 | 5200 |  | 2015-02-17 | 1 | 250 | 4396.8 | 1 |  |  | Same Size | 2228 | 889 | 16236.2182 | 12149.8353 | 4086.3829 | 12842.7596 | 12149.8353 | 692.9243 | 16236.2182 | 12149.8353 | 4086.3829 | 12842.7596 | 12149.8353 | 692.9243
| 3605177 |  | 360517 | 2015-01-06 | 42000 | 12 | 48000 | 16 | 7869 |  | 2015-02-19 | 1 | 300 | 1374 | 1 |  |  | Upsize | 1949.5 | 777.875 | 11066.2045 | 10241.2059 | 824.9987 | 9832.7378 | 10241.2059 | -408.4681 | 12647.0909 | 10241.2059 | 2405.885 | 11237.4146 | 10241.2059 | 996.2088
| 8811323 |  | 328211 | 2015-01-02 | 30000 | 10 | 36000 | 17 | 7402 |  | 2015-02-26 | 1 | 250 | 2424.7059 | 1 |  |  | Upsize | 1856.6667 | 740.8333 | 8456.3636 | 7069.4118 | 1386.9519 | 6688.9373 | 7069.4118 | -380.4745 | 10147.6364 | 7069.4118 | 3078.2246 | 8026.7247 | 7069.4118 | 957.313
| 6076582 |  | 573264 | 2015-01-26 | 32000 | 10 | 38000 | 15.75 | 6150 |  | 2015-02-26 | 1 | 175 | 2163.5048 | 1 |  |  | Upsize | 1876.2105 | 748.6316 | 9115.0699 | 7873.5537 | 1241.5162 | 7209.9703 | 7873.5537 | -663.5834 | 10824.1455 | 7873.5537 | 2950.5918 | 8561.8397 | 7873.5537 | 688.286
| 8835654 |  | 110980 | 2015-12-08 | 60000 | 10 | 52000 | 15 | 4900 |  | 2015-02-26 | 1 | 300 | 6961.6 | 1 |  |  | Downsize | 2570.7692 | 1025.7692 | 23417.6224 | 15187.2941 | 8230.3283 | 18523.2109 | 15187.2941 | 3335.9168 | 20295.2727 | 15187.2941 | 5107.9786 | 16053.4495 | 15187.2941 | 866.1554
| 8890884 |  | 402299 | 2015-01-07 | 36000 | 10 | 35400 | 15 | 6450 |  | 2015-02-26 | 1 | 175 | 3407.52 | 1 |  |  | Downsize | 2265.7627 | 904.0678 | 12383.5562 | 9112.3765 | 3271.1798 | 9795.3251 | 9112.3765 | 682.9486 | 12177.1636 | 9112.3765 | 3064.7872 | 9632.0697 | 9112.3765 | 519.6932
| 4597365 |  | 110392 | 2015-01-23 | 48000 | 10 | 46000 | 15 | 4830 |  | 2015-02-26 | 1 | 250 | 4763.2 | 1 |  |  | Downsize | 2324.8696 | 927.6522 | 16942.1407 | 12149.8353 | 4792.3054 | 13401.1404 | 12149.8353 | 1251.3051 | 16236.2182 | 12149.8353 | 4086.3829 | 12842.7596 | 12149.8353 | 692.9243
| 5251624 |  | 156798 | 2014-12-23 | 42000 | 10 | 42000 | 15 | 8300 |  | 2015-02-26 | 1 | 400 | 3847.2 | 1 |  |  | Same Size | 2228 | 889 | 14206.6909 | 10631.1059 | 3575.585 | 11237.4146 | 10631.1059 | 606.3088 | 14206.6909 | 10631.1059 | 3575.585 | 11237.4146 | 10631.1059 | 606.3088
| 8910403 |  | 149567 | 2014-12-22 | 41000 | 8 | 41000 | 14 | 5109 |  | 2015-02-26 | 1 | 225 | 6035.7857 | 1 |  |  | Same Size | 2228 | 889 | 16152.1364 | 10812.9748 | 5339.1616 | 10969.8571 | 10812.9748 | 156.8824 | 16152.1364 | 10812.9748 | 5339.1616 | 10969.8571 | 10812.9748 | 156.8824
| 3635620 |  | 363562 | 2015-01-05 | 60000 | 10 | 62000 | 16.5 | 10379 |  | 2015-03-02 | 1 | 375 | 6162.1818 | 1 |  |  | Upsize | 2156.129 | 860.3226 | 19640.5865 | 14377.1123 | 5263.4742 | 15535.5963 | 14377.1123 | 1158.484 | 20295.2727 | 14377.1123 | 5918.1604 | 16053.4495 | 14377.1123 | 1676.3372
| 5608096 |  | 515708 | 2015-02-03 | 60000 | 10 | 57000 | 15 | 5397 |  | 2015-03-02 | 1 | 325 | 6045.6 | 1 |  |  | Downsize | 2345.2632 | 935.7895 | 21363.445 | 15187.2941 | 6176.1509 | 16898.3679 | 15187.2941 | 1711.0738 | 20295.2727 | 15187.2941 | 5107.9786 | 16053.4495 | 15187.2941 | 866.1554
| 970996 |  | 97099 | 2015-02-12 | 48000 | 14 | 48000 | 16 | 11699 |  | 2015-03-02 | 1 | 300 | 1177.7143 | 1 |  |  | Same Size | 2228 | 889 | 13180.6753 | 11704.2353 | 1476.44 | 12842.7596 | 11704.2353 | 1138.5243 | 13180.6753 | 11704.2353 | 1476.44 | 12842.7596 | 11704.2353 | 1138.5243
| 4275152 |  | 125655 | 2014-10-16 | 48000 | 10 | 46500 | 17.5 | 15850 |  | 2015-03-02 | 1 | 350 | 5888.5714 | 1 |  |  | Downsize | 2299.871 | 917.6774 | 16759.9672 | 11131.321 | 5628.6461 | 13257.0421 | 11131.321 | 2125.7211 | 16236.2182 | 11131.321 | 5104.8972 | 12842.7596 | 11131.321 | 1711.4386
| 6672513 |  | 211823 | 2014-10-21 | 42000 | 10 | 42000 | 15.5 | 5280 |  | 2015-03-02 | 1 | 250 | 4095.4065 | 1 |  |  | Same Size | 2228 | 889 | 14206.6909 | 10429.8672 | 3776.8237 | 11237.4146 | 10429.8672 | 807.5475 | 14206.6909 | 10429.8672 | 3776.8237 | 11237.4146 | 10429.8672 | 807.5475
| 5476148 |  | 397832 | 2015-01-20 | 48000 | 10 | 47000 | 19.25 | 6900 |  | 2015-03-06 | 1 | 400 | 6480.9974 | 1 |  |  | Downsize | 2275.4043 | 907.9149 | 16581.6696 | 10575.7678 | 6005.9019 | 13116.0098 | 10575.7678 | 2540.242 | 16236.2182 | 10575.7678 | 5660.4504 | 12842.7596 | 10575.7678 | 2266.9918
| 4091120 |  | 409112 | 2015-01-29 | 47500 | 8 | 48000 | 20 | 10490 |  | 2015-03-06 | 1 | 400 | 9721.05 | 1 |  |  | Upsize | 2204.7917 | 879.7396 | 18517.9155 | 10259.4412 | 8258.4743 | 12576.5956 | 10259.4412 | 2317.1544 | 18712.8409 | 10259.4412 | 8453.3997 | 12708.9808 | 10259.4412 | 2449.5397
| 8747321 |  | 617746 | 2015-01-24 | 42000 | 10 | 42000 | 15 | 5132 |  | 2015-03-09 | 1 | 225 | 3847.2 | 1 |  |  | Same Size | 2228 | 889 | 14206.6909 | 10631.1059 | 3575.585 | 11237.4146 | 10631.1059 | 606.3088 | 14206.6909 | 10631.1059 | 3575.585 | 11237.4146 | 10631.1059 | 606.3088
| 5817887 |  | 576025 | 2014-05-20 | 36000 | 10 | 35200 | 16 | 7236 |  | 2015-03-09 | 1 | 250 | 3847.2 | 1 |  |  | Downsize | 2278.6364 | 909.2045 | 12453.9174 | 8778.1765 | 3675.7409 | 9850.9804 | 8778.1765 | 1072.8039 | 12177.1636 | 8778.1765 | 3398.9872 | 9632.0697 | 8778.1765 | 853.8932
| 8844938 |  | 157461 | 2015-01-27 | 36000 | 13 | 42500 | 15.5 | 5700 |  | 2015-03-09 | 1 | 225 | 75.0074 | 1 |  |  | Upsize | 1887.2471 | 753.0353 | 8746.9071 | 8939.8861 | -192.979 | 8158.9296 | 8939.8861 | -780.9565 | 10326.2098 | 8939.8861 | 1386.3236 | 9632.0697 | 8939.8861 | 692.1835
| 4911269 |  | 480772 | 2014-10-14 | 60000 | 10 | 55500 | 15.7 | ? |  | 2015-03-09 | 1 | 375 | 6773.7325 | 1 |  |  | Downsize | 2408.6486 | 961.0811 | 21940.8354 | 14789.9438 | 7150.8916 | 17355.0805 | 14789.9438 | 2565.1367 | 20295.2727 | 14789.9438 | 5505.3289 | 16053.4495 | 14789.9438 | 1263.5057
| 7814189 |  | 647377 | 2015-01-19 | 24000 | 12 | 24000 | 15.2 | 3973 |  | 2015-03-09 | 1 | 125 | 1157.0526 | 1 |  |  | Same Size | 2228 | 889 | 7226.9091 | 6028.0124 | 1198.8967 | 6421.3798 | 6028.0124 | 393.3674 | 7226.9091 | 6028.0124 | 1198.8967 | 6421.3798 | 6028.0124 | 393.3674
| 8199275 |  | 481399 | 2014-10-16 | 60000 | 10 | 57000 | 16 | 8778 |  | 2015-03-09 | 1 | 425 | 6698.25 | 1 |  |  | Downsize | 2345.2632 | 935.7895 | 21363.445 | 14630.2941 | 6733.1509 | 16898.3679 | 14630.2941 | 2268.0738 | 20295.2727 | 14630.2941 | 5664.9786 | 16053.4495 | 14630.2941 | 1423.1554
| 4839163 |  | 230610 | 2015-02-03 | 36000 | 10 | 34800 | 15 | 4400 |  | 2015-03-09 | 1 | 175 | 3517.44 | 1 |  |  | Downsize | 2304.8276 | 919.6552 | 12597.0658 | 9112.3765 | 3484.6894 | 9964.21 | 9112.3765 | 851.8335 | 12177.1636 | 9112.3765 | 3064.7872 | 9632.0697 | 9112.3765 | 519.6932
| 8862749 |  | 315640 | 2014-04-05 | 42000 | 10 | 42000 | 15.5 | 5997 |  | 2015-03-09 | 1 | 250 | 4095.4065 | 1 |  |  | Same Size | 2228 | 889 | 14206.6909 | 10429.8672 | 3776.8237 | 11237.4146 | 10429.8672 | 807.5475 | 14206.6909 | 10429.8672 | 3776.8237 | 11237.4146 | 10429.8672 | 807.5475
| 1020759 |  | 102075 | 2014-12-02 | 60000 | 12 | 57000 | 14.5 | 5900 |  | 2015-03-09 | 1 | 325 | 2937.5172 | 1 |  |  | Downsize | 2345.2632 | 935.7895 | 19018.1818 | 15494.6045 | 3523.5774 | 16898.3679 | 15494.6045 | 1403.7634 | 18067.2727 | 15494.6045 | 2572.6683 | 16053.4495 | 15494.6045 | 558.845
| 2255958 |  | 197466 | 2014-12-22 | 48000 | 10 | 47500 | 15 | 4800 |  | 2015-03-09 | 1 | 300 | 4488.4 | 1 |  |  | Downsize | 2251.4526 | 898.3579 | 16407.1257 | 12149.8353 | 4257.2904 | 12977.9465 | 12149.8353 | 828.1112 | 16236.2182 | 12149.8353 | 4086.3829 | 12842.7596 | 12149.8353 | 692.9243
| 1460864 |  | 146086 | 2015-01-26 | 42000 | 13 | 43500 | 15.5 | 5225 |  | 2015-03-09 | 1 | 225 | 1166.0248 | 1 |  |  | Upsize | 2151.1724 | 858.3448 | 11631.8225 | 10429.8672 | 1201.9553 | 10849.9176 | 10429.8672 | 420.0504 | 12047.2448 | 10429.8672 | 1617.3776 | 11237.4146 | 10429.8672 | 807.5475
| 3625027 |  | 358251 | 2015-02-11 | 48000 | 12 | 48000 | 15 | 7050 |  | 2015-03-09 | 1 | 250 | 2198.4 | 1 |  |  | Same Size | 2228 | 889 | 14453.8182 | 12149.8353 | 2303.9829 | 12842.7596 | 12149.8353 | 692.9243 | 14453.8182 | 12149.8353 | 2303.9829 | 12842.7596 | 12149.8353 | 692.9243
| 2350460 |  | 232565 | 2015-01-20 | 36000 | 10 | 34800 | 15.2 | 5750 |  | 2015-03-09 | 1 | 175 | 3601.3263 | 1 |  |  | Downsize | 2304.8276 | 919.6552 | 12597.0658 | 9042.0186 | 3555.0473 | 9964.21 | 9042.0186 | 922.1914 | 12177.1636 | 9042.0186 | 3135.1451 | 9632.0697 | 9042.0186 | 590.0511
| 2837110 |  | 231227 | 2014-09-09 | 36000 | 10 | 45500 | 14 | 5175 |  | 2015-03-09 | 1 | 250 | 961.8 | 1 |  |  | Upsize | 1762.8132 | 703.3846 | 9634.6789 | 9494.3193 | 140.3596 | 7620.9782 | 9494.3193 | -1873.3411 | 12177.1636 | 9494.3193 | 2682.8443 | 9632.0697 | 9494.3193 | 137.7504
| 954933 |  | 95493 | 2015-01-20 | 42000 | 8 | 43500 | 15.5 | 6290 |  | 2015-03-09 | 1 | 225 | 6714.871 | 1 |  |  | Upsize | 2151.1724 | 858.3448 | 15975.5361 | 10429.8672 | 5545.6689 | 10849.9176 | 10429.8672 | 420.0504 | 16546.0909 | 10429.8672 | 6116.2237 | 11237.4146 | 10429.8672 | 807.5475
| 4009049 |  | 220053 | 2015-02-10 | 48000 | 10 | 47000 | 16 | 6440 |  | 2015-03-09 | 1 | 300 | 5118.15 | 1 |  |  | Downsize | 2275.4043 | 907.9149 | 16581.6696 | 11704.2353 | 4877.4343 | 13116.0098 | 11704.2353 | 1411.7745 | 16236.2182 | 11704.2353 | 4531.9829 | 12842.7596 | 11704.2353 | 1138.5243
| 1469444 |  | 146944 | 2015-01-02 | 36000 | 10 | 34200 | 15 | 5254 |  | 2015-03-09 | 1 | 175 | 3627.36 | 1 |  |  | Downsize | 2345.2632 | 935.7895 | 12818.067 | 9112.3765 | 3705.6905 | 10139.0207 | 9112.3765 | 1026.6443 | 12177.1636 | 9112.3765 | 3064.7872 | 9632.0697 | 9112.3765 | 519.6932
| 1912542 |  | 191254 | 2014-12-05 | 36000 | 8 | 34800 | 15 | 5410 |  | 2015-03-09 | 1 | 225 | 5990.64 | 1 |  |  | Downsize | 2304.8276 | 919.6552 | 14671.4107 | 9112.3765 | 5559.0342 | 9964.21 | 9112.3765 | 851.8335 | 14182.3636 | 9112.3765 | 5069.9872 | 9632.0697 | 9112.3765 | 519.6932
| 8819955 |  | 352928 | 2015-01-20 | 42000 | 10 | 41500 | 15 | 4265 |  | 2015-03-09 | 1 | 225 | 3938.8 | 1 |  |  | Downsize | 2254.8434 | 899.7108 | 14377.8559 | 10631.1059 | 3746.75 | 11372.8052 | 10631.1059 | 741.6993 | 14206.6909 | 10631.1059 | 3575.585 | 11237.4146 | 10631.1059 | 606.3088
| 2924777 |  | 138325 | 2015-01-29 | 34000 | 12 | 34400 | 21.5 | 13032 |  | 2015-03-10 | 1 | 300 | 3389.2 | 1 |  |  | Upsize | 2202.093 | 878.6628 | 10119.0733 | 7079.3488 | 3039.7245 | 8991.1762 | 7079.3488 | 1911.8273 | 10238.1212 | 7079.3488 | 3158.7724 | 9096.9547 | 7079.3488 | 2017.6059
| 8810220 |  | 566780 | 2015-01-06 | 48000 | 10 | 43500 | 15 | 7038 |  | 2015-03-12 | 1 | 250 | 5221.2 | 1 |  |  | Downsize | 2458.4828 | 980.9655 | 17915.827 | 12149.8353 | 5765.9917 | 14171.3209 | 12149.8353 | 2021.4856 | 16236.2182 | 12149.8353 | 4086.3829 | 12842.7596 | 12149.8353 | 692.9243
| 1537331 |  | 153733 | 2014-09-05 | 60000 | 12 | 60000 | 14 | 7800 |  | 2015-03-17 | 1 | 325 | 1962.8571 | 1 |  |  | Same Size | 2228 | 889 | 18067.2727 | 15823.8655 | 2243.4072 | 16053.4495 | 15823.8655 | 229.5839 | 18067.2727 | 15823.8655 | 2243.4072 | 16053.4495 | 15823.8655 | 229.5839
| 8807702 |  | 674262 | 2015-02-20 | 48000 | 12 | 57000 | 15 | 5550 |  | 2015-03-17 | 1 | 325 | 549.6 | 1 |  |  | Upsize | 1876.2105 | 748.6316 | 12171.6364 | 12149.8353 | 21.8011 | 10814.9554 | 12149.8353 | -1334.8799 | 14453.8182 | 12149.8353 | 2303.9829 | 12842.7596 | 12149.8353 | 692.9243
| 8645699 |  | 546359 | 2015-02-16 | 36000 | 10 | 34800 | 15 | 5326 |  | 2015-03-17 | 1 | 175 | 3517.44 | 1 |  |  | Downsize | 2304.8276 | 919.6552 | 12597.0658 | 9112.3765 | 3484.6894 | 9964.21 | 9112.3765 | 851.8335 | 12177.1636 | 9112.3765 | 3064.7872 | 9632.0697 | 9112.3765 | 519.6932
| 8907653 |  | 384736 | 2014-11-14 | 48000 | 10 | 45500 | 16 | 5885 |  | 2015-03-17 | 1 | 325 | 5375.775 | 1 |  |  | Downsize | 2350.4176 | 937.8462 | 17128.3181 | 11704.2353 | 5424.0828 | 13548.4057 | 11704.2353 | 1844.1704 | 16236.2182 | 11704.2353 | 4531.9829 | 12842.7596 | 11704.2353 | 1138.5243
| 7146152 |  | 693802 | 2014-12-10 | 48000 | 13 | 57000 | 15 | 6200 |  | 2015-03-17 | 1 | 375 | -295.9385 | 1 |  |  | Upsize | 1876.2105 | 748.6316 | 11594.3408 | 12149.8353 | -555.4945 | 10814.9554 | 12149.8353 | -1334.8799 | 13768.2797 | 12149.8353 | 1618.4444 | 12842.7596 | 12149.8353 | 692.9243
| 4586913 |  | 27553 | 2015-02-13 | 48000 | 12 | 47000 | 19.25 | 10925 |  | 2015-03-17 | 1 | 400 | 4282.5974 | 1 |  |  | Downsize | 2275.4043 | 907.9149 | 14761.3462 | 10575.7678 | 4185.5785 | 13116.0098 | 10575.7678 | 2540.242 | 14453.8182 | 10575.7678 | 3878.0504 | 12842.7596 | 10575.7678 | 2266.9918
| 7351414 |  | 732444 | 2015-02-20 | 36000 | 12 | 42000 | 15.5 | 5585 |  | 2015-03-17 | 1 | 225 | 797.8065 | 1 |  |  | Upsize | 1909.7143 | 762 | 9291.7403 | 8939.8861 | 351.8541 | 8256.0597 | 8939.8861 | -683.8264 | 10840.3636 | 8939.8861 | 1900.4775 | 9632.0697 | 8939.8861 | 692.1835
| 2543460 |  | 254346 | 2015-02-19 | 48000 | 10 | 48000 | 15.5 | 5200 |  | 2015-03-17 | 1 | 250 | 4680.4645 | 1 |  |  | Same Size | 2228 | 889 | 16236.2182 | 11919.8482 | 4316.37 | 12842.7596 | 11919.8482 | 922.9114 | 16236.2182 | 11919.8482 | 4316.37 | 12842.7596 | 11919.8482 | 922.9114
| 7549694 |  | 450191 | 2015-02-18 | 60000 | 10 | 57500 | 15 | 6500 |  | 2015-03-17 | 1 | 325 | 5954 | 1 |  |  | Downsize | 2324.8696 | 927.6522 | 21177.6759 | 15187.2941 | 5990.3818 | 16751.4255 | 15187.2941 | 1564.1314 | 20295.2727 | 15187.2941 | 5107.9786 | 16053.4495 | 15187.2941 | 866.1554
| 7902638 |  | 190340 | 2014-12-30 | 48000 | 10 | 47500 | 15 | 4500 |  | 2015-03-18 | 1 | 300 | 4488.4 | 1 |  |  | Downsize | 2251.4526 | 898.3579 | 16407.1257 | 12149.8353 | 4257.2904 | 12977.9465 | 12149.8353 | 828.1112 | 16236.2182 | 12149.8353 | 4086.3829 | 12842.7596 | 12149.8353 | 692.9243
| 8888215 |  | 90382 | 2015-01-07 | 36000 | 10 | 35000 | 16 | 8437 |  | 2015-03-18 | 1 | 225 | 3881.55 | 1 |  |  | Downsize | 2291.6571 | 914.4 | 12525.0826 | 8778.1765 | 3746.9061 | 9907.2717 | 8778.1765 | 1129.0952 | 12177.1636 | 8778.1765 | 3398.9872 | 9632.0697 | 8778.1765 | 853.8932
| 6196653 |  | 259686 | 2015-01-09 | 30000 | 10 | 31000 | 15 | 4900 |  | 2015-03-20 | 1 | 150 | 2564.8 | 1 |  |  | Upsize | 2156.129 | 860.3226 | 9820.2933 | 7593.6471 | 2226.6462 | 7767.7981 | 7593.6471 | 174.1511 | 10147.6364 | 7593.6471 | 2553.9893 | 8026.7247 | 7593.6471 | 433.0777
| 1625110 |  | 162511 | 2015-02-26 | 48000 | 8 | 46500 | 15 | 3950 |  | 2015-03-25 | 1 | 250 | 7969.2 | 1 |  |  | Downsize | 2299.871 | 917.6774 | 19519.8123 | 12149.8353 | 7369.977 | 13257.0421 | 12149.8353 | 1107.2069 | 18909.8182 | 12149.8353 | 6759.9829 | 12842.7596 | 12149.8353 | 692.9243
| 6813192 |  | 152017 | 2014-11-26 | 41000 | 10 | 41500 | 14.5 | 5704 |  | 2015-03-30 | 1 | 225 | 3401.8345 | 1 |  |  | Upsize | 2201.1566 | 878.2892 | 13701.3468 | 10587.9797 | 3113.3671 | 10837.6902 | 10587.9797 | 249.7105 | 13868.4364 | 10587.9797 | 3280.4566 | 10969.8571 | 10587.9797 | 381.8774
| 1487669 |  | 148766 | 2015-03-09 | 48000 | 10 | 48000 | 15 | 5386 |  | 2015-03-30 | 1 | 250 | 4396.8 | 1 |  |  | Same Size | 2228 | 889 | 16236.2182 | 12149.8353 | 4086.3829 | 12842.7596 | 12149.8353 | 692.9243 | 16236.2182 | 12149.8353 | 4086.3829 | 12842.7596 | 12149.8353 | 692.9243
| 3096641 |  | 155313 | 2015-01-23 | 48000 | 10 | 46500 | 15 | 6700 |  | 2015-03-30 | 1 | 250 | 4671.6 | 1 |  |  | Downsize | 2299.871 | 917.6774 | 16759.9672 | 12149.8353 | 4610.1319 | 13257.0421 | 12149.8353 | 1107.2069 | 16236.2182 | 12149.8353 | 4086.3829 | 12842.7596 | 12149.8353 | 692.9243
| 6119333 |  | 602491 | 2015-03-12 | 36000 | 10 | 34600 | 15 | 5525 |  | 2015-03-30 | 1 | 175 | 3554.08 | 1 |  |  | Downsize | 2318.1503 | 924.9711 | 12669.8812 | 9112.3765 | 3557.5048 | 10021.8066 | 9112.3765 | 909.4301 | 12177.1636 | 9112.3765 | 3064.7872 | 9632.0697 | 9112.3765 | 519.6932
| 8833095 |  | 269022 | 2015-02-19 | 48000 | 8 | 49000 | 15 | 6569 |  | 2015-03-30 | 1 | 250 | 7511.2 | 1 |  |  | Upsize | 2182.5306 | 870.8571 | 18523.9035 | 12149.8353 | 6374.0682 | 12580.6624 | 12149.8353 | 430.8272 | 18909.8182 | 12149.8353 | 6759.9829 | 12842.7596 | 12149.8353 | 692.9243
| 3855582 |  | 200350 | 2015-02-18 | 48000 | 11.3 | 56500 | 16 | 13449 |  | 2015-03-30 | 1 | 375 | 1969.0454 | 1 |  |  | Upsize | 1892.8142 | 755.2566 | 12748.3659 | 11704.2353 | 1044.1306 | 10910.663 | 11704.2353 | -793.5723 | 15005.889 | 11704.2353 | 3301.6537 | 12842.7596 | 11704.2353 | 1138.5243
| 7388077 |  | 493204 | 2015-01-24 | 60000 | 7 | 60000 | 16 | 7105 |  | 2015-03-30 | 1 | 375 | 13249.2857 | 1 |  |  | Same Size | 2228 | 889 | 26024.4156 | 14630.2941 | 11394.1215 | 16053.4495 | 14630.2941 | 1423.1554 | 26024.4156 | 14630.2941 | 11394.1215 | 16053.4495 | 14630.2941 | 1423.1554
| 4585758 |  | 458575 | 2014-09-29 | 48000 | 10 | 47000 | 19.25 | 8255 |  | 2015-03-30 | 1 | 400 | 6480.9974 | 1 |  |  | Downsize | 2275.4043 | 907.9149 | 16581.6696 | 10575.7678 | 6005.9019 | 13116.0098 | 10575.7678 | 2540.242 | 16236.2182 | 10575.7678 | 5660.4504 | 12842.7596 | 10575.7678 | 2266.9918
| 3233145 |  | 323314 | 2015-03-12 | 36000 | 10 | 33800 | 15 | 5310 |  | 2015-03-30 | 1 | 175 | 3700.64 | 1 |  |  | Downsize | 2373.0178 | 946.8639 | 12969.7601 | 9112.3765 | 3857.3836 | 10259.0091 | 9112.3765 | 1146.6327 | 12177.1636 | 9112.3765 | 3064.7872 | 9632.0697 | 9112.3765 | 519.6932
| 947960 |  | 94796 | 2015-03-10 | 24000 | 8 | 24000 | 16 | 6344 |  | 2015-03-30 | 1 | 150 | 4122 | 1 |  |  | Same Size | 2228 | 889 | 9454.9091 | 5852.1176 | 3602.7914 | 6421.3798 | 5852.1176 | 569.2621 | 9454.9091 | 5852.1176 | 3602.7914 | 6421.3798 | 5852.1176 | 569.2621
| 8909974 |  | 101665 | 2015-02-26 | 48000 | 10 | 36000 | 16 | 6629 |  | 2015-03-30 | 1 | 225 | 7007.4 | 1 |  |  | Downsize | 2970.6667 | 1185.3333 | 21648.2909 | 11704.2353 | 9944.0556 | 17123.6794 | 11704.2353 | 5419.4441 | 16236.2182 | 11704.2353 | 4531.9829 | 12842.7596 | 11704.2353 | 1138.5243
| 6635288 |  | 663528 | 2015-03-06 | 38000 | 10 | 42000 | 15.5 | 6857 |  | 2015-03-30 | 1 | 225 | 2996.2065 | 1 |  |  | Upsize | 2015.8095 | 804.3333 | 11629.5134 | 9436.5465 | 2192.9669 | 9198.8814 | 9436.5465 | -237.6651 | 12853.6727 | 9436.5465 | 3417.1262 | 10167.1847 | 9436.5465 | 730.6382
| 3309002 |  | 330900 | 2015-03-14 | 30000 | 10 | 28800 | 15.2 | 3500 |  | 2015-03-30 | 1 | 150 | 3037.2632 | 1 |  |  | Downsize | 2320.8333 | 926.0417 | 10570.4545 | 7535.0155 | 3035.4391 | 8361.1716 | 7535.0155 | 826.1561 | 10147.6364 | 7535.0155 | 2612.6209 | 8026.7247 | 7535.0155 | 491.7093
| 1749878 |  | 174987 | 2015-02-03 | 42000 | 10 | 47000 | 17.5 | 10000 |  | 2015-03-30 | 1 | 325 | 4161.2571 | 1 |  |  | Upsize | 1990.9787 | 794.4255 | 12695.3408 | 9739.9059 | 2955.4349 | 10041.945 | 9739.9059 | 302.0391 | 14206.6909 | 9739.9059 | 4466.785 | 11237.4146 | 9739.9059 | 1497.5088
| 3753076 |  | 290969 | 2015-03-16 | 24000 | 10 | 35800 | 16.5 | 5800 |  | 2015-03-30 | 1 | 225 | 632.8727 | 1 |  |  | Upsize | 1493.6313 | 595.9777 | 5442.3078 | 5750.8449 | -308.5371 | 4304.8356 | 5750.8449 | -1446.0093 | 8118.1091 | 5750.8449 | 2367.2642 | 6421.3798 | 5750.8449 | 670.5349
| 5113295 |  | 270049 | 2015-03-11 | 42000 | 8 | 41500 | 15 | 5229 |  | 2015-03-30 | 1 | 225 | 6824.2 | 1 |  |  | Downsize | 2254.8434 | 899.7108 | 16745.4414 | 10631.1059 | 6114.3355 | 11372.8052 | 10631.1059 | 741.6993 | 16546.0909 | 10631.1059 | 5914.985 | 11237.4146 | 10631.1059 | 606.3088
| 2193233 |  | 219323 | 2015-03-06 | 42000 | 10 | 41500 | 15 | 4999 |  | 2015-03-31 | 1 | 225 | 3938.8 | 1 |  |  | Downsize | 2254.8434 | 899.7108 | 14377.8559 | 10631.1059 | 3746.75 | 11372.8052 | 10631.1059 | 741.6993 | 14206.6909 | 10631.1059 | 3575.585 | 11237.4146 | 10631.1059 | 606.3088
| 5575741 |  | 537573 | 2015-03-16 | 42000 | 10 | 47000 | 17 | 6190 |  | 2015-03-31 | 1 | 325 | 3944.1882 | 1 |  |  | Upsize | 1990.9787 | 794.4255 | 12695.3408 | 9897.1765 | 2798.1643 | 10041.945 | 9897.1765 | 144.7685 | 14206.6909 | 9897.1765 | 4309.5144 | 11237.4146 | 9897.1765 | 1340.2382
| 1508043 |  | 150804 | 2015-01-16 | 30000 | 10 | 28200 | 15 | 5390 |  | 2015-04-02 | 2 | 300 | 3077.76 | 1 |  |  | Downsize | 2370.2128 | 945.7447 | 10795.3578 | 7593.6471 | 3201.7108 | 8539.0689 | 7593.6471 | 945.4218 | 10147.6364 | 7593.6471 | 2553.9893 | 8026.7247 | 7593.6471 | 433.0777
| 5181193 |  | 509844 | 2015-01-13 | 50000 | 12 | 56500 | 15 | 7611 |  | 2015-04-02 | 2 | 325 | 1099.2 | 1 |  |  | Upsize | 1971.6814 | 786.7257 | 13323.9474 | 12656.0784 | 667.869 | 11838.827 | 12656.0784 | -817.2514 | 15056.0606 | 12656.0784 | 2399.9822 | 13377.8746 | 12656.0784 | 721.7961
| 2484707 |  | 137747 | 2015-03-05 | 34000 | 10 | 34200 | 15 | 5124 |  | 2015-04-13 | 2 | 175 | 3077.76 | 1 |  |  | Upsize | 2214.9708 | 883.8012 | 11433.3993 | 8606.1333 | 2827.2659 | 9043.7561 | 8606.1333 | 437.6228 | 11500.6545 | 8606.1333 | 2894.5212 | 9096.9547 | 8606.1333 | 490.8214
| 2031060 |  | 203106 | 2015-02-26 | 36000 | 14 | 55000 | 16 | 7473 |  | 2015-04-15 | 2 | 375 | -2379.9643 | 1 |  |  | Upsize | 1458.3273 | 581.8909 | 6470.5133 | 8778.1765 | -2307.6631 | 6304.6274 | 8778.1765 | -2473.549 | 9885.5065 | 8778.1765 | 1107.33 | 9632.0697 | 8778.1765 | 853.8932
| 4588273 |  | 428734 | 2015-03-24 | 48000 | 12 | 49500 | 15 | 6033 |  | 2015-04-15 | 2 | 250 | 1923.6 | 1 |  |  | Upsize | 2160.4848 | 862.0606 | 14015.8237 | 12149.8353 | 1865.9884 | 12453.585 | 12149.8353 | 303.7498 | 14453.8182 | 12149.8353 | 2303.9829 | 12842.7596 | 12149.8353 | 692.9243
| 8800432 |  | 595974 | 2015-03-24 | 36000 | 12 | 34800 | 15.2 | 6500 |  | 2015-04-15 | 2 | 175 | 1952.5263 | 1 |  |  | Downsize | 2304.8276 | 919.6552 | 11214.1693 | 9042.0186 | 2172.1507 | 9964.21 | 9042.0186 | 922.1914 | 10840.3636 | 9042.0186 | 1798.3451 | 9632.0697 | 9042.0186 | 590.0511
| 8875004 |  | 557456 | 2015-03-23 | 36000 | 10 | 42000 | 16 | 5386 |  | 2015-04-15 | 2 | 250 | 2679.3 | 1 |  |  | Upsize | 1909.7143 | 762 | 10437.5688 | 8778.1765 | 1659.3924 | 8256.0597 | 8778.1765 | -522.1167 | 12177.1636 | 8778.1765 | 3398.9872 | 9632.0697 | 8778.1765 | 853.8932
| 8836838 |  | 173111 | 2014-10-15 | 60000 | 12 | 42500 | 15 | 3883 |  | 2015-04-15 | 2 | 250 | 5954 | 1 |  |  | Downsize | 3145.4118 | 1255.0588 | 25506.738 | 15187.2941 | 10319.4439 | 22663.6934 | 15187.2941 | 7476.3993 | 18067.2727 | 15187.2941 | 2879.9786 | 16053.4495 | 15187.2941 | 866.1554
| 7707888 |  | 195913 | 2015-02-27 | 36000 | 10 | 35000 | 16 | 9342 |  | 2015-04-15 | 2 | 225 | 3881.55 | 1 |  |  | Downsize | 2291.6571 | 914.4 | 12525.0826 | 8778.1765 | 3746.9061 | 9907.2717 | 8778.1765 | 1129.0952 | 12177.1636 | 8778.1765 | 3398.9872 | 9632.0697 | 8778.1765 | 853.8932
| 909549 |  | 90954 | 2014-12-30 | 9600 | 8 | 46000 | 15 | 7779 |  | 2015-04-15 | 2 | 300 | -5129.6 | 1 |  |  | Upsize | 464.9739 | 185.5304 | 789.2794 | 2429.9671 | -1640.6877 | 536.0456 | 2429.9671 | -1893.9214 | 3781.9636 | 2429.9671 | 1351.9966 | 2568.5519 | 2429.9671 | 138.5849
| 3447729 |  | 344772 | 1914-09-30 | 36000 | 10 | 34200 | 15 | 5387 |  | 2015-04-15 | 2 | 175 | 3627.36 | 1 |  |  | Downsize | 2345.2632 | 935.7895 | 12818.067 | 9112.3765 | 3705.6905 | 10139.0207 | 9112.3765 | 1026.6443 | 12177.1636 | 9112.3765 | 3064.7872 | 9632.0697 | 9112.3765 | 519.6932
| 1343847 |  | 134384 | 2015-02-25 | 48000 | 10 | 53000 | 18 | 13324 |  | 2015-04-15 | 2 | 350 | 5099.0667 | 1 |  |  | Upsize | 2017.8113 | 805.1321 | 14704.4995 | 10961.5686 | 3742.9309 | 11631.1785 | 10961.5686 | 669.6099 | 16236.2182 | 10961.5686 | 5274.6496 | 12842.7596 | 10961.5686 | 1881.191
| 4684726 |  | 118219 | 2015-03-12 | 42000 | 8 | 40000 | 15 | 5500 |  | 2015-04-15 | 2 | 225 | 7099 | 1 |  |  | Downsize | 2339.4 | 933.45 | 17373.3955 | 10631.1059 | 6742.2896 | 11799.2854 | 10631.1059 | 1168.1795 | 16546.0909 | 10631.1059 | 5914.985 | 11237.4146 | 10631.1059 | 606.3088
| 7747181 |  | 187043 | 2015-03-23 | 24000 | 10 | 24000 | 15.2 | 4733 |  | 2015-04-16 | 2 | 125 | 2256.2526 | 1 |  |  | Same Size | 2228 | 889 | 8118.1091 | 6028.0124 | 2090.0967 | 6421.3798 | 6028.0124 | 393.3674 | 8118.1091 | 6028.0124 | 2090.0967 | 6421.3798 | 6028.0124 | 393.3674
| 8917126 |  | 327673 | 2015-02-06 | 30000 | 8 | 28000 | 15 | 4261 |  | 2015-04-16 | 2 | 150 | 5175.4 | 1 |  |  | Downsize | 2387.1429 | 952.5 | 12662.8247 | 7593.6471 | 5069.1776 | 8600.0622 | 7593.6471 | 1006.4152 | 11818.6364 | 7593.6471 | 4224.9893 | 8026.7247 | 7593.6471 | 433.0777
| 4280079 |  | 219347 | 2015-03-02 | 48000 | 10 | 47500 | 15 | 5275 |  | 2015-04-16 | 2 | 250 | 4488.4 | 1 |  |  | Downsize | 2251.4526 | 898.3579 | 16407.1257 | 12149.8353 | 4257.2904 | 12977.9465 | 12149.8353 | 828.1112 | 16236.2182 | 12149.8353 | 4086.3829 | 12842.7596 | 12149.8353 | 692.9243
| 1408756 |  | 140875 | 2015-03-03 | 24000 | 10 | 24000 | 15 | 5470 |  | 2015-04-20 | 2 | 125 | 2198.4 | 1 |  |  | Same Size | 2228 | 889 | 8118.1091 | 6074.9176 | 2043.1914 | 6421.3798 | 6074.9176 | 346.4621 | 8118.1091 | 6074.9176 | 2043.1914 | 6421.3798 | 6074.9176 | 346.4621
| 1868207 |  | 186820 | 2015-03-10 | 48000 | 10 | 48000 | 20.5 | 17770 |  | 2015-04-20 | 2 | 400 | 6756.0585 | 1 |  |  | Same Size | 2228 | 889 | 16236.2182 | 10237.0158 | 5999.2024 | 12842.7596 | 10237.0158 | 2605.7438 | 16236.2182 | 10237.0158 | 5999.2024 | 12842.7596 | 10237.0158 | 2605.7438
| 976118 |  | 97811 | 2015-01-20 | 48000 | 10 | 48000 | 16 | 8395 |  | 2015-04-20 | 2 | 300 | 4946.4 | 1 |  |  | Same Size | 2228 | 889 | 16236.2182 | 11704.2353 | 4531.9829 | 12842.7596 | 11704.2353 | 1138.5243 | 16236.2182 | 11704.2353 | 4531.9829 | 12842.7596 | 11704.2353 | 1138.5243
| 4560561 |  | 456056 | 2015-03-23 | 36000 | 10 | 41500 | 15 | 6432 |  | 2015-04-21 | 2 | 225 | 2290 | 1 |  |  | Upsize | 1932.7229 | 771.1807 | 10563.3227 | 9112.3765 | 1450.9462 | 8355.5303 | 9112.3765 | -756.8461 | 12177.1636 | 9112.3765 | 3064.7872 | 9632.0697 | 9112.3765 | 519.6932
| 4560561 |  | 456056 | 2015-03-23 | 24000 | 10 | 24000 | 15 | 2757 |  | 2015-04-21 | 2 | 125 | 2198.4 | 1 |  |  | Same Size | 2228 | 889 | 8118.1091 | 6074.9176 | 2043.1914 | 6421.3798 | 6074.9176 | 346.4621 | 8118.1091 | 6074.9176 | 2043.1914 | 6421.3798 | 6074.9176 | 346.4621
| 1815232 |  | 181523 | 2015-03-20 | 30000 | 9 | 30000 | 15 | 4800 |  | 2015-04-21 | 2 | 150 | 3664 | 1 |  |  | Same Size | 2228 | 889 | 10890.303 | 7593.6471 | 3296.656 | 8026.7247 | 7593.6471 | 433.0777 | 10890.303 | 7593.6471 | 3296.656 | 8026.7247 | 7593.6471 | 433.0777
| 5002936 |  | 144406 | 2015-03-21 | 48000 | 9 | 47500 | 15 | 6373 |  | 2015-04-21 | 2 | 250 | 5954 | 1 |  |  | Downsize | 2251.4526 | 898.3579 | 17607.9005 | 12149.8353 | 5458.0652 | 12977.9465 | 12149.8353 | 828.1112 | 17424.4848 | 12149.8353 | 5274.6496 | 12842.7596 | 12149.8353 | 692.9243
| 861799 |  | 86179 | 2015-03-25 | 42000 | 12 | 47500 | 18 | 7670 |  | 2015-04-21 | 2 | 350 | 2366.3333 | 1 |  |  | Upsize | 1970.0211 | 786.0632 | 11182.6909 | 9591.3725 | 1591.3184 | 9936.2403 | 9591.3725 | 344.8678 | 12647.0909 | 9591.3725 | 3055.7184 | 11237.4146 | 9591.3725 | 1646.0421
| 2818532 |  | 155938 | 2015-04-02 | 24000 | 10 | 24000 | 15.2 | 4545 |  | 2015-04-21 | 2 | 125 | 2256.2526 | 1 |  |  | Same Size | 2228 | 889 | 8118.1091 | 6028.0124 | 2090.0967 | 6421.3798 | 6028.0124 | 393.3674 | 8118.1091 | 6028.0124 | 2090.0967 | 6421.3798 | 6028.0124 | 393.3674
| 1677590 |  | 167759 | 2015-03-31 | 36000 | 12 | 34200 | 16 | 6080 |  | 2015-04-21 | 2 | 225 | 2370.15 | 1 |  |  | Downsize | 2345.2632 | 935.7895 | 11410.9091 | 8778.1765 | 2632.7326 | 10139.0207 | 8778.1765 | 1360.8443 | 10840.3636 | 8778.1765 | 2062.1872 | 9632.0697 | 8778.1765 | 853.8932
| 8827306 |  | 584116 | 2015-03-09 | 36000 | 12 | 34800 | 15 | 4850 |  | 2015-04-21 | 2 | 175 | 1868.64 | 1 |  |  | Downsize | 2304.8276 | 919.6552 | 11214.1693 | 9112.3765 | 2101.7928 | 9964.21 | 9112.3765 | 851.8335 | 10840.3636 | 9112.3765 | 1727.9872 | 9632.0697 | 9112.3765 | 519.6932
| 6339527 |  | 409659 | 2015-01-20 | 36000 | 10 | 46500 | 15 | 3500 |  | 2015-04-21 | 2 | 250 | 1374 | 1 |  |  | Upsize | 1724.9032 | 688.2581 | 9427.4815 | 9112.3765 | 315.1051 | 7457.0862 | 9112.3765 | -1655.2903 | 12177.1636 | 9112.3765 | 3064.7872 | 9632.0697 | 9112.3765 | 519.6932
| 5365515 |  | 530390 | 2015-04-10 | 36000 | 10 | 34200 | 15 | 3600 |  | 2015-04-21 | 2 | 175 | 3627.36 | 1 |  |  | Downsize | 2345.2632 | 935.7895 | 12818.067 | 9112.3765 | 3705.6905 | 10139.0207 | 9112.3765 | 1026.6443 | 12177.1636 | 9112.3765 | 3064.7872 | 9632.0697 | 9112.3765 | 519.6932
| 7699333 |  | 252533 | 2015-03-27 | 36000 | 10 | 34800 | 15 | 4477 |  | 2015-04-21 | 2 | 175 | 3517.44 | 1 |  |  | Downsize | 2304.8276 | 919.6552 | 12597.0658 | 9112.3765 | 3484.6894 | 9964.21 | 9112.3765 | 851.8335 | 12177.1636 | 9112.3765 | 3064.7872 | 9632.0697 | 9112.3765 | 519.6932
| 1458876 |  | 145887 | 2015-04-02 | 36000 | 10 | 37400 | 15 | 6950 |  | 2015-04-21 | 2 | 175 | 3041.12 | 1 |  |  | Upsize | 2144.5989 | 855.7219 | 11721.334 | 9112.3765 | 2608.9575 | 9271.5109 | 9112.3765 | 159.1345 | 12177.1636 | 9112.3765 | 3064.7872 | 9632.0697 | 9112.3765 | 519.6932
| 8878663 |  | 580167 | 2015-04-08 | 30000 | 10 | 35800 | 15 | 4488 |  | 2015-04-21 | 2 | 175 | 1685.44 | 1 |  |  | Upsize | 1867.0391 | 744.9721 | 8503.6059 | 7593.6471 | 909.9588 | 6726.3056 | 7593.6471 | -867.3414 | 10147.6364 | 7593.6471 | 2553.9893 | 8026.7247 | 7593.6471 | 433.0777
| 1557719 |  | 155771 | 2015-03-18 | 36000 | 10 | 34800 | 15 | 4717 |  | 2015-04-21 | 2 | 175 | 3517.44 | 1 |  |  | Downsize | 2304.8276 | 919.6552 | 12597.0658 | 9112.3765 | 3484.6894 | 9964.21 | 9112.3765 | 851.8335 | 12177.1636 | 9112.3765 | 3064.7872 | 9632.0697 | 9112.3765 | 519.6932
| 6059992 |  | 597897 | 2015-04-01 | 30000 | 10 | 36400 | 16.5 | 8431 |  | 2015-04-21 | 2 | 225 | 2181.7455 | 1 |  |  | Upsize | 1836.2637 | 732.6923 | 8363.4366 | 7188.5561 | 1174.8804 | 6615.4325 | 7188.5561 | -573.1237 | 10147.6364 | 7188.5561 | 2959.0802 | 8026.7247 | 7188.5561 | 838.1686
| 4252987 |  | 83669 | 2015-03-28 | 46500 | 10 | 46500 | 18 | 12279 |  | 2015-04-21 | 2 | 350 | 5679.2 | 1 |  |  | Same Size | 2228 | 889 | 15728.8364 | 10619.0196 | 5109.8168 | 12441.4233 | 10619.0196 | 1822.4037 | 15728.8364 | 10619.0196 | 5109.8168 | 12441.4233 | 10619.0196 | 1822.4037
| 6647705 |  | 483679 | 2015-04-02 | 36000 | 10 | 35800 | 15 | 4303 |  | 2015-04-21 | 2 | 175 | 3334.24 | 1 |  |  | Downsize | 2240.4469 | 893.9665 | 12245.1925 | 9112.3765 | 3132.816 | 9685.8801 | 9112.3765 | 573.5037 | 12177.1636 | 9112.3765 | 3064.7872 | 9632.0697 | 9112.3765 | 519.6932
| 1372580 |  | 137258 | 2015-03-12 | 48000 | 10 | 48800 | 18.63 | 5968 |  | 2015-04-21 | 2 | 350 | 5992.2035 | 1 |  |  | Upsize | 2191.4754 | 874.4262 | 15970.0507 | 10760.654 | 5209.3967 | 12632.2225 | 10760.654 | 1871.5686 | 16236.2182 | 10760.654 | 5475.5642 | 12842.7596 | 10760.654 | 2082.1056
| 3138518 |  | 151219 | 2015-03-24 | 48000 | 10 | 48000 | 16 | 6000 |  | 2015-04-23 | 2 | 300 | 4946.4 | 1 |  |  | Same Size | 2228 | 889 | 16236.2182 | 11704.2353 | 4531.9829 | 12842.7596 | 11704.2353 | 1138.5243 | 16236.2182 | 11704.2353 | 4531.9829 | 12842.7596 | 11704.2353 | 1138.5243
| 8854718 |  | 496868 | 2015-02-17 | 60000 | 10 | 57500 | 19 | 20298 |  | 2015-04-24 | 2 | 500 | 8171.6842 | 1 |  |  | Downsize | 2324.8696 | 927.6522 | 21177.6759 | 13311.0836 | 7866.5923 | 16751.4255 | 13311.0836 | 3440.342 | 20295.2727 | 13311.0836 | 6984.1891 | 16053.4495 | 13311.0836 | 2742.3659
| 6482905 |  | 230548 | 2014-06-03 | 36000 | 13 | 37400 | 18 | 6839 |  | 2015-04-24 | 2 | 300 | 1900.1128 | 1 |  |  | Upsize | 2144.5989 | 855.7219 | 9939.6672 | 8221.1765 | 1718.4907 | 9271.5109 | 8221.1765 | 1050.3345 | 10326.2098 | 8221.1765 | 2105.0333 | 9632.0697 | 8221.1765 | 1410.8932
| 2532349 |  | 192251 | 2015-02-12 | 17000 | 8 | 22000 | 17.5 | 1800 |  | 2015-04-27 | 2 | 175 | 2384.8714 | 1 |  |  | Upsize | 1721.6364 | 686.9545 | 5175.1302 | 3942.3429 | 1232.7873 | 3514.7325 | 3942.3429 | -427.6104 | 6697.2273 | 3942.3429 | 2754.8844 | 4548.4774 | 3942.3429 | 606.1345
| 4281705 |  | 4281705 | 2015-03-13 | 60000 | 10 | 57000 | 16 | 8535 |  | 2015-04-29 | 2 | 375 | 6698.25 | 1 |  |  | Downsize | 2345.2632 | 935.7895 | 21363.445 | 14630.2941 | 6733.1509 | 16898.3679 | 14630.2941 | 2268.0738 | 20295.2727 | 14630.2941 | 5664.9786 | 16053.4495 | 14630.2941 | 1423.1554
| 7466634 |  | 573707 | 2015-03-05 | 48000 | 12 | 47000 | 16 | 6632 |  | 2015-04-29 | 2 | 300 | 2919.75 | 1 |  |  | Downsize | 2275.4043 | 907.9149 | 14761.3462 | 11704.2353 | 3057.1109 | 13116.0098 | 11704.2353 | 1411.7745 | 14453.8182 | 11704.2353 | 2749.5829 | 12842.7596 | 11704.2353 | 1138.5243
| 2585941 |  | 258594 | 2015-03-13 | 48000 | 14.5 | 47500 | 16 | 6800 |  | 2015-04-30 | 2 | 300 | 938.7026 | 1 |  |  | Downsize | 2251.4526 | 898.3579 | 13053.2377 | 11704.2353 | 1349.0024 | 12977.9465 | 11704.2353 | 1273.7112 | 12917.2665 | 11704.2353 | 1213.0312 | 12842.7596 | 11704.2353 | 1138.5243
| 3791704 |  | 139435 | 2015-03-20 | 42000 | 10 | 59000 | 15 | 7560 |  | 2015-04-30 | 2 | 325 | 732.8 | 1 |  |  | Upsize | 1586.0339 | 632.8475 | 10113.2376 | 10631.1059 | -517.8683 | 7999.5155 | 10631.1059 | -2631.5904 | 14206.6909 | 10631.1059 | 3575.585 | 11237.4146 | 10631.1059 | 606.3088
| 896035 |  | 89603 | 2015-04-02 | 26000 | 10 | 25200 | 16.2 | 5038 |  | 2015-04-30 | 2 | 150 | 2870.1333 | 1 |  |  | Downsize | 2298.7302 | 917.2222 | 9073.8124 | 6295.0966 | 2778.7158 | 7177.3359 | 6295.0966 | 882.2393 | 8794.6182 | 6295.0966 | 2499.5216 | 6956.4948 | 6295.0966 | 661.3982
| 7433725 |  | 497623 | 2015-04-21 | 24000 | 10 | 24000 | 17 | 6160 |  | 2015-04-30 | 2 | 175 | 2715.6706 | 1 |  |  | Same Size | 2228 | 889 | 8118.1091 | 5655.5294 | 2462.5797 | 6421.3798 | 5655.5294 | 765.8504 | 8118.1091 | 5655.5294 | 2462.5797 | 6421.3798 | 5655.5294 | 765.8504
| 4600789 |  | 417577 | 2015-04-14 | 42000 | 10 | 41500 | 15 | 5265 |  | 2015-04-30 | 2 | 225 | 3938.8 | 1 |  |  | Downsize | 2254.8434 | 899.7108 | 14377.8559 | 10631.1059 | 3746.75 | 11372.8052 | 10631.1059 | 741.6993 | 14206.6909 | 10631.1059 | 3575.585 | 11237.4146 | 10631.1059 | 606.3088
| 1160936 |  | 116093 | 2015-02-17 | 36000 | 10 | 33800 | 15 | 6487 |  | 2015-04-30 | 2 | 175 | 3700.64 | 1 |  |  | Downsize | 2373.0178 | 946.8639 | 12969.7601 | 9112.3765 | 3857.3836 | 10259.0091 | 9112.3765 | 1146.6327 | 12177.1636 | 9112.3765 | 3064.7872 | 9632.0697 | 9112.3765 | 519.6932
| 2652360 |  | 265236 | 2015-04-09 | 30000 | 10 | 34800 | 15 | 5073 |  | 2015-04-30 | 2 | 175 | 1868.64 | 1 |  |  | Upsize | 1920.6897 | 766.3793 | 8747.9624 | 7593.6471 | 1154.3153 | 6919.5903 | 7593.6471 | -674.0568 | 10147.6364 | 7593.6471 | 2553.9893 | 8026.7247 | 7593.6471 | 433.0777
| 3990025 |  | 394645 | 2015-03-26 | 48000 | 13 | 46500 | 18 | 10122 |  | 2015-04-30 | 2 | 350 | 3047.4615 | 1 |  |  | Downsize | 2299.871 | 917.6774 | 14212.4178 | 10961.5686 | 3250.8491 | 13257.0421 | 10961.5686 | 2295.4735 | 13768.2797 | 10961.5686 | 2806.7111 | 12842.7596 | 10961.5686 | 1881.191
| 5148838 |  | 348665 | 2015-04-02 | 48000 | 12 | 46000 | 18 | 10939 |  | 2015-04-30 | 2 | 350 | 3969.3333 | 1 |  |  | Downsize | 2324.8696 | 927.6522 | 15082.2451 | 10961.5686 | 4120.6764 | 13401.1404 | 10961.5686 | 2439.5718 | 14453.8182 | 10961.5686 | 3492.2496 | 12842.7596 | 10961.5686 | 1881.191
| 8823327 |  | 497087 | 2015-03-19 | 48000 | 10 | 47500 | 15 | 7100 |  | 2015-04-30 | 2 | 250 | 4488.4 | 1 |  |  | Downsize | 2251.4526 | 898.3579 | 16407.1257 | 12149.8353 | 4257.2904 | 12977.9465 | 12149.8353 | 828.1112 | 16236.2182 | 12149.8353 | 4086.3829 | 12842.7596 | 12149.8353 | 692.9243
| 2380400 |  | 133308 | 2015-03-20 | 48000 | 10 | 48000 | 20.5 | 10487 |  | 2015-04-30 | 2 | 400 | 6756.0585 | 1 |  |  | Same Size | 2228 | 889 | 16236.2182 | 10237.0158 | 5999.2024 | 12842.7596 | 10237.0158 | 2605.7438 | 16236.2182 | 10237.0158 | 5999.2024 | 12842.7596 | 10237.0158 | 2605.7438
| 7490873 |  | 158310 | 2015-03-31 | 36000 | 8 | 47000 | 15 | 6672 |  | 2015-04-30 | 2 | 250 | 3755.6 | 1 |  |  | Upsize | 1706.5532 | 680.9362 | 10863.087 | 9112.3765 | 1750.7106 | 7377.7555 | 9112.3765 | -1734.621 | 14182.3636 | 9112.3765 | 5069.9872 | 9632.0697 | 9112.3765 | 519.6932
| 3337144 |  | 333714 | 2015-04-01 | 36000 | 12 | 34200 | 15 | 5850 |  | 2015-04-30 | 2 | 175 | 1978.56 | 1 |  |  | Downsize | 2345.2632 | 935.7895 | 11410.9091 | 9112.3765 | 2298.5326 | 10139.0207 | 9112.3765 | 1026.6443 | 10840.3636 | 9112.3765 | 1727.9872 | 9632.0697 | 9112.3765 | 519.6932
| 8837540 |  | 341441 | 2015-01-12 | 42000 | 8 | 39500 | 15 | 4875 |  | 2015-04-30 | 2 | 225 | 7190.6 | 1 |  |  | Downsize | 2369.0127 | 945.2658 | 17593.3119 | 10631.1059 | 6962.206 | 11948.6434 | 10631.1059 | 1317.5375 | 16546.0909 | 10631.1059 | 5914.985 | 11237.4146 | 10631.1059 | 606.3088
| 2178101 |  | 217213 | 2015-04-01 | 48000 | 10 | 47500 | 15 | 5448 |  | 2015-04-30 | 2 | 250 | 4488.4 | 1 |  |  | Downsize | 2251.4526 | 898.3579 | 16407.1257 | 12149.8353 | 4257.2904 | 12977.9465 | 12149.8353 | 828.1112 | 16236.2182 | 12149.8353 | 4086.3829 | 12842.7596 | 12149.8353 | 692.9243
| 2162600 |  | 216260 | 2015-04-23 | 36000 | 8 | 36000 | 16 | 5900 |  | 2015-04-23 | 2 | 225 | 6183 | 1 |  |  | Same Size | 2228 | 889 | 14182.3636 | 8778.1765 | 5404.1872 | 9632.0697 | 8778.1765 | 853.8932 | 14182.3636 | 8778.1765 | 5404.1872 | 9632.0697 | 8778.1765 | 853.8932
| 1991256 |  | 199125 | 2015-03-21 | 35800 | 11 | 35800 | 15 | 4280 |  | 2015-04-30 | 2 | 175 | 2384.9309 | 1 |  |  | Same Size | 2228 | 889 | 11384.4 | 9061.7522 | 2322.6478 | 9578.5582 | 9061.7522 | 516.806 | 11384.4 | 9061.7522 | 2322.6478 | 9578.5582 | 9061.7522 | 516.806
| 8909484 |  | 137580 | 2015-03-05 | 42000 | 10 | 42000 | 15 | 4445 |  | 2015-05-04 | 2 | 225 | 3847.2 | 1 |  |  | Same Size | 2228 | 889 | 14206.6909 | 10631.1059 | 3575.585 | 11237.4146 | 10631.1059 | 606.3088 | 14206.6909 | 10631.1059 | 3575.585 | 11237.4146 | 10631.1059 | 606.3088
| 8339335 |  | 116199 | 2015-04-21 | 36000 | 8 | 35800 | 15 | 5397 |  | 2015-05-04 | 2 | 175 | 5807.44 | 1 |  |  | Downsize | 2240.4469 | 893.9665 | 14261.5947 | 9112.3765 | 5149.2182 | 9685.8801 | 9112.3765 | 573.5037 | 14182.3636 | 9112.3765 | 5069.9872 | 9632.0697 | 9112.3765 | 519.6932
| 1732353 |  | 173235 | 2015-04-01 | 48000 | 8 | 47000 | 19.25 | 9454 |  | 2015-05-04 | 2 | 400 | 9778.5974 | 1 |  |  | Downsize | 2275.4043 | 907.9149 | 19312.1547 | 10575.7678 | 8736.387 | 13116.0098 | 10575.7678 | 2540.242 | 18909.8182 | 10575.7678 | 8334.0504 | 12842.7596 | 10575.7678 | 2266.9918
| 3380474 |  | 338047 | 2015-04-15 | 36000 | 10 | 34600 | 15 | 4000 |  | 2015-05-04 | 2 | 175 | 3554.08 | 1 |  |  | Downsize | 2318.1503 | 924.9711 | 12669.8812 | 9112.3765 | 3557.5048 | 10021.8066 | 9112.3765 | 909.4301 | 12177.1636 | 9112.3765 | 3064.7872 | 9632.0697 | 9112.3765 | 519.6932
| 4976395 |  | 491138 | 2015-03-30 | 60000 | 12 | 57500 | 15 | 7919 |  | 2015-05-05 | 2 | 325 | 3206 | 1 |  |  | Downsize | 2324.8696 | 927.6522 | 18852.8063 | 15187.2941 | 3665.5122 | 16751.4255 | 15187.2941 | 1564.1314 | 18067.2727 | 15187.2941 | 2879.9786 | 16053.4495 | 15187.2941 | 866.1554
| 5864830 |  | 428198 | 2015-02-23 | 36000 | 10 | 40000 | 15 | 5502 |  | 2015-05-05 | 2 | 225 | 2564.8 | 1 |  |  | Upsize | 2005.2 | 800.1 | 10959.4473 | 9112.3765 | 1847.0708 | 8668.8627 | 9112.3765 | -443.5138 | 12177.1636 | 9112.3765 | 3064.7872 | 9632.0697 | 9112.3765 | 519.6932
| 1349752 |  | 134975 | 2015-04-29 | 36000 | 10 | 36400 | 16.5 | 7500 |  | 2015-05-05 | 2 | 225 | 3830.5455 | 1 |  |  | Upsize | 2203.5165 | 879.2308 | 12043.3487 | 8626.2674 | 3417.0813 | 9526.2228 | 8626.2674 | 899.9554 | 12177.1636 | 8626.2674 | 3550.8963 | 9632.0697 | 8626.2674 | 1005.8023
| 2542801 |  | 254280 | 2015-03-06 | 42000 | 13 | 39500 | 15 | 6900 |  | 2015-05-05 | 2 | 225 | 1641.7538 | 1 |  |  | Downsize | 2369.0127 | 945.2658 | 12809.7286 | 10631.1059 | 2178.6227 | 11948.6434 | 10631.1059 | 1317.5375 | 12047.2448 | 10631.1059 | 1416.1389 | 11237.4146 | 10631.1059 | 606.3088
| 912295 |  | 91229 | 2014-12-22 | 24000 | 10 | 24000 | 15.25 | 4340 |  | 2015-05-06 | 2 | 275 | 2270.4787 | 1 |  |  | Same Size | 2228 | 889 | 8118.1091 | 6016.4783 | 2101.6308 | 6421.3798 | 6016.4783 | 404.9015 | 8118.1091 | 6016.4783 | 2101.6308 | 6421.3798 | 6016.4783 | 404.9015
| 4787446 |  | 478744 | 2015-04-20 | 36000 | 8 | 47500 | 16 | 8512 |  | 2015-05-06 | 2 | 300 | 4207.875 | 1 |  |  | Upsize | 1688.5895 | 673.7684 | 10748.7388 | 8778.1765 | 1970.5623 | 7300.0949 | 8778.1765 | -1478.0816 | 14182.3636 | 8778.1765 | 5404.1872 | 9632.0697 | 8778.1765 | 853.8932
| 8905569 |  | 370882 | 2015-04-20 | 42000 | 10 | 41000 | 15 | 6459 |  | 2015-05-06 | 2 | 225 | 4030.4 | 1 |  |  | Downsize | 2282.3415 | 910.6829 | 14553.1956 | 10631.1059 | 3922.0897 | 11511.4979 | 10631.1059 | 880.392 | 14206.6909 | 10631.1059 | 3575.585 | 11237.4146 | 10631.1059 | 606.3088
| 4100756 |  | 410075 | 2014-11-17 | 48000 | 13 | 46500 | 15 | 6752 |  | 2015-05-06 | 2 | 300 | 1627.6615 | 1 |  |  | Downsize | 2299.871 | 917.6774 | 14212.4178 | 12149.8353 | 2062.5825 | 13257.0421 | 12149.8353 | 1107.2069 | 13768.2797 | 12149.8353 | 1618.4444 | 12842.7596 | 12149.8353 | 692.9243
| 7229370 |  | 143748 | 2015-04-01 | 60000 | 10 | 57000 | 16 | 8625 |  | 2015-05-06 | 2 | 375 | 6698.25 | 1 |  |  | Downsize | 2345.2632 | 935.7895 | 21363.445 | 14630.2941 | 6733.1509 | 16898.3679 | 14630.2941 | 2268.0738 | 20295.2727 | 14630.2941 | 5664.9786 | 16053.4495 | 14630.2941 | 1423.1554
| 4479630 |  | 441450 | 2015-04-20 | 42000 | 8 | 43500 | 15.5 | 7848 |  | 2015-05-06 | 2 | 225 | 6714.871 | 1 |  |  | Upsize | 2151.1724 | 858.3448 | 15975.5361 | 10429.8672 | 5545.6689 | 10849.9176 | 10429.8672 | 420.0504 | 16546.0909 | 10429.8672 | 6116.2237 | 11237.4146 | 10429.8672 | 807.5475
| 1257922 |  | 125792 | 2015-03-26 | 36000 | 10 | 28400 | 15.5 | 4299 |  | 2015-05-11 | 2 | 150 | 4857.7548 | 1 |  |  | Downsize | 2824.2254 | 1126.9014 | 15435.8412 | 8939.8861 | 6495.9551 | 12209.6658 | 8939.8861 | 3269.7797 | 12177.1636 | 8939.8861 | 3237.2775 | 9632.0697 | 8939.8861 | 692.1835
| 2045581 |  | 156503 | 2015-04-30 | 34000 | 10 | 34800 | 15 | 5176 |  | 2015-05-12 | 2 | 175 | 2967.84 | 1 |  |  | Upsize | 2176.7816 | 868.5632 | 11236.2717 | 8606.1333 | 2630.1383 | 8887.8293 | 8606.1333 | 281.696 | 11500.6545 | 8606.1333 | 2894.5212 | 9096.9547 | 8606.1333 | 490.8214
| 1344274 |  | 134427 | 2015-03-23 | 24000 | 10 | 24000 | 16 | 5442 |  | 2015-05-12 | 2 | 150 | 2473.2 | 1 |  |  | Same Size | 2228 | 889 | 8118.1091 | 5852.1176 | 2265.9914 | 6421.3798 | 5852.1176 | 569.2621 | 8118.1091 | 5852.1176 | 2265.9914 | 6421.3798 | 5852.1176 | 569.2621
| 8842874 |  | 83181 | 2015-04-13 | 36000 | 10 | 34200 | 15 | 2897 |  | 2015-05-12 | 2 | 175 | 3627.36 | 1 |  |  | Downsize | 2345.2632 | 935.7895 | 12818.067 | 9112.3765 | 3705.6905 | 10139.0207 | 9112.3765 | 1026.6443 | 12177.1636 | 9112.3765 | 3064.7872 | 9632.0697 | 9112.3765 | 519.6932
| 2267508 |  | 226750 | 2015-04-28 | 36000 | 10 | 41500 | 15 | 5300 |  | 2015-05-12 | 2 | 225 | 2290 | 1 |  |  | Upsize | 1932.7229 | 771.1807 | 10563.3227 | 9112.3765 | 1450.9462 | 8355.5303 | 9112.3765 | -756.8461 | 12177.1636 | 9112.3765 | 3064.7872 | 9632.0697 | 9112.3765 | 519.6932
| 5527684 |  | 174611 | 2015-04-16 | 24000 | 8 | 23400 | 19 | 8297 |  | 2015-05-12 | 2 | 200 | 4859.6211 | 1 |  |  | Downsize | 2285.1282 | 911.7949 | 9697.3427 | 5324.4334 | 4372.9092 | 6586.0306 | 5324.4334 | 1261.5971 | 9454.9091 | 5324.4334 | 4130.4757 | 6421.3798 | 5324.4334 | 1096.9464
| 5527684 |  | 174611 | 2015-04-16 | 24000 | 8 | 23400 | 19 | 8297 |  | 2015-05-12 | 2 | 200 | 4859.6211 | 1 |  |  | Downsize | 2285.1282 | 911.7949 | 9697.3427 | 5324.4334 | 4372.9092 | 6586.0306 | 5324.4334 | 1261.5971 | 9454.9091 | 5324.4334 | 4130.4757 | 6421.3798 | 5324.4334 | 1096.9464
| 4009544 |  | 117851 | 2015-03-27 | 30000 | 10 | 28800 | 15.2 | 4200 |  | 2015-05-13 | 2 | 150 | 3037.2632 | 1 |  |  | Downsize | 2320.8333 | 926.0417 | 10570.4545 | 7535.0155 | 3035.4391 | 8361.1716 | 7535.0155 | 826.1561 | 10147.6364 | 7535.0155 | 2612.6209 | 8026.7247 | 7535.0155 | 491.7093
| 8809527 |  | 456694 | 2015-04-06 | 48000 | 8 | 49000 | 15.5 | 5750 |  | 2015-05-13 | 2 | 250 | 7800.7742 | 1 |  |  | Upsize | 2182.5306 | 870.8571 | 18523.9035 | 11919.8482 | 6604.0553 | 12580.6624 | 11919.8482 | 660.8143 | 18909.8182 | 11919.8482 | 6989.97 | 12842.7596 | 11919.8482 | 922.9114
| 5526199 |  | 542318 | 2015-04-14 | 18000 | 10 | 24000 | 15 | 2950 |  | 2015-05-14 | 2 | 125 | 549.6 | 1 |  |  | Upsize | 1671 | 666.75 | 4566.4364 | 4556.1882 | 10.2481 | 3612.0261 | 4556.1882 | -944.1621 | 6088.5818 | 4556.1882 | 1532.3936 | 4816.0348 | 4556.1882 | 259.8466
| 1021492 |  | 102149 | 2015-04-17 | 36000 | 10 | 35800 | 15 | 7034 |  | 2015-05-14 | 2 | 175 | 3334.24 | 1 |  |  | Downsize | 2240.4469 | 893.9665 | 12245.1925 | 9112.3765 | 3132.816 | 9685.8801 | 9112.3765 | 573.5037 | 12177.1636 | 9112.3765 | 3064.7872 | 9632.0697 | 9112.3765 | 519.6932
| 8819964 |  | 658147 | 2015-04-04 | 48000 | 13 | 47500 | 16.5 | 6475 |  | 2015-05-14 | 2 | 300 | 2235.5524 | 1 |  |  | Downsize | 2251.4526 | 898.3579 | 13913.209 | 11501.6898 | 2411.5191 | 12977.9465 | 11501.6898 | 1476.2567 | 13768.2797 | 11501.6898 | 2266.5899 | 12842.7596 | 11501.6898 | 1341.0697
| 4868576 |  | 119037 | 2015-04-27 | 42000 | 8 | 41500 | 15 | 5200 |  | 2015-05-14 | 2 | 225 | 6824.2 | 1 |  |  | Downsize | 2254.8434 | 899.7108 | 16745.4414 | 10631.1059 | 6114.3355 | 11372.8052 | 10631.1059 | 741.6993 | 16546.0909 | 10631.1059 | 5914.985 | 11237.4146 | 10631.1059 | 606.3088
| 1489830 |  | 148983 | 2015-04-14 | 36000 | 10 | 34800 | 15 | 6900 |  | 2015-05-15 | 2 | 175 | 3517.44 | 1 |  |  | Downsize | 2304.8276 | 919.6552 | 12597.0658 | 9112.3765 | 3484.6894 | 9964.21 | 9112.3765 | 851.8335 | 12177.1636 | 9112.3765 | 3064.7872 | 9632.0697 | 9112.3765 | 519.6932
| 4745436 |  | 314484 | 2015-04-14 | 42000 | 10 | 40500 | 16 | 4670 |  | 2015-05-19 | 2 | 250 | 4585.725 | 1 |  |  | Downsize | 2310.5185 | 921.9259 | 14732.8646 | 10241.2059 | 4491.6588 | 11653.6152 | 10241.2059 | 1412.4093 | 14206.6909 | 10241.2059 | 3965.485 | 11237.4146 | 10241.2059 | 996.2088
| 7938673 |  | 101148 | 2015-05-06 | 36000 | 10 | 34200 | 15 | 4500 |  | 2015-05-19 | 2 | 175 | 3627.36 | 1 |  |  | Downsize | 2345.2632 | 935.7895 | 12818.067 | 9112.3765 | 3705.6905 | 10139.0207 | 9112.3765 | 1026.6443 | 12177.1636 | 9112.3765 | 3064.7872 | 9632.0697 | 9112.3765 | 519.6932
| 6882443 |  | 598354 | 2015-04-24 | 30000 | 10 | 28800 | 15.2 | 4389 |  | 2015-05-19 | 2 | 150 | 3037.2632 | 1 |  |  | Downsize | 2320.8333 | 926.0417 | 10570.4545 | 7535.0155 | 3035.4391 | 8361.1716 | 7535.0155 | 826.1561 | 10147.6364 | 7535.0155 | 2612.6209 | 8026.7247 | 7535.0155 | 491.7093
| 2011765 |  | 201176 | 2014-12-30 | 48000 | 13 | 49500 | 15 | 5587 |  | 2015-05-19 | 2 | 300 | 1078.0615 | 1 |  |  | Upsize | 2160.4848 | 862.0606 | 13351.0591 | 12149.8353 | 1201.2238 | 12453.585 | 12149.8353 | 303.7498 | 13768.2797 | 12149.8353 | 1618.4444 | 12842.7596 | 12149.8353 | 692.9243
| 8910334 |  | 306991 | 2015-04-16 | 30000 | 10 | 36000 | 17 | 7612 |  | 2015-05-19 | 2 | 250 | 2424.7059 | 1 |  |  | Upsize | 1856.6667 | 740.8333 | 8456.3636 | 7069.4118 | 1386.9519 | 6688.9373 | 7069.4118 | -380.4745 | 10147.6364 | 7069.4118 | 3078.2246 | 8026.7247 | 7069.4118 | 957.313
| 6088967 |  | 592128 | 2015-04-21 | 48000 | 10 | 47500 | 15 | 4400 |  | 2015-05-19 | 2 | 250 | 4488.4 | 1 |  |  | Downsize | 2251.4526 | 898.3579 | 16407.1257 | 12149.8353 | 4257.2904 | 12977.9465 | 12149.8353 | 828.1112 | 16236.2182 | 12149.8353 | 4086.3829 | 12842.7596 | 12149.8353 | 692.9243
| 7228174 |  | 296790 | 2015-03-11 | 31000 | 10 | 34800 | 15 | 4500 |  | 2015-05-19 | 2 | 175 | 2143.44 | 1 |  |  | Upsize | 1984.7126 | 791.9253 | 9340.8798 | 7846.7686 | 1494.1112 | 7388.5847 | 7846.7686 | -458.1839 | 10485.8909 | 7846.7686 | 2639.1223 | 8294.2822 | 7846.7686 | 447.5136
| 905349 |  | 90534 | 2015-04-27 | 36000 | 10 | 34800 | 15.2 | 6208 |  | 2015-05-19 | 2 | 175 | 3601.3263 | 1 |  |  | Downsize | 2304.8276 | 919.6552 | 12597.0658 | 9042.0186 | 3555.0473 | 9964.21 | 9042.0186 | 922.1914 | 12177.1636 | 9042.0186 | 3135.1451 | 9632.0697 | 9042.0186 | 590.0511
| 5004429 |  | 272227 | 2015-05-01 | 24000 | 10 | 28000 | 15 | 3600 |  | 2015-05-20 | 2 | 150 | 1465.6 | 1 |  |  | Upsize | 1909.7143 | 762 | 6958.3792 | 6074.9176 | 883.4616 | 5504.0398 | 6074.9176 | -570.8778 | 8118.1091 | 6074.9176 | 2043.1914 | 6421.3798 | 6074.9176 | 346.4621
| 4004644 |  | 187772 | 2015-05-14 | 48000 | 12 | 47000 | 17.5 | 7251 |  | 2015-05-22 | 2 | 325 | 3611.6571 | 1 |  |  | Downsize | 2275.4043 | 907.9149 | 14761.3462 | 11131.321 | 3630.0252 | 13116.0098 | 11131.321 | 1984.6888 | 14453.8182 | 11131.321 | 3322.4972 | 12842.7596 | 11131.321 | 1711.4386
| 906347 |  | 90634 | 2015-05-11 | 36000 | 10 | 39500 | 15 | 7795 |  | 2015-05-22 | 2 | 225 | 2656.4 | 1 |  |  | Upsize | 2030.5823 | 810.2278 | 11098.1745 | 9112.3765 | 1985.798 | 8778.5952 | 9112.3765 | -333.7813 | 12177.1636 | 9112.3765 | 3064.7872 | 9632.0697 | 9112.3765 | 519.6932
| 2190940 |  | 211242 | 2015-04-12 | 35000 | 10 | 35000 | 16 | 9616 |  | 2015-05-22 | 2 | 225 | 3606.75 | 1 |  |  | Same Size | 2228 | 889 | 11838.9091 | 8534.3382 | 3304.5709 | 9364.5122 | 8534.3382 | 830.174 | 11838.9091 | 8534.3382 | 3304.5709 | 9364.5122 | 8534.3382 | 830.174
| 6240634 |  | 609302 | 2015-05-17 | 36000 | 10 | 34800 | 15.2 | 5295 |  | 2015-05-22 | 2 | 175 | 3601.3263 | 1 |  |  | Downsize | 2304.8276 | 919.6552 | 12597.0658 | 9042.0186 | 3555.0473 | 9964.21 | 9042.0186 | 922.1914 | 12177.1636 | 9042.0186 | 3135.1451 | 9632.0697 | 9042.0186 | 590.0511
| 5781291 |  | 569904 | 2015-02-12 | 36000 | 10 | 36000 | 15 | 6350 |  | 2015-05-26 | 2 | 175 | 3297.6 | 1 |  |  | Same Size | 2228 | 889 | 12177.1636 | 9112.3765 | 3064.7872 | 9632.0697 | 9112.3765 | 519.6932 | 12177.1636 | 9112.3765 | 3064.7872 | 9632.0697 | 9112.3765 | 519.6932
| 4322947 |  | 432294 | 2015-03-10 | 36000 | 10 | 57500 | 15 | 7327 |  | 2015-05-26 | 2 | 325 | -641.2 | 1 |  |  | Upsize | 1394.9217 | 556.5913 | 7623.9633 | 9112.3765 | -1488.4132 | 6030.5132 | 9112.3765 | -3081.8633 | 12177.1636 | 9112.3765 | 3064.7872 | 9632.0697 | 9112.3765 | 519.6932
| 8910334 |  | 306991 | 2015-04-16 | 30000 | 10 | 36000 | 17 | 7612 |  | 2015-05-27 | 2 | 250 | 2424.7059 | 1 |  |  | Upsize | 1856.6667 | 740.8333 | 8456.3636 | 7069.4118 | 1386.9519 | 6688.9373 | 7069.4118 | -380.4745 | 10147.6364 | 7069.4118 | 3078.2246 | 8026.7247 | 7069.4118 | 957.313
| 5708573 |  | 565618 | 2015-03-19 | 60000 | 10 | 57000 | 15 | 5225 |  | 2015-05-29 | 2 | 325 | 6045.6 | 1 |  |  | Downsize | 2345.2632 | 935.7895 | 21363.445 | 15187.2941 | 6176.1509 | 16898.3679 | 15187.2941 | 1711.0738 | 20295.2727 | 15187.2941 | 5107.9786 | 16053.4495 | 15187.2941 | 866.1554
| 4514360 |  | 451436 | 2015-05-05 | 48000 | 13 | 47500 | 15 | 5550 |  | 2015-05-29 | 2 | 250 | 1444.4615 | 1 |  |  | Downsize | 2251.4526 | 898.3579 | 13913.209 | 12149.8353 | 1763.3737 | 12977.9465 | 12149.8353 | 828.1112 | 13768.2797 | 12149.8353 | 1618.4444 | 12842.7596 | 12149.8353 | 692.9243
| 2745461 |  | 274546 | 2015-04-21 | 48000 | 11 | 46500 | 15 | 4289 |  | 2015-05-29 | 2 | 250 | 3472.4727 | 1 |  |  | Downsize | 2299.871 | 917.6774 | 15756.3871 | 12149.8353 | 3606.5518 | 13257.0421 | 12149.8353 | 1107.2069 | 15264 | 12149.8353 | 3114.1647 | 12842.7596 | 12149.8353 | 692.9243
| 8867416 |  | 645533 | 2015-05-20 | 48000 | 9 | 47000 | 19.25 | 8500 |  | 2015-05-29 | 2 | 400 | 7946.5974 | 1 |  |  | Downsize | 2275.4043 | 907.9149 | 17795.2186 | 10575.7678 | 7219.4508 | 13116.0098 | 10575.7678 | 2540.242 | 17424.4848 | 10575.7678 | 6848.7171 | 12842.7596 | 10575.7678 | 2266.9918
| 8855076 |  | 569148 | 2015-05-11 | 36000 | 10 | 33600 | 15 | 4735 |  | 2015-05-29 | 2 | 175 | 3737.28 | 1 |  |  | Downsize | 2387.1429 | 952.5 | 13046.961 | 9112.3765 | 3934.5846 | 10320.0747 | 9112.3765 | 1207.6982 | 12177.1636 | 9112.3765 | 3064.7872 | 9632.0697 | 9112.3765 | 519.6932
| 4418505 |  | 164521 | 2015-04-13 | 30000 | 10 | 28000 | 15 | 4200 |  | 2015-05-29 | 2 | 150 | 3114.4 | 1 |  |  | Downsize | 2387.1429 | 952.5 | 10872.4675 | 7593.6471 | 3278.8205 | 8600.0622 | 7593.6471 | 1006.4152 | 10147.6364 | 7593.6471 | 2553.9893 | 8026.7247 | 7593.6471 | 433.0777
| 5732748 |  | 191472 | 2015-04-17 | 30000 | 10 | 28800 | 15.2 | 4389 |  | 2015-05-29 | 2 | 150 | 3037.2632 | 1 |  |  | Downsize | 2320.8333 | 926.0417 | 10570.4545 | 7535.0155 | 3035.4391 | 8361.1716 | 7535.0155 | 826.1561 | 10147.6364 | 7535.0155 | 2612.6209 | 8026.7247 | 7535.0155 | 491.7093
| 2281186 |  | 228118 | 2015-02-04 | 30000 | 10 | 28000 | 15 | 5980 |  | 2015-06-03 | 2 | 150 | 3114.4 | 1 |  |  | Downsize | 2387.1429 | 952.5 | 10872.4675 | 7593.6471 | 3278.8205 | 8600.0622 | 7593.6471 | 1006.4152 | 10147.6364 | 7593.6471 | 2553.9893 | 8026.7247 | 7593.6471 | 433.0777
| 8881273 |  | 295231 | 2015-03-24 | 35800 | 8 | 35800 | 15 | 4365 |  | 2015-06-05 | 2 | 175 | 5738.74 | 1 |  |  | Same Size | 2228 | 889 | 14103.5727 | 9061.7522 | 5041.8206 | 9578.5582 | 9061.7522 | 516.806 | 14103.5727 | 9061.7522 | 5041.8206 | 9578.5582 | 9061.7522 | 516.806
| 5209127 |  | 520912 | 2015-04-26 | 40000 | 10 | 41000 | 15.5 | 7500 |  | 2015-06-05 | 2 | 225 | 3723.0968 | 1 |  |  | Upsize | 2173.6585 | 867.3171 | 13200.1774 | 9933.2068 | 3266.9706 | 10441.268 | 9933.2068 | 508.0611 | 13530.1818 | 9933.2068 | 3596.975 | 10702.2997 | 9933.2068 | 769.0928
| 1053131 |  | 105313 | 2015-05-14 | 36000 | 8 | 36000 | 17 | 10412 |  | 2015-06-05 | 2 | 250 | 6546.7059 | 1 |  |  | Same Size | 2228 | 889 | 14182.3636 | 8483.2941 | 5699.0695 | 9632.0697 | 8483.2941 | 1148.7756 | 14182.3636 | 8483.2941 | 5699.0695 | 9632.0697 | 8483.2941 | 1148.7756
| 7558919 |  | 512559 | 2015-05-30 | 48000 | 10 | 46000 | 18 | 7828 |  | 2015-06-15 | 2 | 350 | 6167.7333 | 1 |  |  | Downsize | 2324.8696 | 927.6522 | 16942.1407 | 10961.5686 | 5980.5721 | 13401.1404 | 10961.5686 | 2439.5718 | 16236.2182 | 10961.5686 | 5274.6496 | 12842.7596 | 10961.5686 | 1881.191
| 1525070 |  | 152507 | 2015-04-07 | 30000 | 9 | 28800 | 15.2 | 4151 |  | 2015-06-15 | 2 | 150 | 3953.2632 | 1 |  |  | Downsize | 2320.8333 | 926.0417 | 11344.0657 | 7535.0155 | 3809.0502 | 8361.1716 | 7535.0155 | 826.1561 | 10890.303 | 7535.0155 | 3355.2876 | 8026.7247 | 7535.0155 | 491.7093
| 3547635 |  | 354763 | 2015-05-04 | 24000 | 8 | 41500 | 15 | 5075 |  | 2015-06-15 | 2 | 225 | 641.2 | 1 |  |  | Upsize | 1288.4819 | 514.1205 | 5467.8992 | 6074.9176 | -607.0184 | 3713.569 | 6074.9176 | -2361.3486 | 9454.9091 | 6074.9176 | 3379.9914 | 6421.3798 | 6074.9176 | 346.4621
| 2850790 |  | 285079 | 2015-05-15 | 36000 | 13 | 34800 | 15 | 5453 |  | 2015-06-15 | 2 | 175 | 1234.4862 | 1 |  |  | Downsize | 2304.8276 | 919.6552 | 10682.286 | 9112.3765 | 1569.9095 | 9964.21 | 9112.3765 | 851.8335 | 10326.2098 | 9112.3765 | 1213.8333 | 9632.0697 | 9112.3765 | 519.6932
| 2468593 |  | 246859 | 2015-05-20 | 36000 | 10 | 47000 | 17.5 | 7200 |  | 2015-06-15 | 2 | 325 | 2512.4571 | 1 |  |  | Upsize | 1706.5532 | 680.9362 | 9327.1892 | 8348.4908 | 978.6984 | 7377.7555 | 8348.4908 | -970.7353 | 12177.1636 | 8348.4908 | 3828.6729 | 9632.0697 | 8348.4908 | 1283.5789
| 1468131 |  | 146813 | 2015-05-14 | 42000 | 10 | 39500 | 15 | 4000 |  | 2015-06-15 | 2 | 225 | 4305.2 | 1 |  |  | Downsize | 2369.0127 | 945.2658 | 15105.8486 | 10631.1059 | 4474.7427 | 11948.6434 | 10631.1059 | 1317.5375 | 14206.6909 | 10631.1059 | 3575.585 | 11237.4146 | 10631.1059 | 606.3088
| 8208779 |  | 82975 | 2015-05-12 | 42000 | 10 | 41500 | 15 | 5289 |  | 2015-06-15 | 2 | 225 | 3938.8 | 1 |  |  | Downsize | 2254.8434 | 899.7108 | 14377.8559 | 10631.1059 | 3746.75 | 11372.8052 | 10631.1059 | 741.6993 | 14206.6909 | 10631.1059 | 3575.585 | 11237.4146 | 10631.1059 | 606.3088
| 3284239 |  | 261525 | 2015-05-12 | 36000 | 12 | 35000 | 20 | 8998 |  | 2015-06-15 | 2 | 300 | 3435 | 1 |  |  | Downsize | 2291.6571 | 914.4 | 11150.0883 | 7775.5765 | 3374.5118 | 9907.2717 | 7775.5765 | 2131.6952 | 10840.3636 | 7775.5765 | 3064.7872 | 9632.0697 | 7775.5765 | 1856.4932
| 1133891 |  | 113389 | 2015-04-13 | 36000 | 10 | 36000 | 15 | 5328 |  | 2015-06-15 | 2 | 175 | 3297.6 | 1 |  |  | Same Size | 2228 | 889 | 12177.1636 | 9112.3765 | 3064.7872 | 9632.0697 | 9112.3765 | 519.6932 | 12177.1636 | 9112.3765 | 3064.7872 | 9632.0697 | 9112.3765 | 519.6932
| 4247219 |  | 424721 | 2015-05-20 | 60000 | 8 | 46000 | 16 | 5100 |  | 2015-06-17 | 2 | 300 | 12709.5 | 1 |  |  | Downsize | 2906.087 | 1159.5652 | 30831.2253 | 14630.2941 | 16200.9312 | 20939.2819 | 14630.2941 | 6308.9878 | 23637.2727 | 14630.2941 | 9006.9786 | 16053.4495 | 14630.2941 | 1423.1554
| 8858474 |  | 187426 | 2015-04-27 | 30000 | 10 | 29000 | 15 | 4175 |  | 2015-06-18 | 2 | 150 | 2931.2 | 1 |  |  | Downsize | 2304.8276 | 919.6552 | 10497.5549 | 7593.6471 | 2903.9078 | 8303.5084 | 7593.6471 | 709.8613 | 10147.6364 | 7593.6471 | 2553.9893 | 8026.7247 | 7593.6471 | 433.0777
| 6990857 |  | 323701 | 2015-06-04 | 48000 | 10 | 47500 | 15 | 5340 |  | 2015-06-18 | 2 | 250 | 4488.4 | 1 |  |  | Downsize | 2251.4526 | 898.3579 | 16407.1257 | 12149.8353 | 4257.2904 | 12977.9465 | 12149.8353 | 828.1112 | 16236.2182 | 12149.8353 | 4086.3829 | 12842.7596 | 12149.8353 | 692.9243
| 8922704 |  | 149119 | 2015-04-24 | 36000 | 10 | 34200 | 15 | 5026 |  | 2015-06-18 | 2 | 175 | 3627.36 | 1 |  |  | Downsize | 2345.2632 | 935.7895 | 12818.067 | 9112.3765 | 3705.6905 | 10139.0207 | 9112.3765 | 1026.6443 | 12177.1636 | 9112.3765 | 3064.7872 | 9632.0697 | 9112.3765 | 519.6932
| 1903558 |  | 190355 | 2015-05-20 | 36000 | 8 | 41500 | 15 | 4375 |  | 2015-06-18 | 2 | 225 | 4763.2 | 1 |  |  | Upsize | 1932.7229 | 771.1807 | 12302.7733 | 9112.3765 | 3190.3968 | 8355.5303 | 9112.3765 | -756.8461 | 14182.3636 | 9112.3765 | 5069.9872 | 9632.0697 | 9112.3765 | 519.6932
| 5787643 |  | 578739 | 2015-05-21 | 42000 | 10 | 47500 | 15 | 5185 |  | 2015-06-18 | 2 | 250 | 2839.6 | 1 |  |  | Upsize | 1970.0211 | 786.0632 | 12561.7056 | 10631.1059 | 1930.5998 | 9936.2403 | 10631.1059 | -694.8656 | 14206.6909 | 10631.1059 | 3575.585 | 11237.4146 | 10631.1059 | 606.3088
| 4828448 |  | 474883 | 2015-06-01 | 48000 | 10 | 57500 | 15 | 5930 |  | 2015-06-18 | 2 | 325 | 2656.4 | 1 |  |  | Upsize | 1859.8957 | 742.1217 | 13553.7126 | 12149.8353 | 1403.8773 | 10720.9123 | 12149.8353 | -1428.9229 | 16236.2182 | 12149.8353 | 4086.3829 | 12842.7596 | 12149.8353 | 692.9243
| 5917331 |  | 581337 | 2015-05-14 | 42000 | 10 | 43500 | 15.5 | 6407 |  | 2015-06-18 | 2 | 225 | 3829.471 | 1 |  |  | Upsize | 2151.1724 | 858.3448 | 13716.805 | 10429.8672 | 3286.9378 | 10849.9176 | 10429.8672 | 420.0504 | 14206.6909 | 10429.8672 | 3776.8237 | 11237.4146 | 10429.8672 | 807.5475
| 6527188 |  | 474298 | 2015-04-17 | 36000 | 10 | 46500 | 15 | 5768 |  | 2015-06-18 | 2 | 250 | 1374 | 1 |  |  | Upsize | 1724.9032 | 688.2581 | 9427.4815 | 9112.3765 | 315.1051 | 7457.0862 | 9112.3765 | -1655.2903 | 12177.1636 | 9112.3765 | 3064.7872 | 9632.0697 | 9112.3765 | 519.6932
| 8881574 |  | 476783 | 2015-04-07 | 60000 | 13 | 56500 | 16 | 11445 |  | 2015-06-18 | 2 | 375 | 2979.2019 | 1 |  |  | Downsize | 2366.0177 | 944.0708 | 18276.4775 | 14630.2941 | 3646.1834 | 17047.9109 | 14630.2941 | 2417.6168 | 17210.3497 | 14630.2941 | 2580.0555 | 16053.4495 | 14630.2941 | 1423.1554
| 1457134 |  | 145713 | 2015-04-24 | 42000 | 10 | 47500 | 15 | 5455 |  | 2015-06-18 | 2 | 250 | 2839.6 | 1 |  |  | Upsize | 1970.0211 | 786.0632 | 12561.7056 | 10631.1059 | 1930.5998 | 9936.2403 | 10631.1059 | -694.8656 | 14206.6909 | 10631.1059 | 3575.585 | 11237.4146 | 10631.1059 | 606.3088
| 1734789 |  | 173478 | 2015-04-13 | 60000 | 12 | 60000 | 16 | 9750 |  | 2015-06-18 | 2 | 375 | 3435 | 1 |  |  | Same Size | 2228 | 889 | 18067.2727 | 14630.2941 | 3436.9786 | 16053.4495 | 14630.2941 | 1423.1554 | 18067.2727 | 14630.2941 | 3436.9786 | 16053.4495 | 14630.2941 | 1423.1554
| 3236205 |  | 323620 | 2015-04-17 | 48000 | 8 | 47500 | 15 | 6249 |  | 2015-06-18 | 2 | 250 | 7786 | 1 |  |  | Downsize | 2251.4526 | 898.3579 | 19108.8689 | 12149.8353 | 6959.0336 | 12977.9465 | 12149.8353 | 828.1112 | 18909.8182 | 12149.8353 | 6759.9829 | 12842.7596 | 12149.8353 | 692.9243
| 5370366 |  | 537036 | 2015-03-06 | 60000 | 10 | 57000 | 15 | 6632 |  | 2015-06-18 | 2 | 325 | 6045.6 | 1 |  |  | Downsize | 2345.2632 | 935.7895 | 21363.445 | 15187.2941 | 6176.1509 | 16898.3679 | 15187.2941 | 1711.0738 | 20295.2727 | 15187.2941 | 5107.9786 | 16053.4495 | 15187.2941 | 866.1554
| 4387973 |  | 437949 | 2015-05-22 | 60000 | 13 | 56500 | 16 | 8500 |  | 2015-06-18 | 2 | 375 | 2979.2019 | 1 |  |  | Downsize | 2366.0177 | 944.0708 | 18276.4775 | 14630.2941 | 3646.1834 | 17047.9109 | 14630.2941 | 2417.6168 | 17210.3497 | 14630.2941 | 2580.0555 | 16053.4495 | 14630.2941 | 1423.1554
| 1853332 |  | 185333 | 2015-05-13 | 48000 | 11 | 48500 | 15 | 5600 |  | 2015-06-18 | 2 | 250 | 3106.0727 | 1 |  |  | Upsize | 2205.0309 | 879.8351 | 15106.6392 | 12149.8353 | 2956.8039 | 12710.36 | 12149.8353 | 560.5247 | 15264 | 12149.8353 | 3114.1647 | 12842.7596 | 12149.8353 | 692.9243
| 1244037 |  | 124403 | 2015-05-07 | 41500 | 10 | 40000 | 15 | 5400 |  | 2015-06-19 | 2 | 225 | 4076.2 | 1 |  |  | Downsize | 2311.55 | 922.3375 | 14563.9723 | 10504.5451 | 4059.4272 | 11520.0222 | 10504.5451 | 1015.4771 | 14037.5636 | 10504.5451 | 3533.0185 | 11103.6359 | 10504.5451 | 599.0908
| 4638912 |  | 462036 | 2015-04-23 | 48000 | 10 | 47000 | 15 | 5569 |  | 2015-06-23 | 2 | 250 | 4580 | 1 |  |  | Downsize | 2275.4043 | 907.9149 | 16581.6696 | 12149.8353 | 4431.8343 | 13116.0098 | 12149.8353 | 966.1745 | 16236.2182 | 12149.8353 | 4086.3829 | 12842.7596 | 12149.8353 | 692.9243
| 6657233 |  | 665723 | 2015-04-24 | 36000 | 10 | 36400 | 16.5 | 6795 |  | 2015-06-23 | 2 | 225 | 3830.5455 | 1 |  |  | Upsize | 2203.5165 | 879.2308 | 12043.3487 | 8626.2674 | 3417.0813 | 9526.2228 | 8626.2674 | 899.9554 | 12177.1636 | 8626.2674 | 3550.8963 | 9632.0697 | 8626.2674 | 1005.8023
| 3795283 |  | 138631 | 2015-06-02 | 30000 | 10 | 30000 | 15 | 5909 |  | 2015-06-23 | 2 | 150 | 2748 | 1 |  |  | Same Size | 2228 | 889 | 10147.6364 | 7593.6471 | 2553.9893 | 8026.7247 | 7593.6471 | 433.0777 | 10147.6364 | 7593.6471 | 2553.9893 | 8026.7247 | 7593.6471 | 433.0777
| 5171566 |  | 511557 | 2015-02-28 | 47000 | 10 | 47500 | 18.3 | 11300 |  | 2015-06-23 | 2 | 350 | 5782.8131 | 1 |  |  | Upsize | 2204.5474 | 879.6421 | 15730.6167 | 10637.8329 | 5092.7838 | 12442.8315 | 10637.8329 | 1804.9987 | 15897.9636 | 10637.8329 | 5260.1308 | 12575.2021 | 10637.8329 | 1937.3692
| 2917920 |  | 282167 | 2015-06-01 | 47000 | 10 | 47000 | 17.5 | 8058 |  | 2015-06-23 | 2 | 325 | 5535.2571 | 1 |  |  | Same Size | 2228 | 889 | 15897.9636 | 10899.4185 | 4998.5451 | 12575.2021 | 10899.4185 | 1675.7836 | 15897.9636 | 10899.4185 | 4998.5451 | 12575.2021 | 10899.4185 | 1675.7836
| 8851842 |  | 184309 | 2015-06-03 | 36000 | 14 | 48000 | 16 | 7539 |  | 2015-06-23 | 2 | 300 | -1177.7143 | 1 |  |  | Upsize | 1671 | 666.75 | 7414.1299 | 8778.1765 | -1364.0466 | 7224.0523 | 8778.1765 | -1554.1242 | 9885.5065 | 8778.1765 | 1107.33 | 9632.0697 | 8778.1765 | 853.8932
| 1474949 |  | 147494 | 2015-06-08 | 48000 | 11 | 47000 | 16 | 6200 |  | 2015-06-23 | 2 | 300 | 3919.0227 | 1 |  |  | Downsize | 2275.4043 | 907.9149 | 15588.766 | 11704.2353 | 3884.5307 | 13116.0098 | 11704.2353 | 1411.7745 | 15264 | 11704.2353 | 3559.7647 | 12842.7596 | 11704.2353 | 1138.5243
| 1900851 |  | 190085 | 2015-05-30 | 36000 | 10 | 34800 | 15 | 4700 |  | 2015-06-23 | 2 | 175 | 3517.44 | 1 |  |  | Downsize | 2304.8276 | 919.6552 | 12597.0658 | 9112.3765 | 3484.6894 | 9964.21 | 9112.3765 | 851.8335 | 12177.1636 | 9112.3765 | 3064.7872 | 9632.0697 | 9112.3765 | 519.6932
| 8875128 |  | 495811 | 2014-12-31 | 42000 | 11 | 43500 | 15.5 | 5950 |  | 2015-06-23 | 2 | 225 | 2780.2346 | 1 |  |  | Upsize | 2151.1724 | 858.3448 | 12895.4483 | 10429.8672 | 2465.5811 | 10849.9176 | 10429.8672 | 420.0504 | 13356 | 10429.8672 | 2926.1328 | 11237.4146 | 10429.8672 | 807.5475
| 8875128 |  | 495811 | 2014-12-31 | 36000 | 11 | 43500 | 15.5 | 5950 |  | 2015-06-23 | 2 | 225 | 1281.3255 | 1 |  |  | Upsize | 1843.8621 | 735.7241 | 9474.2069 | 8939.8861 | 534.3207 | 7971.368 | 8939.8861 | -968.5181 | 11448 | 8939.8861 | 2508.1139 | 9632.0697 | 8939.8861 | 692.1835
| 8881252 |  | 637847 | 2015-06-01 | 30000 | 10 | 30000 | 15 | 6899 |  | 2015-06-23 | 2 | 150 | 2748 | 1 |  |  | Same Size | 2228 | 889 | 10147.6364 | 7593.6471 | 2553.9893 | 8026.7247 | 7593.6471 | 433.0777 | 10147.6364 | 7593.6471 | 2553.9893 | 8026.7247 | 7593.6471 | 433.0777
| 8908544 |  | 8770142 | 2015-05-07 | 48000 | 10 | 45500 | 17.75 | 10150 |  | 2015-07-02 | 3 | 250 | 6146.231 | 1 |  |  | Downsize | 2350.4176 | 937.8462 | 17128.3181 | 11045.2494 | 6083.0687 | 13548.4057 | 11045.2494 | 2503.1563 | 16236.2182 | 11045.2494 | 5190.9688 | 12842.7596 | 11045.2494 | 1797.5102
| 4292827 |  | 411418 | 2015-03-17 | 36000 | 10 | 36000 | 15 | 6433 |  | 2015-07-02 | 3 | 175 | 3297.6 | 1 |  |  | Same Size | 2228 | 889 | 12177.1636 | 9112.3765 | 3064.7872 | 9632.0697 | 9112.3765 | 519.6932 | 12177.1636 | 9112.3765 | 3064.7872 | 9632.0697 | 9112.3765 | 519.6932
| 8838247 |  | 479863 | 2015-03-26 | 42000 | 12 | 47500 | 15 | 3678 |  | 2015-07-05 | 3 | 250 | 916 | 1 |  |  | Upsize | 1970.0211 | 786.0632 | 11182.6909 | 10631.1059 | 551.585 | 9936.2403 | 10631.1059 | -694.8656 | 12647.0909 | 10631.1059 | 2015.985 | 11237.4146 | 10631.1059 | 606.3088
| 836601 |  | 83660 | 2015-06-22 | 48000 | 12 | 46500 | 15 | 5470 |  | 2015-07-07 | 3 | 250 | 2473.2 | 1 |  |  | Downsize | 2299.871 | 917.6774 | 14920.0704 | 12149.8353 | 2770.2351 | 13257.0421 | 12149.8353 | 1107.2069 | 14453.8182 | 12149.8353 | 2303.9829 | 12842.7596 | 12149.8353 | 692.9243
| 8862278 |  | 637849 | 2015-05-18 | 24000 | 10 | 22600 | 15 | 4087 |  | 2015-07-08 | 3 | 125 | 2454.88 | 1 |  |  | Downsize | 2366.0177 | 944.0708 | 8621.0008 | 6074.9176 | 2546.0832 | 6819.1644 | 6074.9176 | 744.2467 | 8118.1091 | 6074.9176 | 2043.1914 | 6421.3798 | 6074.9176 | 346.4621
| 1069442 |  | 106944 | 2015-05-22 | 48000 | 8 | 46500 | 15 | 8680 |  | 2015-07-08 | 3 | 250 | 7969.2 | 1 |  |  | Downsize | 2299.871 | 917.6774 | 19519.8123 | 12149.8353 | 7369.977 | 13257.0421 | 12149.8353 | 1107.2069 | 18909.8182 | 12149.8353 | 6759.9829 | 12842.7596 | 12149.8353 | 692.9243
| 8882187 |  | 158213 | 2015-05-28 | 48000 | 10 | 47500 | 15 | 6050 |  | 2015-07-08 | 3 | 250 | 4488.4 | 1 |  |  | Downsize | 2251.4526 | 898.3579 | 16407.1257 | 12149.8353 | 4257.2904 | 12977.9465 | 12149.8353 | 828.1112 | 16236.2182 | 12149.8353 | 4086.3829 | 12842.7596 | 12149.8353 | 692.9243
| 2212835 |  | 121708 | 2015-06-05 | 60000 | 10 | 34600 | 15 | 5255 |  | 2015-07-08 | 3 | 175 | 10149.28 | 1 |  |  | Downsize | 3863.5838 | 1541.6185 | 35194.1146 | 15187.2941 | 20006.8204 | 27838.3517 | 15187.2941 | 12651.0576 | 20295.2727 | 15187.2941 | 5107.9786 | 16053.4495 | 15187.2941 | 866.1554
| 6798425 |  | 647297 | 2015-05-26 | 36000 | 10 | 34800 | 15 | 6000 |  | 2015-07-08 | 3 | 175 | 3517.44 | 1 |  |  | Downsize | 2304.8276 | 919.6552 | 12597.0658 | 9112.3765 | 3484.6894 | 9964.21 | 9112.3765 | 851.8335 | 12177.1636 | 9112.3765 | 3064.7872 | 9632.0697 | 9112.3765 | 519.6932
| 1906064 |  | 190606 | 2015-06-11 | 48000 | 10 | 47500 | 15 | 4461 |  | 2015-07-08 | 3 | 250 | 4488.4 | 1 |  |  | Downsize | 2251.4526 | 898.3579 | 16407.1257 | 12149.8353 | 4257.2904 | 12977.9465 | 12149.8353 | 828.1112 | 16236.2182 | 12149.8353 | 4086.3829 | 12842.7596 | 12149.8353 | 692.9243
| 4725032 |  | 305106 | 2015-06-08 | 36000 | 10 | 34400 | 15 | 4955 |  | 2015-07-08 | 3 | 175 | 3590.72 | 1 |  |  | Downsize | 2331.6279 | 930.3488 | 12743.5433 | 9112.3765 | 3631.1669 | 10080.0729 | 9112.3765 | 967.6965 | 12177.1636 | 9112.3765 | 3064.7872 | 9632.0697 | 9112.3765 | 519.6932
| 8821344 |  | 454159 | 2015-04-22 | 60000 | 10 | 57000 | 15 | 5869 |  | 2015-07-08 | 3 | 325 | 6045.6 | 1 |  |  | Downsize | 2345.2632 | 935.7895 | 21363.445 | 15187.2941 | 6176.1509 | 16898.3679 | 15187.2941 | 1711.0738 | 20295.2727 | 15187.2941 | 5107.9786 | 16053.4495 | 15187.2941 | 866.1554
| 5171566 |  | 511557 | 2015-02-28 | 47000 | 10 | 47500 | 18.3 | 11300 |  | 2015-07-08 | 3 | 350 | 5782.8131 | 1 |  |  | Upsize | 2204.5474 | 879.6421 | 15730.6167 | 10637.8329 | 5092.7838 | 12442.8315 | 10637.8329 | 1804.9987 | 15897.9636 | 10637.8329 | 5260.1308 | 12575.2021 | 10637.8329 | 1937.3692
| 8927386 |  | 543477 | 2015-06-03 | 36000 | 10 | 35600 | 15 | 3775 |  | 2015-07-08 | 3 | 175 | 3370.88 | 1 |  |  | Downsize | 2253.0337 | 898.9888 | 12313.9857 | 9112.3765 | 3201.6092 | 9740.2952 | 9112.3765 | 627.9187 | 12177.1636 | 9112.3765 | 3064.7872 | 9632.0697 | 9112.3765 | 519.6932
| 6719546 |  | 660091 | 2015-06-08 | 36000 | 9 | 34800 | 15 | 5100 |  | 2015-07-19 | 3 | 175 | 4616.64 | 1 |  |  | Downsize | 2304.8276 | 919.6552 | 13518.9969 | 9112.3765 | 4406.6204 | 9964.21 | 9112.3765 | 851.8335 | 13068.3636 | 9112.3765 | 3955.9872 | 9632.0697 | 9112.3765 | 519.6932
| 1547736 |  | 154773 | 2015-03-27 | 23500 | 7 | 28200 | 15 | 6800 |  | 2015-07-19 | 3 | 150 | 4059.1886 | 1 |  |  | Upsize | 1856.6667 | 740.8333 | 8494.0801 | 5948.3569 | 2545.7232 | 5239.6675 | 5948.3569 | -708.6893 | 10192.8961 | 5948.3569 | 4244.5392 | 6287.601 | 5948.3569 | 339.2442
| 936260 |  | 93626 | 2015-05-13 | 42000 | 10 | 41500 | 15 | 6000 |  | 2015-07-19 | 3 | 225 | 3938.8 | 1 |  |  | Downsize | 2254.8434 | 899.7108 | 14377.8559 | 10631.1059 | 3746.75 | 11372.8052 | 10631.1059 | 741.6993 | 14206.6909 | 10631.1059 | 3575.585 | 11237.4146 | 10631.1059 | 606.3088
| 4814109 |  | 478413 | 2015-04-09 | 42000 | 10 | 49500 | 15 | 6120 |  | 2015-07-19 | 3 | 250 | 2473.2 | 1 |  |  | Upsize | 1890.4242 | 754.303 | 12054.162 | 10631.1059 | 1423.0561 | 9534.7761 | 10631.1059 | -1096.3298 | 14206.6909 | 10631.1059 | 3575.585 | 11237.4146 | 10631.1059 | 606.3088
| 4814109 |  | 478413 | 2015-04-09 | 24000 | 10 | 25200 | 16 | 6120 |  | 2015-07-19 | 3 | 150 | 2267.1 | 1 |  |  | Upsize | 2121.9048 | 846.6667 | 7731.5325 | 5852.1176 | 1879.4148 | 6115.5998 | 5852.1176 | 263.4822 | 8118.1091 | 5852.1176 | 2265.9914 | 6421.3798 | 5852.1176 | 569.2621
| 4800199 |  | 401977 | 2015-06-10 | 48000 | 10 | 49000 | 15 | 5225 |  | 2015-07-19 | 3 | 250 | 4213.6 | 1 |  |  | Upsize | 2182.5306 | 870.8571 | 15904.8668 | 12149.8353 | 3755.0315 | 12580.6624 | 12149.8353 | 430.8272 | 16236.2182 | 12149.8353 | 4086.3829 | 12842.7596 | 12149.8353 | 692.9243
| 8864364 |  | 117866 | 2015-06-18 | 30000 | 13 | 28800 | 15 | 2198 |  | 2015-07-19 | 3 | 150 | 1065.3785 | 1 |  |  | Downsize | 2320.8333 | 926.0417 | 8963.7238 | 7593.6471 | 1370.0767 | 8361.1716 | 7593.6471 | 767.5245 | 8605.1748 | 7593.6471 | 1011.5278 | 8026.7247 | 7593.6471 | 433.0777
| 2321644 |  | 232164 | 2015-06-17 | 42000 | 10 | 41000 | 15 | 4800 |  | 2015-07-19 | 3 | 225 | 4030.4 | 1 |  |  | Downsize | 2282.3415 | 910.6829 | 14553.1956 | 10631.1059 | 3922.0897 | 11511.4979 | 10631.1059 | 880.392 | 14206.6909 | 10631.1059 | 3575.585 | 11237.4146 | 10631.1059 | 606.3088
| 3220316 |  | 187737 | 2015-05-18 | 36000 | 8 | 24400 | 15 | 3575 |  | 2015-07-19 | 3 | 175 | 7895.92 | 1 |  |  | Downsize | 3287.2131 | 1311.6393 | 20924.7988 | 9112.3765 | 11812.4223 | 14211.2504 | 9112.3765 | 5098.8739 | 14182.3636 | 9112.3765 | 5069.9872 | 9632.0697 | 9112.3765 | 519.6932
| 3941317 |  | 82743 | 2015-04-13 | 36000 | 10 | 34800 | 15.2 | 5298 |  | 2015-07-19 | 3 | 175 | 3601.3263 | 1 |  |  | Downsize | 2304.8276 | 919.6552 | 12597.0658 | 9042.0186 | 3555.0473 | 9964.21 | 9042.0186 | 922.1914 | 12177.1636 | 9042.0186 | 3135.1451 | 9632.0697 | 9042.0186 | 590.0511
| 8907474 |  | 600032 | 2015-01-06 | 47000 | 10 | 47000 | 16 | 8060 |  | 2015-07-19 | 3 | 300 | 4843.35 | 1 |  |  | Same Size | 2228 | 889 | 15897.9636 | 11460.3971 | 4437.5666 | 12575.2021 | 11460.3971 | 1114.805 | 15897.9636 | 11460.3971 | 4437.5666 | 12575.2021 | 11460.3971 | 1114.805
| 5709647 |  | 567896 | 2015-02-16 | 24000 | 10 | 23600 | 15 | 3698 |  | 2015-07-20 | 3 | 125 | 2271.68 | 1 |  |  | Downsize | 2265.7627 | 904.0678 | 8255.7042 | 6074.9176 | 2180.7865 | 6530.2167 | 6074.9176 | 455.2991 | 8118.1091 | 6074.9176 | 2043.1914 | 6421.3798 | 6074.9176 | 346.4621
| 5400734 |  | 536336 | 2015-03-10 | 30000 | 10 | 30200 | 15 | 4576 |  | 2015-07-20 | 3 | 150 | 2711.36 | 1 |  |  | Upsize | 2213.245 | 883.1126 | 10080.4335 | 7593.6471 | 2486.7864 | 7973.5676 | 7593.6471 | 379.9206 | 10147.6364 | 7593.6471 | 2553.9893 | 8026.7247 | 7593.6471 | 433.0777
| 6524771 |  | 610165 | 2015-05-08 | 34200 | 10 | 34200 | 17.5 | 11388 |  | 2015-07-20 | 3 | 250 | 4027.7829 | 1 |  |  | Same Size | 2228 | 889 | 11568.3055 | 7931.0662 | 3637.2392 | 9150.4662 | 7931.0662 | 1219.4 | 11568.3055 | 7931.0662 | 3637.2392 | 9150.4662 | 7931.0662 | 1219.4
| 3079530 |  | 307953 | 2015-06-09 | 24000 | 10 | 24000 | 17 | 6429 |  | 2015-07-24 | 3 | 175 | 2715.6706 | 1 |  |  | Same Size | 2228 | 889 | 8118.1091 | 5655.5294 | 2462.5797 | 6421.3798 | 5655.5294 | 765.8504 | 8118.1091 | 5655.5294 | 2462.5797 | 6421.3798 | 5655.5294 | 765.8504
| 3079530 |  | 307953 | 2015-06-09 | 48000 | 10 | 47000 | 16 | 7233 |  | 2015-07-24 | 3 | 300 | 5118.15 | 1 |  |  | Downsize | 2275.4043 | 907.9149 | 16581.6696 | 11704.2353 | 4877.4343 | 13116.0098 | 11704.2353 | 1411.7745 | 16236.2182 | 11704.2353 | 4531.9829 | 12842.7596 | 11704.2353 | 1138.5243
| 3554102 |  | 337383 | 2015-05-29 | 42000 | 12 | 43500 | 15.5 | 5268 |  | 2015-07-24 | 3 | 225 | 1905.871 | 1 |  |  | Upsize | 2151.1724 | 858.3448 | 12210.9843 | 10429.8672 | 1781.1172 | 10849.9176 | 10429.8672 | 420.0504 | 12647.0909 | 10429.8672 | 2217.2237 | 11237.4146 | 10429.8672 | 807.5475
| 1450527 |  | 145052 | 2015-06-11 | 48000 | 12 | 48000 | 20.5 | 14051 |  | 2015-07-24 | 3 | 400 | 4557.6585 | 1 |  |  | Same Size | 2228 | 889 | 14453.8182 | 10237.0158 | 4216.8024 | 12842.7596 | 10237.0158 | 2605.7438 | 14453.8182 | 10237.0158 | 4216.8024 | 12842.7596 | 10237.0158 | 2605.7438
| 3084993 |  | 308499 | 2015-06-25 | 48000 | 10 | 49000 | 15 | 5761 |  | 2015-07-24 | 3 | 250 | 4213.6 | 1 |  |  | Upsize | 2182.5306 | 870.8571 | 15904.8668 | 12149.8353 | 3755.0315 | 12580.6624 | 12149.8353 | 430.8272 | 16236.2182 | 12149.8353 | 4086.3829 | 12842.7596 | 12149.8353 | 692.9243
| 7690621 |  | 583784 | 2015-07-11 | 48000 | 10 | 59000 | 15 | 6200 |  | 2015-07-24 | 3 | 325 | 2381.6 | 1 |  |  | Upsize | 1812.6102 | 723.2542 | 13209.1267 | 12149.8353 | 1059.2914 | 10448.3468 | 12149.8353 | -1701.4885 | 16236.2182 | 12149.8353 | 4086.3829 | 12842.7596 | 12149.8353 | 692.9243
| 5103387 |  | 391594 | 2015-04-29 | 60000 | 12 | 59000 | 15 | 6739 |  | 2015-07-24 | 3 | 325 | 2931.2 | 1 |  |  | Downsize | 2265.7627 | 904.0678 | 18373.4977 | 15187.2941 | 3186.2036 | 16325.5418 | 15187.2941 | 1138.2477 | 18067.2727 | 15187.2941 | 2879.9786 | 16053.4495 | 15187.2941 | 866.1554
| 8880590 |  | 658294 | 2015-06-22 | 48000 | 12 | 47500 | 17 | 12405 |  | 2015-07-24 | 3 | 325 | 3313.7647 | 1 |  |  | Downsize | 2251.4526 | 898.3579 | 14605.9636 | 11311.0588 | 3294.9048 | 12977.9465 | 11311.0588 | 1666.8877 | 14453.8182 | 11311.0588 | 3142.7594 | 12842.7596 | 11311.0588 | 1531.7008
| 8441925 |  | 445312 | 2015-06-26 | 60000 | 10 | 58000 | 15 | 4350 |  | 2015-07-24 | 3 | 325 | 5862.4 | 1 |  |  | Downsize | 2304.8276 | 919.6552 | 20995.1097 | 15187.2941 | 5807.8156 | 16607.0167 | 15187.2941 | 1419.7226 | 20295.2727 | 15187.2941 | 5107.9786 | 16053.4495 | 15187.2941 | 866.1554
| 3558806 |  | 163247 | 2015-05-26 | 36000 | 8 | 35400 | 20 | 11328 |  | 2015-07-24 | 3 | 300 | 7502.04 | 1 |  |  | Downsize | 2265.7627 | 904.0678 | 14422.7427 | 7775.5765 | 6647.1662 | 9795.3251 | 7775.5765 | 2019.7486 | 14182.3636 | 7775.5765 | 6406.7872 | 9632.0697 | 7775.5765 | 1856.4932
| 7484108 |  | 509265 | 2015-06-12 | 57000 | 10 | 57000 | 15 | 6335 |  | 2015-07-24 | 3 | 325 | 5221.2 | 1 |  |  | Same Size | 2228 | 889 | 19280.5091 | 14427.9294 | 4852.5797 | 15250.777 | 14427.9294 | 822.8476 | 19280.5091 | 14427.9294 | 4852.5797 | 15250.777 | 14427.9294 | 822.8476
| 6281729 |  | 610222 | 2015-07-02 | 24000 | 12 | 24200 | 16 | 8116 |  | 2015-07-24 | 3 | 150 | 1339.65 | 1 |  |  | Upsize | 2209.5868 | 881.6529 | 7167.1826 | 5852.1176 | 1315.0649 | 6368.3105 | 5852.1176 | 516.1929 | 7226.9091 | 5852.1176 | 1374.7914 | 6421.3798 | 5852.1176 | 569.2621
| 8144693 |  | 561903 | 2015-06-26 | 48000 | 10 | 46500 | 15 | 5799 |  | 2015-07-24 | 3 | 250 | 4671.6 | 1 |  |  | Downsize | 2299.871 | 917.6774 | 16759.9672 | 12149.8353 | 4610.1319 | 13257.0421 | 12149.8353 | 1107.2069 | 16236.2182 | 12149.8353 | 4086.3829 | 12842.7596 | 12149.8353 | 692.9243
| 8930962 |  |  | 2015-07-03 | 48000 | 10 | 46500 | 15 | 5943 |  | 2015-07-24 | 3 | 250 | 4671.6 | 1 |  |  | Downsize | 2299.871 | 917.6774 | 16759.9672 | 12149.8353 | 4610.1319 | 13257.0421 | 12149.8353 | 1107.2069 | 16236.2182 | 12149.8353 | 4086.3829 | 12842.7596 | 12149.8353 | 692.9243
| 5866264 |  | 570540 | 2015-06-15 | 42000 | 11 | 47000 | 16 | 8037 |  | 2015-07-24 | 3 | 300 | 2420.1136 | 1 |  |  | Upsize | 1990.9787 | 794.4255 | 11935.1489 | 10241.2059 | 1693.9431 | 10041.945 | 10241.2059 | -199.2609 | 13356 | 10241.2059 | 3114.7941 | 11237.4146 | 10241.2059 | 996.2088
| 2738581 |  | 120985 | 2015-07-07 | 24000 | 8 | 28000 | 15 | 3438 |  | 2015-07-24 | 3 | 150 | 3114.4 | 1 |  |  | Upsize | 1909.7143 | 762 | 8104.2078 | 6074.9176 | 2029.2901 | 5504.0398 | 6074.9176 | -570.8778 | 9454.9091 | 6074.9176 | 3379.9914 | 6421.3798 | 6074.9176 | 346.4621
| 3137205 |  | 150588 | 2015-05-30 | 36000 | 7 | 34800 | 15 | 3498 |  | 2015-07-24 | 3 | 175 | 7757.2114 | 1 |  |  | Downsize | 2304.8276 | 919.6552 | 16153.0855 | 9112.3765 | 7040.7091 | 9964.21 | 9112.3765 | 851.8335 | 15614.6494 | 9112.3765 | 6502.2729 | 9632.0697 | 9112.3765 | 519.6932
| 5237011 |  | 200719 | 2015-06-05 | 36000 | 8 | 41500 | 15 | 5673 |  | 2015-07-24 | 3 | 225 | 4763.2 | 1 |  |  | Upsize | 1932.7229 | 771.1807 | 12302.7733 | 9112.3765 | 3190.3968 | 8355.5303 | 9112.3765 | -756.8461 | 14182.3636 | 9112.3765 | 5069.9872 | 9632.0697 | 9112.3765 | 519.6932
| 8850185 |  | 595554 | 2015-05-30 | 24000 | 10 | 24000 | 17 | 9273 |  | 2015-07-24 | 3 | 175 | 2715.6706 | 1 |  |  | Same Size | 2228 | 889 | 8118.1091 | 5655.5294 | 2462.5797 | 6421.3798 | 5655.5294 | 765.8504 | 8118.1091 | 5655.5294 | 2462.5797 | 6421.3798 | 5655.5294 | 765.8504
| 1712694 |  | 171269 | 2015-06-15 | 30000 | 7 | 30000 | 15 | 4884 |  | 2015-07-24 | 3 | 150 | 6281.1429 | 1 |  |  | Same Size | 2228 | 889 | 13012.2078 | 7593.6471 | 5418.5607 | 8026.7247 | 7593.6471 | 433.0777 | 13012.2078 | 7593.6471 | 5418.5607 | 8026.7247 | 7593.6471 | 433.0777
| 1914191 |  | 191419 | 2015-06-30 | 48000 | 8 | 47000 | 19.25 | 7613 |  | 2015-07-24 | 3 | 400 | 9778.5974 | 1 |  |  | Downsize | 2275.4043 | 907.9149 | 19312.1547 | 10575.7678 | 8736.387 | 13116.0098 | 10575.7678 | 2540.242 | 18909.8182 | 10575.7678 | 8334.0504 | 12842.7596 | 10575.7678 | 2266.9918
| 8879799 |  | 184938 | 2015-06-19 | 36000 | 10 | 34200 | 15 | 5961 |  | 2015-07-24 | 3 | 175 | 3627.36 | 1 |  |  | Downsize | 2345.2632 | 935.7895 | 12818.067 | 9112.3765 | 3705.6905 | 10139.0207 | 9112.3765 | 1026.6443 | 12177.1636 | 9112.3765 | 3064.7872 | 9632.0697 | 9112.3765 | 519.6932
| 6161939 |  | 380924 | 2015-06-17 | 30000 | 10 | 35600 | 15 | 4700 |  | 2015-07-28 | 3 | 175 | 1722.08 | 1 |  |  | Upsize | 1877.5281 | 749.1573 | 8551.379 | 7593.6471 | 957.7319 | 6764.0939 | 7593.6471 | -829.5532 | 10147.6364 | 7593.6471 | 2553.9893 | 8026.7247 | 7593.6471 | 433.0777
| 1863935 |  | 186393 | 2015-01-21 | 42000 | 13 | 41500 | 15 | 10857 |  | 2015-07-28 | 3 | 225 | 1275.3538 | 1 |  |  | Downsize | 2254.8434 | 899.7108 | 12192.3923 | 10631.1059 | 1561.2864 | 11372.8052 | 10631.1059 | 741.6993 | 12047.2448 | 10631.1059 | 1416.1389 | 11237.4146 | 10631.1059 | 606.3088
| 5157235 |  | 101938 | 2015-01-07 | 48000 | 14 | 49500 | 15 | 5719 |  | 2015-07-28 | 3 | 250 | 353.3143 | 1 |  |  | Upsize | 2160.4848 | 862.0606 | 12781.2609 | 12149.8353 | 631.4256 | 12453.585 | 12149.8353 | 303.7498 | 13180.6753 | 12149.8353 | 1030.84 | 12842.7596 | 12149.8353 | 692.9243
| 7572266 |  | 608152 | 2015-07-10 | 42000 | 12 | 41000 | 15 | 6620 |  | 2015-08-04 | 3 | 225 | 2106.8 | 1 |  |  | Downsize | 2282.3415 | 910.6829 | 12955.5565 | 10631.1059 | 2324.4507 | 11511.4979 | 10631.1059 | 880.392 | 12647.0909 | 10631.1059 | 2015.985 | 11237.4146 | 10631.1059 | 606.3088
| 8831406 |  | 191776 | 2015-07-06 | 36000 | 12 | 36400 | 16 | 9832 |  | 2015-08-04 | 3 | 225 | 1992.3 | 1 |  |  | Upsize | 2203.5165 | 879.2308 | 10721.2388 | 8778.1765 | 1943.0623 | 9526.2228 | 8778.1765 | 748.0463 | 10840.3636 | 8778.1765 | 2062.1872 | 9632.0697 | 8778.1765 | 853.8932
| 3001161 |  | 300116 | 2015-06-19 | 47000 | 8 | 48000 | 15 | 5250 |  | 2015-08-04 | 3 | 250 | 7350.9 | 1 |  |  | Upsize | 2181.5833 | 870.4792 | 18130.1165 | 11896.7137 | 6233.4028 | 12313.2187 | 11896.7137 | 416.505 | 18515.8636 | 11896.7137 | 6619.1499 | 12575.2021 | 11896.7137 | 678.4884
| 896514 |  | 89651 | 2015-07-15 | 36000 | 10 | 34800 | 15 | 5850 |  | 2015-08-04 | 3 | 175 | 3517.44 | 1 |  |  | Downsize | 2304.8276 | 919.6552 | 12597.0658 | 9112.3765 | 3484.6894 | 9964.21 | 9112.3765 | 851.8335 | 12177.1636 | 9112.3765 | 3064.7872 | 9632.0697 | 9112.3765 | 519.6932
| 3312477 |  | 129547 | 2015-03-18 | 30000 | 10 | 28000 | 15 | 3560 |  | 2015-08-04 | 3 | 150 | 3114.4 | 1 |  |  | Downsize | 2387.1429 | 952.5 | 10872.4675 | 7593.6471 | 3278.8205 | 8600.0622 | 7593.6471 | 1006.4152 | 10147.6364 | 7593.6471 | 2553.9893 | 8026.7247 | 7593.6471 | 433.0777
| 7052335 |  | 316463 | 2015-07-18 | 48000 | 10 | 48000 | 15 | 3429 |  | 2015-08-04 | 3 | 250 | 4396.8 | 1 |  |  | Same Size | 2228 | 889 | 16236.2182 | 12149.8353 | 4086.3829 | 12842.7596 | 12149.8353 | 692.9243 | 16236.2182 | 12149.8353 | 4086.3829 | 12842.7596 | 12149.8353 | 692.9243
| 4191086 |  | 41910 | 2015-07-09 | 48000 | 10 | 49000 | 15 | 5170 |  | 2015-08-04 | 3 | 250 | 4213.6 | 1 |  |  | Upsize | 2182.5306 | 870.8571 | 15904.8668 | 12149.8353 | 3755.0315 | 12580.6624 | 12149.8353 | 430.8272 | 16236.2182 | 12149.8353 | 4086.3829 | 12842.7596 | 12149.8353 | 692.9243
| 3842259 |  | 186543 | 2015-05-29 | 48000 | 10 | 47500 | 15 | 4500 |  | 2015-08-04 | 3 | 250 | 4488.4 | 1 |  |  | Downsize | 2251.4526 | 898.3579 | 16407.1257 | 12149.8353 | 4257.2904 | 12977.9465 | 12149.8353 | 828.1112 | 16236.2182 | 12149.8353 | 4086.3829 | 12842.7596 | 12149.8353 | 692.9243
| 8809220 |  | 480969 | 2015-07-08 | 48000 | 10 | 48500 | 15 | 5400 |  | 2015-08-04 | 3 | 250 | 4305.2 | 1 |  |  | Upsize | 2205.0309 | 879.8351 | 16068.8345 | 12149.8353 | 3918.9992 | 12710.36 | 12149.8353 | 560.5247 | 16236.2182 | 12149.8353 | 4086.3829 | 12842.7596 | 12149.8353 | 692.9243
| 3829561 |  | 382956 | 2015-07-01 | 30000 | 10 | 28000 | 15 | 5700 |  | 2015-08-04 | 3 | 150 | 3114.4 | 1 |  |  | Downsize | 2387.1429 | 952.5 | 10872.4675 | 7593.6471 | 3278.8205 | 8600.0622 | 7593.6471 | 1006.4152 | 10147.6364 | 7593.6471 | 2553.9893 | 8026.7247 | 7593.6471 | 433.0777
| 1480755 |  | 148075 | 2015-07-07 | 24000 | 12 | 24000 | 15 | 4848 |  | 2015-08-04 | 3 | 125 | 1099.2 | 1 |  |  | Same Size | 2228 | 889 | 7226.9091 | 6074.9176 | 1151.9914 | 6421.3798 | 6074.9176 | 346.4621 | 7226.9091 | 6074.9176 | 1151.9914 | 6421.3798 | 6074.9176 | 346.4621
| 1054881 |  | 105488 | 2015-07-03 | 36000 | 11 | 33000 | 15 | 7869 |  | 2015-08-04 | 3 | 150 | 2947.8545 | 1 |  |  | Downsize | 2430.5455 | 969.8182 | 12488.7273 | 9112.3765 | 3376.3508 | 10507.7124 | 9112.3765 | 1395.3359 | 11448 | 9112.3765 | 2335.6235 | 9632.0697 | 9112.3765 | 519.6932
| 5964317 |  | 590080 | 2015-03-19 | 36000 | 10 | 35600 | 15 | 5975 |  | 2015-08-04 | 3 | 175 | 3370.88 | 1 |  |  | Downsize | 2253.0337 | 898.9888 | 12313.9857 | 9112.3765 | 3201.6092 | 9740.2952 | 9112.3765 | 627.9187 | 12177.1636 | 9112.3765 | 3064.7872 | 9632.0697 | 9112.3765 | 519.6932
| 1552652 |  | 155265 | 2015-06-02 | 36000 | 11 | 34200 | 15 | 6650 |  | 2015-08-04 | 3 | 175 | 2728.0145 | 1 |  |  | Downsize | 2345.2632 | 935.7895 | 12050.5263 | 9112.3765 | 2938.1498 | 10139.0207 | 9112.3765 | 1026.6443 | 11448 | 9112.3765 | 2335.6235 | 9632.0697 | 9112.3765 | 519.6932
| 3034030 |  | 296645 | 2015-07-08 | 34000 | 10 | 36000 | 16 | 8372 |  | 2015-08-04 | 3 | 225 | 3160.2 | 1 |  |  | Upsize | 2104.2222 | 839.6111 | 10861.7293 | 8290.5 | 2571.2293 | 8591.5683 | 8290.5 | 301.0683 | 11500.6545 | 8290.5 | 3210.1545 | 9096.9547 | 8290.5 | 806.4547
| 8889325 |  | 696167 | 2015-07-08 | 36000 | 10 | 35200 | 17.75 | 7800 |  | 2015-08-04 | 3 | 275 | 4443.2451 | 1 |  |  | Downsize | 2278.6364 | 909.2045 | 12453.9174 | 8283.937 | 4169.9803 | 9850.9804 | 8283.937 | 1567.0433 | 12177.1636 | 8283.937 | 3893.2266 | 9632.0697 | 8283.937 | 1348.1327
| 8803821 |  | 326674 | 2015-07-18 | 36000 | 10 | 42500 | 15 | 5450 |  | 2015-08-04 | 3 | 225 | 2106.8 | 1 |  |  | Upsize | 1887.2471 | 753.0353 | 10314.7739 | 9112.3765 | 1202.3974 | 8158.9296 | 9112.3765 | -953.4469 | 12177.1636 | 9112.3765 | 3064.7872 | 9632.0697 | 9112.3765 | 519.6932
| 6975858 |  | 307377 | 2015-07-22 | 30000 | 8 | 34800 | 15 | 4150 |  | 2015-08-04 | 3 | 175 | 3929.64 | 1 |  |  | Upsize | 1920.6897 | 766.3793 | 10188.4796 | 7593.6471 | 2594.8326 | 6919.5903 | 7593.6471 | -674.0568 | 11818.6364 | 7593.6471 | 4224.9893 | 8026.7247 | 7593.6471 | 433.0777
| 1937820 |  | 193782 | 2015-07-14 | 36000 | 8 | 33400 | 19 | 8967 |  | 2015-08-04 | 3 | 250 | 7535.3053 | 1 |  |  | Downsize | 2401.4371 | 958.2036 | 15286.38 | 7986.6502 | 7299.7298 | 10381.8715 | 7986.6502 | 2395.2214 | 14182.3636 | 7986.6502 | 6195.7135 | 9632.0697 | 7986.6502 | 1645.4195
| 6281729 |  | 610222 | 2015-07-02 | 24000 | 12 | 24200 | 16 | 8116 |  | 2015-08-04 | 3 | 150 | 1339.65 | 1 |  |  | Upsize | 2209.5868 | 881.6529 | 7167.1826 | 5852.1176 | 1315.0649 | 6368.3105 | 5852.1176 | 516.1929 | 7226.9091 | 5852.1176 | 1374.7914 | 6421.3798 | 5852.1176 | 569.2621
| 8725525 |  | 95330 | 2015-07-09 | 42000 | 10 | 39500 | 15 | 6000 |  | 2015-08-04 | 3 | 225 | 4305.2 | 1 |  |  | Downsize | 2369.0127 | 945.2658 | 15105.8486 | 10631.1059 | 4474.7427 | 11948.6434 | 10631.1059 | 1317.5375 | 14206.6909 | 10631.1059 | 3575.585 | 11237.4146 | 10631.1059 | 606.3088
| 4273355 |  | 427335 | 2015-06-16 | 35000 | 10 | 35600 | 15 | 4461 |  | 2015-08-11 | 3 | 175 | 3096.08 | 1 |  |  | Upsize | 2190.4494 | 874.0169 | 11639.3769 | 8859.2549 | 2780.122 | 9206.6833 | 8859.2549 | 347.4284 | 11838.9091 | 8859.2549 | 2979.6542 | 9364.5122 | 8859.2549 | 505.2573
| 1077965 |  | 107796 | 2015-06-23 | 30000 | 10 | 34800 | 15 | 6508 |  | 2015-08-11 | 3 | 175 | 1868.64 | 1 |  |  | Upsize | 1920.6897 | 766.3793 | 8747.9624 | 7593.6471 | 1154.3153 | 6919.5903 | 7593.6471 | -674.0568 | 10147.6364 | 7593.6471 | 2553.9893 | 8026.7247 | 7593.6471 | 433.0777
| 3764875 |  | 376487 | 2015-06-19 | 57000 | 10 | 57000 | 17 | 17122.62 |  | 2015-08-11 | 3 | 425 | 6449.7176 | 1 |  |  | Same Size | 2228 | 889 | 19280.5091 | 13431.8824 | 5848.6267 | 15250.777 | 13431.8824 | 1818.8947 | 19280.5091 | 13431.8824 | 5848.6267 | 15250.777 | 13431.8824 | 1818.8947
| 2332443 |  | 192209 | 2015-06-17 | 40000 | 11 | 46500 | 17 | 7500 |  | 2015-08-11 | 3 | 325 | 2476.139 | 1 |  |  | Upsize | 1916.5591 | 764.7312 | 10941.9355 | 9425.8824 | 1516.0531 | 9206.2793 | 9425.8824 | -219.6031 | 12720 | 9425.8824 | 3294.1176 | 10702.2997 | 9425.8824 | 1276.4173
| 8900564 |  | 280345 | 2015-01-23 | 56500 | 10 | 56500 | 16.5 | 4550 |  | 2015-08-24 | 3 | 375 | 6116.3818 | 1 |  |  | Same Size | 2228 | 889 | 19111.3818 | 13538.4474 | 5572.9344 | 15116.9983 | 13538.4474 | 1578.5508 | 19111.3818 | 13538.4474 | 5572.9344 | 15116.9983 | 13538.4474 | 1578.5508
| 7604218 |  | 736865 | 2015-07-28 | 60000 | 12 | 59000 | 15 | 7351 |  | 2015-08-19 | 3 | 325 | 2931.2 | 1 |  |  | Downsize | 2265.7627 | 904.0678 | 18373.4977 | 15187.2941 | 3186.2036 | 16325.5418 | 15187.2941 | 1138.2477 | 18067.2727 | 15187.2941 | 2879.9786 | 16053.4495 | 15187.2941 | 866.1554
| 4635231 |  | 99856 | 2015-06-10 | 20000 | 10 | 28400 | 15 | 5500 |  | 2015-08-19 | 3 | 150 | 293.12 | 1 |  |  | Upsize | 1569.0141 | 626.0563 | 4764.1485 | 5062.4314 | -298.2828 | 3768.4154 | 5062.4314 | -1294.016 | 6765.0909 | 5062.4314 | 1702.6595 | 5351.1498 | 5062.4314 | 288.7185
| 1175413 |  | 117541 | 2015-08-03 | 42000 | 11 | 46000 | 18 | 8230 |  | 2015-08-19 | 3 | 350 | 3469.697 | 1 |  |  | Upsize | 2034.2609 | 811.6957 | 12194.6087 | 9591.3725 | 2603.2361 | 10260.2481 | 9591.3725 | 668.8756 | 13356 | 9591.3725 | 3764.6275 | 11237.4146 | 9591.3725 | 1646.0421
| 7721111 |  | 479302 | 2015-04-16 | 30000 | 13 | 41500 | 15 | 5263.24 |  | 2015-08-19 | 3 | 225 | -1261.2615 | 1 |  |  | Upsize | 1610.6024 | 642.6506 | 6220.6083 | 7593.6471 | -1373.0388 | 5802.4516 | 7593.6471 | -1791.1954 | 8605.1748 | 7593.6471 | 1011.5278 | 8026.7247 | 7593.6471 | 433.0777
| 2133239 |  | 146284 | 2015-07-07 | 20000 | 10 | 28600 | 16 | 4295 |  | 2015-08-19 | 3 | 175 | 583.95 | 1 |  |  | Upsize | 1558.042 | 621.6783 | 4730.8328 | 4876.7647 | -145.9319 | 3742.0628 | 4876.7647 | -1134.7019 | 6765.0909 | 4876.7647 | 1888.3262 | 5351.1498 | 4876.7647 | 474.3851
| 1007426 |  | 100742 | 2015-06-26 | 48000 | 10 | 45500 | 15 | 4350 |  | 2015-08-19 | 3 | 250 | 4854.8 | 1 |  |  | Downsize | 2350.4176 | 937.8462 | 17128.3181 | 12149.8353 | 4978.4828 | 13548.4057 | 12149.8353 | 1398.5704 | 16236.2182 | 12149.8353 | 4086.3829 | 12842.7596 | 12149.8353 | 692.9243
| 4682225 |  | 142074 | 2015-05-22 | 20000 | 10 | 22400 | 19 | 5594 |  | 2015-08-19 | 3 | 200 | 2256.2526 | 1 |  |  | Upsize | 1989.2857 | 793.75 | 6040.2597 | 4437.0279 | 1603.2319 | 4777.8123 | 4437.0279 | 340.7845 | 6765.0909 | 4437.0279 | 2328.063 | 5351.1498 | 4437.0279 | 914.122
| 4570743 |  | 4570743 | 2015-06-27 | 30000 | 10 | 42000 | 15 | 6400 |  | 2015-08-19 | 3 | 225 | 549.6 | 1 |  |  | Upsize | 1591.4286 | 635 | 7248.3117 | 7593.6471 | -345.3354 | 5733.3748 | 7593.6471 | -1860.2722 | 10147.6364 | 7593.6471 | 2553.9893 | 8026.7247 | 7593.6471 | 433.0777
| 5553649 |  | 5553649 | 2015-07-08 | 50000 | 10 | 56500 | 15 | 6973 |  | 2015-08-20 | 3 | 325 | 3389.2 | 1 |  |  | Upsize | 1971.6814 | 786.7257 | 14967.0153 | 12656.0784 | 2310.9369 | 11838.827 | 12656.0784 | -817.2514 | 16912.7273 | 12656.0784 | 4256.6488 | 13377.8746 | 12656.0784 | 721.7961
| 8815603 |  | 8815603 | 2015-06-30 | 40000 | 10 | 56500 | 15 | 6000 |  | 2015-08-20 | 3 | 325 | 641.2 | 1 |  |  | Upsize | 1577.3451 | 629.3805 | 9578.8898 | 10124.8627 | -545.973 | 7576.8493 | 10124.8627 | -2548.0134 | 13530.1818 | 10124.8627 | 3405.3191 | 10702.2997 | 10124.8627 | 577.4369
| 8805879 |  | 435436 | 2015-06-19 | 20000 | 10 | 28800 | 15 | 3300 |  | 2015-08-20 | 3 | 150 | 219.84 | 1 |  |  | Upsize | 1547.2222 | 617.3611 | 4697.9798 | 5062.4314 | -364.4516 | 3716.0763 | 5062.4314 | -1346.3551 | 6765.0909 | 5062.4314 | 1702.6595 | 5351.1498 | 5062.4314 | 288.7185
| 1883255 |  | 1883255 | 2015-07-14 | 48000 | 10 | 47000 | 16 | 6400 |  | 2015-08-20 | 3 | 300 | 5118.15 | 1 |  |  | Downsize | 2275.4043 | 907.9149 | 16581.6696 | 11704.2353 | 4877.4343 | 13116.0098 | 11704.2353 | 1411.7745 | 16236.2182 | 11704.2353 | 4531.9829 | 12842.7596 | 11704.2353 | 1138.5243
| 2275204 |  | 2275204 | 2015-07-23 | 56500 | 10 | 56500 | 16 | 9027.23 |  | 2015-08-20 | 3 | 375 | 5822.325 | 1 |  |  | Same Size | 2228 | 889 | 19111.3818 | 13776.8603 | 5334.5215 | 15116.9983 | 13776.8603 | 1340.138 | 19111.3818 | 13776.8603 | 5334.5215 | 15116.9983 | 13776.8603 | 1340.138
| 1479112 |  | 147911 | 2015-07-23 | 30000 | 12 | 35600 | 15 | 5180 |  | 2015-08-20 | 3 | 175 | 348.08 | 1 |  |  | Upsize | 1877.5281 | 749.1573 | 7612.6149 | 7593.6471 | 18.9679 | 6764.0939 | 7593.6471 | -829.5532 | 9033.6364 | 7593.6471 | 1439.9893 | 8026.7247 | 7593.6471 | 433.0777
| 2842813 |  | 151186 | 2015-07-16 | 50000 | 10 | 58000 | 15 | 7585 |  | 2015-08-20 | 3 | 325 | 3114.4 | 1 |  |  | Upsize | 1920.6897 | 766.3793 | 14579.9373 | 12656.0784 | 1923.8589 | 11532.6505 | 12656.0784 | -1123.4279 | 16912.7273 | 12656.0784 | 4256.6488 | 13377.8746 | 12656.0784 | 721.7961
| 833160 |  | 83316 | 2015-06-17 | 24000 | 10 | 24200 | 16.5 | 7240.24 |  | 2015-08-20 | 3 | 150 | 2564.8 | 1 |  |  | Upsize | 2209.5868 | 881.6529 | 8051.0173 | 5750.8449 | 2300.1724 | 6368.3105 | 5750.8449 | 617.4656 | 8118.1091 | 5750.8449 | 2367.2642 | 6421.3798 | 5750.8449 | 670.5349
| 2192953 |  | 219295 | 2015-07-24 | 42000 | 10 | 42500 | 15 | 6278 |  | 2015-08-20 | 3 | 225 | 3755.6 | 1 |  |  | Upsize | 2201.7882 | 878.5412 | 14039.5534 | 10631.1059 | 3408.4475 | 11105.2098 | 10631.1059 | 474.1039 | 14206.6909 | 10631.1059 | 3575.585 | 11237.4146 | 10631.1059 | 606.3088
| 6395388 |  | 443726 | 2015-04-30 | 30000 | 10 | 28400 | 15.5 | 8162.05 |  | 2015-08-20 | 3 | 150 | 3208.9548 | 1 |  |  | Downsize | 2353.5211 | 939.0845 | 10719.3342 | 7449.9051 | 3269.4291 | 8478.9346 | 7449.9051 | 1029.0295 | 10147.6364 | 7449.9051 | 2697.7312 | 8026.7247 | 7449.9051 | 576.8196
| 8038770 |  | 530221 | 2015-06-10 | 42000 | 10 | 47500 | 15 | 6130 |  | 2015-08-20 | 3 | 250 | 2839.6 | 1 |  |  | Upsize | 1970.0211 | 786.0632 | 12561.7056 | 10631.1059 | 1930.5998 | 9936.2403 | 10631.1059 | -694.8656 | 14206.6909 | 10631.1059 | 3575.585 | 11237.4146 | 10631.1059 | 606.3088
| 8838036 |  | 470726 | 2015-07-08 | 30000 | 10 | 41500 | 15 | 5400 |  | 2015-08-24 | 3 | 225 | 641.2 | 1 |  |  | Upsize | 1610.6024 | 642.6506 | 7335.6407 | 7593.6471 | -258.0063 | 5802.4516 | 7593.6471 | -1791.1954 | 10147.6364 | 7593.6471 | 2553.9893 | 8026.7247 | 7593.6471 | 433.0777
| 1034180 |  | 103418 | 2015-07-20 | 30000 | 10 | 39500 | 15 | 5185.72 |  | 2015-08-24 | 3 | 225 | 1007.6 | 1 |  |  | Upsize | 1692.1519 | 675.1899 | 7707.0656 | 7593.6471 | 113.4185 | 6096.2466 | 7593.6471 | -1497.4004 | 10147.6364 | 7593.6471 | 2553.9893 | 8026.7247 | 7593.6471 | 433.0777
| 4271003 |  | 427100 | 2015-07-29 | 40000 | 9 | 48500 | 15 | 5300 |  | 2015-08-25 | 3 | 250 | 3328.1333 | 1 |  |  | Upsize | 1837.5258 | 733.1959 | 11975.591 | 10124.8627 | 1850.7282 | 8826.6389 | 10124.8627 | -1298.2239 | 14520.404 | 10124.8627 | 4395.5413 | 10702.2997 | 10124.8627 | 577.4369
| 5413539 |  | 527196 | 2015-06-22 | 48000 | 10 | 57000 | 15 | 5825 |  | 2015-08-25 | 3 | 325 | 2748 | 1 |  |  | Upsize | 1876.2105 | 748.6316 | 13672.6048 | 12149.8353 | 1522.7695 | 10814.9554 | 12149.8353 | -1334.8799 | 16236.2182 | 12149.8353 | 4086.3829 | 12842.7596 | 12149.8353 | 692.9243
| 3592060 |  | 96600 | 2015-07-29 | 50000 | 9 | 56500 | 17 | 12312 |  | 2015-08-25 | 3 | 425 | 6133.6078 | 1 |  |  | Upsize | 1971.6814 | 786.7257 | 16062.3939 | 11782.3529 | 4280.0409 | 11838.827 | 11782.3529 | 56.4741 | 18150.5051 | 11782.3529 | 6368.1521 | 13377.8746 | 11782.3529 | 1595.5216
| 8848985 |  | 610214 | 2015-07-03 | 40800 | 10 | 41500 | 15 | 9043 |  | 2015-08-25 | 3 | 225 | 3609.04 | 1 |  |  | Upsize | 2190.4193 | 874.0048 | 13568.0011 | 10327.36 | 3240.6411 | 10732.2145 | 10327.36 | 404.8545 | 13800.7855 | 10327.36 | 3473.4255 | 10916.3456 | 10327.36 | 588.9856
| 3186368 |  | 233065 | 2015-07-28 | 20000 | 10 | 28600 | 15 | 4908 |  | 2015-08-25 | 3 | 150 | 256.48 | 1 |  |  | Upsize | 1558.042 | 621.6783 | 4730.8328 | 5062.4314 | -331.5986 | 3742.0628 | 5062.4314 | -1320.3686 | 6765.0909 | 5062.4314 | 1702.6595 | 5351.1498 | 5062.4314 | 288.7185
| 5015854 |  | 357676 | 2015-07-14 | 20000 | 10 | 24000 | 16 | 3587 |  | 2015-08-25 | 3 | 150 | 1374 | 1 |  |  | Upsize | 1856.6667 | 740.8333 | 5637.5758 | 4876.7647 | 760.8111 | 4459.2915 | 4876.7647 | -417.4732 | 6765.0909 | 4876.7647 | 1888.3262 | 5351.1498 | 4876.7647 | 474.3851
| 2006559 |  | 200655 | 2015-03-10 | 40000 | 12 | 47500 | 15 | 5298 |  | 2015-08-25 | 3 | 250 | 458 | 1 |  |  | Upsize | 1876.2105 | 748.6316 | 10143.0303 | 10124.8627 | 18.1676 | 9012.4629 | 10124.8627 | -1112.3999 | 12044.8485 | 10124.8627 | 1919.9857 | 10702.2997 | 10124.8627 | 577.4369
| 1019348 |  | 101934 | 2015-04-28 | 35000 | 10 | 35600 | 15 | 4461 |  | 2015-08-25 | 3 | 175 | 3096.08 | 1 |  |  | Upsize | 2190.4494 | 874.0169 | 11639.3769 | 8859.2549 | 2780.122 | 9206.6833 | 8859.2549 | 347.4284 | 11838.9091 | 8859.2549 | 2979.6542 | 9364.5122 | 8859.2549 | 505.2573
| 2740298 |  | 266363 | 2015-08-05 | 30000 | 10 | 35600 | 21 | 10750 |  | 2015-08-25 | 3 | 300 | 3585.4857 | 1 |  |  | Upsize | 1877.5281 | 749.1573 | 8551.379 | 6320.5042 | 2230.8748 | 6764.0939 | 6320.5042 | 443.5897 | 10147.6364 | 6320.5042 | 3827.1322 | 8026.7247 | 6320.5042 | 1706.2205
| 8830738 |  | 276241 | 2015-07-28 | 20000 | 10 | 23600 | 15.5 | 4905 |  | 2015-08-25 | 3 | 125 | 1311.9484 | 1 |  |  | Upsize | 1888.1356 | 753.3898 | 5733.1279 | 4966.6034 | 766.5245 | 4534.8727 | 4966.6034 | -431.7307 | 6765.0909 | 4966.6034 | 1798.4875 | 5351.1498 | 4966.6034 | 384.5464
| 3800448 |  | 184732 | 2015-07-24 | 30000 | 10 | 35000 | 16 | 8402 |  | 2015-08-25 | 3 | 225 | 2232.75 | 1 |  |  | Upsize | 1909.7143 | 762 | 8697.974 | 7315.1471 | 1382.827 | 6880.0498 | 7315.1471 | -435.0973 | 10147.6364 | 7315.1471 | 2832.4893 | 8026.7247 | 7315.1471 | 711.5777
| 5727870 |  | 305595 | 2015-06-19 | 40000 | 10 | 47500 | 15 | 3765 |  | 2015-08-25 | 3 | 250 | 2290 | 1 |  |  | Upsize | 1876.2105 | 748.6316 | 11393.8373 | 10124.8627 | 1268.9746 | 9012.4629 | 10124.8627 | -1112.3999 | 13530.1818 | 10124.8627 | 3405.3191 | 10702.2997 | 10124.8627 | 577.4369
| 987768 |  | 98776 | 2015-07-22 | 41500 | 10 | 42500 | 15 | 4062 |  | 2015-08-25 | 3 | 225 | 3618.2 | 1 |  |  | Upsize | 2175.5765 | 868.0824 | 13707.268 | 10504.5451 | 3202.7229 | 10842.3739 | 10504.5451 | 337.8288 | 14037.5636 | 10504.5451 | 3533.0185 | 11103.6359 | 10504.5451 | 599.0908
| 8443939 |  | 200672 | 2015-06-11 | 34000 | 14 | 34600 | 15 | 6215 |  | 2015-08-25 | 3 | 175 | 334.9943 | 1 |  |  | Upsize | 2189.3642 | 873.5838 | 9174.4103 | 8606.1333 | 568.277 | 8939.204 | 8606.1333 | 333.0707 | 9336.3117 | 8606.1333 | 730.1784 | 9096.9547 | 8606.1333 | 490.8214
| 5453865 |  | 532136 | 2015-07-24 | 30000 | 13 | 46000 | 18 | 11445 |  | 2015-08-25 | 3 | 350 | -681.1282 | 1 |  |  | Upsize | 1453.0435 | 579.7826 | 5612.0705 | 6850.9804 | -1238.9099 | 5234.8205 | 6850.9804 | -1616.1599 | 8605.1748 | 6850.9804 | 1754.1944 | 8026.7247 | 6850.9804 | 1175.7443
| 5899596 |  | 589959 | 2015-07-03 | 30000 | 10 | 36000 | 17 | 3731 |  | 2015-08-25 | 3 | 250 | 2424.7059 | 1 |  |  | Upsize | 1856.6667 | 740.8333 | 8456.3636 | 7069.4118 | 1386.9519 | 6688.9373 | 7069.4118 | -380.4745 | 10147.6364 | 7069.4118 | 3078.2246 | 8026.7247 | 7069.4118 | 957.313
| 5899596 |  | 589959 | 2015-07-03 | 40000 | 10 | 47500 | 17 | 3731 |  | 2015-08-25 | 3 | 325 | 3313.7647 | 1 |  |  | Upsize | 1876.2105 | 748.6316 | 11393.8373 | 9425.8824 | 1967.955 | 9012.4629 | 9425.8824 | -413.4195 | 13530.1818 | 9425.8824 | 4104.2995 | 10702.2997 | 9425.8824 | 1276.4173
| 7218266 |  | 339970 | 2015-06-18 | 40000 | 9 | 41500 | 15 | 6547 |  | 2015-08-25 | 3 | 225 | 4610.5333 | 1 |  |  | Upsize | 2147.4699 | 856.8675 | 13995.5702 | 10124.8627 | 3870.7074 | 10315.4695 | 10124.8627 | 190.6068 | 14520.404 | 10124.8627 | 4395.5413 | 10702.2997 | 10124.8627 | 577.4369
| 5232087 |  | 192141 | 2015-04-21 | 50000 | 10 | 57000 | 15 | 6722 |  | 2015-08-25 | 3 | 325 | 3297.6 | 1 |  |  | Upsize | 1954.386 | 779.8246 | 14835.7257 | 12656.0784 | 2179.6472 | 11734.9777 | 12656.0784 | -921.1007 | 16912.7273 | 12656.0784 | 4256.6488 | 13377.8746 | 12656.0784 | 721.7961
| 4350716 |  | 254674 | 2015-06-18 | 30000 | 10 | 34800 | 15 | 4545 |  | 2015-08-26 | 3 | 175 | 1868.64 | 1 |  |  | Upsize | 1920.6897 | 766.3793 | 8747.9624 | 7593.6471 | 1154.3153 | 6919.5903 | 7593.6471 | -674.0568 | 10147.6364 | 7593.6471 | 2553.9893 | 8026.7247 | 7593.6471 | 433.0777
| 4271003 |  | 151754 | 2015-02-06 | 30000 | 10 | 35000 | 17.5 | 7236 |  | 2015-08-27 | 3 | 250 | 2748 | 1 |  |  | Upsize | 1909.7143 | 762 | 8697.974 | 6957.0756 | 1740.8984 | 6880.0498 | 6957.0756 | -77.0259 | 10147.6364 | 6957.0756 | 3190.5607 | 8026.7247 | 6957.0756 | 1069.6491
| 4989695 |  | 487059 | 2015-07-29 | 34400 | 10 | 34400 | 15 | 4597 |  | 2015-09-11 | 3 | 175 | 3151.04 | 1 |  |  | Same Size | 2228 | 889 | 11635.9564 | 8707.382 | 2928.5744 | 9203.9777 | 8707.382 | 496.5957 | 11635.9564 | 8707.382 | 2928.5744 | 9203.9777 | 8707.382 | 496.5957
| 1533645 |  | 153364 | 2015-07-06 | 20000 | 10 | 40500 | 15 | 5000 |  | 2015-09-11 | 3 | 225 | -1923.6 | 1 |  |  | Upsize | 1100.2469 | 439.0123 | 3340.7856 | 5062.4314 | -1721.6457 | 2642.5431 | 5062.4314 | -2419.8882 | 6765.0909 | 5062.4314 | 1702.6595 | 5351.1498 | 5062.4314 | 288.7185
| 6023279 |  | 157672 | 2015-08-06 | 36000 | 10 | 42000 | 15 | 6975 |  | 2015-09-15 | 3 | 225 | 2198.4 | 1 |  |  | Upsize | 1909.7143 | 762 | 10437.5688 | 9112.3765 | 1325.1924 | 8256.0597 | 9112.3765 | -856.3167 | 12177.1636 | 9112.3765 | 3064.7872 | 9632.0697 | 9112.3765 | 519.6932
| 3861101 |  | 386110 | 2015-03-10 | 30000 | 12 | 34800 | 15 | 6800 |  | 2015-09-15 | 3 | 175 | 494.64 | 1 |  |  | Upsize | 1920.6897 | 766.3793 | 7787.6176 | 7593.6471 | 193.9705 | 6919.5903 | 7593.6471 | -674.0568 | 9033.6364 | 7593.6471 | 1439.9893 | 8026.7247 | 7593.6471 | 433.0777
| 1610534 |  | 161053 | 2015-07-13 | 34000 | 13 | 46500 | 15 | 7159 |  | 2015-09-15 | 3 | 250 | -1331.7231 | 1 |  |  | Upsize | 1629.0753 | 650.0215 | 7130.8832 | 8606.1333 | -1475.2501 | 6651.5368 | 8606.1333 | -1954.5966 | 9752.5315 | 8606.1333 | 1146.3981 | 9096.9547 | 8606.1333 | 490.8214
| 1950138 |  | 195013 | 2015-07-09 | 47500 | 10 | 47500 | 15 | 5449 |  | 2015-09-15 | 3 | 250 | 4351 | 1 |  |  | Same Size | 2228 | 889 | 16067.0909 | 12023.2745 | 4043.8164 | 12708.9808 | 12023.2745 | 685.7063 | 16067.0909 | 12023.2745 | 4043.8164 | 12708.9808 | 12023.2745 | 685.7063
| 4478640 |  | 447864 | 2015-08-18 | 36000 | 10 | 34800 | 15 | 4720 |  | 2015-09-15 | 3 | 175 | 3517.44 | 1 |  |  | Downsize | 2304.8276 | 919.6552 | 12597.0658 | 9112.3765 | 3484.6894 | 9964.21 | 9112.3765 | 851.8335 | 12177.1636 | 9112.3765 | 3064.7872 | 9632.0697 | 9112.3765 | 519.6932
| 6738322 |  | 153254 | 2015-08-06 | 20000 | 10 | 29200 | 15 | 7212 |  | 2015-09-15 | 3 | 150 | 146.56 | 1 |  |  | Upsize | 1526.0274 | 608.9041 | 4633.6239 | 5062.4314 | -428.8075 | 3665.1711 | 5062.4314 | -1397.2603 | 6765.0909 | 5062.4314 | 1702.6595 | 5351.1498 | 5062.4314 | 288.7185
| 3767787 |  | 111734 | 2015-07-27 | 30000 | 13 | 39500 | 15 | 7150 |  | 2015-09-15 | 3 | 225 | -894.8615 | 1 |  |  | Upsize | 1692.1519 | 675.1899 | 6535.5758 | 7593.6471 | -1058.0712 | 6096.2466 | 7593.6471 | -1497.4004 | 8605.1748 | 7593.6471 | 1011.5278 | 8026.7247 | 7593.6471 | 433.0777
| 1733385 |  | 173338 | 2015-05-22 | 30000 | 10 | 30000 | 15 | 4938 |  | 2015-09-15 | 3 | 150 | 2748 | 1 |  |  | Same Size | 2228 | 889 | 10147.6364 | 7593.6471 | 2553.9893 | 8026.7247 | 7593.6471 | 433.0777 | 10147.6364 | 7593.6471 | 2553.9893 | 8026.7247 | 7593.6471 | 433.0777
| 2648475 |  | 264847 | 2015-08-14 | 20000 | 10 | 38000 | 15 | 5700 |  | 2015-09-15 | 3 | 175 | -1465.6 | 1 |  |  | Upsize | 1172.6316 | 467.8947 | 3560.5742 | 5062.4314 | -1501.8572 | 2816.3946 | 5062.4314 | -2246.0367 | 6765.0909 | 5062.4314 | 1702.6595 | 5351.1498 | 5062.4314 | 288.7185
| 8181604 |  | 158565 | 2015-08-06 | 25000 | 11 | 28800 | 15 | 5247 |  | 2015-09-15 | 3 | 150 | 969.2945 | 1 |  |  | Upsize | 1934.0278 | 771.7014 | 6901.0417 | 6328.0392 | 573.0025 | 5806.3692 | 6328.0392 | -521.67 | 7950 | 6328.0392 | 1621.9608 | 6688.9373 | 6328.0392 | 360.8981
| 499666 |  | 97717 | 2015-06-25 | 40000 | 10 | 47000 | 15 | 5250 |  | 2015-09-18 | 3 | 250 | 2381.6 | 1 |  |  | Upsize | 1896.1702 | 756.5957 | 11515.0484 | 10124.8627 | 1390.1856 | 9108.3401 | 10124.8627 | -1016.5226 | 13530.1818 | 10124.8627 | 3405.3191 | 10702.2997 | 10124.8627 | 577.4369
| 1917129 |  | 191712 | 2015-04-16 | 40000 | 10 | 56500 | 16 | 10974 |  | 2015-09-18 | 3 | 375 | 1288.125 | 1 |  |  | Upsize | 1577.3451 | 629.3805 | 9578.8898 | 9753.5294 | -174.6396 | 7576.8493 | 9753.5294 | -2176.6801 | 13530.1818 | 9753.5294 | 3776.6524 | 10702.2997 | 9753.5294 | 948.7702
| 6284707 |  | 614245 | 2015-06-15 | 50000 | 10 | 47000 | 15 | 6650 |  | 2015-09-18 | 3 | 250 | 5129.6 | 1 |  |  | Downsize | 2370.2128 | 945.7447 | 17992.2631 | 12656.0784 | 5336.1846 | 14231.7815 | 12656.0784 | 1575.703 | 16912.7273 | 12656.0784 | 4256.6488 | 13377.8746 | 12656.0784 | 721.7961
| 8404352 |  | 164414 | 2015-05-26 | 30000 | 15 | 48000 | 14 | 6810 | 2015-09-18 |  | 3 | 0 | -3925.7143 | 0 | 1 |  | Upsize | 1392.5 | 555.625 | 0 | 0 | 0 | 0 | 0 | 0 | 0 | 0 | 0 | 0 | 0 | 0
| 907691 |  | 90769 | 2015-06-05 | 60000 | 7 | 57500 | 14 | 9645 | 2015-09-18 |  | 3 | 0 | 12267.8571 | 0 | 1 |  | Downsize | 2324.8696 | 927.6522 | 0 | 0 | 0 | 0 | 0 | 0 | 0 | 0 | 0 | 0 | 0 | 0
| 8800142 |  | 165869 | 2015-07-09 | 60000 | 11 | 57000 | 15 | 6250 |  | 2015-09-18 | 3 | 325 | 4546.6909 | 1 |  |  | Downsize | 2345.2632 | 935.7895 | 20084.2105 | 15187.2941 | 4896.9164 | 16898.3679 | 15187.2941 | 1711.0738 | 19080 | 15187.2941 | 3892.7059 | 16053.4495 | 15187.2941 | 866.1554
| 8923375 |  | 8771097 | 2015-05-27 | 40000 | 10 | 46500 | 15 | 505 |  | 2015-09-21 | 3 | 250 | 2473.2 | 1 |  |  | Upsize | 1916.5591 | 764.7312 | 11638.8661 | 10124.8627 | 1514.0033 | 9206.2793 | 10124.8627 | -918.5835 | 13530.1818 | 10124.8627 | 3405.3191 | 10702.2997 | 10124.8627 | 577.4369
| 4826152 |  | 465988 | 2015-06-08 | 36000 | 12 | 39500 | 15 | 4700 |  | 2015-09-21 | 3 | 225 | 1007.6 | 1 |  |  | Upsize | 2030.5823 | 810.2278 | 9879.8251 | 9112.3765 | 767.4486 | 8778.5952 | 9112.3765 | -333.7813 | 10840.3636 | 9112.3765 | 1727.9872 | 9632.0697 | 9112.3765 | 519.6932
| 1469584 |  | 146958 | 2015-07-30 | 48000 | 9 | 47500 | 15 | 9817 |  | 2015-09-21 | 3 | 250 | 5954 | 1 |  |  | Downsize | 2251.4526 | 898.3579 | 17607.9005 | 12149.8353 | 5458.0652 | 12977.9465 | 12149.8353 | 828.1112 | 17424.4848 | 12149.8353 | 5274.6496 | 12842.7596 | 12149.8353 | 692.9243
| 5307657 |  | 115086 | 2015-07-17 | 35000 | 10 | 35000 | 16 | 9844.3 |  | 2015-09-21 | 3 | 225 | 3606.75 | 1 |  |  | Same Size | 2228 | 889 | 11838.9091 | 8534.3382 | 3304.5709 | 9364.5122 | 8534.3382 | 830.174 | 11838.9091 | 8534.3382 | 3304.5709 | 9364.5122 | 8534.3382 | 830.174
| 8917158 |  | 332127 | 2015-05-13 | 30000 | 10 | 35600 | 15 | 5000 |  | 2015-09-21 | 3 | 175 | 1722.08 | 1 |  |  | Upsize | 1877.5281 | 749.1573 | 8551.379 | 7593.6471 | 957.7319 | 6764.0939 | 7593.6471 | -829.5532 | 10147.6364 | 7593.6471 | 2553.9893 | 8026.7247 | 7593.6471 | 433.0777
| 6601082 |  | 647422 | 2015-07-15 | 30000 | 14 | 35000 | 20 | 9495 |  | 2015-09-21 | 3 | 300 | 1079.5714 | 1 |  |  | Upsize | 1909.7143 | 762 | 7061.0761 | 6479.6471 | 581.429 | 6880.0498 | 6479.6471 | 400.4027 | 8237.9221 | 6479.6471 | 1758.275 | 8026.7247 | 6479.6471 | 1547.0777
| 5889191 |  | 568916 | 2015-08-20 | 50000 | 10 | 56500 | 16 | 6100 |  | 2015-09-21 | 3 | 375 | 4036.125 | 1 |  |  | Upsize | 1971.6814 | 786.7257 | 14967.0153 | 12191.9118 | 2775.1035 | 11838.827 | 12191.9118 | -353.0847 | 16912.7273 | 12191.9118 | 4720.8155 | 13377.8746 | 12191.9118 | 1185.9628
| 8917639 |  | 200812 | 2015-03-15 | 30000 | 10 | 32800 | 16 | 8785.81 |  | 2015-09-21 | 3 | 175 | 2610.6 | 1 |  |  | Upsize | 2037.8049 | 813.1098 | 9281.3747 | 7315.1471 | 1966.2277 | 7341.5165 | 7315.1471 | 26.3695 | 10147.6364 | 7315.1471 | 2832.4893 | 8026.7247 | 7315.1471 | 711.5777
| 4993375 |  | 492850 | 2015-08-26 | 50000 | 10 | 57000 | 15 | 6498 |  | 2015-09-21 | 3 | 325 | 3297.6 | 1 |  |  | Upsize | 1954.386 | 779.8246 | 14835.7257 | 12656.0784 | 2179.6472 | 11734.9777 | 12656.0784 | -921.1007 | 16912.7273 | 12656.0784 | 4256.6488 | 13377.8746 | 12656.0784 | 721.7961
| 8332108 |  | 326924 | 2015-09-02 | 48000 | 10 | 47500 | 17 | 6200 |  | 2015-09-21 | 3 | 325 | 5512.1647 | 1 |  |  | Downsize | 2251.4526 | 898.3579 | 16407.1257 | 11311.0588 | 5096.0669 | 12977.9465 | 11311.0588 | 1666.8877 | 16236.2182 | 11311.0588 | 4925.1594 | 12842.7596 | 11311.0588 | 1531.7008
| 2698306 |  | 185935 | 2015-08-13 | 42000 | 9 | 47500 | 15 | 6140 |  | 2015-09-21 | 3 | 250 | 4122 | 1 |  |  | Upsize | 1970.0211 | 786.0632 | 13481.0488 | 10631.1059 | 2849.9429 | 9936.2403 | 10631.1059 | -694.8656 | 15246.4242 | 10631.1059 | 4615.3184 | 11237.4146 | 10631.1059 | 606.3088
| 8194557 |  | 193539 | 2015-03-27 | 30000 | 10 | 30000 | 15 | 5890 |  | 2015-09-21 | 3 | 150 | 2748 | 1 |  |  | Same Size | 2228 | 889 | 10147.6364 | 7593.6471 | 2553.9893 | 8026.7247 | 7593.6471 | 433.0777 | 10147.6364 | 7593.6471 | 2553.9893 | 8026.7247 | 7593.6471 | 433.0777
| 8270761 |  | 219446 | 2015-07-11 | 50000 | 10 | 56500 | 16 | 7500 |  | 2015-09-21 | 3 | 375 | 4036.125 | 1 |  |  | Upsize | 1971.6814 | 786.7257 | 14967.0153 | 12191.9118 | 2775.1035 | 11838.827 | 12191.9118 | -353.0847 | 16912.7273 | 12191.9118 | 4720.8155 | 13377.8746 | 12191.9118 | 1185.9628
| 8000648 |  | 560678 | 2015-08-01 | 30000 | 10 | 57000 | 17 | 14443 |  | 2015-09-21 | 3 | 425 | -969.8824 | 1 |  |  | Upsize | 1172.6316 | 467.8947 | 5340.8612 | 7069.4118 | -1728.5505 | 4224.592 | 7069.4118 | -2844.8198 | 10147.6364 | 7069.4118 | 3078.2246 | 8026.7247 | 7069.4118 | 957.313
| 4288775 |  | 144118 | 2015-08-06 | 42000 | 10 | 41500 | 15 | 4800 |  | 2015-09-21 | 3 | 225 | 3938.8 | 1 |  |  | Downsize | 2254.8434 | 899.7108 | 14377.8559 | 10631.1059 | 3746.75 | 11372.8052 | 10631.1059 | 741.6993 | 14206.6909 | 10631.1059 | 3575.585 | 11237.4146 | 10631.1059 | 606.3088
| 3611522 |  | 361152 | 2015-07-27 | 20000 | 17 | 35800 | 15 | 4201 |  | 2015-09-21 | 3 | 175 | -3325.6188 | 1 |  |  | Upsize | 1244.6927 | 496.648 | 2754.3393 | 5062.4314 | -2308.0921 | 2989.4692 | 5062.4314 | -2072.9622 | 4930.2674 | 5062.4314 | -132.164 | 5351.1498 | 5062.4314 | 288.7185
| 6115281 |  | 83683 | 2015-05-15 | 40000 | 8 | 47500 | 15 | 5480 |  | 2015-09-21 | 3 | 250 | 5038 | 1 |  |  | Upsize | 1876.2105 | 748.6316 | 13270.0478 | 10124.8627 | 3145.1851 | 9012.4629 | 10124.8627 | -1112.3999 | 15758.1818 | 10124.8627 | 5633.3191 | 10702.2997 | 10124.8627 | 577.4369
| 966010 |  | 96601 | 2015-08-06 | 30000 | 10 | 47500 | 18 | 4800 |  | 2015-09-22 | 3 | 350 | 992.3333 | 1 |  |  | Upsize | 1407.1579 | 561.4737 | 6409.0335 | 6850.9804 | -441.9469 | 5069.5104 | 6850.9804 | -1781.47 | 10147.6364 | 6850.9804 | 3296.656 | 8026.7247 | 6850.9804 | 1175.7443
| 1432285 |  | 143228 | 2015-06-24 | 48000 | 10 | 47000 | 16 | 10555 |  | 2015-09-29 | 3 | 300 | 5118.15 | 1 |  |  | Downsize | 2275.4043 | 907.9149 | 16581.6696 | 11704.2353 | 4877.4343 | 13116.0098 | 11704.2353 | 1411.7745 | 16236.2182 | 11704.2353 | 4531.9829 | 12842.7596 | 11704.2353 | 1138.5243
| 8869127 |  | 146433 | 2015-07-18 | 30000 | 10 | 41500 | 15 | 6280 |  | 2015-09-15 | 3 | 225 | 641.2 | 1 |  |  | Upsize | 1610.6024 | 642.6506 | 7335.6407 | 7593.6471 | -258.0063 | 5802.4516 | 7593.6471 | -1791.1954 | 10147.6364 | 7593.6471 | 2553.9893 | 8026.7247 | 7593.6471 | 433.0777
| 5448656 |  | 532721 | 2015-03-09 | 60000 | 10 | 59000 | 15 | 8800 |  | 2015-09-29 | 3 | 325 | 5679.2 | 1 |  |  | Downsize | 2265.7627 | 904.0678 | 20639.2604 | 15187.2941 | 5451.9663 | 16325.5418 | 15187.2941 | 1138.2477 | 20295.2727 | 15187.2941 | 5107.9786 | 16053.4495 | 15187.2941 | 866.1554
| 3474038 |  | 319650 | 2015-05-21 | 20000 | 13 | 24000 | 17 | 11000 |  | 2015-09-29 | 3 | 350 | 348.1629 | 1 |  |  | Upsize | 1856.6667 | 740.8333 | 4780.6527 | 4712.9412 | 67.7115 | 4459.2915 | 4712.9412 | -253.6497 | 5736.7832 | 4712.9412 | 1023.842 | 5351.1498 | 4712.9412 | 638.2086
| 8909692 |  | 194267 | 2015-09-14 | 20000 | 15 | 28400 | 15 | 8314 |  | 2015-10-26 | 4 | 150 | -1538.88 | 1 |  |  | Upsize | 1569.0141 | 626.0563 | 3718.1391 | 5062.4314 | -1344.2922 | 3768.4154 | 5062.4314 | -1294.016 | 5279.7576 | 5062.4314 | 217.3262 | 5351.1498 | 5062.4314 | 288.7185
| 4339818 |  | 433981 | 2015-07-06 | 30000 | 10 | 34400 | 15 | 4600 |  | 2015-10-29 | 4 | 175 | 1941.92 | 1 |  |  | Upsize | 1943.0233 | 775.2907 | 8849.6829 | 7593.6471 | 1256.0358 | 7000.0506 | 7593.6471 | -593.5964 | 10147.6364 | 7593.6471 | 2553.9893 | 8026.7247 | 7593.6471 | 433.0777
| 3555745 |  | 3555745 | 2015-03-13 | 40000 | 10 | 40000 | 15 | 4960 |  | 2015-10-29 | 4 | 225 | 3664 | 1 |  |  | Same Size | 2228 | 889 | 13530.1818 | 10124.8627 | 3405.3191 | 10702.2997 | 10124.8627 | 577.4369 | 13530.1818 | 10124.8627 | 3405.3191 | 10702.2997 | 10124.8627 | 577.4369
| 5375761 |  | 5375761 | 2015-07-10 | 40000 | 13 | 46500 | 15 | 5625.56 |  | 2015-10-26 | 4 | 250 | -63.4154 | 1 |  |  | Upsize | 1916.5591 | 764.7312 | 9869.7346 | 10124.8627 | -255.1282 | 9206.2793 | 10124.8627 | -918.5835 | 11473.5664 | 10124.8627 | 1348.7037 | 10702.2997 | 10124.8627 | 577.4369
| 3953304 |  | 3953304 | 2015-09-04 | 20000 | 11 | 20000 | 14 | 4195 |  | 2015-10-16 | 4 | No Rebate | 1070.6494 | 1 |  |  | Same Size | 2228 | 889 | 6360 | 5274.6218 | 1085.3782 | 5351.1498 | 5274.6218 | 76.528 | 6360 | 5274.6218 | 1085.3782 | 5351.1498 | 5274.6218 | 76.528
| 5809215 |  | 5809215 | 2015-02-27 | 20000 | 14 | 46500 | 15 | 5634 |  | 2015-10-16 | 4 | 250 | -4593.0857 | 1 |  |  | Upsize | 958.2796 | 382.3656 | 2362.1282 | 5062.4314 | -2700.3032 | 2301.5698 | 5062.4314 | -2760.8616 | 5491.9481 | 5062.4314 | 429.5167 | 5351.1498 | 5062.4314 | 288.7185
| 8027815 |  | 8027815 | 2015-06-09 | 30000 | 14 | 34800 | 15 | 5755 |  | 2015-10-16 | 4 | 175 | -486.7886 | 1 |  |  | Upsize | 1920.6897 | 766.3793 | 7101.657 | 7593.6471 | -491.9901 | 6919.5903 | 7593.6471 | -674.0568 | 8237.9221 | 7593.6471 | 644.275 | 8026.7247 | 7593.6471 | 433.0777
| 4721676 |  | 469278 | 2015-09-16 | 30000 | 13 | 46000 | 15 | 4650 |  | 2015-10-16 | 4 | 250 | -2085.6615 | 1 |  |  | Upsize | 1453.0435 | 579.7826 | 5612.0705 | 7593.6471 | -1981.5765 | 5234.8205 | 7593.6471 | -2358.8266 | 8605.1748 | 7593.6471 | 1011.5278 | 8026.7247 | 7593.6471 | 433.0777
| 3461050 |  | 346105 | 2015-09-15 | 30000 | 13 | 42000 | 16 | 6725 |  | 2015-10-16 | 4 | 250 | -871.9615 | 1 |  |  | Upsize | 1591.4286 | 635 | 6146.5534 | 7315.1471 | -1168.5936 | 5733.3748 | 7315.1471 | -1581.7722 | 8605.1748 | 7315.1471 | 1290.0278 | 8026.7247 | 7315.1471 | 711.5777
| 1525591 |  | 152559 | 2015-09-03 | 30000 | 11 | 34800 | 15 | 4948 |  | 2015-10-16 | 4 | 175 | 1119.1855 | 1 |  |  | Upsize | 1920.6897 | 766.3793 | 8224.1379 | 7593.6471 | 630.4909 | 6919.5903 | 7593.6471 | -674.0568 | 9540 | 7593.6471 | 1946.3529 | 8026.7247 | 7593.6471 | 433.0777
| 1649862 |  | 164986 | 2015-08-25 | 30000 | 14 | 37400 | 15 | 4875 |  | 2015-10-16 | 4 | 175 | -963.1086 | 1 |  |  | Upsize | 1787.1658 | 713.1016 | 6607.9589 | 7593.6471 | -985.6882 | 6438.5493 | 7593.6471 | -1155.0978 | 8237.9221 | 7593.6471 | 644.275 | 8026.7247 | 7593.6471 | 433.0777
| 8166415 |  | 136282 | 2015-09-01 | 30000 | 14 | 36000 | 16 | 4006 |  | 2015-10-16 | 4 | 225 | -294.4286 | 1 |  |  | Upsize | 1856.6667 | 740.8333 | 6864.9351 | 7315.1471 | -450.212 | 6688.9373 | 7315.1471 | -626.2098 | 8237.9221 | 7315.1471 | 922.775 | 8026.7247 | 7315.1471 | 711.5777
| 1817378 |  | 181737 | 2015-09-08 | 30000 | 14 | 41500 | 15 | 5900 |  | 2015-10-16 | 4 | 225 | -1714.2286 | 1 |  |  | Upsize | 1610.6024 | 642.6506 | 5955.1244 | 7593.6471 | -1638.5227 | 5802.4516 | 7593.6471 | -1791.1954 | 8237.9221 | 7593.6471 | 644.275 | 8026.7247 | 7593.6471 | 433.0777
| 8815155 |  | 566038 | 2015-07-11 | 48000 | 12 | 47000 | 16 | 6439 |  | 2015-10-20 | 4 | 300 | 2919.75 | 1 |  |  | Downsize | 2275.4043 | 907.9149 | 14761.3462 | 11704.2353 | 3057.1109 | 13116.0098 | 11704.2353 | 1411.7745 | 14453.8182 | 11704.2353 | 2749.5829 | 12842.7596 | 11704.2353 | 1138.5243
| 1468917 |  | 146891 | 2015-08-24 | 40000 | 9 | 47500 | 15 | 9294 |  | 2015-10-20 | 4 | 250 | 3511.3333 | 1 |  |  | Upsize | 1876.2105 | 748.6316 | 12227.7087 | 10124.8627 | 2102.8459 | 9012.4629 | 10124.8627 | -1112.3999 | 14520.404 | 10124.8627 | 4395.5413 | 10702.2997 | 10124.8627 | 577.4369
| 2020857 |  | 202085 | 2015-09-25 | 42000 | 10 | 42000 | 15 | 5732 |  | 2015-10-20 | 4 | 225 | 3847.2 | 1 |  |  | Same Size | 2228 | 889 | 14206.6909 | 10631.1059 | 3575.585 | 11237.4146 | 10631.1059 | 606.3088 | 14206.6909 | 10631.1059 | 3575.585 | 11237.4146 | 10631.1059 | 606.3088
| 8922957 |  | 483731 | 2015-06-19 | 30000 | 13 | 41500 | 15 | 8500 |  | 2015-10-20 | 4 | 225 | -1261.2615 | 1 |  |  | Upsize | 1610.6024 | 642.6506 | 6220.6083 | 7593.6471 | -1373.0388 | 5802.4516 | 7593.6471 | -1791.1954 | 8605.1748 | 7593.6471 | 1011.5278 | 8026.7247 | 7593.6471 | 433.0777
| 5737796 |  | 517884 | 2015-04-22 | 40000 | 10 | 46000 | 18 | 10815 |  | 2015-10-20 | 4 | 350 | 3969.3333 | 1 |  |  | Upsize | 1937.3913 | 773.0435 | 11765.3755 | 9134.6405 | 2630.735 | 9306.3475 | 9134.6405 | 171.707 | 13530.1818 | 9134.6405 | 4395.5413 | 10702.2997 | 9134.6405 | 1567.6591
| 4512182 |  | 151001 | 2015-06-04 | 40000 | 10 | 46500 | 15 | 8212 |  | 2015-10-20 | 4 | 250 | 2473.2 | 1 |  |  | Upsize | 1916.5591 | 764.7312 | 11638.8661 | 10124.8627 | 1514.0033 | 9206.2793 | 10124.8627 | -918.5835 | 13530.1818 | 10124.8627 | 3405.3191 | 10702.2997 | 10124.8627 | 577.4369
| 1632868 |  | 163286 | 2015-08-24 | 28000 | 14 | 34600 | 17 | 6437 |  | 2015-10-20 | 4 | 250 | -96.9882 | 1 |  |  | Upsize | 1803.0058 | 719.422 | 6222.0914 | 6598.1176 | -376.0262 | 6062.5744 | 6598.1176 | -535.5433 | 7688.7273 | 6598.1176 | 1090.6096 | 7491.6098 | 6598.1176 | 893.4921
| 7262637 |  | 726263 | 2015-05-28 | 24000 | 16 | 24000 | 16 | 3130 |  | 2015-10-20 | 4 | 150 | 0 | 1 |  |  | Same Size | 2228 | 889 | 6112.9091 | 5852.1176 | 260.7914 | 6421.3798 | 5852.1176 | 569.2621 | 6112.9091 | 5852.1176 | 260.7914 | 6421.3798 | 5852.1176 | 569.2621
| 6137335 |  | 601567 | 2015-09-22 | 30000 | 10 | 34800 | 16 | 4800 |  | 2015-10-20 | 4 | 225 | 2267.1 | 1 |  |  | Upsize | 1920.6897 | 766.3793 | 8747.9624 | 7315.1471 | 1432.8153 | 6919.5903 | 7315.1471 | -395.5568 | 10147.6364 | 7315.1471 | 2832.4893 | 8026.7247 | 7315.1471 | 711.5777
| 3887239 |  | 289782 | 2015-08-26 | 47500 | 10 | 47500 | 15 | 4845 |  | 2015-10-01 | 4 | 250 | 4351 | 1 |  |  | Same Size | 2228 | 889 | 16067.0909 | 12023.2745 | 4043.8164 | 12708.9808 | 12023.2745 | 685.7063 | 16067.0909 | 12023.2745 | 4043.8164 | 12708.9808 | 12023.2745 | 685.7063
| 8924620 |  | 299938 | 2015-08-05 | 24000 | 10 | 25200 | 16 | 5783 |  | 2015-10-20 | 4 | 150 | 2267.1 | 1 |  |  | Upsize | 2121.9048 | 846.6667 | 7731.5325 | 5852.1176 | 1879.4148 | 6115.5998 | 5852.1176 | 263.4822 | 8118.1091 | 5852.1176 | 2265.9914 | 6421.3798 | 5852.1176 | 569.2621
| 4713129 |  | 265803 | 2015-07-06 | 48000 | 10 | 48000 | 20 | 12346 |  | 2015-10-20 | 4 | 400 | 6595.2 | 1 |  |  | Same Size | 2228 | 889 | 16236.2182 | 10367.4353 | 5868.7829 | 12842.7596 | 10367.4353 | 2475.3243 | 16236.2182 | 10367.4353 | 5868.7829 | 12842.7596 | 10367.4353 | 2475.3243
| 7053895 |  | 670184 | 2015-07-24 | 42000 | 13 | 47000 | 16 | 7000 |  | 2015-10-20 | 4 | 300 | 805.9038 | 1 |  |  | Upsize | 1990.9787 | 794.4255 | 10765.623 | 10241.2059 | 524.4171 | 10041.945 | 10241.2059 | -199.2609 | 12047.2448 | 10241.2059 | 1806.0389 | 11237.4146 | 10241.2059 | 996.2088
| 1250984 |  | 125098 | 2015-08-03 | 30000 | 14 | 48500 | 15 | 6770.11 |  | 2015-10-20 | 4 | 250 | -2996.6286 | 1 |  |  | Upsize | 1378.1443 | 549.8969 | 5095.6219 | 7593.6471 | -2498.0252 | 4964.9844 | 7593.6471 | -2628.6627 | 8237.9221 | 7593.6471 | 644.275 | 8026.7247 | 7593.6471 | 433.0777
| 6210926 |  | 102716 | 2015-08-07 | 47000 | 10 | 47000 | 16 | 9028.01 |  | 2015-10-20 | 4 | 300 | 4843.35 | 1 |  |  | Same Size | 2228 | 889 | 15897.9636 | 11460.3971 | 4437.5666 | 12575.2021 | 11460.3971 | 1114.805 | 15897.9636 | 11460.3971 | 4437.5666 | 12575.2021 | 11460.3971 | 1114.805
| 8823253 |  | 148448 | 2015-08-22 | 47000 | 10 | 47000 | 16 | 7640.83 |  | 2015-10-20 | 4 | 300 | 4843.35 | 1 |  |  | Same Size | 2228 | 889 | 15897.9636 | 11460.3971 | 4437.5666 | 12575.2021 | 11460.3971 | 1114.805 | 15897.9636 | 11460.3971 | 4437.5666 | 12575.2021 | 11460.3971 | 1114.805
| 545166 |  | 198423 | 2015-09-12 | 30000 | 8 | 35000 | 16 | 7592.68 |  | 2015-10-20 | 4 | 225 | 4293.75 | 1 |  |  | Upsize | 1909.7143 | 762 | 10130.2597 | 7315.1471 | 2815.1127 | 6880.0498 | 7315.1471 | -435.0973 | 11818.6364 | 7315.1471 | 4503.4893 | 8026.7247 | 7315.1471 | 711.5777
| 1087949 |  | 108794 | 2015-08-26 | 30000 | 12 | 34200 | 15 | 7549 |  | 2015-10-20 | 4 | 175 | 604.56 | 1 |  |  | Upsize | 1954.386 | 779.8246 | 7924.2424 | 7593.6471 | 330.5954 | 7040.9866 | 7593.6471 | -552.6604 | 9033.6364 | 7593.6471 | 1439.9893 | 8026.7247 | 7593.6471 | 433.0777
| 8023566 |  | 146915 | 2015-08-13 | 40000 | 10 | 48500 | 15 | 5200 |  | 2015-10-20 | 4 | 250 | 2106.8 | 1 |  |  | Upsize | 1837.5258 | 733.1959 | 11158.9128 | 10124.8627 | 1034.0501 | 8826.6389 | 10124.8627 | -1298.2239 | 13530.1818 | 10124.8627 | 3405.3191 | 10702.2997 | 10124.8627 | 577.4369
| 1428226 |  | 142822 | 2015-09-08 | 48000 | 10 | 47000 | 17 | 7200 |  | 2015-10-15 | 4 | 325 | 5592.9882 | 1 |  |  | Downsize | 2275.4043 | 907.9149 | 16581.6696 | 11311.0588 | 5270.6108 | 13116.0098 | 11311.0588 | 1804.951 | 16236.2182 | 11311.0588 | 4925.1594 | 12842.7596 | 11311.0588 | 1531.7008
| 887471 |  | 88747 | 2015-08-13 | 30000 | 13 | 42000 | 15 | 11809 |  | 2015-10-15 | 4 | 225 | -1352.8615 | 1 |  |  | Upsize | 1591.4286 | 635 | 6146.5534 | 7593.6471 | -1447.0936 | 5733.3748 | 7593.6471 | -1860.2722 | 8605.1748 | 7593.6471 | 1011.5278 | 8026.7247 | 7593.6471 | 433.0777
| 4616959 |  | 451231 | 2015-05-29 | 30000 | 10 | 36000 | 17 | 6028 |  | 2015-10-15 | 4 | 250 | 2424.7059 | 1 |  |  | Upsize | 1856.6667 | 740.8333 | 8456.3636 | 7069.4118 | 1386.9519 | 6688.9373 | 7069.4118 | -380.4745 | 10147.6364 | 7069.4118 | 3078.2246 | 8026.7247 | 7069.4118 | 957.313
| 5556634 |  | 540885 | 2015-06-03 | 35000 | 11 | 48000 | 17 | 8200 |  | 2015-10-15 | 4 | 325 | 984.5775 | 1 |  |  | Upsize | 1624.5833 | 648.2292 | 8115.625 | 8247.6471 | -132.0221 | 6828.2901 | 8247.6471 | -1419.3569 | 11130 | 8247.6471 | 2882.3529 | 9364.5122 | 8247.6471 | 1116.8651
| 4232591 |  | 423259 | 2015-09-13 | 35000 | 10 | 41500 | 15 | 5435 |  | 2015-10-15 | 4 | 225 | 2015.2 | 1 |  |  | Upsize | 1879.0361 | 749.759 | 9984.6221 | 8859.2549 | 1125.3672 | 7897.7814 | 8859.2549 | -961.4735 | 11838.9091 | 8859.2549 | 2979.6542 | 9364.5122 | 8859.2549 | 505.2573
| 7472384 |  | 569832 | 2015-06-18 | 30000 | 13 | 36000 | 16 | 7145 |  | 2015-10-15 | 4 | 225 | 158.5385 | 1 |  |  | Upsize | 1856.6667 | 740.8333 | 7170.979 | 7315.1471 | -144.168 | 6688.9373 | 7315.1471 | -626.2098 | 8605.1748 | 7315.1471 | 1290.0278 | 8026.7247 | 7315.1471 | 711.5777
| 5943857 |  | 588041 | 2015-04-21 | 36000 | 10 | 42000 | 15 | 4395 |  | 2015-10-15 | 4 | 225 | 2198.4 | 1 |  |  | Upsize | 1909.7143 | 762 | 10437.5688 | 9112.3765 | 1325.1924 | 8256.0597 | 9112.3765 | -856.3167 | 12177.1636 | 9112.3765 | 3064.7872 | 9632.0697 | 9112.3765 | 519.6932
| 8888654 |  | 379494 | 2015-08-23 | 50000 | 10 | 57500 | 15 | 5925 |  | 2015-10-15 | 4 | 325 | 3206 | 1 |  |  | Upsize | 1937.3913 | 773.0435 | 14706.7194 | 12656.0784 | 2050.6409 | 11632.9344 | 12656.0784 | -1023.144 | 16912.7273 | 12656.0784 | 4256.6488 | 13377.8746 | 12656.0784 | 721.7961
| 8851081 |  | 574985 | 2015-06-30 | 30000 | 10 | 28000 | 15 | 3890 |  | 2015-10-15 | 4 | 150 | 3114.4 | 1 |  |  | Downsize | 2387.1429 | 952.5 | 10872.4675 | 7593.6471 | 3278.8205 | 8600.0622 | 7593.6471 | 1006.4152 | 10147.6364 | 7593.6471 | 2553.9893 | 8026.7247 | 7593.6471 | 433.0777
| 3822483 |  | 152767 | 2015-07-30 | 30000 | 10 | 42000 | 15 | 6215 |  | 2015-10-15 | 4 | 225 | 549.6 | 1 |  |  | Upsize | 1591.4286 | 635 | 7248.3117 | 7593.6471 | -345.3354 | 5733.3748 | 7593.6471 | -1860.2722 | 10147.6364 | 7593.6471 | 2553.9893 | 8026.7247 | 7593.6471 | 433.0777
| 7487267 |  | 206408 | 2015-08-27 | 42000 | 10 | 42000 | 15 | 5961 |  | 2015-10-15 | 4 | 225 | 3847.2 | 1 |  |  | Same Size | 2228 | 889 | 14206.6909 | 10631.1059 | 3575.585 | 11237.4146 | 10631.1059 | 606.3088 | 14206.6909 | 10631.1059 | 3575.585 | 11237.4146 | 10631.1059 | 606.3088
| 5534003 |  | 431497 | 2015-08-04 | 20000 | 10 | 24000 | 19 | 3300 |  | 2015-10-15 | 4 | 200 | 2024.8421 | 1 |  |  | Upsize | 1856.6667 | 740.8333 | 5637.5758 | 4437.0279 | 1200.5479 | 4459.2915 | 4437.0279 | 22.2637 | 6765.0909 | 4437.0279 | 2328.063 | 5351.1498 | 4437.0279 | 914.122
| 8853916 |  | 220568 | 2015-06-25 | 30000 | 13 | 46500 | 15 | 7450 |  | 2015-10-15 | 4 | 250 | -2177.2615 | 1 |  |  | Upsize | 1437.4194 | 573.5484 | 5551.7257 | 7593.6471 | -2041.9214 | 5178.5321 | 7593.6471 | -2415.115 | 8605.1748 | 7593.6471 | 1011.5278 | 8026.7247 | 7593.6471 | 433.0777
| 8936967 |  | 94853 | 2015-08-26 | 46000 | 10 | 46000 | 16 | 5800 |  | 2015-10-15 | 4 | 300 | 4740.3 | 1 |  |  | Same Size | 2228 | 889 | 15559.7091 | 11216.5588 | 4343.1503 | 12307.6446 | 11216.5588 | 1091.0858 | 15559.7091 | 11216.5588 | 4343.1503 | 12307.6446 | 11216.5588 | 1091.0858
| 1172105 |  | 117210 | 2015-08-28 | 30000 | 16 | 35000 | 16 | 7861 |  | 2015-10-15 | 4 | 225 | -858.75 | 1 |  |  | Upsize | 1909.7143 | 762 | 6549.5455 | 7315.1471 | -765.6016 | 6880.0498 | 7315.1471 | -435.0973 | 7641.1364 | 7315.1471 | 325.9893 | 8026.7247 | 7315.1471 | 711.5777
| 4852927 |  | 162388 | 2015-08-31 | 42000 | 16 | 37600 | 16 | 7232 |  | 2015-10-15 | 4 | 225 | 755.7 | 1 |  |  | Downsize | 2488.7234 | 993.0319 | 11949.4367 | 10241.2059 | 1708.2308 | 12552.4312 | 10241.2059 | 2311.2254 | 10697.5909 | 10241.2059 | 456.385 | 11237.4146 | 10241.2059 | 996.2088
| 1669720 |  | 166972 | 2015-07-15 | 30000 | 12 | 46000 | 16 | 10353.3 |  | 2015-10-15 | 4 | 300 | -1030.5 | 1 |  |  | Upsize | 1453.0435 | 579.7826 | 5891.502 | 7315.1471 | -1423.6451 | 5234.8205 | 7315.1471 | -2080.3266 | 9033.6364 | 7315.1471 | 1718.4893 | 8026.7247 | 7315.1471 | 711.5777
| 8919849 |  | 185524 | 2015-08-26 | 30000 | 10 | 30200 | 15 | 4461 |  | 2015-10-15 | 4 | 150 | 2711.36 | 1 |  |  | Upsize | 2213.245 | 883.1126 | 10080.4335 | 7593.6471 | 2486.7864 | 7973.5676 | 7593.6471 | 379.9206 | 10147.6364 | 7593.6471 | 2553.9893 | 8026.7247 | 7593.6471 | 433.0777
| 8914339 |  | 8770462 | 2015-09-04 | 30000 | 10 | 47500 | 19 | 6200 |  | 2015-10-15 | 4 | 400 | 1374 | 1 |  |  | Upsize | 1407.1579 | 561.4737 | 6409.0335 | 6655.5418 | -246.5083 | 5069.5104 | 6655.5418 | -1586.0314 | 10147.6364 | 6655.5418 | 3492.0946 | 8026.7247 | 6655.5418 | 1371.1829
| 3198058 |  | 304699 | 2015-08-26 | 40000 | 10 | 46000 | 18 | 8500 |  | 2015-10-15 | 4 | 350 | 3969.3333 | 1 |  |  | Upsize | 1937.3913 | 773.0435 | 11765.3755 | 9134.6405 | 2630.735 | 9306.3475 | 9134.6405 | 171.707 | 13530.1818 | 9134.6405 | 4395.5413 | 10702.2997 | 9134.6405 | 1567.6591
| 970053 |  | 97005 | 2015-08-12 | 25000 | 12 | 34600 | 16 | 9999 |  | 2015-08-12 | 3 | 225 | -217.55 | 1 |  |  | Upsize | 1609.8266 | 642.341 | 5439.3283 | 6095.9559 | -656.6276 | 4833.0472 | 6095.9559 | -1262.9087 | 7528.0303 | 6095.9559 | 1432.0744 | 6688.9373 | 6095.9559 | 592.9814
| 8287161 |  | 145460 | 2015-08-21 | 30000 | 10 | 47500 | 15 | 6049 |  | 2015-08-12 | 3 | 250 | -458 | 1 |  |  | Upsize | 1407.1579 | 561.4737 | 6409.0335 | 7593.6471 | -1184.6136 | 5069.5104 | 7593.6471 | -2524.1367 | 10147.6364 | 7593.6471 | 2553.9893 | 8026.7247 | 7593.6471 | 433.0777
| 2122562 |  | 183307 | 2015-05-20 | 30000 | 10 | 35800 | 15 | 4468 |  | 2015-08-12 | 3 | 175 | 1685.44 | 1 |  |  | Upsize | 1867.0391 | 744.9721 | 8503.6059 | 7593.6471 | 909.9588 | 6726.3056 | 7593.6471 | -867.3414 | 10147.6364 | 7593.6471 | 2553.9893 | 8026.7247 | 7593.6471 | 433.0777
| 6250187 |  | 335694 | 2015-07-29 | 42000 | 10 | 48000 | 15 | 5770 |  | 2015-08-12 | 3 | 250 | 2748 | 1 |  |  | Upsize | 1949.5 | 777.875 | 12430.8545 | 10631.1059 | 1799.7487 | 9832.7378 | 10631.1059 | -798.3681 | 14206.6909 | 10631.1059 | 3575.585 | 11237.4146 | 10631.1059 | 606.3088
| 8872503 |  | 731506 | 2015-09-12 | 36000 | 11 | 36400 | 16 | 10401 |  | 2015-11-12 | 4 | 225 | 2741.7545 | 1 |  |  | Upsize | 2203.5165 | 879.2308 | 11322.1978 | 8778.1765 | 2544.0213 | 9526.2228 | 8778.1765 | 748.0463 | 11448 | 8778.1765 | 2669.8235 | 9632.0697 | 8778.1765 | 853.8932
| 4314803 |  | 140288 | 2015-08-14 | 12000 | 10 | 12000 | 22 | 5916.75 |  | 2015-11-12 | 4 | 100 | 1798.6909 | 1 |  |  | Same Size | 2228 | 889 | 4059.0545 | 2470.3316 | 1588.723 | 3210.6899 | 2470.3316 | 740.3583 | 4059.0545 | 2470.3316 | 1588.723 | 3210.6899 | 2470.3316 | 740.3583
| 4314803 |  | 140288 | 2015-08-14 | 12000 | 10 | 22000 | 20 | 5916.75 |  | 2015-11-12 | 4 | 200 | 274.8 | 1 |  |  | Upsize | 1215.2727 | 484.9091 | 2214.0298 | 2591.8588 | -377.8291 | 1751.2854 | 2591.8588 | -840.5734 | 4059.0545 | 2591.8588 | 1467.1957 | 3210.6899 | 2591.8588 | 618.8311
| 4314803 |  | 140288 | 2015-08-14 | 12000 | 10 | 18000 | 18 | 5916.75 |  | 2015-11-12 | 4 | 150 | 549.6 | 1 |  |  | Upsize | 1485.3333 | 592.6667 | 2706.0364 | 2740.3922 | -34.3558 | 2140.4599 | 2740.3922 | -599.9322 | 4059.0545 | 2740.3922 | 1318.6624 | 3210.6899 | 2740.3922 | 470.2977
| 4314803 |  | 140288 | 2015-08-14 | 12000 | 10 | 18000 | 18 | 5916.75 |  | 2015-11-12 | 4 | 150 | 549.6 | 1 |  |  | Upsize | 1485.3333 | 592.6667 | 2706.0364 | 2740.3922 | -34.3558 | 2140.4599 | 2740.3922 | -599.9322 | 4059.0545 | 2740.3922 | 1318.6624 | 3210.6899 | 2740.3922 | 470.2977
| 7112691 |  | 711269 | 2015-08-17 | 48000 | 10 | 46000 | 16 | 6457 |  | 2015-11-12 | 4 | 300 | 5289.9 | 1 |  |  | Downsize | 2324.8696 | 927.6522 | 16942.1407 | 11704.2353 | 5237.9054 | 13401.1404 | 11704.2353 | 1696.9051 | 16236.2182 | 11704.2353 | 4531.9829 | 12842.7596 | 11704.2353 | 1138.5243
| 8855568 |  | 125118 | 2015-08-28 | 14000 | 14 | 14000 | 21 | 4254 |  | 2015-11-06 | 4 | 100 | 916 | 1 |  |  | Same Size | 2228 | 889 | 3844.3636 | 2949.5686 | 894.795 | 3745.8049 | 2949.5686 | 796.2363 | 3844.3636 | 2949.5686 | 894.795 | 3745.8049 | 2949.5686 | 796.2363
| 5102348 |  | 162395 | 2015-05-26 | 36000 | 10 | 50000 | 17 | 12603 |  | 2015-11-05 | 4 | 325 | 1810.4471 | 1 |  |  | Upsize | 1604.16 | 640.08 | 8767.5578 | 8483.2941 | 284.2637 | 6935.0902 | 8483.2941 | -1548.2039 | 12177.1636 | 8483.2941 | 3693.8695 | 9632.0697 | 8483.2941 | 1148.7756
| 3727484 |  | 362510 | 2015-08-05 | 30000 | 6 | 47000 | 16 | 10992 |  | 2015-11-05 | 4 | 300 | 5667.75 | 1 |  |  | Upsize | 1422.1277 | 567.4468 | 9321.47 | 7315.1471 | 2006.323 | 5123.4413 | 7315.1471 | -2191.7057 | 14603.6364 | 7315.1471 | 7288.4893 | 8026.7247 | 7315.1471 | 711.5777
| 4422978 |  | 135998 | 2015-09-10 | 30000 | 12 | 30000 | 16 | 8373 |  | 2015-11-05 | 4 | 175 | 1717.5 | 1 |  |  | Same Size | 2228 | 889 | 9033.6364 | 7315.1471 | 1718.4893 | 8026.7247 | 7315.1471 | 711.5777 | 9033.6364 | 7315.1471 | 1718.4893 | 8026.7247 | 7315.1471 | 711.5777
| 5737994 |  | 565275 | 2015-09-21 | 40000 | 10 | 46500 | 15 | 6547 |  | 2015-11-05 | 4 | 250 | 2473.2 | 1 |  |  | Upsize | 1916.5591 | 764.7312 | 11638.8661 | 10124.8627 | 1514.0033 | 9206.2793 | 10124.8627 | -918.5835 | 13530.1818 | 10124.8627 | 3405.3191 | 10702.2997 | 10124.8627 | 577.4369
| 3605268 |  | 178413 | 2015-08-25 | 30000 | 11 | 36000 | 16 | 7836 |  | 2015-11-05 | 4 | 225 | 1311.5455 | 1 |  |  | Upsize | 1856.6667 | 740.8333 | 7950 | 7315.1471 | 634.8529 | 6688.9373 | 7315.1471 | -626.2098 | 9540 | 7315.1471 | 2224.8529 | 8026.7247 | 7315.1471 | 711.5777
| 5992193 |  | 434044 | 2015-09-21 | 24000 | 10 | 30000 | 15 | 6252.87 |  | 2015-11-05 | 4 | 150 | 1099.2 | 1 |  |  | Upsize | 1782.4 | 711.2 | 6494.4873 | 6074.9176 | 419.5696 | 5137.1038 | 6074.9176 | -937.8138 | 8118.1091 | 6074.9176 | 2043.1914 | 6421.3798 | 6074.9176 | 346.4621
| 1506716 |  | 150671 | 2015-09-24 | 40000 | 12 | 48000 | 20 | 15700 |  | 2015-11-05 | 4 | 400 | 2564.8 | 1 |  |  | Upsize | 1856.6667 | 740.8333 | 10037.3737 | 8639.5294 | 1397.8443 | 8918.583 | 8639.5294 | 279.0536 | 12044.8485 | 8639.5294 | 3405.3191 | 10702.2997 | 8639.5294 | 2062.7702
| 5331228 |  | 152736 | 2015-07-31 | 24000 | 10 | 28000 | 15 | 3935 |  | 2015-11-05 | 4 | 150 | 1465.6 | 1 |  |  | Upsize | 1909.7143 | 762 | 6958.3792 | 6074.9176 | 883.4616 | 5504.0398 | 6074.9176 | -570.8778 | 8118.1091 | 6074.9176 | 2043.1914 | 6421.3798 | 6074.9176 | 346.4621
| 5394077 |  | 534277 | 2015-09-09 | 30000 | 10 | 30000 | 15 | 7285 |  | 2015-11-05 | 4 | 150 | 2748 | 1 |  |  | Same Size | 2228 | 889 | 10147.6364 | 7593.6471 | 2553.9893 | 8026.7247 | 7593.6471 | 433.0777 | 10147.6364 | 7593.6471 | 2553.9893 | 8026.7247 | 7593.6471 | 433.0777
| 8940263 |  | 180668 | 2015-10-14 | 36000 | 12 | 35000 | 18 | 7622 |  | 2015-11-05 | 4 | 275 | 2900.6667 | 1 |  |  | Downsize | 2291.6571 | 914.4 | 11150.0883 | 8221.1765 | 2928.9118 | 9907.2717 | 8221.1765 | 1686.0952 | 10840.3636 | 8221.1765 | 2619.1872 | 9632.0697 | 8221.1765 | 1410.8932
| 8182453 |  | 396280 | 2015-09-02 | 30000 | 10 | 34200 | 15 | 4700 |  | 2015-11-05 | 4 | 175 | 1978.56 | 1 |  |  | Upsize | 1954.386 | 779.8246 | 8901.4354 | 7593.6471 | 1307.7883 | 7040.9866 | 7593.6471 | -552.6604 | 10147.6364 | 7593.6471 | 2553.9893 | 8026.7247 | 7593.6471 | 433.0777
| 871459 |  | 87145 | 2015-10-07 | 20000 | 10 | 22400 | 19 | 5000 |  | 2015-11-05 | 4 | 200 | 2256.2526 | 1 |  |  | Upsize | 1989.2857 | 793.75 | 6040.2597 | 4437.0279 | 1603.2319 | 4777.8123 | 4437.0279 | 340.7845 | 6765.0909 | 4437.0279 | 2328.063 | 5351.1498 | 4437.0279 | 914.122
| 611589 |  | 486437 | 2015-08-28 | 30000 | 10 | 39500 | 15 | 4552.62 |  | 2015-11-05 | 4 | 225 | 1007.6 | 1 |  |  | Upsize | 1692.1519 | 675.1899 | 7707.0656 | 7593.6471 | 113.4185 | 6096.2466 | 7593.6471 | -1497.4004 | 10147.6364 | 7593.6471 | 2553.9893 | 8026.7247 | 7593.6471 | 433.0777
| 6764062 |  | 664223 | 2015-10-13 | 36000 | 12 | 35200 | 17 | 11093 |  | 2015-11-05 | 4 | 250 | 2554.0235 | 1 |  |  | Downsize | 2278.6364 | 909.2045 | 11086.7355 | 8483.2941 | 2603.4414 | 9850.9804 | 8483.2941 | 1367.6862 | 10840.3636 | 8483.2941 | 2357.0695 | 9632.0697 | 8483.2941 | 1148.7756
| 8937165 |  | 509614 | 2015-10-08 | 24000 | 12 | 24000 | 16 | 5550 |  | 2015-11-05 | 4 | 150 | 1374 | 1 |  |  | Same Size | 2228 | 889 | 7226.9091 | 5852.1176 | 1374.7914 | 6421.3798 | 5852.1176 | 569.2621 | 7226.9091 | 5852.1176 | 1374.7914 | 6421.3798 | 5852.1176 | 569.2621
| 4570826 |  | 457082 | 2015-09-28 | 45000 | 12 | 55000 | 16 | 11028 |  | 2015-11-05 | 4 | 375 | 858.75 | 1 |  |  | Upsize | 1822.9091 | 727.3636 | 11086.7355 | 10972.7206 | 114.0149 | 9850.9804 | 10972.7206 | -1121.7402 | 13550.4545 | 10972.7206 | 2577.734 | 12040.0871 | 10972.7206 | 1067.3665
| 4931655 |  | 493165 | 2015-09-14 | 40000 | 10 | 46500 | 16 | 7500 |  | 2015-11-05 | 4 | 300 | 3005.625 | 1 |  |  | Upsize | 1916.5591 | 764.7312 | 11638.8661 | 9753.5294 | 1885.3367 | 9206.2793 | 9753.5294 | -547.2501 | 13530.1818 | 9753.5294 | 3776.6524 | 10702.2997 | 9753.5294 | 948.7702
| 7654783 |  | 643944 | 2015-09-24 | 30000 | 10 | 34800 | 15 | 5600 |  | 2015-11-05 | 4 | 175 | 1868.64 | 1 |  |  | Upsize | 1920.6897 | 766.3793 | 8747.9624 | 7593.6471 | 1154.3153 | 6919.5903 | 7593.6471 | -674.0568 | 10147.6364 | 7593.6471 | 2553.9893 | 8026.7247 | 7593.6471 | 433.0777
| 3951134 |  | 395113 | 2015-10-07 | 48000 | 10 | 47500 | 15 | 5200 |  | 2015-11-16 | 4 | 250 | 4488.4 | 1 |  |  | Downsize | 2251.4526 | 898.3579 | 16407.1257 | 12149.8353 | 4257.2904 | 12977.9465 | 12149.8353 | 828.1112 | 16236.2182 | 12149.8353 | 4086.3829 | 12842.7596 | 12149.8353 | 692.9243
| 2414449 |  | 153143 | 2015-10-29 | 20000 | 10 | 28800 | 15 | 3700 |  | 2015-11-16 | 4 | 150 | 219.84 | 1 |  |  | Upsize | 1547.2222 | 617.3611 | 4697.9798 | 5062.4314 | -364.4516 | 3716.0763 | 5062.4314 | -1346.3551 | 6765.0909 | 5062.4314 | 1702.6595 | 5351.1498 | 5062.4314 | 288.7185
| 5054358 |  | 5054358 | 2015-10-29 | 40000 | 10 | 47000 | 15 | 5600 |  | 2015-11-16 | 4 | 250 | 2381.6 | 1 |  |  | Upsize | 1896.1702 | 756.5957 | 11515.0484 | 10124.8627 | 1390.1856 | 9108.3401 | 10124.8627 | -1016.5226 | 13530.1818 | 10124.8627 | 3405.3191 | 10702.2997 | 10124.8627 | 577.4369
| 1024249 |  | 1024249 | 2015-11-06 | 36000 | 10 | 34800 | 15 | 4070 |  | 2015-11-16 | 4 | 175 | 3517.44 | 1 |  |  | Downsize | 2304.8276 | 919.6552 | 12597.0658 | 9112.3765 | 3484.6894 | 9964.21 | 9112.3765 | 851.8335 | 12177.1636 | 9112.3765 | 3064.7872 | 9632.0697 | 9112.3765 | 519.6932
| 4665709 |  | 187529 | 2015-09-22 | 36000 | 10 | 34800 | 15 | 6720 |  | 2015-11-16 | 4 | 175 | 3517.44 | 1 |  |  | Downsize | 2304.8276 | 919.6552 | 12597.0658 | 9112.3765 | 3484.6894 | 9964.21 | 9112.3765 | 851.8335 | 12177.1636 | 9112.3765 | 3064.7872 | 9632.0697 | 9112.3765 | 519.6932
| 6300644 |  | 265334 | 2015-10-30 | 30000 | 10 | 36000 | 16 | 7507 |  | 2015-11-16 | 4 | 225 | 2061 | 1 |  |  | Upsize | 1856.6667 | 740.8333 | 8456.3636 | 7315.1471 | 1141.2166 | 6688.9373 | 7315.1471 | -626.2098 | 10147.6364 | 7315.1471 | 2832.4893 | 8026.7247 | 7315.1471 | 711.5777
| 8821493 |  | 614191 | 2015-10-23 | 30000 | 12 | 34600 | 16 | 7900 |  | 2015-11-16 | 4 | 225 | 927.45 | 1 |  |  | Upsize | 1931.7919 | 770.8092 | 7832.6327 | 7315.1471 | 517.4856 | 6959.5879 | 7315.1471 | -355.5591 | 9033.6364 | 7315.1471 | 1718.4893 | 8026.7247 | 7315.1471 | 711.5777
| 2650281 |  | 265028 | 2015-10-30 | 30000 | 10 | 35600 | 15 | 4607.5 |  | 2015-11-16 | 4 | 175 | 1722.08 | 1 |  |  | Upsize | 1877.5281 | 749.1573 | 8551.379 | 7593.6471 | 957.7319 | 6764.0939 | 7593.6471 | -829.5532 | 10147.6364 | 7593.6471 | 2553.9893 | 8026.7247 | 7593.6471 | 433.0777
| 2519585 |  | 83048 | 2015-10-23 | 40000 | 12 | 47500 | 16 | 6400 |  | 2015-11-16 | 4 | 300 | 1001.875 | 1 |  |  | Upsize | 1876.2105 | 748.6316 | 10143.0303 | 9753.5294 | 389.5009 | 9012.4629 | 9753.5294 | -741.0665 | 12044.8485 | 9753.5294 | 2291.3191 | 10702.2997 | 9753.5294 | 948.7702
| 1502939 |  | 150293 | 2015-10-26 | 30000 | 10 | 28400 | 15 | 6120 |  | 2015-11-16 | 4 | 150 | 3041.12 | 1 |  |  | Downsize | 2353.5211 | 939.0845 | 10719.3342 | 7593.6471 | 3125.6871 | 8478.9346 | 7593.6471 | 885.2875 | 10147.6364 | 7593.6471 | 2553.9893 | 8026.7247 | 7593.6471 | 433.0777
| 7222060 |  | 457765 | 2015-09-19 | 46500 | 10 | 48000 | 16 | 8529 |  | 2015-11-16 | 4 | 300 | 4534.2 | 1 |  |  | Upsize | 2158.375 | 861.2188 | 15237.3102 | 11338.4779 | 3898.8323 | 12052.6289 | 11338.4779 | 714.1509 | 15728.8364 | 11338.4779 | 4390.3584 | 12441.4233 | 11338.4779 | 1102.9454
| 8874947 |  | 130658 | 2015-08-11 | 40000 | 10 | 46000 | 14 | 3940 |  | 2015-11-16 | 4 | No Rebate | 1962.8571 | 1 |  |  | Upsize | 1937.3913 | 773.0435 | 11765.3755 | 10549.2437 | 1216.1318 | 9306.3475 | 10549.2437 | -1242.8962 | 13530.1818 | 10549.2437 | 2980.9381 | 10702.2997 | 10549.2437 | 153.056
| 2271435 |  | 153731 | 2015-10-05 | 34400 | 12 | 30000 | 15 | 5701 |  | 2015-11-16 | 4 | 150 | 2381.6 | 1 |  |  | Downsize | 2554.7733 | 1019.3867 | 11877.8266 | 8707.382 | 3170.4446 | 10553.8944 | 8707.382 | 1846.5125 | 10358.5697 | 8707.382 | 1651.1877 | 9203.9777 | 8707.382 | 496.5957
| 1785310 |  | 178531 | 2015-09-21 | 20000 | 13 | 28400 | 15 | 4720 |  | 2015-11-16 | 4 | 150 | -975.1877 | 1 |  |  | Upsize | 1569.0141 | 626.0563 | 4039.9882 | 5062.4314 | -1022.4432 | 3768.4154 | 5062.4314 | -1294.016 | 5736.7832 | 5062.4314 | 674.3518 | 5351.1498 | 5062.4314 | 288.7185
| 8930487 |  | 616204 | 2015-10-09 | 60000 | 10 | 59000 | 15 | 7143 |  | 2015-11-16 | 4 | 325 | 5679.2 | 1 |  |  | Downsize | 2265.7627 | 904.0678 | 20639.2604 | 15187.2941 | 5451.9663 | 16325.5418 | 15187.2941 | 1138.2477 | 20295.2727 | 15187.2941 | 5107.9786 | 16053.4495 | 15187.2941 | 866.1554
| 1474741 |  | 147474 | 2015-09-17 | 30000 | 10 | 35800 | 15 | 4707 |  | 2015-11-16 | 4 | 175 | 1685.44 | 1 |  |  | Upsize | 1867.0391 | 744.9721 | 8503.6059 | 7593.6471 | 909.9588 | 6726.3056 | 7593.6471 | -867.3414 | 10147.6364 | 7593.6471 | 2553.9893 | 8026.7247 | 7593.6471 | 433.0777
| 4126314 |  | 412631 | 2015-10-23 | 30000 | 10 | 57500 | 19 | 13651 |  | 2015-11-16 | 4 | 500 | -72.3158 | 1 |  |  | Upsize | 1162.4348 | 463.8261 | 5294.419 | 6655.5418 | -1361.1228 | 4187.8564 | 6655.5418 | -2467.6854 | 10147.6364 | 6655.5418 | 3492.0946 | 8026.7247 | 6655.5418 | 1371.1829
| 2620433 |  | 262043 | 2015-10-15 | 20000 | 10 | 24000 | 15 | 8465 |  | 2015-11-16 | 4 | 125 | 1099.2 | 1 |  |  | Upsize | 1856.6667 | 740.8333 | 5637.5758 | 5062.4314 | 575.1444 | 4459.2915 | 5062.4314 | -603.1399 | 6765.0909 | 5062.4314 | 1702.6595 | 5351.1498 | 5062.4314 | 288.7185
| 5674858 |  | 203329 | 2015-09-04 | 20000 | 10 | 20000 | 15 | 4529 |  | 2015-11-16 | 4 | 100 | 1832 | 1 |  |  | Same Size | 2228 | 889 | 6765.0909 | 5062.4314 | 1702.6595 | 5351.1498 | 5062.4314 | 288.7185 | 6765.0909 | 5062.4314 | 1702.6595 | 5351.1498 | 5062.4314 | 288.7185
| 5483169 |  | 398206 | 2015-05-30 | 30000 | 10 | 42000 | 15 | 5608 |  | 2015-11-16 | 4 | 225 | 549.6 | 1 |  |  | Upsize | 1591.4286 | 635 | 7248.3117 | 7593.6471 | -345.3354 | 5733.3748 | 7593.6471 | -1860.2722 | 10147.6364 | 7593.6471 | 2553.9893 | 8026.7247 | 7593.6471 | 433.0777
| 4943130 |  | 410655 | 2015-09-21 | 30000 | 10 | 30000 | 15 | 5865 |  | 2015-11-16 | 4 | 150 | 2748 | 1 |  |  | Same Size | 2228 | 889 | 10147.6364 | 7593.6471 | 2553.9893 | 8026.7247 | 7593.6471 | 433.0777 | 10147.6364 | 7593.6471 | 2553.9893 | 8026.7247 | 7593.6471 | 433.0777
| 1439553 |  | 143955 | 2015-08-06 | 30000 | 10 | 36000 | 15 | 4697 |  | 2015-11-16 | 4 | 175 | 1648.8 | 1 |  |  | Upsize | 1856.6667 | 740.8333 | 8456.3636 | 7593.6471 | 862.7166 | 6688.9373 | 7593.6471 | -904.7098 | 10147.6364 | 7593.6471 | 2553.9893 | 8026.7247 | 7593.6471 | 433.0777
| 5448212 |  | 515617 | 2015-10-08 | 30000 | 10 | 35000 | 15 | 5075 |  | 2015-11-16 | 4 | 175 | 1832 | 1 |  |  | Upsize | 1909.7143 | 762 | 8697.974 | 7593.6471 | 1104.327 | 6880.0498 | 7593.6471 | -713.5973 | 10147.6364 | 7593.6471 | 2553.9893 | 8026.7247 | 7593.6471 | 433.0777
| 8929069 |  | 133006 | 2015-06-22 | 40000 | 10 | 48000 | 16 | 11114 |  | 2015-11-16 | 4 | 300 | 2748 | 1 |  |  | Upsize | 1856.6667 | 740.8333 | 11275.1515 | 9753.5294 | 1521.6221 | 8918.583 | 9753.5294 | -834.9464 | 13530.1818 | 9753.5294 | 3776.6524 | 10702.2997 | 9753.5294 | 948.7702
| 5099635 |  | 5099635 | 2015-09-10 | 20000 | 10 | 29400 | 16 | 6775 |  | 2015-11-16 | 4 | 175 | 446.55 | 1 |  |  | Upsize | 1515.6463 | 604.7619 | 4602.1027 | 4876.7647 | -274.662 | 3640.238 | 4876.7647 | -1236.5267 | 6765.0909 | 4876.7647 | 1888.3262 | 5351.1498 | 4876.7647 | 474.3851
| 4996617 |  | 108301 | 2015-05-29 | 20000 | 10 | 22600 | 14 | 5300 |  | 2015-11-23 | 4 | No Rebate | 1059.9429 | 1 |  |  | Upsize | 1971.6814 | 786.7257 | 5986.8061 | 5274.6218 | 712.1843 | 4735.5308 | 5274.6218 | -539.091 | 6765.0909 | 5274.6218 | 1490.4691 | 5351.1498 | 5274.6218 | 76.528
| 4996617 |  | 108301 | 2015-05-29 | 20000 | 10 | 22600 | 14 | 5300 |  | 2015-11-23 | 4 | No Rebate | 1059.9429 | 1 |  |  | Upsize | 1971.6814 | 786.7257 | 5986.8061 | 5274.6218 | 712.1843 | 4735.5308 | 5274.6218 | -539.091 | 6765.0909 | 5274.6218 | 1490.4691 | 5351.1498 | 5274.6218 | 76.528
| 1133776 |  | 113377 | 2015-11-03 | 30000 | 10 | 41500 | 15 | 6500 |  | 2015-11-23 | 4 | 225 | 641.2 | 1 |  |  | Upsize | 1610.6024 | 642.6506 | 7335.6407 | 7593.6471 | -258.0063 | 5802.4516 | 7593.6471 | -1791.1954 | 10147.6364 | 7593.6471 | 2553.9893 | 8026.7247 | 7593.6471 | 433.0777
| 4742748 |  | 474274 | 2015-09-03 | 50000 | 10 | 47500 | 16 | 10313.2 |  | 2015-11-17 | 4 | 300 | 5581.875 | 1 |  |  | Downsize | 2345.2632 | 935.7895 | 17802.8708 | 12191.9118 | 5610.959 | 14081.9732 | 12191.9118 | 1890.0615 | 16912.7273 | 12191.9118 | 4720.8155 | 13377.8746 | 12191.9118 | 1185.9628
| 8838689 |  | 155522 | 2015-05-13 | 40000 | 13 | 47000 | 16 | 9100 |  | 2015-11-17 | 4 | 300 | 383.1346 | 1 |  |  | Upsize | 1896.1702 | 756.5957 | 9764.7374 | 9753.5294 | 11.208 | 9108.3401 | 9753.5294 | -645.1893 | 11473.5664 | 9753.5294 | 1720.037 | 10702.2997 | 9753.5294 | 948.7702
| 8208167 |  | 309599 | 2015-07-27 | 48000 | 10 | 46000 | 18 | 10404 |  | 2015-11-17 | 4 | 350 | 6167.7333 | 1 |  |  | Downsize | 2324.8696 | 927.6522 | 16942.1407 | 10961.5686 | 5980.5721 | 13401.1404 | 10961.5686 | 2439.5718 | 16236.2182 | 10961.5686 | 5274.6496 | 12842.7596 | 10961.5686 | 1881.191
| 2552743 |  | 255274 | 2015-10-28 | 30000 | 10 | 47500 | 15 | 6045 |  | 2015-11-17 | 4 | 250 | -458 | 1 |  |  | Upsize | 1407.1579 | 561.4737 | 6409.0335 | 7593.6471 | -1184.6136 | 5069.5104 | 7593.6471 | -2524.1367 | 10147.6364 | 7593.6471 | 2553.9893 | 8026.7247 | 7593.6471 | 433.0777
| 2962579 |  | 296257 | 2015-06-01 | 20000 | 10 | 25000 | 19 | 4386 |  | 2015-11-17 | 4 | 200 | 1880.2105 | 1 |  |  | Upsize | 1782.4 | 711.2 | 5412.0727 | 4437.0279 | 975.0449 | 4280.9199 | 4437.0279 | -156.108 | 6765.0909 | 4437.0279 | 2328.063 | 5351.1498 | 4437.0279 | 914.122
| 6714968 |  | 366091 | 2015-10-07 | 42000 | 13 | 41000 | 15 | 5917.23 |  | 2015-11-17 | 4 | 225 | 1366.9538 | 1 |  |  | Downsize | 2282.3415 | 910.6829 | 12341.08 | 10631.1059 | 1709.9741 | 11511.4979 | 10631.1059 | 880.392 | 12047.2448 | 10631.1059 | 1416.1389 | 11237.4146 | 10631.1059 | 606.3088
| 6539753 |  | 637164 | 2015-11-02 | 56500 | 10 | 56500 | 16 | 10800.28 |  | 2015-11-17 | 4 | 375 | 5822.325 | 1 |  |  | Same Size | 2228 | 889 | 19111.3818 | 13776.8603 | 5334.5215 | 15116.9983 | 13776.8603 | 1340.138 | 19111.3818 | 13776.8603 | 5334.5215 | 15116.9983 | 13776.8603 | 1340.138
| 8889093 |  | 487639 | 2015-10-09 | 56500 | 10 | 56500 | 16 | 8748.29 |  | 2015-11-17 | 4 | 375 | 5822.325 | 1 |  |  | Same Size | 2228 | 889 | 19111.3818 | 13776.8603 | 5334.5215 | 15116.9983 | 13776.8603 | 1340.138 | 19111.3818 | 13776.8603 | 5334.5215 | 15116.9983 | 13776.8603 | 1340.138
| 5257688 |  | 5257688 | 2015-10-16 | 48000 | 8 | 44500 | 15 | 6000 |  | 2015-11-17 | 4 | 225 | 8335.6 | 1 |  |  | Downsize | 2403.236 | 958.9213 | 20397.1073 | 12149.8353 | 8247.272 | 13852.8643 | 12149.8353 | 1703.029 | 18909.8182 | 12149.8353 | 6759.9829 | 12842.7596 | 12149.8353 | 692.9243
| 8639346 |  | 8639346 | 2015-10-01 | 30000 | 11 | 34400 | 15 | 3700 |  | 2015-11-17 | 4 | 175 | 1192.4655 | 1 |  |  | Upsize | 1943.0233 | 775.2907 | 8319.7674 | 7593.6471 | 726.1204 | 7000.0506 | 7593.6471 | -593.5964 | 9540 | 7593.6471 | 1946.3529 | 8026.7247 | 7593.6471 | 433.0777
| 6044820 |  | 127314 | 2015-08-10 | 30000 | 10 | 30000 | 15 | 8905 |  | 2015-12-01 | 4 | 150 | 2748 | 1 |  |  | Same Size | 2228 | 889 | 10147.6364 | 7593.6471 | 2553.9893 | 8026.7247 | 7593.6471 | 433.0777 | 10147.6364 | 7593.6471 | 2553.9893 | 8026.7247 | 7593.6471 | 433.0777
| 1912195 |  | 191219 | 2015-08-12 | 35000 | 10 | 46500 | 18 | 7626 |  | 2015-12-01 | 4 | 350 | 2519 | 1 |  |  | Upsize | 1676.9892 | 669.1398 | 8911.0068 | 7992.8105 | 918.1964 | 7048.5576 | 7992.8105 | -944.2529 | 11838.9091 | 7992.8105 | 3846.0986 | 9364.5122 | 7992.8105 | 1371.7017
| 3704491 |  | 359344 | 2015-10-02 | 48000 | 12 | 50500 | 18 | 11004 |  | 2015-12-01 | 4 | 350 | 3282.3333 | 1 |  |  | Upsize | 2117.703 | 844.9901 | 13738.2826 | 10961.5686 | 2776.714 | 12206.9794 | 10961.5686 | 1245.4108 | 14453.8182 | 10961.5686 | 3492.2496 | 12842.7596 | 10961.5686 | 1881.191
| 2999092 |  | 199774 | 2015-10-06 | 56500 | 10 | 56500 | 15 | 4900 |  | 2015-12-01 | 4 | 325 | 5175.4 | 1 |  |  | Same Size | 2228 | 889 | 19111.3818 | 14301.3686 | 4810.0132 | 15116.9983 | 14301.3686 | 815.6296 | 19111.3818 | 14301.3686 | 4810.0132 | 15116.9983 | 14301.3686 | 815.6296
| 6895700 |  | 561413 | 2015-09-30 | 40000 | 10 | 47500 | 15 | 8251 |  | 2015-12-01 | 4 | 250 | 2290 | 1 |  |  | Upsize | 1876.2105 | 748.6316 | 11393.8373 | 10124.8627 | 1268.9746 | 9012.4629 | 10124.8627 | -1112.3999 | 13530.1818 | 10124.8627 | 3405.3191 | 10702.2997 | 10124.8627 | 577.4369
| 2204139 |  | 220413 | 2015-10-15 | 42000 | 13 | 47500 | 16 | 7700 |  | 2015-12-01 | 4 | 300 | 720.0288 | 1 |  |  | Upsize | 1970.0211 | 786.0632 | 10652.3006 | 10241.2059 | 411.0947 | 9936.2403 | 10241.2059 | -304.9656 | 12047.2448 | 10241.2059 | 1806.0389 | 11237.4146 | 10241.2059 | 996.2088
| 8850468 |  | 566172 | 2015-10-06 | 30000 | 12 | 42000 | 16 | 5000 |  | 2015-11-16 | 4 | 250 | -343.5 | 1 |  |  | Upsize | 1591.4286 | 635 | 6452.5974 | 7315.1471 | -862.5497 | 5733.3748 | 7315.1471 | -1581.7722 | 9033.6364 | 7315.1471 | 1718.4893 | 8026.7247 | 7315.1471 | 711.5777
| 8850468 |  | 566172 | 2015-10-06 | 50000 | 10 | 56000 | 14 | 6400 |  | 2015-11-16 | 4 | No Rebate | 2748 | 0 | 1 |  | Upsize | 1989.2857 | 793.75 | 0 | 0 | 0 | 0 | 0 | 0 | 0 | 0 | 0 | 0 | 0 | 0
| 8568230 |  | 299133 | 2015-10-21 | 40000 | 14 | 46000 | 14 | 5100 |  | 2015-11-12 | 4 | No Rebate | -1177.7143 | 0 | 1 |  | Upsize | 1937.3913 | 773.0435 | 0 | 0 | 0 | 0 | 0 | 0 | 0 | 0 | 0 | 0 | 0 | 0
| 8665143 |  | 8665143 | 2015-09-30 | 20000 | 14 | 40000 | 14 | 5000 |  | 2015-11-12 | 4 | No Rebate | -3925.7143 | 0 | 1 |  | Upsize | 1114 | 444.5 | 0 | 0 | 0 | 0 | 0 | 0 | 0 | 0 | 0 | 0 | 0 | 0
| 8814051 |  | 8814051 | 2015-04-18 | 30000 | 10 | 42000 | 16 | 8312 |  | 2015-11-03 | 4 | 250 | 1030.5 | 0 | 1 |  | Upsize | 1591.4286 | 635 | 0 | 0 | 0 | 0 | 0 | 0 | 0 | 0 | 0 | 0 | 0 | 0
| 6163356 |  | 6163356 | 2015-09-21 | 30000 | 10 | 41000 | 13 | 3400 |  | 2015-10-15 | 4 | No Rebate | -422.7692 | 0 | 1 |  | Upsize | 1630.2439 | 650.4878 | 0 | 0 | 0 | 0 | 0 | 0 | 0 | 0 | 0 | 0 | 0 | 0
| 972943 |  | 97294 | 2015-12-08 | 30000 | 10 | 42000 | 15 | 5620 |  | 2015-12-22 | 4 | 225 | 549.6 | 1 |  |  | Upsize | 1591.4286 | 635 | 7248.3117 | 7593.6471 | -345.3354 | 5733.3748 | 7593.6471 | -1860.2722 | 10147.6364 | 7593.6471 | 2553.9893 | 8026.7247 | 7593.6471 | 433.0777
| 2788370 |  | 85609 | 2015-03-16 | 40000 | 10 | 47500 | 15 | 5800 |  | 2015-12-22 | 4 | 250 | 2290 | 1 |  |  | Upsize | 1876.2105 | 748.6316 | 11393.8373 | 10124.8627 | 1268.9746 | 9012.4629 | 10124.8627 | -1112.3999 | 13530.1818 | 10124.8627 | 3405.3191 | 10702.2997 | 10124.8627 | 577.4369
| 4507893 |  | 187808 | 2015-05-27 | 40000 | 10 | 46500 | 15 | 5600 |  | 2015-12-22 | 4 | 250 | 2473.2 | 1 |  |  | Upsize | 1916.5591 | 764.7312 | 11638.8661 | 10124.8627 | 1514.0033 | 9206.2793 | 10124.8627 | -918.5835 | 13530.1818 | 10124.8627 | 3405.3191 | 10702.2997 | 10124.8627 | 577.4369
| 8889671 |  | 147635 | 2015-11-01 | 40000 | 10 | 48000 | 17 | 10044 |  | 2015-12-22 | 4 | 325 | 3232.9412 | 1 |  |  | Upsize | 1856.6667 | 740.8333 | 11275.1515 | 9425.8824 | 1849.2692 | 8918.583 | 9425.8824 | -507.2993 | 13530.1818 | 9425.8824 | 4104.2995 | 10702.2997 | 9425.8824 | 1276.4173
| 910943 |  | 91094 | 2015-10-23 | 20000 | 10 | 28800 | 15 | 4339 |  | 2015-12-22 | 4 | 150 | 219.84 | 1 |  |  | Upsize | 1547.2222 | 617.3611 | 4697.9798 | 5062.4314 | -364.4516 | 3716.0763 | 5062.4314 | -1346.3551 | 6765.0909 | 5062.4314 | 1702.6595 | 5351.1498 | 5062.4314 | 288.7185
| 8860666 |  | 142470 | 2015-11-04 | 30000 | 10 | 39500 | 15 | 4200 |  | 2015-12-22 | 4 | 225 | 1007.6 | 1 |  |  | Upsize | 1692.1519 | 675.1899 | 7707.0656 | 7593.6471 | 113.4185 | 6096.2466 | 7593.6471 | -1497.4004 | 10147.6364 | 7593.6471 | 2553.9893 | 8026.7247 | 7593.6471 | 433.0777
| 8833268 |  | 265373 | 2015-11-18 | 30000 | 10 | 35200 | 16 | 7600 |  | 2015-12-22 | 4 | 225 | 2198.4 | 1 |  |  | Upsize | 1898.8636 | 757.6705 | 8648.5537 | 7315.1471 | 1333.4067 | 6840.9586 | 7315.1471 | -474.1885 | 10147.6364 | 7315.1471 | 2832.4893 | 8026.7247 | 7315.1471 | 711.5777
| 3342441 |  | 334244 | 2015-11-13 | 40000 | 10 | 47000 | 15 | 7426 |  | 2015-12-22 | 4 | 250 | 2381.6 | 1 |  |  | Upsize | 1896.1702 | 756.5957 | 11515.0484 | 10124.8627 | 1390.1856 | 9108.3401 | 10124.8627 | -1016.5226 | 13530.1818 | 10124.8627 | 3405.3191 | 10702.2997 | 10124.8627 | 577.4369
| 4096509 |  | 115559 | 2015-12-01 | 40000 | 10 | 47000 | 15 | 6300 |  | 2015-12-22 | 4 | 250 | 2381.6 | 1 |  |  | Upsize | 1896.1702 | 756.5957 | 11515.0484 | 10124.8627 | 1390.1856 | 9108.3401 | 10124.8627 | -1016.5226 | 13530.1818 | 10124.8627 | 3405.3191 | 10702.2997 | 10124.8627 | 577.4369
| 8929982 |  | 95353 | 2015-11-09 | 20000 | 10 | 28000 | 15 | 5041.84 |  | 2015-12-18 | 4 | 150 | 366.4 | 1 |  |  | Upsize | 1591.4286 | 635 | 4832.2078 | 5062.4314 | -230.2236 | 3822.2499 | 5062.4314 | -1240.1815 | 6765.0909 | 5062.4314 | 1702.6595 | 5351.1498 | 5062.4314 | 288.7185
| 5180245 |  | 204464 | 2015-07-10 | 35000 | 10 | 34800 | 15 | 4461 |  | 2015-12-14 | 4 | 175 | 3242.64 | 1 |  |  | Downsize | 2240.8046 | 894.1092 | 11906.9488 | 8859.2549 | 3047.6939 | 9418.3312 | 8859.2549 | 559.0763 | 11838.9091 | 8859.2549 | 2979.6542 | 9364.5122 | 8859.2549 | 505.2573
| 8812067 |  | 159062 | 2015-10-27 | 40000 | 14 | 48000 | 17 | 9173 |  | 2015-12-14 | 4 | 325 | 92.3697 | 1 |  |  | Upsize | 1856.6667 | 740.8333 | 9153.2468 | 9425.8824 | -272.6356 | 8918.583 | 9425.8824 | -507.2993 | 10983.8961 | 9425.8824 | 1558.0138 | 10702.2997 | 9425.8824 | 1276.4173
| 8889244 |  | 374699 | 2015-10-22 | 20000 | 10 | 28400 | 15 | 3300 |  | 2015-12-14 | 4 | 150 | 293.12 | 1 |  |  | Upsize | 1569.0141 | 626.0563 | 4764.1485 | 5062.4314 | -298.2828 | 3768.4154 | 5062.4314 | -1294.016 | 6765.0909 | 5062.4314 | 1702.6595 | 5351.1498 | 5062.4314 | 288.7185
| 7943988 |  | 161981 | 2015-11-06 | 40000 | 10 | 45500 | 16 | 6805 |  | 2015-12-14 | 4 | 300 | 3177.375 | 1 |  |  | Upsize | 1958.6813 | 781.5385 | 11894.6653 | 9753.5294 | 2141.1359 | 9408.6151 | 9753.5294 | -344.9143 | 13530.1818 | 9753.5294 | 3776.6524 | 10702.2997 | 9753.5294 | 948.7702
| 1847920 |  | 184792 | 2015-11-18 | 30000 | 10 | 36400 | 16 | 6200 |  | 2015-12-14 | 4 | 225 | 1992.3 | 1 |  |  | Upsize | 1836.2637 | 732.6923 | 8363.4366 | 7315.1471 | 1048.2895 | 6615.4325 | 7315.1471 | -699.7146 | 10147.6364 | 7315.1471 | 2832.4893 | 8026.7247 | 7315.1471 | 711.5777
| 3215951 |  | 321595 | 2015-06-02 | 30000 | 13 | 46500 | 15 | 7000 |  | 2015-12-14 | 4 | 250 | -2177.2615 | 1 |  |  | Upsize | 1437.4194 | 573.5484 | 5551.7257 | 7593.6471 | -2041.9214 | 5178.5321 | 7593.6471 | -2415.115 | 8605.1748 | 7593.6471 | 1011.5278 | 8026.7247 | 7593.6471 | 433.0777
| 6086029 |  | 608602 | 2015-11-19 | 32000 | 14 | 36000 | 16 | 8392 |  | 2015-12-14 | 4 | 225 | 98.1429 | 1 |  |  | Upsize | 1980.4444 | 790.2222 | 7810.7706 | 7802.8235 | 7.947 | 7610.5242 | 7802.8235 | -192.2993 | 8787.1169 | 7802.8235 | 984.2934 | 8561.8397 | 7802.8235 | 759.0162
| 1561174 |  | 156117 | 2015-11-10 | 24000 | 10 | 25200 | 16 | 4990 |  | 2015-12-14 | 4 | 150 | 2267.1 | 1 |  |  | Upsize | 2121.9048 | 846.6667 | 7731.5325 | 5852.1176 | 1879.4148 | 6115.5998 | 5852.1176 | 263.4822 | 8118.1091 | 5852.1176 | 2265.9914 | 6421.3798 | 5852.1176 | 569.2621
| 7890833 |  | 476367 | 2015-09-10 | 30000 | 10 | 34800 | 15 | 4381.4 |  | 2015-12-14 | 4 | 175 | 1868.64 | 1 |  |  | Upsize | 1920.6897 | 766.3793 | 8747.9624 | 7593.6471 | 1154.3153 | 6919.5903 | 7593.6471 | -674.0568 | 10147.6364 | 7593.6471 | 2553.9893 | 8026.7247 | 7593.6471 | 433.0777
| 8910265 |  | 746318 | 2015-06-10 | 50000 | 10 | 58000 | 19.5 | 14365 |  | 2015-12-14 | 4 | 500 | 5566.4615 | 1 |  |  | Upsize | 1920.6897 | 766.3793 | 14579.9373 | 10942.2323 | 3637.705 | 11532.6505 | 10942.2323 | 590.4182 | 16912.7273 | 10942.2323 | 5970.495 | 13377.8746 | 10942.2323 | 2435.6423
| 3646593 |  | 364659 | 2015-07-29 | 20000 | 10 | 28000 | 15 | 6400 |  | 2015-12-14 | 4 | 150 | 366.4 | 1 |  |  | Upsize | 1591.4286 | 635 | 4832.2078 | 5062.4314 | -230.2236 | 3822.2499 | 5062.4314 | -1240.1815 | 6765.0909 | 5062.4314 | 1702.6595 | 5351.1498 | 5062.4314 | 288.7185
| 5221072 |  | 189320 | 2015-09-08 | 48000 | 10 | 47000 | 15 | 5641 |  | 2015-12-14 | 4 | 250 | 4580 | 1 |  |  | Downsize | 2275.4043 | 907.9149 | 16581.6696 | 12149.8353 | 4431.8343 | 13116.0098 | 12149.8353 | 966.1745 | 16236.2182 | 12149.8353 | 4086.3829 | 12842.7596 | 12149.8353 | 692.9243
| 1434281 |  | 143428 | 2015-11-16 | 48000 | 10 | 56500 | 16 | 6150 |  | 2015-12-14 | 4 | 375 | 3486.525 | 1 |  |  | Upsize | 1892.8142 | 755.2566 | 13793.6013 | 11704.2353 | 2089.366 | 10910.663 | 11704.2353 | -793.5723 | 16236.2182 | 11704.2353 | 4531.9829 | 12842.7596 | 11704.2353 | 1138.5243
| 4999140 |  | 324432 | 2015-11-10 | 56000 | 10 | 56000 | 18 | 16875.61 |  | 2015-12-14 | 4 | 450 | 6839.4667 | 1 |  |  | Same Size | 2228 | 889 | 18942.2545 | 12788.4967 | 6153.7578 | 14983.2195 | 12788.4967 | 2194.7228 | 18942.2545 | 12788.4967 | 6153.7578 | 14983.2195 | 12788.4967 | 2194.7228
| 3904067 |  | 384470 | 2015-11-23 | 30000 | 10 | 41000 | 15 | 5100 |  | 2015-12-14 | 4 | 225 | 732.8 | 1 |  |  | Upsize | 1630.2439 | 650.4878 | 7425.0998 | 7593.6471 | -168.5473 | 5873.2132 | 7593.6471 | -1720.4338 | 10147.6364 | 7593.6471 | 2553.9893 | 8026.7247 | 7593.6471 | 433.0777
| 8884910 |  | 337029 | 2015-10-01 | 40000 | 10 | 47500 | 15 | 5335 |  | 2015-12-14 | 4 | 250 | 2290 | 1 |  |  | Upsize | 1876.2105 | 748.6316 | 11393.8373 | 10124.8627 | 1268.9746 | 9012.4629 | 10124.8627 | -1112.3999 | 13530.1818 | 10124.8627 | 3405.3191 | 10702.2997 | 10124.8627 | 577.4369
| 5564109 |  | 86315 | 2015-11-04 | 40000 | 10 | 46000 | 15 | 6400 |  | 2015-12-14 | 4 | 250 | 2564.8 | 1 |  |  | Upsize | 1937.3913 | 773.0435 | 11765.3755 | 10124.8627 | 1640.5127 | 9306.3475 | 10124.8627 | -818.5152 | 13530.1818 | 10124.8627 | 3405.3191 | 10702.2997 | 10124.8627 | 577.4369
| 1501154 |  | 150115 | 2015-11-02 | 50000 | 10 | 58500 | 17 | 7570 |  | 2015-12-14 | 4 | 425 | 4283.6471 | 1 |  |  | Upsize | 1904.2735 | 759.8291 | 14455.3225 | 11782.3529 | 2672.9695 | 11434.0808 | 11782.3529 | -348.2721 | 16912.7273 | 11782.3529 | 5130.3743 | 13377.8746 | 11782.3529 | 1595.5216
| 4560561 |  | 456056 | 2015-09-16 | 10000 | 10 | 24000 | 15 | 4800 |  | 2015-12-14 | 4 | 125 | -1648.8 | 1 |  |  | Upsize | 928.3333 | 370.4167 | 1409.3939 | 2531.2157 | -1121.8217 | 1114.8229 | 2531.2157 | -1416.3928 | 3382.5455 | 2531.2157 | 851.3298 | 2675.5749 | 2531.2157 | 144.3592
| 5187638 |  | 158263 | 2015-10-06 | 36000 | 10 | 33400 | 15 | 9975 |  | 2015-12-14 | 4 | 175 | 3773.92 | 1 |  |  | Downsize | 2401.4371 | 958.2036 | 13125.0866 | 9112.3765 | 4012.7101 | 10381.8715 | 9112.3765 | 1269.495 | 12177.1636 | 9112.3765 | 3064.7872 | 9632.0697 | 9112.3765 | 519.6932
| 1450956 |  | 145095 | 2015-10-12 | 30000 | 9 | 41500 | 15 | 8977 |  | 2015-12-14 | 4 | 225 | 1557.2 | 1 |  |  | Upsize | 1610.6024 | 642.6506 | 7872.5082 | 7593.6471 | 278.8612 | 5802.4516 | 7593.6471 | -1791.1954 | 10890.303 | 7593.6471 | 3296.656 | 8026.7247 | 7593.6471 | 433.0777
| 8870836 |  | 486300 | 2015-06-12 | 30000 | 10 | 46500 | 15 | 8520 |  | 2015-12-14 | 4 | 250 | -274.8 | 1 |  |  | Upsize | 1437.4194 | 573.5484 | 6546.8622 | 7593.6471 | -1046.7849 | 5178.5321 | 7593.6471 | -2415.115 | 10147.6364 | 7593.6471 | 2553.9893 | 8026.7247 | 7593.6471 | 433.0777
| 6017693 |  | 245065 | 2015-06-08 | 30000 | 12 | 57000 | 15 | 6465 |  | 2015-12-14 | 4 | 325 | -3572.4 | 1 |  |  | Upsize | 1172.6316 | 467.8947 | 4754.5455 | 7593.6471 | -2839.1016 | 4224.592 | 7593.6471 | -3369.0551 | 9033.6364 | 7593.6471 | 1439.9893 | 8026.7247 | 7593.6471 | 433.0777
| 1342369 |  | 134236 | 2015-11-13 | 40000 | 10 | 48000 | 16 | 12539 |  | 2015-12-14 | 4 | 300 | 2748 | 1 |  |  | Upsize | 1856.6667 | 740.8333 | 11275.1515 | 9753.5294 | 1521.6221 | 8918.583 | 9753.5294 | -834.9464 | 13530.1818 | 9753.5294 | 3776.6524 | 10702.2997 | 9753.5294 | 948.7702
| 1896042 |  | 189604 | 2015-07-08 | 30000 | 12 | 36600 | 16 | 7700 |  | 2015-12-14 | 4 | 225 | 583.95 | 1 |  |  | Upsize | 1826.2295 | 728.6885 | 7404.62 | 7315.1471 | 89.4729 | 6579.2826 | 7315.1471 | -735.8645 | 9033.6364 | 7315.1471 | 1718.4893 | 8026.7247 | 7315.1471 | 711.5777
| 1840263 |  | 184026 | 2015-07-10 | 30000 | 13 | 35600 | 15 | 5112 |  | 2015-12-14 | 4 | 175 | -180.3815 | 1 |  |  | Upsize | 1877.5281 | 749.1573 | 7251.5518 | 7593.6471 | -342.0952 | 6764.0939 | 7593.6471 | -829.5532 | 8605.1748 | 7593.6471 | 1011.5278 | 8026.7247 | 7593.6471 | 433.0777
| 8395592 |  | 828076 | 2015-07-07 | 30000 | 10 | 40000 | 14 | 5005 |  | 2015-12-14 | 4 | No Rebate | 392.5714 | 0 | 1 |  | Upsize | 1671 | 666.75 | 0 | 0 | 0 | 0 | 0 | 0 | 0 | 0 | 0 | 0 | 0 | 0
| 6856165 |  | 676177 | 2015-10-28 | 24000 | 10 | 22000 | 14 | 3680 |  | 2015-12-14 | 4 | No Rebate | 2276.9143 | 0 | 1 |  | Downsize | 2430.5455 | 969.8182 | 0 | 0 | 0 | 0 | 0 | 0 | 0 | 0 | 0 | 0 | 0 | 0
| 7842156 |  | 108178 | 2015-08-12 | 20000 | 10 | 28200 | 14 | 4186 |  | 2015-12-14 | 4 | No Rebate | -39.2571 | 0 | 1 |  | Upsize | 1580.1418 | 630.4965 | 0 | 0 | 0 | 0 | 0 | 0 | 0 | 0 | 0 | 0 | 0 | 0
| 6123483 |  | 412486 | 2015-10-01 | 43000 | 10 | 39000 | 14 | 1945 |  | 2015-12-14 | 4 | No Rebate | 4161.2571 | 0 | 1 |  | Downsize | 2456.5128 | 980.1795 | 0 | 0 | 0 | 0 | 0 | 0 | 0 | 0 | 0 | 0 | 0 | 0
| 5035589 |  | 190327 | 2015-11-11 | 30000 | 13 | 40000 | 14 | 6106.61 |  | 2015-12-14 | 4 | No Rebate | -1509.8901 | 0 | 1 |  | Upsize | 1671 | 666.75 | 0 | 0 | 0 | 0 | 0 | 0 | 0 | 0 | 0 | 0 | 0 | 0
| 5182795 |  | 418688 | 2015-08-25 | 40000 | 10 | 56500 | 14 | 6280 |  | 2015-12-14 | 4 | No Rebate | -98.1429 | 0 | 1 |  | Upsize | 1577.3451 | 629.3805 | 0 | 0 | 0 | 0 | 0 | 0 | 0 | 0 | 0 | 0 | 0 | 0

## EStar EFLH
Instructions: These are input tables to inform assumptions. Do NOT edit without engineer or assistance of EM&V.
Usage | Cooling | Heating | Source
Full-Load Cooling/Heating Hours for Selected Location | 2228 | 889 | EPA 2002
AK-Anchorage | 0 | 3128 | EPA 2002
AK-Barrow | 0 | 4612 | EPA 2002
AK-Fairbanks | 129 | 3059 | EPA 2002
AK-Juneau | 0 | 3414 | EPA 2002
AK-Nome | 0 | 3749 | EPA 2002
AL-Birmingham | 1557 | 1562 | EPA 2002
AL-Huntsville | 1464 | 1606 | EPA 2002
AL-Mobile | 2265 | 1130 | EPA 2002
AL-Montgomery | 1819 | 1366 | EPA 2002
AR-Fort Smith | 1432 | 1738 | EPA 2002
AR-Little Rock | 1583 | 1681 | EPA 2002
AZ-Flagstaff | 179 | 2854 | EPA 2002
AZ-Phoenix | 2141 | 1116 | EPA 2002
AZ-Tucson | 1842 | 1261 | EPA 2002
AZ-Winslow | 950 | 2112 | EPA 2002
AZ-Yuma | 2315 | 907 | EPA 2002
CA-Beverly Hills | 1166 | 1277 | EPA 2002
CA-Los Angeles | 1530 | 1070 | EPA 2002
CA-Palm Springs | 2092 | 630 | EPA 2002
CA-Sacramento | 871 | 2016 | EPA 2002
CA-San Diego | 1347 | 1467 | EPA 2002
CA-San Francisco | 224 | 2948 | EPA 2002
CA-Stockton | 1158 | 1834 | EPA 2002
CO-Alamosa | 97 | 2947 | EPA 2002
CO-Colorado Springs | 523 | 2418 | EPA 2002
CO-Denver | 628 | 2255 | EPA 2002
CO-Grand Junction | 997 | 2352 | EPA 2002
CO-Pueblo | 834 | 2018 | EPA 2002
CT-Bridgeport | 942 | 2358 | EPA 2002
CT-Hartford | 695 | 2555 | EPA 2002
DC-Washington | 1320 | 2061 | EPA 2002
DE-Wilmington | 1015 | 2346 | EPA 2002
FL-Daytona Beach | 2763 | 720 | EPA 2002
FL-Fort Myers | 3288 | 504 | EPA 2002
FL-Gainesville | 2228 | 889 | EPA 2002
FL-Jacksonville | 2086 | 1020 | EPA 2002
FL-Key West | 4566 | 342 | EPA 2002
FL-Miami | 3931 | 265 | EPA 2002
FL-Orlando | 2915 | 583 | EPA 2002
FL-Pensacola | 2297 | 1047 | EPA 2002
FL-Tallahassee | 2215 | 1133 | EPA 2002
FL-Tampa | 3068 | 709 | EPA 2002
FL-W. Palm Beach | 3479 | 314 | EPA 2002
GA-Athens | 1493 | 1655 | EPA 2002
GA-Atlanta | 1484 | 1686 | EPA 2002
GA-Augusta | 1548 | 1467 | EPA 2002
GA-Columbus | 1845 | 1379 | EPA 2002
GA-Macon | 1900 | 1367 | EPA 2002
GA-Savannah | 1963 | 1213 | EPA 2002
HI-Hilo | 4179 | 0 | EPA 2002
HI-Honolulu | 5016 | 0 | EPA 2002
IA-Des Moines | 941 | 2247 | EPA 2002
IA-Dubuque | 605 | 2458 | EPA 2002
IA-Sioux City | 836 | 2316 | EPA 2002
IA-Waterloo | 667 | 2412 | EPA 2002
ID-Boise | 614 | 2532 | EPA 2002
ID-Lewiston | 636 | 2208 | EPA 2002
ID-Pocatello | 411 | 2590 | EPA 2002
IL-Chicago | 683 | 2459 | EPA 2002
IL-Moline | 830 | 2260 | EPA 2002
IL-Peoria | 948 | 2166 | EPA 2002
IL-Rockford | 714 | 2418 | EPA 2002
IL-Springfield | 1036 | 2154 | EPA 2002
IN-Evansville | 1181 | 2027 | EPA 2002
IN-Fort Wayne | 786 | 2370 | EPA 2002
IN-Indianapolis | 948 | 2152 | EPA 2002
IN-South Bend | 710 | 2391 | EPA 2002
KS-Dodge City | 1109 | 2024 | EPA 2002
KS-Goodland | 723 | 2252 | EPA 2002
KS-Topeka | 1068 | 2093 | EPA 2002
KS-Wichita | 1225 | 1981 | EPA 2002
KY-Lexington | 1080 | 2027 | EPA 2002
KY-Louisville | 1150 | 1975 | EPA 2002
KY-Paducah | 1193 | 1939 | EPA 2002
LA-Baton Rouge | 2233 | 1115 | EPA 2002
LA-Lake Charles | 2299 | 1115 | EPA 2002
LA-New Orleans | 2388 | 1118 | EPA 2002
LA-Shreveport | 1892 | 1361 | EPA 2002
MA-Boston | 729 | 2397 | EPA 2002
MA-Worcester | 453 | 2734 | EPA 2002
MD-Baltimore | 1050 | 2172 | EPA 2002
ME-Caribou | 220 | 2959 | EPA 2002
ME-Portland | 321 | 2728 | EPA 2002
MI-Alpena | 216 | 2843 | EPA 2002
MI-Detroit | 642 | 2670 | EPA 2002
MI-Flint | 497 | 2650 | EPA 2002
MI-Grand Rapids | 595 | 2771 | EPA 2002
MI-Lansing | 578 | 2620 | EPA 2002
MI-Marquette | 222 | 3130 | EPA 2002
MI-Muskegon | 570 | 2817 | EPA 2002
MI-Sault St Marie | 196 | 3059 | EPA 2002
MN-Duluth | 212 | 2934 | EPA 2002
MN-International Falls | 288 | 2828 | EPA 2002
MN-Minneapolis | 662 | 2496 | EPA 2002
MN-Rochester | 523 | 2580 | EPA 2002
MN-St. Cloud | 414 | 2831 | EPA 2002
MO-Columbia | 1050 | 2048 | EPA 2002
MO-Kansas City | 1032 | 2149 | EPA 2002
MO-Springfield | 1178 | 1997 | EPA 2002
MO-St. Louis | 1215 | 2009 | EPA 2002
MS-Jackson | 1832 | 1433 | EPA 2002
MS-Meridian | 1726 | 1417 | EPA 2002
MS-Tupelo | 1623 | 1611 | EPA 2002
MT-Billings | 510 | 2308 | EPA 2002
MT-Glasgow | 465 | 2585 | EPA 2002
MT-Great Falls | 408 | 2330 | EPA 2002
MT-Havre | 403 | 2735 | EPA 2002
MT-Helena | 307 | 2423 | EPA 2002
MT-Kalispell | 193 | 2787 | EPA 2002
MT-Miles city | 621 | 2367 | EPA 2002
MT-Missoula | 225 | 2650 | EPA 2002
NC-Asheville | 919 | 2021 | EPA 2002
NC-Charlotte | 1325 | 1865 | EPA 2002
NC-Greensboro | 1203 | 1978 | EPA 2002
NC-Raleigh | 1239 | 1883 | EPA 2002
NC-Wilmington | 1758 | 1519 | EPA 2002
ND-Bismarck | 437 | 2593 | EPA 2002
ND-Fargo | 476 | 2702 | EPA 2002
ND-Williston | 459 | 2579 | EPA 2002
NE-Grand Island | 851 | 2288 | EPA 2002
NE-Lincoln | 899 | 2284 | EPA 2002
NE-Norfolk | 801 | 2437 | EPA 2002
NE-North Platte | 640 | 2403 | EPA 2002
NE-Omaha | 890 | 2327 | EPA 2002
NE-Scottsbluff | 647 | 2365 | EPA 2002
NH-Concord | 385 | 2641 | EPA 2002
NJ-Atlantic City | 832 | 2198 | EPA 2002
NJ-Newark | 1007 | 2340 | EPA 2002
NM-Albuquerque | 1038 | 2162 | EPA 2002
NM-Roswell | 1355 | 1596 | EPA 2002
NV-Elko | 361 | 2596 | EPA 2002
NV-Ely | 209 | 2678 | EPA 2002
NV-Las Vegas | 1773 | 1642 | EPA 2002
NV-Reno | 317 | 2631 | EPA 2002
NV-Winnemucca | 418 | 2481 | EPA 2002
NY-Albany | 515 | 2598 | EPA 2002
NY-Binghamton | 440 | 2754 | EPA 2002
NY-Buffalo | 571 | 2765 | EPA 2002
NY-New York | 1089 | 2337 | EPA 2002
NY-Rochester | 554 | 2685 | EPA 2002
NY-Syracuse | 552 | 2586 | EPA 2002
OH-Akron | 714 | 2539 | EPA 2002
OH-Cincinnati | 996 | 2134 | EPA 2002
OH-Cleveland | 639 | 2471 | EPA 2002
OH-Columbus | 828 | 2274 | EPA 2002
OH-Dayton | 947 | 2238 | EPA 2002
OH-Mansfield | 711 | 2500 | EPA 2002
OH-Toledo | 649 | 2464 | EPA 2002
OH-Youngstown | 554 | 2581 | EPA 2002
OK-Oklahoma City | 1436 | 1724 | EPA 2002
OK-Tulsa | 1486 | 1722 | EPA 2002
OR-Astoria | 56 | 3499 | EPA 2002
OR-Eugene | 261 | 2679 | EPA 2002
OR-Medford | 534 | 2742 | EPA 2002
OR-Pendleton | 622 | 2105 | EPA 2002
OR-Portland | 379 | 2681 | EPA 2002
OR-Salem | 248 | 2842 | EPA 2002
PA-Allentown | 784 | 2492 | EPA 2002
PA-Erie | 482 | 2901 | EPA 2002
PA-Harrisburg | 929 | 2371 | EPA 2002
PA-Philadelphia | 1032 | 2328 | EPA 2002
PA-Pittsburgh | 737 | 2380 | EPA 2002
PA-Scranton | 621 | 2532 | EPA 2002
PA-Williamsport | 659 | 2502 | EPA 2002
RI-Providence | 656 | 2532 | EPA 2002
SC-Charleston | 2127 | 1212 | EPA 2002
SC-Columbia | 1626 | 1539 | EPA 2002
SC-Greenville | 1386 | 1808 | EPA 2002
SD-Aberdeen | 544 | 2571 | EPA 2002
SD-Huron | 633 | 2462 | EPA 2002
SD-Rapid City | 593 | 2434 | EPA 2002
SD-Sioux Falls | 691 | 2490 | EPA 2002
TN-Bristol | 1066 | 2050 | EPA 2002
TN-Chattanooga | 1353 | 1830 | EPA 2002
TN-Knoxville | 1288 | 1909 | EPA 2002
TN-Memphis | 1654 | 1638 | EPA 2002
TN-Nashville | 1375 | 1768 | EPA 2002
TX-Abilene | 1741 | 1398 | EPA 2002
TX-Amarillo | 1142 | 1880 | EPA 2002
TX-Austin | 2412 | 1142 | EPA 2002
TX-Brownsville | 3233 | 562 | EPA 2002
TX-Corpus Christi | 2958 | 776 | EPA 2002
TX-Dallas | 1926 | 1343 | EPA 2002
TX-Del Rio | 2380 | 1098 | EPA 2002
TX-El Paso | 1524 | 1559 | EPA 2002
TX-Galveston | 2967 | 1037 | EPA 2002
TX-Houston | 2209 | 1127 | EPA 2002
TX-Lubbock | 1298 | 1688 | EPA 2002
TX-Midland | 1546 | 1450 | EPA 2002
TX-Port Arthur | 2452 | 1043 | EPA 2002
TX-San Angelo | 2225 | 1291 | EPA 2002
TX-San Antonio | 2237 | 1101 | EPA 2002
TX-Victoria | 2465 | 926 | EPA 2002
TX-Waco | 2041 | 1308 | EPA 2002
TX-Wichita Falls | 1671 | 1538 | EPA 2002
UT-Salt Lake City | 785 | 2443 | EPA 2002
VA-Lynchburg | 1031 | 2117 | EPA 2002
VA-Norfolk | 1346 | 1923 | EPA 2002
VA-Richmond | 1188 | 1980 | EPA 2002
VA-Roanoke | 1002 | 2113 | EPA 2002
VT-Burlington | 455 | 2651 | EPA 2002
WA-Olympia | 125 | 3186 | EPA 2002
WA-Seattle | 282 | 2956 | EPA 2002
WA-Spokane | 395 | 2622 | EPA 2002
WA-Walla Walla | 714 | 1989 | EPA 2002
WA-Yakima | 415 | 2412 | EPA 2002
WI-Green Bay | 457 | 2641 | EPA 2002
WI-La Crosse | 713 | 2445 | EPA 2002
WI-Madison | 487 | 2547 | EPA 2002
WI-Milwaukee | 513 | 2548 | EPA 2002
WV-Beckley | 699 | 2194 | EPA 2002
WV-Charleston | 967 | 2088 | EPA 2002
WV-Elkins | 477 | 2459 | EPA 2002
WV-Huntington | 1035 | 2040 | EPA 2002
WY-Casper | 439 | 2620 | EPA 2002
WY-Cheyenne | 353 | 2658 | EPA 2002
WY-Lander | 455 | 2496 | EPA 2002
WY-Sheridan | 387 | 2578 | EPA 2002
Source: Energy Star Heat Pump Savings Calculator

## Clay Heat Pump Water Heaters
Instructions: These are input tables to inform assumptions. Do NOT edit without engineer or assistance of EM&V.
Existing Baseline to Measure (With Resizing)
Heat Pump Water Heater Rebates | [5 empty] | Lifetime (Years) | 10 | DEER 2009-2011; Electric Heat Pump Water Heater
Quarter | Rebate | Estimated Annual kWh | Approved | Denied |  | Modeled Coincident Demand Reduction (kW/kWh) | -0.00039524 | Beopt Simulation Results
1 | 2800 | 26023.0827 | 16 | 4
2 | 2100 | 19231.1515 | 12 | 1
3 | 1400 | 13523.8354 | 8 | 0
4 | 1750 | 15673.0561 | 10 | 0 |  | http://www.puc.state.pa.us/electric/pdf/Act129/Act129_TRM-2013_Redlined.pdf
Totals: | 8050 | 74451.1256 | 46 | 5
[6 empty] | Pre-April 16, 2015 Federal Code Efficiency | 0.97 − (0.00132 × Rated Storage Volume in gallons) | https://www.regulations.gov/#!documentDetail;D=EERE-2014-BT-STD-0045-0006
Code Baseline to Measure (With Resizing) | [5 empty] | Post-April 16, 2015 Federal Code Efficiency | For tanks with a Rated Storage Volume at or below 55 gallons: EF = 0.960 − (0.0003 × Rated Storage Volume in gallons). For tanks with a Rated Storage Volume above 55 gallons: EF = 2.057 − (0.00113 × Rated Storage Volume in gallons). | https://www.regulations.gov/#!documentDetail;D=EERE-2014-BT-STD-0045-0006
Heat Pump Water Heater Rebates
Quarter | Rebate | Estimated Annual kWh | Approved | Denied |  | Table 4. Average 15-Minute Demand Coincident with FPL Summer Peak Load (60-Minute Net)
1 | 2800 | 25072.8188 | 16 | 4 |  |  | kW | kW
2 | 2100 | 17955.1111 | 12 | 1 |  |  | 1982-08-24 | 1983-07-25
3 | 1400 | 11076.018 | 8 | 0 |  |  | 5-6 p.m. | 5-6 P.M.
4 | 1750 | 12610.1342 | 10 | 0 |  | Electric Resistance | 0.74 | 0.34
Totals: | 8050 | 66714.0821 | 46 | 5 |  | Heat Pump Water Heater | 0.61 | 0.37
[6 empty] | Solar Hot Water System | 0.32 | 0.02
Existing Baseline to Measure (Assuming Measure As-Built Sizing) | [5 empty] | Desuperheater Unit | 0.14 | 0.19
Heat Pump Water Heater Rebates | [5 empty] | http://www.fsec.ucf.edu/en/Publications/html/FSEC-PF-215-90/
Quarter | Rebate | Estimated Annual kWh | Approved | Denied
1 | 2800 | 26023.0827 | 16 | 4 |  | HP Demand as % of ER Sample 1 | HP Demand as % of ER Sample 2 | HP Demand as % of ER | Average Demand Reduction HP over ER
2 | 2100 | 20950.0338 | 12 | 1 |  | 82.43% | 108.8% | 95.63% | 4.372%
3 | 1400 | 16961.6001 | 8 | 0
4 | 1750 | 18504.1564 | 10 | 0 |  | Program Case | Per Rebate Impacts (kWh/Year)
Totals: | 8050 | 82438.873 | 46 | 5 |  | Existing Baseline to Measure (With Resizing) | 1618.5027
[6 empty] | Code Baseline to Measure (With Resizing) | 1450.3061
Code Baseline to Measure (Assuming Measure As-Built Sizing) | [5 empty] | Existing Baseline to Measure (Assuming Measure As-Built Sizing) | 1792.1494
Heat Pump Water Heater Rebates | [5 empty] | Code Baseline to Measure (Assuming As-Built Sizing) | 1598.3491
Quarter | Rebate | Estimated Annual kWh | Approved | Denied
1 | 2800 | 24989.2071 | 16 | 4
2 | 2100 | 19484.44 | 12 | 1
3 | 1400 | 14002.0296 | 8 | 0
4 | 1750 | 15048.3796 | 10 | 0
Totals: | 8050 | 73524.0563 | 46 | 5
Heat Pump Water Heater Rebates | [16 empty] | Code Level | Original Sizing |  | As-Built Sizing |  | Existing Baseline to Measure (With Resizing) | Code Baseline to Measure (With Resizing) | Existing Baseline to Measure (Assuming Measure As-Built Sizing) | Code Baseline to Measure (Assuming Measure As-Built Sizing)
Account Number | Customer Name | Location Number | Install Date | Old Gallons | New Gallons | Old Efficiency | New Efficiency | Installation Cost | Date Denied | Date Approved | Quarter | Rebate | Est. Annual kWh Saved | Approved | Denied | Comment |  | Pre-April 16, 2015 Federal Code Efficiency | Post-April 16, 2015 Federal Code Efficiency | Pre-April 16, 2015 Federal Code Efficiency | Post-April 16, 2015 Federal Code Efficiency
8865779 |  | 8767946 | 2014-11-18 | 50 | 50 | 0.88 | 2.4 | 806 |  | 2015-01-11 | 1 | 175 | 1600.9198 | 1 |  |  | Prior Code | 0.904 |  | 0.904 |  | 1600.9198 | 1533.8109 | 1600.9198 | 1533.8109
8395022 |  | 624894 | 2014-11-18 | 50 | 50 | 0.88 | 1.92 | N/A |  | 2015-01-11 | 1 | 175 | 1369.2078 | 1 |  |  | Prior Code | 0.904 |  | 0.904 |  | 1369.2078 | 1302.0989 | 1369.2078 | 1302.0989
8907753 |  | 8769171 | 2014-11-03 | 50 | 50 | 0.88 | 2.4 | 1068 |  | 2015-01-13 | 1 | 175 | 1600.9198 | 1 |  |  | Prior Code | 0.904 |  | 0.904 |  | 1600.9198 | 1533.8109 | 1600.9198 | 1533.8109
5259726 |  | 525972 | 2015-01-01 | 50 | 50 | 0.88 | 2.4 | 1084 |  | 2015-01-20 | 1 | 175 | 1600.9198 | 1 |  |  | Prior Code | 0.904 |  | 0.904 |  | 1600.9198 | 1533.8109 | 1600.9198 | 1533.8109
6921142 |  | 593575 | 2014-12-18 | 80 | 50 | 0.88 | 2.4 | 1175 |  | 2015-01-20 | 1 | 175 | 3117.5807 | 1 |  |  | Prior Code | 0.8644 |  | 0.904 |  | 3117.5807 | 3190.5714 | 1600.9198 | 1646.539
5286729 |  | 148226 | 2015-01-01 | 50 | 50 | 0.88 | 2.4 | 989 |  | 2015-01-21 | 1 | 175 | 1600.9198 | 1 |  |  | Prior Code | 0.904 |  | 0.904 |  | 1600.9198 | 1533.8109 | 1600.9198 | 1533.8109
811323 |  | 328211 | 2014-10-04 | 40 | 50 | 0.88 | 2.4 | 497 |  | 2015-01-22 | 1 | 175 | 1095.3662 | 1 |  |  | Prior Code | 0.9172 |  | 0.904 |  | 1095.3662 | 1013.3488 | 1600.9198 | 1498.3981
6987804 |  | 647250 | 2015-01-07 | 50 | 50 | 0.88 | 2.4 | 1429 |  | 2015-01-23 | 1 | 175 | 1600.9198 | 1 |  |  | Prior Code | 0.904 |  | 0.904 |  | 1600.9198 | 1533.8109 | 1600.9198 | 1533.8109
3503661 |  | 276633 | 2015-01-21 | 50 | 50 | 0.88 | 2.9 | 1500 |  | 2015-02-17 | 1 | 175 | 1760.7213 | 1 |  |  | Prior Code | 0.904 |  | 0.904 |  | 1760.7213 | 1693.6124 | 1760.7213 | 1693.6124
8857269 |  | 8766864 | 2015-01-11 | 50 | 50 | 0.88 | 2.4 | 1255 |  | 2015-03-03 | 1 | 175 | 1600.9198 | 1 |  |  | Prior Code | 0.904 |  | 0.904 |  | 1600.9198 | 1533.8109 | 1600.9198 | 1533.8109
8868035 |  | 8768058 | 2015-01-21 | 50 | 65 | 0.88 | 2.4 | 962 |  | 2015-03-05 | 1 | 175 | 1322.8653 | 1 |  |  | Prior Code | 0.904 |  | 0.8842 |  | 1322.8653 | 1255.7564 | 2081.1958 | 1993.9542
2650760 |  | 265076 | 2015-01-30 | [5 empty] | 2015-03-04 |  | 1 | 0 | 0 |  | 1 |  | Prior Code | 0.97 |  | 0.97 |  | 0 | 0 | 0 | 0
2864643 |  | 187537 | 2014-12-23 | [5 empty] | 2015-03-06 |  | 1 | 0 | 0 |  | 1 |  | Prior Code | 0.97 |  | 0.97 |  | 0 | 0 | 0 | 0
1901008 |  | 190100 | 2015-01-22 | [5 empty] | 2015-03-06 |  | 1 | 0 | 0 |  | 1 |  | Prior Code | 0.97 |  | 0.97 |  | 0 | 0 | 0 | 0
8909693 |  | 587035 | 2015-02-11 | 55 | 50 | 0.88 | 2.4 | 1367 |  | 2015-03-09 | 1 | 175 | 1853.6967 | 1 |  |  | Prior Code | 0.8974 |  | 0.904 |  | 1853.6967 | 1799.7837 | 1600.9198 | 1551.9081
8888215 |  | 90382 | 2015-01-07 | 50 | 50 | 0.88 | 2.4 | 1203 |  | 2015-03-09 | 1 | 175 | 1600.9198 | 1 |  |  | Prior Code | 0.904 |  | 0.904 |  | 1600.9198 | 1533.8109 | 1600.9198 | 1533.8109
7107212 |  | 695292 | 2015-02-03 | 50 | 50 | 0.88 | 2.4 | 1343 |  | 2015-03-09 | 1 | 175 | 1600.9198 | 1 |  |  | Prior Code | 0.904 |  | 0.904 |  | 1600.9198 | 1533.8109 | 1600.9198 | 1533.8109
1658608 |  | 165860 | 2015-01-17 | 40 | 50 | 0.88 | 2.4 | 1112 |  | 2015-03-17 | 1 | 175 | 1095.3662 | 1 |  |  | Prior Code | 0.9172 |  | 0.904 |  | 1095.3662 | 1013.3488 | 1600.9198 | 1498.3981
4275152 |  | 125655 | 2014-11-20 | [5 empty] | 2015-03-17 |  | 1 | 0 | 0 |  | 1 | NOT HEAT PUMP (STANDARD) | Prior Code | 0.97 |  | 0.97 |  | 0 | 0 | 0 | 0
8911117 |  | 172516 | 2014-12-14 | 50 | 50 | 0.88 | 2.4 | 769 |  | 2015-03-20 | 1 | 175 | 1600.9198 | 1 |  |  | Prior Code | 0.904 |  | 0.904 |  | 1600.9198 | 1533.8109 | 1600.9198 | 1533.8109
6052740 |  | 602632 | 2015-03-05 | 75 | 50 | 0.88 | 2.9 | 1675 |  | 2015-04-15 | 2 | 175 | 3024.6053 | 1 |  |  | Prior Code | 0.871 |  | 0.904 |  | 3024.6053 | 3063.7843 | 1760.7213 | 1786.8406
5696331 |  | 538274 | 2015-02-04 | 40 | 50 | 0.88 | 2.4 | 917 |  | 2015-04-20 | 2 | 175 | 1095.3662 | 1 |  |  | Prior Code | 0.9172 |  | 0.904 |  | 1095.3662 | 1013.3488 | 1600.9198 | 1498.3981
4875332 |  | 482180 | 2015-01-21 | 50 | 50 | 0.88 | 2.4 | 962 |  | 2015-04-24 | 2 | 175 | 1600.9198 | 1 |  |  | Prior Code | 0.904 |  | 0.904 |  | 1600.9198 | 1533.8109 | 1600.9198 | 1533.8109
8820701 |  | 696589 | 2015-03-09 | 50 | 50 | 0.88 | 2.4 | 1599 |  | 2015-04-24 | 2 | 175 | 1600.9198 | 1 |  |  | Prior Code | 0.904 |  | 0.904 |  | 1600.9198 | 1533.8109 | 1600.9198 | 1533.8109
2532349 |  | 192251 | 2015-03-17 | 30 | 50 | 0.88 | 2.35 | 1400 |  | 2015-04-27 | 2 | 175 | 570.0924 | 1 |  |  | Prior Code | 0.9304 |  | 0.904 |  | 570.0924 | 487.9345 | 1581.1997 | 1444.2698
2447639 |  | 159199 | 2015-04-04 |  |  |  |  | 891 | 2015-04-30 |  | 2 | 0 | 0 |  | 1 | NOT A HEAT PUMP | Prior Code | 0.97 |  | 0.97 |  | 0 | 0 | 0 | 0
8867929 |  | 8768052 | 2015-04-25 | 55 | 50 | 0.88 | 2.9 | 962 |  | 2015-05-04 | 2 | 175 | 2013.4981 | 1 |  |  | Current Code |  | 0.9435 |  | 0.945 | 2013.4981 | 1826.3602 | 1760.7213 | 1590.5959
3799954 |  | 375018 | 2015-04-30 | 50 | 50 | 0.88 | 2.9 | 444 |  | 2015-05-12 | 2 | 175 | 1760.7213 | 1 |  |  | Current Code |  | 0.945 |  | 0.945 | 1760.7213 | 1586.8536 | 1760.7213 | 1586.8536
8852661 |  | 8766834 | 2015-04-16 | 50 | 84 | 0.88 | 2.33 | 3750 |  | 2015-05-12 | 2 | 175 | 923.883 | 1 |  |  | Current Code |  | 0.945 |  | 1.9621 | 923.883 | 750.0153 | 2642.7653 | 2350.6677
8865346 |  | 8766974 | 2015-05-07 | 50 | 50 | 0.88 | 2.4 | 2750 |  | 2015-05-12 | 2 | 175 | 1600.9198 | 1 |  |  | Current Code |  | 0.945 |  | 0.945 | 1600.9198 | 1427.0522 | 1600.9198 | 1427.0522
8833647 |  | 8765665 | 2015-02-14 | 50 | 50 | 0.88 | 2.75 | 2750 |  | 2015-05-14 | 2 | 175 | 1718.8823 | 1 |  |  | Prior Code | 0.904 |  | 0.904 |  | 1718.8823 | 1651.7735 | 1718.8823 | 1651.7735
6252985 |  | 113089 | 2015-05-04 | 50 | 50 | 0.88 | 2.9 | 1538 |  | 2015-06-03 | 2 | 175 | 1760.7213 | 1 |  |  | Current Code |  | 0.945 |  | 0.945 | 1760.7213 | 1586.8536 | 1760.7213 | 1586.8536
8888654 |  | 379474 | 2015-02-15 | 50 | 50 | 0.88 | 2.3 | 1064 |  | 2015-06-15 | 2 | 175 | 1560.6221 | 1 |  |  | Prior Code | 0.904 |  | 0.904 |  | 1560.6221 | 1493.5132 | 1560.6221 | 1493.5132
1912435 |  | 191243 | 2015-05-12 | 50 | 50 | 0.88 | 2.4 | 1700 |  | 2015-07-05 | 3 | 175 | 1600.9198 | 1 |  |  | Current Code |  | 0.945 |  | 0.945 | 1600.9198 | 1427.0522 | 1600.9198 | 1427.0522
8861132 |  | 8767099 | 2015-01-26 | 80 | 80 | 0.88 | 2.3 | 2750 |  | 2015-07-05 | 3 | 175 | 2496.9953 | 1 |  |  | Prior Code | 0.8644 |  | 0.8644 |  | 2496.9953 | 2569.986 | 2496.9953 | 2569.986
8922951 |  | 8769972 | 2014-11-15 | 50 | 50 | 0.88 | 2.45 | 2700 |  | 2015-07-28 | 3 | 175 | 1619.8351 | 1 |  |  | Prior Code | 0.904 |  | 0.904 |  | 1619.8351 | 1552.7262 | 1619.8351 | 1552.7262
8919428 |  | 106077 | 2015-06-01 | 40 | 50 | 0.88 | 3.25 | 97.75 |  | 2015-08-11 | 3 | 175 | 1337.7727 | 1 |  |  | Current Code |  | 0.948 |  | 0.945 | 1337.7727 | 1192.7193 | 1843.3263 | 1662.0096
6084750 |  | 584954 | 2015-07-29 | 66 | 80 | 0.88 | 3.2 | 1900 |  | 2015-09-08 | 3 | 175 | 2224.436 | 1 |  |  | Current Code |  | 1.9824 |  | 1.9666 | 2224.436 | 368.929 | 2932.2111 | 683.1117
8912149 |  | 198089 | 2015-05-28 | 40 | 50 | 0.88 | 3.25 | 1068.93 |  | 2015-08-11 | 3 | 175 | 1337.7727 | 1 |  |  | Current Code |  | 0.948 |  | 0.945 | 1337.7727 | 1192.7193 | 1843.3263 | 1662.0096
8900564 |  | 280345 | 2015-04-01 | 50 | 69 | 0.88 | 3.25 | 1641.58 |  | 2015-08-25 | 3 | 175 | 1583.2384 | 1 |  |  | Prior Code | 0.904 |  | 0.87892 |  | 1583.2384 | 1516.1295 | 2543.7903 | 2451.1801
8900564 |  | 280345 | 2015-04-01 | 50 | 65 | 0.88 | 2.4 | 1641.58 |  | 2015-09-11 | 3 | 175 | 1322.8653 | 1 |  |  | Prior Code | 0.904 |  | 0.8842 |  | 1322.8653 | 1255.7564 | 2081.1958 | 1993.9542
7107972 |  | 142693 | 2015-08-03 | 57 | 65 | 0.88 | 2.4 | 8909.1 |  | 2015-11-11 | 4 | 175 | 1676.7529 | 1 |  |  | Current Code |  | 1.9926 |  | 1.9835 | 1676.7529 | 67.7408 | 2081.1958 | 246.3575
8789141 |  | 220006 | 2015-05-20 | 50 | 50 | 0.88 | 2.4 | 1599.95 |  | 2015-10-16 | 4 | 175 | 1600.9198 | 1 |  |  | Current Code |  | 0.945 |  | 0.945 | 1600.9198 | 1427.0522 | 1600.9198 | 1427.0522
7046824 |  | 645587 | 2015-07-06 | 55 | 67 | 0.88 | 2.75 | 2650 |  | 2015-10-29 | 4 | 175 | 1696.638 | 1 |  |  | Current Code |  | 0.9435 |  | 1.9813 | 1696.638 | 1509.5001 | 2303.3023 | 2075.3344
4450854 |  | 192820 | 2015-05-16 | 50 | 50 | 0.88 | 2.4 | 231 |  | 2015-10-29 | 4 | 175 | 1600.9198 | 1 |  |  | Current Code |  | 0.945 |  | 0.945 | 1600.9198 | 1427.0522 | 1600.9198 | 1427.0522
8928071 |  | 145337 | 2015-10-05 | 50 | 50 | 0.88 | 2.9 | 1185 |  | 2015-11-17 | 4 | 175 | 1760.7213 | 1 |  |  | Current Code |  | 0.945 |  | 0.945 | 1760.7213 | 1586.8536 | 1760.7213 | 1586.8536
2375772 |  | 158083 | 2015-10-22 | 42 | 50 | 0.88 | 2.5629 | 792.5 |  | 2015-11-17 | 4 | 175 | 1255.3736 | 1 |  |  | Current Code |  | 0.9474 |  | 0.945 | 1255.3736 | 1104.3159 | 1659.8166 | 1479.9859
2756286 |  | 275628 | 2015-10-30 | 50 | 80 | 0.88 | 2.75 | 369 |  | 2015-11-17 | 4 | 175 | 1233.5509 | 1 |  |  | Current Code |  | 0.945 |  | 1.9666 | 1233.5509 | 1059.6832 | 2750.2118 | 2472.0235
1161645 |  | 116164 | 2015-10-06 | 52 | 50 | 0.88 | 2.4 | 275 |  | 2015-12-22 | 4 | 175 | 1702.0306 | 1 |  |  | Current Code |  | 0.9444 |  | 0.945 | 1702.0306 | 1522.7635 | 1600.9198 | 1428.5477
2200251 |  | 220025 | 2015-09-15 | 50 | 50 | 0.88 | 2.33 | 2150 |  | 2015-12-01 | 4 | 175 | 1573.0746 | 1 |  |  | Current Code |  | 0.945 |  | 0.945 | 1573.0746 | 1399.207 | 1573.0746 | 1399.207
8468233 |  | 630469 | 2015-02-28 | 50 | 50 | 0.88 | 2.33 | 2150 |  | 2015-12-01 | 4 | 175 | 1573.0746 | 1 |  |  | Prior Code | 0.904 |  | 0.904 |  | 1573.0746 | 1505.9657 | 1573.0746 | 1505.9657
|  |  |  | Old Gallons | New Gallons | Old Efficiency | New Efficiency
|  |  |  | 50 | 50 | 0.88 | 2.4
|  |  |  | 50 | 50 | 0.88 | 1.92
|  |  |  | 80 | 50 | 0.88 | 2.4
|  |  |  | 40 | 50 | 0.88 | 2.4
|  |  |  | 50 | 50 | 0.88 | 2.9
|  |  |  | 50 | 65 | 0.88 | 2.4
|  |  |  | 55 | 50 | 0.88 | 2.4
|  |  |  | 75 | 50 | 0.88 | 2.9
|  |  |  | 30 | 50 | 0.88 | 2.35
|  |  |  | 55 | 50 | 0.88 | 2.9
|  |  |  | 50 | 84 | 0.88 | 2.33
|  |  |  | 50 | 50 | 0.88 | 2.75
|  |  |  | 50 | 50 | 0.88 | 2.3
|  |  |  | 80 | 80 | 0.88 | 2.3
|  |  |  | 50 | 50 | 0.88 | 2.45
|  |  |  | 40 | 50 | 0.88 | 3.25
|  |  |  | 66 | 80 | 0.88 | 3.2
|  |  |  | 50 | 69 | 0.88 | 3.25
|  |  |  | 57 | 65 | 0.88 | 2.4
|  |  |  | 55 | 67 | 0.88 | 2.75
|  |  |  | 42 | 50 | 0.88 | NA
|  |  |  | 50 | 80 | 0.88 | NA
|  |  |  | 52 | 50 | 0.88 | 2.4
|  |  |  | 50 | 50 | 0.88 | 2.33

## Clay Solar Water Heaters
Instructions: These are input tables to inform assumptions. Do NOT edit without engineer or assistance of EM&V.
Solar Water Heater Rebates | [5 empty] | Heat Pump Water Heater Program Tracking Data | EF
Quarter | Rebate | Estimated Annual kWh | Approved | Denied |  | Average of Typically Installed As-Found Conventional | 0.88
1 | 688 | 2719 | 2 | 0 |  | Average of Typically Installed Current Code Conventional | 0.96488
2 | 822 | 2719 | 2 | 1 |  | Average | 0.92244
3 | 379 | 1359.5 | 1 | 0
4 | 4399 | 13595 | 10 | 0 |  | BEOpt Simulation Results
Totals: | 6288 | 20392.5 | 15 | 1 |  | Base Case | Measure Case | EF | Annual Savings (kWh/yr)
[6 empty] | Baseline (DHW EF=0.9, 50 gal) | Solar Hot Water Heater (40 ft2 collector, EF=0.9, 55 gal) | 0.9 | 1365
Rebate per BTU per Hour = |  | 0.01 |  |  |  | Baseline (DHW EF=0.95, 50 gal) | Solar Hot Water Heater (40 ft2 collector, EF=0.95, 55 gal) | 0.95 | 1354
[6 empty] | Average |  | 0.925 | 1359.5
[6 empty] | Lifetime (Years) | 20 | https://www.fanniemae.com/content/guide_form/4099f.pdf
[7 empty] | 38.3 | http://aceee.org/files/proceedings/2010/data/papers/2197.pdf
[6 empty] | Gross Coincident Demand Reduction (Summer kW) | 0.2 | http://www.fsec.ucf.edu/en/Publications/html/FSEC-PF-215-90/
[6 empty] | Gross Coincident Demand Reduction (Winter kW) | 0.7 | http://www.fsec.ucf.edu/en/Publications/html/FSEC-PF-215-90/
Solar Water Heater Rebates
Account Number | Customer Name | Location Number | Install Date | FSEC # | Collector Area (square feet) | Rated Output (BTU per Hour) | Installation Cost | Date Denied | Date Approved | Quarter | Rebate | Est. Annual kWh Saved | Approved | Denied | Comment
5151709 |  | 416573 | 2013-08-27 | S1175 | 40 | 34400 | 8995 |  | 2014-02-18 | 1 | 344 | 1359.5 | 1
8493231 |  | 600856 | 2013-09-19 | S9191 | 40 | 34400 | 8860 |  | 2014-03-07 | 1 | 344 | 1359.5 | 1
2016228 |  | 201622 | 2014-01-29 | S1175 | 40 | 34400 | 11994 |  | 2014-04-11 | 2 | 344 | 1359.5 | 1
6951388 |  | 113894 | 2013-10-31 | 98002 | 48.23 |  | 3950 | 2014-04-11 |  | 2 | 0 | 1359.5 |  | 1
8865060 |  | 6766938 | 2014-12-31 | 00225C | 40 | 47800 | 6000 |  | 2014-05-15 | 2 | 478 | 1359.5 | 1
1429828 |  | 142982 | 2014-08-27 |  | 40 | 37900 | 11195 |  | 2014-09-29 | 3 | 379 | 1359.5 | 1
6626276 |  | 662627 | 2014-07-12 | CFC027524 | 40 | 45000 | 12995 |  | 2014-10-26 | 4 | 450 | 1359.5 | 1
2947166 |  | 294716 | 2014-08-27 | S00170B | 40 | 42400 | 8500 |  | 2014-10-28 | 4 | 424 | 1359.5 | 1
1696657 |  | 169665 | 2014-08-23 | S1175 | 40 | 44300 | 9995 |  | 2014-10-28 | 4 | 443 | 1359.5 | 1
1521566 |  | 152156 | 2014-10-08 | S00170B | 40 | 37900 | 10195 |  | 2014-12-02 | 4 | 379 | 1359.5 | 1
857193 |  | 85719 | 2014-09-10 | S00170B | 40 | 37900 | 9995 |  | 2014-12-10 | 4 | 379 | 1359.5 | 1
5451166 |  | 198423 | 2014-11-28 | S00170B | 40 | 37000 | 10430 |  | 2014-12-29 | 4 | 370 | 1359.5 | 1
992040 |  | 99204 | 2014-12-04 | S00170B | 40 | 37900 | 13695 |  | 2014-12-29 | 4 | 379 | 1359.5 | 1
8751125 |  | 197898 | 2015-09-09 | S1175 | 40 | 59600 | 11000 |  | 2015-10-20 | 4 | 596 | 1359.5 | 1
5919766 |  | 189493 | 2015-05-27 | S00170B | 40 | 69000 | 10695 |  | 2015-12-14 | 4 | 600 | 1359.5 | 1
7928252 |  | 209119 | 2015-11-17 | S00170B | 40 | 37900 | 13438 |  | 2015-12-22 | 4 | 379 | 1359.5 | 1

## Clay Insulation
Instructions: These are input tables to inform assumptions. Do NOT edit without engineer or assistance of EM&V.
Insulation Rebate Summary - Prior | [10 empty] | Prior Values |  | Updated Values
Quarter | Rebates | Est kWh Savings | Approved | Denied | SQFT |  |  |  |  | Insulation Upgrade | Energy Savings (kWh/yr/ft^2) | Demand Savings (Peak kW/ft^2) | Energy Savings (kWh/yr) | Demand Savings (Peak kW per Household)
1 | 2567.51 | 56566.34 | 13 | 0 | 23341 |  |  |  |  | R0 to R19 | 3.4833 | 0.0012108 | 3663 | 2.6086
2 | 5548.84 | 124501.8 | 28 | 1 | 50444 |  |  |  |  | R11 to R30 | 3.22 | 0.0011192 | 597 | 0.5747
3 | 2903.23 | 65991.3167 | 12 | 0 | 28143 |  |  |  |  | R11 to R19 | 2.17 | 0.00075427 | 439 | 0.39207
4 | 7524 | 163482.8 | 38 | 0 | 68400 |  |  |  |  | R19 to R30 | 1.04 | 0.00036149 | 158 | 0.18263
Totals: | 18543.58 | 410542.2567 | 91 | 1 | 170328
[10 empty] | Rebate Amount: | 0.11 | per square foot
Insulation Rebate Summary - Updated
Quarter | Rebates | Est kWh Savings | Approved | Denied | SQFT | Est kW Savings per Household | Est kW Savings for Program |  |  | Lifetime (Years) | 20 | DEER 2008
1 | 2567.51 | 9071 | 13 | 0 | 23341 | 0.61052 | 7.9367
2 | 5548.84 | 15831 | 28 | 1 | 50444 | 0.52131 | 14.5968
3 | 2903.23 | 10504 | 12 | 0 | 28143 | 0.76629 | 8.4292
4 | 7524 | 22514 | 38 | 0 | 68400 | 0.53249 | 20.2347
Totals: | 18543.58 | 57920 | 91 | 1 | 170328 | 0.60765 | 51.1973
Insulation Rebate Summary Sheet | [16 empty] | Deemed Savings
Account Number | Customer Name | Location Number | Install Date | Inital R Value | Finished R Value | Sq Ft | Installed Cost | Date Denied | Date Approved | Quarter | Rebate | Energy Savings Based on | Est. Annual kWh Savings | Approved | Denied | Comments | Updated Est. Annual kWh Savings | Estimated Peak kW Reduction
7597552 |  | 746243 | 2015-01-05 | 15 | 38 | 2666 | 1599 |  | 2015-01-05 | 1 | 293.26 | R19 to R30 | 2772.64 | 1 |  |  | 158 | 0.18263
3072287 |  | 194021 | 2015-01-06 | 10 | 38 | 3895 | 3745 |  | 2015-01-06 | 1 | 428.45 | R11 to R30 | 12541.9 | 1 |  |  | 597 | 0.5747
2548014 |  | 254801 | 2015-02-16 | 11 | 30 | 2000 | 1000 |  | 2015-02-16 | 1 | 220 | R11 to R30 | 6440 | 1 |  |  | 597 | 0.5747
1141407 |  | 114140 | 2015-01-20 | 18 | 22 | 2200 | 1100 |  | 2015-01-20 | 1 | 242 | R19 to R30 | 2288 | 1 |  |  | 158 | 0.18263
3855582 |  | 200350 | 2015-02-24 | 11 | 38 | 2372 | 1375 |  | 2015-02-24 | 1 | 260.92 | R11 to R30 | 7637.84 | 1 |  |  | 597 | 0.5747
2691194 |  | 269119 | 2015-03-10 | 15 | 38 | 2100 | 1260 |  | 2015-03-10 | 1 | 231 | R19 to R30 | 2184 | 1 |  |  | 158 | 0.18263
1906270 |  | 190627 | 2015-03-18 | 17 | 38 | 1700 | 1870 |  | 2015-03-18 | 1 | 187 | R19 to R30 | 1768 | 1 |  |  | 158 | 0.18263
2642452 |  | 149311 | 2015-02-21 | 11 | 30 | 400 | 4500 |  | 2015-02-21 | 1 | 44 | R11 to R30 | 1288 | 1 |  |  | 597 | 0.5747
7481628 |  | 87520 | 2015-03-18 | 11 | 30 | 1000 | 550 |  | 2015-03-18 | 1 | 110 | R11 to R30 | 3220 | 1 |  |  | 597 | 0.5747
8858614 |  | 391752 | 2014-03-12 |  |  |  |  | 2015-05-22 |  | 2 | 0 | Denied | 0 |  | 1 | Over 180 days | 0 | 0
1547736 |  | 1547736 | 03/27/215 | 5 | 30 | 1000 | 600 |  | 2015-03-27 | 1 | 110 | R11 to R30 | 3220 | 1 |  |  | 597 | 0.5747
4252987 |  | 83669 | 2015-03-28 | 11 | 38 | 1468 | 997 |  | 2015-03-28 | 1 | 161.48 | R11 to R30 | 4726.96 | 1 |  |  | 597 | 0.5747
1840453 |  | 184045 | 2015-02-24 | 2 | 30 | 1400 | 840 |  | 2015-02-24 | 1 | 154 | R11 to R30 | 4508 | 1 |  |  | 597 | 0.5747
1881168 |  | 188116 | 2015-04-03 | 11 | 30 | 1750 | 1030 |  | 2015-04-03 | 2 | 192.5 | R11 to R30 | 5635 | 1 |  |  | 597 | 0.5747
5230727 |  | 509681 | 2015-04-08 | 13 | 38 | 2063 | 1072 |  | 2015-04-08 | 2 | 226.93 | R19 to R30 | 2145.52 | 1 |  |  | 158 | 0.18263
4918058 |  | 154301 | 2015-04-08 | 17 | 38 | 1960 | 1900 |  | 2015-04-08 | 2 | 215.6 | R19 to R30 | 2038.4 | 1 |  |  | 158 | 0.18263
3180262 |  | 197529 | 2015-04-14 | 11 | 30 | 1500 | 750 |  | 2015-04-14 | 2 | 165 | R11 to R30 | 4830 | 1 |  |  | 597 | 0.5747
4099677 |  | 82619 | 2015-04-27 | 11 | 41 | 1250 | 757 |  | 2015-04-27 | 2 | 137.5 | R11 to R30 | 4025 | 1 |  |  | 597 | 0.5747
3549698 |  | 118967 | 2015-04-09 | 9 | 30 | 1800 | 1170 |  | 2015-04-09 | 2 | 198 | R11 to R30 | 5796 | 1 |  |  | 597 | 0.5747
7938673 |  | 101148 | 2015-05-06 | 11 | 30 | 1800 | 900 |  | 2015-05-06 | 2 | 198 | R11 to R30 | 5796 | 1 |  |  | 597 | 0.5747
4703997 |  | 356756 | 2015-05-02 | 12 | 30 | 2000 | 1600 |  | 2015-05-02 | 2 | 220 | R19 to R30 | 2080 | 1 |  |  | 158 | 0.18263
8914628 |  | 87912 | 2015-05-01 | 6 | 38 | 920 | 598 |  | 2015-05-01 | 2 | 101.2 | R11 to R30 | 2962.4 | 1 |  |  | 597 | 0.5747
8853916 |  | 220568 | 2015-04-29 | 11 | 38 | 2200 | 1650 |  | 2015-04-29 | 2 | 242 | R11 to R30 | 7084 | 1 |  |  | 597 | 0.5747
8906979 |  | 111470 | 2015-06-07 | 0 | 30 | 264 | 160.5 |  | 2015-06-07 | 2 | 29.04 | R0 to R19 | 919.6 | 1 |  |  | 3663 | 2.6086
5845904 |  | 84668 | 2015-05-17 | 9 | 38 | 4256 | 4517 |  | 2015-05-17 | 2 | 468.16 | R11 to R30 | 13704.32 | 1 |  |  | 597 | 0.5747
1351642 |  | 135164 | 2015-05-26 | 11 | 30 | 1100 | 680 |  | 2015-05-26 | 2 | 121 | R11 to R30 | 3542 | 1 |  |  | 597 | 0.5747
8914788 |  | 390676 | 2015-05-21 | 8 | 30 | 1433 | 931 |  | 2015-05-21 | 2 | 157.63 | R11 to R30 | 4614.26 | 1 |  |  | 597 | 0.5747
7687924 |  | 90297 | 2015-04-04 | 11 | 38 | 1812 | 1888 |  | 2015-04-04 | 2 | 199.32 | R11 to R30 | 5834.64 | 1 |  |  | 597 | 0.5747
8882187 |  | 158213 | 2015-04-28 | 11 | 30 | 2457 | 1350 |  | 2015-04-28 | 2 | 270.27 | R11 to R30 | 7911.54 | 1 |  |  | 597 | 0.5747
2143618 |  | 99164 | 2015-06-18 | 11 | 30 | 1400 | 825 |  | 2015-06-18 | 2 | 154 | R11 to R30 | 4508 | 1 |  |  | 597 | 0.5747
1622287 |  | 162428 | 2015-06-08 | 11 | 38 | 1500 | 1005 |  | 2015-06-08 | 2 | 165 | R11 to R30 | 4830 | 1 |  |  | 597 | 0.5747
8919064 |  | 189896 | 2015-06-19 | 3 | 30 | 1790 | 1342 |  | 2015-06-19 | 2 | 196.9 | R11 to R30 | 5763.8 | 1 |  |  | 597 | 0.5747
915199 |  | 91519 | 2015-05-20 | 15 | 34 | 2048 | 1330 |  | 2015-05-20 | 2 | 225.28 | R19 to R30 | 2129.92 | 1 |  |  | 158 | 0.18263
7830417 |  | 185616 | 2014-05-27 | 11 | 38 | 2432 | 1824 |  | 2014-05-27 | 2 | 267.52 | R11 to R30 | 7831.04 | 1 |  |  | 597 | 0.5747
8725525 |  | 95330 | 2015-07-09 | 16 | 30 | 2650 | 877 |  | 2015-07-09 | 3 | 291.5 | R19 to R30 | 2756 | 1 |  |  | 158 | 0.18263
|  | 730278 | 2015-07-02 | 6 | 30 | 1750 | 3678.21 |  | 2015-07-02 | 3 |  |  |  | 1
4099677 |  | 82619 | 2015-04-14 | 17 | 30 | 1378 | 757 |  | 2015-04-14 | 2 | 151.58 | R19 to R30 | 1433.12 | 1 |  |  | 158 | 0.18263
8900564 |  | 280345 | 2015-07-13 | 0 | 38 | 4000 | 5985 |  | 2015-07-13 | 3 | 440 | R0 to R19 | 13933.3333 | 1 |  |  | 3663 | 2.6086
1525070 |  | 152507 | 2015-01-14 | 0 | 30 | 1140 | 1445 |  | 2015-01-14 | 1 | 125.4 | R0 to R19 | 3971 | 1 |  |  | 3663 | 2.6086
1078187 |  | 107818 | 2015-07-16 | 18 | 30 | 2316 | 1158 |  | 2015-07-16 | 3 | 254.76 | R19 to R30 | 2408.64 | 1 |  |  | 158 | 0.18263
3782398 |  | 378239 | 2015-06-05 | 16 | 38 | 2000 | 20645 |  | 2015-06-05 | 2 | 220 | R19 to R30 | 2080 | 1 |  |  | 158 | 0.18263
8840827 |  | 153614 | 2015-07-28 | 11 | 38 | 2400 | 1500 |  | 2015-07-28 | 3 | 264 | R11 to R30 | 7728 | 1 |  |  | 597 | 0.5747
8883565 |  | 172816 | 2015-07-17 | 10 | 35 | 3000 | 875 |  | 2015-07-17 | 3 | 330 | R11 to R30 | 9660 | 1 |  |  | 597 | 0.5747
1469444 |  | 146944 | 2015-06-05 | 11 | 30 | 2000 | 1000 |  | 2015-06-05 | 2 | 220 | R11 to R30 | 6440 | 1 |  |  | 597 | 0.5747
8825646 |  | 574966 | 2015-06-24 | 19 | 30 | 1971 | 1400 |  | 2015-06-24 | 2 | 216.81 | R19 to R30 | 2049.84 | 1 |  |  | 158 | 0.18263
1013572 |  | 101357 | 2014-05-11 | 4 | 30 | 1350 | 1800 |  | 2014-05-11 | 2 | 148.5 | R11 to R30 | 4347 | 1 |  |  | 597 | 0.5747
5785167 |  | 191171 | 2015-09-20 | 0 | 38 | 3559 | 3342.55 |  | 2015-09-20 | 3 | 391.49 | R0 to R19 | 12397.1833 | 1 |  |  | 3663 | 2.6086
6488027 |  | 197680 | 2015-08-13 | 11 | 30 | 1715 | 857 |  | 2015-08-13 | 3 | 188.65 | R11 to R30 | 5522.3 | 1 |  |  | 597 | 0.5747
5509260 |  | 117385 | 2015-07-24 | 13 | 34 | 2000 | 885 |  | 2015-07-24 | 3 | 220 | R19 to R30 | 2080 | 1 |  |  | 158 | 0.18263
1816313 |  | 181631 | 2015-05-18 | 14 | 44 | 2150 | 1175 |  | 2015-05-18 | 2 | 236.5 | R19 to R30 | 2236 | 1 |  |  | 158 | 0.18263
8882878 |  | 94209 | 2015-08-05 | 19 | 38 | 260 | 200 |  | 2015-08-05 | 3 | 28.6 | R19 to R30 | 270.4 | 1 |  |  | 158 | 0.18263
1621242 |  | 162124 | 2015-08-14 | 14 | 44 | 2400 | 1182 |  | 2015-08-14 | 3 | 264 | R19 to R30 | 2496 | 1 |  |  | 158 | 0.18263
7369374 |  | 660957 | 2015-08-02 | 10 | 60 | 2093 | 317 |  | 2015-08-02 | 3 | 230.23 | R11 to R30 | 6739.46 | 1 |  |  | 597 | 0.5747
6465090 |  | 160500 | 2015-05-09 | 19 | 30 | 1860 | 862.91 |  | 2015-05-09 | 2 | 204.6 | R19 to R30 | 1934.4 | 1 |  |  | 158 | 0.18263
1550680 |  | 155068 | 2015-09-28 | 11 | 30 | 1835 | 1009 |  | 2015-11-12 | 4 | 201.85 | R11 to R30 | 5908.7 | 1 |  |  | 597 | 0.5747
1028729 |  | 1028729 | 2015-08-07 | 0 | 38 | 1400 | 1050 |  | 2015-10-12 | 4 | 154 | R0 to R19 | 4876.6667 | 1 |  |  | 3663 | 2.6086
8922350 |  | 8922350 | 2015-05-08 | 13 | 38 | 1560 | 1300 |  | 2015-10-12 | 4 | 171.6 | R19 to R30 | 1622.4 | 1 |  |  | 158 | 0.18263
1427418 |  | 1427418 | 2015-08-21 | 6 | 30 | 1040 | 728 |  | 2015-10-15 | 4 | 114.4 | R11 to R30 | 3348.8 | 1 |  |  | 597 | 0.5747
1034180 |  | 103418 | 2015-08-31 | 17 | 30 | 2100 | 1785 |  | 2015-10-15 | 4 | 231 | R19 to R30 | 2184 | 1 |  |  | 158 | 0.18263
1584291 |  | 158429 | 2015-08-04 | 19 | 40 | 1400 | 1500 |  | 2015-10-15 | 4 | 154 | R19 to R30 | 1456 | 1 |  |  | 158 | 0.18263
2888758 |  | 288875 | 2015-09-04 | 19 | 30 | 1800 | 900 |  | 2015-10-15 | 4 | 198 | R19 to R30 | 1872 | 1 |  |  | 158 | 0.18263
8916846 |  | 8916846 | 2015-07-05 | 19 | 30 | 276 | 122.63 |  | 2015-10-15 | 4 | 30.36 | R19 to R30 | 287.04 | 1 |  |  | 158 | 0.18263
7384092 |  | 165439 | 2015-07-23 | 5 | 30 | 1800 | 1100 |  | 2015-10-20 | 4 | 198 | R11 to R30 | 5796 | 1 |  |  | 597 | 0.5747
8841618 |  | 144719 | 2015-08-31 | 11 | 33 | 1200 | 1050 |  | 2015-10-16 | 4 | 132 | R11 to R30 | 3864 | 1 |  |  | 597 | 0.5747
892948 |  | 8902948 | 2015-09-29 | 17 | 30 | 1526 | 813 |  | 2015-10-26 | 4 | 167.86 | R19 to R30 | 1587.04 | 1 |  |  | 158 | 0.18263
8912957 |  | 254545 | 2015-09-03 | 6 | 38 | 3000 | 2600 |  | 2015-10-29 | 4 | 330 | R11 to R30 | 9660 | 1 |  |  | 597 | 0.5747
5546973 |  | 201842 | 2015-07-21 | 10 | 30 | 1450 | 600 |  | 2015-10-29 | 4 | 159.5 | R11 to R30 | 4669 | 1 |  |  | 597 | 0.5747
3829561 |  | 382956 | 2015-07-17 | 11 | 38 | 1450 | 950 |  | 2015-10-29 | 4 | 159.5 | R11 to R30 | 4669 | 1 |  |  | 597 | 0.5747
8925026 |  | 629784 | 2015-09-16 | 11 | 38 | 1508 | 980 |  | 2015-10-29 | 4 | 165.88 | R11 to R30 | 4855.76 | 1 |  |  | 597 | 0.5747
8789141 |  | 220006 | 2015-03-26 | 9 | 29 | 2100 | 1600 |  | 2015-11-05 | 4 | 231 | R11 to R19 | 4557 | 1 |  |  | 439 | 0.39207
8927906 |  | 114890 | 2015-10-01 | 8 | 38 | 3100 | 2015 |  | 2015-11-05 | 4 | 341 | R11 to R30 | 9982 | 1 |  |  | 597 | 0.5747
8846946 |  | 106289 | 2015-10-06 | 13 | 30 | 1188 | 713 |  | 2015-11-05 | 4 | 130.68 | R19 to R30 | 1235.52 | 1 |  |  | 158 | 0.18263
8395022 |  | 8395022 | 2015-10-07 | 11 | 60 | 1725 | 2574.75 |  | 2015-11-05 | 4 | 189.75 | R11 to R30 | 5554.5 | 1 |  |  | 597 | 0.5747
4578027 |  | 127353 | 2015-06-02 | 5 | 35 | 1200 | 700 |  | 2015-11-05 | 4 | 132 | R11 to R30 | 3864 | 1 |  |  | 597 | 0.5747
8854825 |  | 200864 | 2015-07-04 | 13 | 34 | 1650 | 265.87 |  | 2015-10-20 | 4 | 181.5 | R19 to R30 | 1716 | 1 |  |  | 158 | 0.18263
1674381 |  | 167438 | 2015-10-13 | 11 | 38 | 1596 | 1242 |  | 2015-11-16 | 4 | 175.56 | R11 to R30 | 5139.12 | 1 |  |  | 597 | 0.5747
8880416 |  | 285390 | 2015-10-29 | 11 | 38 | 2500 | 1800 |  | 2015-11-16 | 4 | 275 | R11 to R30 | 8050 | 1 |  |  | 597 | 0.5747
4100533 |  | 245816 | 2015-08-28 | 15 | 38 | 1980 | 2340 |  | 2015-11-16 | 4 | 217.8 | R19 to R30 | 2059.2 | 1 |  |  | 158 | 0.18263
3955812 |  | 136949 | 2015-10-29 | 19 | 38 | 4048 | 2000 |  | 2015-11-16 | 4 | 445.28 | R19 to R30 | 4209.92 | 1 |  |  | 158 | 0.18263
8911875 |  | 128927 | 2015-09-15 | 6 | 30 | 1225 | 1252.8 |  | 2015-11-16 | 4 | 134.75 | R11 to R30 | 3944.5 | 1 |  |  | 597 | 0.5747
6539753 |  | 637164 | 2015-11-02 | 13 | 38 | 2400 | 1382.4 |  | 2015-11-16 | 4 | 264 | R19 to R30 | 2496 | 1 |  |  | 158 | 0.18263
8833463 |  | 8765758 | 2015-08-15 | 0 | 30 | 1600 | 1010.99 |  | 2015-11-17 | 4 | 176 | R0 to R19 | 5573.3333 | 1 |  |  | 3663 | 2.6086
8932221 |  | 143732 | 2015-11-17 | 11 | 38 | 2500 | 1700 |  | 2015-12-14 | 4 | 275 | R11 to R30 | 8050 | 1 |  |  | 597 | 0.5747
2109791 |  | 188022 | 2015-11-25 | 11 | 30 | 1875 | 1875 |  | 2015-12-14 | 4 | 206.25 | R11 to R30 | 6037.5 | 1 |  |  | 597 | 0.5747
3566114 |  | 87545 | 2015-11-08 | 8 | 38 | 2200 | 1216.27 |  | 2015-12-14 | 4 | 242 | R11 to R30 | 7084 | 1 |  |  | 597 | 0.5747
991257 |  | 99125 | 2015-10-21 | 11 | 30 | 1810 | 1175 |  | 2015-12-16 | 4 | 199.1 | R11 to R30 | 5828.2 | 1 |  |  | 597 | 0.5747
5102348 |  | 162395 | 2015-06-30 | 8 | 30 | 2048 | 12603 |  | 2015-12-10 | 4 | 225.28 | R11 to R30 | 6594.56 | 1 |  |  | 597 | 0.5747
8919163 |  | 501828 | 2015-11-13 | 19 | 38 | 500 | 300 |  | 2015-12-14 | 4 | 55 | R19 to R30 | 520 | 1 |  |  | 158 | 0.18263
8802859 |  | 639589 | 2015-11-12 | 16 | 30 | 2900 | 1100 |  | 2015-12-01 | 4 | 319 | R19 to R30 | 3016 | 1 |  |  | 158 | 0.18263
828863 |  | 82886 | 2015-10-28 | 11 | 30 | 1200 | 725 |  | 2015-12-01 | 4 | 132 | R11 to R30 | 3864 | 1 |  |  | 597 | 0.5747
8411506 |  | 110412 | 2015-11-04 | 19 | 30 | 2062 | 2062 |  | 2015-12-01 | 4 | 226.82 | R19 to R30 | 2144.48 | 1 |  |  | 158 | 0.18263
8933578 |  | 191332 | 2015-11-11 | 11 | 30 | 1648 | 1075 |  | 2015-12-01 | 4 | 181.28 | R11 to R30 | 5306.56 | 1 |  |  | 597 | 0.5747

## Insulation Demand Review
Instructions: These are input tables to inform assumptions. Do NOT edit without engineer or assistance of EM&V.
| Prior Values |  | Updated Values
Insulation Upgrade | Energy Savings (kWh/yr/ft^2) | Demand Savings (Peak kW/ft^2) | Energy Savings (kWh/yr) | Demand Savings (Peak kW) |  |  | Base R Value | Average All Systems with AC
R0 to R19 | 3.4833 | 0.0012108 | 3663 | 1.2732 |  |  |  | kW/kWh Ratio
R11 to R30 | 3.22 | 0.0011192 | 597 | 0.20751 |  |  | 0 to 4 | 0.00044058
R11 to R19 | 2.17 | 0.00075427 | 439 | 0.15259 |  |  | 5 to 8 | 0.00027433
R19 to R30 | 1.04 | 0.00036149 | 158 | 0.054919 |  |  | 9 to 14 | 0.00032786
[7 empty] | 15 to 22 | 0.00021948
Table 62: Ceiling Insulation – Deemed Savings Values - Code Zone 9 Northwest Region
Base R Value | AC/Gas Heat | Gas Heat (No AC) | Gas Heat (No AC) | AC Electric Resistance Heat | Heat Pump | AC Peak Savings | Peak Gas Savings | Average All Systems with AC
| kWh | kWh | Therms | kWh | kWh | kW | Therms | kW/kWh Ratio
0 to 4 | 1.2 | 0.177 | 0.198 | 5.67 | 3.08 | 0.0012 | 0.00254 | 0.00036181
5 to 8 | 0.61 | 0.098 | 0.113 | 3.18 | 1.7 | 0.00039 | 0.00151 | 0.00021311
9 to 14 | 0.338 | 0.0539 | 0.0629 | 1.84 | 0.983 | 0.0003 | 0.00079 | 0.00028472
15 to 22 | 0.231 | 0.0408 | 0.0482 | 1.34 | 0.714 | 0.00014 | 0.00066 | 0.00018381
Table 63: Ceiling Insulation – Deemed Savings Values - Code Zone 8 Northeast/North Central Region
Base R Value | AC/Gas Heat | Gas Heat (No AC) | Gas Heat (No AC) | AC Electric Resistance Heat | Heat Pump | AC Peak Savings | Peak Gas Savings | Average All Systems with AC
| kWh | kWh | Therms | kWh | kWh | kW | Therms | kW/kWh Ratio
0 to 4 | 1.53 | 0.126 | 0.145 | 4.8 | 2.83 | 0.00115 | 0.00244 | 0.00037664
5 to 8 | 0.756 | 0.0718 | 0.0841 | 2.65 | 1.53 | 0.00038 | 0.0014 | 0.00023096
9 to 14 | 0.451 | 0.0457 | 0.0547 | 1.68 | 0.969 | 0.00029 | 0.0009 | 0.00028065
15 to 22 | 0.28 | 0.0302 | 0.0359 | 1.1 | 0.629 | 0.00013 | 0.00059 | 0.00019413
Table 64: Ceiling Insulation – Deemed Savings Values - Code Zone 7 Central Region
Base R Value | AC/Gas Heat | Gas Heat (No AC) | Gas Heat (No AC) | AC Electric Resistance Heat | Heat Pump | AC Peak Savings | Peak Gas Savings | Average All Systems with AC
| kWh | kWh | Therms | kWh | kWh | kW | Therms | kW/kWh Ratio
0 to 4 | 1.48 | 0.122 | 0.141 | 4.66 | 2.74 | 0.00111 | 0.0022 | 0.000375
5 to 8 | 0.741 | 0.0703 | 0.0816 | 2.57 | 1.49 | 0.00038 | 0.00126 | 0.00023745
9 to 14 | 0.451 | 0.0449 | 0.0522 | 1.63 | 0.953 | 0.00027 | 0.0008 | 0.00026697
15 to 22 | 0.282 | 0.0286 | 0.0351 | 1.07 | 0.623 | 0.00012 | 0.00053 | 0.00018228
Table 65: Ceiling Insulation – Deemed Savings Values - Code Zone 6 South Region
Base R Value | AC/Gas Heat | Gas Heat (No AC) | Gas Heat (No AC) | AC Electric Resistance Heat | Heat Pump | AC Peak Savings | Peak Gas Savings | Average All Systems with AC
| kWh | kWh | Therms | kWh | kWh | kW | Therms | kW/kWh Ratio
0 to 4 | 1.59 | 0.0931 | 0.108 | 4.02 | 2.47 | 0.00106 | 0.00189 | 0.00039356
5 to 8 | 0.802 | 0.0522 | 0.062 | 2.2 | 1.32 | 0.00037 | 0.0011 | 0.00025683
9 to 14 | 0.485 | 0.0327 | 0.04 | 1.38 | 0.833 | 0.00026 | 0.00071 | 0.0002891
15 to 22 | 0.303 | 0.022 | 0.0269 | 0.893 | 0.536 | 0.00011 | 0.00047 | 0.00019053
Table 55: Equivalent Full Load Hours for Heating and Cooling
Weather Zone Location | EFLHc | EFLHh | Weighting Factor |  | Average Weighting Factor |  | Loaded Weighting Factor
|  |  | EFLHc | EFLHh | EFLHc | EFLHh
9 | 1233 | 1923 | 180.7% | 46.23% | 149.7% | 34.91% | 116.9%
8 | 1493 | 1793 | 149.2% | 26.21%
7 | 1669 | 1682 | 133.5% | 36.87%
6 | 1647 | 1474 | 135.3% | 30.32%
http://www.apscservices.info/EEInfo/TRM.pdf
Electric Co-op | Co-op Location | Estar Weather Station | Implied Design EFLH
|  |  | Cooling | Heating
|  |  | Annual Hrs | Annual Hrs
Central Florida | 11491 NW 50 Avenue, Chiefland, FL 32626 | FL-Gainesville | 2228 | 889
Clay | 225 West Walker Drive SR100, Keystone Heights, Fl 32656 | FL-Gainesville | 2228 | 889
Glades | 26733 US Hwy 27 East, Moore Haven, FL 33471 | FL-Fort Myers | 3288 | 504
Peace River | 210 Metheny Road, Wauchula, FL 33873 | FL-Tampa | 3068 | 709
Sumter | 330 South U.S. Hwy. 301, Sumterville, FL 33585-0301 | FL-Orlando | 2915 | 583
Suwanee | 11340 100th Street, Live Oak, FL 32060 | FL-Gainesville | 2228 | 889
Talquin | 1640 W. Jefferson, Quincy, FL 32351 | FL-Tallahassee | 2215 | 1133
Tri-County | 2862 West U.S. 90 Madison, Florida 32340 | FL-Tallahassee | 2215 | 1133
Withlacoochee | 14651 21st St., Dade City, FL 33523 | FL-Tampa | 3068 | 709
|  |  | 71.48% | 28.52%

## Clay Spray Foam Insulation
Instructions: These are input tables to inform assumptions. Do NOT edit without engineer or assistance of EM&V.
Insulation Rebate Summary - Prior | [10 empty] | Prior Values |  | Updated Values
Spray Foam Insulation Rebate Summary | [9 empty] | Insulation Upgrade | Energy Savings (kWh/yr/ft^2) | Demand Savings (Peak kW/ft^2) | Energy Savings (kWh/yr) | Demand Savings (Peak kW)
Quarter | Rebates | Est kWh Savings | Approved | Denied | SQFT |  |  |  |  | R0 to R19 | 4.4587 | 0.0012108 | 3586.304 | 3.4717
1 | 1029.24 | 6218.6496 | 3 | 0 | 3833 |  |  |  |  | R11 to R30 | 4.1216 | 0.0011192 | 584.5 | 0.56582
2 | 1160 | 8883.2 | 2 | 0 | 4500 |  |  |  |  | R11 to R19 | 2.7776 | 0.00075427 | 429.8082 | 0.41607
3 | 0 | 0 | 0 | 0 | 0 |  |  |  |  | R19 to R30 | 1.3312 | 0.00036149 | 154.6918 | 0.14975
4 | 5265.44 | 84971.904 | 10 | 0 | 25082
Totals: | 7454.68 | 100073.7536 | 15 | 0 | 33415 |  |  |  |  | Rebate Amount: | 0.28 | per square foot
Insulation Rebate Summary - Updated | [9 empty] | Lifetime (Years) | 20 | DEER 2008
Spray Foam Insulation Rebate Summary
Quarter | Rebates | Est kWh Savings | Approved | Denied | SQFT | Est kW Savings | Est kW Savings for Program |  |  | 28% | Savings Adjustment Factor to account for air infiltration reduction in "commonly installed" fiberglass batt case | http://nepaenergysmart.com/wp-content/uploads/2016/02/FiberglassBattsPDF.pdf
1 | 1029.24 | 893.8836 | 3 | 0 | 3833 | 0.28844 | 0.86532 |  |  |  | Oak Ridge National Laboratory research shows that “perfectly installed” batts lose 11% of their labeled R-Value, and that “commonly installed” fiberglass batts lose 28% of their labeled R-value
2 | 1160 | 584.5 | 2 | 0 | 4500 | 0.28291 | 0.56582
3 | 0 | 0 | 0 | 0 | 0 |  | 0
4 | 5265.44 | 13560.9874 | 10 | 0 | 25082 | 1.3128 | 13.1277
Totals: | 7454.68 | 15039.371 | 15 | 0 | 33415 | 0.62804 | 14.5588
Insulation Rebate Summary Sheet | [16 empty] | Deemed Savings
Account Number | Customer Name | Location Number | Install Date | Inital R Value | Finished R Value | Sq Ft | Installed Cost | Date Denied | Date Approved | Quarter | Rebate | Energy Savings Based on | Est. Annual kWh Savings | Approved | Denied | Comments | Updated Est. Annual kWh Savings | Estimated Peak kW Reduction
1303510 | FOY, SHARON | 130351 | 2013-10-31 | 11 | 30 | 400 | 1174 |  | 2015-01-22 | 1 | 112 | R11 to R30 | 1648.64 | 1 |  |  | 584.5 | 0.56582
1598663 | TYLER, JOHN | 159866 | 2013-08-20 | 19 | 38 | 2300 | 4072 |  | 2014-03-06 | 1 | 600 | R19 to R30 | 3061.76 | 1 |  |  | 154.6918 | 0.14975
8317554 | JONES, TRACY | 665713 | 2013-12-13 | 19 | 38 | 1133 | 6125 |  | 2014-03-06 | 1 | 317.24 | R19 to R30 | 1508.2496 | 1 |  |  | 154.6918 | 0.14975
1179712 | SCHNABEL, DANIEL | 117971 | 2013-12-09 | 3 | 20 | 2000 | 3834 |  | 2014-04-07 | 2 | 560 | R11 to R19 | 5555.2 | 1 |  |  | 429.8082 | 0.41607
1460856 | BRANSFORD, WILLIAM | 146085 | 2014-03-20 | 19 | 38 | 2500 | 5500 |  | 2014-05-21 | 2 | 600 | R19 to R30 | 3328 | 1 |  |  | 154.6918 | 0.14975
8817713 | SCHMIDT,DERK | 8764676 | 2014-09-12 | 0 | 38 | 2800 | 10691 |  | 2014-10-28 | 4 | 600 | R0 to R19 | 12484.2667 | 1 |  |  | 3586.304 | 3.4717
8882680 | ANDERSON, PAULA | 169494 | 2014-08-22 | 7 | 30 | 1800 | 5450 |  | 2014-11-10 | 4 | 504 | R11 to R30 | 7418.88 | 1 |  |  | 584.5 | 0.56582
6120760 | CARNEY, RANDY | 191141 | 2015-04-15 | 9 | 30 | 3500 | 6430 |  | 2015-11-11 | 4 | 600 | R11 to R30 | 14425.6 | 1 |  |  | 584.5 | 0.56582
4474946 | GOOD, PAUL | 409489 | 2015-08-05 | 18 | 30 | 2500 | 9750 |  | 2015-11-05 | 4 | 600 | R19 to R30 | 3328 | 1 |  |  | 154.6918 | 0.14975
8889325 | HOWARD, RONALD | 696167 | 2015-06-22 | 0 | 30 | 1848 | 10697 |  | 2015-11-05 | 4 | 517.44 | R0 to R19 | 8239.616 | 1 |  |  | 3586.304 | 3.4717
8824232 | VARKOLY, JEANETTE | 191116 | 2015-10-12 | 0 | 30 | 2834 | 5500 |  | 2015-11-05 | 4 | 600 | R0 to R19 | 12635.8613 | 1 |  |  | 3586.304 | 3.4717
4835559 | JOHNSON, JEFFERSON | 483555 | 2015-08-07 | 3 | 30 | 4400 | 4180 |  | 2015-11-16 | 4 | 600 | R11 to R30 | 18135.04 | 1 |  |  | 584.5 | 0.56582
8209652 | KENNARD, ADRA | 87805 | 2015-07-08 | 11 | 30 | 400 | 600 |  | 2015-11-16 | 4 | 112 | R11 to R30 | 1648.64 | 1 |  |  | 584.5 | 0.56582
1225374 | ORR, RONALD | 122537 | 2015-11-12 | 30 | 90 | 3100 | 5835 |  | 2015-12-14 | 4 | 600 | R19 to R30 | 4126.72 | 1 |  |  | 154.6918 | 0.14975
3875804 | LEWIS, PEGGY | 127728 | 2015-08-31 | 19 | 30 | 1900 | 9750 |  | 2015-12-10 | 4 | 532 | R19 to R30 | 2529.28 | 1 |  |  | 154.6918 | 0.14975

## Clay Window Film
Instructions: These are input tables to inform assumptions. Do NOT edit without engineer or assistance of EM&V.
Insulation Rebate Summary - Prior | [8 empty] | Notes: | 2015 rebate amount is $0.44 per square foot
Window Film Rebate Summary | [9 empty] | SHGC = Solar Heat Gain Coefficient
Quarter | Rebate | Estimated Annual kWh | Approved | Denied | SQFT |  |  |  |  | # of degree hours per year = 17,005
1 | 367.4 | 1281.9269 | 6 | 0 | 835 |  |  |  |  | For a single pane window the initial SHGC is assumed to be 1.00
2 | 851.4 | 3156.5126 | 14 | 0 | 1935 |  |  |  |  | For a double pane window the initial SHGC is assumed to be 0.65
3 | 1267.86 | 4344.4213 | 15 | 0 | 2881.5
4 | 810.48 | 3560.3228 | 13 | 0 | 1842 |  |  |  | Lifetime (Years) | 10 | DEER 2008
Totals: | 3297.14 | 12343.1836 | 48 | 0 | 7493.5 |  |  |  | Modeled Coincident Demand Reduction (kW/kWh) | -0.0011858 | Beopt Simulation Results
[9 empty] | Base Case | Measure Case | Annual Savings (kWh/yr) | Annual Savings (kWh/ft^2/yr)
Insulation Rebate Summary - Current | [8 empty] | Baseline (Single-Pane, Metal Frame, U=1.16, SHGC=0.76) | Window-Film (Single-Pane, Metal Frame, U=0.88, SHGC=0.41) | 246 | 1.2487
Window Film Rebate Summary | [8 empty] | Baseline (Single-Pane, Non-Metal Frame, U=0.84, SHGC=0.63) | Window-Film (Single-Pane, Non-Metal Frame, U=0.63, SHGC=0.34) | 413 | 2.0964
Quarter | Rebate | Estimated Annual kWh | Approved | Denied | SQFT | Est kW Savings | Est kW Savings for Program |  | Average Single Pane |  | 329.5 | 1.6726
1 | 367.4 | 1402.9695 | 6 | 0 | 835 | -0.27728 | -1.6637 |  | Baseline (Double-Pane, Metal Frame, U=0.76, SHGC=0.67) | Window-Film (Double-Pane, Metal Frame, U=0.57, SHGC=0.36) | 393 | 1.9949
2 | 851.4 | 3251.1929 | 14 | 0 | 1935 | -0.27538 | -3.8554 |  | Baseline (Double-Pane, Non-Metal Frame, U=0.49, SHGC=0.56) | Window-Film (Double-Pane, Non-Metal Frame, U=0.37, SHGC=0.3) | 269 | 1.3655
3 | 1267.86 | 4841.5051 | 15 | 0 | 2881.5 | -0.38275 | -5.7412 |  | Average Double Pane |  | 331 | 1.6802
4 | 810.48 | 3093.5269 | 13 | 0 | 1842 | -0.28218 | -3.6684
Totals: | 3297.14 | 12589.1944 | 48 | 0 | 7493.5 | -0.3044 | -14.9287 |  | Window Areas | F34ft2 B104ft2 L41ft2 R18ft2 | Table 18 pg. 43 in FSEC-CR-2019-16
[9 empty] | Total Modeled Window Area | 197 | SQFT
Window Film Rebates 2015 | [14 empty] | Deemed Savings
Account Number | Customer Name | Location Number | Install Date | Total Area of All Windows (square feet) | # of Panes in Windows (1 or 2) | SHGC After Film Applied | Installed Cost | Date Denied | Date Approved | Quarter | Rebate | Est. Annual kWh Saved | Approved | Denied | Updated Est. Annual kWh Saved | Estimated Peak kW Reduction
8864815 |  | 8767345 | 2014-09-04 | 19 | 2 | 0.31 | 100 |  | 2015-01-30 | 1 | 8.36 | 32.1864 | 1 |  | 31.9239 | -0.037856
8812055 |  | 249494 | 2014-12-19 | 71 | 2 | 0.31 | 448 |  | 2015-02-26 | 1 | 31.24 | 120.2756 | 1 |  | 119.2944 | -0.14146
8904874 |  | 194263 | 2015-02-05 | 42 | 2 | 0.23 | 280 |  | 2015-03-20 | 1 | 18.48 | 87.8899 | 1 |  | 70.5685 | -0.083682
4620944 |  | 152394 | 2015-02-18 | 600 | 2 | 0.37 | 3250 |  | 2015-03-20 | 1 | 264 | 837.0466 | 1 |  | 1008.1218 | -1.1955
8877374 |  | 8768305 | 2015-03-18 | 13 | 2 | 0.4 | 100 |  | 2015-03-30 | 1 | 5.72 | 16.1929 | 1 |  | 21.8426 | -0.025902
8397044 |  | 837664 | 2015-03-17 | 90 | 2 | 0.23 | 567 |  | 2015-03-31 | 1 | 39.6 | 188.3355 | 1 |  | 151.2183 | -0.17932
7824956 |  | 782495 | 2015-03-23 | 75 | 2 | 0.21 | 225 |  | 2015-04-07 | 2 | 33 | 164.4199 | 1 |  | 126.0152 | -0.14943
8885829 |  | 813389 | 2015-03-16 | 33 | 2 | 0.35 | 267 |  | 2015-04-07 | 2 | 14.52 | 49.326 | 1 |  | 55.4467 | -0.06575
8857161 |  | 8767185 | 2014-09-10 | 153 | 2 | 0.31 | 3980 |  | 2015-04-07 | 2 | 67.32 | 259.1855 | 1 |  | 257.0711 | -0.30484
8804164 |  | 8763811 | 2015-03-26 | 219 | 2 | 0.39 | 1133 |  | 2015-04-12 | 2 | 96.36 | 283.699 | 1 |  | 367.9645 | -0.43634
8904874 |  | 194263 | 2015-04-02 | 36 | 2 | 0.23 | 216 |  | 2015-04-21 | 2 | 15.84 | 75.3342 | 1 |  | 60.4873 | -0.071728
4806311 |  | 476936 | 2015-04-15 | 81 | 2 | 0.23 | 524 |  | 2015-04-24 | 2 | 35.64 | 169.5019 | 1 |  | 136.0964 | -0.16139
8858826 |  | 187645 | 2015-03-25 | 96 | 2 | 0.4 | 720 |  | 2015-04-30 | 2 | 42.24 | 119.5781 | 1 |  | 161.2995 | -0.19127
1461151 |  | 146115 | 2015-03-30 | 425 | 2 | 0.4 | 3100 |  | 2015-05-05 | 2 | 187 | 529.3821 | 1 |  | 714.0863 | -0.84679
4728366 |  | 1900624 | 2015-04-14 | 125 | 2 | 0.37 | 600 |  | 2015-05-15 | 2 | 55 | 174.3847 | 1 |  | 210.0254 | -0.24905
2313823 |  | 231382 | 2015-04-21 | 193 | 2 | 0.31 | 1360 |  | 2015-05-18 | 2 | 84.92 | 326.9464 | 1 |  | 324.2792 | -0.38454
6024160 |  | 428443 | 2015-05-04 | 88 | 2 | 0.31 | 555 |  | 2015-05-19 | 2 | 38.72 | 149.074 | 1 |  | 147.8579 | -0.17533
5546759 |  | 262976 | 2015-03-01 | 66 | 2 | 0.25 | 50.62 |  | 2015-05-29 | 2 | 29.04 | 131.5359 | 1 |  | 110.8934 | -0.1315
4526109 |  | 450330 | 2015-05-13 | 194 | 2 | 0.29 | 1470 |  | 2015-06-03 | 2 | 85.36 | 347.9722 | 1 |  | 325.9594 | -0.38653
8873321 |  | 480566 | 2015-05-01 | 151 | 2 | 0.15 | 1132 |  | 2015-06-04 | 2 | 66.44 | 376.1727 | 1 |  | 253.7107 | -0.30086
4347217 |  | 434721 | 2015-05-08 | 129 | 2 | 0.29 | 1096 |  | 2015-07-05 | 3 | 56.76 | 231.3836 | 1 |  | 216.7462 | -0.25702
8891080 |  | 419539 | 2015-05-14 | 24 | 2 | 0.28 | 200 |  | 2015-07-05 | 3 | 10.56 | 44.2439 | 1 |  | 40.3249 | -0.047818
8891081 |  | 419539 | 2015-05-06 | 436 | 2 | 0.44 | 5000 |  | 2015-07-05 | 3 | 191.84 | 456.1904 | 1 |  | 732.5685 | -0.8687
8823476 |  | 677300 | 2015-06-25 | 235 | 2 | 0.23 | 1297 |  | 2015-07-24 | 3 | 103.4 | 491.7649 | 1 |  | 394.8477 | -0.46822
5819131 |  | 254125 | 2015-06-27 | 126 | 2 | 0.21 | 898.8 |  | 2015-07-29 | 3 | 55.44 | 276.2254 | 1 |  | 211.7056 | -0.25105
8914077 |  | 161755 | 2015-06-03 | 250 | 2 | 0.37 | 1221 |  | 2015-08-04 | 3 | 110 | 348.7694 | 1 |  | 420.0508 | -0.49811
8891080 |  | 138256 | 2015-05-14 | 45 | 2 | 0.28 | 200 |  | 2015-08-04 | 3 | 19.8 | 82.9573 | 1 |  | 75.6091 | -0.08966
8900564 |  | 280345 | 2015-06-27 | 538 | 2 | 0.39 | 2000 |  | 2015-08-25 | 3 | 236.72 | 696.9409 | 1 |  | 903.9492 | -1.0719
3189925 |  | 190339 | 2015-08-03 | 115 | 2 | 0.32 | 690 |  | 2015-08-25 | 3 | 50.6 | 189.0828 | 1 |  | 193.2234 | -0.22913
2543205 |  | 254320 | 2015-08-12 | 300 | 2 | 0.3 | 2204.25 |  | 2015-08-25 | 3 | 132 | 523.1541 | 1 |  | 504.0609 | -0.59773
8883472 |  | 162241 | 2015-07-21 | 211 | 2 | 0.32 | 1055 |  | 2015-08-20 | 3 | 92.84 | 346.9259 | 1 |  | 354.5228 | -0.4204
8923531 |  | 161432 | 2015-06-24 | 109.5 | 2 | 0.33 | 547.5 |  | 2015-08-19 | 3 | 48.18 | 174.584 | 1 |  | 183.9822 | -0.21817
8728784 |  | 563388 | 2015-05-13 | 147 | 2 | 0.45 | 1348 |  | 2015-09-11 | 3 | 64.68 | 146.4832 | 1 |  | 246.9898 | -0.29289
8835898 |  | 467341 | 2015-07-21 | 138 | 2 | 0.32 | 780 |  | 2015-09-15 | 3 | 60.72 | 226.8994 | 1 |  | 231.868 | -0.27496
8920207 |  | 658909 | 2015-08-21 | 78 | 2 | 0.37 | 900 |  | 2015-09-15 | 3 | 34.32 | 108.8161 | 1 |  | 131.0558 | -0.15541
1450386 |  | 145038 | 2015-08-12 | 249 | 2 | 0.33 | 2863 |  | 2015-11-12 | 4 | 109.56 | 396.9992 | 1 |  | 418.3706 | -0.49612
3763786 |  | 376378 | 2015-08-05 | 42.8 | 1 | 0.3 | 180 |  | 2015-10-16 | 4 | 18.832 | 213.2476 | 1 |  | 71.5868 | -0.08489
2645877 |  | 264587 | 2015-08-07 | 192 | 2 | 0.44 | 2208 |  | 2015-10-26 | 4 | 84.48 | 200.8912 | 1 |  | 322.599 | -0.38255
8857424 |  | 8767141 | 2015-05-30 | 92 | 2 | 0.45 | 1058 |  | 2015-10-29 | 4 | 40.48 | 91.6765 | 1 |  | 154.5787 | -0.1833
8877062 |  | 8767013 | 2015-09-26 | 85.3 | 2 | 0.2 | 375 |  | 2015-10-29 | 4 | 37.532 | 191.2502 | 1 |  | 143.3213 | -0.16995
8907021 |  | 282593 | 2015-08-05 | 200 | 2 | 0.37 | 1000 |  | 2015-11-05 | 4 | 88 | 279.0155 | 1 |  | 336.0406 | -0.39849
8833733 |  | 637995 | 2015-08-17 | 119 | 1 | 0.4 | 952 |  | 2015-11-05 | 4 | 52.36 | 592.908 | 1 |  | 199.0381 | -0.23603
8802859 |  | 639589 | 2015-08-13 | 235 | 2 | 0.21 | 1912.5 |  | 2015-11-05 | 4 | 103.4 | 515.1822 | 1 |  | 394.8477 | -0.46822
8871423 |  | 110100 | 2015-08-24 | 110 | 2 | 0.35 | 1600 |  | 2015-11-18 | 4 | 48.4 | 164.4199 | 1 |  | 184.8223 | -0.21917
8904874 |  | 194263 | 2015-10-29 | 23 | 1 | 0.27 | 138 |  | 2015-11-16 | 4 | 10.12 | 114.5957 | 1 |  | 38.4695 | -0.045618
62111379 |  | 605800 | 2015-09-16 | 202.9 | 2 | 0.37 | 1250 |  | 2015-12-01 | 4 | 89.276 | 283.0613 | 1 |  | 340.9132 | -0.40427
1890805 |  | 189080 | 2015-10-16 | 247 | 2 | 0.31 | 1470 |  | 2015-12-01 | 4 | 108.68 | 418.4236 | 1 |  | 415.0102 | -0.49213
8760316 |  | 152819 | 2015-11-27 | 44 | 2 | 0.2 | 3992 |  | 2015-12-14 | 4 | 19.36 | 98.6519 | 1 |  | 73.9289 | -0.087667

## Window Film Demand Review
Instructions: These are input tables to inform assumptions. Do NOT edit without engineer or assistance of EM&V.
Number of Panes | Demand Savings (Peak kW/kWh Ratio) | [5 empty] | Number of Panes | Average All Systems with AC
kW/kWh Ratio*
1 | 0.022482 | [5 empty] | 1 | 0.022482
2 | 0.0049743 | [5 empty] | 2 | 0.0049743
*Absolute value of savings taken
Table 95: Window Film – Deemed Savings Values - Code Zone 9 Northwest Region
Number of Panes | AC/Gas Heat | Gas Heat (No AC) | Gas Heat (No AC) | AC Electric Resistance Heat | Heat Pump | AC Peak Savings | Peak Gas Savings | Average All Systems with AC
| kWh | kWh | Therms | kWh | kWh | kW | Therms | kW/kWh Ratio
1 | 1.95 | -0.12 | -0.17 | -2.09 | 0.25 | 0.00137 | -0.0011 | 0.037364
2 | 0.9 | -0.06 | -0.09 | -1.07 | 0.08 | 0.00069 | -0.00055 | -0.023
Table 96: Window Film – Deemed Savings Values - Code Zone 8 Northeast/North Central Region
Number of Panes | AC/Gas Heat | Gas Heat (No AC) | Gas Heat (No AC) | AC Electric Resistance Heat | Heat Pump | AC Peak Savings | Peak Gas Savings | Average All Systems with AC
| kWh | kWh | Therms | kWh | kWh | kW | Therms | kW/kWh Ratio
1 | 2.21 | -0.12 | -0.19 | -2.35 | 0.11 | 0.00118 | -0.00168 | -0.118
2 | 1.19 | -0.06 | -0.09 | -0.76 | 0.32 | 0.00063 | -0.00069 | 0.00252
Table 97: Window Film – Deemed Savings Values - Code Zone 7 Central Region
Number of Panes | AC/Gas Heat | Gas Heat (No AC) | Gas Heat (No AC) | AC Electric Resistance Heat | Heat Pump | AC Peak Savings | Peak Gas Savings | Average All Systems with AC
| kWh | kWh | Therms | kWh | kWh | kW | Therms | kW/kWh Ratio
1 | 2.06 | -0.1 | -0.15 | -1.28 | 0.71 | 0.00129 | -0.00135 | 0.0025973
2 | 1.08 | -0.05 | -0.07 | -0.6 | 0.36 | 0.00068 | -0.00068 | 0.0024286
Table 98: Window Film – Deemed Savings Values - Code Zone 6 South Region
Number of Panes | AC/Gas Heat | Gas Heat (No AC) | Gas Heat (No AC) | AC Electric Resistance Heat | Heat Pump | AC Peak Savings | Peak Gas Savings | Average All Systems with AC
| kWh | kWh | Therms | kWh | kWh | kW | Therms | kW/kWh Ratio
1 | 2.43 | -0.08 | -0.12 | -0.26 | 1.33 | 0.00133 | -0.00093 | 0.00114
2 | 1.26 | -0.04 | -0.06 | -0.06 | 0.71 | 0.00066 | -0.00047 | 0.0010366
Table 55: Equivalent Full Load Hours for Heating and Cooling
Weather Zone Location | EFLHc | EFLHh | Weighting Factor |  | Average Weighting Factor |  | Loaded Weighting Factor
|  |  | EFLHc | EFLHh | EFLHc | EFLHh
9 | 1233 | 1923 | 180.7% | 46.23% | 149.7% | 34.91% | 116.9%
8 | 1493 | 1793 | 149.2% | 26.21%
7 | 1669 | 1682 | 133.5% | 36.87%
6 | 1647 | 1474 | 135.3% | 30.32%
http://www.apscservices.info/EEInfo/TRM.pdf
Electric Co-op | Co-op Location | Estar Weather Station | Implied Design EFLH
|  |  | Cooling | Heating
|  |  | Annual Hrs | Annual Hrs
Central Florida | 11491 NW 50 Avenue, Chiefland, FL 32626 | FL-Gainesville | 2228 | 889
Clay | 225 West Walker Drive SR100, Keystone Heights, Fl 32656 | FL-Gainesville | 2228 | 889
Glades | 26733 US Hwy 27 East, Moore Haven, FL 33471 | FL-Fort Myers | 3288 | 504
Peace River | 210 Metheny Road, Wauchula, FL 33873 | FL-Tampa | 3068 | 709
Sumter | 330 South U.S. Hwy. 301, Sumterville, FL 33585-0301 | FL-Orlando | 2915 | 583
Suwanee | 11340 100th Street, Live Oak, FL 32060 | FL-Gainesville | 2228 | 889
Talquin | 1640 W. Jefferson, Quincy, FL 32351 | FL-Tallahassee | 2215 | 1133
Tri-County | 2862 West U.S. 90 Madison, Florida 32340 | FL-Tallahassee | 2215 | 1133
Withlacoochee | 14651 21st St., Dade City, FL 33523 | FL-Tampa | 3068 | 709
|  |  | 71.48% | 28.52%

## >>> EIA Forms >>>
EIA-861 Forms Contained in Tabs to Right
Instructions: EIA Forms are Output only; do NOT modify.

## 2015 EIA-861 Talquin
FORM EIA-861
OMB No. 1905-0129
|  | ANNUAL ELECTRIC POWER INDUSTRY REPORT |  |  |  |  | Approval Expires: 05/31/2017
Burden Hours: 10.97
Entity Name: |  | Talquin Electric Coop, Inc.
Entity ID: | [5 empty] | Data Year: | 2015
SCHEDULE 6. PART A. ENERGY EFFICIENCY PROGRAMS
Schedule 6. Part A. Adjusted Gross Energy and Demand Savings -- Energy Efficiency
State | Florida | Balancing Authority
|  |  | RESIDENTIAL (a) | COMMERCIAL (b) | INDUSTRIAL (c) | TRANSPORTATION (d) | TOTAL (e)
Reporting Year Incremental Annual Savings
1 | Energy Savings (MWh) |  | 232.9703 | 0 | 0 | 0 | 232.9703
2 | Peak Demand Savings (MW) |  | 0.00064932 | 0 | 0 | 0 | 0.00064932
Incremental Life Cycle Savings
3 | Energy Savings (MWh) |  | 339.2295 | 0 | 0 | 0 | 339.2295
4 | Peak Demand Savings (MW) |  | 0.00064932 | 0 | 0 | 0 | 0.00064932
Reporting Year Incremental Costs
5 | Customer Incentives |  | 1.847 | 0 | 0 | 0 | 1.847
6 | All other costs |  | 251.1602 | 0 | 0 | 0 | 251.1602
Incremental Life Cycle Costs
7 | Customer Incentives |  | 1.847 | 0 | 0 | 0 | 1.847
8 | All other costs |  | 251.1602 | 0 | 0 | 0 | 251.1602
9 | Weighted Average Life Calculator |  | Residential | Commercial | Industrial | Transportation
10 | Weighted Average Life |  | 1.4561 | 0 | 0 | 0
Please provide website address to your energy efficiency program reports:
|  | FORM EIA-861 |  |  |  | OMB No. 1905-0129
|  | ANNUAL ELECTRIC POWER INDUSTRY REPORT |  |  |  | Approval Expires: 05/31/2017
Burden Hours: 10.97
Entity Name: | Talquin Electric Coop, Inc.
Entity ID: | [5 empty] | Data Year: | 2015
SCHEDULE 6. PART B. DEMAND RESPONSE PROGRAMS
Schedule 6. Part B. Energy and Demand Savings -- Demand Response
Reporting Year Savings
State | Florida | Balancing Authority
|  |  | RESIDENTIAL (a) | COMMERCIAL (b) | INDUSTRIAL (c) | TRANSPORTATION (d) | TOTAL (e)
1 | Number of Customers Enrolled |  | 0 | 0 | 0 | 0 | 0
2 | Energy Savings (MWh) |  | 0 | 0 | 0 | 0 | 0
3 | Potential Peak Demand Savings (MW) |  | 0 | 0 | 0 | 0 | 0
4 | Actual Peak Demand Savings (MW) |  | 0 | 0 | 0 | 0 | 0
Schedule 6. Part B. Program Costs -- Demand Response (Thousand Dollars)
Reporting Year Costs
|  |  | RESIDENTIAL (a) | COMMERCIAL (b) | INDUSTRIAL (c) | TRANSPORTATION (d) | TOTAL (e)
5 | Customer Incentives |  | 0 | 0 | 0 | 0 | 0
6 | All other costs |  | 0 | 0 | 0 | 0 | 0
7 | If you have a demand side management (DSM) program for grid-enabled water heaters (as defined by DOE’s Office of Energy Efficiency and Renewable Energy ), how many grid-enabled water heaters were added to your program this year?
|  | FORM EIA-861 |  |  |  | OMB No. 1905-0129
|  | ANNUAL ELECTRIC POWER INDUSTRY REPORT |  |  |  | Approval Expires: 05/31/2017
Burden Hours: 10.97
Entity Name: | Talquin Electric Coop, Inc.
Entity ID: | [5 empty] | Data Year: | 2015
SCHEDULE 6. PART C. DYNAMIC PRICING PROGRAMS
Number of Customers
INSTRUCTIONS: Report the number of customers participating in dynamic pricing programs, e.g. Time-of-Use Pricing, Real-Time Pricing, Variable Peak Pricing, Critical Peak Pricing programs.
State | Florida | Balancing Authority
|  |  | RESIDENTIAL (a) | COMMERCIAL (b) | INDUSTRIAL (c) | TRANSPORTATION (d) | TOTAL (e)
1 | Number of Customers enrolled in dynamic pricing programs, by customer class |  | 0 | 0 | 0 | 0 | 0
Types of Dynamic Pricing Programs
INSTRUCTIONS: For each customer class, mark the types of dynamic pricing programs in which the customers are participating.
|  |  | RESIDENTIAL (a) | COMMERCIAL (b) | INDUSTRIAL (c) | TRANSPORTATION (d)
2 | Time-of-Use Pricing |  | 0 | 0 | 0 | 0
3 | Real Time Pricing |  | 0 | 0 | 0 | 0
4 | Variable Peak Pricing |  | 0 | 0 | 0 | 0
5 | Critical Peak Pricing |  | 0 | 0 | 0 | 0
6 | Critical Peak Rebate |  | 0 | 0 | 0 | 0
|  | FORM EIA-861 |  |  |  | OMB No. 1905-0129
|  | ANNUAL ELECTRIC POWER INDUSTRY REPORT |  |  |  | Approval Expires: 05/31/2017
Burden Hours: 10.97
Entity Name: | Talquin Electric Coop, Inc.
Entity ID: |  |  |  |  | Data Year: | 2015
SCHEDULE 6. PART D. ADVANCED METERING
Only customers from schedule 4A and 4C need to be reported on this schedule. Automated Meter Reading (AMR)- data transmitted one-way, from customer to utility. Advanced Metering Infrastructure (AMI) - data can be transmitted in both directions, between the delivery entity and the customer.
STATE | Florida | Balancing Authority
|  |  | RESIDENTIAL (a) | COMMERCIAL (b) | INDUSTRIAL (c) | TRANSPORTATION (d) | TOTAL (e)
1 | Number of AMR Meters |  | 0 | 0 | 0 | 0 | 0
2 | Number of AMI Meters |  | 51162 | 1500 | 0 | 0 | 52662
3 | Number of AMI Meters with home area network (HAN) gateway enabled |  | 0 | 0 | 0 | 0 | 0
4 | Number of non AMR/AMI Meters |  | 0 | 0 | 0 | 0 | 0
5 | Total Number of Meters (All Types), lines 1+2+4 |  | 51162 | 1500 | 0 | 0 | 52662
6 | Energy Served Through AMI |  | 0 | 0 | 0 | 0 | 0
7 | Number of Customers able to access daily energy usage through a webportal or other electronic means |  | 0 | 0 | 0 | 0
8 | Number of customers with direct load control |  | 0 | 0 | 0 | 0 | 0

## 2015 EIA-861 Tri-County
FORM EIA-861
OMB No. 1905-0129
|  | ANNUAL ELECTRIC POWER INDUSTRY REPORT |  |  |  |  | Approval Expires: 05/31/2017
Burden Hours: 10.97
Entity Name: |  | Tri-County Electric Coop, Inc.
Entity ID: | [5 empty] | Data Year: | 2015
SCHEDULE 6. PART A. ENERGY EFFICIENCY PROGRAMS
Schedule 6. Part A. Adjusted Gross Energy and Demand Savings -- Energy Efficiency
State | Florida | Balancing Authority
|  |  | RESIDENTIAL (a) | COMMERCIAL (b) | INDUSTRIAL (c) | TRANSPORTATION (d) | TOTAL (e)
Reporting Year Incremental Annual Savings
1 | Energy Savings (MWh) |  | 447.9732 | 0 | 0 | 0 | 447.9732
2 | Peak Demand Savings (MW) |  | 0.0064612 | 0 | 0 | 0 | 0.0064612
Incremental Life Cycle Savings
3 | Energy Savings (MWh) |  | 554.2323 | 0 | 0 | 0 | 554.2323
4 | Peak Demand Savings (MW) |  | 0.0064612 | 0 | 0 | 0 | 0.0064612
Reporting Year Incremental Costs
5 | Customer Incentives |  | 1.847 | 0 | 0 | 0 | 1.847
6 | All other costs |  | 0 | 0 | 0 | 0 | 0
Incremental Life Cycle Costs
7 | Customer Incentives |  | 1.847 | 0 | 0 | 0 | 1.847
8 | All other costs |  | 0 | 0 | 0 | 0 | 0
9 | Weighted Average Life Calculator |  | Residential | Commercial | Industrial | Transportation
10 | Weighted Average Life |  | 1.2372 | 0 | 0 | 0
Please provide website address to your energy efficiency program reports:
|  | FORM EIA-861 |  |  |  | OMB No. 1905-0129
|  | ANNUAL ELECTRIC POWER INDUSTRY REPORT |  |  |  | Approval Expires: 05/31/2017
Burden Hours: 10.97
Entity Name: | Tri-County Electric Coop, Inc.
Entity ID: | [5 empty] | Data Year: | 2015
SCHEDULE 6. PART B. DEMAND RESPONSE PROGRAMS
Schedule 6. Part B. Energy and Demand Savings -- Demand Response
Reporting Year Savings
State | Florida | Balancing Authority
|  |  | RESIDENTIAL (a) | COMMERCIAL (b) | INDUSTRIAL (c) | TRANSPORTATION (d) | TOTAL (e)
1 | Number of Customers Enrolled |  | 0 | 0 | 0 | 0 | 0
2 | Energy Savings (MWh) |  | 0 | 0 | 0 | 0 | 0
3 | Potential Peak Demand Savings (MW) |  | 0 | 0 | 0 | 0 | 0
4 | Actual Peak Demand Savings (MW) |  | 0 | 0 | 0 | 0 | 0
Schedule 6. Part B. Program Costs -- Demand Response (Thousand Dollars)
Reporting Year Costs
|  |  | RESIDENTIAL (a) | COMMERCIAL (b) | INDUSTRIAL (c) | TRANSPORTATION (d) | TOTAL (e)
5 | Customer Incentives |  | 0 | 0 | 0 | 0 | 0
6 | All other costs |  | 0 | 0 | 0 | 0 | 0
7 | If you have a demand side management (DSM) program for grid-enabled water heaters (as defined by DOE’s Office of Energy Efficiency and Renewable Energy ), how many grid-enabled water heaters were added to your program this year?
|  | FORM EIA-861 |  |  |  | OMB No. 1905-0129
|  | ANNUAL ELECTRIC POWER INDUSTRY REPORT |  |  |  | Approval Expires: 05/31/2017
Burden Hours: 10.97
Entity Name: | Tri-County Electric Coop, Inc.
Entity ID: | [5 empty] | Data Year: | 2015
SCHEDULE 6. PART C. DYNAMIC PRICING PROGRAMS
Number of Customers
INSTRUCTIONS: Report the number of customers participating in dynamic pricing programs, e.g. Time-of-Use Pricing, Real-Time Pricing, Variable Peak Pricing, Critical Peak Pricing programs.
State | Florida | Balancing Authority
|  |  | RESIDENTIAL (a) | COMMERCIAL (b) | INDUSTRIAL (c) | TRANSPORTATION (d) | TOTAL (e)
1 | Number of Customers enrolled in dynamic pricing programs, by customer class |  | 0 | 0 | 0 | 0 | 0
Types of Dynamic Pricing Programs
INSTRUCTIONS: For each customer class, mark the types of dynamic pricing programs in which the customers are participating.
|  |  | RESIDENTIAL (a) | COMMERCIAL (b) | INDUSTRIAL (c) | TRANSPORTATION (d)
2 | Time-of-Use Pricing |  | 0 | 0 | 0 | 0
3 | Real Time Pricing |  | 0 | 0 | 0 | 0
4 | Variable Peak Pricing |  | 0 | 0 | 0 | 0
5 | Critical Peak Pricing |  | 0 | 0 | 0 | 0
6 | Critical Peak Rebate |  | 0 | 0 | 0 | 0
|  | FORM EIA-861 |  |  |  | OMB No. 1905-0129
|  | ANNUAL ELECTRIC POWER INDUSTRY REPORT |  |  |  | Approval Expires: 05/31/2017
Burden Hours: 10.97
Entity Name: | Tri-County Electric Coop, Inc.
Entity ID: |  |  |  |  | Data Year: | 2015
SCHEDULE 6. PART D. ADVANCED METERING
Only customers from schedule 4A and 4C need to be reported on this schedule. Automated Meter Reading (AMR)- data transmitted one-way, from customer to utility. Advanced Metering Infrastructure (AMI) - data can be transmitted in both directions, between the delivery entity and the customer.
STATE | Florida | Balancing Authority
|  |  | RESIDENTIAL (a) | COMMERCIAL (b) | INDUSTRIAL (c) | TRANSPORTATION (d) | TOTAL (e)
1 | Number of AMR Meters |  | 0 | 0 | 0 | 0 | 0
2 | Number of AMI Meters |  | 15975 | 1521 | 276 | 0 | 17772
3 | Number of AMI Meters with home area network (HAN) gateway enabled |  | 0 | 0 | 0 | 0 | 0
4 | Number of non AMR/AMI Meters |  | 0 | 0 | 0 | 0 | 0
5 | Total Number of Meters (All Types), lines 1+2+4 |  | 15975 | 1521 | 276 | 0 | 17772
6 | Energy Served Through AMI |  | 0 | 0 | 0 | 0 | 0
7 | Number of Customers able to access daily energy usage through a webportal or other electronic means |  | 0 | 0 | 0 | 0
8 | Number of customers with direct load control |  | 0 | 0 | 0 | 0 | 0

## 2015 EIA-861 Suwannee
FORM EIA-861
OMB No. 1905-0129
|  | ANNUAL ELECTRIC POWER INDUSTRY REPORT |  |  |  |  | Approval Expires: 05/31/2017
Burden Hours: 10.97
Entity Name: |  | Suwannee Electric Coop, Inc.
Entity ID: | [5 empty] | Data Year: | 2015
SCHEDULE 6. PART A. ENERGY EFFICIENCY PROGRAMS
Schedule 6. Part A. Adjusted Gross Energy and Demand Savings -- Energy Efficiency
State | Florida | Balancing Authority
|  |  | RESIDENTIAL (a) | COMMERCIAL (b) | INDUSTRIAL (c) | TRANSPORTATION (d) | TOTAL (e)
Reporting Year Incremental Annual Savings
1 | Energy Savings (MWh) |  | 1812.1827 | 0 | 0 | 0 | 1812.1827
2 | Peak Demand Savings (MW) |  | 0.067519 | 0 | 0 | 0 | 0.067519
Incremental Life Cycle Savings
3 | Energy Savings (MWh) |  | 1918.4419 | 0 | 0 | 0 | 1918.4419
4 | Peak Demand Savings (MW) |  | 0.067519 | 0 | 0 | 0 | 0.067519
Reporting Year Incremental Costs
5 | Customer Incentives |  | 1.847 | 0 | 0 | 0 | 1.847
6 | All other costs |  | 0.2 | 0 | 0 | 0 | 0.2
Incremental Life Cycle Costs
7 | Customer Incentives |  | 1.847 | 0 | 0 | 0 | 1.847
8 | All other costs |  | 0.2 | 0 | 0 | 0 | 0.2
9 | Weighted Average Life Calculator |  | Residential | Commercial | Industrial | Transportation
10 | Weighted Average Life |  | 1.0586 | 0 | 0 | 0
Please provide website address to your energy efficiency program reports:
|  | FORM EIA-861 |  |  |  | OMB No. 1905-0129
|  | ANNUAL ELECTRIC POWER INDUSTRY REPORT |  |  |  | Approval Expires: 05/31/2017
Burden Hours: 10.97
Entity Name: | Suwannee Electric Coop, Inc.
Entity ID: | [5 empty] | Data Year: | 2015
SCHEDULE 6. PART B. DEMAND RESPONSE PROGRAMS
Schedule 6. Part B. Energy and Demand Savings -- Demand Response
Reporting Year Savings
State | Florida | Balancing Authority
|  |  | RESIDENTIAL (a) | COMMERCIAL (b) | INDUSTRIAL (c) | TRANSPORTATION (d) | TOTAL (e)
1 | Number of Customers Enrolled |  | 0 | 0 | 0 | 0 | 0
2 | Energy Savings (MWh) |  | 0 | 0 | 0 | 0 | 0
3 | Potential Peak Demand Savings (MW) |  | 0 | 0 | 0 | 0 | 0
4 | Actual Peak Demand Savings (MW) |  | 0 | 0 | 0 | 0 | 0
Schedule 6. Part B. Program Costs -- Demand Response (Thousand Dollars)
Reporting Year Costs
|  |  | RESIDENTIAL (a) | COMMERCIAL (b) | INDUSTRIAL (c) | TRANSPORTATION (d) | TOTAL (e)
5 | Customer Incentives |  | 0 | 0 | 0 | 0 | 0
6 | All other costs |  | 0 | 0 | 0 | 0 | 0
7 | If you have a demand side management (DSM) program for grid-enabled water heaters (as defined by DOE’s Office of Energy Efficiency and Renewable Energy ), how many grid-enabled water heaters were added to your program this year?
|  | FORM EIA-861 |  |  |  | OMB No. 1905-0129
|  | ANNUAL ELECTRIC POWER INDUSTRY REPORT |  |  |  | Approval Expires: 05/31/2017
Burden Hours: 10.97
Entity Name: | Suwanee Electric Coop, Inc.
Entity ID: | [5 empty] | Data Year: | 2015
SCHEDULE 6. PART C. DYNAMIC PRICING PROGRAMS
Number of Customers
INSTRUCTIONS: Report the number of customers participating in dynamic pricing programs, e.g. Time-of-Use Pricing, Real-Time Pricing, Variable Peak Pricing, Critical Peak Pricing programs.
State | Florida | Balancing Authority
|  |  | RESIDENTIAL (a) | COMMERCIAL (b) | INDUSTRIAL (c) | TRANSPORTATION (d) | TOTAL (e)
1 | Number of Customers enrolled in dynamic pricing programs, by customer class |  | 0 | 235 | 1 | 0 | 236
Types of Dynamic Pricing Programs
INSTRUCTIONS: For each customer class, mark the types of dynamic pricing programs in which the customers are participating.
|  |  | RESIDENTIAL (a) | COMMERCIAL (b) | INDUSTRIAL (c) | TRANSPORTATION (d)
2 | Time-of-Use Pricing |  | 0 | X | X | 0
3 | Real Time Pricing |  | 0 | 0 | 0 | 0
4 | Variable Peak Pricing |  | 0 | 0 | 0 | 0
5 | Critical Peak Pricing |  | 0 | 0 | 0 | 0
6 | Critical Peak Rebate |  | 0 | 0 | 0 | 0
|  | FORM EIA-861 |  |  |  | OMB No. 1905-0129
|  | ANNUAL ELECTRIC POWER INDUSTRY REPORT |  |  |  | Approval Expires: 05/31/2017
Burden Hours: 10.97
Entity Name: | Suwannee Electric Coop, Inc.
Entity ID: |  |  |  |  | Data Year: | 2015
SCHEDULE 6. PART D. ADVANCED METERING
Only customers from schedule 4A and 4C need to be reported on this schedule. Automated Meter Reading (AMR)- data transmitted one-way, from customer to utility. Advanced Metering Infrastructure (AMI) - data can be transmitted in both directions, between the delivery entity and the customer.
STATE | Florida | Balancing Authority
|  |  | RESIDENTIAL (a) | COMMERCIAL (b) | INDUSTRIAL (c) | TRANSPORTATION (d) | TOTAL (e)
1 | Number of AMR Meters |  | 0 | 0 | 0 | 0 | 0
2 | Number of AMI Meters |  | 22167 | 3239 | 9 | 0 | 25415
3 | Number of AMI Meters with home area network (HAN) gateway enabled |  | 0 | 0 | 0 | 0 | 0
4 | Number of non AMR/AMI Meters |  | 0 | 0 | 0 | 0 | 0
5 | Total Number of Meters (All Types), lines 1+2+4 |  | 22167 | 3239 | 9 | 0 | 25415
6 | Energy Served Through AMI |  | 0 | 0 | 0 | 0 | 0
7 | Number of Customers able to access daily energy usage through a webportal or other electronic means |  | 0 | 0 | 0 | 0
8 | Number of customers with direct load control |  | 0 | 0 | 0 | 0 | 0

## 2015 EIA-861 Clay No Resizing
FORM EIA-861
OMB No. 1905-0129
|  | ANNUAL ELECTRIC POWER INDUSTRY REPORT |  |  |  |  | Approval Expires: 05/31/2017
Burden Hours: 10.97
Entity Name: |  | Clay Electric Coop, Inc.
Entity ID: | [5 empty] | Data Year: | 2015
SCHEDULE 6. PART A. ENERGY EFFICIENCY PROGRAMS
Schedule 6. Part A. Adjusted Gross Energy and Demand Savings -- Energy Efficiency
State | Florida | Balancing Authority
|  |  | RESIDENTIAL (a) | COMMERCIAL (b) | INDUSTRIAL (c) | TRANSPORTATION (d) | TOTAL (e)
Reporting Year Incremental Annual Savings
1 | Energy Savings (MWh) |  | 658.6513 | 0 | 0 | 0 | 658.6513
2 | Peak Demand Savings (MW) |  | 0.21972 | 0 | 0 | 0 | 0.21972
Incremental Life Cycle Savings
3 | Energy Savings (MWh) |  | 8523.1442 | 0 | 0 | 0 | 8523.1442
4 | Peak Demand Savings (MW) |  | 0.21972 | 0 | 0 | 0 | 0.21972
Reporting Year Incremental Costs
5 | Customer Incentives |  | 193.8084 | 0 | 0 | 0 | 193.8084
6 | All other costs |  | 150.9739 | 0 | 0 | 0 | 150.9739
Incremental Life Cycle Costs
7 | Customer Incentives |  | 193.8084 | 0 | 0 | 0 | 193.8084
8 | All other costs |  | 150.9739 | 0 | 0 | 0 | 150.9739
9 | Weighted Average Life Calculator |  | Residential | Commercial | Industrial | Transportation
10 | Weighted Average Life |  | 12.9403 | 0 | 0 | 0
Please provide website address to your energy efficiency program reports:
|  | FORM EIA-861 |  |  |  | OMB No. 1905-0129
|  | ANNUAL ELECTRIC POWER INDUSTRY REPORT |  |  |  | Approval Expires: 05/31/2017
Burden Hours: 10.97
Entity Name: | Clay Electric Coop, Inc.
Entity ID: | [5 empty] | Data Year: | 2015
SCHEDULE 6. PART B. DEMAND RESPONSE PROGRAMS
Schedule 6. Part B. Energy and Demand Savings -- Demand Response
Reporting Year Savings
State | Florida | Balancing Authority
|  |  | RESIDENTIAL (a) | COMMERCIAL (b) | INDUSTRIAL (c) | TRANSPORTATION (d) | TOTAL (e)
1 | Number of Customers Enrolled |  | 0 | 0 | 0 | 0 | 0
2 | Energy Savings (MWh) |  | 0 | 0 | 0 | 0 | 0
3 | Potential Peak Demand Savings (MW) |  | 0 | 0 | 0 | 0 | 0
4 | Actual Peak Demand Savings (MW) |  | 0 | 0 | 0 | 0 | 0
Schedule 6. Part B. Program Costs -- Demand Response (Thousand Dollars)
Reporting Year Costs
|  |  | RESIDENTIAL (a) | COMMERCIAL (b) | INDUSTRIAL (c) | TRANSPORTATION (d) | TOTAL (e)
5 | Customer Incentives |  | 0 | 0 | 0 | 0 | 0
6 | All other costs |  | 0 | 0 | 0 | 0 | 0
7 | If you have a demand side management (DSM) program for grid-enabled water heaters (as defined by DOE’s Office of Energy Efficiency and Renewable Energy ), how many grid-enabled water heaters were added to your program this year?
|  | FORM EIA-861 |  |  |  | OMB No. 1905-0129
|  | ANNUAL ELECTRIC POWER INDUSTRY REPORT |  |  |  | Approval Expires: 05/31/2017
Burden Hours: 10.97
Entity Name: | Clay Electric Co-op, Inc.
Entity ID: | [5 empty] | Data Year: | 2015
SCHEDULE 6. PART C. DYNAMIC PRICING PROGRAMS
Number of Customers
INSTRUCTIONS: Report the number of customers participating in dynamic pricing programs, e.g. Time-of-Use Pricing, Real-Time Pricing, Variable Peak Pricing, Critical Peak Pricing programs.
State | Florida | Balancing Authority
|  |  | RESIDENTIAL (a) | COMMERCIAL (b) | INDUSTRIAL (c) | TRANSPORTATION (d) | TOTAL (e)
1 | Number of Customers enrolled in dynamic pricing programs, by customer class |  | 0 | 0 | 0 | 0 | 0
Types of Dynamic Pricing Programs
INSTRUCTIONS: For each customer class, mark the types of dynamic pricing programs in which the customers are participating.
|  |  | RESIDENTIAL (a) | COMMERCIAL (b) | INDUSTRIAL (c) | TRANSPORTATION (d)
2 | Time-of-Use Pricing |  | 0 | 0 | 0 | 0
3 | Real Time Pricing |  | 0 | 0 | 0 | 0
4 | Variable Peak Pricing |  | 0 | 0 | 0 | 0
5 | Critical Peak Pricing |  | 0 | 0 | 0 | 0
6 | Critical Peak Rebate |  | 0 | 0 | 0 | 0
|  | FORM EIA-861 |  |  |  | OMB No. 1905-0129
|  | ANNUAL ELECTRIC POWER INDUSTRY REPORT |  |  |  | Approval Expires: 05/31/2017
Burden Hours: 10.97
Entity Name: | Clay Electric Coop, Inc.
Entity ID: |  |  |  |  | Data Year: | 2015
SCHEDULE 6. PART D. ADVANCED METERING
Only customers from schedule 4A and 4C need to be reported on this schedule. Automated Meter Reading (AMR)- data transmitted one-way, from customer to utility. Advanced Metering Infrastructure (AMI) - data can be transmitted in both directions, between the delivery entity and the customer.
STATE | Florida | Balancing Authority | Seminole
|  |  | RESIDENTIAL (a) | COMMERCIAL (b) | INDUSTRIAL (c) | TRANSPORTATION (d) | TOTAL (e)
1 | Number of AMR Meters |  | 0 | 0 | 0 | 0 | 0
2 | Number of AMI Meters |  | 0 | 0 | 0 | 0 | 0
3 | Number of AMI Meters with home area network (HAN) gateway enabled |  | 0 | 0 | 0 | 0 | 0
4 | Number of non AMR/AMI Meters |  | 0 | 0 | 0 | 0 | 0
5 | Total Number of Meters (All Types), lines 1+2+4 |  | 0 | 0 | 0 | 0 | 0
6 | Energy Served Through AMI |  | 0 | 0 | 0 | 0 | 0
7 | Number of Customers able to access daily energy usage through a webportal or other electronic means |  | 0 | 0 | 0 | 0
8 | Number of customers with direct load control |  | 0 | 0 | 0 | 0 | 0

## 2015 EIA-861 Clay Resizing
FORM EIA-861
OMB No. 1905-0129
|  | ANNUAL ELECTRIC POWER INDUSTRY REPORT |  |  |  |  | Approval Expires: 05/31/2017
Burden Hours: 10.97
Entity Name: |  | Clay Electric Coop, Inc.
Entity ID: | [5 empty] | Data Year: | 2015
SCHEDULE 6. PART A. ENERGY EFFICIENCY PROGRAMS
Schedule 6. Part A. Adjusted Gross Energy and Demand Savings -- Energy Efficiency
State | Florida | Balancing Authority
|  |  | RESIDENTIAL (a) | COMMERCIAL (b) | INDUSTRIAL (c) | TRANSPORTATION (d) | TOTAL (e)
Reporting Year Incremental Annual Savings
1 | Energy Savings (MWh) |  | 367.5913 | 0 | 0 | 0 | 367.5913
2 | Peak Demand Savings (MW) |  | 0.10579 | 0 | 0 | 0 | 0.10579
Incremental Life Cycle Savings
3 | Energy Savings (MWh) |  | 5044.0448 | 0 | 0 | 0 | 5044.0448
4 | Peak Demand Savings (MW) |  | 0.10579 | 0 | 0 | 0 | 0.10579
Reporting Year Incremental Costs
5 | Customer Incentives |  | 193.8084 | 0 | 0 | 0 | 193.8084
6 | All other costs |  | 149.9501 | 0 | 0 | 0 | 149.9501
Incremental Life Cycle Costs
7 | Customer Incentives |  | 193.8084 | 0 | 0 | 0 | 193.8084
8 | All other costs |  | 149.9501 | 0 | 0 | 0 | 149.9501
9 | Weighted Average Life Calculator |  | Residential | Commercial | Industrial | Transportation
10 | Weighted Average Life |  | 13.7219 | 0 | 0 | 0
Please provide website address to your energy efficiency program reports:
|  | FORM EIA-861 |  |  |  | OMB No. 1905-0129
|  | ANNUAL ELECTRIC POWER INDUSTRY REPORT |  |  |  | Approval Expires: 05/31/2017
Burden Hours: 10.97
Entity Name: | Clay Electric Coop, Inc.
Entity ID: | [5 empty] | Data Year: | 2015
SCHEDULE 6. PART B. DEMAND RESPONSE PROGRAMS
Schedule 6. Part B. Energy and Demand Savings -- Demand Response
Reporting Year Savings
State | Florida | Balancing Authority
|  |  | RESIDENTIAL (a) | COMMERCIAL (b) | INDUSTRIAL (c) | TRANSPORTATION (d) | TOTAL (e)
1 | Number of Customers Enrolled |  | 0 | 0 | 0 | 0 | 0
2 | Energy Savings (MWh) |  | 0 | 0 | 0 | 0 | 0
3 | Potential Peak Demand Savings (MW) |  | 0 | 0 | 0 | 0 | 0
4 | Actual Peak Demand Savings (MW) |  | 0 | 0 | 0 | 0 | 0
Schedule 6. Part B. Program Costs -- Demand Response (Thousand Dollars)
Reporting Year Costs
|  |  | RESIDENTIAL (a) | COMMERCIAL (b) | INDUSTRIAL (c) | TRANSPORTATION (d) | TOTAL (e)
5 | Customer Incentives |  | 0 | 0 | 0 | 0 | 0
6 | All other costs |  | 0 | 0 | 0 | 0 | 0
7 | If you have a demand side management (DSM) program for grid-enabled water heaters (as defined by DOE’s Office of Energy Efficiency and Renewable Energy ), how many grid-enabled water heaters were added to your program this year?
|  | FORM EIA-861 |  |  |  | OMB No. 1905-0129
|  | ANNUAL ELECTRIC POWER INDUSTRY REPORT |  |  |  | Approval Expires: 05/31/2017
Burden Hours: 10.97
Entity Name: | Clay Electric Co-op, Inc.
Entity ID: | [5 empty] | Data Year: | 2015
SCHEDULE 6. PART C. DYNAMIC PRICING PROGRAMS
Number of Customers
INSTRUCTIONS: Report the number of customers participating in dynamic pricing programs, e.g. Time-of-Use Pricing, Real-Time Pricing, Variable Peak Pricing, Critical Peak Pricing programs.
State | Florida | Balancing Authority
|  |  | RESIDENTIAL (a) | COMMERCIAL (b) | INDUSTRIAL (c) | TRANSPORTATION (d) | TOTAL (e)
1 | Number of Customers enrolled in dynamic pricing programs, by customer class |  | 0 | 0 | 0 | 0 | 0
Types of Dynamic Pricing Programs
INSTRUCTIONS: For each customer class, mark the types of dynamic pricing programs in which the customers are participating.
|  |  | RESIDENTIAL (a) | COMMERCIAL (b) | INDUSTRIAL (c) | TRANSPORTATION (d)
2 | Time-of-Use Pricing |  | 0 | 0 | 0 | 0
3 | Real Time Pricing |  | 0 | 0 | 0 | 0
4 | Variable Peak Pricing |  | 0 | 0 | 0 | 0
5 | Critical Peak Pricing |  | 0 | 0 | 0 | 0
6 | Critical Peak Rebate |  | 0 | 0 | 0 | 0
|  | FORM EIA-861 |  |  |  | OMB No. 1905-0129
|  | ANNUAL ELECTRIC POWER INDUSTRY REPORT |  |  |  | Approval Expires: 05/31/2017
Burden Hours: 10.97
Entity Name: | Clay Electric Coop, Inc.
Entity ID: |  |  |  |  | Data Year: | 2015
SCHEDULE 6. PART D. ADVANCED METERING
Only customers from schedule 4A and 4C need to be reported on this schedule. Automated Meter Reading (AMR)- data transmitted one-way, from customer to utility. Advanced Metering Infrastructure (AMI) - data can be transmitted in both directions, between the delivery entity and the customer.
STATE | Florida | Balancing Authority | Seminole
|  |  | RESIDENTIAL (a) | COMMERCIAL (b) | INDUSTRIAL (c) | TRANSPORTATION (d) | TOTAL (e)
1 | Number of AMR Meters |  | 0 | 0 | 0 | 0 | 0
2 | Number of AMI Meters |  | 0 | 0 | 0 | 0 | 0
3 | Number of AMI Meters with home area network (HAN) gateway enabled |  | 0 | 0 | 0 | 0 | 0
4 | Number of non AMR/AMI Meters |  | 0 | 0 | 0 | 0 | 0
5 | Total Number of Meters (All Types), lines 1+2+4 |  | 0 | 0 | 0 | 0 | 0
6 | Energy Served Through AMI |  | 0 | 0 | 0 | 0 | 0
7 | Number of Customers able to access daily energy usage through a webportal or other electronic means |  | 0 | 0 | 0 | 0
8 | Number of customers with direct load control |  | 0 | 0 | 0 | 0 | 0

## 2015 EIA-861 Central Florida
FORM EIA-861
OMB No. 1905-0129
|  | ANNUAL ELECTRIC POWER INDUSTRY REPORT |  |  |  |  | Approval Expires: 05/31/2017
Burden Hours: 10.97
Entity Name: |  | Central Florida Electric Coop, Inc.
Entity ID: | [5 empty] | Data Year: | 2015
SCHEDULE 6. PART A. ENERGY EFFICIENCY PROGRAMS
Schedule 6. Part A. Adjusted Gross Energy and Demand Savings -- Energy Efficiency
State | Florida | Balancing Authority
|  |  | RESIDENTIAL (a) | COMMERCIAL (b) | INDUSTRIAL (c) | TRANSPORTATION (d) | TOTAL (e)
Reporting Year Incremental Annual Savings
1 | Energy Savings (MWh) |  | 548.994 | 0 | 0 | 0 | 548.994
2 | Peak Demand Savings (MW) |  | 0.023784 | 0 | 0 | 0 | 0.023784
Incremental Life Cycle Savings
3 | Energy Savings (MWh) |  | 889.1531 | 0 | 0 | 0 | 889.1531
4 | Peak Demand Savings (MW) |  | 0.023784 | 0 | 0 | 0 | 0.023784
Reporting Year Incremental Costs
5 | Customer Incentives |  | 4.817 | 0 | 0 | 0 | 4.817
6 | All other costs |  | 2.4 | 0 | 0 | 0 | 2.4
Incremental Life Cycle Costs
7 | Customer Incentives |  | 4.817 | 0 | 0 | 0 | 4.817
8 | All other costs |  | 2.4 | 0 | 0 | 0 | 2.4
9 | Weighted Average Life Calculator |  | Residential | Commercial | Industrial | Transportation
10 | Weighted Average Life |  | 1.6196 | 0 | 0 | 0
Please provide website address to your energy efficiency program reports:
|  | FORM EIA-861 |  |  |  | OMB No. 1905-0129
|  | ANNUAL ELECTRIC POWER INDUSTRY REPORT |  |  |  | Approval Expires: 05/31/2017
Burden Hours: 10.97
Entity Name: | Central Florida Electric Coop, Inc.
Entity ID: | [5 empty] | Data Year: | 2015
SCHEDULE 6. PART B. DEMAND RESPONSE PROGRAMS
Schedule 6. Part B. Energy and Demand Savings -- Demand Response
Reporting Year Savings
State | Florida | Balancing Authority
|  |  | RESIDENTIAL (a) | COMMERCIAL (b) | INDUSTRIAL (c) | TRANSPORTATION (d) | TOTAL (e)
1 | Number of Customers Enrolled |  | 0 | 0 | 0 | 0 | 0
2 | Energy Savings (MWh) |  | 0 | 0 | 0 | 0 | 0
3 | Potential Peak Demand Savings (MW) |  | 0 | 0 | 0 | 0 | 0
4 | Actual Peak Demand Savings (MW) |  | 0 | 0 | 0 | 0 | 0
Schedule 6. Part B. Program Costs -- Demand Response (Thousand Dollars)
Reporting Year Costs
|  |  | RESIDENTIAL (a) | COMMERCIAL (b) | INDUSTRIAL (c) | TRANSPORTATION (d) | TOTAL (e)
5 | Customer Incentives |  | 0 | 0 | 0 | 0 | 0
6 | All other costs |  | 0 | 0 | 0 | 0 | 0
7 | If you have a demand side management (DSM) program for grid-enabled water heaters (as defined by DOE’s Office of Energy Efficiency and Renewable Energy ), how many grid-enabled water heaters were added to your program this year?
|  | FORM EIA-861 |  |  |  | OMB No. 1905-0129
|  | ANNUAL ELECTRIC POWER INDUSTRY REPORT |  |  |  | Approval Expires: 05/31/2017
Burden Hours: 10.97
Entity Name: | Central Florida Electric Coop, Inc.
Entity ID: | [5 empty] | Data Year: | 2015
SCHEDULE 6. PART C. DYNAMIC PRICING PROGRAMS
Number of Customers
INSTRUCTIONS: Report the number of customers participating in dynamic pricing programs, e.g. Time-of-Use Pricing, Real-Time Pricing, Variable Peak Pricing, Critical Peak Pricing programs.
State | Florida | Balancing Authority
|  |  | RESIDENTIAL (a) | COMMERCIAL (b) | INDUSTRIAL (c) | TRANSPORTATION (d) | TOTAL (e)
1 | Number of Customers enrolled in dynamic pricing programs, by customer class |  | 2 | 2 | 265 | 0 | 269
Types of Dynamic Pricing Programs
INSTRUCTIONS: For each customer class, mark the types of dynamic pricing programs in which the customers are participating.
|  |  | RESIDENTIAL (a) | COMMERCIAL (b) | INDUSTRIAL (c) | TRANSPORTATION (d)
2 | Time-of-Use Pricing |  | X | X | X | 0
3 | Real Time Pricing |  | 0 | 0 | 0 | 0
4 | Variable Peak Pricing |  | 0 | 0 | 0 | 0
5 | Critical Peak Pricing |  | 0 | 0 | 0 | 0
6 | Critical Peak Rebate |  | 0 | 0 | 0 | 0
|  | FORM EIA-861 |  |  |  | OMB No. 1905-0129
|  | ANNUAL ELECTRIC POWER INDUSTRY REPORT |  |  |  | Approval Expires: 05/31/2017
Burden Hours: 10.97
Entity Name: | Central Florida Electric Coop, Inc.
Entity ID: |  |  |  |  | Data Year: | 2015
SCHEDULE 6. PART D. ADVANCED METERING
Only customers from schedule 4A and 4C need to be reported on this schedule. Automated Meter Reading (AMR)- data transmitted one-way, from customer to utility. Advanced Metering Infrastructure (AMI) - data can be transmitted in both directions, between the delivery entity and the customer.
STATE | Florida | Balancing Authority
|  |  | RESIDENTIAL (a) | COMMERCIAL (b) | INDUSTRIAL (c) | TRANSPORTATION (d) | TOTAL (e)
1 | Number of AMR Meters |  | 0 | 0 | 0 | 0 | 0
2 | Number of AMI Meters |  | 29818 | 2706 | 399 | 0 | 32923
3 | Number of AMI Meters with home area network (HAN) gateway enabled |  | 0 | 0 | 0 | 0 | 0
4 | Number of non AMR/AMI Meters |  | 0 | 0 | 0 | 0 | 0
5 | Total Number of Meters (All Types), lines 1+2+4 |  | 29818 | 2706 | 399 | 0 | 32923
6 | Energy Served Through AMI |  | 0 | 0 | 0 | 0 | 0
7 | Number of Customers able to access daily energy usage through a webportal or other electronic means |  | 0 | 0 | 0 | 0
8 | Number of customers with direct load control |  | 0 | 0 | 0 | 0 | 0

## 2015 EIA-861 Sumter
FORM EIA-861
OMB No. 1905-0129
|  | ANNUAL ELECTRIC POWER INDUSTRY REPORT |  |  |  |  | Approval Expires: 05/31/2017
Burden Hours: 10.97
Entity Name: |  | Sumter Electric Coop, Inc.
Entity ID: | [5 empty] | Data Year: | 2015
SCHEDULE 6. PART A. ENERGY EFFICIENCY PROGRAMS
Schedule 6. Part A. Adjusted Gross Energy and Demand Savings -- Energy Efficiency
State | Florida | Balancing Authority
|  |  | RESIDENTIAL (a) | COMMERCIAL (b) | INDUSTRIAL (c) | TRANSPORTATION (d) | TOTAL (e)
Reporting Year Incremental Annual Savings
1 | Energy Savings (MWh) |  | 4050.548 | 0 | 0 | 0 | 4050.548
2 | Peak Demand Savings (MW) |  | 0.11346 | 0 | 0 | 0 | 0.11346
Incremental Life Cycle Savings
3 | Energy Savings (MWh) |  | 7238.3218 | 0 | 0 | 0 | 7238.3218
4 | Peak Demand Savings (MW) |  | 0.11346 | 0 | 0 | 0 | 0.11346
Reporting Year Incremental Costs
5 | Customer Incentives |  | 21.3358 | 0 | 0 | 0 | 21.3358
6 | All other costs |  | 65.1871 | 0 | 0 | 0 | 65.1871
Incremental Life Cycle Costs
7 | Customer Incentives |  | 21.3358 | 0 | 0 | 0 | 21.3358
8 | All other costs |  | 65.1871 | 0 | 0 | 0 | 65.1871
9 | Weighted Average Life Calculator |  | Residential | Commercial | Industrial | Transportation
10 | Weighted Average Life |  | 1.787 | 0 | 0 | 0
Please provide website address to your energy efficiency program reports:
|  | FORM EIA-861 |  |  |  | OMB No. 1905-0129
|  | ANNUAL ELECTRIC POWER INDUSTRY REPORT |  |  |  | Approval Expires: 05/31/2017
Burden Hours: 10.97
Entity Name: | Sumter Electric Coop, Inc.
Entity ID: | [5 empty] | Data Year: | 2015
SCHEDULE 6. PART B. DEMAND RESPONSE PROGRAMS
Schedule 6. Part B. Energy and Demand Savings -- Demand Response
Reporting Year Savings
State | Florida | Balancing Authority
|  |  | RESIDENTIAL (a) | COMMERCIAL (b) | INDUSTRIAL (c) | TRANSPORTATION (d) | TOTAL (e)
1 | Number of Customers Enrolled |  | 0 | 27 | 0 | 0 | 27
2 | Energy Savings (MWh) |  | 0 | 158 | 0 | 0 | 158
3 | Potential Peak Demand Savings (MW) |  | 0 | 18 | 0 | 0 | 18
4 | Actual Peak Demand Savings (MW) |  | 0 | 17 | 0 | 0 | 17
Schedule 6. Part B. Program Costs -- Demand Response (Thousand Dollars)
Reporting Year Costs
|  |  | RESIDENTIAL (a) | COMMERCIAL (b) | INDUSTRIAL (c) | TRANSPORTATION (d) | TOTAL (e)
5 | Customer Incentives |  | 0 | 0 | 0 | 0 | 0
6 | All other costs |  | 0 | 0 | 0 | 0 | 0
7 | If you have a demand side management (DSM) program for grid-enabled water heaters (as defined by DOE’s Office of Energy Efficiency and Renewable Energy ), how many grid-enabled water heaters were added to your program this year?
|  | FORM EIA-861 |  |  |  | OMB No. 1905-0129
|  | ANNUAL ELECTRIC POWER INDUSTRY REPORT |  |  |  | Approval Expires: 05/31/2017
Burden Hours: 10.97
Entity Name: | Sumter Electric Coop, Inc.
Entity ID: | [5 empty] | Data Year: | 2015
SCHEDULE 6. PART C. DYNAMIC PRICING PROGRAMS
Number of Customers
INSTRUCTIONS: Report the number of customers participating in dynamic pricing programs, e.g. Time-of-Use Pricing, Real-Time Pricing, Variable Peak Pricing, Critical Peak Pricing programs.
State | Florida | Balancing Authority
|  |  | RESIDENTIAL (a) | COMMERCIAL (b) | INDUSTRIAL (c) | TRANSPORTATION (d) | TOTAL (e)
1 | Number of Customers enrolled in dynamic pricing programs, by customer class |  | 0 | 27 | 0 | 0 | 27
Types of Dynamic Pricing Programs
INSTRUCTIONS: For each customer class, mark the types of dynamic pricing programs in which the customers are participating.
|  |  | RESIDENTIAL (a) | COMMERCIAL (b) | INDUSTRIAL (c) | TRANSPORTATION (d)
2 | Time-of-Use Pricing |  | 0 | X | 0 | 0
3 | Real Time Pricing |  | 0 | 0 | 0 | 0
4 | Variable Peak Pricing |  | 0 | 0 | 0 | 0
5 | Critical Peak Pricing |  | 0 | X | 0 | 0
6 | Critical Peak Rebate |  | 0 | 0 | 0 | 0
|  | FORM EIA-861 |  |  |  | OMB No. 1905-0129
|  | ANNUAL ELECTRIC POWER INDUSTRY REPORT |  |  |  | Approval Expires: 05/31/2017
Burden Hours: 10.97
Entity Name: | Sumter Electric Coop, Inc.
Entity ID: |  |  |  |  | Data Year: | 2015
SCHEDULE 6. PART D. ADVANCED METERING
Only customers from schedule 4A and 4C need to be reported on this schedule. Automated Meter Reading (AMR)- data transmitted one-way, from customer to utility. Advanced Metering Infrastructure (AMI) - data can be transmitted in both directions, between the delivery entity and the customer.
STATE | Florida | Balancing Authority
|  |  | RESIDENTIAL (a) | COMMERCIAL (b) | INDUSTRIAL (c) | TRANSPORTATION (d) | TOTAL (e)
1 | Number of AMR Meters |  | 0 | 0 | 0 | 0 | 0
2 | Number of AMI Meters |  | 4366 | 0 | 0 | 0 | 4366
3 | Number of AMI Meters with home area network (HAN) gateway enabled |  | 0 | 0 | 0 | 0 | 0
4 | Number of non AMR/AMI Meters |  | 0 | 0 | 0 | 0 | 0
5 | Total Number of Meters (All Types), lines 1+2+4 |  | 4366 | 0 | 0 | 0 | 4366
6 | Energy Served Through AMI |  | 0 | 0 | 0 | 0 | 0
7 | Number of Customers able to access daily energy usage through a webportal or other electronic means |  | 0 | 0 | 0 | 0
8 | Number of customers with direct load control |  | 0 | 0 | 0 | 0 | 0

## 2015 EIA-861 Withlacoochee
FORM EIA-861
OMB No. 1905-0129
|  | ANNUAL ELECTRIC POWER INDUSTRY REPORT |  |  |  |  | Approval Expires: 05/31/2017
Burden Hours: 10.97
Entity Name: |  | Withlacoochee Electric Coop, Inc.
Entity ID: | [5 empty] | Data Year: | 2015
SCHEDULE 6. PART A. ENERGY EFFICIENCY PROGRAMS
Schedule 6. Part A. Adjusted Gross Energy and Demand Savings -- Energy Efficiency
State | Florida | Balancing Authority
|  |  | RESIDENTIAL (a) | COMMERCIAL (b) | INDUSTRIAL (c) | TRANSPORTATION (d) | TOTAL (e)
Reporting Year Incremental Annual Savings
1 | Energy Savings (MWh) |  | 5.5926 | 0 | 0 | 0 | 5.5926
2 | Peak Demand Savings (MW) |  | 0.00064932 | 0 | 0 | 0 | 0.00064932
Incremental Life Cycle Savings
3 | Energy Savings (MWh) |  | 111.8517 | 0 | 0 | 0 | 111.8517
4 | Peak Demand Savings (MW) |  | 0.00064932 | 0 | 0 | 0 | 0.00064932
Reporting Year Incremental Costs
5 | Customer Incentives |  | 1.847 | 0 | 0 | 0 | 1.847
6 | All other costs |  | 0 | 0 | 0 | 0 | 0
Incremental Life Cycle Costs
7 | Customer Incentives |  | 1.847 | 0 | 0 | 0 | 1.847
8 | All other costs |  | 0 | 0 | 0 | 0 | 0
9 | Weighted Average Life Calculator |  | Residential | Commercial | Industrial | Transportation
10 | Weighted Average Life |  | 20 | 0 | 0 | 0
Please provide website address to your energy efficiency program reports:
|  | FORM EIA-861 |  |  |  | OMB No. 1905-0129
|  | ANNUAL ELECTRIC POWER INDUSTRY REPORT |  |  |  | Approval Expires: 05/31/2017
Burden Hours: 10.97
Entity Name: | Withlacoochee Electric Coop, Inc.
Entity ID: | [5 empty] | Data Year: | 2015
SCHEDULE 6. PART B. DEMAND RESPONSE PROGRAMS
Schedule 6. Part B. Energy and Demand Savings -- Demand Response
Reporting Year Savings
State | Florida | Balancing Authority
|  |  | RESIDENTIAL (a) | COMMERCIAL (b) | INDUSTRIAL (c) | TRANSPORTATION (d) | TOTAL (e)
1 | Number of Customers Enrolled |  | 0 | 0 | 0 | 0 | 0
2 | Energy Savings (MWh) |  | 0 | 0 | 0 | 0 | 0
3 | Potential Peak Demand Savings (MW) |  | 0 | 0 | 0 | 0 | 0
4 | Actual Peak Demand Savings (MW) |  | 0 | 0 | 0 | 0 | 0
Schedule 6. Part B. Program Costs -- Demand Response (Thousand Dollars)
Reporting Year Costs
|  |  | RESIDENTIAL (a) | COMMERCIAL (b) | INDUSTRIAL (c) | TRANSPORTATION (d) | TOTAL (e)
5 | Customer Incentives |  | 0 | 0 | 0 | 0 | 0
6 | All other costs |  | 0 | 0 | 0 | 0 | 0
7 | If you have a demand side management (DSM) program for grid-enabled water heaters (as defined by DOE’s Office of Energy Efficiency and Renewable Energy ), how many grid-enabled water heaters were added to your program this year?
|  | FORM EIA-861 |  |  |  | OMB No. 1905-0129
|  | ANNUAL ELECTRIC POWER INDUSTRY REPORT |  |  |  | Approval Expires: 05/31/2017
Burden Hours: 10.97
Entity Name: | Withlacoochee Electric Coop, Inc.
Entity ID: | [5 empty] | Data Year: | 2015
SCHEDULE 6. PART C. DYNAMIC PRICING PROGRAMS
Number of Customers
INSTRUCTIONS: Report the number of customers participating in dynamic pricing programs, e.g. Time-of-Use Pricing, Real-Time Pricing, Variable Peak Pricing, Critical Peak Pricing programs.
State | Florida | Balancing Authority
|  |  | RESIDENTIAL (a) | COMMERCIAL (b) | INDUSTRIAL (c) | TRANSPORTATION (d) | TOTAL (e)
1 | Number of Customers enrolled in dynamic pricing programs, by customer class |  | 0 | 0 | 0 | 0 | 0
Types of Dynamic Pricing Programs
INSTRUCTIONS: For each customer class, mark the types of dynamic pricing programs in which the customers are participating.
|  |  | RESIDENTIAL (a) | COMMERCIAL (b) | INDUSTRIAL (c) | TRANSPORTATION (d)
2 | Time-of-Use Pricing |  | 0 | 0 | 0 | 0
3 | Real Time Pricing |  | 0 | 0 | 0 | 0
4 | Variable Peak Pricing |  | 0 | 0 | 0 | 0
5 | Critical Peak Pricing |  | 0 | 0 | 0 | 0
6 | Critical Peak Rebate |  | 0 | 0 | 0 | 0
|  | FORM EIA-861 |  |  |  | OMB No. 1905-0129
|  | ANNUAL ELECTRIC POWER INDUSTRY REPORT |  |  |  | Approval Expires: 05/31/2017
Burden Hours: 10.97
Entity Name: | Withlacoochee Electric Coop, Inc.
Entity ID: |  |  |  |  | Data Year: | 2015
SCHEDULE 6. PART D. ADVANCED METERING
Only customers from schedule 4A and 4C need to be reported on this schedule. Automated Meter Reading (AMR)- data transmitted one-way, from customer to utility. Advanced Metering Infrastructure (AMI) - data can be transmitted in both directions, between the delivery entity and the customer.
STATE | Florida | Balancing Authority
|  |  | RESIDENTIAL (a) | COMMERCIAL (b) | INDUSTRIAL (c) | TRANSPORTATION (d) | TOTAL (e)
1 | Number of AMR Meters |  | 0 | 0 | 0 | 0 | 0
2 | Number of AMI Meters |  | 0 | 0 | 0 | 0 | 0
3 | Number of AMI Meters with home area network (HAN) gateway enabled |  | 0 | 0 | 0 | 0 | 0
4 | Number of non AMR/AMI Meters |  | 0 | 0 | 0 | 0 | 0
5 | Total Number of Meters (All Types), lines 1+2+4 |  | 0 | 0 | 0 | 0 | 0
6 | Energy Served Through AMI |  | 0 | 0 | 0 | 0 | 0
7 | Number of Customers able to access daily energy usage through a webportal or other electronic means |  | 0 | 0 | 0 | 0
8 | Number of customers with direct load control |  | 0 | 0 | 0 | 0 | 0

## 2015 EIA-861 Peace River
FORM EIA-861
OMB No. 1905-0129
|  | ANNUAL ELECTRIC POWER INDUSTRY REPORT |  |  |  |  | Approval Expires: 05/31/2017
Burden Hours: 10.97
Entity Name: |  | Peace River Electric Coop, Inc.
Entity ID: | [5 empty] | Data Year: | 2015
SCHEDULE 6. PART A. ENERGY EFFICIENCY PROGRAMS
Schedule 6. Part A. Adjusted Gross Energy and Demand Savings -- Energy Efficiency
State | Florida | Balancing Authority
|  |  | RESIDENTIAL (a) | COMMERCIAL (b) | INDUSTRIAL (c) | TRANSPORTATION (d) | TOTAL (e)
Reporting Year Incremental Annual Savings
1 | Energy Savings (MWh) |  | 26.1238 | 0 | 0 | 0 | 26.1238
2 | Peak Demand Savings (MW) |  | 0.0030004 | 0 | 0 | 0 | 0.0030004
Incremental Life Cycle Savings
3 | Energy Savings (MWh) |  | 255.5702 | 0 | 0 | 0 | 255.5702
4 | Peak Demand Savings (MW) |  | 0.0030004 | 0 | 0 | 0 | 0.0030004
Reporting Year Incremental Costs
5 | Customer Incentives |  | 3.2295 | 0 | 0 | 0 | 3.2295
6 | All other costs |  | 0 | 0 | 0 | 0 | 0
Incremental Life Cycle Costs
7 | Customer Incentives |  | 3.2295 | 0 | 0 | 0 | 3.2295
8 | All other costs |  | 0 | 0 | 0 | 0 | 0
9 | Weighted Average Life Calculator |  | Residential | Commercial | Industrial | Transportation
10 | Weighted Average Life |  | 9.783 | 0 | 0 | 0
Please provide website address to your energy efficiency program reports:
|  | FORM EIA-861 |  |  |  | OMB No. 1905-0129
|  | ANNUAL ELECTRIC POWER INDUSTRY REPORT |  |  |  | Approval Expires: 05/31/2017
Burden Hours: 10.97
Entity Name: | Peace River Electric Coop, Inc.
Entity ID: | [5 empty] | Data Year: | 2015
SCHEDULE 6. PART B. DEMAND RESPONSE PROGRAMS
Schedule 6. Part B. Energy and Demand Savings -- Demand Response
Reporting Year Savings
State | Florida | Balancing Authority
|  |  | RESIDENTIAL (a) | COMMERCIAL (b) | INDUSTRIAL (c) | TRANSPORTATION (d) | TOTAL (e)
1 | Number of Customers Enrolled |  | 0 | 0 | 0 | 0 | 0
2 | Energy Savings (MWh) |  | 0 | 0 | 0 | 0 | 0
3 | Potential Peak Demand Savings (MW) |  | 0 | 0 | 0 | 0 | 0
4 | Actual Peak Demand Savings (MW) |  | 0 | 0 | 0 | 0 | 0
Schedule 6. Part B. Program Costs -- Demand Response (Thousand Dollars)
Reporting Year Costs
|  |  | RESIDENTIAL (a) | COMMERCIAL (b) | INDUSTRIAL (c) | TRANSPORTATION (d) | TOTAL (e)
5 | Customer Incentives |  | 0 | 0 | 0 | 0 | 0
6 | All other costs |  | 0 | 0 | 0 | 0 | 0
7 | If you have a demand side management (DSM) program for grid-enabled water heaters (as defined by DOE’s Office of Energy Efficiency and Renewable Energy ), how many grid-enabled water heaters were added to your program this year?
|  | FORM EIA-861 |  |  |  | OMB No. 1905-0129
|  | ANNUAL ELECTRIC POWER INDUSTRY REPORT |  |  |  | Approval Expires: 05/31/2017
Burden Hours: 10.97
Entity Name: | Peace River Electric Coop, Inc.
Entity ID: | [5 empty] | Data Year: | 2015
SCHEDULE 6. PART C. DYNAMIC PRICING PROGRAMS
Number of Customers
INSTRUCTIONS: Report the number of customers participating in dynamic pricing programs, e.g. Time-of-Use Pricing, Real-Time Pricing, Variable Peak Pricing, Critical Peak Pricing programs.
State | Florida | Balancing Authority
|  |  | RESIDENTIAL (a) | COMMERCIAL (b) | INDUSTRIAL (c) | TRANSPORTATION (d) | TOTAL (e)
1 | Number of Customers enrolled in dynamic pricing programs, by customer class |  | 0 | 2 | 2 | 0 | 4
Types of Dynamic Pricing Programs
INSTRUCTIONS: For each customer class, mark the types of dynamic pricing programs in which the customers are participating.
|  |  | RESIDENTIAL (a) | COMMERCIAL (b) | INDUSTRIAL (c) | TRANSPORTATION (d)
2 | Time-of-Use Pricing |  | 0 | X | X | 0
3 | Real Time Pricing |  | 0 | 0 | 0 | 0
4 | Variable Peak Pricing |  | 0 | 0 | 0 | 0
5 | Critical Peak Pricing |  | 0 | 0 | 0 | 0
6 | Critical Peak Rebate |  | 0 | 0 | 0 | 0
|  | FORM EIA-861 |  |  |  | OMB No. 1905-0129
|  | ANNUAL ELECTRIC POWER INDUSTRY REPORT |  |  |  | Approval Expires: 05/31/2017
Burden Hours: 10.97
Entity Name: | Peace River Electric Coop, Inc.
Entity ID: |  |  |  |  | Data Year: | 2015
SCHEDULE 6. PART D. ADVANCED METERING
Only customers from schedule 4A and 4C need to be reported on this schedule. Automated Meter Reading (AMR)- data transmitted one-way, from customer to utility. Advanced Metering Infrastructure (AMI) - data can be transmitted in both directions, between the delivery entity and the customer.
STATE | Florida | Balancing Authority
|  |  | RESIDENTIAL (a) | COMMERCIAL (b) | INDUSTRIAL (c) | TRANSPORTATION (d) | TOTAL (e)
1 | Number of AMR Meters |  | 0 | 0 | 0 | 0 | 0
2 | Number of AMI Meters |  | 31718 | 6486 | 38 | 0 | 38242
3 | Number of AMI Meters with home area network (HAN) gateway enabled |  | 0 | 0 | 0 | 0 | 0
4 | Number of non AMR/AMI Meters |  | 0 | 0 | 0 | 0 | 0
5 | Total Number of Meters (All Types), lines 1+2+4 |  | 31718 | 6486 | 38 | 0 | 38242
6 | Energy Served Through AMI |  | 0 | 0 | 0 | 0 | 0
7 | Number of Customers able to access daily energy usage through a webportal or other electronic means |  | 0 | 0 | 0 | 0
8 | Number of customers with direct load control |  | 0 | 0 | 0 | 0 | 0

## 2015 EIA-861 Glades
FORM EIA-861
OMB No. 1905-0129
|  | ANNUAL ELECTRIC POWER INDUSTRY REPORT |  |  |  |  | Approval Expires: 05/31/2017
Burden Hours: 10.97
Entity Name: |  | Glades Electric Coop, Inc.
Entity ID: | [5 empty] | Data Year: | 2015
SCHEDULE 6. PART A. ENERGY EFFICIENCY PROGRAMS
Schedule 6. Part A. Adjusted Gross Energy and Demand Savings -- Energy Efficiency
State | Florida | Balancing Authority
|  |  | RESIDENTIAL (a) | COMMERCIAL (b) | INDUSTRIAL (c) | TRANSPORTATION (d) | TOTAL (e)
Reporting Year Incremental Annual Savings
1 | Energy Savings (MWh) |  | 5.5926 | 55.8823 | 0 | 0 | 61.4749
2 | Peak Demand Savings (MW) |  | 0.00064932 | 0 | 0 | 0 | 0.00064932
Incremental Life Cycle Savings
3 | Energy Savings (MWh) |  | 111.8517 | 691.1 | 0 | 0 | 802.9517
4 | Peak Demand Savings (MW) |  | 0.00064932 | 0 | 0 | 0 | 0.00064932
Reporting Year Incremental Costs
5 | Customer Incentives |  | 1.847 | 0 | 0 | 0 | 1.847
6 | All other costs |  | 0 | 2.6765 | 0 | 0 | 2.6765
Incremental Life Cycle Costs
7 | Customer Incentives |  | 1.847 | 0 | 0 | 0 | 1.847
8 | All other costs |  | 0 | 2.6765 | 0 | 0 | 2.6765
9 | Weighted Average Life Calculator |  | Residential | Commercial | Industrial | Transportation
10 | Weighted Average Life |  | 20 | 12.3671 | 0 | 0
Please provide website address to your energy efficiency program reports:
|  | FORM EIA-861 |  |  |  | OMB No. 1905-0129
|  | ANNUAL ELECTRIC POWER INDUSTRY REPORT |  |  |  | Approval Expires: 05/31/2017
Burden Hours: 10.97
Entity Name: | Glades Electric Coop, Inc.
Entity ID: | [5 empty] | Data Year: | 2015
SCHEDULE 6. PART B. DEMAND RESPONSE PROGRAMS
Schedule 6. Part B. Energy and Demand Savings -- Demand Response
Reporting Year Savings
State | Florida | Balancing Authority
|  |  | RESIDENTIAL (a) | COMMERCIAL (b) | INDUSTRIAL (c) | TRANSPORTATION (d) | TOTAL (e)
1 | Number of Customers Enrolled |  | 0 | 0 | 0 | 0 | 0
2 | Energy Savings (MWh) |  | 0 | 0 | 0 | 0 | 0
3 | Potential Peak Demand Savings (MW) |  | 0 | 0 | 0 | 0 | 0
4 | Actual Peak Demand Savings (MW) |  | 0 | 0 | 0 | 0 | 0
Schedule 6. Part B. Program Costs -- Demand Response (Thousand Dollars)
Reporting Year Costs
|  |  | RESIDENTIAL (a) | COMMERCIAL (b) | INDUSTRIAL (c) | TRANSPORTATION (d) | TOTAL (e)
5 | Customer Incentives |  | 0 | 0 | 0 | 0 | 0
6 | All other costs |  | 0 | 0 | 0 | 0 | 0
7 | If you have a demand side management (DSM) program for grid-enabled water heaters (as defined by DOE’s Office of Energy Efficiency and Renewable Energy ), how many grid-enabled water heaters were added to your program this year?
|  | FORM EIA-861 |  |  |  | OMB No. 1905-0129
|  | ANNUAL ELECTRIC POWER INDUSTRY REPORT |  |  |  | Approval Expires: 05/31/2017
Burden Hours: 10.97
Entity Name: | Glades Electric Coop, Inc.
Entity ID: | [5 empty] | Data Year: | 2015
SCHEDULE 6. PART C. DYNAMIC PRICING PROGRAMS
Number of Customers
INSTRUCTIONS: Report the number of customers participating in dynamic pricing programs, e.g. Time-of-Use Pricing, Real-Time Pricing, Variable Peak Pricing, Critical Peak Pricing programs.
State | Florida | Balancing Authority
|  |  | RESIDENTIAL (a) | COMMERCIAL (b) | INDUSTRIAL (c) | TRANSPORTATION (d) | TOTAL (e)
1 | Number of Customers enrolled in dynamic pricing programs, by customer class |  | 10 | 25 | 0 | 0 | 35
Types of Dynamic Pricing Programs
INSTRUCTIONS: For each customer class, mark the types of dynamic pricing programs in which the customers are participating.
|  |  | RESIDENTIAL (a) | COMMERCIAL (b) | INDUSTRIAL (c) | TRANSPORTATION (d)
2 | Time-of-Use Pricing |  | X | X | 0 | 0
3 | Real Time Pricing |  | 0 | 0 | 0 | 0
4 | Variable Peak Pricing |  | 0 | 0 | 0 | 0
5 | Critical Peak Pricing |  | 0 | 0 | 0 | 0
6 | Critical Peak Rebate |  | 0 | 0 | 0 | 0
|  | FORM EIA-861 |  |  |  | OMB No. 1905-0129
|  | ANNUAL ELECTRIC POWER INDUSTRY REPORT |  |  |  | Approval Expires: 05/31/2017
Burden Hours: 10.97
Entity Name: | Glades Electric Coop, Inc.
Entity ID: |  |  |  |  | Data Year: | 2015
SCHEDULE 6. PART D. ADVANCED METERING
Only customers from schedule 4A and 4C need to be reported on this schedule. Automated Meter Reading (AMR)- data transmitted one-way, from customer to utility. Advanced Metering Infrastructure (AMI) - data can be transmitted in both directions, between the delivery entity and the customer.
STATE | Florida | Balancing Authority
|  |  | RESIDENTIAL (a) | COMMERCIAL (b) | INDUSTRIAL (c) | TRANSPORTATION (d) | TOTAL (e)
1 | Number of AMR Meters |  | 0 | 0 | 0 | 0 | 0
2 | Number of AMI Meters |  | 12487 | 2394 | 1492 | 0 | 16373
3 | Number of AMI Meters with home area network (HAN) gateway enabled |  | 0 | 0 | 0 | 0 | 0
4 | Number of non AMR/AMI Meters |  | 0 | 0 | 0 | 0 | 0
5 | Total Number of Meters (All Types), lines 1+2+4 |  | 12487 | 2394 | 1492 | 0 | 16373
6 | Energy Served Through AMI |  | 0 | 0 | 0 | 0 | 0
7 | Number of Customers able to access daily energy usage through a webportal or other electronic means |  | 0 | 0 | 0 | 0
8 | Number of customers with direct load control |  | 0 | 0 | 0 | 0 | 0

## >>> Lifetime Worksheets >>>
DOE Lifetime Worksheets Contained in Tabs to Right
Instructions: Lifetime worksheets are Output only; do NOT modify.

## 2015 Talquin Life
Instructions: Output only; do NOT modify.
To calculate the weighted average life of a portfolio of Energy Efficiency Measures enter data for each program or measure into the areas shaded | [11 empty] | Green
Residential Customers |  |  |  | Commercial Customers |  |  |  | Industrial Customers |  |  |  |  | Transportation Customers
Program or Measure | Ave annual savings MWh | Average life of program or measure |  | Program or Measure | Ave annual savings MWh | Average life of program or measure |  | Program or Measure | Ave annual savings MWh | Average life of program or measure |  |  | Program or Measure | Ave annual savings MWh | Average life of program or measure
1 | #REF! | #REF! | #REF! | 1 | 0 | 0 | 0 | 1 | 0 | 0 | 0 |  | 1 | 0 | 0 | 0
2 | 227.3778 | 1 | #REF! | 2 | 0 | 0 | 0 | 2 | 0 | 0 | 0 |  | 2 | 0 | 0 | 0
3 | 5.5926 | 20 | #REF! | 3 | 0 | 0 | 0 | 3 | 0 | 0 | 0 |  | 3 | 0 | 0 | 0
4 | 0 | 0 | #REF! | 4 | 0 | 0 | 0 | 4 | 0 | 0 | 0 |  | 4 | 0 | 0 | 0
5 | 0 | 0 | #REF! | 5 | 0 | 0 | 0 | 5 | 0 | 0 | 0 |  | 5 | 0 | 0 | 0
6 | 0 | 0 | #REF! | 6 | 0 | 0 | 0 | 6 | 0 | 0 | 0 |  | 6 | 0 | 0 | 0
7 | 0 | 0 | #REF! | 7 | 0 | 0 | 0 | 7 | 0 | 0 | 0 |  | 7 | 0 | 0 | 0
8 | 0 | 0 | #REF! | 8 | 0 | 0 | 0 | 8 | 0 | 0 | 0 |  | 8 | 0 | 0 | 0
9 | 0 | 0 | #REF! | 9 | 0 | 0 | 0 | 9 | 0 | 0 | 0 |  | 9 | 0 | 0 | 0
10 | 0 | 0 | #REF! | 10 | 0 | 0 | 0 | 10 | 0 | 0 | 0 |  | 10 | 0 | 0 | 0
Total | #REF! |  | #REF! | Total | 0 |  | 0 | Total | 0 |  | 0 |  | Total | 0 |  | 0
|  | Enter this number on line 10 for residential customers |  |  |  | Enter this number on line 10 for commercial customers |  |  |  | Enter this number on line 10 for industrial customers |  |  |  |  | Enter this number on line 10 for transportation customers

## 2015 Tri-County Life
Instructions: Output only; do NOT modify.
To calculate the weighted average life of a portfolio of Energy Efficiency Measures enter data for each program or measure into the areas shaded | [11 empty] | Green
Residential Customers |  |  |  | Commercial Customers |  |  |  | Industrial Customers |  |  |  |  | Transportation Customers
Program or Measure | Ave annual savings MWh | Average life of program or measure |  | Program or Measure | Ave annual savings MWh | Average life of program or measure |  | Program or Measure | Ave annual savings MWh | Average life of program or measure |  |  | Program or Measure | Ave annual savings MWh | Average life of program or measure
1 | 442.3806 | 1 | 0.98752 | 1 | 0 | 0 | 0 | 1 | 0 | 0 | 0 |  | 1 | 0 | 0 | 0
2 | 5.5926 | 20 | 0.24968 | 2 | 0 | 0 | 0 | 2 | 0 | 0 | 0 |  | 2 | 0 | 0 | 0
3 | 0 | 0 | 0 | 3 | 0 | 0 | 0 | 3 | 0 | 0 | 0 |  | 3 | 0 | 0 | 0
4 | 0 | 0 | 0 | 4 | 0 | 0 | 0 | 4 | 0 | 0 | 0 |  | 4 | 0 | 0 | 0
5 | 0 | 0 | 0 | 5 | 0 | 0 | 0 | 5 | 0 | 0 | 0 |  | 5 | 0 | 0 | 0
6 | 0 | 0 | 0 | 6 | 0 | 0 | 0 | 6 | 0 | 0 | 0 |  | 6 | 0 | 0 | 0
7 | 0 | 0 | 0 | 7 | 0 | 0 | 0 | 7 | 0 | 0 | 0 |  | 7 | 0 | 0 | 0
8 | 0 | 0 | 0 | 8 | 0 | 0 | 0 | 8 | 0 | 0 | 0 |  | 8 | 0 | 0 | 0
9 | 0 | 0 | 0 | 9 | 0 | 0 | 0 | 9 | 0 | 0 | 0 |  | 9 | 0 | 0 | 0
10 | 0 | 0 | 0 | 10 | 0 | 0 | 0 | 10 | 0 | 0 | 0 |  | 10 | 0 | 0 | 0
Total | 447.9732 |  | 1.2372 | Total | 0 |  | 0 | Total | 0 |  | 0 |  | Total | 0 |  | 0
|  | Enter this number on line 10 for residential customers |  |  |  | Enter this number on line 10 for commercial customers |  |  |  | Enter this number on line 10 for industrial customers |  |  |  |  | Enter this number on line 10 for transportation customers

## 2015 Suwannee Life
Instructions: Output only; do NOT modify.
To calculate the weighted average life of a portfolio of Energy Efficiency Measures enter data for each program or measure into the areas shaded | [11 empty] | Green
Residential Customers |  |  |  | Commercial Customers |  |  |  | Industrial Customers |  |  |  |  | Transportation Customers
Program or Measure | Ave annual savings MWh | Average life of program or measure |  | Program or Measure | Ave annual savings MWh | Average life of program or measure |  | Program or Measure | Ave annual savings MWh | Average life of program or measure |  |  | Program or Measure | Ave annual savings MWh | Average life of program or measure
1 | 1806.5901 | 1 | 0.99691 | 1 | 0 | 0 | 0 | 1 | 0 | 0 | 0 |  | 1 | 0 | 0 | 0
2 | 5.5926 | 20 | 0.061722 | 2 | 0 | 0 | 0 | 2 | 0 | 0 | 0 |  | 2 | 0 | 0 | 0
3 | 0 | 0 | 0 | 3 | 0 | 0 | 0 | 3 | 0 | 0 | 0 |  | 3 | 0 | 0 | 0
4 | 0 | 0 | 0 | 4 | 0 | 0 | 0 | 4 | 0 | 0 | 0 |  | 4 | 0 | 0 | 0
5 | 0 | 0 | 0 | 5 | 0 | 0 | 0 | 5 | 0 | 0 | 0 |  | 5 | 0 | 0 | 0
6 | 0 | 0 | 0 | 6 | 0 | 0 | 0 | 6 | 0 | 0 | 0 |  | 6 | 0 | 0 | 0
7 | 0 | 0 | 0 | 7 | 0 | 0 | 0 | 7 | 0 | 0 | 0 |  | 7 | 0 | 0 | 0
8 | 0 | 0 | 0 | 8 | 0 | 0 | 0 | 8 | 0 | 0 | 0 |  | 8 | 0 | 0 | 0
9 | 0 | 0 | 0 | 9 | 0 | 0 | 0 | 9 | 0 | 0 | 0 |  | 9 | 0 | 0 | 0
10 | 0 | 0 | 0 | 10 | 0 | 0 | 0 | 10 | 0 | 0 | 0 |  | 10 | 0 | 0 | 0
Total | 1812.1827 |  | 1.0586 | Total | 0 |  | 0 | Total | 0 |  | 0 |  | Total | 0 |  | 0
|  | Enter this number on line 10 for residential customers |  |  |  | Enter this number on line 10 for commercial customers |  |  |  | Enter this number on line 10 for industrial customers |  |  |  |  | Enter this number on line 10 for transportation customers

## 2015 Clay Life
Instructions: Output only; do NOT modify.
To calculate the weighted average life of a portfolio of Energy Efficiency Measures enter data for each program or measure into the areas shaded | [11 empty] | Green
Residential Customers |  |  |  | Commercial Customers |  |  |  | Industrial Customers |  |  |  |  | Transportation Customers
Program or Measure | Ave annual savings MWh | Average life of program or measure |  | Program or Measure | Ave annual savings MWh | Average life of program or measure |  | Program or Measure | Ave annual savings MWh | Average life of program or measure |  |  | Program or Measure | Ave annual savings MWh | Average life of program or measure
1 | 5.5926 | 20 | 0.16982 | 1 | 0 | 0 | 0 | 1 | 0 | 0 | 0 |  | 1 | 0 | 0 | 0
2 | 73.5241 | 10 | 1.1163 | 2 | 0 | 0 | 0 | 2 | 0 | 0 | 0 |  | 2 | 0 | 0 | 0
3 | 20.3925 | 20 | 0.61922 | 3 | 0 | 0 | 0 | 3 | 0 | 0 | 0 |  | 3 | 0 | 0 | 0
4 | 473.5935 | 12 | 8.6284 | 4 | 0 | 0 | 0 | 4 | 0 | 0 | 0 |  | 4 | 0 | 0 | 0
5 | 57.92 | 20 | 1.7587 | 5 | 0 | 0 | 0 | 5 | 0 | 0 | 0 |  | 5 | 0 | 0 | 0
6 | 15.0394 | 20 | 0.45667 | 6 | 0 | 0 | 0 | 6 | 0 | 0 | 0 |  | 6 | 0 | 0 | 0
7 | 12.5892 | 10 | 0.19114 | 7 | 0 | 0 | 0 | 7 | 0 | 0 | 0 |  | 7 | 0 | 0 | 0
8 | 0 | 0 | 0 | 8 | 0 | 0 | 0 | 8 | 0 | 0 | 0 |  | 8 | 0 | 0 | 0
9 | 0 | 0 | 0 | 9 | 0 | 0 | 0 | 9 | 0 | 0 | 0 |  | 9 | 0 | 0 | 0
10 | 0 | 0 | 0 | 10 | 0 | 0 | 0 | 10 | 0 | 0 | 0 |  | 10 | 0 | 0 | 0
Total | 658.6513 |  | 12.9403 | Total | 0 |  | 0 | Total | 0 |  | 0 |  | Total | 0 |  | 0
|  | Enter this number on line 10 for residential customers |  |  |  | Enter this number on line 10 for commercial customers |  |  |  | Enter this number on line 10 for industrial customers |  |  |  |  | Enter this number on line 10 for transportation customers

## 2015 Central Florida Life
Instructions: Output only; do NOT modify.
To calculate the weighted average life of a portfolio of Energy Efficiency Measures enter data for each program or measure into the areas shaded | [11 empty] | Green
Residential Customers |  |  |  | Commercial Customers |  |  |  | Industrial Customers |  |  |  |  | Transportation Customers
Program or Measure | Ave annual savings MWh | Average life of program or measure |  | Program or Measure | Ave annual savings MWh | Average life of program or measure |  | Program or Measure | Ave annual savings MWh | Average life of program or measure |  |  | Program or Measure | Ave annual savings MWh | Average life of program or measure
1 | 504.4181 | 1 | 0.9188 | 1 | 0 | 0 | 0 | 1 | 0 | 0 | 0 |  | 1 | 0 | 0 | 0
2 | 38.9833 | 7 | 0.49706 | 2 | 0 | 0 | 0 | 2 | 0 | 0 | 0 |  | 2 | 0 | 0 | 0
3 | 5.5926 | 20 | 0.20374 | 3 | 0 | 0 | 0 | 3 | 0 | 0 | 0 |  | 3 | 0 | 0 | 0
4 | 0 | 0 | 0 | 4 | 0 | 0 | 0 | 4 | 0 | 0 | 0 |  | 4 | 0 | 0 | 0
5 | 0 | 0 | 0 | 5 | 0 | 0 | 0 | 5 | 0 | 0 | 0 |  | 5 | 0 | 0 | 0
6 | 0 | 0 | 0 | 6 | 0 | 0 | 0 | 6 | 0 | 0 | 0 |  | 6 | 0 | 0 | 0
7 | 0 | 0 | 0 | 7 | 0 | 0 | 0 | 7 | 0 | 0 | 0 |  | 7 | 0 | 0 | 0
8 | 0 | 0 | 0 | 8 | 0 | 0 | 0 | 8 | 0 | 0 | 0 |  | 8 | 0 | 0 | 0
9 | 0 | 0 | 0 | 9 | 0 | 0 | 0 | 9 | 0 | 0 | 0 |  | 9 | 0 | 0 | 0
10 | 0 | 0 | 0 | 10 | 0 | 0 | 0 | 10 | 0 | 0 | 0 |  | 10 | 0 | 0 | 0
Total | 548.994 |  | 1.6196 | Total | 0 |  | 0 | Total | 0 |  | 0 |  | Total | 0 |  | 0
|  | Enter this number on line 10 for residential customers |  |  |  | Enter this number on line 10 for commercial customers |  |  |  | Enter this number on line 10 for industrial customers |  |  |  |  | Enter this number on line 10 for transportation customers

## 2015 Sumter Life
Instructions: Output only; do NOT modify.
To calculate the weighted average life of a portfolio of Energy Efficiency Measures enter data for each program or measure into the areas shaded | [11 empty] | Green
Residential Customers |  |  |  | Commercial Customers |  |  |  | Industrial Customers |  |  |  |  | Transportation Customers
Program or Measure | Ave annual savings MWh | Average life of program or measure |  | Program or Measure | Ave annual savings MWh | Average life of program or measure |  | Program or Measure | Ave annual savings MWh | Average life of program or measure |  |  | Program or Measure | Ave annual savings MWh | Average life of program or measure
1 | 3882.7705 | 1 | 0.95858 | 1 | 0 | 0 | 0 | 1 | 0 | 0 | 0 |  | 1 | 0 | 0 | 0
2 | 167.7776 | 20 | 0.82842 | 2 | 0 | 0 | 0 | 2 | 0 | 0 | 0 |  | 2 | 0 | 0 | 0
3 | 0 | 0 | 0 | 3 | 0 | 0 | 0 | 3 | 0 | 0 | 0 |  | 3 | 0 | 0 | 0
4 | 0 | 0 | 0 | 4 | 0 | 0 | 0 | 4 | 0 | 0 | 0 |  | 4 | 0 | 0 | 0
5 | 0 | 0 | 0 | 5 | 0 | 0 | 0 | 5 | 0 | 0 | 0 |  | 5 | 0 | 0 | 0
6 | 0 | 0 | 0 | 6 | 0 | 0 | 0 | 6 | 0 | 0 | 0 |  | 6 | 0 | 0 | 0
7 | 0 | 0 | 0 | 7 | 0 | 0 | 0 | 7 | 0 | 0 | 0 |  | 7 | 0 | 0 | 0
8 | 0 | 0 | 0 | 8 | 0 | 0 | 0 | 8 | 0 | 0 | 0 |  | 8 | 0 | 0 | 0
9 | 0 | 0 | 0 | 9 | 0 | 0 | 0 | 9 | 0 | 0 | 0 |  | 9 | 0 | 0 | 0
10 | 0 | 0 | 0 | 10 | 0 | 0 | 0 | 10 | 0 | 0 | 0 |  | 10 | 0 | 0 | 0
Total | 4050.548 |  | 1.787 | Total | 0 |  | 0 | Total | 0 |  | 0 |  | Total | 0 |  | 0
|  | Enter this number on line 10 for residential customers |  |  |  | Enter this number on line 10 for commercial customers |  |  |  | Enter this number on line 10 for industrial customers |  |  |  |  | Enter this number on line 10 for transportation customers

## 2015 Withlacoochee Life
Instructions: Output only; do NOT modify.
To calculate the weighted average life of a portfolio of Energy Efficiency Measures enter data for each program or measure into the areas shaded | [11 empty] | Green
Residential Customers |  |  |  | Commercial Customers |  |  |  | Industrial Customers |  |  |  |  | Transportation Customers
Program or Measure | Ave annual savings MWh | Average life of program or measure |  | Program or Measure | Ave annual savings MWh | Average life of program or measure |  | Program or Measure | Ave annual savings MWh | Average life of program or measure |  |  | Program or Measure | Ave annual savings MWh | Average life of program or measure
1 | 5.5926 | 20 | 20 | 1 | 0 | 0 | 0 | 1 | 0 | 0 | 0 |  | 1 | 0 | 0 | 0
2 | 0 | 0 | 0 | 2 | 0 | 0 | 0 | 2 | 0 | 0 | 0 |  | 2 | 0 | 0 | 0
3 | 0 | 0 | 0 | 3 | 0 | 0 | 0 | 3 | 0 | 0 | 0 |  | 3 | 0 | 0 | 0
4 | 0 | 0 | 0 | 4 | 0 | 0 | 0 | 4 | 0 | 0 | 0 |  | 4 | 0 | 0 | 0
5 | 0 | 0 | 0 | 5 | 0 | 0 | 0 | 5 | 0 | 0 | 0 |  | 5 | 0 | 0 | 0
6 | 0 | 0 | 0 | 6 | 0 | 0 | 0 | 6 | 0 | 0 | 0 |  | 6 | 0 | 0 | 0
7 | 0 | 0 | 0 | 7 | 0 | 0 | 0 | 7 | 0 | 0 | 0 |  | 7 | 0 | 0 | 0
8 | 0 | 0 | 0 | 8 | 0 | 0 | 0 | 8 | 0 | 0 | 0 |  | 8 | 0 | 0 | 0
9 | 0 | 0 | 0 | 9 | 0 | 0 | 0 | 9 | 0 | 0 | 0 |  | 9 | 0 | 0 | 0
10 | 0 | 0 | 0 | 10 | 0 | 0 | 0 | 10 | 0 | 0 | 0 |  | 10 | 0 | 0 | 0
Total | 5.5926 |  | 20 | Total | 0 |  | 0 | Total | 0 |  | 0 |  | Total | 0 |  | 0
|  | Enter this number on line 10 for residential customers |  |  |  | Enter this number on line 10 for commercial customers |  |  |  | Enter this number on line 10 for industrial customers |  |  |  |  | Enter this number on line 10 for transportation customers

## 2015 Peace River Life
Instructions: Output only; do NOT modify.
To calculate the weighted average life of a portfolio of Energy Efficiency Measures enter data for each program or measure into the areas shaded | [11 empty] | Green
Residential Customers |  |  |  | Commercial Customers |  |  |  | Industrial Customers |  |  |  |  | Transportation Customers
Program or Measure | Ave annual savings MWh | Average life of program or measure |  | Program or Measure | Ave annual savings MWh | Average life of program or measure |  | Program or Measure | Ave annual savings MWh | Average life of program or measure |  |  | Program or Measure | Ave annual savings MWh | Average life of program or measure
1 | 20.5312 | 7 | 5.5014 | 1 | 0 | 0 | 0 | 1 | 0 | 0 | 0 |  | 1 | 0 | 0 | 0
2 | 5.5926 | 20 | 4.2816 | 2 | 0 | 0 | 0 | 2 | 0 | 0 | 0 |  | 2 | 0 | 0 | 0
3 | 0 | 0 | 0 | 3 | 0 | 0 | 0 | 3 | 0 | 0 | 0 |  | 3 | 0 | 0 | 0
4 | 0 | 0 | 0 | 4 | 0 | 0 | 0 | 4 | 0 | 0 | 0 |  | 4 | 0 | 0 | 0
5 | 0 | 0 | 0 | 5 | 0 | 0 | 0 | 5 | 0 | 0 | 0 |  | 5 | 0 | 0 | 0
6 | 0 | 0 | 0 | 6 | 0 | 0 | 0 | 6 | 0 | 0 | 0 |  | 6 | 0 | 0 | 0
7 | 0 | 0 | 0 | 7 | 0 | 0 | 0 | 7 | 0 | 0 | 0 |  | 7 | 0 | 0 | 0
8 | 0 | 0 | 0 | 8 | 0 | 0 | 0 | 8 | 0 | 0 | 0 |  | 8 | 0 | 0 | 0
9 | 0 | 0 | 0 | 9 | 0 | 0 | 0 | 9 | 0 | 0 | 0 |  | 9 | 0 | 0 | 0
10 | 0 | 0 | 0 | 10 | 0 | 0 | 0 | 10 | 0 | 0 | 0 |  | 10 | 0 | 0 | 0
Total | 26.1238 |  | 9.783 | Total | 0 |  | 0 | Total | 0 |  | 0 |  | Total | 0 |  | 0
|  | Enter this number on line 10 for residential customers |  |  |  | Enter this number on line 10 for commercial customers |  |  |  | Enter this number on line 10 for industrial customers |  |  |  |  | Enter this number on line 10 for transportation customers

## 2015 Glades Life
Instructions: Output only; do NOT modify.
To calculate the weighted average life of a portfolio of Energy Efficiency Measures enter data for each program or measure into the areas shaded | [11 empty] | Green
Residential Customers |  |  |  | Commercial Customers |  |  |  | Industrial Customers |  |  |  |  | Transportation Customers
Program or Measure | Ave annual savings MWh | Average life of program or measure |  | Program or Measure | Ave annual savings MWh | Average life of program or measure |  | Program or Measure | Ave annual savings MWh | Average life of program or measure |  |  | Program or Measure | Ave annual savings MWh | Average life of program or measure
1 | 5.5926 | 20 | 20 | 1 | 0 | 0 | 0 | 1 | 0 | 0 | 0 |  | 1 | 0 | 0 | 0
2 | 0 | 0 | 0 | 2 | 0 | 0 | 0 | 2 | 0 | 0 | 0 |  | 2 | 0 | 0 | 0
3 | 0 | 0 | 0 | 3 | 0 | 0 | 0 | 3 | 0 | 0 | 0 |  | 3 | 0 | 0 | 0
4 | 0 | 0 | 0 | 4 | 0 | 0 | 0 | 4 | 0 | 0 | 0 |  | 4 | 0 | 0 | 0
5 | 0 | 0 | 0 | 5 | 0 | 0 | 0 | 5 | 0 | 0 | 0 |  | 5 | 0 | 0 | 0
6 | 0 | 0 | 0 | 6 | 0 | 0 | 0 | 6 | 0 | 0 | 0 |  | 6 | 0 | 0 | 0
7 | 0 | 0 | 0 | 7 | 0 | 0 | 0 | 7 | 0 | 0 | 0 |  | 7 | 0 | 0 | 0
8 | 0 | 0 | 0 | 8 | 0 | 0 | 0 | 8 | 0 | 0 | 0 |  | 8 | 0 | 0 | 0
9 | 0 | 0 | 0 | 9 | 0 | 0 | 0 | 9 | 0 | 0 | 0 |  | 9 | 0 | 0 | 0
10 | 0 | 0 | 0 | 10 | 0 | 0 | 0 | 10 | 0 | 0 | 0 |  | 10 | 0 | 0 | 0
Total | 5.5926 |  | 20 | Total | 0 |  | 0 | Total | 0 |  | 0 |  | Total | 0 |  | 0
|  | Enter this number on line 10 for residential customers |  |  |  | Enter this number on line 10 for commercial customers |  |  |  | Enter this number on line 10 for industrial customers |  |  |  |  | Enter this number on line 10 for transportation customers

## >>> References >>>
References Not Used Directly in the Model Contained in Tabs to Right
Instructions: References tabs are for Reference Only.

## BEopt Results
BEOpt Simulation Results | Instructions: For Reference Only
Solar Hot Water Measure Comparions
Annual Energy Parameter | Baseline (DHW EF=0.9, 50 gal) | Solar Hot Water Heater (40 ft2 collector, EF=0.9, 55 gal)
Miscellaneous Electrical Loads (kWh/yr) | 2828.25 | 2834.11
Ventilation Fans (kWh/yr) | 20.52 | 20.52
Large Appliances (kWh/yr) | 2253.81 | 2253.81
Lights (kWh/yr) | 1204.57 | 1204.57
Cooling Fan/Pump (kWh/yr) | 1131.3 | 1169.4
Heating Fan/Pump (kWh/yr) | 70.34 | 67.41
Cooling Plant Energy (kWh/yr) | 4276.08 | 4419.7
Heating Plant Energy (kWh/yr) | 559.79 | 530.48
Supplemental Heating Energy (kWh/yr) | 8.79 | 8.79
Domestic Hot Water (kWh/yr) | 2500 | 978.9
Supplemental Hot Water Heating (kWh/yr)
Total Home Energy (kWh/yr) | 14853 | 13488
Simulated Annual Savings (kWh/yr) |  | 1365
Program Estimated Annual Savings (kWh/yr) |  | 3410
Simulation as a Percent of Program Estimate (%) |  | 40.03%
Annual Energy Parameter | Baseline (DHW EF=0.95, 50 gal) | Solar Hot Water Heater (40 ft2 collector, EF=0.95, 55 gal)
Miscellaneous Electrical Loads (kWh/yr) | 2825.32 | 2831.18
Ventilation Fans (kWh/yr) | 20.52 | 20.52
Large Appliances (kWh/yr) | 2253.81 | 2253.81
Lights (kWh/yr) | 1204.57 | 1204.57
Cooling Fan/Pump (kWh/yr) | 1119.58 | 1157.68
Heating Fan/Pump (kWh/yr) | 70.34 | 67.41
Cooling Plant Energy (kWh/yr) | 4235.05 | 4378.66
Heating Plant Energy (kWh/yr) | 574.44 | 545.13
Supplemental Heating Energy (kWh/yr) | 8.79 | 8.79
Domestic Hot Water (kWh/yr) | 2321.22 | 811.84
Supplemental Hot Water Heating (kWh/yr)
Total Home Energy (kWh/yr) | 14634 | 13280
Simulated Annual Savings (kWh/yr) |  | 1354
Program Estimated Annual Savings (kWh/yr) |  | 3410
Simulation as a Percent of Program Estimate (%) |  | 39.71%
Standard Insulation Upgrade Measure Comparisons
Annual Energy Parameter | Baseline (Ceiling Insulation = R-0) | Insulation Improvement (Ceiling Insulation = R-19)
Miscellaneous Electrical Loads (kWh/yr) | 2757.91 | 2851.7
Ventilation Fans (kWh/yr) | 20.52 | 20.52
Large Appliances (kWh/yr) | 2253.81 | 2253.81
Lights (kWh/yr) | 1204.57 | 1204.57
Cooling Fan/Pump (kWh/yr) | 1529.89 | 1063.89
Heating Fan/Pump (kWh/yr) | 208.09 | 49.82
Cooling Plant Energy (kWh/yr) | 5882.18 | 4070.93
Heating Plant Energy (kWh/yr) | 1702.81 | 389.8
Supplemental Heating Energy (kWh/yr) | 11.72 | 8.79
Domestic Hot Water (kWh/yr) | 2505.86 | 2500
Total Home Energy (kWh/yr) | 18077 | 14414
Simulated Annual Savings (kWh/yr) |  | 3663
Program Estimated Annual Savings (kWh/yr) |  | No Similar Upgrades Reported
Simulation as a Percent of Program Estimate (%)
Annual Energy Parameter | Baseline (Ceiling Insulation = R-11) | Insulation Improvement (Ceiling Insulation = R-19)
Miscellaneous Electrical Loads (kWh/yr) | 2828.25 | 2851.7
Ventilation Fans (kWh/yr) | 20.52 | 20.52
Large Appliances (kWh/yr) | 2253.81 | 2253.81
Lights (kWh/yr) | 1204.57 | 1204.57
Cooling Fan/Pump (kWh/yr) | 1131.3 | 1063.89
Heating Fan/Pump (kWh/yr) | 70.34 | 49.82
Cooling Plant Energy (kWh/yr) | 4276.08 | 4070.93
Heating Plant Energy (kWh/yr) | 559.79 | 389.8
Supplemental Heating Energy (kWh/yr) | 8.79 | 8.79
Domestic Hot Water (kWh/yr) | 2500 | 2500
Total Home Energy (kWh/yr) | 14853 | 14414
Simulated Annual Savings (kWh/yr) |  | 439
Program Estimated Annual Savings (kWh/yr) |  | No Similar Upgrades Reported
Simulation as a Percent of Program Estimate (%)
Annual Energy Parameter | Baseline (Ceiling Insulation = R-11) | Insulation Improvement (Ceiling Insulation = R-30)
Miscellaneous Electrical Loads (kWh/yr) | 2828.25 | 2869.28
Ventilation Fans (kWh/yr) | 20.52 | 20.52
Large Appliances (kWh/yr) | 2253.81 | 2253.81
Lights (kWh/yr) | 1204.57 | 1204.57
Cooling Fan/Pump (kWh/yr) | 1131.3 | 923.21
Heating Fan/Pump (kWh/yr) | 70.34 | 38.1
Cooling Plant Energy (kWh/yr) | 4276.08 | 4135.4
Heating Plant Energy (kWh/yr) | 559.79 | 301.88
Supplemental Heating Energy (kWh/yr) | 8.79 | 8.79
Domestic Hot Water (kWh/yr) | 2500 | 2500
Total Home Energy (kWh/yr) | 14853 | 14256
Simulated Annual Savings (kWh/yr) |  | 597
Program Estimated Annual Savings (kWh/yr) |  | 5130
Simulation as a Percent of Program Estimate (%) |  | 11.64%
Annual Energy Parameter | Baseline (Ceiling Insulation = R-19) | Insulation Improvement (Ceiling Insulation = R-30)
Miscellaneous Electrical Loads (kWh/yr) | 2851.7 | 2869.28
Ventilation Fans (kWh/yr) | 20.52 | 20.52
Large Appliances (kWh/yr) | 2253.81 | 2253.81
Lights (kWh/yr) | 1204.57 | 1204.57
Cooling Fan/Pump (kWh/yr) | 1063.89 | 923.21
Heating Fan/Pump (kWh/yr) | 49.82 | 38.1
Cooling Plant Energy (kWh/yr) | 4070.93 | 4135.4
Heating Plant Energy (kWh/yr) | 389.8 | 301.88
Supplemental Heating Energy (kWh/yr) | 8.79 | 8.79
Domestic Hot Water (kWh/yr) | 2500 | 2500
Total Home Energy (kWh/yr) | 14414 | 14256
Simulated Annual Savings (kWh/yr) |  | 158
Program Estimated Annual Savings (kWh/yr) |  | 1657
Simulation as a Percent of Program Estimate (%) |  | 9.535%
Window-Film Measure Comparions
Annual Energy Parameter | Baseline (Single-Pane, Metal Frame, U=1.16, SHGC=0.76) | Window-Film (Single-Pane, Metal Frame, U=0.88, SHGC=0.41)
Miscellaneous Electrical Loads (kWh/yr) | 2816.53 | 2793.08
Ventilation Fans (kWh/yr) | 20.52 | 20.52
Large Appliances (kWh/yr) | 2253.81 | 2253.81
Lights (kWh/yr) | 1204.57 | 1204.57
Cooling Fan/Pump (kWh/yr) | 1166.47 | 1078.55
Heating Fan/Pump (kWh/yr) | 84.99 | 105.51
Cooling Plant Energy (kWh/yr) | 4425.56 | 4097.3
Heating Plant Energy (kWh/yr) | 688.75 | 855.8
Supplemental Heating Energy (kWh/yr) | 11.72 | 11.72
Domestic Hot Water (kWh/yr) | 2500 | 2505.86
Total Home Energy (kWh/yr) | 15173 | 14927
Simulated Annual Savings (kWh/yr) |  | 246
Program Estimated Annual Savings (kWh/yr) |  | 257
Simulation as a Percent of Program Estimate (%) |  | 95.72%
Annual Energy Parameter | Baseline (Single-Pane, Non-Metal Frame, U=0.84, SHGC=0.63) | Window-Film (Single-Pane, Non-Metal Frame, U=0.63, SHGC=0.34)
Miscellaneous Electrical Loads (kWh/yr) | 2816.53 | 2790.15
Ventilation Fans (kWh/yr) | 20.52 | 20.52
Large Appliances (kWh/yr) | 2253.81 | 2253.81
Lights (kWh/yr) | 1204.57 | 1204.57
Cooling Fan/Pump (kWh/yr) | 1145.96 | 1031.65
Heating Fan/Pump (kWh/yr) | 84.99 | 102.58
Cooling Plant Energy (kWh/yr) | 4355.22 | 3912.66
Heating Plant Energy (kWh/yr) | 694.61 | 844.08
Supplemental Heating Energy (kWh/yr) | 11.72 | 11.72
Domestic Hot Water (kWh/yr) | 2502.93 | 2505.86
Total Home Energy (kWh/yr) | 15091 | 14678
Simulated Annual Savings (kWh/yr) |  | 413
Program Estimated Annual Savings (kWh/yr) |  | 257
Simulation as a Percent of Program Estimate (%) |  | 160.7%
Annual Energy Parameter | Baseline (Double-Pane, Metal Frame, U=0.76, SHGC=0.67) | Window-Film (Double-Pane, Metal Frame, U=0.57, SHGC=0.36)
Miscellaneous Electrical Loads (kWh/yr) | 2819.46 | 2793.08
Ventilation Fans (kWh/yr) | 20.52 | 20.52
Large Appliances (kWh/yr) | 2253.81 | 2253.81
Lights (kWh/yr) | 1204.57 | 1204.57
Cooling Fan/Pump (kWh/yr) | 1151.82 | 1034.58
Heating Fan/Pump (kWh/yr) | 79.13 | 99.65
Cooling Plant Energy (kWh/yr) | 4364.01 | 3924.38
Heating Plant Energy (kWh/yr) | 641.85 | 805.98
Supplemental Heating Energy (kWh/yr) | 11.72 | 11.72
Domestic Hot Water (kWh/yr) | 2500 | 2505.86
Total Home Energy (kWh/yr) | 15047 | 14654
Simulated Annual Savings (kWh/yr) |  | 393
Program Estimated Annual Savings (kWh/yr) |  | 257
Simulation as a Percent of Program Estimate (%) |  | 152.9%
Annual Energy Parameter | Baseline (Double-Pane, Non-Metal Frame, U=0.49, SHGC=0.56) | Window-Film (Double-Pane, Non-Metal Frame, U=0.37, SHGC=0.3)
Miscellaneous Electrical Loads (kWh/yr) | 2819.46 | 2798.95
Ventilation Fans (kWh/yr) | 20.52 | 20.52
Large Appliances (kWh/yr) | 2253.81 | 2253.81
Lights (kWh/yr) | 1204.57 | 1204.57
Cooling Fan/Pump (kWh/yr) | 1099.06 | 1019.93
Heating Fan/Pump (kWh/yr) | 76.2 | 90.86
Cooling Plant Energy (kWh/yr) | 4161.78 | 3862.84
Heating Plant Energy (kWh/yr) | 621.34 | 732.71
Supplemental Heating Energy (kWh/yr) | 11.72 | 11.72
Domestic Hot Water (kWh/yr) | 2502.93 | 2505.86
Total Home Energy (kWh/yr) | 14771 | 14502
Simulated Annual Savings (kWh/yr) |  | 269
Program Estimated Annual Savings (kWh/yr) |  | 257
Simulation as a Percent of Program Estimate (%) |  | 104.7%

## BEopt Demand Results
| Gainesville Baseline | Gainesville Baseline R0 Ceiling | Gainesville Baseline R11 | Gainesville Measure R19 Ceiling | Clay (Gainesville) R30 Cellulose | Clay (Gainesville) R30 Closed Cell Foam | Clay (Gainesville) R30 Open Cell Foam | Clay (Gainesville) Window Film | Clay (Gainesville) ASHP 48kBTU/10SEER | Clay (Gainesville) ASHP 54kBTU/15SEER | Clay (Gainesville) Heat Pump Water Heater | Fort Myers Baseline | Orlando Baseline | Tallahassee Baseline | Tampa Baseline
Misc. (kWh) | 2828.25 | 2757.91 | 2828.25 | 2851.7 | 2869.28 | 2866.35 | 2869.28 | 2790.15 | 2828.25 | 2828.25 | 2796.01 | 2963.07 | 2916.18 | 2793.08 | 2913.25
Vent Fan (kWh) | 20.52 | 20.52 | 20.52 | 20.52 | 20.52 | 20.52 | 20.52 | 20.52 | 20.52 | 20.52 | 20.52 | 20.52 | 20.52 | 20.52 | 20.52
Lg. Appl. (kWh) | 2253.81 | 2253.81 | 2253.81 | 2253.81 | 2253.81 | 2253.81 | 2253.81 | 2253.81 | 2253.81 | 2253.81 | 2253.81 | 2253.81 | 2253.81 | 2253.81 | 2253.81
Lights (kWh) | 1204.57 | 1204.57 | 1204.57 | 1204.57 | 1204.57 | 1204.57 | 1204.57 | 1204.57 | 1204.57 | 1204.57 | 1204.57 | 1204.57 | 1204.57 | 1204.57 | 1204.57
Cooling Fan/Pump (kWh) | 1131.3 | 1529.89 | 1131.3 | 1063.89 | 923.21 | 940.8 | 923.21 | 1011.14 | 1216.3 | 981.83 | 1052.17 | 1737.98 | 1356.98 | 1058.03 | 1532.83
Heating Fan/Pump (kWh) | 70.34 | 208.09 | 70.34 | 49.82 | 38.1 | 41.03 | 38.1 | 99.65 | 67.41 | 61.55 | 84.99 | 5.86 | 17.58 | 93.79 | 20.52
Cooling (kWh) | 4276.08 | 5882.18 | 4276.08 | 4070.93 | 4135.4 | 4126.61 | 4135.4 | 3827.67 | 4185.23 | 2576.2 | 3985.93 | 6568 | 5073.27 | 4026.96 | 5797.19
Heating (kWh) | 559.79 | 1702.81 | 559.79 | 389.8 | 301.88 | 316.53 | 304.81 | 826.49 | 536.34 | 325.32 | 703.4 | 46.89 | 161.2 | 747.36 | 169.99
Heating, Suppl. (kWh) | 8.79 | 11.72 | 8.79 | 8.79 | 8.79 | 8.79 | 8.79 | 11.72 | 26.38 | 23.45 | 11.72 |  |  | 20.52 | 2.93
Hot Water (kWh) | 2500 | 2505.86 | 2500 | 2500 | 2500 | 2500 | 2500 | 2505.86 | 2500 | 2500 | 653.58 | 2069.17 | 2291.91 | 2587.93 | 2247.95
Hot Water, Suppl. (kWh) | [10 empty] | 436.69
Total (kWh) | 14853 | 18077 | 14853 | 14414 | 14256 | 14279 | 14258 | 14552 | 14839 | 12776 | 13203 | 16870 | 15296 | 14807 | 16164
Demand (kW @ 8AM 2/17) | 3.9364 | 6.1529 | 3.9364 | 3.5443 | 3.3617 | 3.3792 | 3.3619 | 4.2933 | 3.7772 | 2.9308 | 4.7455 | 1.8099 | 2.6507 | 1.3928 | 1.4383
[10 empty] | Total (kWh) sans HVAC | 12994.91
[10 empty] | Demand (kW @ 8AM 2/17) sans HVAC | 4.6707
Energy Savings over Baseline | [5 empty] | 574 | 595 | 301 |  | 2063 | 1858.09
Peak Coincident Demand Reduction over Baseline (kW @ 8AM 2/17) | [5 empty] | 0.55718 | 0.57447 | -0.35694 |  | 0.84639 | -0.73439
| FL-Gainesville | [10 empty] | FL-Fort Myers | FL-Orlando | FL-Tallahassee | FL-Tampa
| Gainesville Baseline kW/kWh | [6 empty] | Window Film kW/kWh |  | ASHP kW/kWh | HPWH kW/kWh | Fort Myers Baseline kW/kWh | Orlando Baseline kW/kWh | Tallahassee Baseline kW/kWh | Tampa Baseline kW/kWh
| 0.00026502 | [6 empty] | -0.0011858 |  | 0.00041027 | -0.00039524 | 0.00010728 | 0.0001733 | 9.4067e-05 | 8.8981e-05
| Insulation Upgrade | Batt
|  | Annual kWh Savings | Coincident Peak kW Reduction
| R0 to R19 | 3663 | 2.6086
| R11 to R30 | 597 | 0.5747
| R11 to R19 | 439 | 0.39207
| R19 to R30 | 158 | 0.18263

## BEopt Characteristics
BEOpt Prototype Characteristics |  | Instructions: For Reference Only
Group Name | Category Name | Baseline | Notes | Standard Insulation (R-30) | Closed Cell Spray Foam (R-30) | Open Cell Spray Foam (R-30) | 15 SEER/8.5 HSPF Heat Pump | Heat Pump Water Heaters | Solar Hot water | Window Film
Building
| Location | Gainesville, Florida | Typical of Clay Territory
| Orientation | North | Assumed
| Neighbors | Left/Right at 20ft | Assumed
Walls
| Wood Stud | R-19 Fiberglass Batt, 2x6, 24 in o.c. | Value taken from 1986 Baseline Year Home Characteristics Listed in FSEC-CR-1806.pdf
| Wall Sheathing | OSB | Assumed
| Exterior Finish | Wood, Medium/Dark | Assumed
Ceilings/Roofs
| Unfinished Attic | Ceiling R-11 Cellulose, Grade 1 Install, Vented | Average of initial R-values listed in column E of Sheet "ClayInsulation" in "2016 Seimnole Goal and Budget Tool ESv03MY.XLSX" workbook | Ceiling R-30 Cellulose, Grade 1 Install, Vented | Ceiling R-30 Closed Cell Spray Foam, Grade 1 Install, Vented | Ceiling R-30 Open Cell Spray Foam, Grade 1 Install, Vented
| Roof Material | Asphalt Shingles, Medium | Assumed
| Radiant Barrier | None | Assumed
Foundation/Floors
| Slab | R-3.5 | Value taken from 1986 Baseline Year Home Characteristics Listed in FSEC-CR-1806.pdf
| Carpet | 80% Carpet | Assumed
Thermal Mass
| Exterior Wall Mass | 1/2 in. Drywall | Assumed
| Partition Wall Mass | 1/2 in. Drywall | Assumed
| Ceiling Mass | 1/2 in. Drywall | Assumed
Windows & Doors
| Window Areas | F34ft2 B104ft2 L41ft2 R18ft2 | Table 18 pg. 43 in FSEC-CR-2019-16
| Windows | Clear, Double-Pane, Non-Metal Frame, Air U-value = 0.5 SHGC = .66 | Value taken from 1986 Baseline Year Home Characteristics Listed in FSEC-CR-1806.pdf | [6 empty] | Clear, Double, Non-metal, Air U-value = 0.49, SHGC = .24
| Interior Shading | Summer = 0.5, Winter = 0.95 | Assumed
| Door Area | 20 ft^2 | Assumed
| Doors | Steel U=0.2 | Value taken from 1986 Baseline Year Home Characteristics Listed in FSEC-CR-1806.pdf
| Eaves | 2 ft | Assumed
| Overhangs | None | Assumed
Airflow
| Air Leakage | 9 ACH50 | Value taken from 1986 Baseline Year Home Characteristics Listed in FSEC-CR-1806.pdf
| Mechanical Ventilation | None | Assumed
| Natural Ventilation | Year-Round, 3 days/wk | Assumed
Space Conditioning
| Air Source Heat Pump | SEER 10, 6.6 HSPF | SEER taken from 2016 Seminole Goal and Budget Tool ESv03MY.XLSX and HSPF taken from 1 986 Baseline Year Home Characteristics Listed in FSEC-CR-1806.pdf |  |  |  | 15 SEER/8.5 HSPF Heat Pump
| Ducts | Qn=12% Leakage, R-4.2 | Value taken from 1986 Baseline Year Home Characteristics Listed in FSEC-CR-1806.pdf
| Ceiling Fan | Standard Efficiency, 5 Fans | Assumed
| Dehumidifier | None | Assumed
Space Conditioning Schedules
| Cooling Set Point | 72 F w/ Setup 80 F Weekday | Assumed
| Heating Set Point | 71 F w/ Setback 65 F (wkdy) | Assumed
| Humidity Set Point | None | Assumed
Water Heating
| Water Heater pre-2015 Install | Electric Benchmark, 50 gal EF=0.9 | NAECA standards table |  |  |  |  | Heat Pump Water Heater EF=2.35
| Water Heater post-2015 Install | Electric Premium, 50 gal EF=0.95 | NAECA standards table
| Distribution | R-2, TrunkBranch, Copper | Assumed
| Solar Water Heating | None | [6 empty] | 40 ft^2 Collector
| Solar Water Heating Azimuth | N/A | [6 empty] | South Facing
| Solar Water Heating Tilt | N/A | [6 empty] | Latitude Tilt
Lighting
| Lighting | 80% CFL; 1203 kWh/yr | Assumed
Appliances & Fixtures
| Miscellaneous | 2282 kWh/yr | Value taken from 1986 Baseline Year Home Characteristics Listed in FSEC-CR-1806.pdf
| Refrigerator | Side freezer, EF = 19.6, 574 kWh/yr | Assumed
| Cooking Range | Electric, 500 kWh/yr | Assumed
| Dishwasher | 318 Rated kWh, 111 kWh/yr | Assumed
| Clothes Washer | Standard, 42.9 kWh/yr | Assumed
| Clothes Dryer | Electric, 3.1 lb/kWh | Assumed
| Hot Water Fixtures | Nominal | Assumed

## Avg Member Wholesale Rate
Instructions: For Reference Only
Avg. Member Wholesale Rate ($/MWH)
*Source: Financial_Statement 15-0902-01 C00 (2015 Financial Forecast - Final)
Year | Rate | Type | Rate ($/kWh)
2014 | 81.51 | Actual | 0.08151
2015 | 79.1399 | Estimate | 0.07914
2016 | 79.85 | Estimate | 0.07985
2017 | 77.17 | Estimate | 0.07717
2018 | 78.0102 | Estimate | 0.07801
2019 | 78.3649 | Estimate | 0.078365
2020 | 79.7121 | Estimate | 0.079712
2021 | 80.9272 | Estimate | 0.080927
2022 | 84.5038 | Estimate | 0.084504
2023 | 84.3919 | Estimate | 0.084392
2024 | 85.5637 | Estimate | 0.085564
2025 | 87.4843 | Estimate | 0.087484
2026 | 87.4263 | Estimate | 0.087426
2027 | 88.9979 | Estimate | 0.088998
2028 | 90.4785 | Estimate | 0.090478
2029 | 91.2035 | Estimate | 0.091204
2030 | 92.654 | Estimate | 0.092654
2031 | 94.884 | Estimate | 0.094884
2032 | 96.0609 | Estimate | 0.096061
2033 | 101.1637 | Estimate | 0.10116
2034 | 103.8221 | Estimate | 0.10382
2035 | 103.5976 | Estimate | 0.1036
2036 | 104.8726 | Estimate | 0.10487
2037 | 104.8726 | Estimate | 0.10487
2038 | 104.8726 | Estimate | 0.10487
2039 | 104.8726 | Estimate | 0.10487
2040 | 104.8726 | Estimate | 0.10487
2041 | 104.8726 | Estimate | 0.10487
2042 | 104.8726 | Estimate | 0.10487
2043 | 104.8726 | Estimate | 0.10487
2044 | 104.8726 | Estimate | 0.10487
2045 | 104.8726 | Estimate | 0.10487
2046 | 104.8726 | Estimate | 0.10487
2047 | 104.8726 | Estimate | 0.10487
2048 | 104.8726 | Estimate | 0.10487
2049 | 104.8726 | Estimate | 0.10487
2050 | 104.8726 | Estimate | 0.10487
2051 | 104.8726 | Estimate | 0.10487
2052 | 104.8726 | Estimate | 0.10487
2053 | 104.8726 | Estimate | 0.10487
2054 | 104.8726 | Estimate | 0.10487
2055 | 104.8726 | Estimate | 0.10487
2056 | 104.8726 | Estimate | 0.10487
2057 | 104.8726 | Estimate | 0.10487
2058 | 104.8726 | Estimate | 0.10487

## Service Territory Map
Instructions: For Reference Only
The following member service territories are represented in this tool:
MEMBER DISTRIBUTION ELECTRIC COOPERATIVES
TALQUIN ELECTRIC COOPERATIVE (TEC)
TRI-COUNTY ELECTRIC COOPERATIVE (TCEC)
SUWANNEE VALLEY ELECTRIC COOPERATIVE (SVEC)
CLAY ELECTRIC COOPERATIVE (CEC)
CENTRAL FLORIDA ELECTRIC COOPERATIVE (CFEC)
SUMTER ELECTRIC COOPERATIVE (SECO)
WITHLACOOCHEE RIVER ELECTRIC COOPERATIVE (WREC)
PEACE RIVER ELECTRIC COOPERATIVE (PRECO)
GLADES ELECTRIC COOPERATIVE (GEC)