## TRC - With CO2
Florida Power & Light Company
Docket No. 20190015-EG
Staff's First Set of Interrogatories
Interrogatory No. 29
Attachment No. 2
Tab 1 of 5
Measures Changing from Failing to Passing | [8 empty] | Measures Changing from Passing to Failing
With CO2 Sensitivity Economic Potential – TRC | [8 empty] | With CO2 Sensitivity Economic Potential – TRC
Customer | Measure | Measure | TRC | RIM | PCT | Summer | Winter | Energy | Customer | Measure | Measure | TRC | RIM | PCT | Summer | Winter | Energy | Reason For
Class | Code | Name |  |  |  | (MW) | (MW) | (GWh) | Class | Code | Name |  |  |  | (MW) | (MW) | (GWh) | Failure
Residential | RMFN321 | Programmable Thermostat | 1.0076 | 0.58599 | 2.8075 | 0 | 0 | 0 | No Applicable Measures
Residential | RM0N505 | Variable Speed Pool Pump | 1.0786 | 0.55013 | 2.6135 | 0 | 0 | 0
Residential | RM0T505 | Variable Speed Pool Pump | 1.0786 | 0.55013 | 2.6135 | 0 | 0 | 0
Residential | RMFN505 | Variable Speed Pool Pump | 1.0786 | 0.55013 | 2.6135 | 0 | 0 | 0
Residential | RMFT505 | Variable Speed Pool Pump | 1.0786 | 0.55013 | 2.6135 | 0 | 0 | 0
Residential | RSFN505 | Variable Speed Pool Pump | 1.0786 | 0.55013 | 2.6135 | 0.7793 | 0.43948 | 3.7457
Residential | RSFT505 | Variable Speed Pool Pump | 1.0786 | 0.55013 | 2.6135 | 57.3774 | 32.3577 | 275.7831
Industrial | IGSLD304 | Efficient Lighting - Other Interior Lighting | 1.0565 | 0.45282 | 2.7465 | 1.8647 | 1.8126 | 12.8888
Industrial | IGSD304 | Efficient Lighting - Other Interior Lighting | 1.0565 | 0.642 | 1.904 | 4.3511 | 4.2293 | 30.0739
Commercial | CcoNgs113 | Energy Star Uninterruptable Power Supply | 1.0511 | 0.46802 | 2.7344 | 2.0714e-05 | 2.0714e-05 | 0.00017902
Commercial | CcoTgs113 | Energy Star Uninterruptable Power Supply | 1.0511 | 0.46802 | 2.7344 | 0.0019334 | 0.0019334 | 0.01671
Commercial | CheNgs113 | Energy Star Uninterruptable Power Supply | 1.0511 | 0.46802 | 2.7344 | 2.7835e-05 | 2.7835e-05 | 0.00024056
Commercial | CheTgs113 | Energy Star Uninterruptable Power Supply | 1.0511 | 0.46802 | 2.7344 | 0.0025981 | 0.0025981 | 0.022454
Commercial | ChoNgs113 | Energy Star Uninterruptable Power Supply | 1.0511 | 0.46802 | 2.7344 | 1.9925e-05 | 1.9925e-05 | 0.0001722
Commercial | ChoTgs113 | Energy Star Uninterruptable Power Supply | 1.0511 | 0.46802 | 2.7344 | 0.0018597 | 0.0018597 | 0.016073
Commercial | CinNgs113 | Energy Star Uninterruptable Power Supply | 1.0511 | 0.46802 | 2.7344 | 6.5577e-05 | 6.5577e-05 | 0.00056674
Commercial | CinTgs113 | Energy Star Uninterruptable Power Supply | 1.0511 | 0.46802 | 2.7344 | 0.0061209 | 0.0061209 | 0.0529
Commercial | CloNgs113 | Energy Star Uninterruptable Power Supply | 1.0511 | 0.46802 | 2.7344 | 9.0059e-05 | 9.0059e-05 | 0.00077833
Commercial | CloTgs113 | Energy Star Uninterruptable Power Supply | 1.0511 | 0.46802 | 2.7344 | 0.008406 | 0.008406 | 0.072649
Commercial | CmiNgs113 | Energy Star Uninterruptable Power Supply | 1.0511 | 0.46802 | 2.7344 | 3.3944e-05 | 3.3944e-05 | 0.00029336
Commercial | CmiTgs113 | Energy Star Uninterruptable Power Supply | 1.0511 | 0.46802 | 2.7344 | 0.0031683 | 0.0031683 | 0.027382
Commercial | CofNgs113 | Energy Star Uninterruptable Power Supply | 1.0511 | 0.46802 | 2.7344 | 0.00014358 | 0.00014358 | 0.0012409
Commercial | CofTgs113 | Energy Star Uninterruptable Power Supply | 1.0511 | 0.46802 | 2.7344 | 0.013402 | 0.013402 | 0.11582
Commercial | CscNgs113 | Energy Star Uninterruptable Power Supply | 1.0511 | 0.46802 | 2.7344 | 3.0002e-05 | 3.0002e-05 | 0.00025929
Commercial | CscTgs113 | Energy Star Uninterruptable Power Supply | 1.0511 | 0.46802 | 2.7344 | 0.0028004 | 0.0028004 | 0.024202
Commercial | CloEgs320 | Dedicated Outdoor Air System on VRF unit | 1.0291 | 0.7267 | 1.7286 | 0 | 0.0076421 | 0.048369
Commercial | CloNgs320 | Dedicated Outdoor Air System on VRF unit | 1.0291 | 0.7267 | 1.7286 | 0 | 7.1908e-05 | 0.00045512
Commercial | CrtEgs320 | Dedicated Outdoor Air System on VRF unit | 1.0114 | 0.91006 | 1.3457 | 0.00060375 | 0.025714 | 0.084442
Commercial | CrtNgs320 | Dedicated Outdoor Air System on VRF unit | 1.0114 | 0.91006 | 1.3457 | 2.3692e-06 | 0.00026117 | 0.00084544
Commercial | CreNgs324 | Variable Refrigerant Flow (VRF) HVAC Systems | 1.0506 | 0.72737 | 1.7605 | 9.6234e-05 | 0.00083679 | 0.0029962
Commercial | CreTgs324 | Variable Refrigerant Flow (VRF) HVAC Systems | 1.0506 | 0.72737 | 1.7605 | 0.0085382 | 0.074243 | 0.26584
Commercial | CasTgs608 | Variable Speed Pool Pump | 1.0746 | 0.56958 | 2.3037 | 0.00086778 | 0.00048938 | 0.004171
Commercial | CcoTgs608 | Variable Speed Pool Pump | 1.0746 | 0.56958 | 2.3037 | 0 | 0 | 0
Commercial | CloTgs608 | Variable Speed Pool Pump | 1.0746 | 0.56958 | 2.3037 | 0.034829 | 0.019641 | 0.1674
Commercial | CloNgs909 | Solar Water Heater | 1.0726 | 0.51724 | 2.5242 | 0.00029482 | 4.1391e-05 | 0.0038915
Commercial | CloTgs909 | Solar Water Heater | 1.0726 | 0.51724 | 2.5242 | 0.027518 | 0.0038634 | 0.36323
Commercial | CmiNgs909 | Solar Water Heater | 1.0958 | 0.56722 | 2.3664 | 4.6673e-05 | 6.5526e-06 | 0.00061607
Commercial | CmiTgs909 | Solar Water Heater | 1.0958 | 0.56722 | 2.3664 | 0.0043564 | 0.00061162 | 0.057504
Commercial | CofNgs909 | Solar Water Heater | 1.0172 | 0.56722 | 2.1911 | 0.00029186 | 4.0975e-05 | 0.0038525
Commercial | CofTgs909 | Solar Water Heater | 1.0172 | 0.56722 | 2.1911 | 0.027242 | 0.0038246 | 0.35959
Commercial | CcoNgsd111 | Energy Star PCs | 1.0348 | 0.66774 | 1.824 | 0.0007293 | 0.0007293 | 0.0037493
Commercial | CcoTgsd111 | Energy Star PCs | 1.0348 | 0.66774 | 1.824 | 0.068073 | 0.068073 | 0.34996
Commercial | ChoNgsd111 | Energy Star PCs | 1.0348 | 0.66774 | 1.824 | 0.00094409 | 0.00094409 | 0.0048535
Commercial | ChoTgsd111 | Energy Star PCs | 1.0348 | 0.66774 | 1.824 | 0.088121 | 0.088121 | 0.45303
Commercial | CcoNgsd113 | Energy Star Uninterruptable Power Supply | 1.0511 | 0.63984 | 1.9221 | 8.2856e-05 | 8.2856e-05 | 0.00071608
Commercial | CcoTgsd113 | Energy Star Uninterruptable Power Supply | 1.0511 | 0.63984 | 1.9221 | 0.0077338 | 0.0077338 | 0.066838
Commercial | CheNgsd113 | Energy Star Uninterruptable Power Supply | 1.0511 | 0.63984 | 1.9221 | 0.00011134 | 0.00011134 | 0.00096226
Commercial | CheTgsd113 | Energy Star Uninterruptable Power Supply | 1.0511 | 0.63984 | 1.9221 | 0.010393 | 0.010393 | 0.089817
Commercial | ChoNgsd113 | Energy Star Uninterruptable Power Supply | 1.0511 | 0.63984 | 1.9221 | 7.9698e-05 | 7.9698e-05 | 0.00068878
Commercial | ChoTgsd113 | Energy Star Uninterruptable Power Supply | 1.0511 | 0.63984 | 1.9221 | 0.007439 | 0.007439 | 0.064291
Commercial | CinNgsd113 | Energy Star Uninterruptable Power Supply | 1.0511 | 0.63984 | 1.9221 | 0.00026231 | 0.00026231 | 0.002267
Commercial | CinTgsd113 | Energy Star Uninterruptable Power Supply | 1.0511 | 0.63984 | 1.9221 | 0.024484 | 0.024484 | 0.2116
Commercial | CloNgsd113 | Energy Star Uninterruptable Power Supply | 1.0511 | 0.63984 | 1.9221 | 0.00036023 | 0.00036023 | 0.0031133
Commercial | CloTgsd113 | Energy Star Uninterruptable Power Supply | 1.0511 | 0.63984 | 1.9221 | 0.033624 | 0.033624 | 0.29059
Commercial | CmiNgsd113 | Energy Star Uninterruptable Power Supply | 1.0511 | 0.63984 | 1.9221 | 0.00013578 | 0.00013578 | 0.0011734
Commercial | CmiTgsd113 | Energy Star Uninterruptable Power Supply | 1.0511 | 0.63984 | 1.9221 | 0.012673 | 0.012673 | 0.10953
Commercial | CofNgsd113 | Energy Star Uninterruptable Power Supply | 1.0511 | 0.63984 | 1.9221 | 0.00057432 | 0.00057432 | 0.0049636
Commercial | CofTgsd113 | Energy Star Uninterruptable Power Supply | 1.0511 | 0.63984 | 1.9221 | 0.053607 | 0.053607 | 0.4633
Commercial | CscNgsd113 | Energy Star Uninterruptable Power Supply | 1.0511 | 0.63984 | 1.9221 | 0.00012001 | 0.00012001 | 0.0010372
Commercial | CscTgsd113 | Energy Star Uninterruptable Power Supply | 1.0511 | 0.63984 | 1.9221 | 0.011202 | 0.011202 | 0.09681
Commercial | CofEgsd116 | Smart Strip Plug Outlet | 1.0178 | 0.62935 | 1.9182 | 0.16062 | 0.11163 | 1.0657
Commercial | CofNgsd116 | Smart Strip Plug Outlet | 1.0178 | 0.62935 | 1.9182 | 0.0017205 | 0.0011957 | 0.011415
Commercial | CheNgsd305 | High Efficiency Chiller (Water cooled-positive displacement, 100 tons) | 1.0744 | 0.60404 | 2.0971 | 0 | 0 | 0
Commercial | CheTgsd305 | High Efficiency Chiller (Water cooled-positive displacement, 100 tons) | 1.0744 | 0.60404 | 2.0971 | 0 | 0 | 0
Commercial | ChoNgsd305 | High Efficiency Chiller (Water cooled-positive displacement, 100 tons) | 1.0297 | 0.60519 | 2.0025 | 0.0011791 | 1.1611e-05 | 0.01398
Commercial | ChoTgsd305 | High Efficiency Chiller (Water cooled-positive displacement, 100 tons) | 1.0297 | 0.60519 | 2.0025 | 0.16211 | 0.0015964 | 1.9221
Commercial | CgrNgsd306 | Facility Commissioning | 1.0411 | 0.64828 | 1.8445 | 0.029507 | 0.00013566 | 0.14168
Commercial | CreNgsd306 | Facility Commissioning | 1.0072 | 0.64828 | 1.7827 | 0.12022 | 0.0005527 | 0.57724
Commercial | CloEgsd320 | Dedicated Outdoor Air System on VRF unit | 1.0291 | 0.5999 | 1.9163 | 0 | 0.030568 | 0.19348
Commercial | CloNgsd320 | Dedicated Outdoor Air System on VRF unit | 1.0291 | 0.5999 | 1.9163 | 0 | 0.00028763 | 0.0018205
Commercial | CrtEgsd320 | Dedicated Outdoor Air System on VRF unit | 1.0114 | 0.61714 | 1.8021 | 0.002415 | 0.10286 | 0.33777
Commercial | CrtNgsd320 | Dedicated Outdoor Air System on VRF unit | 1.0114 | 0.61714 | 1.8021 | 9.4767e-06 | 0.0010447 | 0.0033818
Commercial | CreNgsd324 | Variable Refrigerant Flow (VRF) HVAC Systems | 1.0506 | 0.73396 | 1.6197 | 0.00038493 | 0.0033472 | 0.011985
Commercial | CreTgsd324 | Variable Refrigerant Flow (VRF) HVAC Systems | 1.0506 | 0.73396 | 1.6197 | 0.034153 | 0.29697 | 1.0633
Commercial | CasTgsd608 | Variable Speed Pool Pump | 1.0746 | 0.66627 | 1.8554 | 0.0034711 | 0.0019575 | 0.016684
Commercial | CcoTgsd608 | Variable Speed Pool Pump | 1.0746 | 0.66627 | 1.8554 | 0 | 0 | 0
Commercial | CloTgsd608 | Variable Speed Pool Pump | 1.0746 | 0.66627 | 1.8554 | 0.13931 | 0.078566 | 0.66961
Commercial | CloNgsd909 | Solar Water Heater | 1.0726 | 0.71021 | 1.7669 | 0.0011793 | 0.00016556 | 0.015566
Commercial | CloTgsd909 | Solar Water Heater | 1.0726 | 0.71021 | 1.7669 | 0.11007 | 0.015454 | 1.4529
Commercial | CmiNgsd909 | Solar Water Heater | 1.0958 | 0.6622 | 1.9086 | 0.00018669 | 2.621e-05 | 0.0024643
Commercial | CmiTgsd909 | Solar Water Heater | 1.0958 | 0.6622 | 1.9086 | 0.017426 | 0.0024465 | 0.23002
Commercial | CofNgsd909 | Solar Water Heater | 1.0172 | 0.6622 | 1.7672 | 0.0011674 | 0.0001639 | 0.01541
Commercial | CofTgsd909 | Solar Water Heater | 1.0172 | 0.6622 | 1.7672 | 0.10897 | 0.015298 | 1.4384
Commercial | CcoNgsld111 | Energy Star PCs | 1.0348 | 0.48516 | 2.5899 | 0.00030388 | 0.00030388 | 0.0015622
Commercial | CcoTgsld111 | Energy Star PCs | 1.0348 | 0.48516 | 2.5899 | 0.028364 | 0.028364 | 0.14582
Commercial | ChoNgsld111 | Energy Star PCs | 1.0348 | 0.48516 | 2.5899 | 0.00039337 | 0.00039337 | 0.0020223
Commercial | ChoTgsld111 | Energy Star PCs | 1.0348 | 0.48516 | 2.5899 | 0.036717 | 0.036717 | 0.18876
Commercial | CcoNgsld113 | Energy Star Uninterruptable Power Supply | 1.0511 | 0.44093 | 2.8319 | 3.4523e-05 | 3.4523e-05 | 0.00029837
Commercial | CcoTgsld113 | Energy Star Uninterruptable Power Supply | 1.0511 | 0.44093 | 2.8319 | 0.0032224 | 0.0032224 | 0.027849
Commercial | CheNgsld113 | Energy Star Uninterruptable Power Supply | 1.0511 | 0.44093 | 2.8319 | 4.6392e-05 | 4.6392e-05 | 0.00040094
Commercial | CheTgsld113 | Energy Star Uninterruptable Power Supply | 1.0511 | 0.44093 | 2.8319 | 0.0043302 | 0.0043302 | 0.037424
Commercial | ChoNgsld113 | Energy Star Uninterruptable Power Supply | 1.0511 | 0.44093 | 2.8319 | 3.3208e-05 | 3.3208e-05 | 0.00028699
Commercial | ChoTgsld113 | Energy Star Uninterruptable Power Supply | 1.0511 | 0.44093 | 2.8319 | 0.0030996 | 0.0030996 | 0.026788
Commercial | CinNgsld113 | Energy Star Uninterruptable Power Supply | 1.0511 | 0.44093 | 2.8319 | 0.00010929 | 0.00010929 | 0.00094457
Commercial | CinTgsld113 | Energy Star Uninterruptable Power Supply | 1.0511 | 0.44093 | 2.8319 | 0.010202 | 0.010202 | 0.088166
Commercial | CloNgsld113 | Energy Star Uninterruptable Power Supply | 1.0511 | 0.44093 | 2.8319 | 0.0001501 | 0.0001501 | 0.0012972
Commercial | CloTgsld113 | Energy Star Uninterruptable Power Supply | 1.0511 | 0.44093 | 2.8319 | 0.01401 | 0.01401 | 0.12108
Commercial | CmiNgsld113 | Energy Star Uninterruptable Power Supply | 1.0511 | 0.44093 | 2.8319 | 5.6573e-05 | 5.6573e-05 | 0.00048893
Commercial | CmiTgsld113 | Energy Star Uninterruptable Power Supply | 1.0511 | 0.44093 | 2.8319 | 0.0052805 | 0.0052805 | 0.045636
Commercial | CofNgsld113 | Energy Star Uninterruptable Power Supply | 1.0511 | 0.44093 | 2.8319 | 0.0002393 | 0.0002393 | 0.0020681
Commercial | CofTgsld113 | Energy Star Uninterruptable Power Supply | 1.0511 | 0.44093 | 2.8319 | 0.022336 | 0.022336 | 0.19304
Commercial | CscNgsld113 | Energy Star Uninterruptable Power Supply | 1.0511 | 0.44093 | 2.8319 | 5.0004e-05 | 5.0004e-05 | 0.00043216
Commercial | CscTgsld113 | Energy Star Uninterruptable Power Supply | 1.0511 | 0.44093 | 2.8319 | 0.0046674 | 0.0046674 | 0.040337
Commercial | CofEgsld116 | Smart Strip Plug Outlet | 1.0178 | 0.44651 | 2.7787 | 0.066925 | 0.046512 | 0.44404
Commercial | CofNgsld116 | Smart Strip Plug Outlet | 1.0178 | 0.44651 | 2.7787 | 0.00071686 | 0.00049821 | 0.0047563
Commercial | CheNgsld305 | High Efficiency Chiller (Water cooled-positive displacement, 100 tons) | 1.0744 | 0.40914 | 3.1357 | 0 | 0 | 0
Commercial | CheTgsld305 | High Efficiency Chiller (Water cooled-positive displacement, 100 tons) | 1.0744 | 0.40914 | 3.1357 | 0 | 0 | 0
Commercial | ChoNgsld305 | High Efficiency Chiller (Water cooled-positive displacement, 100 tons) | 1.0297 | 0.41121 | 2.9863 | 0.00050533 | 4.9763e-06 | 0.0059916
Commercial | ChoTgsld305 | High Efficiency Chiller (Water cooled-positive displacement, 100 tons) | 1.0297 | 0.41121 | 2.9863 | 0.069474 | 0.00068415 | 0.82374
Commercial | CgrNgsld306 | Facility Commissioning | 1.0411 | 0.47063 | 2.5964 | 0.012646 | 5.8138e-05 | 0.06072
Commercial | CreNgsld306 | Facility Commissioning | 1.0072 | 0.47063 | 2.5094 | 0.051522 | 0.00023687 | 0.24739
Commercial | CloEgsld320 | Dedicated Outdoor Air System on VRF unit | 1.0291 | 0.47372 | 2.4914 | 0 | 0.012737 | 0.080615
Commercial | CloNgsld320 | Dedicated Outdoor Air System on VRF unit | 1.0291 | 0.47372 | 2.4914 | 0 | 0.00011985 | 0.00075854
Commercial | CrtEgsld320 | Dedicated Outdoor Air System on VRF unit | 1.0114 | 0.50753 | 2.2499 | 0.0010063 | 0.042857 | 0.14074
Commercial | CrtNgsld320 | Dedicated Outdoor Air System on VRF unit | 1.0114 | 0.50753 | 2.2499 | 3.9486e-06 | 0.00043528 | 0.0014091
Commercial | CreNgsld324 | Variable Refrigerant Flow (VRF) HVAC Systems | 1.0506 | 0.55298 | 2.2054 | 0.00016039 | 0.0013946 | 0.0049937
Commercial | CreTgsld324 | Variable Refrigerant Flow (VRF) HVAC Systems | 1.0506 | 0.55298 | 2.2054 | 0.01423 | 0.12374 | 0.44306
Commercial | CasTgsld608 | Variable Speed Pool Pump | 1.0746 | 0.4816 | 2.6219 | 0.0014463 | 0.00081563 | 0.0069516
Commercial | CcoTgsld608 | Variable Speed Pool Pump | 1.0746 | 0.4816 | 2.6219 | 0 | 0 | 0
Commercial | CloTgsld608 | Variable Speed Pool Pump | 1.0746 | 0.4816 | 2.6219 | 0.058048 | 0.032736 | 0.27901
Commercial | CloNgsld909 | Solar Water Heater | 1.0726 | 0.48893 | 2.6068 | 0.00049136 | 6.8985e-05 | 0.0064859
Commercial | CloTgsld909 | Solar Water Heater | 1.0726 | 0.48893 | 2.6068 | 0.045864 | 0.006439 | 0.60539
Commercial | CmiNgsld909 | Solar Water Heater | 1.0958 | 0.47924 | 2.696 | 7.7788e-05 | 1.0921e-05 | 0.0010268
Commercial | CmiTgsld909 | Solar Water Heater | 1.0958 | 0.47924 | 2.696 | 0.0072607 | 0.0010194 | 0.09584
Commercial | CofNgsld909 | Solar Water Heater | 1.0172 | 0.47924 | 2.4963 | 0.00048643 | 6.8292e-05 | 0.0064208
Commercial | CofTgsld909 | Solar Water Heater | 1.0172 | 0.47924 | 2.4963 | 0.045403 | 0.0063744 | 0.59931

## TRC - High Fuel
Florida Power & Light Company
Docket No. 20190015-EG
Staff's First Set of Interrogatories
Interrogatory No. 29
Attachment No. 2
Tab 2 of 5
Measures Changing from Failing to Passing | [8 empty] | Measures Changing from Passing to Failing
High Fuel Sensitivity - Economic Potential – TRC | [8 empty] | High Fuel Sensitivity - Economic Potential – TRC
Customer | Measure | Measure | TRC | RIM | PCT | Summer | Winter | Energy | Customer | Measure | Measure | TRC | RIM | PCT | Summer | Winter | Energy | Reason For
Class | Code | Name |  |  |  | (MW) | (MW) | (GWh) | Class | Code | Name |  |  |  | (MW) | (MW) | (GWh) | Failure
Residential | RM0N505 | Variable Speed Pool Pump | 1.0435 | 0.53224 | 2.6135 | 0 | 0 | 0 | No Applicable Measures
Residential | RM0T505 | Variable Speed Pool Pump | 1.0435 | 0.53224 | 2.6135 | 0 | 0 | 0
Residential | RMFN505 | Variable Speed Pool Pump | 1.0435 | 0.53224 | 2.6135 | 0 | 0 | 0
Residential | RMFT505 | Variable Speed Pool Pump | 1.0435 | 0.53224 | 2.6135 | 0 | 0 | 0
Residential | RSFN505 | Variable Speed Pool Pump | 1.0435 | 0.53224 | 2.6135 | 0.7793 | 0.43948 | 3.7457
Residential | RSFT505 | Variable Speed Pool Pump | 1.0435 | 0.53224 | 2.6135 | 57.3774 | 32.3577 | 275.7831
Industrial | IGSLD304 | Efficient Lighting - Other Interior Lighting | 1.0086 | 0.43232 | 2.7465 | 1.8647 | 1.8126 | 12.8888
Industrial | IGSD304 | Efficient Lighting - Other Interior Lighting | 1.0086 | 0.61293 | 1.904 | 4.3511 | 4.2293 | 30.0739
Commercial | CrtNgs311 | High Efficiency DX, >135k and <240k Btu/h Elect Heat | 1.0228 | 1.2028 | 0.91506 | 0.03843 | 0 | 0.040666
Commercial | CrtTgs311 | High Efficiency DX, >135k and <240k Btu/h Elect Heat | 1.0228 | 1.2028 | 0.91506 | 6.4753 | 0 | 6.7395
Commercial | CloEgs320 | Dedicated Outdoor Air System on VRF unit | 1.0166 | 0.71786 | 1.7286 | 0 | 0.0076421 | 0.048369
Commercial | CloNgs320 | Dedicated Outdoor Air System on VRF unit | 1.0166 | 0.71786 | 1.7286 | 0 | 7.1908e-05 | 0.00045512
Commercial | CrtEgs320 | Dedicated Outdoor Air System on VRF unit | 1.0134 | 0.91188 | 1.3457 | 0.00060375 | 0.025714 | 0.084442
Commercial | CrtNgs320 | Dedicated Outdoor Air System on VRF unit | 1.0134 | 0.91188 | 1.3457 | 2.3692e-06 | 0.00026117 | 0.00084544
Commercial | CreNgs324 | Variable Refrigerant Flow (VRF) HVAC Systems | 1.0357 | 0.71707 | 1.7605 | 9.6234e-05 | 0.00083679 | 0.0029962
Commercial | CreTgs324 | Variable Refrigerant Flow (VRF) HVAC Systems | 1.0357 | 0.71707 | 1.7605 | 0.0085382 | 0.074243 | 0.26584
Commercial | CasTgs608 | Variable Speed Pool Pump | 1.0393 | 0.55086 | 2.3037 | 0.00086778 | 0.00048938 | 0.004171
Commercial | CcoTgs608 | Variable Speed Pool Pump | 1.0393 | 0.55086 | 2.3037 | 0 | 0 | 0
Commercial | CloTgs608 | Variable Speed Pool Pump | 1.0393 | 0.55086 | 2.3037 | 0.034829 | 0.019641 | 0.1674
Commercial | CloNgs909 | Solar Water Heater | 1.0252 | 0.49438 | 2.5242 | 0.00029482 | 4.1391e-05 | 0.0038915
Commercial | CloTgs909 | Solar Water Heater | 1.0252 | 0.49438 | 2.5242 | 0.027518 | 0.0038634 | 0.36323
Commercial | CmiNgs909 | Solar Water Heater | 1.0597 | 0.5485 | 2.3664 | 4.6673e-05 | 6.5526e-06 | 0.00061607
Commercial | CmiTgs909 | Solar Water Heater | 1.0597 | 0.5485 | 2.3664 | 0.0043564 | 0.00061162 | 0.057504
Commercial | CgrNgsd306 | Facility Commissioning | 1.006 | 0.62641 | 1.8445 | 0.029507 | 0.00013566 | 0.14168
Commercial | CrtNgsd311 | High Efficiency DX, >135k and <240k Btu/h Elect Heat | 1.0228 | 0.72318 | 1.52 | 0.15372 | 0 | 0.16266
Commercial | CrtTgsd311 | High Efficiency DX, >135k and <240k Btu/h Elect Heat | 1.0228 | 0.72318 | 1.52 | 25.9013 | 0 | 26.958
Commercial | CloEgsd320 | Dedicated Outdoor Air System on VRF unit | 1.0166 | 0.5926 | 1.9163 | 0 | 0.030568 | 0.19348
Commercial | CloNgsd320 | Dedicated Outdoor Air System on VRF unit | 1.0166 | 0.5926 | 1.9163 | 0 | 0.00028763 | 0.0018205
Commercial | CrtEgsd320 | Dedicated Outdoor Air System on VRF unit | 1.0134 | 0.61838 | 1.8021 | 0.002415 | 0.10286 | 0.33777
Commercial | CrtNgsd320 | Dedicated Outdoor Air System on VRF unit | 1.0134 | 0.61838 | 1.8021 | 9.4767e-06 | 0.0010447 | 0.0033818
Commercial | CreNgsd324 | Variable Refrigerant Flow (VRF) HVAC Systems | 1.0357 | 0.72356 | 1.6197 | 0.00038493 | 0.0033472 | 0.011985
Commercial | CreTgsd324 | Variable Refrigerant Flow (VRF) HVAC Systems | 1.0357 | 0.72356 | 1.6197 | 0.034153 | 0.29697 | 1.0633
Commercial | CasTgsd608 | Variable Speed Pool Pump | 1.0393 | 0.64438 | 1.8554 | 0.0034711 | 0.0019575 | 0.016684
Commercial | CcoTgsd608 | Variable Speed Pool Pump | 1.0393 | 0.64438 | 1.8554 | 0 | 0 | 0
Commercial | CloTgsd608 | Variable Speed Pool Pump | 1.0393 | 0.64438 | 1.8554 | 0.13931 | 0.078566 | 0.66961
Commercial | CloNgsd909 | Solar Water Heater | 1.0252 | 0.67881 | 1.7669 | 0.0011793 | 0.00016556 | 0.015566
Commercial | CloTgsd909 | Solar Water Heater | 1.0252 | 0.67881 | 1.7669 | 0.11007 | 0.015454 | 1.4529
Commercial | CmiNgsd909 | Solar Water Heater | 1.0597 | 0.64035 | 1.9086 | 0.00018669 | 2.621e-05 | 0.0024643
Commercial | CmiTgsd909 | Solar Water Heater | 1.0597 | 0.64035 | 1.9086 | 0.017426 | 0.0024465 | 0.23002
Commercial | CgrNgsld306 | Facility Commissioning | 1.006 | 0.45475 | 2.5964 | 0.012646 | 5.8138e-05 | 0.06072
Commercial | CrtNgsld311 | High Efficiency DX, >135k and <240k Btu/h Elect Heat | 1.0228 | 0.6171 | 1.8245 | 0.06405 | 0 | 0.067776
Commercial | CrtTgsld311 | High Efficiency DX, >135k and <240k Btu/h Elect Heat | 1.0228 | 0.6171 | 1.8245 | 10.7922 | 0 | 11.2325
Commercial | CloEgsld320 | Dedicated Outdoor Air System on VRF unit | 1.0166 | 0.46796 | 2.4914 | 0 | 0.012737 | 0.080615
Commercial | CloNgsld320 | Dedicated Outdoor Air System on VRF unit | 1.0166 | 0.46796 | 2.4914 | 0 | 0.00011985 | 0.00075854
Commercial | CrtEgsld320 | Dedicated Outdoor Air System on VRF unit | 1.0134 | 0.50854 | 2.2499 | 0.0010063 | 0.042857 | 0.14074
Commercial | CrtNgsld320 | Dedicated Outdoor Air System on VRF unit | 1.0134 | 0.50854 | 2.2499 | 3.9486e-06 | 0.00043528 | 0.0014091
Commercial | CreNgsld324 | Variable Refrigerant Flow (VRF) HVAC Systems | 1.0357 | 0.54515 | 2.2054 | 0.00016039 | 0.0013946 | 0.0049937
Commercial | CreTgsld324 | Variable Refrigerant Flow (VRF) HVAC Systems | 1.0357 | 0.54515 | 2.2054 | 0.01423 | 0.12374 | 0.44306
Commercial | CasTgsld608 | Variable Speed Pool Pump | 1.0393 | 0.46577 | 2.6219 | 0.0014463 | 0.00081563 | 0.0069516
Commercial | CcoTgsld608 | Variable Speed Pool Pump | 1.0393 | 0.46577 | 2.6219 | 0 | 0 | 0
Commercial | CloTgsld608 | Variable Speed Pool Pump | 1.0393 | 0.46577 | 2.6219 | 0.058048 | 0.032736 | 0.27901
Commercial | CloNgsld909 | Solar Water Heater | 1.0252 | 0.46731 | 2.6068 | 0.00049136 | 6.8985e-05 | 0.0064859
Commercial | CloTgsld909 | Solar Water Heater | 1.0252 | 0.46731 | 2.6068 | 0.045864 | 0.006439 | 0.60539
Commercial | CmiNgsld909 | Solar Water Heater | 1.0597 | 0.46343 | 2.696 | 7.7788e-05 | 1.0921e-05 | 0.0010268
Commercial | CmiTgsld909 | Solar Water Heater | 1.0597 | 0.46343 | 2.696 | 0.0072607 | 0.0010194 | 0.09584

## TRC - Low Fuel
Florida Power & Light Company
Docket No. 20190015-EG
Staff's First Set of Interrogatories
Interrogatory No. 29
Attachment No. 2
Tab 3 of 5
Measures Changing from Failing to Passing | [8 empty] | Measures Changing from Passing to Failing
Low Fuel Sensitivity - Economic Potential – TRC | [8 empty] | Low Fuel Sensitivity - Economic Potential – TRC
Customer | Measure | Measure | TRC | RIM | PCT | Summer | Winter | Energy | Customer | Measure | Measure | TRC | RIM | PCT | Summer | Winter | Energy | Reason For
Class | Code | Name |  |  |  | (MW) | (MW) | (GWh) | Class | Code | Name |  |  |  | (MW) | (MW) | (GWh) | Failure
No Applicable Measures | [8 empty] | Commercial | CcoEgs312 | HVAC tune-up | N/A | N/A | N/A | 0 | 0 | 0 | Admin Costs
[9 empty] | Commercial | CcoNgs312 | HVAC tune-up | N/A | N/A | N/A | 0 | 0 | 0 | Admin Costs
[9 empty] | Commercial | CheEgs328 | Demand Controlled Ventilation | N/A | N/A | N/A | 1.0898 | 6.1358 | 2.2214 | Admin Costs
[9 empty] | Commercial | CheNgs328 | Demand Controlled Ventilation | N/A | N/A | N/A | 0.011676 | 0.065737 | 0.023799 | Admin Costs
[9 empty] | Commercial | CasEgs808 | PSC to ECM Evaporator Fan Motor (Reach-In) | N/A | N/A | N/A | 0.00051373 | 4.7062e-05 | 0.0036415 | Admin Costs
[9 empty] | Commercial | CasNgs808 | PSC to ECM Evaporator Fan Motor (Reach-In) | N/A | N/A | N/A | 2.3886e-05 | 2.1881e-06 | 0.00016931 | Admin Costs
[9 empty] | Commercial | CcoEgs808 | PSC to ECM Evaporator Fan Motor (Reach-In) | N/A | N/A | N/A | 9.677e-05 | 8.1057e-05 | 0.00073635 | Admin Costs
[9 empty] | Commercial | CcoNgs808 | PSC to ECM Evaporator Fan Motor (Reach-In) | N/A | N/A | N/A | 4.4993e-06 | 3.7687e-06 | 3.4236e-05 | Admin Costs
[9 empty] | Commercial | CgrEgs808 | PSC to ECM Evaporator Fan Motor (Reach-In) | N/A | N/A | N/A | 0.21276 | 0.019491 | 1.5081 | Admin Costs
[9 empty] | Commercial | CgrNgs808 | PSC to ECM Evaporator Fan Motor (Reach-In) | N/A | N/A | N/A | 0 | 0 | 0 | Admin Costs
[9 empty] | Commercial | CheEgs808 | PSC to ECM Evaporator Fan Motor (Reach-In) | N/A | N/A | N/A | 0.00043707 | 0.0003661 | 0.0033258 | Admin Costs
[9 empty] | Commercial | CheNgs808 | PSC to ECM Evaporator Fan Motor (Reach-In) | N/A | N/A | N/A | 2.0321e-05 | 1.7022e-05 | 0.00015463 | Admin Costs
[9 empty] | Commercial | ChoEgs808 | PSC to ECM Evaporator Fan Motor (Reach-In) | N/A | N/A | N/A | 0.0026729 | 0.0022389 | 0.020339 | Admin Costs
[9 empty] | Commercial | ChoNgs808 | PSC to ECM Evaporator Fan Motor (Reach-In) | N/A | N/A | N/A | 0.00012427 | 0.00010409 | 0.00094562 | Admin Costs
[9 empty] | Commercial | CloEgs808 | PSC to ECM Evaporator Fan Motor (Reach-In) | N/A | N/A | N/A | 0.0082259 | 0.0068902 | 0.062593 | Admin Costs
[9 empty] | Commercial | CloNgs808 | PSC to ECM Evaporator Fan Motor (Reach-In) | N/A | N/A | N/A | 0.00038245 | 0.00032035 | 0.0029102 | Admin Costs
[9 empty] | Commercial | CreEgs808 | PSC to ECM Evaporator Fan Motor (Reach-In) | N/A | N/A | N/A | 0.14328 | 0.12002 | 1.0903 | Admin Costs
[9 empty] | Commercial | CreNgs808 | PSC to ECM Evaporator Fan Motor (Reach-In) | N/A | N/A | N/A | 0.0066618 | 0.0055801 | 0.050691 | Admin Costs
[9 empty] | Commercial | CrtEgs808 | PSC to ECM Evaporator Fan Motor (Reach-In) | N/A | N/A | N/A | 0.013979 | 0.0012806 | 0.099088 | Admin Costs
[9 empty] | Commercial | CrtNgs808 | PSC to ECM Evaporator Fan Motor (Reach-In) | N/A | N/A | N/A | 0 | 0 | 0 | Admin Costs
[9 empty] | Commercial | CscEgs808 | PSC to ECM Evaporator Fan Motor (Reach-In) | N/A | N/A | N/A | 0.0026234 | 0.0021975 | 0.019962 | Admin Costs
[9 empty] | Commercial | CscNgs808 | PSC to ECM Evaporator Fan Motor (Reach-In) | N/A | N/A | N/A | 0.00012197 | 0.00010217 | 0.00092813 | Admin Costs
[9 empty] | Commercial | CinNgs909 | Solar Water Heater | N/A | N/A | N/A | 0.0037378 | 0.00052477 | 0.049338 | Admin Costs
[9 empty] | Commercial | CinTgs909 | Solar Water Heater | N/A | N/A | N/A | 0.34889 | 0.048981 | 4.6052 | Admin Costs
[9 empty] | Commercial | CscEgs921 | Retro-Commissioning | N/A | N/A | N/A | 0.94636 | 2.1517 | 6.0527 | Admin Costs
[9 empty] | Commercial | CcoEgsd312 | HVAC tune-up | N/A | N/A | N/A | 0 | 0 | 0 | Admin Costs
[9 empty] | Commercial | CcoNgsd312 | HVAC tune-up | N/A | N/A | N/A | 0 | 0 | 0 | Admin Costs
[9 empty] | Commercial | CreEgsd312 | HVAC tune-up | N/A | N/A | N/A | 0 | 0 | 0 | Admin Costs
[9 empty] | Commercial | CreNgsd312 | HVAC tune-up | N/A | N/A | N/A | 0 | 0 | 0 | Admin Costs
[9 empty] | Commercial | CheEgsd328 | Demand Controlled Ventilation | N/A | N/A | N/A | 4.3594 | 24.5433 | 8.8856 | Admin Costs
[9 empty] | Commercial | CheNgsd328 | Demand Controlled Ventilation | N/A | N/A | N/A | 0.046704 | 0.26295 | 0.095196 | Admin Costs
[9 empty] | Commercial | CasEgsd808 | PSC to ECM Evaporator Fan Motor (Reach-In) | N/A | N/A | N/A | 0.0020549 | 0.00018825 | 0.014566 | Admin Costs
[9 empty] | Commercial | CasNgsd808 | PSC to ECM Evaporator Fan Motor (Reach-In) | N/A | N/A | N/A | 9.5543e-05 | 8.7525e-06 | 0.00067724 | Admin Costs
[9 empty] | Commercial | CcoEgsd808 | PSC to ECM Evaporator Fan Motor (Reach-In) | N/A | N/A | N/A | 0.00038708 | 0.00032423 | 0.0029454 | Admin Costs
[9 empty] | Commercial | CcoNgsd808 | PSC to ECM Evaporator Fan Motor (Reach-In) | N/A | N/A | N/A | 1.7997e-05 | 1.5075e-05 | 0.00013694 | Admin Costs
[9 empty] | Commercial | CgrEgsd808 | PSC to ECM Evaporator Fan Motor (Reach-In) | N/A | N/A | N/A | 0.85105 | 0.077963 | 6.0325 | Admin Costs
[9 empty] | Commercial | CgrNgsd808 | PSC to ECM Evaporator Fan Motor (Reach-In) | N/A | N/A | N/A | 0 | 0 | 0 | Admin Costs
[9 empty] | Commercial | CheEgsd808 | PSC to ECM Evaporator Fan Motor (Reach-In) | N/A | N/A | N/A | 0.0017483 | 0.0014644 | 0.013303 | Admin Costs
[9 empty] | Commercial | CheNgsd808 | PSC to ECM Evaporator Fan Motor (Reach-In) | N/A | N/A | N/A | 8.1285e-05 | 6.8086e-05 | 0.00061852 | Admin Costs
[9 empty] | Commercial | ChoEgsd808 | PSC to ECM Evaporator Fan Motor (Reach-In) | N/A | N/A | N/A | 0.010692 | 0.0089555 | 0.081354 | Admin Costs
[9 empty] | Commercial | ChoNgsd808 | PSC to ECM Evaporator Fan Motor (Reach-In) | N/A | N/A | N/A | 0.00049709 | 0.00041638 | 0.0037825 | Admin Costs
[9 empty] | Commercial | CloEgsd808 | PSC to ECM Evaporator Fan Motor (Reach-In) | N/A | N/A | N/A | 0.032903 | 0.027561 | 0.25037 | Admin Costs
[9 empty] | Commercial | CloNgsd808 | PSC to ECM Evaporator Fan Motor (Reach-In) | N/A | N/A | N/A | 0.0015298 | 0.0012814 | 0.011641 | Admin Costs
[9 empty] | Commercial | CreEgsd808 | PSC to ECM Evaporator Fan Motor (Reach-In) | N/A | N/A | N/A | 0.57313 | 0.48007 | 4.3611 | Admin Costs
[9 empty] | Commercial | CreNgsd808 | PSC to ECM Evaporator Fan Motor (Reach-In) | N/A | N/A | N/A | 0.026647 | 0.02232 | 0.20277 | Admin Costs
[9 empty] | Commercial | CrtEgsd808 | PSC to ECM Evaporator Fan Motor (Reach-In) | N/A | N/A | N/A | 0.055916 | 0.0051223 | 0.39635 | Admin Costs
[9 empty] | Commercial | CrtNgsd808 | PSC to ECM Evaporator Fan Motor (Reach-In) | N/A | N/A | N/A | 0 | 0 | 0 | Admin Costs
[9 empty] | Commercial | CscEgsd808 | PSC to ECM Evaporator Fan Motor (Reach-In) | N/A | N/A | N/A | 0.010494 | 0.0087898 | 0.07985 | Admin Costs
[9 empty] | Commercial | CscNgsd808 | PSC to ECM Evaporator Fan Motor (Reach-In) | N/A | N/A | N/A | 0.0004879 | 0.00040868 | 0.0037125 | Admin Costs
[9 empty] | Commercial | CinNgsd909 | Solar Water Heater | N/A | N/A | N/A | 0.014951 | 0.0020991 | 0.19735 | Admin Costs
[9 empty] | Commercial | CinTgsd909 | Solar Water Heater | N/A | N/A | N/A | 1.3955 | 0.19593 | 18.4209 | Admin Costs
[9 empty] | Commercial | CscEgsd921 | Retro-Commissioning | N/A | N/A | N/A | 3.7855 | 8.6068 | 24.2108 | Admin Costs
[9 empty] | Commercial | CcoEgsld312 | HVAC tune-up | N/A | N/A | N/A | 0 | 0 | 0 | Admin Costs
[9 empty] | Commercial | CcoNgsld312 | HVAC tune-up | N/A | N/A | N/A | 0 | 0 | 0 | Admin Costs
[9 empty] | Commercial | CreEgsld312 | HVAC tune-up | N/A | N/A | N/A | 0 | 0 | 0 | Admin Costs
[9 empty] | Commercial | CreNgsld312 | HVAC tune-up | N/A | N/A | N/A | 0 | 0 | 0 | Admin Costs
[9 empty] | Commercial | CheEgsld328 | Demand Controlled Ventilation | N/A | N/A | N/A | 1.8164 | 10.2264 | 3.7023 | Admin Costs
[9 empty] | Commercial | CheNgsld328 | Demand Controlled Ventilation | N/A | N/A | N/A | 0.01946 | 0.10956 | 0.039665 | Admin Costs
[9 empty] | Commercial | CasEgsld808 | PSC to ECM Evaporator Fan Motor (Reach-In) | N/A | N/A | N/A | 0.00085622 | 7.8437e-05 | 0.0060692 | Admin Costs
[9 empty] | Commercial | CasNgsld808 | PSC to ECM Evaporator Fan Motor (Reach-In) | N/A | N/A | N/A | 3.9809e-05 | 3.6469e-06 | 0.00028218 | Admin Costs
[9 empty] | Commercial | CcoEgsld808 | PSC to ECM Evaporator Fan Motor (Reach-In) | N/A | N/A | N/A | 0.00016128 | 0.0001351 | 0.0012272 | Admin Costs
[9 empty] | Commercial | CcoNgsld808 | PSC to ECM Evaporator Fan Motor (Reach-In) | N/A | N/A | N/A | 7.4988e-06 | 6.2811e-06 | 5.706e-05 | Admin Costs
[9 empty] | Commercial | CgrEgsld808 | PSC to ECM Evaporator Fan Motor (Reach-In) | N/A | N/A | N/A | 0.3546 | 0.032484 | 2.5136 | Admin Costs
[9 empty] | Commercial | CgrNgsld808 | PSC to ECM Evaporator Fan Motor (Reach-In) | N/A | N/A | N/A | 0 | 0 | 0 | Admin Costs
[9 empty] | Commercial | CheEgsld808 | PSC to ECM Evaporator Fan Motor (Reach-In) | N/A | N/A | N/A | 0.00072845 | 0.00061017 | 0.005543 | Admin Costs
[9 empty] | Commercial | CheNgsld808 | PSC to ECM Evaporator Fan Motor (Reach-In) | N/A | N/A | N/A | 3.3869e-05 | 2.8369e-05 | 0.00025771 | Admin Costs
[9 empty] | Commercial | ChoEgsld808 | PSC to ECM Evaporator Fan Motor (Reach-In) | N/A | N/A | N/A | 0.0044548 | 0.0037315 | 0.033898 | Admin Costs
[9 empty] | Commercial | ChoNgsld808 | PSC to ECM Evaporator Fan Motor (Reach-In) | N/A | N/A | N/A | 0.00020712 | 0.00017349 | 0.001576 | Admin Costs
[9 empty] | Commercial | CloEgsld808 | PSC to ECM Evaporator Fan Motor (Reach-In) | N/A | N/A | N/A | 0.01371 | 0.011484 | 0.10432 | Admin Costs
[9 empty] | Commercial | CloNgsld808 | PSC to ECM Evaporator Fan Motor (Reach-In) | N/A | N/A | N/A | 0.00063742 | 0.00053392 | 0.0048503 | Admin Costs
[9 empty] | Commercial | CreEgsld808 | PSC to ECM Evaporator Fan Motor (Reach-In) | N/A | N/A | N/A | 0.23881 | 0.20003 | 1.8171 | Admin Costs
[9 empty] | Commercial | CreNgsld808 | PSC to ECM Evaporator Fan Motor (Reach-In) | N/A | N/A | N/A | 0.011103 | 0.0093002 | 0.084486 | Admin Costs
[9 empty] | Commercial | CrtEgsld808 | PSC to ECM Evaporator Fan Motor (Reach-In) | N/A | N/A | N/A | 0.023298 | 0.0021343 | 0.16515 | Admin Costs
[9 empty] | Commercial | CrtNgsld808 | PSC to ECM Evaporator Fan Motor (Reach-In) | N/A | N/A | N/A | 0 | 0 | 0 | Admin Costs
[9 empty] | Commercial | CscEgsld808 | PSC to ECM Evaporator Fan Motor (Reach-In) | N/A | N/A | N/A | 0.0043724 | 0.0036624 | 0.033271 | Admin Costs
[9 empty] | Commercial | CscNgsld808 | PSC to ECM Evaporator Fan Motor (Reach-In) | N/A | N/A | N/A | 0.00020329 | 0.00017028 | 0.0015469 | Admin Costs
[9 empty] | Commercial | CinNgsld909 | Solar Water Heater | N/A | N/A | N/A | 0.0062297 | 0.00087461 | 0.08223 | Admin Costs
[9 empty] | Commercial | CinTgsld909 | Solar Water Heater | N/A | N/A | N/A | 0.58148 | 0.081636 | 7.6754 | Admin Costs
[9 empty] | Commercial | CscEgsld921 | Retro-Commissioning | N/A | N/A | N/A | 1.5773 | 3.5862 | 10.0878 | Admin Costs

## TRC - 1 Year Payback
Florida Power & Light Company
Docket No. 20190015-EG
Staff's First Set of Interrogatories
Interrogatory No. 29
Attachment No. 2
Tab 4 of 5
Measures Changing from Failing to Passing | [8 empty] | Measures Changing from Passing to Failing
1 Year Payback Sensitivity Economic Potential – TRC | [8 empty] | 1 Year Payback Sensitivity Economic Potential – TRC
Customer | Measure | Measure | TRC | RIM | PCT | Summer | Winter | Energy | Customer | Measure | TRC | RIM | PCT | Summer | Winter | Energy | Reason For
Class | Code | Name |  |  |  | (MW) | (MW) | (GWh) | Class | Name |  |  |  | (MW) | (MW) | (GWh) | Failure
Residential | RM0N104 | ENERGY STAR Clothes Washer | 2.0389 | 0.41107 | 9.1163 | 0.0089549 | 0.005201 | 0.056178 | No Applicable Measures
Residential | RM0E104 | ENERGY STAR Clothes Washer | 2.0389 | 0.41107 | 9.1163 | 0.65932 | 0.38293 | 4.1362
Residential | RMFN104 | ENERGY STAR Clothes Washer | 2.0389 | 0.41107 | 9.1163 | 0.037189 | 0.021599 | 0.2333
Residential | RMFE104 | ENERGY STAR Clothes Washer | 2.0389 | 0.41107 | 9.1163 | 2.7381 | 1.5903 | 17.1773
Residential | RSFN104 | ENERGY STAR Clothes Washer | 2.0389 | 0.41107 | 9.1163 | 0.14618 | 0.084901 | 0.91705
Residential | RSFE104 | ENERGY STAR Clothes Washer | 2.0389 | 0.41107 | 9.1163 | 10.7627 | 6.251 | 67.5194
Residential | RSFE314 | Duct Repair | 3.4091 | 0.90838 | 5.3636 | 98.9754 | 32.1499 | 193.7924
Residential | RSFN321 | Programmable Thermostat | 1.938 | 0.61845 | 5.7396 | 0 | 0 | 0
Industrial | IGSLD101 | Compressed Air Controls | 2.9087 | 0.39142 | 9.5006 | 0.33313 | 0.32433 | 2.4406
Industrial | IGSD101 | Compressed Air Controls | 2.9144 | 0.55871 | 6.5424 | 0.7773 | 0.75677 | 5.6948
Industrial | IGSLD102 | Compressed Air Equipment | 2.7882 | 0.39295 | 8.9095 | 0.82246 | 0.80074 | 6.0257
Industrial | IGSD102 | Compressed Air Equipment | 2.7882 | 0.56028 | 6.1352 | 1.9191 | 1.8684 | 14.0599
Industrial | IGSLD305 | Lighting Controls | 1.9976 | 0.39712 | 6.0929 | 0.40453 | 0.39321 | 2.796
Industrial | IGSD305 | Lighting Controls | 1.9976 | 0.56255 | 4.2238 | 0.9439 | 0.91749 | 6.5241
Industrial | IGSLD501 | Motor Equipment Upgrades | 1.9752 | 0.39137 | 6.2921 | 0.2799 | 0.2725 | 2.0506
Industrial | IGSD501 | Motor Equipment Upgrades | 1.9752 | 0.55706 | 4.3328 | 0.65309 | 0.63584 | 4.7848
Industrial | IGSLD502 | Motor Improved Controls | 4.6551 | 0.39295 | 15.791 | 0.090214 | 0.087831 | 0.66094
Industrial | IGSD502 | Motor Improved Controls | 4.6551 | 0.56028 | 10.8739 | 0.2105 | 0.20494 | 1.5422
Industrial | IGSLD506 | Pump System Optimization | 1.9229 | 0.39137 | 6.1118 | 0.56392 | 0.54903 | 4.1315
Industrial | IGSD506 | Pump System Optimization | 1.9229 | 0.55706 | 4.2087 | 1.3158 | 1.2811 | 9.6402
Industrial | IGSLD603 | Process Refrig System Optimization | 1.1201 | 0.39034 | 3.5 | 0.32097 | 0.31305 | 2.3001
Industrial | IGSD603 | Process Refrig System Optimization | 1.1201 | 0.55262 | 2.4154 | 0.74893 | 0.73046 | 5.3669
Industrial | IGSLD801 | Process Other Equipment Upgrades | 2.9924 | 0.39408 | 9.7033 | 0.0051394 | 0.0050126 | 0.036829
Industrial | IGSD801 | Process Other Equipment Upgrades | 2.9924 | 0.56015 | 6.6963 | 0.011992 | 0.011696 | 0.085935
Commercial | CheEgs116 | Smart Strip Plug Outlet | 1.2487 | 0.43352 | 3.7264 | 0.0088237 | 0.0061324 | 0.058545
Commercial | CheNgs116 | Smart Strip Plug Outlet | 1.2487 | 0.43352 | 3.7264 | 9.4508e-05 | 6.5682e-05 | 0.00062706
Commercial | CinEgs116 | Smart Strip Plug Outlet | 1.0984 | 0.41402 | 3.4017 | 0.017527 | 0 | 0.11629
Commercial | CinNgs116 | Smart Strip Plug Outlet | 1.0984 | 0.41402 | 3.4017 | 0.00018778 | 0 | 0.0012459
Commercial | CloEgs116 | Smart Strip Plug Outlet | 1.0443 | 0.43352 | 3.0597 | 0.024781 | 0.017222 | 0.16442
Commercial | CloNgs116 | Smart Strip Plug Outlet | 1.0443 | 0.43352 | 3.0597 | 0.00026544 | 0.00018448 | 0.0017612
Commercial | CscEgs116 | Smart Strip Plug Outlet | 1.257 | 0.43352 | 3.7539 | 0.0074556 | 0.0051815 | 0.049468
Commercial | CscNgs116 | Smart Strip Plug Outlet | 1.257 | 0.43352 | 3.7539 | 7.9883e-05 | 5.5518e-05 | 0.00053002
Commercial | CinNgs119 | ENERGY STAR Water Cooler | 1.5716 | 0.4662 | 5.0919 | 0.0062914 | 0.0062914 | 0.03569
Commercial | CinTgs119 | ENERGY STAR Water Cooler | 1.5716 | 0.4662 | 5.0919 | 0.58724 | 0.58724 | 3.3313
Commercial | CofNgs119 | ENERGY STAR Water Cooler | 1.5716 | 0.4662 | 5.0919 | 0.01448 | 0.01448 | 0.082142
Commercial | CofTgs119 | ENERGY STAR Water Cooler | 1.5716 | 0.4662 | 5.0919 | 0.81094 | 0.81094 | 4.6002
Commercial | CinEgs307 | Facility Energy Management System | 2.4669 | 0.50047 | 6.2139 | 1.0047 | 0.041125 | 4.7551
Commercial | CinNgs307 | Facility Energy Management System | 2.4669 | 0.50047 | 6.2139 | 0.0043338 | 0.0001896 | 0.020504
Commercial | CgrEgs309 | Programmable Thermostat | 3.1951 | 0.85938 | 5.1252 | 0 | 0 | 0
Commercial | CgrNgs309 | Programmable Thermostat | 3.1951 | 0.85938 | 5.1252 | 0 | 0 | 0
Commercial | CgrEgs310 | Smart Thermostat | 5.6441 | 0.87574 | 9.0923 | 0.37275 | 0.10924 | 1.0424
Commercial | CgrNgs310 | Smart Thermostat | 5.6441 | 0.87574 | 9.0923 | 0.0032597 | 0.0012002 | 0.0093875
Commercial | CreEgs310 | Smart Thermostat | 4.8405 | 0.87574 | 7.5794 | 1.5983 | 0.34284 | 4.3308
Commercial | CreNgs310 | Smart Thermostat | 4.8405 | 0.87574 | 7.5794 | 0.003143 | 0.0039097 | 0.012101
Commercial | CheEgs312 | HVAC tune-up | 1.6943 | 0.6325 | 3.7096 | 0 | 0 | 0
Commercial | CheNgs312 | HVAC tune-up | 1.6943 | 0.6325 | 3.7096 | 0 | 0 | 0
Commercial | ChoEgs312 | HVAC tune-up | 1.7104 | 0.67286 | 3.514 | 0 | 0 | 0
Commercial | ChoNgs312 | HVAC tune-up | 1.7104 | 0.67286 | 3.514 | 0 | 0 | 0
Commercial | CloEgs312 | HVAC tune-up | 1.3488 | 0.6325 | 2.8161 | 0 | 0 | 0
Commercial | CloNgs312 | HVAC tune-up | 1.3488 | 0.6325 | 2.8161 | 0 | 0 | 0
Commercial | CreEgs312 | HVAC tune-up | 1.0373 | 0.47689 | 2.7627 | 0 | 0 | 0
Commercial | CreNgs312 | HVAC tune-up | 1.0373 | 0.47689 | 2.7627 | 0 | 0 | 0
Commercial | CheEgs313 | HVAC tune-up_RTU | 1.421 | 0.6499 | 2.7822 | 0 | 0 | 0
Commercial | CheNgs313 | HVAC tune-up_RTU | 1.421 | 0.6499 | 2.7822 | 0 | 0 | 0
Commercial | ChoEgs313 | HVAC tune-up_RTU | 1.437 | 0.69278 | 2.6355 | 0 | 0 | 0
Commercial | ChoNgs313 | HVAC tune-up_RTU | 1.437 | 0.69278 | 2.6355 | 0 | 0 | 0
Commercial | CasNgs322 | High Efficiency PTAC | 4.4851 | 0.83328 | 7.9627 | 0 | 0 | 0
Commercial | CasTgs322 | High Efficiency PTAC | 4.4851 | 0.83328 | 7.9627 | 0 | 0 | 0
Commercial | CcoNgs322 | High Efficiency PTAC | 3.7988 | 0.59598 | 8.8339 | 0 | 0 | 0
Commercial | CcoTgs322 | High Efficiency PTAC | 3.7988 | 0.59598 | 8.8339 | 0 | 0 | 0
Commercial | CofNgs322 | High Efficiency PTAC | 4.5233 | 0.74139 | 8.9618 | 0 | 0 | 0
Commercial | CofTgs322 | High Efficiency PTAC | 4.5233 | 0.74139 | 8.9618 | 0 | 0 | 0
Commercial | CrtNgs322 | High Efficiency PTAC | 5.3787 | 0.83328 | 10.1133 | 0 | 0 | 0
Commercial | CrtTgs322 | High Efficiency PTAC | 5.3787 | 0.83328 | 10.1133 | 0 | 0 | 0
Commercial | CscNgs322 | High Efficiency PTAC | 4.8416 | 0.83328 | 8.7912 | 0 | 0 | 0
Commercial | CscTgs322 | High Efficiency PTAC | 4.8416 | 0.83328 | 8.7912 | 0 | 0 | 0
Commercial | CasNgs323 | High Efficiency PTHP | 4.2722 | 0.80447 | 7.991 | 0 | 0 | 0
Commercial | CasTgs323 | High Efficiency PTHP | 4.2722 | 0.80447 | 7.991 | 0 | 0 | 0
Commercial | CcoNgs323 | High Efficiency PTHP | 3.7609 | 0.59504 | 8.8622 | 0 | 0 | 0
Commercial | CcoTgs323 | High Efficiency PTHP | 3.7609 | 0.59504 | 8.8622 | 0 | 0 | 0
Commercial | CofNgs323 | High Efficiency PTHP | 4.6648 | 0.80447 | 8.9783 | 0 | 0 | 0
Commercial | CofTgs323 | High Efficiency PTHP | 4.6648 | 0.80447 | 8.9783 | 0 | 0 | 0
Commercial | CrtNgs323 | High Efficiency PTHP | 5.1133 | 0.80447 | 10.1787 | 0 | 0 | 0
Commercial | CrtTgs323 | High Efficiency PTHP | 5.1133 | 0.80447 | 10.1787 | 0 | 0 | 0
Commercial | CscNgs323 | High Efficiency PTHP | 4.6156 | 0.80447 | 8.8515 | 0 | 0 | 0
Commercial | CscTgs323 | High Efficiency PTHP | 4.6156 | 0.80447 | 8.8515 | 0 | 0 | 0
Commercial | CasNgs504 | High Bay Fluorescent (T5) | 2.3486 | 0.48854 | 6.1976 | 0 | 0 | 0
Commercial | CasTgs504 | High Bay Fluorescent (T5) | 2.3486 | 0.48854 | 6.1976 | 0 | 0 | 0
Commercial | CrtNgs504 | High Bay Fluorescent (T5) | 3.8412 | 0.48854 | 10.7402 | 0 | 0 | 0
Commercial | CrtTgs504 | High Bay Fluorescent (T5) | 3.8412 | 0.48854 | 10.7402 | 0 | 0 | 0
Commercial | CwaNgs504 | High Bay Fluorescent (T5) | 3.0412 | 0.48854 | 8.2405 | 0 | 0 | 0
Commercial | CwaTgs504 | High Bay Fluorescent (T5) | 3.0412 | 0.48854 | 8.2405 | 0 | 0 | 0
Commercial | CrtTgs507 | High Bay LED | 2.8074 | 0.50091 | 7.2802 | 14.9747 | 9.7635 | 79.888
Commercial | CasTgs509 | LED Display Lighting (Interior) | 3.5204 | 0.54971 | 8.3087 | 0.00015585 | 3.5206e-05 | 0.00062612
Commercial | CinTgs509 | LED Display Lighting (Interior) | 3.9893 | 0.54971 | 9.5307 | 0.0012771 | 0.0002885 | 0.0051309
Commercial | CloTgs509 | LED Display Lighting (Interior) | 4.3682 | 0.53526 | 10.8452 | 4.2127e-06 | 3.0333e-10 | 1.7136e-05
Commercial | CofTgs509 | LED Display Lighting (Interior) | 3.9388 | 0.54971 | 9.3978 | 4.0532e-05 | 9.1563e-06 | 0.00016284
Commercial | CreTgs509 | LED Display Lighting (Interior) | 3.9501 | 0.53526 | 9.6983 | 2.293e-05 | 1.6511e-09 | 9.3271e-05
Commercial | CscTgs509 | LED Display Lighting (Interior) | 2.9547 | 0.54971 | 6.8729 | 0.00032383 | 7.3153e-05 | 0.001301
Commercial | CwaTgs509 | LED Display Lighting (Interior) | 4.5556 | 0.54971 | 11.0474 | 5.3233e-05 | 1.2025e-05 | 0.00021387
Commercial | CscTgs510 | LED Linear - Fixture Replacement | 4.3223 | 0.55674 | 10.8708 | 1.6041 | 0.36696 | 6.5287
Commercial | CasTgs511 | LED Linear - Lamp Replacement | 3.9655 | 0.54065 | 10.3026 | 0.12768 | 0.029315 | 0.52148
Commercial | CofTgs511 | LED Linear - Lamp Replacement | 4.3926 | 0.54065 | 11.6531 | 1.3437 | 0.30851 | 5.488
Commercial | CscTgs511 | LED Linear - Lamp Replacement | 3.3742 | 0.54065 | 8.5222 | 0.26816 | 0.06157 | 1.0952
Commercial | CcoEgs602 | CO Sensors for Parking Garage Exhaust | 2.2443 | 0.31058 | 8.8252 | 0 | 0 | 0
Commercial | CcoNgs602 | CO Sensors for Parking Garage Exhaust | 2.2443 | 0.31058 | 8.8252 | 0 | 0 | 0
Commercial | CheEgs602 | CO Sensors for Parking Garage Exhaust | 2.2443 | 0.31058 | 8.8252 | 0.0030095 | 0.0030095 | 0.07376
Commercial | CheNgs602 | CO Sensors for Parking Garage Exhaust | 2.2443 | 0.31058 | 8.8252 | 3.2242e-05 | 3.2242e-05 | 0.00079024
Commercial | ChoEgs602 | CO Sensors for Parking Garage Exhaust | 2.2443 | 0.31058 | 8.8252 | 0.017795 | 0.017795 | 0.43614
Commercial | ChoNgs602 | CO Sensors for Parking Garage Exhaust | 2.2443 | 0.31058 | 8.8252 | 0.00019065 | 0.00019065 | 0.0046726
Commercial | CinEgs602 | CO Sensors for Parking Garage Exhaust | 2.2443 | 0.31058 | 8.8252 | 0 | 0 | 0
Commercial | CinNgs602 | CO Sensors for Parking Garage Exhaust | 2.2443 | 0.31058 | 8.8252 | 0 | 0 | 0
Commercial | CofEgs602 | CO Sensors for Parking Garage Exhaust | 2.2443 | 0.31058 | 8.8252 | 0.0025117 | 0.0025117 | 0.06156
Commercial | CofNgs602 | CO Sensors for Parking Garage Exhaust | 2.2443 | 0.31058 | 8.8252 | 2.6909e-05 | 2.6909e-05 | 0.00065953
Commercial | CrtEgs602 | CO Sensors for Parking Garage Exhaust | 2.2443 | 0.31058 | 8.8252 | 0.0039432 | 0.0039432 | 0.096643
Commercial | CrtNgs602 | CO Sensors for Parking Garage Exhaust | 2.2443 | 0.31058 | 8.8252 | 4.2245e-05 | 4.2245e-05 | 0.0010354
Commercial | CasEgs801 | Anti-Sweat Controls | 1.1589 | 0.35876 | 3.9983 | 0.00038911 | 0.00039121 | 0.0048035
Commercial | CcoEgs801 | Anti-Sweat Controls | 1.3303 | 0.41855 | 3.9983 | 0.00012765 | 0.00010692 | 0.00097131
Commercial | CgrEgs801 | Anti-Sweat Controls | 1.1589 | 0.35876 | 3.9983 | 0.52085 | 0.52366 | 6.4298
Commercial | CheEgs801 | Anti-Sweat Controls | 1.3303 | 0.41855 | 3.9983 | 0.00057653 | 0.00048292 | 0.004387
Commercial | ChoEgs801 | Anti-Sweat Controls | 1.3303 | 0.41855 | 3.9983 | 0.0035258 | 0.0029533 | 0.026828
Commercial | CloEgs801 | Anti-Sweat Controls | 1.3303 | 0.41855 | 3.9983 | 0.010851 | 0.0090887 | 0.082565
Commercial | CreEgs801 | Anti-Sweat Controls | 1.3303 | 0.41855 | 3.9983 | 0.189 | 0.15831 | 1.4382
Commercial | CrtEgs801 | Anti-Sweat Controls | 1.1589 | 0.35876 | 3.9983 | 0.034221 | 0.034406 | 0.42246
Commercial | CscEgs801 | Anti-Sweat Controls | 1.3303 | 0.41855 | 3.9983 | 0.0034605 | 0.0028986 | 0.026332
Commercial | CcoEgs804 | Floating Head Pressure Controls | 2.9789 | 0.42371 | 8.8422 | 0.00181 | 0.0015161 | 0.013773
Commercial | CcoNgs804 | Floating Head Pressure Controls | 2.9789 | 0.42371 | 8.8422 | 1.9906e-05 | 1.6674e-05 | 0.00015147
Commercial | CheEgs804 | Floating Head Pressure Controls | 2.9789 | 0.42371 | 8.8422 | 0.0090842 | 0.0076092 | 0.069124
Commercial | CheNgs804 | Floating Head Pressure Controls | 2.9789 | 0.42371 | 8.8422 | 0.00010073 | 8.4374e-05 | 0.00076648
Commercial | ChoEgs804 | Floating Head Pressure Controls | 2.9789 | 0.42371 | 8.8422 | 0.0049288 | 0.0041285 | 0.037505
Commercial | ChoNgs804 | Floating Head Pressure Controls | 2.9789 | 0.42371 | 8.8422 | 5.3585e-05 | 4.4884e-05 | 0.00040774
Commercial | CloEgs804 | Floating Head Pressure Controls | 2.9789 | 0.42371 | 8.8422 | 0.021431 | 0.017951 | 0.16307
Commercial | CloNgs804 | Floating Head Pressure Controls | 2.9789 | 0.42371 | 8.8422 | 0.00023406 | 0.00019606 | 0.001781
Commercial | CscEgs804 | Floating Head Pressure Controls | 2.9789 | 0.42371 | 8.8422 | 0.0096779 | 0.0081064 | 0.073641
Commercial | CscNgs804 | Floating Head Pressure Controls | 2.9789 | 0.42371 | 8.8422 | 0.00010566 | 8.8504e-05 | 0.000804
Commercial | CgrNgs814 | Energy Star Commercial Glass Door Refrigerator | 1.7442 | 0.42897 | 5.1507 | 0 | 0 | 0
Commercial | CgrTgs814 | Energy Star Commercial Glass Door Refrigerator | 1.7442 | 0.42897 | 5.1507 | 0 | 0 | 0
Commercial | CrtNgs814 | Energy Star Commercial Glass Door Refrigerator | 1.7442 | 0.42897 | 5.1507 | 0 | 0 | 0
Commercial | CrtTgs814 | Energy Star Commercial Glass Door Refrigerator | 1.7442 | 0.42897 | 5.1507 | 0 | 0 | 0
Commercial | CasEgs905 | Hot Water Pipe Insulation | 2.2655 | 0.40242 | 7.1722 | 0.00026582 | 0.00029874 | 0.0023475
Commercial | CasNgs905 | Hot Water Pipe Insulation | 2.2655 | 0.40242 | 7.1722 | 1.555e-05 | 1.7476e-05 | 0.00013732
Commercial | CcoEgs905 | Hot Water Pipe Insulation | 2.2649 | 0.40278 | 7.1722 | 0.00014465 | 0.00014465 | 0.0012501
Commercial | CcoNgs905 | Hot Water Pipe Insulation | 2.2649 | 0.40278 | 7.1722 | 3.9299e-07 | 3.9299e-07 | 3.3964e-06
Commercial | CgrEgs905 | Hot Water Pipe Insulation | 2.114 | 0.36953 | 7.1722 | 0.00024682 | 0.0004267 | 0.0030945
Commercial | CgrNgs905 | Hot Water Pipe Insulation | 2.114 | 0.36953 | 7.1722 | 2.0709e-06 | 3.5801e-06 | 2.5963e-05
Commercial | CheEgs905 | Hot Water Pipe Insulation | 2.2655 | 0.40242 | 7.1722 | 0.0019846 | 0.0022304 | 0.017526
Commercial | CheNgs905 | Hot Water Pipe Insulation | 2.2655 | 0.40242 | 7.1722 | 0.00012032 | 0.00013523 | 0.0010626
Commercial | ChoEgs905 | Hot Water Pipe Insulation | 2.2649 | 0.40278 | 7.1722 | 0.00027152 | 0.00027152 | 0.0023466
Commercial | ChoNgs905 | Hot Water Pipe Insulation | 2.2649 | 0.40278 | 7.1722 | 6.5953e-07 | 6.5953e-07 | 5.7e-06
Commercial | CinEgs905 | Hot Water Pipe Insulation | 2.2655 | 0.40242 | 7.1722 | 0.049015 | 0.055086 | 0.43286
Commercial | CinNgs905 | Hot Water Pipe Insulation | 2.2655 | 0.40242 | 7.1722 | 0.00055498 | 0.00062373 | 0.0049012
Commercial | CloEgs905 | Hot Water Pipe Insulation | 2.114 | 0.36953 | 7.1722 | 0.00097941 | 0.0016932 | 0.012279
Commercial | CloNgs905 | Hot Water Pipe Insulation | 2.114 | 0.36953 | 7.1722 | 2.5056e-06 | 4.3316e-06 | 3.1413e-05
Commercial | CmiEgs905 | Hot Water Pipe Insulation | 2.2655 | 0.40242 | 7.1722 | 0.00065284 | 0.0007337 | 0.0057654
Commercial | CmiNgs905 | Hot Water Pipe Insulation | 2.2655 | 0.40242 | 7.1722 | 7.3919e-06 | 8.3075e-06 | 6.5279e-05
Commercial | CofEgs905 | Hot Water Pipe Insulation | 2.2655 | 0.40242 | 7.1722 | 0.0016723 | 0.0018794 | 0.014768
Commercial | CofNgs905 | Hot Water Pipe Insulation | 2.2655 | 0.40242 | 7.1722 | 9.892e-05 | 0.00011117 | 0.00087358
Commercial | CreEgs905 | Hot Water Pipe Insulation | 2.114 | 0.36953 | 7.1722 | 0.004845 | 0.0083759 | 0.060743
Commercial | CreNgs905 | Hot Water Pipe Insulation | 2.114 | 0.36953 | 7.1722 | 0.00029472 | 0.0005095 | 0.003695
Commercial | CrtEgs905 | Hot Water Pipe Insulation | 2.114 | 0.36953 | 7.1722 | 0.00083912 | 0.0014506 | 0.01052
Commercial | CrtNgs905 | Hot Water Pipe Insulation | 2.114 | 0.36953 | 7.1722 | 4.9637e-05 | 8.5811e-05 | 0.00062231
Commercial | CscEgs905 | Hot Water Pipe Insulation | 2.2655 | 0.40242 | 7.1722 | 0.0088541 | 0.0099508 | 0.078192
Commercial | CscNgs905 | Hot Water Pipe Insulation | 2.2655 | 0.40242 | 7.1722 | 0.00051794 | 0.00058209 | 0.004574
Commercial | CwaEgs905 | Hot Water Pipe Insulation | 2.2655 | 0.40242 | 7.1722 | 0.00014584 | 0.0001639 | 0.0012879
Commercial | CwaNgs905 | Hot Water Pipe Insulation | 2.2655 | 0.40242 | 7.1722 | 8.6266e-06 | 9.6951e-06 | 7.6183e-05
Commercial | CcoNgs911 | Heat Pump Water Heater | 3.1083 | 0.55876 | 7.6414 | 0.00025693 | 0.00015892 | 0.0010901
Commercial | CcoTgs911 | Heat Pump Water Heater | 3.1083 | 0.55876 | 7.6414 | 0.023981 | 0.014834 | 0.10175
Commercial | CgrNgs911 | Heat Pump Water Heater | 2.7553 | 0.55876 | 6.6447 | 0.00027365 | 0.00016926 | 0.001161
Commercial | CgrTgs911 | Heat Pump Water Heater | 2.7553 | 0.55876 | 6.6447 | 0.025542 | 0.015799 | 0.10837
Commercial | CheNgs911 | Heat Pump Water Heater | 1.9196 | 0.55876 | 4.4298 | 0.0026121 | 0.0016157 | 0.011083
Commercial | CheTgs911 | Heat Pump Water Heater | 1.9196 | 0.55876 | 4.4298 | 0.24381 | 0.15081 | 1.0345
Commercial | CreNgs911 | Heat Pump Water Heater | 2.3467 | 0.55876 | 5.5373 | 0.0049545 | 0.0030646 | 0.021021
Commercial | CreTgs911 | Heat Pump Water Heater | 2.3467 | 0.55876 | 5.5373 | 0.46245 | 0.28605 | 1.9621
Commercial | CrtNgs911 | Heat Pump Water Heater | 2.7313 | 0.55876 | 6.5783 | 0.00082838 | 0.0005124 | 0.0035146
Commercial | CrtTgs911 | Heat Pump Water Heater | 2.7313 | 0.55876 | 6.5783 | 0.077321 | 0.047827 | 0.32806
Commercial | CwaNgs911 | Heat Pump Water Heater | 2.7553 | 0.55876 | 6.6447 | 0.00011501 | 7.1139e-05 | 0.00048796
Commercial | CwaTgs911 | Heat Pump Water Heater | 2.7553 | 0.55876 | 6.6447 | 0.010735 | 0.0066401 | 0.045546
Commercial | CloEgs921 | Retro-Commissioning | 1.8321 | 0.71419 | 3.4593 | 1.6939 | 2.5018 | 5.7324
Commercial | CmiEgs921 | Retro-Commissioning | 1.9458 | 0.54824 | 4.7194 | 12.8955 | 39.8638 | 82.7194
Commercial | CrtEgs921 | Retro-Commissioning | 1.5352 | 0.71419 | 2.8097 | 6.3323 | 10.1046 | 22.7637
Commercial | CcoNgsd107 | Energy Star Steamer | 3.7494 | 0.56668 | 8.1736 | 9.4682e-07 | 5.4976e-07 | 6.3572e-06
Commercial | CcoTgsd107 | Energy Star Steamer | 3.7494 | 0.56668 | 8.1736 | 8.8375e-05 | 5.1315e-05 | 0.00059337
Commercial | CheNgsd107 | Energy Star Steamer | 3.7494 | 0.56668 | 8.1736 | 2.1349e-05 | 1.2396e-05 | 0.00014334
Commercial | CheTgsd107 | Energy Star Steamer | 3.7494 | 0.56668 | 8.1736 | 0.0019927 | 0.001157 | 0.013379
Commercial | ChoNgsd107 | Energy Star Steamer | 3.7494 | 0.56668 | 8.1736 | 4.0468e-05 | 2.3497e-05 | 0.00027171
Commercial | ChoTgsd107 | Energy Star Steamer | 3.7494 | 0.56668 | 8.1736 | 0.0037772 | 0.0021932 | 0.025361
Commercial | CloNgsd107 | Energy Star Steamer | 3.7494 | 0.56668 | 8.1736 | 1.9312e-05 | 1.1213e-05 | 0.00012966
Commercial | CloTgsd107 | Energy Star Steamer | 3.7494 | 0.56668 | 8.1736 | 0.0018025 | 0.0010466 | 0.012103
Commercial | CreNgsd107 | Energy Star Steamer | 3.7494 | 0.56668 | 8.1736 | 4.7991e-05 | 2.7866e-05 | 0.00032222
Commercial | CreTgsd107 | Energy Star Steamer | 3.7494 | 0.56668 | 8.1736 | 0.0044794 | 0.002601 | 0.030076
Commercial | CscNgsd107 | Energy Star Steamer | 3.7494 | 0.56668 | 8.1736 | 2.2282e-05 | 1.2938e-05 | 0.0001496
Commercial | CscTgsd107 | Energy Star Steamer | 3.7494 | 0.56668 | 8.1736 | 0.0020798 | 0.0012076 | 0.013964
Commercial | CcoEgsd109 | Low Flow Pre-Rinse Sprayers | 1.758 | 0.57875 | 3.7509 | 0.00046253 | 0.0012091 | 0.0049498
Commercial | CcoNgsd109 | Low Flow Pre-Rinse Sprayers | 1.758 | 0.57875 | 3.7509 | 0 | 0 | 0
Commercial | CgrEgsd109 | Low Flow Pre-Rinse Sprayers | 1.758 | 0.57875 | 3.7509 | 0.013392 | 0.035009 | 0.14332
Commercial | CgrNgsd109 | Low Flow Pre-Rinse Sprayers | 1.758 | 0.57875 | 3.7509 | 0.00015046 | 0.00039332 | 0.0016102
Commercial | ChoEgsd109 | Low Flow Pre-Rinse Sprayers | 1.758 | 0.57875 | 3.7509 | 0.00053128 | 0.0013888 | 0.0056855
Commercial | ChoNgsd109 | Low Flow Pre-Rinse Sprayers | 1.758 | 0.57875 | 3.7509 | 0 | 0 | 0
Commercial | CloEgsd109 | Low Flow Pre-Rinse Sprayers | 1.8099 | 0.6297 | 3.5056 | 0.0093324 | 0.079635 | 0.17349
Commercial | CloNgsd109 | Low Flow Pre-Rinse Sprayers | 1.8099 | 0.6297 | 3.5056 | 0 | 0 | 0
Commercial | CreEgsd109 | Low Flow Pre-Rinse Sprayers | 1.8684 | 0.56837 | 4.1598 | 0.18438 | 0.10238 | 1.1557
Commercial | CreNgsd109 | Low Flow Pre-Rinse Sprayers | 1.8684 | 0.56837 | 4.1598 | 0 | 0 | 0
Commercial | CheEgsd116 | Smart Strip Plug Outlet | 1.2487 | 0.55301 | 2.7641 | 0.035295 | 0.024529 | 0.23418
Commercial | CheNgsd116 | Smart Strip Plug Outlet | 1.2487 | 0.55301 | 2.7641 | 0.00037803 | 0.00026273 | 0.0025082
Commercial | ChoEgsd116 | Smart Strip Plug Outlet | 1.3559 | 0.55301 | 3.0306 | 0.024401 | 0.016958 | 0.1619
Commercial | ChoNgsd116 | Smart Strip Plug Outlet | 1.3559 | 0.55301 | 3.0306 | 0.00026148 | 0.00018172 | 0.0017349
Commercial | CinEgsd116 | Smart Strip Plug Outlet | 1.0984 | 0.52814 | 2.5233 | 0.070108 | 0 | 0.46516
Commercial | CinNgsd116 | Smart Strip Plug Outlet | 1.0984 | 0.52814 | 2.5233 | 0.00075113 | 0 | 0.0049837
Commercial | CloEgsd116 | Smart Strip Plug Outlet | 1.0443 | 0.55301 | 2.2696 | 0.099122 | 0.068888 | 0.65767
Commercial | CloNgsd116 | Smart Strip Plug Outlet | 1.0443 | 0.55301 | 2.2696 | 0.0010617 | 0.0007379 | 0.0070447
Commercial | CmiEgsd116 | Smart Strip Plug Outlet | 1.3136 | 0.52814 | 3.08 | 0.041114 | 0 | 0.27279
Commercial | CmiNgsd116 | Smart Strip Plug Outlet | 1.3136 | 0.52814 | 3.08 | 0.00044048 | 0 | 0.0029225
Commercial | CscEgsd116 | Smart Strip Plug Outlet | 1.257 | 0.55301 | 2.7845 | 0.029822 | 0.020726 | 0.19787
Commercial | CscNgsd116 | Smart Strip Plug Outlet | 1.257 | 0.55301 | 2.7845 | 0.00031953 | 0.00022207 | 0.0021201
Commercial | CheNgsd303 | High Efficiency Chiller (Air Cooled, 50 tons) | 3.4986 | 0.65808 | 6.337 | 0 | 0 | 0
Commercial | CheTgsd303 | High Efficiency Chiller (Air Cooled, 50 tons) | 3.4986 | 0.65808 | 6.337 | 0 | 0 | 0
Commercial | ChoNgsd303 | High Efficiency Chiller (Air Cooled, 50 tons) | 3.4371 | 0.6639 | 6.1527 | 0.020244 | 0.00019935 | 0.047618
Commercial | ChoTgsd303 | High Efficiency Chiller (Air Cooled, 50 tons) | 3.4371 | 0.6639 | 6.1527 | 2.7832 | 0.027407 | 6.5467
Commercial | CgrEgsd309 | Programmable Thermostat | 3.1951 | 0.774 | 5.2455 | 0 | 0 | 0
Commercial | CgrNgsd309 | Programmable Thermostat | 3.1951 | 0.774 | 5.2455 | 0 | 0 | 0
Commercial | CreEgsd309 | Programmable Thermostat | 2.7385 | 0.774 | 4.3726 | 0 | 0 | 0
Commercial | CreNgsd309 | Programmable Thermostat | 2.7385 | 0.774 | 4.3726 | 0 | 0 | 0
Commercial | CinEgsd310 | Smart Thermostat | 2.9395 | 0.78725 | 4.4181 | 11.1452 | 0.26361 | 27.8421
Commercial | CinNgsd310 | Smart Thermostat | 2.9395 | 0.78725 | 4.4181 | 0.11453 | 0.0029245 | 0.28636
Commercial | CreEgsd310 | Smart Thermostat | 4.8405 | 0.78725 | 7.7572 | 6.3934 | 1.3714 | 17.3233
Commercial | CreNgsd310 | Smart Thermostat | 4.8405 | 0.78725 | 7.7572 | 0.012572 | 0.015639 | 0.048403
Commercial | CheEgsd312 | HVAC tune-up | 1.6943 | 0.59179 | 3.6696 | 0 | 0 | 0
Commercial | CheNgsd312 | HVAC tune-up | 1.6943 | 0.59179 | 3.6696 | 0 | 0 | 0
Commercial | ChoEgsd312 | HVAC tune-up | 1.7104 | 0.60975 | 3.5868 | 0 | 0 | 0
Commercial | ChoNgsd312 | HVAC tune-up | 1.7104 | 0.60975 | 3.5868 | 0 | 0 | 0
Commercial | CloEgsd312 | HVAC tune-up | 1.3488 | 0.59179 | 2.7857 | 0 | 0 | 0
Commercial | CloNgsd312 | HVAC tune-up | 1.3488 | 0.59179 | 2.7857 | 0 | 0 | 0
Commercial | CheEgsd313 | HVAC tune-up_RTU | 1.421 | 0.61993 | 2.6976 | 0 | 0 | 0
Commercial | CheNgsd313 | HVAC tune-up_RTU | 1.421 | 0.61993 | 2.6976 | 0 | 0 | 0
Commercial | ChoEgsd313 | HVAC tune-up_RTU | 1.437 | 0.63984 | 2.6345 | 0 | 0 | 0
Commercial | ChoNgsd313 | HVAC tune-up_RTU | 1.437 | 0.63984 | 2.6345 | 0 | 0 | 0
Commercial | CofEgsd319 | Duct Sealing Repair | 5.4811 | 0.74624 | 9.7052 | 5.4596 | 2.1533 | 30.3834
Commercial | CasNgsd322 | High Efficiency PTAC | 4.4851 | 0.66943 | 9.0729 | 0 | 0 | 0
Commercial | CasTgsd322 | High Efficiency PTAC | 4.4851 | 0.66943 | 9.0729 | 0 | 0 | 0
Commercial | CcoNgsd322 | High Efficiency PTAC | 3.7988 | 0.6169 | 7.9402 | 0 | 0 | 0
Commercial | CcoTgsd322 | High Efficiency PTAC | 3.7988 | 0.6169 | 7.9402 | 0 | 0 | 0
Commercial | CofNgsd322 | High Efficiency PTAC | 4.5233 | 0.65259 | 9.3614 | 0 | 0 | 0
Commercial | CofTgsd322 | High Efficiency PTAC | 4.5233 | 0.65259 | 9.3614 | 0 | 0 | 0
Commercial | CscNgsd322 | High Efficiency PTAC | 4.8416 | 0.66943 | 10.017 | 0 | 0 | 0
Commercial | CscTgsd322 | High Efficiency PTAC | 4.8416 | 0.66943 | 10.017 | 0 | 0 | 0
Commercial | CasNgsd323 | High Efficiency PTHP | 4.2722 | 0.63366 | 9.2835 | 0 | 0 | 0
Commercial | CasTgsd323 | High Efficiency PTHP | 4.2722 | 0.63366 | 9.2835 | 0 | 0 | 0
Commercial | CcoNgsd323 | High Efficiency PTHP | 3.7609 | 0.60733 | 8.0683 | 0 | 0 | 0
Commercial | CcoTgsd323 | High Efficiency PTHP | 3.7609 | 0.60733 | 8.0683 | 0 | 0 | 0
Commercial | CgrNgsd323 | High Efficiency PTHP | 2.6539 | 0.63366 | 5.1667 | 0 | 0 | 0
Commercial | CgrTgsd323 | High Efficiency PTHP | 2.6539 | 0.63366 | 5.1667 | 0 | 0 | 0
Commercial | CmiNgsd323 | High Efficiency PTHP | 2.6619 | 0.63366 | 5.1849 | 0 | 0 | 0
Commercial | CmiTgsd323 | High Efficiency PTHP | 2.6619 | 0.63366 | 5.1849 | 0 | 0 | 0
Commercial | CscNgsd323 | High Efficiency PTHP | 4.6156 | 0.63366 | 10.2831 | 0 | 0 | 0
Commercial | CscTgsd323 | High Efficiency PTHP | 4.6156 | 0.63366 | 10.2831 | 0 | 0 | 0
Commercial | CinNgsd409 | LED Street Lights | 1.3554 | 0.181 | 10.3676 | 0 | 0 | 0
Commercial | CinTgsd409 | LED Street Lights | 1.3554 | 0.181 | 10.3676 | 0 | 0 | 0
Commercial | CrtNgsd504 | High Bay Fluorescent (T5) | 3.8412 | 0.52527 | 9.3292 | 0 | 0 | 0
Commercial | CrtTgsd504 | High Bay Fluorescent (T5) | 3.8412 | 0.52527 | 9.3292 | 0 | 0 | 0
Commercial | CwaNgsd504 | High Bay Fluorescent (T5) | 3.0412 | 0.52527 | 7.1579 | 0 | 0 | 0
Commercial | CwaTgsd504 | High Bay Fluorescent (T5) | 3.0412 | 0.52527 | 7.1579 | 0 | 0 | 0
Commercial | CrtTgsd507 | High Bay LED | 2.8074 | 0.60338 | 5.7112 | 59.8987 | 39.054 | 319.5521
Commercial | CasTgsd509 | LED Display Lighting (Interior) | 3.5204 | 0.60506 | 7.0685 | 0.00062339 | 0.00014082 | 0.0025045
Commercial | CcoTgsd509 | LED Display Lighting (Interior) | 3.9341 | 0.54591 | 8.8206 | 0.00018462 | 0.00017305 | 0.0017342
Commercial | CinTgsd509 | LED Display Lighting (Interior) | 3.9893 | 0.60506 | 8.1082 | 0.0051085 | 0.001154 | 0.020523
Commercial | CloTgsd509 | LED Display Lighting (Interior) | 4.3682 | 0.59179 | 9.1896 | 1.6851e-05 | 1.2133e-09 | 6.8542e-05
Commercial | CmiTgsd509 | LED Display Lighting (Interior) | 5.1661 | 0.60506 | 10.8338 | 0.0012633 | 0.00028537 | 0.0050753
Commercial | CofTgsd509 | LED Display Lighting (Interior) | 3.9388 | 0.60506 | 7.9951 | 0.00016213 | 3.6625e-05 | 0.00065137
Commercial | CreTgsd509 | LED Display Lighting (Interior) | 3.9501 | 0.59179 | 8.2177 | 9.1721e-05 | 6.6044e-09 | 0.00037309
Commercial | CscTgsd509 | LED Display Lighting (Interior) | 2.9547 | 0.60506 | 5.847 | 0.0012953 | 0.00029261 | 0.005204
Commercial | CwaTgsd509 | LED Display Lighting (Interior) | 4.5556 | 0.60506 | 9.3985 | 0.00021293 | 4.8102e-05 | 0.00085547
Commercial | CscTgsd510 | LED Linear - Fixture Replacement | 4.3223 | 0.61314 | 9.2375 | 6.4164 | 1.4678 | 26.1147
Commercial | CasTgsd511 | LED Linear - Lamp Replacement | 3.9655 | 0.52158 | 9.877 | 0.51072 | 0.11726 | 2.0859
Commercial | CscTgsd511 | LED Linear - Lamp Replacement | 3.3742 | 0.52158 | 8.1701 | 1.0726 | 0.24628 | 4.3809
Commercial | CcoEgsd804 | Floating Head Pressure Controls | 2.9789 | 0.56348 | 6.3695 | 0.00724 | 0.0060644 | 0.055091
Commercial | CcoNgsd804 | Floating Head Pressure Controls | 2.9789 | 0.56348 | 6.3695 | 7.9624e-05 | 6.6695e-05 | 0.00060588
Commercial | CheEgsd804 | Floating Head Pressure Controls | 2.9789 | 0.56348 | 6.3695 | 0.036337 | 0.030437 | 0.2765
Commercial | CheNgsd804 | Floating Head Pressure Controls | 2.9789 | 0.56348 | 6.3695 | 0.00040292 | 0.00033749 | 0.0030659
Commercial | ChoEgsd804 | Floating Head Pressure Controls | 2.9789 | 0.56348 | 6.3695 | 0.019715 | 0.016514 | 0.15002
Commercial | ChoNgsd804 | Floating Head Pressure Controls | 2.9789 | 0.56348 | 6.3695 | 0.00021434 | 0.00017954 | 0.001631
Commercial | CloEgsd804 | Floating Head Pressure Controls | 2.9789 | 0.56348 | 6.3695 | 0.085722 | 0.071803 | 0.65228
Commercial | CloNgsd804 | Floating Head Pressure Controls | 2.9789 | 0.56348 | 6.3695 | 0.00093624 | 0.00078422 | 0.0071241
Commercial | CscEgsd804 | Floating Head Pressure Controls | 2.9789 | 0.56348 | 6.3695 | 0.038712 | 0.032426 | 0.29457
Commercial | CscNgsd804 | Floating Head Pressure Controls | 2.9789 | 0.56348 | 6.3695 | 0.00042264 | 0.00035401 | 0.003216
Commercial | CcoEgsd902 | Faucet Aerator | 3.0573 | 0.53552 | 7.1242 | 0.00049357 | 0.0012902 | 0.0052819
Commercial | CcoNgsd902 | Faucet Aerator | 3.0573 | 0.53552 | 7.1242 | 0 | 0 | 0
Commercial | CgrEgsd902 | Faucet Aerator | 3.1599 | 0.59537 | 6.5095 | 0.00063816 | 0.0054455 | 0.011863
Commercial | CgrNgsd902 | Faucet Aerator | 3.1599 | 0.59537 | 6.5095 | 0 | 0 | 0
Commercial | ChoEgsd902 | Faucet Aerator | 3.0573 | 0.53552 | 7.1242 | 0.0007215 | 0.0018861 | 0.0077211
Commercial | ChoNgsd902 | Faucet Aerator | 3.0573 | 0.53552 | 7.1242 | 0 | 0 | 0
Commercial | CloEgsd902 | Faucet Aerator | 3.1599 | 0.59537 | 6.5095 | 0.0021991 | 0.018765 | 0.04088
Commercial | CloNgsd902 | Faucet Aerator | 3.1599 | 0.59537 | 6.5095 | 0 | 0 | 0
Commercial | CreEgsd902 | Faucet Aerator | 3.1599 | 0.59537 | 6.5095 | 0.0019965 | 0.017036 | 0.037114
Commercial | CreNgsd902 | Faucet Aerator | 3.1599 | 0.59537 | 6.5095 | 0 | 0 | 0
Commercial | CrtEgsd902 | Faucet Aerator | 3.1599 | 0.59537 | 6.5095 | 0.00047716 | 0.0040717 | 0.0088703
Commercial | CrtNgsd902 | Faucet Aerator | 3.1599 | 0.59537 | 6.5095 | 0 | 0 | 0
Commercial | CcoEgsd903 | Low Flow Shower Head | 3.5796 | 0.60211 | 7.48 | 0.0030758 | 0.016136 | 0.043251
Commercial | CcoNgsd903 | Low Flow Shower Head | 3.5796 | 0.60211 | 7.48 | 0 | 0 | 0
Commercial | CheEgsd903 | Low Flow Shower Head | 3.4905 | 0.57386 | 7.7637 | 0.012469 | 0.032595 | 0.13344
Commercial | CheNgsd903 | Low Flow Shower Head | 3.4905 | 0.57386 | 7.7637 | 0 | 0 | 0
Commercial | ChoEgsd903 | Low Flow Shower Head | 3.4905 | 0.57386 | 7.7637 | 0.0032888 | 0.0085973 | 0.035195
Commercial | ChoNgsd903 | Low Flow Shower Head | 3.4905 | 0.57386 | 7.7637 | 0 | 0 | 0
Commercial | CloEgsd903 | Low Flow Shower Head | 3.6245 | 0.62141 | 7.258 | 0.020793 | 0.17743 | 0.38766
Commercial | CloNgsd903 | Low Flow Shower Head | 3.6245 | 0.62141 | 7.258 | 0 | 0 | 0
Commercial | CcoNgsd911 | Heat Pump Water Heater | 3.1083 | 0.624 | 6.4076 | 0.0010277 | 0.00063569 | 0.0043603
Commercial | CcoTgsd911 | Heat Pump Water Heater | 3.1083 | 0.624 | 6.4076 | 0.095926 | 0.059335 | 0.40699
Commercial | CgrNgsd911 | Heat Pump Water Heater | 2.7553 | 0.624 | 5.5719 | 0.0010946 | 0.00067706 | 0.0046441
Commercial | CgrTgsd911 | Heat Pump Water Heater | 2.7553 | 0.624 | 5.5719 | 0.10217 | 0.063197 | 0.43348
Commercial | ChoNgsd911 | Heat Pump Water Heater | 3.5464 | 0.624 | 7.4911 | 0.0034238 | 0.0021178 | 0.014527
Commercial | ChoTgsd911 | Heat Pump Water Heater | 3.5464 | 0.624 | 7.4911 | 0.31958 | 0.19768 | 1.3559
Commercial | CofNgsd911 | Heat Pump Water Heater | 3.6436 | 0.624 | 7.7387 | 0.017911 | 0.011079 | 0.075992
Commercial | CofTgsd911 | Heat Pump Water Heater | 3.6436 | 0.624 | 7.7387 | 1.6718 | 1.0341 | 7.093
Commercial | CreNgsd911 | Heat Pump Water Heater | 2.3467 | 0.624 | 4.6432 | 0.019818 | 0.012258 | 0.084083
Commercial | CreTgsd911 | Heat Pump Water Heater | 2.3467 | 0.624 | 4.6432 | 1.8498 | 1.1442 | 7.8483
Commercial | CrtNgsd911 | Heat Pump Water Heater | 2.7313 | 0.624 | 5.5161 | 0.0033135 | 0.0020496 | 0.014059
Commercial | CrtTgsd911 | Heat Pump Water Heater | 2.7313 | 0.624 | 5.5161 | 0.30928 | 0.19131 | 1.3122
Commercial | CwaNgsd911 | Heat Pump Water Heater | 2.7553 | 0.624 | 5.5719 | 0.00046003 | 0.00028456 | 0.0019518
Commercial | CwaTgsd911 | Heat Pump Water Heater | 2.7553 | 0.624 | 5.5719 | 0.042939 | 0.02656 | 0.18218
Commercial | CcoEgsd921 | Retro-Commissioning | 1.2657 | 0.62552 | 2.4311 | 2.8406 | 0.031028 | 7.1572
Commercial | CheEgsd921 | Retro-Commissioning | 2.4352 | 0.67666 | 4.6846 | 5.1825 | 11.7763 | 32.4969
Commercial | CloEgsd921 | Retro-Commissioning | 1.8321 | 0.71627 | 3.2002 | 6.7757 | 10.007 | 22.9297
Commercial | CmiEgsd921 | Retro-Commissioning | 1.9458 | 0.67666 | 3.6073 | 51.5822 | 159.4553 | 330.8777
Commercial | CrtEgsd921 | Retro-Commissioning | 1.5352 | 0.71627 | 2.5992 | 25.3292 | 40.4184 | 91.055
Commercial | CcoNgsld107 | Energy Star Steamer | 3.7494 | 0.39767 | 11.8499 | 3.9451e-07 | 2.2907e-07 | 2.6488e-06
Commercial | CcoTgsld107 | Energy Star Steamer | 3.7494 | 0.39767 | 11.8499 | 3.6823e-05 | 2.1381e-05 | 0.00024724
Commercial | CheNgsld107 | Energy Star Steamer | 3.7494 | 0.39767 | 11.8499 | 8.8953e-06 | 5.165e-06 | 5.9726e-05
Commercial | CheTgsld107 | Energy Star Steamer | 3.7494 | 0.39767 | 11.8499 | 0.00083029 | 0.0004821 | 0.0055748
Commercial | ChoNgsld107 | Energy Star Steamer | 3.7494 | 0.39767 | 11.8499 | 1.6862e-05 | 9.7906e-06 | 0.00011321
Commercial | ChoTgsld107 | Energy Star Steamer | 3.7494 | 0.39767 | 11.8499 | 0.0015738 | 0.00091385 | 0.010567
Commercial | CloNgsld107 | Energy Star Steamer | 3.7494 | 0.39767 | 11.8499 | 8.0465e-06 | 4.6722e-06 | 5.4027e-05
Commercial | CloTgsld107 | Energy Star Steamer | 3.7494 | 0.39767 | 11.8499 | 0.00075106 | 0.0004361 | 0.0050428
Commercial | CreNgsld107 | Energy Star Steamer | 3.7494 | 0.39767 | 11.8499 | 1.9996e-05 | 1.1611e-05 | 0.00013426
Commercial | CreTgsld107 | Energy Star Steamer | 3.7494 | 0.39767 | 11.8499 | 0.0018664 | 0.0010837 | 0.012532
Commercial | CscNgsld107 | Energy Star Steamer | 3.7494 | 0.39767 | 11.8499 | 9.284e-06 | 5.3907e-06 | 6.2335e-05
Commercial | CscTgsld107 | Energy Star Steamer | 3.7494 | 0.39767 | 11.8499 | 0.00086656 | 0.00050317 | 0.0058183
Commercial | CcoEgsld109 | Low Flow Pre-Rinse Sprayers | 1.758 | 0.39569 | 5.5884 | 0.00019272 | 0.00050379 | 0.0020624
Commercial | CcoNgsld109 | Low Flow Pre-Rinse Sprayers | 1.758 | 0.39569 | 5.5884 | 0 | 0 | 0
Commercial | CgrEgsld109 | Low Flow Pre-Rinse Sprayers | 1.758 | 0.39569 | 5.5884 | 0.0055801 | 0.014587 | 0.059715
Commercial | CgrNgsld109 | Low Flow Pre-Rinse Sprayers | 1.758 | 0.39569 | 5.5884 | 6.2693e-05 | 0.00016388 | 0.0006709
Commercial | ChoEgsld109 | Low Flow Pre-Rinse Sprayers | 1.758 | 0.39569 | 5.5884 | 0.00022137 | 0.00057867 | 0.002369
Commercial | ChoNgsld109 | Low Flow Pre-Rinse Sprayers | 1.758 | 0.39569 | 5.5884 | 0 | 0 | 0
Commercial | CloEgsld109 | Low Flow Pre-Rinse Sprayers | 1.8099 | 0.41818 | 5.3431 | 0.0038885 | 0.033181 | 0.072286
Commercial | CloNgsld109 | Low Flow Pre-Rinse Sprayers | 1.8099 | 0.41818 | 5.3431 | 0 | 0 | 0
Commercial | CreEgsld109 | Low Flow Pre-Rinse Sprayers | 1.8684 | 0.40453 | 5.9974 | 0.076825 | 0.042656 | 0.48154
Commercial | CreNgsld109 | Low Flow Pre-Rinse Sprayers | 1.8684 | 0.40453 | 5.9974 | 0 | 0 | 0
Commercial | CheEgsld116 | Smart Strip Plug Outlet | 1.2487 | 0.39235 | 4.004 | 0.014706 | 0.010221 | 0.097575
Commercial | CheNgsld116 | Smart Strip Plug Outlet | 1.2487 | 0.39235 | 4.004 | 0.00015751 | 0.00010947 | 0.0010451
Commercial | ChoEgsld116 | Smart Strip Plug Outlet | 1.3559 | 0.39235 | 4.3901 | 0.010167 | 0.0070659 | 0.067458
Commercial | ChoNgsld116 | Smart Strip Plug Outlet | 1.3559 | 0.39235 | 4.3901 | 0.00010895 | 7.5718e-05 | 0.00072288
Commercial | CinEgsld116 | Smart Strip Plug Outlet | 1.0984 | 0.3747 | 3.6552 | 0.029211 | 0 | 0.19382
Commercial | CinNgsld116 | Smart Strip Plug Outlet | 1.0984 | 0.3747 | 3.6552 | 0.00031297 | 0 | 0.0020766
Commercial | CloEgsld116 | Smart Strip Plug Outlet | 1.0443 | 0.39235 | 3.2877 | 0.041301 | 0.028704 | 0.27403
Commercial | CloNgsld116 | Smart Strip Plug Outlet | 1.0443 | 0.39235 | 3.2877 | 0.0004424 | 0.00030746 | 0.0029353
Commercial | CmiEgsld116 | Smart Strip Plug Outlet | 1.3136 | 0.3747 | 4.4616 | 0.017131 | 0 | 0.11366
Commercial | CmiNgsld116 | Smart Strip Plug Outlet | 1.3136 | 0.3747 | 4.4616 | 0.00018353 | 0 | 0.0012177
Commercial | CscEgsld116 | Smart Strip Plug Outlet | 1.257 | 0.39235 | 4.0335 | 0.012426 | 0.0086359 | 0.082446
Commercial | CscNgsld116 | Smart Strip Plug Outlet | 1.257 | 0.39235 | 4.0335 | 0.00013314 | 9.2529e-05 | 0.00088337
Commercial | CheNgsld303 | High Efficiency Chiller (Air Cooled, 50 tons) | 3.4986 | 0.51111 | 8.3608 | 0 | 0 | 0
Commercial | CheTgsld303 | High Efficiency Chiller (Air Cooled, 50 tons) | 3.4986 | 0.51111 | 8.3608 | 0 | 0 | 0
Commercial | ChoNgsld303 | High Efficiency Chiller (Air Cooled, 50 tons) | 3.4371 | 0.51879 | 8.0698 | 0.0086759 | 8.5436e-05 | 0.020408
Commercial | ChoTgsld303 | High Efficiency Chiller (Air Cooled, 50 tons) | 3.4371 | 0.51879 | 8.0698 | 1.1928 | 0.011746 | 2.8057
Commercial | CloNgsld303 | High Efficiency Chiller (Air Cooled, 50 tons) | 3.2024 | 0.54824 | 7.0317 | 0 | 0 | 0
Commercial | CloTgsld303 | High Efficiency Chiller (Air Cooled, 50 tons) | 3.2024 | 0.54824 | 7.0317 | 0.1404 | 0.0013825 | 0.26466
Commercial | CreNgsld303 | High Efficiency Chiller (Air Cooled, 50 tons) | 3.1867 | 0.55123 | 6.9522 | 0.00010294 | 1.0137e-06 | 0.00019036
Commercial | CreTgsld303 | High Efficiency Chiller (Air Cooled, 50 tons) | 3.1867 | 0.55123 | 6.9522 | 0.063684 | 0.00062713 | 0.11777
Commercial | CgrEgsld309 | Programmable Thermostat | 3.1951 | 0.60168 | 6.9508 | 0 | 0 | 0
Commercial | CgrNgsld309 | Programmable Thermostat | 3.1951 | 0.60168 | 6.9508 | 0 | 0 | 0
Commercial | CreEgsld309 | Programmable Thermostat | 2.7385 | 0.60168 | 5.7942 | 0 | 0 | 0
Commercial | CreNgsld309 | Programmable Thermostat | 2.7385 | 0.60168 | 5.7942 | 0 | 0 | 0
Commercial | ChoEgsld310 | Smart Thermostat | 2.7019 | 0.60965 | 5.3399 | 1.5122 | 0.0081488 | 3.747
Commercial | ChoNgsld310 | Smart Thermostat | 2.7019 | 0.60965 | 5.3399 | 0.015111 | 9.0041e-05 | 0.037453
Commercial | CinEgsld310 | Smart Thermostat | 2.9395 | 0.60965 | 5.8545 | 4.6438 | 0.10984 | 11.6009
Commercial | CinNgsld310 | Smart Thermostat | 2.9395 | 0.60965 | 5.8545 | 0.047722 | 0.0012185 | 0.11932
Commercial | CofEgsld310 | Smart Thermostat | 2.7558 | 0.60965 | 5.4559 | 5.4883 | 1.2995 | 15.0064
Commercial | CofNgsld310 | Smart Thermostat | 2.7558 | 0.60965 | 5.4559 | 0.062093 | 0.015186 | 0.17031
Commercial | CreEgsld310 | Smart Thermostat | 4.8405 | 0.60965 | 10.2791 | 2.6639 | 0.5714 | 7.218
Commercial | CreNgsld310 | Smart Thermostat | 4.8405 | 0.60965 | 10.2791 | 0.0052383 | 0.0065161 | 0.020168
Commercial | CheEgsld312 | HVAC tune-up | 1.6943 | 0.45912 | 4.9039 | 0 | 0 | 0
Commercial | CheNgsld312 | HVAC tune-up | 1.6943 | 0.45912 | 4.9039 | 0 | 0 | 0
Commercial | ChoEgsld312 | HVAC tune-up | 1.7104 | 0.47698 | 4.7561 | 0 | 0 | 0
Commercial | ChoNgsld312 | HVAC tune-up | 1.7104 | 0.47698 | 4.7561 | 0 | 0 | 0
Commercial | CloEgsld312 | HVAC tune-up | 1.3488 | 0.45912 | 3.7228 | 0 | 0 | 0
Commercial | CloNgsld312 | HVAC tune-up | 1.3488 | 0.45912 | 3.7228 | 0 | 0 | 0
Commercial | CheEgsld313 | HVAC tune-up_RTU | 1.421 | 0.47548 | 3.6234 | 0 | 0 | 0
Commercial | CheNgsld313 | HVAC tune-up_RTU | 1.421 | 0.47548 | 3.6234 | 0 | 0 | 0
Commercial | ChoEgsld313 | HVAC tune-up_RTU | 1.437 | 0.49478 | 3.5115 | 0 | 0 | 0
Commercial | ChoNgsld313 | HVAC tune-up_RTU | 1.437 | 0.49478 | 3.5115 | 0 | 0 | 0
Commercial | CofEgsld319 | Duct Sealing Repair | 5.4811 | 0.53847 | 13.7508 | 2.2749 | 0.8972 | 12.6598
Commercial | CasNgsld322 | High Efficiency PTAC | 4.4851 | 0.53279 | 11.7224 | 0 | 0 | 0
Commercial | CasTgsld322 | High Efficiency PTAC | 4.4851 | 0.53279 | 11.7224 | 0 | 0 | 0
Commercial | CcoNgsld322 | High Efficiency PTAC | 3.7988 | 0.46167 | 10.8795 | 0 | 0 | 0
Commercial | CcoTgsld322 | High Efficiency PTAC | 3.7988 | 0.46167 | 10.8795 | 0 | 0 | 0
Commercial | CgrNgsld322 | High Efficiency PTAC | 2.7464 | 0.53279 | 6.4756 | 0 | 0 | 0
Commercial | CgrTgsld322 | High Efficiency PTAC | 2.7464 | 0.53279 | 6.4756 | 0 | 0 | 0
Commercial | CinNgsld322 | High Efficiency PTAC | 2.6935 | 0.53279 | 6.3321 | 0 | 0 | 0
Commercial | CinTgsld322 | High Efficiency PTAC | 2.6935 | 0.53279 | 6.3321 | 0 | 0 | 0
Commercial | CofNgsld322 | High Efficiency PTAC | 4.5233 | 0.50868 | 12.3433 | 0 | 0 | 0
Commercial | CofTgsld322 | High Efficiency PTAC | 4.5233 | 0.50868 | 12.3433 | 0 | 0 | 0
Commercial | CasNgsld323 | High Efficiency PTHP | 4.2722 | 0.50672 | 11.9424 | 0 | 0 | 0
Commercial | CasTgsld323 | High Efficiency PTHP | 4.2722 | 0.50672 | 11.9424 | 0 | 0 | 0
Commercial | CcoNgsld323 | High Efficiency PTHP | 3.7609 | 0.45634 | 11.0171 | 0 | 0 | 0
Commercial | CcoTgsld323 | High Efficiency PTHP | 3.7609 | 0.45634 | 11.0171 | 0 | 0 | 0
Commercial | CgrNgsld323 | High Efficiency PTHP | 2.6539 | 0.50672 | 6.6465 | 0 | 0 | 0
Commercial | CgrTgsld323 | High Efficiency PTHP | 2.6539 | 0.50672 | 6.6465 | 0 | 0 | 0
Commercial | CinNgsld323 | High Efficiency PTHP | 2.5917 | 0.50672 | 6.4649 | 0 | 0 | 0
Commercial | CinTgsld323 | High Efficiency PTHP | 2.5917 | 0.50672 | 6.4649 | 0 | 0 | 0
Commercial | CmiNgsld323 | High Efficiency PTHP | 2.6619 | 0.50672 | 6.6699 | 0 | 0 | 0
Commercial | CmiTgsld323 | High Efficiency PTHP | 2.6619 | 0.50672 | 6.6699 | 0 | 0 | 0
Commercial | CasNgsld504 | High Bay Fluorescent (T5) | 2.3486 | 0.3886 | 7.4456 | 0 | 0 | 0
Commercial | CasTgsld504 | High Bay Fluorescent (T5) | 2.3486 | 0.3886 | 7.4456 | 0 | 0 | 0
Commercial | CrtNgsld504 | High Bay Fluorescent (T5) | 3.8412 | 0.3886 | 12.9029 | 0 | 0 | 0
Commercial | CrtTgsld504 | High Bay Fluorescent (T5) | 3.8412 | 0.3886 | 12.9029 | 0 | 0 | 0
Commercial | CwaNgsld504 | High Bay Fluorescent (T5) | 3.0412 | 0.3886 | 9.8999 | 0 | 0 | 0
Commercial | CwaTgsld504 | High Bay Fluorescent (T5) | 3.0412 | 0.3886 | 9.8999 | 0 | 0 | 0
Commercial | CrtTgsld507 | High Bay LED | 2.8074 | 0.43265 | 8.1336 | 24.9578 | 16.2725 | 133.1467
Commercial | CasTgsld509 | LED Display Lighting (Interior) | 3.5204 | 0.44442 | 9.8331 | 0.00025974 | 5.8677e-05 | 0.0010435
Commercial | CcoTgsld509 | LED Display Lighting (Interior) | 3.9341 | 0.37377 | 13.0579 | 7.6923e-05 | 7.2102e-05 | 0.0007226
Commercial | CinTgsld509 | LED Display Lighting (Interior) | 3.9893 | 0.44442 | 11.2794 | 0.0021285 | 0.00048083 | 0.0085515
Commercial | CloTgsld509 | LED Display Lighting (Interior) | 4.3682 | 0.43413 | 12.7982 | 7.0212e-06 | 5.0556e-10 | 2.8559e-05
Commercial | CofTgsld509 | LED Display Lighting (Interior) | 3.9388 | 0.44442 | 11.1221 | 6.7554e-05 | 1.5261e-05 | 0.0002714
Commercial | CreTgsld509 | LED Display Lighting (Interior) | 3.9501 | 0.43413 | 11.4447 | 3.8217e-05 | 2.7518e-09 | 0.00015545
Commercial | CscTgsld509 | LED Display Lighting (Interior) | 2.9547 | 0.44442 | 8.1339 | 0.00053971 | 0.00012192 | 0.0021683
Commercial | CwaTgsld509 | LED Display Lighting (Interior) | 4.5556 | 0.44442 | 13.0744 | 8.8722e-05 | 2.0042e-05 | 0.00035645
Commercial | CscTgsld510 | LED Linear - Fixture Replacement | 4.3223 | 0.45116 | 12.8546 | 2.6735 | 0.6116 | 10.8811
Commercial | CasTgsld511 | LED Linear - Lamp Replacement | 3.9655 | 0.39696 | 13.305 | 0.2128 | 0.048859 | 0.86913
Commercial | CscTgsld511 | LED Linear - Lamp Replacement | 3.3742 | 0.39696 | 11.0058 | 0.44694 | 0.10262 | 1.8254
Commercial | CcoEgsld804 | Floating Head Pressure Controls | 2.9789 | 0.39146 | 9.3117 | 0.0030167 | 0.0025268 | 0.022955
Commercial | CcoNgsld804 | Floating Head Pressure Controls | 2.9789 | 0.39146 | 9.3117 | 3.3177e-05 | 2.779e-05 | 0.00025245
Commercial | CheEgsld804 | Floating Head Pressure Controls | 2.9789 | 0.39146 | 9.3117 | 0.01514 | 0.012682 | 0.11521
Commercial | CheNgsld804 | Floating Head Pressure Controls | 2.9789 | 0.39146 | 9.3117 | 0.00016788 | 0.00014062 | 0.0012775
Commercial | ChoEgsld804 | Floating Head Pressure Controls | 2.9789 | 0.39146 | 9.3117 | 0.0082147 | 0.0068809 | 0.062508
Commercial | ChoNgsld804 | Floating Head Pressure Controls | 2.9789 | 0.39146 | 9.3117 | 8.9308e-05 | 7.4807e-05 | 0.00067957
Commercial | CloEgsld804 | Floating Head Pressure Controls | 2.9789 | 0.39146 | 9.3117 | 0.035718 | 0.029918 | 0.27178
Commercial | CloNgsld804 | Floating Head Pressure Controls | 2.9789 | 0.39146 | 9.3117 | 0.0003901 | 0.00032676 | 0.0029684
Commercial | CscEgsld804 | Floating Head Pressure Controls | 2.9789 | 0.39146 | 9.3117 | 0.01613 | 0.013511 | 0.12274
Commercial | CscNgsld804 | Floating Head Pressure Controls | 2.9789 | 0.39146 | 9.3117 | 0.0001761 | 0.00014751 | 0.00134
Commercial | CcoEgsld902 | Faucet Aerator | 3.0573 | 0.37288 | 10.4113 | 0.00020565 | 0.0005376 | 0.0022008
Commercial | CcoNgsld902 | Faucet Aerator | 3.0573 | 0.37288 | 10.4113 | 0 | 0 | 0
Commercial | CgrEgsld902 | Faucet Aerator | 3.1599 | 0.40032 | 9.7967 | 0.0002659 | 0.0022689 | 0.0049429
Commercial | CgrNgsld902 | Faucet Aerator | 3.1599 | 0.40032 | 9.7967 | 0 | 0 | 0
Commercial | ChoEgsld902 | Faucet Aerator | 3.0573 | 0.37288 | 10.4113 | 0.00030063 | 0.00078586 | 0.0032171
Commercial | ChoNgsld902 | Faucet Aerator | 3.0573 | 0.37288 | 10.4113 | 0 | 0 | 0
Commercial | CloEgsld902 | Faucet Aerator | 3.1599 | 0.40032 | 9.7967 | 0.00091628 | 0.0078187 | 0.017033
Commercial | CloNgsld902 | Faucet Aerator | 3.1599 | 0.40032 | 9.7967 | 0 | 0 | 0
Commercial | CreEgsld902 | Faucet Aerator | 3.1599 | 0.40032 | 9.7967 | 0.00083187 | 0.0070985 | 0.015464
Commercial | CreNgsld902 | Faucet Aerator | 3.1599 | 0.40032 | 9.7967 | 0 | 0 | 0
Commercial | CrtEgsld902 | Faucet Aerator | 3.1599 | 0.40032 | 9.7967 | 0.00019882 | 0.0016965 | 0.0036959
Commercial | CrtNgsld902 | Faucet Aerator | 3.1599 | 0.40032 | 9.7967 | 0 | 0 | 0
Commercial | CcoEgsld903 | Low Flow Shower Head | 3.5796 | 0.40399 | 11.289 | 0.0012816 | 0.0067234 | 0.018021
Commercial | CcoNgsld903 | Low Flow Shower Head | 3.5796 | 0.40399 | 11.289 | 0 | 0 | 0
Commercial | CheEgsld903 | Low Flow Shower Head | 3.4905 | 0.39093 | 11.5727 | 0.0051954 | 0.013581 | 0.055599
Commercial | CheNgsld903 | Low Flow Shower Head | 3.4905 | 0.39093 | 11.5727 | 0 | 0 | 0
Commercial | ChoEgsld903 | Low Flow Shower Head | 3.4905 | 0.39093 | 11.5727 | 0.0013703 | 0.0035822 | 0.014665
Commercial | ChoNgsld903 | Low Flow Shower Head | 3.4905 | 0.39093 | 11.5727 | 0 | 0 | 0
Commercial | CloEgsld903 | Low Flow Shower Head | 3.6245 | 0.41164 | 11.067 | 0.0086636 | 0.073929 | 0.16152
Commercial | CloNgsld903 | Low Flow Shower Head | 3.6245 | 0.41164 | 11.067 | 0 | 0 | 0
Commercial | CcoNgsld911 | Heat Pump Water Heater | 3.1083 | 0.4582 | 8.9503 | 0.00042821 | 0.00026487 | 0.0018168
Commercial | CcoTgsld911 | Heat Pump Water Heater | 3.1083 | 0.4582 | 8.9503 | 0.039969 | 0.024723 | 0.16958
Commercial | CgrNgsld911 | Heat Pump Water Heater | 2.7553 | 0.4582 | 7.7828 | 0.00045608 | 0.00028211 | 0.001935
Commercial | CgrTgsld911 | Heat Pump Water Heater | 2.7553 | 0.4582 | 7.7828 | 0.04257 | 0.026332 | 0.18062
Commercial | ChoNgsld911 | Heat Pump Water Heater | 3.5464 | 0.4582 | 10.4636 | 0.0014266 | 0.00088243 | 0.0060528
Commercial | ChoTgsld911 | Heat Pump Water Heater | 3.5464 | 0.4582 | 10.4636 | 0.13316 | 0.082366 | 0.56496
Commercial | CofNgsld911 | Heat Pump Water Heater | 3.6436 | 0.4582 | 10.8095 | 0.0074628 | 0.0046162 | 0.031663
Commercial | CofTgsld911 | Heat Pump Water Heater | 3.6436 | 0.4582 | 10.8095 | 0.69658 | 0.43087 | 2.9554
Commercial | CreNgsld911 | Heat Pump Water Heater | 2.3467 | 0.4582 | 6.4857 | 0.0082574 | 0.0051077 | 0.035035
Commercial | CreTgsld911 | Heat Pump Water Heater | 2.3467 | 0.4582 | 6.4857 | 0.77075 | 0.47675 | 3.2701
Commercial | CrtNgsld911 | Heat Pump Water Heater | 2.7313 | 0.4582 | 7.705 | 0.0013806 | 0.000854 | 0.0058577
Commercial | CrtTgsld911 | Heat Pump Water Heater | 2.7313 | 0.4582 | 7.705 | 0.12887 | 0.079712 | 0.54676
Commercial | CwaNgsld911 | Heat Pump Water Heater | 2.7553 | 0.4582 | 7.7828 | 0.00019168 | 0.00011857 | 0.00081326
Commercial | CwaTgsld911 | Heat Pump Water Heater | 2.7553 | 0.4582 | 7.7828 | 0.017891 | 0.011067 | 0.075909
Commercial | CcoEgsld921 | Retro-Commissioning | 1.2657 | 0.49354 | 3.1991 | 1.1836 | 0.012928 | 2.9822
Commercial | CheEgsld921 | Retro-Commissioning | 2.4352 | 0.48469 | 6.7239 | 2.1594 | 4.9068 | 13.5404
Commercial | CloEgsld921 | Retro-Commissioning | 1.8321 | 0.54575 | 4.3512 | 2.8232 | 4.1696 | 9.5541
Commercial | CmiEgsld921 | Retro-Commissioning | 1.9458 | 0.48469 | 5.1776 | 21.4926 | 66.4397 | 137.8657
Commercial | CrtEgsld921 | Retro-Commissioning | 1.5352 | 0.54575 | 3.5341 | 10.5538 | 16.841 | 37.9396

## TRC - 3 Year Payback
Florida Power & Light Company
Docket No. 20190015-EG
Staff's First Set of Interrogatories
Interrogatory No. 29
Attachment No. 2
Tab 5 of 5
Measures Changing from Failing to Passing | [8 empty] | Measures Changing from Passing to Failing
3 Year Payback Sensitivity Economic Potential – TRC | [8 empty] | 3 Year Payback Sensitivity Economic Potential – TRC
Customer | Measure | Measure | TRC | RIM | PCT | Summer | Winter | Energy | Customer | Measure | Measure | TRC | RIM | PCT | Summer | Winter | Energy | Reason For
Class | Code | Name |  |  |  | (MW) | (MW) | (GWh) | Class | Code | Name |  |  |  | (MW) | (MW) | (GWh) | Failure
No Applicable Measures | [8 empty] | Residential | RM0E314 | Duct Repair | N/A | N/A | N/A | 28.4253 | 5.9924 | 52.0657 | Years to Payback
[9 empty] | Residential | RMFE314 | Duct Repair | N/A | N/A | N/A | 150.3952 | 43.1997 | 288.209 | Years to Payback
[9 empty] | Residential | RM0N504 | Two Speed Pool Pump | N/A | N/A | N/A | 0 | 0 | 0 | Years to Payback
[9 empty] | Residential | RM0T504 | Two Speed Pool Pump | N/A | N/A | N/A | 0 | 0 | 0 | Years to Payback
[9 empty] | Residential | RMFN504 | Two Speed Pool Pump | N/A | N/A | N/A | 0 | 0 | 0 | Years to Payback
[9 empty] | Residential | RMFT504 | Two Speed Pool Pump | N/A | N/A | N/A | 0 | 0 | 0 | Years to Payback
[9 empty] | Industrial | IGSLD202 | HVAC Equipment Upgrades | N/A | N/A | N/A | 0.86474 | 0.84376 | 5.9888 | Years to Payback
[9 empty] | Commercial | CofEgs203 | Ceiling Insulation(R2 to R38) | N/A | N/A | N/A | 1.3794 | 0.018174 | 2.7629 | Years to Payback
[9 empty] | Commercial | CrtEgs207 | Wall Insulation | N/A | N/A | N/A | 1.454 | 0.0039262 | 7.0374 | Years to Payback
[9 empty] | Commercial | CheEgs309 | Programmable Thermostat | N/A | N/A | N/A | 0 | 0 | 0 | Years to Payback
[9 empty] | Commercial | CheNgs309 | Programmable Thermostat | N/A | N/A | N/A | 0 | 0 | 0 | Years to Payback
[9 empty] | Commercial | ChoEgs309 | Programmable Thermostat | N/A | N/A | N/A | 0 | 0 | 0 | Years to Payback
[9 empty] | Commercial | ChoNgs309 | Programmable Thermostat | N/A | N/A | N/A | 0 | 0 | 0 | Years to Payback
[9 empty] | Commercial | CinEgs309 | Programmable Thermostat | N/A | N/A | N/A | 0 | 0 | 0 | Years to Payback
[9 empty] | Commercial | CinNgs309 | Programmable Thermostat | N/A | N/A | N/A | 0 | 0 | 0 | Years to Payback
[9 empty] | Commercial | CmiEgs309 | Programmable Thermostat | N/A | N/A | N/A | 0 | 0 | 0 | Years to Payback
[9 empty] | Commercial | CmiNgs309 | Programmable Thermostat | N/A | N/A | N/A | 0 | 0 | 0 | Years to Payback
[9 empty] | Commercial | CofEgs309 | Programmable Thermostat | N/A | N/A | N/A | 0 | 0 | 0 | Years to Payback
[9 empty] | Commercial | CofNgs309 | Programmable Thermostat | N/A | N/A | N/A | 0 | 0 | 0 | Years to Payback
[9 empty] | Commercial | CloEgs310 | Smart Thermostat | N/A | N/A | N/A | 0.85647 | 0.10655 | 2.2352 | Years to Payback
[9 empty] | Commercial | CloNgs310 | Smart Thermostat | N/A | N/A | N/A | 0 | 0.0011937 | 0.0013225 | Years to Payback
[9 empty] | Commercial | CmiEgs310 | Smart Thermostat | N/A | N/A | N/A | 1.8855 | 0.18433 | 4.865 | Years to Payback
[9 empty] | Commercial | CmiNgs310 | Smart Thermostat | N/A | N/A | N/A | 0.019862 | 0.0020898 | 0.051413 | Years to Payback
[9 empty] | Commercial | CrtEgs310 | Smart Thermostat | N/A | N/A | N/A | 2.4082 | 0.17121 | 6.1426 | Years to Payback
[9 empty] | Commercial | CrtNgs310 | Smart Thermostat | N/A | N/A | N/A | 0.021979 | 0.0019259 | 0.056464 | Years to Payback
[9 empty] | Commercial | CscEgs310 | Smart Thermostat | N/A | N/A | N/A | 1.1728 | 0.10889 | 3.0197 | Years to Payback
[9 empty] | Commercial | CscNgs310 | Smart Thermostat | N/A | N/A | N/A | 0.0022455 | 0.0011652 | 0.0068417 | Years to Payback
[9 empty] | Commercial | CheNgs311 | High Efficiency DX, >135k and <240k Btu/h Elect Heat | N/A | N/A | N/A | 0.013195 | 0 | 0.023308 | Years to Payback
[9 empty] | Commercial | CheTgs311 | High Efficiency DX, >135k and <240k Btu/h Elect Heat | N/A | N/A | N/A | 1.7334 | 0 | 3.0529 | Years to Payback
[9 empty] | Commercial | ChoNgs311 | High Efficiency DX, >135k and <240k Btu/h Elect Heat | N/A | N/A | N/A | 0.003041 | 0 | 0.005053 | Years to Payback
[9 empty] | Commercial | ChoTgs311 | High Efficiency DX, >135k and <240k Btu/h Elect Heat | N/A | N/A | N/A | 0.46532 | 0 | 0.77237 | Years to Payback
[9 empty] | Commercial | CloNgs311 | High Efficiency DX, >135k and <240k Btu/h Elect Heat | N/A | N/A | N/A | 0.0026623 | 0 | 0.004027 | Years to Payback
[9 empty] | Commercial | CloTgs311 | High Efficiency DX, >135k and <240k Btu/h Elect Heat | N/A | N/A | N/A | 0.4795 | 0 | 0.68166 | Years to Payback
[9 empty] | Commercial | CreNgs311 | High Efficiency DX, >135k and <240k Btu/h Elect Heat | N/A | N/A | N/A | 0.014401 | 0 | 0.020966 | Years to Payback
[9 empty] | Commercial | CreTgs311 | High Efficiency DX, >135k and <240k Btu/h Elect Heat | N/A | N/A | N/A | 2.514 | 0 | 3.4708 | Years to Payback
[9 empty] | Commercial | CheEgs320 | Dedicated Outdoor Air System on VRF unit | N/A | N/A | N/A | 0.031915 | 0.0040851 | 0.11658 | Years to Payback
[9 empty] | Commercial | CheNgs320 | Dedicated Outdoor Air System on VRF unit | N/A | N/A | N/A | 0.00012225 | 3.9032e-05 | 0.00052155 | Years to Payback
[9 empty] | Commercial | ChoEgs320 | Dedicated Outdoor Air System on VRF unit | N/A | N/A | N/A | 0.0026092 | 0.0019124 | 0.014594 | Years to Payback
[9 empty] | Commercial | ChoNgs320 | Dedicated Outdoor Air System on VRF unit | N/A | N/A | N/A | 9.9506e-06 | 1.8932e-05 | 9.2993e-05 | Years to Payback
[9 empty] | Commercial | CreEgs320 | Dedicated Outdoor Air System on VRF unit | N/A | N/A | N/A | 0.0037212 | 0.023227 | 0.086572 | Years to Payback
[9 empty] | Commercial | CreNgs320 | Dedicated Outdoor Air System on VRF unit | N/A | N/A | N/A | 1.4419e-05 | 0.0002165 | 0.00074122 | Years to Payback
[9 empty] | Commercial | CwaNgs322 | High Efficiency PTAC | N/A | N/A | N/A | 0 | 0 | 0 | Years to Payback
[9 empty] | Commercial | CwaTgs322 | High Efficiency PTAC | N/A | N/A | N/A | 0 | 0 | 0 | Years to Payback
[9 empty] | Commercial | CheTgs324 | Variable Refrigerant Flow (VRF) HVAC Systems | N/A | N/A | N/A | 0.073227 | 0.013176 | 0.27968 | Years to Payback
[9 empty] | Commercial | ChoNgs324 | Variable Refrigerant Flow (VRF) HVAC Systems | N/A | N/A | N/A | 6.6414e-05 | 7.1447e-05 | 0.00044451 | Years to Payback
[9 empty] | Commercial | ChoTgs324 | Variable Refrigerant Flow (VRF) HVAC Systems | N/A | N/A | N/A | 0.0060458 | 0.006504 | 0.040465 | Years to Payback
[9 empty] | Commercial | CcoEgs328 | Demand Controlled Ventilation | N/A | N/A | N/A | 0.55956 | 3.1503 | 1.1405 | Years to Payback
[9 empty] | Commercial | CheNgs328 | Demand Controlled Ventilation | N/A | N/A | N/A | 0.011676 | 0.065737 | 0.023799 | Years to Payback
[9 empty] | Commercial | ChoEgs328 | Demand Controlled Ventilation | N/A | N/A | N/A | 0.41473 | 2.3349 | 0.84533 | Years to Payback
[9 empty] | Commercial | ChoNgs328 | Demand Controlled Ventilation | N/A | N/A | N/A | 0.0032775 | 0.018452 | 0.0066804 | Years to Payback
[9 empty] | Commercial | CinEgs328 | Demand Controlled Ventilation | N/A | N/A | N/A | 0.68564 | 3.8601 | 1.3975 | Years to Payback
[9 empty] | Commercial | ChoNgs603 | VSD Controlled Compressor | N/A | N/A | N/A | 0.0024164 | 0.002024 | 0.018387 | Years to Payback
[9 empty] | Commercial | CinEgs603 | VSD Controlled Compressor | N/A | N/A | N/A | 0.2547 | 0.11921 | 1.6665 | Years to Payback
[9 empty] | Commercial | CloNgs603 | VSD Controlled Compressor | N/A | N/A | N/A | 0.0038544 | 0.0032285 | 0.029329 | Years to Payback
[9 empty] | Commercial | CmiEgs603 | VSD Controlled Compressor | N/A | N/A | N/A | 8.2665 | 3.8691 | 54.0876 | Years to Payback
[9 empty] | Commercial | CmiNgs603 | VSD Controlled Compressor | N/A | N/A | N/A | 0.088564 | 0.041452 | 0.57947 | Years to Payback
[9 empty] | Commercial | CofEgs603 | VSD Controlled Compressor | N/A | N/A | N/A | 0.39169 | 0.18333 | 2.5628 | Years to Payback
[9 empty] | Commercial | CofNgs603 | VSD Controlled Compressor | N/A | N/A | N/A | 0.020697 | 0.0096871 | 0.13542 | Years to Payback
[9 empty] | Commercial | CreEgs603 | VSD Controlled Compressor | N/A | N/A | N/A | 0.065956 | 0.055246 | 0.50188 | Years to Payback
[9 empty] | Commercial | CscNgs603 | VSD Controlled Compressor | N/A | N/A | N/A | 0.0041202 | 0.0034512 | 0.031352 | Years to Payback
[9 empty] | Commercial | CwaEgs603 | VSD Controlled Compressor | N/A | N/A | N/A | 0.03809 | 0.017828 | 0.24922 | Years to Payback
[9 empty] | Commercial | CinNgs701 | Efficient Battery Charger | N/A | N/A | N/A | 0.019851 | 0 | 0.035741 | Years to Payback
[9 empty] | Commercial | CinTgs701 | Efficient Battery Charger | N/A | N/A | N/A | 1.9436 | 0 | 3.4994 | Years to Payback
[9 empty] | Commercial | CloNgs701 | Efficient Battery Charger | N/A | N/A | N/A | 0.0047916 | 0 | 0.0086272 | Years to Payback
[9 empty] | Commercial | CloTgs701 | Efficient Battery Charger | N/A | N/A | N/A | 0.48358 | 0 | 0.87068 | Years to Payback
[9 empty] | Commercial | CofNgs701 | Efficient Battery Charger | N/A | N/A | N/A | 0.030113 | 0 | 0.054219 | Years to Payback
[9 empty] | Commercial | CasNgs808 | PSC to ECM Evaporator Fan Motor (Reach-In) | N/A | N/A | N/A | 2.3886e-05 | 2.1881e-06 | 0.00016931 | Years to Payback
[9 empty] | Commercial | CcoEgs808 | PSC to ECM Evaporator Fan Motor (Reach-In) | N/A | N/A | N/A | 9.677e-05 | 8.1057e-05 | 0.00073635 | Years to Payback
[9 empty] | Commercial | CcoNgs808 | PSC to ECM Evaporator Fan Motor (Reach-In) | N/A | N/A | N/A | 4.4993e-06 | 3.7687e-06 | 3.4236e-05 | Years to Payback
[9 empty] | Commercial | CgrEgs808 | PSC to ECM Evaporator Fan Motor (Reach-In) | N/A | N/A | N/A | 0.21276 | 0.019491 | 1.5081 | Years to Payback
[9 empty] | Commercial | CgrNgs808 | PSC to ECM Evaporator Fan Motor (Reach-In) | N/A | N/A | N/A | 0 | 0 | 0 | Years to Payback
[9 empty] | Commercial | CheEgs808 | PSC to ECM Evaporator Fan Motor (Reach-In) | N/A | N/A | N/A | 0.00043707 | 0.0003661 | 0.0033258 | Years to Payback
[9 empty] | Commercial | ChoNgs808 | PSC to ECM Evaporator Fan Motor (Reach-In) | N/A | N/A | N/A | 0.00012427 | 0.00010409 | 0.00094562 | Years to Payback
[9 empty] | Commercial | CloEgs808 | PSC to ECM Evaporator Fan Motor (Reach-In) | N/A | N/A | N/A | 0.0082259 | 0.0068902 | 0.062593 | Years to Payback
[9 empty] | Commercial | CloNgs808 | PSC to ECM Evaporator Fan Motor (Reach-In) | N/A | N/A | N/A | 0.00038245 | 0.00032035 | 0.0029102 | Years to Payback
[9 empty] | Commercial | CreEgs808 | PSC to ECM Evaporator Fan Motor (Reach-In) | N/A | N/A | N/A | 0.14328 | 0.12002 | 1.0903 | Years to Payback
[9 empty] | Commercial | CreNgs808 | PSC to ECM Evaporator Fan Motor (Reach-In) | N/A | N/A | N/A | 0.0066618 | 0.0055801 | 0.050691 | Years to Payback
[9 empty] | Commercial | CrtEgs808 | PSC to ECM Evaporator Fan Motor (Reach-In) | N/A | N/A | N/A | 0.013979 | 0.0012806 | 0.099088 | Years to Payback
[9 empty] | Commercial | CscTgsd101 | Efficient Exhaust Hood | N/A | N/A | N/A | 0.087269 | 0.034253 | 0.39383 | Years to Payback
[9 empty] | Commercial | CrtEgsd207 | Wall Insulation | N/A | N/A | N/A | 5.8158 | 0.015705 | 28.1497 | Years to Payback
[9 empty] | Commercial | CmiNgsd309 | Programmable Thermostat | N/A | N/A | N/A | 0 | 0 | 0 | Years to Payback
[9 empty] | Commercial | CofEgsd309 | Programmable Thermostat | N/A | N/A | N/A | 0 | 0 | 0 | Years to Payback
[9 empty] | Commercial | CofNgsd309 | Programmable Thermostat | N/A | N/A | N/A | 0 | 0 | 0 | Years to Payback
[9 empty] | Commercial | CcoEgsd310 | Smart Thermostat | N/A | N/A | N/A | 0.48319 | 0.011985 | 1.2077 | Years to Payback
[9 empty] | Commercial | CloNgsd310 | Smart Thermostat | N/A | N/A | N/A | 0 | 0.0047749 | 0.0052901 | Years to Payback
[9 empty] | Commercial | CrtEgsd310 | Smart Thermostat | N/A | N/A | N/A | 9.6329 | 0.68485 | 24.5705 | Years to Payback
[9 empty] | Commercial | CrtNgsd310 | Smart Thermostat | N/A | N/A | N/A | 0.087915 | 0.0077037 | 0.22585 | Years to Payback
[9 empty] | Commercial | CscEgsd310 | Smart Thermostat | N/A | N/A | N/A | 4.6912 | 0.43556 | 12.0788 | Years to Payback
[9 empty] | Commercial | ChoNgsd320 | Dedicated Outdoor Air System on VRF unit | N/A | N/A | N/A | 3.9803e-05 | 7.573e-05 | 0.00037197 | Years to Payback
[9 empty] | Commercial | CreEgsd320 | Dedicated Outdoor Air System on VRF unit | N/A | N/A | N/A | 0.014885 | 0.092908 | 0.34629 | Years to Payback
[9 empty] | Commercial | CreNgsd320 | Dedicated Outdoor Air System on VRF unit | N/A | N/A | N/A | 5.7674e-05 | 0.00086599 | 0.0029649 | Years to Payback
[9 empty] | Commercial | CwaNgsd322 | High Efficiency PTAC | N/A | N/A | N/A | 0 | 0 | 0 | Years to Payback
[9 empty] | Commercial | CwaTgsd322 | High Efficiency PTAC | N/A | N/A | N/A | 0 | 0 | 0 | Years to Payback
[9 empty] | Commercial | CwaNgsd323 | High Efficiency PTHP | N/A | N/A | N/A | 0 | 0 | 0 | Years to Payback
[9 empty] | Commercial | CwaTgsd323 | High Efficiency PTHP | N/A | N/A | N/A | 0 | 0 | 0 | Years to Payback
[9 empty] | Commercial | CheNgsd324 | Variable Refrigerant Flow (VRF) HVAC Systems | N/A | N/A | N/A | 0.0032636 | 0.00058724 | 0.012465 | Years to Payback
[9 empty] | Commercial | CheTgsd324 | Variable Refrigerant Flow (VRF) HVAC Systems | N/A | N/A | N/A | 0.29291 | 0.052704 | 1.1187 | Years to Payback
[9 empty] | Commercial | ChoNgsd324 | Variable Refrigerant Flow (VRF) HVAC Systems | N/A | N/A | N/A | 0.00026565 | 0.00028579 | 0.0017781 | Years to Payback
[9 empty] | Commercial | ChoTgsd324 | Variable Refrigerant Flow (VRF) HVAC Systems | N/A | N/A | N/A | 0.024183 | 0.026016 | 0.16186 | Years to Payback
[9 empty] | Commercial | CcoEgsd328 | Demand Controlled Ventilation | N/A | N/A | N/A | 2.2382 | 12.6013 | 4.5622 | Years to Payback
[9 empty] | Commercial | CcoNgsd328 | Demand Controlled Ventilation | N/A | N/A | N/A | 0.02398 | 0.13501 | 0.048877 | Years to Payback
[9 empty] | Commercial | CheEgsd328 | Demand Controlled Ventilation | N/A | N/A | N/A | 4.3594 | 24.5433 | 8.8856 | Years to Payback
[9 empty] | Commercial | CheNgsd328 | Demand Controlled Ventilation | N/A | N/A | N/A | 0.046704 | 0.26295 | 0.095196 | Years to Payback
[9 empty] | Commercial | ChoEgsd328 | Demand Controlled Ventilation | N/A | N/A | N/A | 1.6589 | 9.3397 | 3.3813 | Years to Payback
[9 empty] | Commercial | ChoNgsd328 | Demand Controlled Ventilation | N/A | N/A | N/A | 0.01311 | 0.073809 | 0.026722 | Years to Payback
[9 empty] | Commercial | CinEgsd328 | Demand Controlled Ventilation | N/A | N/A | N/A | 2.7426 | 15.4406 | 5.5901 | Years to Payback
[9 empty] | Commercial | CscNgsd603 | VSD Controlled Compressor | N/A | N/A | N/A | 0.016481 | 0.013805 | 0.12541 | Years to Payback
[9 empty] | Commercial | CwaEgsd603 | VSD Controlled Compressor | N/A | N/A | N/A | 0.15236 | 0.071311 | 0.9969 | Years to Payback
[9 empty] | Commercial | CwaNgsd603 | VSD Controlled Compressor | N/A | N/A | N/A | 0.0081617 | 0.00382 | 0.053402 | Years to Payback
[9 empty] | Commercial | CasTgsd607 | Two Speed Pool Pump | N/A | N/A | N/A | 0 | 0 | 0 | Years to Payback
[9 empty] | Commercial | CcoTgsd607 | Two Speed Pool Pump | N/A | N/A | N/A | 0 | 0 | 0 | Years to Payback
[9 empty] | Commercial | CloTgsd607 | Two Speed Pool Pump | N/A | N/A | N/A | 0 | 0 | 0 | Years to Payback
[9 empty] | Commercial | CasEgsd808 | PSC to ECM Evaporator Fan Motor (Reach-In) | N/A | N/A | N/A | 0.0020549 | 0.00018825 | 0.014566 | Years to Payback
[9 empty] | Commercial | CasNgsd808 | PSC to ECM Evaporator Fan Motor (Reach-In) | N/A | N/A | N/A | 9.5543e-05 | 8.7525e-06 | 0.00067724 | Years to Payback
[9 empty] | Commercial | CcoEgsd808 | PSC to ECM Evaporator Fan Motor (Reach-In) | N/A | N/A | N/A | 0.00038708 | 0.00032423 | 0.0029454 | Years to Payback
[9 empty] | Commercial | CcoNgsd808 | PSC to ECM Evaporator Fan Motor (Reach-In) | N/A | N/A | N/A | 1.7997e-05 | 1.5075e-05 | 0.00013694 | Years to Payback
[9 empty] | Commercial | CgrEgsd808 | PSC to ECM Evaporator Fan Motor (Reach-In) | N/A | N/A | N/A | 0.85105 | 0.077963 | 6.0325 | Years to Payback
[9 empty] | Commercial | CgrNgsd808 | PSC to ECM Evaporator Fan Motor (Reach-In) | N/A | N/A | N/A | 0 | 0 | 0 | Years to Payback
[9 empty] | Commercial | CheEgsd808 | PSC to ECM Evaporator Fan Motor (Reach-In) | N/A | N/A | N/A | 0.0017483 | 0.0014644 | 0.013303 | Years to Payback
[9 empty] | Commercial | CheNgsd808 | PSC to ECM Evaporator Fan Motor (Reach-In) | N/A | N/A | N/A | 8.1285e-05 | 6.8086e-05 | 0.00061852 | Years to Payback
[9 empty] | Commercial | ChoEgsd808 | PSC to ECM Evaporator Fan Motor (Reach-In) | N/A | N/A | N/A | 0.010692 | 0.0089555 | 0.081354 | Years to Payback
[9 empty] | Commercial | ChoNgsd808 | PSC to ECM Evaporator Fan Motor (Reach-In) | N/A | N/A | N/A | 0.00049709 | 0.00041638 | 0.0037825 | Years to Payback
[9 empty] | Commercial | CloEgsd808 | PSC to ECM Evaporator Fan Motor (Reach-In) | N/A | N/A | N/A | 0.032903 | 0.027561 | 0.25037 | Years to Payback
[9 empty] | Commercial | CloNgsd808 | PSC to ECM Evaporator Fan Motor (Reach-In) | N/A | N/A | N/A | 0.0015298 | 0.0012814 | 0.011641 | Years to Payback
[9 empty] | Commercial | CreEgsd808 | PSC to ECM Evaporator Fan Motor (Reach-In) | N/A | N/A | N/A | 0.57313 | 0.48007 | 4.3611 | Years to Payback
[9 empty] | Commercial | CreNgsd808 | PSC to ECM Evaporator Fan Motor (Reach-In) | N/A | N/A | N/A | 0.026647 | 0.02232 | 0.20277 | Years to Payback
[9 empty] | Commercial | CreNgsld302 | Chilled Water System - Variable Speed Drives | N/A | N/A | N/A | 0.0013017 | 5.9622e-05 | 0.011765 | Years to Payback
[9 empty] | Commercial | CrtEgsld302 | Chilled Water System - Variable Speed Drives | N/A | N/A | N/A | 0 | 0 | 0 | Years to Payback
[9 empty] | Commercial | CrtNgsld302 | Chilled Water System - Variable Speed Drives | N/A | N/A | N/A | 0 | 0 | 0 | Years to Payback
[9 empty] | Commercial | CscEgsld302 | Chilled Water System - Variable Speed Drives | N/A | N/A | N/A | 1.5592 | 0.071416 | 14.0926 | Years to Payback
[9 empty] | Commercial | CscNgsld302 | Chilled Water System - Variable Speed Drives | N/A | N/A | N/A | 0.017574 | 0.00080492 | 0.15884 | Years to Payback
[9 empty] | Commercial | CwaEgsld302 | Chilled Water System - Variable Speed Drives | N/A | N/A | N/A | 0 | 0 | 0 | Years to Payback
[9 empty] | Commercial | CcoTgsld304 | High Efficiency Chiller (Water cooled-centrifugal, 200 tons) | N/A | N/A | N/A | 0.047902 | 0.00047172 | 0.14585 | Years to Payback
[9 empty] | Commercial | CgrNgsld304 | High Efficiency Chiller (Water cooled-centrifugal, 200 tons) | N/A | N/A | N/A | 0 | 0 | 0 | Years to Payback
[9 empty] | Commercial | CrtTgsld304 | High Efficiency Chiller (Water cooled-centrifugal, 200 tons) | N/A | N/A | N/A | 0 | 0 | 0 | Years to Payback
[9 empty] | Commercial | CscNgsld304 | High Efficiency Chiller (Water cooled-centrifugal, 200 tons) | N/A | N/A | N/A | 0.0023336 | 2.298e-05 | 0.0070709 | Years to Payback
[9 empty] | Commercial | CscTgsld304 | High Efficiency Chiller (Water cooled-centrifugal, 200 tons) | N/A | N/A | N/A | 0.43925 | 0.0043256 | 1.3309 | Years to Payback
[9 empty] | Commercial | CloEgsld307 | Facility Energy Management System | N/A | N/A | N/A | 0.052217 | 0.01018 | 0.20365 | Years to Payback
[9 empty] | Commercial | CmiNgsld307 | Facility Energy Management System | N/A | N/A | N/A | 0.065852 | 0.0046163 | 0.3124 | Years to Payback
[9 empty] | Commercial | CrtEgsld307 | Facility Energy Management System | N/A | N/A | N/A | 1.7535 | 0.42963 | 6.7196 | Years to Payback
[9 empty] | Commercial | CrtNgsld307 | Facility Energy Management System | N/A | N/A | N/A | 0.024483 | 0.0071504 | 0.093548 | Years to Payback
[9 empty] | Commercial | CheEgsld309 | Programmable Thermostat | N/A | N/A | N/A | 0 | 0 | 0 | Years to Payback
[9 empty] | Commercial | CloNgsld310 | Smart Thermostat | N/A | N/A | N/A | 0 | 0.0019895 | 0.0022042 | Years to Payback
[9 empty] | Commercial | CrtEgsld310 | Smart Thermostat | N/A | N/A | N/A | 4.0137 | 0.28535 | 10.2377 | Years to Payback
[9 empty] | Commercial | CrtNgsld310 | Smart Thermostat | N/A | N/A | N/A | 0.036631 | 0.0032099 | 0.094106 | Years to Payback
[9 empty] | Commercial | CscEgsld310 | Smart Thermostat | N/A | N/A | N/A | 1.9547 | 0.18148 | 5.0328 | Years to Payback
[9 empty] | Commercial | CscNgsld310 | Smart Thermostat | N/A | N/A | N/A | 0.0037425 | 0.001942 | 0.011403 | Years to Payback
[9 empty] | Commercial | CheNgsld311 | High Efficiency DX, >135k and <240k Btu/h Elect Heat | N/A | N/A | N/A | 0.021992 | 0 | 0.038847 | Years to Payback
[9 empty] | Commercial | CheTgsld311 | High Efficiency DX, >135k and <240k Btu/h Elect Heat | N/A | N/A | N/A | 2.889 | 0 | 5.0882 | Years to Payback
[9 empty] | Commercial | ChoEgsld320 | Dedicated Outdoor Air System on VRF unit | N/A | N/A | N/A | 0.0043487 | 0.0031873 | 0.024323 | Years to Payback
[9 empty] | Commercial | ChoNgsld320 | Dedicated Outdoor Air System on VRF unit | N/A | N/A | N/A | 1.6584e-05 | 3.1554e-05 | 0.00015499 | Years to Payback
[9 empty] | Commercial | CreEgsld320 | Dedicated Outdoor Air System on VRF unit | N/A | N/A | N/A | 0.006202 | 0.038712 | 0.14429 | Years to Payback
[9 empty] | Commercial | CreNgsld320 | Dedicated Outdoor Air System on VRF unit | N/A | N/A | N/A | 2.4031e-05 | 0.00036083 | 0.0012354 | Years to Payback
[9 empty] | Commercial | CwaNgsld322 | High Efficiency PTAC | N/A | N/A | N/A | 0 | 0 | 0 | Years to Payback
[9 empty] | Commercial | CwaTgsld322 | High Efficiency PTAC | N/A | N/A | N/A | 0 | 0 | 0 | Years to Payback
[9 empty] | Commercial | CheNgsld324 | Variable Refrigerant Flow (VRF) HVAC Systems | N/A | N/A | N/A | 0.0013598 | 0.00024468 | 0.0051938 | Years to Payback
[9 empty] | Commercial | CheTgsld324 | Variable Refrigerant Flow (VRF) HVAC Systems | N/A | N/A | N/A | 0.12205 | 0.02196 | 0.46614 | Years to Payback
[9 empty] | Commercial | CcoNgsld603 | VSD Controlled Compressor | N/A | N/A | N/A | 0.0028844 | 0.0024161 | 0.021948 | Years to Payback
[9 empty] | Commercial | CgrEgsld603 | VSD Controlled Compressor | N/A | N/A | N/A | 0.27856 | 0.13038 | 1.8226 | Years to Payback
[9 empty] | Commercial | CheEgsld603 | VSD Controlled Compressor | N/A | N/A | N/A | 0.13043 | 0.10925 | 0.99244 | Years to Payback
[9 empty] | Commercial | CheNgsld603 | VSD Controlled Compressor | N/A | N/A | N/A | 0.0068923 | 0.0057732 | 0.052445 | Years to Payback
[9 empty] | Commercial | ChoEgsld603 | VSD Controlled Compressor | N/A | N/A | N/A | 0.076209 | 0.063835 | 0.5799 | Years to Payback
[9 empty] | Commercial | ChoNgsld603 | VSD Controlled Compressor | N/A | N/A | N/A | 0.0040273 | 0.0033733 | 0.030644 | Years to Payback
[9 empty] | Commercial | CinEgsld603 | VSD Controlled Compressor | N/A | N/A | N/A | 0.4245 | 0.19868 | 2.7775 | Years to Payback
[9 empty] | Commercial | CinNgsld603 | VSD Controlled Compressor | N/A | N/A | N/A | 0.022739 | 0.010643 | 0.14878 | Years to Payback
[9 empty] | Commercial | CloEgsld603 | VSD Controlled Compressor | N/A | N/A | N/A | 0.12156 | 0.10182 | 0.925 | Years to Payback
[9 empty] | Commercial | CloNgsld603 | VSD Controlled Compressor | N/A | N/A | N/A | 0.0064239 | 0.0053809 | 0.048881 | Years to Payback
[9 empty] | Commercial | CmiEgsld603 | VSD Controlled Compressor | N/A | N/A | N/A | 13.7775 | 6.4484 | 90.146 | Years to Payback
[9 empty] | Commercial | CmiNgsld603 | VSD Controlled Compressor | N/A | N/A | N/A | 0.14761 | 0.069086 | 0.96579 | Years to Payback
[9 empty] | Commercial | CofEgsld603 | VSD Controlled Compressor | N/A | N/A | N/A | 0.65281 | 0.30554 | 4.2713 | Years to Payback
[9 empty] | Commercial | CofNgsld603 | VSD Controlled Compressor | N/A | N/A | N/A | 0.034495 | 0.016145 | 0.2257 | Years to Payback
[9 empty] | Commercial | CreEgsld603 | VSD Controlled Compressor | N/A | N/A | N/A | 0.10993 | 0.092077 | 0.83646 | Years to Payback
[9 empty] | Commercial | CinTgsld909 | Solar Water Heater | N/A | N/A | N/A | 0.58148 | 0.081636 | 7.6754 | Years to Payback