## RIM - 2 Year Payback
Florida Power & Light Company
Docket No. 20190015-EG
SACE's First Set of Interrogatories
Interrogatory No. 25
Attachment No. 1
Tab 1 of 2
Measures Dropping at the Two-Year Payback Screening
RIM Cost-Effectiveness Screening
| Customer | Measure | Measure | Summer | Winter | Energy
| Class | Code | Name | (MW) | (MW) | (GWh)
1 | No Applicable Measures

## TRC - 2 Year Payback
Florida Power & Light Company
Docket No. 20190015-EG
SACE's First Set of Interrogatories
Interrogatory No. 25
Attachment No. 1
Tab 2 of 2
Measures Dropping at the Two-Year Payback Screening
TRC Cost-Effectiveness Screening
| Customer | Measure | Measure | Summer | Winter | Energy
| Class | Code | Name | (MW) | (MW) | (GWh)
1 | Residential | RM0N101 | ENERGY STAR Air Purifier | 0.0018316 | 0.0013217 | 0.0013217
2 | Residential | RM0E101 | ENERGY STAR Air Purifier | 0.13485 | 0.097309 | 0.097309
3 | Residential | RMFN101 | ENERGY STAR Air Purifier | 0.0099918 | 0.00721 | 0.00721
4 | Residential | RMFE101 | ENERGY STAR Air Purifier | 0.73567 | 0.53085 | 0.53085
5 | Residential | RSFN101 | ENERGY STAR Air Purifier | 0.017598 | 0.012699 | 0.012699
6 | Residential | RSFE101 | ENERGY STAR Air Purifier | 1.2957 | 0.93496 | 0.93496
7 | Residential | RM0N104 | ENERGY STAR Clothes Washer | 0.0089549 | 0.005201 | 0.005201
8 | Residential | RM0E104 | ENERGY STAR Clothes Washer | 0.65932 | 0.38293 | 0.38293
9 | Residential | RMFN104 | ENERGY STAR Clothes Washer | 0.037189 | 0.021599 | 0.021599
10 | Residential | RMFE104 | ENERGY STAR Clothes Washer | 2.7381 | 1.5903 | 1.5903
11 | Residential | RSFN104 | ENERGY STAR Clothes Washer | 0.14618 | 0.084901 | 0.084901
12 | Residential | RSFE104 | ENERGY STAR Clothes Washer | 10.7627 | 6.251 | 6.251
13 | Residential | RM0E114 | Removal of 2nd Refrigerator/Freezer | 0.35741 | 0.11908 | 0.11908
14 | Residential | RM0N114 | Removal of 2nd Refrigerator/Freezer | 0 | 0 | 0
15 | Residential | RMFE114 | Removal of 2nd Refrigerator/Freezer | 2.4917 | 0.83019 | 0.83019
16 | Residential | RMFN114 | Removal of 2nd Refrigerator/Freezer | 0 | 0 | 0
17 | Residential | RSFE114 | Removal of 2nd Refrigerator/Freezer | 16.417 | 5.4697 | 5.4697
18 | Residential | RSFN114 | Removal of 2nd Refrigerator/Freezer | 0 | 0 | 0
19 | Residential | RSFE314 | Duct Repair | 98.9754 | 32.1499 | 32.1499
20 | Residential | RM0N316 | ENERGY STAR Dehumidifier | 0.00033242 | 6.2966e-05 | 6.2966e-05
21 | Residential | RM0T316 | ENERGY STAR Dehumidifier | 0.024475 | 0.004636 | 0.004636
22 | Residential | RMFN316 | ENERGY STAR Dehumidifier | 0.0032716 | 0.0006197 | 0.0006197
23 | Residential | RMFT316 | ENERGY STAR Dehumidifier | 0.24088 | 0.045626 | 0.045626
24 | Residential | RSFN316 | ENERGY STAR Dehumidifier | 0.0059011 | 0.0011178 | 0.0011178
25 | Residential | RSFT316 | ENERGY STAR Dehumidifier | 0.43448 | 0.082298 | 0.082298
26 | Residential | RM0N317 | ENERGY STAR Room AC | 0.021679 | 0 | 0
27 | Residential | RM0T317 | ENERGY STAR Room AC | 1.3903 | 0 | 0
28 | Residential | RMFN317 | ENERGY STAR Room AC | 0.056337 | 0 | 0
29 | Residential | RMFT317 | ENERGY STAR Room AC | 3.776 | 0 | 0
30 | Residential | RSFN317 | ENERGY STAR Room AC | 0.13028 | 0 | 0
31 | Residential | RSFT317 | ENERGY STAR Room AC | 9.1526 | 0 | 0
32 | Residential | RSFN321 | Programmable Thermostat | 0 | 0 | 0
33 | Residential | RM0N603 | Heat Pump Pool Heater | 0 | 0 | 0
34 | Residential | RM0T603 | Heat Pump Pool Heater | 0 | 0 | 0
35 | Residential | RMFN603 | Heat Pump Pool Heater | 0 | 0 | 0
36 | Residential | RMFT603 | Heat Pump Pool Heater | 0 | 0 | 0
37 | Residential | RSFN603 | Heat Pump Pool Heater | 0 | 0 | 0
38 | Residential | RSFT603 | Heat Pump Pool Heater | 0 | 0 | 0
39 | Residential | RMFE608 | Low Flow Showerhead | 4.6709 | 10.0547 | 10.0547
40 | Residential | RMFN608 | Low Flow Showerhead | 0.14254 | 0.30682 | 0.30682
41 | Residential | RSFE608 | Low Flow Showerhead | 0.89582 | 1.9283 | 1.9283
42 | Residential | RSFN608 | Low Flow Showerhead | 0.46138 | 0.99316 | 0.99316
43 | Industrial | IGSLD101 | Compressed Air Controls | 0.33313 | 0.32433 | 0.32433
44 | Industrial | IGSD101 | Compressed Air Controls | 0.7773 | 0.75677 | 0.75677
45 | Industrial | IGSLD102 | Compressed Air Equipment | 0.82246 | 0.80074 | 0.80074
46 | Industrial | IGSD102 | Compressed Air Equipment | 1.9191 | 1.8684 | 1.8684
47 | Industrial | IGSLD103 | Compressed Air System Optimization | 0.54674 | 0.5323 | 0.5323
48 | Industrial | IGSD103 | Compressed Air System Optimization | 1.2757 | 1.242 | 1.242
49 | Industrial | IGSLD203 | HVAC Improved Controls | 0.64042 | 0.62489 | 0.62489
50 | Industrial | IGSD203 | HVAC Improved Controls | 1.4943 | 1.4581 | 1.4581
51 | Industrial | IGSLD302 | Lighting Controls - Exterior | 0 | 0 | 0
52 | Industrial | IGSD302 | Lighting Controls - Exterior | 0 | 0 | 0
53 | Industrial | IGSLD305 | Lighting Controls | 0.40453 | 0.39321 | 0.39321
54 | Industrial | IGSD305 | Lighting Controls | 0.9439 | 0.91749 | 0.91749
55 | Industrial | IGSLD402 | Fan Improved Controls | 0.90578 | 0.88186 | 0.88186
56 | Industrial | IGSD402 | Fan Improved Controls | 2.1135 | 2.0577 | 2.0577
57 | Industrial | IGSLD403 | Fan System Optimization | 0.60886 | 0.59278 | 0.59278
58 | Industrial | IGSD403 | Fan System Optimization | 1.4207 | 1.3832 | 1.3832
59 | Industrial | IGSLD501 | Motor Equipment Upgrades | 0.2799 | 0.2725 | 0.2725
60 | Industrial | IGSD501 | Motor Equipment Upgrades | 0.65309 | 0.63584 | 0.63584
61 | Industrial | IGSLD502 | Motor Improved Controls | 0.090214 | 0.087831 | 0.087831
62 | Industrial | IGSD502 | Motor Improved Controls | 0.2105 | 0.20494 | 0.20494
63 | Industrial | IGSLD505 | Pump Improved Controls | 0.13524 | 0.13167 | 0.13167
64 | Industrial | IGSD505 | Pump Improved Controls | 0.31556 | 0.30723 | 0.30723
65 | Industrial | IGSLD506 | Pump System Optimization | 0.56392 | 0.54903 | 0.54903
66 | Industrial | IGSD506 | Pump System Optimization | 1.3158 | 1.2811 | 1.2811
67 | Industrial | IGSLD603 | Process Refrig System Optimization | 0.32097 | 0.31305 | 0.31305
68 | Industrial | IGSD603 | Process Refrig System Optimization | 0.74893 | 0.73046 | 0.73046
69 | Industrial | IGSLD801 | Process Other Equipment Upgrades | 0.0051394 | 0.0050126 | 0.0050126
70 | Industrial | IGSD801 | Process Other Equipment Upgrades | 0.011992 | 0.011696 | 0.011696
71 | Industrial | IGSLD802 | Process Other Systems Optimization | 0.36388 | 0.35491 | 0.35491
72 | Industrial | IGSD802 | Process Other Systems Optimization | 0.84906 | 0.82813 | 0.82813
73 | Industrial | IGSLD901 | Plant Energy Management | 3.5152 | 3.4365 | 3.4365
74 | Industrial | IGSD901 | Plant Energy Management | 8.202 | 8.0184 | 8.0184
75 | Commercial | CcoNgs102 | Energy Star Commercial Dishwasher | 3.4973e-05 | -3.7208e-09 | -3.7208e-09
76 | Commercial | CcoTgs102 | Energy Star Commercial Dishwasher | 0.0032643 | -3.473e-07 | -3.473e-07
77 | Commercial | CheNgs102 | Energy Star Commercial Dishwasher | 0.00023311 | -2.4801e-08 | -2.4801e-08
78 | Commercial | CheTgs102 | Energy Star Commercial Dishwasher | 0.021758 | -2.3149e-06 | -2.3149e-06
79 | Commercial | ChoNgs102 | Energy Star Commercial Dishwasher | 0.00010223 | -1.0876e-08 | -1.0876e-08
80 | Commercial | ChoTgs102 | Energy Star Commercial Dishwasher | 0.0095419 | -1.0152e-06 | -1.0152e-06
81 | Commercial | CloNgs102 | Energy Star Commercial Dishwasher | 0.00041389 | -4.4035e-08 | -4.4035e-08
82 | Commercial | CloTgs102 | Energy Star Commercial Dishwasher | 0.038633 | -4.1102e-06 | -4.1102e-06
83 | Commercial | CreNgs102 | Energy Star Commercial Dishwasher | 0.00096859 | -1.0305e-07 | -1.0305e-07
84 | Commercial | CreTgs102 | Energy Star Commercial Dishwasher | 0.090408 | -9.6186e-06 | -9.6186e-06
85 | Commercial | CscNgs102 | Energy Star Commercial Dishwasher | 0.00025284 | -2.69e-08 | -2.69e-08
86 | Commercial | CscTgs102 | Energy Star Commercial Dishwasher | 0.025848 | -2.75e-06 | -2.75e-06
87 | Commercial | CcoNgs105 | Energy Star Griddle | 7.5652e-06 | 1.9361e-06 | 1.9361e-06
88 | Commercial | CcoTgs105 | Energy Star Griddle | 0.00070613 | 0.00018072 | 0.00018072
89 | Commercial | CheNgs105 | Energy Star Griddle | 0.00016749 | 4.2864e-05 | 4.2864e-05
90 | Commercial | CheTgs105 | Energy Star Griddle | 0.015633 | 0.0040009 | 0.0040009
91 | Commercial | ChoNgs105 | Energy Star Griddle | 0.00032205 | 8.2422e-05 | 8.2422e-05
92 | Commercial | ChoTgs105 | Energy Star Griddle | 0.03006 | 0.0076933 | 0.0076933
93 | Commercial | CloNgs105 | Energy Star Griddle | 0.00067517 | 0.00017279 | 0.00017279
94 | Commercial | CloTgs105 | Energy Star Griddle | 0.06302 | 0.016128 | 0.016128
95 | Commercial | CreNgs105 | Energy Star Griddle | 0.0014747 | 0.00037742 | 0.00037742
96 | Commercial | CreTgs105 | Energy Star Griddle | 0.52284 | 0.13381 | 0.13381
97 | Commercial | CscNgs105 | Energy Star Griddle | 0.00017803 | 4.5563e-05 | 4.5563e-05
98 | Commercial | CscTgs105 | Energy Star Griddle | 0.016618 | 0.0042529 | 0.0042529
99 | Commercial | CcoNgs107 | Energy Star Steamer | 2.367e-07 | 1.3744e-07 | 1.3744e-07
100 | Commercial | CcoTgs107 | Energy Star Steamer | 2.2094e-05 | 1.2829e-05 | 1.2829e-05
101 | Commercial | CheNgs107 | Energy Star Steamer | 5.3372e-06 | 3.099e-06 | 3.099e-06
102 | Commercial | CheTgs107 | Energy Star Steamer | 0.00049817 | 0.00028926 | 0.00028926
103 | Commercial | ChoNgs107 | Energy Star Steamer | 1.0117e-05 | 5.8743e-06 | 5.8743e-06
104 | Commercial | ChoTgs107 | Energy Star Steamer | 0.00094431 | 0.00054831 | 0.00054831
105 | Commercial | CloNgs107 | Energy Star Steamer | 4.8279e-06 | 2.8033e-06 | 2.8033e-06
106 | Commercial | CloTgs107 | Energy Star Steamer | 0.00045064 | 0.00026166 | 0.00026166
107 | Commercial | CreNgs107 | Energy Star Steamer | 1.1998e-05 | 6.9664e-06 | 6.9664e-06
108 | Commercial | CreTgs107 | Energy Star Steamer | 0.0011199 | 0.00065024 | 0.00065024
109 | Commercial | CscNgs107 | Energy Star Steamer | 5.5704e-06 | 3.2344e-06 | 3.2344e-06
110 | Commercial | CscTgs107 | Energy Star Steamer | 0.00051994 | 0.0003019 | 0.0003019
111 | Commercial | CcoEgs109 | Low Flow Pre-Rinse Sprayers | 0.00011563 | 0.00030228 | 0.00030228
112 | Commercial | CcoNgs109 | Low Flow Pre-Rinse Sprayers | 0 | 0 | 0
113 | Commercial | CgrEgs109 | Low Flow Pre-Rinse Sprayers | 0.0033481 | 0.0087521 | 0.0087521
114 | Commercial | CgrNgs109 | Low Flow Pre-Rinse Sprayers | 3.7616e-05 | 9.833e-05 | 9.833e-05
115 | Commercial | ChoEgs109 | Low Flow Pre-Rinse Sprayers | 0.00013282 | 0.0003472 | 0.0003472
116 | Commercial | ChoNgs109 | Low Flow Pre-Rinse Sprayers | 0 | 0 | 0
117 | Commercial | CloEgs109 | Low Flow Pre-Rinse Sprayers | 0.0023331 | 0.019909 | 0.019909
118 | Commercial | CloNgs109 | Low Flow Pre-Rinse Sprayers | 0 | 0 | 0
119 | Commercial | CreEgs109 | Low Flow Pre-Rinse Sprayers | 0.046095 | 0.025594 | 0.025594
120 | Commercial | CreNgs109 | Low Flow Pre-Rinse Sprayers | 0 | 0 | 0
121 | Commercial | CcoNgs112 | Energy Star Servers | 0 | 0 | 0
122 | Commercial | CcoTgs112 | Energy Star Servers | 0 | 0 | 0
123 | Commercial | CheNgs112 | Energy Star Servers | 3.8416e-05 | 2.6719e-05 | 2.6719e-05
124 | Commercial | CheTgs112 | Energy Star Servers | 0.003643 | 0.0025338 | 0.0025338
125 | Commercial | ChoNgs112 | Energy Star Servers | 0 | 0 | 0
126 | Commercial | ChoTgs112 | Energy Star Servers | 0 | 0 | 0
127 | Commercial | CinNgs112 | Energy Star Servers | 0 | 0 | 0
128 | Commercial | CinTgs112 | Energy Star Servers | 0 | 0 | 0
129 | Commercial | CloNgs112 | Energy Star Servers | 7.6074e-05 | 5.2911e-05 | 5.2911e-05
130 | Commercial | CloTgs112 | Energy Star Servers | 0.0072118 | 0.005016 | 0.005016
131 | Commercial | CmiNgs112 | Energy Star Servers | 3.5892e-05 | 2.4963e-05 | 2.4963e-05
132 | Commercial | CmiTgs112 | Energy Star Servers | 0.0033501 | 0.0023301 | 0.0023301
133 | Commercial | CofNgs112 | Energy Star Servers | 0.00017272 | 0.00012013 | 0.00012013
134 | Commercial | CofTgs112 | Energy Star Servers | 0.017018 | 0.011836 | 0.011836
135 | Commercial | CrtNgs112 | Energy Star Servers | 6.648e-05 | 4.6238e-05 | 4.6238e-05
136 | Commercial | CrtTgs112 | Energy Star Servers | 0.0063022 | 0.0043833 | 0.0043833
137 | Commercial | CscNgs112 | Energy Star Servers | 0 | 0 | 0
138 | Commercial | CscTgs112 | Energy Star Servers | 0 | 0 | 0
139 | Commercial | CheEgs116 | Smart Strip Plug Outlet | 0.0088237 | 0.0061324 | 0.0061324
140 | Commercial | CheNgs116 | Smart Strip Plug Outlet | 9.4508e-05 | 6.5682e-05 | 6.5682e-05
141 | Commercial | ChoEgs116 | Smart Strip Plug Outlet | 0.0061002 | 0.0042396 | 0.0042396
142 | Commercial | ChoNgs116 | Smart Strip Plug Outlet | 6.537e-05 | 4.5431e-05 | 4.5431e-05
143 | Commercial | CinEgs116 | Smart Strip Plug Outlet | 0.017527 | 0 | 0
144 | Commercial | CinNgs116 | Smart Strip Plug Outlet | 0.00018778 | 0 | 0
145 | Commercial | CloEgs116 | Smart Strip Plug Outlet | 0.024781 | 0.017222 | 0.017222
146 | Commercial | CloNgs116 | Smart Strip Plug Outlet | 0.00026544 | 0.00018448 | 0.00018448
147 | Commercial | CmiEgs116 | Smart Strip Plug Outlet | 0.010278 | 0 | 0
148 | Commercial | CmiNgs116 | Smart Strip Plug Outlet | 0.00011012 | 0 | 0
149 | Commercial | CscEgs116 | Smart Strip Plug Outlet | 0.0074556 | 0.0051815 | 0.0051815
150 | Commercial | CscNgs116 | Smart Strip Plug Outlet | 7.9883e-05 | 5.5518e-05 | 5.5518e-05
151 | Commercial | CinNgs119 | ENERGY STAR Water Cooler | 0.0062914 | 0.0062914 | 0.0062914
152 | Commercial | CinTgs119 | ENERGY STAR Water Cooler | 0.58724 | 0.58724 | 0.58724
153 | Commercial | CofNgs119 | ENERGY STAR Water Cooler | 0.01448 | 0.01448 | 0.01448
154 | Commercial | CofTgs119 | ENERGY STAR Water Cooler | 0.81094 | 0.81094 | 0.81094
155 | Commercial | CgrEgs307 | Facility Energy Management System | 0.34962 | 0.11153 | 0.11153
156 | Commercial | CgrNgs307 | Facility Energy Management System | 0.0025037 | 0.00082398 | 0.00082398
157 | Commercial | CinEgs307 | Facility Energy Management System | 1.0047 | 0.041125 | 0.041125
158 | Commercial | CinNgs307 | Facility Energy Management System | 0.0043338 | 0.0001896 | 0.0001896
159 | Commercial | CreEgs307 | Facility Energy Management System | 0.042086 | 0.0082882 | 0.0082882
160 | Commercial | CreNgs307 | Facility Energy Management System | 0.0041895 | 0.00086915 | 0.00086915
161 | Commercial | CgrEgs309 | Programmable Thermostat | 0 | 0 | 0
162 | Commercial | CgrNgs309 | Programmable Thermostat | 0 | 0 | 0
163 | Commercial | CgrEgs310 | Smart Thermostat | 0.37275 | 0.10924 | 0.10924
164 | Commercial | CgrNgs310 | Smart Thermostat | 0.0032597 | 0.0012002 | 0.0012002
165 | Commercial | CreEgs310 | Smart Thermostat | 1.5983 | 0.34284 | 0.34284
166 | Commercial | CreNgs310 | Smart Thermostat | 0.003143 | 0.0039097 | 0.0039097
167 | Commercial | CheEgs312 | HVAC tune-up | 0 | 0 | 0
168 | Commercial | CheNgs312 | HVAC tune-up | 0 | 0 | 0
169 | Commercial | ChoEgs312 | HVAC tune-up | 0 | 0 | 0
170 | Commercial | ChoNgs312 | HVAC tune-up | 0 | 0 | 0
171 | Commercial | CloEgs312 | HVAC tune-up | 0 | 0 | 0
172 | Commercial | CloNgs312 | HVAC tune-up | 0 | 0 | 0
173 | Commercial | CreEgs312 | HVAC tune-up | 0 | 0 | 0
174 | Commercial | CreNgs312 | HVAC tune-up | 0 | 0 | 0
175 | Commercial | CheEgs313 | HVAC tune-up_RTU | 0 | 0 | 0
176 | Commercial | CheNgs313 | HVAC tune-up_RTU | 0 | 0 | 0
177 | Commercial | ChoEgs313 | HVAC tune-up_RTU | 0 | 0 | 0
178 | Commercial | ChoNgs313 | HVAC tune-up_RTU | 0 | 0 | 0
179 | Commercial | CofEgs319 | Duct Sealing Repair | 1.3649 | 0.53832 | 0.53832
180 | Commercial | CreEgs319 | Duct Sealing Repair | 0.6625 | 0.22758 | 0.22758
181 | Commercial | CasNgs322 | High Efficiency PTAC | 0 | 0 | 0
182 | Commercial | CasTgs322 | High Efficiency PTAC | 0 | 0 | 0
183 | Commercial | CcoNgs322 | High Efficiency PTAC | 0 | 0 | 0
184 | Commercial | CcoTgs322 | High Efficiency PTAC | 0 | 0 | 0
185 | Commercial | CheNgs322 | High Efficiency PTAC | 0 | 0 | 0
186 | Commercial | CheTgs322 | High Efficiency PTAC | 0 | 0 | 0
187 | Commercial | ChoNgs322 | High Efficiency PTAC | 0 | 0 | 0
188 | Commercial | ChoTgs322 | High Efficiency PTAC | 0 | 0 | 0
189 | Commercial | CloNgs322 | High Efficiency PTAC | 0 | 0 | 0
190 | Commercial | CloTgs322 | High Efficiency PTAC | 0 | 0 | 0
191 | Commercial | CofNgs322 | High Efficiency PTAC | 0 | 0 | 0
192 | Commercial | CofTgs322 | High Efficiency PTAC | 0 | 0 | 0
193 | Commercial | CreNgs322 | High Efficiency PTAC | 0 | 0 | 0
194 | Commercial | CreTgs322 | High Efficiency PTAC | 0 | 0 | 0
195 | Commercial | CrtNgs322 | High Efficiency PTAC | 0 | 0 | 0
196 | Commercial | CrtTgs322 | High Efficiency PTAC | 0 | 0 | 0
197 | Commercial | CscNgs322 | High Efficiency PTAC | 0 | 0 | 0
198 | Commercial | CscTgs322 | High Efficiency PTAC | 0 | 0 | 0
199 | Commercial | CasNgs323 | High Efficiency PTHP | 0 | 0 | 0
200 | Commercial | CasTgs323 | High Efficiency PTHP | 0 | 0 | 0
201 | Commercial | CcoNgs323 | High Efficiency PTHP | 0 | 0 | 0
202 | Commercial | CcoTgs323 | High Efficiency PTHP | 0 | 0 | 0
203 | Commercial | CheNgs323 | High Efficiency PTHP | 0 | 0 | 0
204 | Commercial | CheTgs323 | High Efficiency PTHP | 0 | 0 | 0
205 | Commercial | ChoNgs323 | High Efficiency PTHP | 0 | 0 | 0
206 | Commercial | ChoTgs323 | High Efficiency PTHP | 0 | 0 | 0
207 | Commercial | CloNgs323 | High Efficiency PTHP | 0 | 0 | 0
208 | Commercial | CloTgs323 | High Efficiency PTHP | 0 | 0 | 0
209 | Commercial | CofNgs323 | High Efficiency PTHP | 0 | 0 | 0
210 | Commercial | CofTgs323 | High Efficiency PTHP | 0 | 0 | 0
211 | Commercial | CreNgs323 | High Efficiency PTHP | 0 | 0 | 0
212 | Commercial | CreTgs323 | High Efficiency PTHP | 0 | 0 | 0
213 | Commercial | CrtNgs323 | High Efficiency PTHP | 0 | 0 | 0
214 | Commercial | CrtTgs323 | High Efficiency PTHP | 0 | 0 | 0
215 | Commercial | CscNgs323 | High Efficiency PTHP | 0 | 0 | 0
216 | Commercial | CscTgs323 | High Efficiency PTHP | 0 | 0 | 0
217 | Commercial | CasNgs408 | LED Parking Lighting | 0 | 0 | 0
218 | Commercial | CasTgs408 | LED Parking Lighting | 0 | 0 | 0
219 | Commercial | CcoNgs408 | LED Parking Lighting | 0 | 0 | 0
220 | Commercial | CcoTgs408 | LED Parking Lighting | 0 | 0 | 0
221 | Commercial | CgrNgs408 | LED Parking Lighting | 0 | 0 | 0
222 | Commercial | CgrTgs408 | LED Parking Lighting | 0 | 0 | 0
223 | Commercial | CheNgs408 | LED Parking Lighting | 0 | 0 | 0
224 | Commercial | CheTgs408 | LED Parking Lighting | 0 | 0 | 0
225 | Commercial | ChoNgs408 | LED Parking Lighting | 0 | 0 | 0
226 | Commercial | ChoTgs408 | LED Parking Lighting | 0 | 0 | 0
227 | Commercial | CinNgs408 | LED Parking Lighting | 0 | 0 | 0
228 | Commercial | CinTgs408 | LED Parking Lighting | 0 | 0 | 0
229 | Commercial | CloNgs408 | LED Parking Lighting | 0 | 0 | 0
230 | Commercial | CloTgs408 | LED Parking Lighting | 0 | 0 | 0
231 | Commercial | CmiNgs408 | LED Parking Lighting | 0 | 0 | 0
232 | Commercial | CmiTgs408 | LED Parking Lighting | 0 | 0 | 0
233 | Commercial | CofNgs408 | LED Parking Lighting | 0 | 0 | 0
234 | Commercial | CofTgs408 | LED Parking Lighting | 0 | 0 | 0
235 | Commercial | CreNgs408 | LED Parking Lighting | 0 | 0 | 0
236 | Commercial | CreTgs408 | LED Parking Lighting | 0 | 0 | 0
237 | Commercial | CrtNgs408 | LED Parking Lighting | 0 | 0 | 0
238 | Commercial | CrtTgs408 | LED Parking Lighting | 0 | 0 | 0
239 | Commercial | CscNgs408 | LED Parking Lighting | 0 | 0 | 0
240 | Commercial | CscTgs408 | LED Parking Lighting | 0 | 0 | 0
241 | Commercial | CwaNgs408 | LED Parking Lighting | 0 | 0 | 0
242 | Commercial | CwaTgs408 | LED Parking Lighting | 0 | 0 | 0
243 | Commercial | CasNgs501 | CFL - 23W | 0 | 0 | 0
244 | Commercial | CasTgs501 | CFL - 23W | 0 | 0 | 0
245 | Commercial | CcoNgs501 | CFL - 23W | 0 | 0 | 0
246 | Commercial | CcoTgs501 | CFL - 23W | 0 | 0 | 0
247 | Commercial | CgrNgs501 | CFL - 23W | 0 | 0 | 0
248 | Commercial | CgrTgs501 | CFL - 23W | 0 | 0 | 0
249 | Commercial | CheNgs501 | CFL - 23W | 0 | 0 | 0
250 | Commercial | CheTgs501 | CFL - 23W | 0 | 0 | 0
251 | Commercial | ChoNgs501 | CFL - 23W | 0 | 0 | 0
252 | Commercial | ChoTgs501 | CFL - 23W | 0 | 0 | 0
253 | Commercial | CinNgs501 | CFL - 23W | 0 | 0 | 0
254 | Commercial | CinTgs501 | CFL - 23W | 0 | 0 | 0
255 | Commercial | CloNgs501 | CFL - 23W | 0 | 0 | 0
256 | Commercial | CloTgs501 | CFL - 23W | 0 | 0 | 0
257 | Commercial | CmiNgs501 | CFL - 23W | 0 | 0 | 0
258 | Commercial | CmiTgs501 | CFL - 23W | 0 | 0 | 0
259 | Commercial | CofNgs501 | CFL - 23W | 0 | 0 | 0
260 | Commercial | CofTgs501 | CFL - 23W | 0 | 0 | 0
261 | Commercial | CreNgs501 | CFL - 23W | 0 | 0 | 0
262 | Commercial | CreTgs501 | CFL - 23W | 0 | 0 | 0
263 | Commercial | CrtNgs501 | CFL - 23W | 0 | 0 | 0
264 | Commercial | CrtTgs501 | CFL - 23W | 0 | 0 | 0
265 | Commercial | CscNgs501 | CFL - 23W | 0 | 0 | 0
266 | Commercial | CscTgs501 | CFL - 23W | 0 | 0 | 0
267 | Commercial | CwaNgs501 | CFL - 23W | 0 | 0 | 0
268 | Commercial | CwaTgs501 | CFL - 23W | 0 | 0 | 0
269 | Commercial | CasNgs504 | High Bay Fluorescent (T5) | 0 | 0 | 0
270 | Commercial | CasTgs504 | High Bay Fluorescent (T5) | 0 | 0 | 0
271 | Commercial | CrtNgs504 | High Bay Fluorescent (T5) | 0 | 0 | 0
272 | Commercial | CrtTgs504 | High Bay Fluorescent (T5) | 0 | 0 | 0
273 | Commercial | CwaNgs504 | High Bay Fluorescent (T5) | 0 | 0 | 0
274 | Commercial | CwaTgs504 | High Bay Fluorescent (T5) | 0 | 0 | 0
275 | Commercial | CasNgs506 | Premium T8 - Lamp Replacement | 0 | 0 | 0
276 | Commercial | CasTgs506 | Premium T8 - Lamp Replacement | 0 | 0 | 0
277 | Commercial | CcoNgs506 | Premium T8 - Lamp Replacement | 0 | 0 | 0
278 | Commercial | CcoTgs506 | Premium T8 - Lamp Replacement | 0 | 0 | 0
279 | Commercial | CgrNgs506 | Premium T8 - Lamp Replacement | 0 | 0 | 0
280 | Commercial | CgrTgs506 | Premium T8 - Lamp Replacement | 0 | 0 | 0
281 | Commercial | CheNgs506 | Premium T8 - Lamp Replacement | 0 | 0 | 0
282 | Commercial | CheTgs506 | Premium T8 - Lamp Replacement | 0 | 0 | 0
283 | Commercial | ChoNgs506 | Premium T8 - Lamp Replacement | 0 | 0 | 0
284 | Commercial | ChoTgs506 | Premium T8 - Lamp Replacement | 0 | 0 | 0
285 | Commercial | CinNgs506 | Premium T8 - Lamp Replacement | 0 | 0 | 0
286 | Commercial | CinTgs506 | Premium T8 - Lamp Replacement | 0 | 0 | 0
287 | Commercial | CloNgs506 | Premium T8 - Lamp Replacement | 0 | 0 | 0
288 | Commercial | CloTgs506 | Premium T8 - Lamp Replacement | 0 | 0 | 0
289 | Commercial | CmiNgs506 | Premium T8 - Lamp Replacement | 0 | 0 | 0
290 | Commercial | CmiTgs506 | Premium T8 - Lamp Replacement | 0 | 0 | 0
291 | Commercial | CofNgs506 | Premium T8 - Lamp Replacement | 0 | 0 | 0
292 | Commercial | CofTgs506 | Premium T8 - Lamp Replacement | 0 | 0 | 0
293 | Commercial | CreNgs506 | Premium T8 - Lamp Replacement | 0 | 0 | 0
294 | Commercial | CreTgs506 | Premium T8 - Lamp Replacement | 0 | 0 | 0
295 | Commercial | CrtNgs506 | Premium T8 - Lamp Replacement | 0 | 0 | 0
296 | Commercial | CrtTgs506 | Premium T8 - Lamp Replacement | 0 | 0 | 0
297 | Commercial | CscNgs506 | Premium T8 - Lamp Replacement | 0 | 0 | 0
298 | Commercial | CscTgs506 | Premium T8 - Lamp Replacement | 0 | 0 | 0
299 | Commercial | CwaNgs506 | Premium T8 - Lamp Replacement | 0 | 0 | 0
300 | Commercial | CwaTgs506 | Premium T8 - Lamp Replacement | 0 | 0 | 0
301 | Commercial | CrtTgs507 | High Bay LED | 14.9747 | 9.7635 | 9.7635
302 | Commercial | CasTgs508 | LED - 14W | 0.0037176 | 0.00085954 | 0.00085954
303 | Commercial | CcoTgs508 | LED - 14W | 0.0010905 | 0.001068 | 0.001068
304 | Commercial | CgrTgs508 | LED - 14W | 0.00025838 | 6.995e-08 | 6.995e-08
305 | Commercial | CheTgs508 | LED - 14W | 0.0093813 | 0.002169 | 0.002169
306 | Commercial | ChoTgs508 | LED - 14W | 0.0024021 | 0.0023525 | 0.0023525
307 | Commercial | CinTgs508 | LED - 14W | 0.030465 | 0.0070437 | 0.0070437
308 | Commercial | CloTgs508 | LED - 14W | 0.00010213 | 2.7649e-08 | 2.7649e-08
309 | Commercial | CmiTgs508 | LED - 14W | 0.0069431 | 0.0016053 | 0.0016053
310 | Commercial | CofTgs508 | LED - 14W | 0.00096687 | 0.00022355 | 0.00022355
311 | Commercial | CreTgs508 | LED - 14W | 0.00039708 | 1.075e-07 | 1.075e-07
312 | Commercial | CrtTgs508 | LED - 14W | 0.00093414 | 2.5289e-07 | 2.5289e-07
313 | Commercial | CscTgs508 | LED - 14W | 0.0077247 | 0.001786 | 0.001786
314 | Commercial | CwaTgs508 | LED - 14W | 0.0012698 | 0.0002936 | 0.0002936
315 | Commercial | CasTgs509 | LED Display Lighting (Interior) | 0.00015585 | 3.5206e-05 | 3.5206e-05
316 | Commercial | CcoTgs509 | LED Display Lighting (Interior) | 4.6154e-05 | 4.3261e-05 | 4.3261e-05
317 | Commercial | CgrTgs509 | LED Display Lighting (Interior) | 1.0658e-05 | 7.6741e-10 | 7.6741e-10
318 | Commercial | CheTgs509 | LED Display Lighting (Interior) | 0.00039328 | 8.8841e-05 | 8.8841e-05
319 | Commercial | ChoTgs509 | LED Display Lighting (Interior) | 0.00010167 | 9.5295e-05 | 9.5295e-05
320 | Commercial | CinTgs509 | LED Display Lighting (Interior) | 0.0012771 | 0.0002885 | 0.0002885
321 | Commercial | CloTgs509 | LED Display Lighting (Interior) | 4.2127e-06 | 3.0333e-10 | 3.0333e-10
322 | Commercial | CmiTgs509 | LED Display Lighting (Interior) | 0.00031582 | 7.1343e-05 | 7.1343e-05
323 | Commercial | CofTgs509 | LED Display Lighting (Interior) | 4.0532e-05 | 9.1563e-06 | 9.1563e-06
324 | Commercial | CreTgs509 | LED Display Lighting (Interior) | 2.293e-05 | 1.6511e-09 | 1.6511e-09
325 | Commercial | CrtTgs509 | LED Display Lighting (Interior) | 5.3945e-05 | 3.8843e-09 | 3.8843e-09
326 | Commercial | CscTgs509 | LED Display Lighting (Interior) | 0.00032383 | 7.3153e-05 | 7.3153e-05
327 | Commercial | CwaTgs509 | LED Display Lighting (Interior) | 5.3233e-05 | 1.2025e-05 | 1.2025e-05
328 | Commercial | CasTgs510 | LED Linear - Fixture Replacement | 0.5897 | 0.1349 | 0.1349
329 | Commercial | CcoTgs510 | LED Linear - Fixture Replacement | 0.2311 | 0.21435 | 0.21435
330 | Commercial | CgrTgs510 | LED Linear - Fixture Replacement | 1.8049 | 9.8878e-05 | 9.8878e-05
331 | Commercial | CheTgs510 | LED Linear - Fixture Replacement | 1.9082 | 0.43652 | 0.43652
332 | Commercial | ChoTgs510 | LED Linear - Fixture Replacement | 0.49656 | 0.46059 | 0.46059
333 | Commercial | CinTgs510 | LED Linear - Fixture Replacement | 6.2991 | 1.441 | 1.441
334 | Commercial | CloTgs510 | LED Linear - Fixture Replacement | 1.0185 | 5.5799e-05 | 5.5799e-05
335 | Commercial | CmiTgs510 | LED Linear - Fixture Replacement | 26.5897 | 6.0827 | 6.0827
336 | Commercial | CofTgs510 | LED Linear - Fixture Replacement | 7.8277 | 1.7907 | 1.7907
337 | Commercial | CreTgs510 | LED Linear - Fixture Replacement | 1.7549 | 9.6143e-05 | 9.6143e-05
338 | Commercial | CrtTgs510 | LED Linear - Fixture Replacement | 7.6326 | 0.00041815 | 0.00041815
339 | Commercial | CscTgs510 | LED Linear - Fixture Replacement | 1.6041 | 0.36696 | 0.36696
340 | Commercial | CwaTgs510 | LED Linear - Fixture Replacement | 0.65199 | 0.14915 | 0.14915
341 | Commercial | CasTgs511 | LED Linear - Lamp Replacement | 0.12768 | 0.029315 | 0.029315
342 | Commercial | CcoTgs511 | LED Linear - Lamp Replacement | 0.036587 | 0.035131 | 0.035131
343 | Commercial | CgrTgs511 | LED Linear - Lamp Replacement | 0.27357 | 4.582e-05 | 4.582e-05
344 | Commercial | CheTgs511 | LED Linear - Lamp Replacement | 0.28268 | 0.064904 | 0.064904
345 | Commercial | ChoTgs511 | LED Linear - Lamp Replacement | 0.078726 | 0.075592 | 0.075592
346 | Commercial | CinTgs511 | LED Linear - Lamp Replacement | 1.13 | 0.25945 | 0.25945
347 | Commercial | CloTgs511 | LED Linear - Lamp Replacement | 0.18104 | 3.0322e-05 | 3.0322e-05
348 | Commercial | CmiTgs511 | LED Linear - Lamp Replacement | 0.5027 | 0.11542 | 0.11542
349 | Commercial | CofTgs511 | LED Linear - Lamp Replacement | 1.3437 | 0.30851 | 0.30851
350 | Commercial | CreTgs511 | LED Linear - Lamp Replacement | 0.3356 | 5.6209e-05 | 5.6209e-05
351 | Commercial | CrtTgs511 | LED Linear - Lamp Replacement | 1.6897 | 0.000283 | 0.000283
352 | Commercial | CscTgs511 | LED Linear - Lamp Replacement | 0.26816 | 0.06157 | 0.06157
353 | Commercial | CwaTgs511 | LED Linear - Lamp Replacement | 0.082718 | 0.018992 | 0.018992
354 | Commercial | CcoEgs602 | CO Sensors for Parking Garage Exhaust | 0 | 0 | 0
355 | Commercial | CcoNgs602 | CO Sensors for Parking Garage Exhaust | 0 | 0 | 0
356 | Commercial | CheEgs602 | CO Sensors for Parking Garage Exhaust | 0.0030095 | 0.0030095 | 0.0030095
357 | Commercial | CheNgs602 | CO Sensors for Parking Garage Exhaust | 3.2242e-05 | 3.2242e-05 | 3.2242e-05
358 | Commercial | ChoEgs602 | CO Sensors for Parking Garage Exhaust | 0.017795 | 0.017795 | 0.017795
359 | Commercial | ChoNgs602 | CO Sensors for Parking Garage Exhaust | 0.00019065 | 0.00019065 | 0.00019065
360 | Commercial | CinEgs602 | CO Sensors for Parking Garage Exhaust | 0 | 0 | 0
361 | Commercial | CinNgs602 | CO Sensors for Parking Garage Exhaust | 0 | 0 | 0
362 | Commercial | CofEgs602 | CO Sensors for Parking Garage Exhaust | 0.0025117 | 0.0025117 | 0.0025117
363 | Commercial | CofNgs602 | CO Sensors for Parking Garage Exhaust | 2.6909e-05 | 2.6909e-05 | 2.6909e-05
364 | Commercial | CrtEgs602 | CO Sensors for Parking Garage Exhaust | 0.0039432 | 0.0039432 | 0.0039432
365 | Commercial | CrtNgs602 | CO Sensors for Parking Garage Exhaust | 4.2245e-05 | 4.2245e-05 | 4.2245e-05
366 | Commercial | CasEgs801 | Anti-Sweat Controls | 0.00038911 | 0.00039121 | 0.00039121
367 | Commercial | CcoEgs801 | Anti-Sweat Controls | 0.00012765 | 0.00010692 | 0.00010692
368 | Commercial | CgrEgs801 | Anti-Sweat Controls | 0.52085 | 0.52366 | 0.52366
369 | Commercial | CheEgs801 | Anti-Sweat Controls | 0.00057653 | 0.00048292 | 0.00048292
370 | Commercial | ChoEgs801 | Anti-Sweat Controls | 0.0035258 | 0.0029533 | 0.0029533
371 | Commercial | CloEgs801 | Anti-Sweat Controls | 0.010851 | 0.0090887 | 0.0090887
372 | Commercial | CreEgs801 | Anti-Sweat Controls | 0.189 | 0.15831 | 0.15831
373 | Commercial | CrtEgs801 | Anti-Sweat Controls | 0.034221 | 0.034406 | 0.034406
374 | Commercial | CscEgs801 | Anti-Sweat Controls | 0.0034605 | 0.0028986 | 0.0028986
375 | Commercial | CcoEgs804 | Floating Head Pressure Controls | 0.00181 | 0.0015161 | 0.0015161
376 | Commercial | CcoNgs804 | Floating Head Pressure Controls | 1.9906e-05 | 1.6674e-05 | 1.6674e-05
377 | Commercial | CheEgs804 | Floating Head Pressure Controls | 0.0090842 | 0.0076092 | 0.0076092
378 | Commercial | CheNgs804 | Floating Head Pressure Controls | 0.00010073 | 8.4374e-05 | 8.4374e-05
379 | Commercial | ChoEgs804 | Floating Head Pressure Controls | 0.0049288 | 0.0041285 | 0.0041285
380 | Commercial | ChoNgs804 | Floating Head Pressure Controls | 5.3585e-05 | 4.4884e-05 | 4.4884e-05
381 | Commercial | CloEgs804 | Floating Head Pressure Controls | 0.021431 | 0.017951 | 0.017951
382 | Commercial | CloNgs804 | Floating Head Pressure Controls | 0.00023406 | 0.00019606 | 0.00019606
383 | Commercial | CscEgs804 | Floating Head Pressure Controls | 0.0096779 | 0.0081064 | 0.0081064
384 | Commercial | CscNgs804 | Floating Head Pressure Controls | 0.00010566 | 8.8504e-05 | 8.8504e-05
385 | Commercial | CgrNgs813 | Energy Star Commercial Glass Door Freezer | 0 | 0 | 0
386 | Commercial | CgrTgs813 | Energy Star Commercial Glass Door Freezer | 0 | 0 | 0
387 | Commercial | CrtNgs813 | Energy Star Commercial Glass Door Freezer | 0 | 0 | 0
388 | Commercial | CrtTgs813 | Energy Star Commercial Glass Door Freezer | 0 | 0 | 0
389 | Commercial | CgrNgs814 | Energy Star Commercial Glass Door Refrigerator | 0 | 0 | 0
390 | Commercial | CgrTgs814 | Energy Star Commercial Glass Door Refrigerator | 0 | 0 | 0
391 | Commercial | CrtNgs814 | Energy Star Commercial Glass Door Refrigerator | 0 | 0 | 0
392 | Commercial | CrtTgs814 | Energy Star Commercial Glass Door Refrigerator | 0 | 0 | 0
393 | Commercial | CgrNgs815 | Energy Star Commercial Solid Door Freezer | 0.0084031 | 0.003755 | 0.003755
394 | Commercial | CgrTgs815 | Energy Star Commercial Solid Door Freezer | 1.3819 | 0.61753 | 0.61753
395 | Commercial | CrtNgs815 | Energy Star Commercial Solid Door Freezer | 0.0005521 | 0.00024671 | 0.00024671
396 | Commercial | CrtTgs815 | Energy Star Commercial Solid Door Freezer | 0.090797 | 0.040573 | 0.040573
397 | Commercial | CasEgs902 | Faucet Aerator | 0.00043918 | 0.0002645 | 0.0002645
398 | Commercial | CasNgs902 | Faucet Aerator | 1.7593e-06 | 1.0595e-06 | 1.0595e-06
399 | Commercial | CcoEgs902 | Faucet Aerator | 0.00012339 | 0.00032256 | 0.00032256
400 | Commercial | CcoNgs902 | Faucet Aerator | 0 | 0 | 0
401 | Commercial | CgrEgs902 | Faucet Aerator | 0.00015954 | 0.0013614 | 0.0013614
402 | Commercial | CgrNgs902 | Faucet Aerator | 0 | 0 | 0
403 | Commercial | CheEgs902 | Faucet Aerator | 0.0032214 | 0.0019401 | 0.0019401
404 | Commercial | CheNgs902 | Faucet Aerator | 0 | 0 | 0
405 | Commercial | ChoEgs902 | Faucet Aerator | 0.00018038 | 0.00047152 | 0.00047152
406 | Commercial | ChoNgs902 | Faucet Aerator | 0 | 0 | 0
407 | Commercial | CinEgs902 | Faucet Aerator | 0.036484 | 0.021972 | 0.021972
408 | Commercial | CinNgs902 | Faucet Aerator | 0 | 0 | 0
409 | Commercial | CloEgs902 | Faucet Aerator | 0.00054977 | 0.0046912 | 0.0046912
410 | Commercial | CloNgs902 | Faucet Aerator | 0 | 0 | 0
411 | Commercial | CmiEgs902 | Faucet Aerator | 8.9253e-05 | 5.3753e-05 | 5.3753e-05
412 | Commercial | CmiNgs902 | Faucet Aerator | 0 | 0 | 0
413 | Commercial | CofEgs902 | Faucet Aerator | 0.0010005 | 0.00060258 | 0.00060258
414 | Commercial | CofNgs902 | Faucet Aerator | 0 | 0 | 0
415 | Commercial | CreEgs902 | Faucet Aerator | 0.00049912 | 0.0042591 | 0.0042591
416 | Commercial | CreNgs902 | Faucet Aerator | 0 | 0 | 0
417 | Commercial | CrtEgs902 | Faucet Aerator | 0.00011929 | 0.0010179 | 0.0010179
418 | Commercial | CrtNgs902 | Faucet Aerator | 0 | 0 | 0
419 | Commercial | CscEgs902 | Faucet Aerator | 0.0039493 | 0.0023785 | 0.0023785
420 | Commercial | CscNgs902 | Faucet Aerator | 0 | 0 | 0
421 | Commercial | CwaEgs902 | Faucet Aerator | 8.6068e-05 | 5.1834e-05 | 5.1834e-05
422 | Commercial | CwaNgs902 | Faucet Aerator | 0 | 0 | 0
423 | Commercial | CcoEgs903 | Low Flow Shower Head | 0.00076894 | 0.004034 | 0.004034
424 | Commercial | CcoNgs903 | Low Flow Shower Head | 0 | 0 | 0
425 | Commercial | CheEgs903 | Low Flow Shower Head | 0.0031173 | 0.0081488 | 0.0081488
426 | Commercial | CheNgs903 | Low Flow Shower Head | 0 | 0 | 0
427 | Commercial | ChoEgs903 | Low Flow Shower Head | 0.00082221 | 0.0021493 | 0.0021493
428 | Commercial | ChoNgs903 | Low Flow Shower Head | 0 | 0 | 0
429 | Commercial | CloEgs903 | Low Flow Shower Head | 0.0051982 | 0.044357 | 0.044357
430 | Commercial | CloNgs903 | Low Flow Shower Head | 0 | 0 | 0
431 | Commercial | CasEgs905 | Hot Water Pipe Insulation | 0.00026582 | 0.00029874 | 0.00029874
432 | Commercial | CasNgs905 | Hot Water Pipe Insulation | 1.555e-05 | 1.7476e-05 | 1.7476e-05
433 | Commercial | CcoEgs905 | Hot Water Pipe Insulation | 0.00014465 | 0.00014465 | 0.00014465
434 | Commercial | CcoNgs905 | Hot Water Pipe Insulation | 3.9299e-07 | 3.9299e-07 | 3.9299e-07
435 | Commercial | CgrEgs905 | Hot Water Pipe Insulation | 0.00024682 | 0.0004267 | 0.0004267
436 | Commercial | CgrNgs905 | Hot Water Pipe Insulation | 2.0709e-06 | 3.5801e-06 | 3.5801e-06
437 | Commercial | CheEgs905 | Hot Water Pipe Insulation | 0.0019846 | 0.0022304 | 0.0022304
438 | Commercial | CheNgs905 | Hot Water Pipe Insulation | 0.00012032 | 0.00013523 | 0.00013523
439 | Commercial | ChoEgs905 | Hot Water Pipe Insulation | 0.00027152 | 0.00027152 | 0.00027152
440 | Commercial | ChoNgs905 | Hot Water Pipe Insulation | 6.5953e-07 | 6.5953e-07 | 6.5953e-07
441 | Commercial | CinEgs905 | Hot Water Pipe Insulation | 0.049015 | 0.055086 | 0.055086
442 | Commercial | CinNgs905 | Hot Water Pipe Insulation | 0.00055498 | 0.00062373 | 0.00062373
443 | Commercial | CloEgs905 | Hot Water Pipe Insulation | 0.00097941 | 0.0016932 | 0.0016932
444 | Commercial | CloNgs905 | Hot Water Pipe Insulation | 2.5056e-06 | 4.3316e-06 | 4.3316e-06
445 | Commercial | CmiEgs905 | Hot Water Pipe Insulation | 0.00065284 | 0.0007337 | 0.0007337
446 | Commercial | CmiNgs905 | Hot Water Pipe Insulation | 7.3919e-06 | 8.3075e-06 | 8.3075e-06
447 | Commercial | CofEgs905 | Hot Water Pipe Insulation | 0.0016723 | 0.0018794 | 0.0018794
448 | Commercial | CofNgs905 | Hot Water Pipe Insulation | 9.892e-05 | 0.00011117 | 0.00011117
449 | Commercial | CreEgs905 | Hot Water Pipe Insulation | 0.004845 | 0.0083759 | 0.0083759
450 | Commercial | CreNgs905 | Hot Water Pipe Insulation | 0.00029472 | 0.0005095 | 0.0005095
451 | Commercial | CrtEgs905 | Hot Water Pipe Insulation | 0.00083912 | 0.0014506 | 0.0014506
452 | Commercial | CrtNgs905 | Hot Water Pipe Insulation | 4.9637e-05 | 8.5811e-05 | 8.5811e-05
453 | Commercial | CscEgs905 | Hot Water Pipe Insulation | 0.0088541 | 0.0099508 | 0.0099508
454 | Commercial | CscNgs905 | Hot Water Pipe Insulation | 0.00051794 | 0.00058209 | 0.00058209
455 | Commercial | CwaEgs905 | Hot Water Pipe Insulation | 0.00014584 | 0.0001639 | 0.0001639
456 | Commercial | CwaNgs905 | Hot Water Pipe Insulation | 8.6266e-06 | 9.6951e-06 | 9.6951e-06
457 | Commercial | CcoEgs907 | Thermostatic Shower Restriction Valve | 0.0047185 | 0.024754 | 0.024754
458 | Commercial | CheEgs907 | Thermostatic Shower Restriction Valve | 0.017819 | 0.04658 | 0.04658
459 | Commercial | ChoEgs907 | Thermostatic Shower Restriction Valve | 0.0044473 | 0.011626 | 0.011626
460 | Commercial | CloEgs907 | Thermostatic Shower Restriction Valve | 0.029858 | 0.25478 | 0.25478
461 | Commercial | CcoNgs911 | Heat Pump Water Heater | 0.00025693 | 0.00015892 | 0.00015892
462 | Commercial | CcoTgs911 | Heat Pump Water Heater | 0.023981 | 0.014834 | 0.014834
463 | Commercial | CgrNgs911 | Heat Pump Water Heater | 0.00027365 | 0.00016926 | 0.00016926
464 | Commercial | CgrTgs911 | Heat Pump Water Heater | 0.025542 | 0.015799 | 0.015799
465 | Commercial | CheNgs911 | Heat Pump Water Heater | 0.0026121 | 0.0016157 | 0.0016157
466 | Commercial | CheTgs911 | Heat Pump Water Heater | 0.24381 | 0.15081 | 0.15081
467 | Commercial | ChoNgs911 | Heat Pump Water Heater | 0.00085596 | 0.00052946 | 0.00052946
468 | Commercial | ChoTgs911 | Heat Pump Water Heater | 0.079895 | 0.049419 | 0.049419
469 | Commercial | CinNgs911 | Heat Pump Water Heater | 0.022689 | 0.014034 | 0.014034
470 | Commercial | CinTgs911 | Heat Pump Water Heater | 2.1178 | 1.31 | 1.31
471 | Commercial | CloNgs911 | Heat Pump Water Heater | 0.0054418 | 0.0033661 | 0.0033661
472 | Commercial | CloTgs911 | Heat Pump Water Heater | 0.50794 | 0.31419 | 0.31419
473 | Commercial | CmiNgs911 | Heat Pump Water Heater | 0.00028331 | 0.00017524 | 0.00017524
474 | Commercial | CmiTgs911 | Heat Pump Water Heater | 0.026444 | 0.016357 | 0.016357
475 | Commercial | CofNgs911 | Heat Pump Water Heater | 0.0044777 | 0.0027697 | 0.0027697
476 | Commercial | CofTgs911 | Heat Pump Water Heater | 0.41795 | 0.25852 | 0.25852
477 | Commercial | CreNgs911 | Heat Pump Water Heater | 0.0049545 | 0.0030646 | 0.0030646
478 | Commercial | CreTgs911 | Heat Pump Water Heater | 0.46245 | 0.28605 | 0.28605
479 | Commercial | CrtNgs911 | Heat Pump Water Heater | 0.00082838 | 0.0005124 | 0.0005124
480 | Commercial | CrtTgs911 | Heat Pump Water Heater | 0.077321 | 0.047827 | 0.047827
481 | Commercial | CwaNgs911 | Heat Pump Water Heater | 0.00011501 | 7.1139e-05 | 7.1139e-05
482 | Commercial | CwaTgs911 | Heat Pump Water Heater | 0.010735 | 0.0066401 | 0.0066401
483 | Commercial | CgrEgs921 | Retro-Commissioning | 1.8157 | 3.2731 | 3.2731
484 | Commercial | CheEgs921 | Retro-Commissioning | 1.2956 | 2.9441 | 2.9441
485 | Commercial | ChoEgs921 | Retro-Commissioning | 2.2128 | 0.015415 | 0.015415
486 | Commercial | CinEgs921 | Retro-Commissioning | 3.5207 | 7.963 | 7.963
487 | Commercial | CloEgs921 | Retro-Commissioning | 1.6939 | 2.5018 | 2.5018
488 | Commercial | CmiEgs921 | Retro-Commissioning | 12.8955 | 39.8638 | 39.8638
489 | Commercial | CofEgs921 | Retro-Commissioning | 4.6268 | 12.617 | 12.617
490 | Commercial | CreEgs921 | Retro-Commissioning | 2.9854 | 4.5003 | 4.5003
491 | Commercial | CrtEgs921 | Retro-Commissioning | 6.3323 | 10.1046 | 10.1046
492 | Commercial | CcoNgsd102 | Energy Star Commercial Dishwasher | 0.00013989 | -1.4883e-08 | -1.4883e-08
493 | Commercial | CcoTgsd102 | Energy Star Commercial Dishwasher | 0.013057 | -1.3892e-06 | -1.3892e-06
494 | Commercial | CheNgsd102 | Energy Star Commercial Dishwasher | 0.00093243 | -9.9203e-08 | -9.9203e-08
495 | Commercial | CheTgsd102 | Energy Star Commercial Dishwasher | 0.087033 | -9.2595e-06 | -9.2595e-06
496 | Commercial | ChoNgsd102 | Energy Star Commercial Dishwasher | 0.00040891 | -4.3505e-08 | -4.3505e-08
497 | Commercial | ChoTgsd102 | Energy Star Commercial Dishwasher | 0.038168 | -4.0607e-06 | -4.0607e-06
498 | Commercial | CloNgsd102 | Energy Star Commercial Dishwasher | 0.0016556 | -1.7614e-07 | -1.7614e-07
499 | Commercial | CloTgsd102 | Energy Star Commercial Dishwasher | 0.15453 | -1.6441e-05 | -1.6441e-05
500 | Commercial | CreNgsd102 | Energy Star Commercial Dishwasher | 0.0038743 | -4.122e-07 | -4.122e-07
501 | Commercial | CreTgsd102 | Energy Star Commercial Dishwasher | 0.36163 | -3.8474e-05 | -3.8474e-05
502 | Commercial | CscNgsd102 | Energy Star Commercial Dishwasher | 0.0010113 | -1.076e-07 | -1.076e-07
503 | Commercial | CscTgsd102 | Energy Star Commercial Dishwasher | 0.10339 | -1.1e-05 | -1.1e-05
504 | Commercial | CcoNgsd105 | Energy Star Griddle | 3.0261e-05 | 7.7445e-06 | 7.7445e-06
505 | Commercial | CcoTgsd105 | Energy Star Griddle | 0.0028245 | 0.00072287 | 0.00072287
506 | Commercial | CheNgsd105 | Energy Star Griddle | 0.00066994 | 0.00017146 | 0.00017146
507 | Commercial | CheTgsd105 | Energy Star Griddle | 0.062532 | 0.016004 | 0.016004
508 | Commercial | ChoNgsd105 | Energy Star Griddle | 0.0012882 | 0.00032969 | 0.00032969
509 | Commercial | ChoTgsd105 | Energy Star Griddle | 0.12024 | 0.030773 | 0.030773
510 | Commercial | CloNgsd105 | Energy Star Griddle | 0.0027007 | 0.00069117 | 0.00069117
511 | Commercial | CloTgsd105 | Energy Star Griddle | 0.25208 | 0.064514 | 0.064514
512 | Commercial | CreNgsd105 | Energy Star Griddle | 0.0058989 | 0.0015097 | 0.0015097
513 | Commercial | CreTgsd105 | Energy Star Griddle | 2.0914 | 0.53523 | 0.53523
514 | Commercial | CscNgsd105 | Energy Star Griddle | 0.00071213 | 0.00018225 | 0.00018225
515 | Commercial | CscTgsd105 | Energy Star Griddle | 0.06647 | 0.017011 | 0.017011
516 | Commercial | CcoNgsd107 | Energy Star Steamer | 9.4682e-07 | 5.4976e-07 | 5.4976e-07
517 | Commercial | CcoTgsd107 | Energy Star Steamer | 8.8375e-05 | 5.1315e-05 | 5.1315e-05
518 | Commercial | CheNgsd107 | Energy Star Steamer | 2.1349e-05 | 1.2396e-05 | 1.2396e-05
519 | Commercial | CheTgsd107 | Energy Star Steamer | 0.0019927 | 0.001157 | 0.001157
520 | Commercial | ChoNgsd107 | Energy Star Steamer | 4.0468e-05 | 2.3497e-05 | 2.3497e-05
521 | Commercial | ChoTgsd107 | Energy Star Steamer | 0.0037772 | 0.0021932 | 0.0021932
522 | Commercial | CloNgsd107 | Energy Star Steamer | 1.9312e-05 | 1.1213e-05 | 1.1213e-05
523 | Commercial | CloTgsd107 | Energy Star Steamer | 0.0018025 | 0.0010466 | 0.0010466
524 | Commercial | CreNgsd107 | Energy Star Steamer | 4.7991e-05 | 2.7866e-05 | 2.7866e-05
525 | Commercial | CreTgsd107 | Energy Star Steamer | 0.0044794 | 0.002601 | 0.002601
526 | Commercial | CscNgsd107 | Energy Star Steamer | 2.2282e-05 | 1.2938e-05 | 1.2938e-05
527 | Commercial | CscTgsd107 | Energy Star Steamer | 0.0020798 | 0.0012076 | 0.0012076
528 | Commercial | CcoEgsd109 | Low Flow Pre-Rinse Sprayers | 0.00046253 | 0.0012091 | 0.0012091
529 | Commercial | CcoNgsd109 | Low Flow Pre-Rinse Sprayers | 0 | 0 | 0
530 | Commercial | CgrEgsd109 | Low Flow Pre-Rinse Sprayers | 0.013392 | 0.035009 | 0.035009
531 | Commercial | CgrNgsd109 | Low Flow Pre-Rinse Sprayers | 0.00015046 | 0.00039332 | 0.00039332
532 | Commercial | ChoEgsd109 | Low Flow Pre-Rinse Sprayers | 0.00053128 | 0.0013888 | 0.0013888
533 | Commercial | ChoNgsd109 | Low Flow Pre-Rinse Sprayers | 0 | 0 | 0
534 | Commercial | CloEgsd109 | Low Flow Pre-Rinse Sprayers | 0.0093324 | 0.079635 | 0.079635
535 | Commercial | CloNgsd109 | Low Flow Pre-Rinse Sprayers | 0 | 0 | 0
536 | Commercial | CreEgsd109 | Low Flow Pre-Rinse Sprayers | 0.18438 | 0.10238 | 0.10238
537 | Commercial | CreNgsd109 | Low Flow Pre-Rinse Sprayers | 0 | 0 | 0
538 | Commercial | CcoNgsd112 | Energy Star Servers | 0 | 0 | 0
539 | Commercial | CcoTgsd112 | Energy Star Servers | 0 | 0 | 0
540 | Commercial | CheNgsd112 | Energy Star Servers | 0.00015366 | 0.00010688 | 0.00010688
541 | Commercial | CheTgsd112 | Energy Star Servers | 0.014572 | 0.010135 | 0.010135
542 | Commercial | ChoNgsd112 | Energy Star Servers | 0 | 0 | 0
543 | Commercial | ChoTgsd112 | Energy Star Servers | 0 | 0 | 0
544 | Commercial | CinNgsd112 | Energy Star Servers | 0 | 0 | 0
545 | Commercial | CinTgsd112 | Energy Star Servers | 0 | 0 | 0
546 | Commercial | CloNgsd112 | Energy Star Servers | 0.0003043 | 0.00021165 | 0.00021165
547 | Commercial | CloTgsd112 | Energy Star Servers | 0.028847 | 0.020064 | 0.020064
548 | Commercial | CmiNgsd112 | Energy Star Servers | 0.00014357 | 9.9854e-05 | 9.9854e-05
549 | Commercial | CmiTgsd112 | Energy Star Servers | 0.0134 | 0.0093203 | 0.0093203
550 | Commercial | CofNgsd112 | Energy Star Servers | 0.0006909 | 0.00048054 | 0.00048054
551 | Commercial | CofTgsd112 | Energy Star Servers | 0.068071 | 0.047345 | 0.047345
552 | Commercial | CrtNgsd112 | Energy Star Servers | 0.00026592 | 0.00018495 | 0.00018495
553 | Commercial | CrtTgsd112 | Energy Star Servers | 0.025209 | 0.017533 | 0.017533
554 | Commercial | CscNgsd112 | Energy Star Servers | 0 | 0 | 0
555 | Commercial | CscTgsd112 | Energy Star Servers | 0 | 0 | 0
556 | Commercial | CheEgsd116 | Smart Strip Plug Outlet | 0.035295 | 0.024529 | 0.024529
557 | Commercial | CheNgsd116 | Smart Strip Plug Outlet | 0.00037803 | 0.00026273 | 0.00026273
558 | Commercial | ChoEgsd116 | Smart Strip Plug Outlet | 0.024401 | 0.016958 | 0.016958
559 | Commercial | ChoNgsd116 | Smart Strip Plug Outlet | 0.00026148 | 0.00018172 | 0.00018172
560 | Commercial | CinEgsd116 | Smart Strip Plug Outlet | 0.070108 | 0 | 0
561 | Commercial | CinNgsd116 | Smart Strip Plug Outlet | 0.00075113 | 0 | 0
562 | Commercial | CloEgsd116 | Smart Strip Plug Outlet | 0.099122 | 0.068888 | 0.068888
563 | Commercial | CloNgsd116 | Smart Strip Plug Outlet | 0.0010617 | 0.0007379 | 0.0007379
564 | Commercial | CmiEgsd116 | Smart Strip Plug Outlet | 0.041114 | 0 | 0
565 | Commercial | CmiNgsd116 | Smart Strip Plug Outlet | 0.00044048 | 0 | 0
566 | Commercial | CscEgsd116 | Smart Strip Plug Outlet | 0.029822 | 0.020726 | 0.020726
567 | Commercial | CscNgsd116 | Smart Strip Plug Outlet | 0.00031953 | 0.00022207 | 0.00022207
568 | Commercial | CasEgsd301 | Chilled Water Controls Optimization | 1.6505 | 7.5345e-05 | 7.5345e-05
569 | Commercial | CasNgsd301 | Chilled Water Controls Optimization | 0.017239 | 7.8693e-07 | 7.8693e-07
570 | Commercial | CcoEgsd301 | Chilled Water Controls Optimization | 0.017735 | 0.00038735 | 0.00038735
571 | Commercial | CcoNgsd301 | Chilled Water Controls Optimization | 0.00013432 | 2.9338e-06 | 2.9338e-06
572 | Commercial | CheEgsd301 | Chilled Water Controls Optimization | 0 | 0 | 0
573 | Commercial | CheNgsd301 | Chilled Water Controls Optimization | 0 | 0 | 0
574 | Commercial | ChoEgsd301 | Chilled Water Controls Optimization | 0.51061 | 0.011152 | 0.011152
575 | Commercial | ChoNgsd301 | Chilled Water Controls Optimization | 0.005333 | 0.00011648 | 0.00011648
576 | Commercial | CinEgsd301 | Chilled Water Controls Optimization | 3.9157 | 0.00017874 | 0.00017874
577 | Commercial | CinNgsd301 | Chilled Water Controls Optimization | 0.040907 | 1.8673e-06 | 1.8673e-06
578 | Commercial | CloEgsd301 | Chilled Water Controls Optimization | 0.45493 | 2.0767e-05 | 2.0767e-05
579 | Commercial | CloNgsd301 | Chilled Water Controls Optimization | 0.0034456 | 1.5729e-07 | 1.5729e-07
580 | Commercial | CmiEgsd301 | Chilled Water Controls Optimization | 4.0052 | 0.00018283 | 0.00018283
581 | Commercial | CmiNgsd301 | Chilled Water Controls Optimization | 0.031634 | 1.4441e-06 | 1.4441e-06
582 | Commercial | CofEgsd301 | Chilled Water Controls Optimization | 2.6552 | 0.00012121 | 0.00012121
583 | Commercial | CofNgsd301 | Chilled Water Controls Optimization | 0.029352 | 1.3399e-06 | 1.3399e-06
584 | Commercial | CreEgsd301 | Chilled Water Controls Optimization | 0.17816 | 8.1326e-06 | 8.1326e-06
585 | Commercial | CreNgsd301 | Chilled Water Controls Optimization | 0.0013411 | 6.122e-08 | 6.122e-08
586 | Commercial | CrtEgsd301 | Chilled Water Controls Optimization | 0 | 0 | 0
587 | Commercial | CrtNgsd301 | Chilled Water Controls Optimization | 0 | 0 | 0
588 | Commercial | CscEgsd301 | Chilled Water Controls Optimization | 2.3905 | 0.00010912 | 0.00010912
589 | Commercial | CscNgsd301 | Chilled Water Controls Optimization | 0.018106 | 8.265e-07 | 8.265e-07
590 | Commercial | CwaEgsd301 | Chilled Water Controls Optimization | 0 | 0 | 0
591 | Commercial | CwaNgsd301 | Chilled Water Controls Optimization | 0 | 0 | 0
592 | Commercial | CheNgsd303 | High Efficiency Chiller (Air Cooled, 50 tons) | 0 | 0 | 0
593 | Commercial | CheTgsd303 | High Efficiency Chiller (Air Cooled, 50 tons) | 0 | 0 | 0
594 | Commercial | ChoNgsd303 | High Efficiency Chiller (Air Cooled, 50 tons) | 0.020244 | 0.00019935 | 0.00019935
595 | Commercial | ChoTgsd303 | High Efficiency Chiller (Air Cooled, 50 tons) | 2.7832 | 0.027407 | 0.027407
596 | Commercial | CgrEgsd307 | Facility Energy Management System | 1.3985 | 0.44613 | 0.44613
597 | Commercial | CgrNgsd307 | Facility Energy Management System | 0.010015 | 0.0032959 | 0.0032959
598 | Commercial | CreEgsd307 | Facility Energy Management System | 0.16834 | 0.033153 | 0.033153
599 | Commercial | CreNgsd307 | Facility Energy Management System | 0.016758 | 0.0034766 | 0.0034766
600 | Commercial | CgrEgsd309 | Programmable Thermostat | 0 | 0 | 0
601 | Commercial | CgrNgsd309 | Programmable Thermostat | 0 | 0 | 0
602 | Commercial | CreEgsd309 | Programmable Thermostat | 0 | 0 | 0
603 | Commercial | CreNgsd309 | Programmable Thermostat | 0 | 0 | 0
604 | Commercial | CgrEgsd310 | Smart Thermostat | 1.491 | 0.43697 | 0.43697
605 | Commercial | CgrNgsd310 | Smart Thermostat | 0.013039 | 0.0048008 | 0.0048008
606 | Commercial | CinEgsd310 | Smart Thermostat | 11.1452 | 0.26361 | 0.26361
607 | Commercial | CinNgsd310 | Smart Thermostat | 0.11453 | 0.0029245 | 0.0029245
608 | Commercial | CreEgsd310 | Smart Thermostat | 6.3934 | 1.3714 | 1.3714
609 | Commercial | CreNgsd310 | Smart Thermostat | 0.012572 | 0.015639 | 0.015639
610 | Commercial | CheEgsd312 | HVAC tune-up | 0 | 0 | 0
611 | Commercial | CheNgsd312 | HVAC tune-up | 0 | 0 | 0
612 | Commercial | ChoEgsd312 | HVAC tune-up | 0 | 0 | 0
613 | Commercial | ChoNgsd312 | HVAC tune-up | 0 | 0 | 0
614 | Commercial | CloEgsd312 | HVAC tune-up | 0 | 0 | 0
615 | Commercial | CloNgsd312 | HVAC tune-up | 0 | 0 | 0
616 | Commercial | CheEgsd313 | HVAC tune-up_RTU | 0 | 0 | 0
617 | Commercial | CheNgsd313 | HVAC tune-up_RTU | 0 | 0 | 0
618 | Commercial | ChoEgsd313 | HVAC tune-up_RTU | 0 | 0 | 0
619 | Commercial | ChoNgsd313 | HVAC tune-up_RTU | 0 | 0 | 0
620 | Commercial | CofEgsd319 | Duct Sealing Repair | 5.4596 | 2.1533 | 2.1533
621 | Commercial | CreEgsd319 | Duct Sealing Repair | 2.65 | 0.91033 | 0.91033
622 | Commercial | CasNgsd322 | High Efficiency PTAC | 0 | 0 | 0
623 | Commercial | CasTgsd322 | High Efficiency PTAC | 0 | 0 | 0
624 | Commercial | CcoNgsd322 | High Efficiency PTAC | 0 | 0 | 0
625 | Commercial | CcoTgsd322 | High Efficiency PTAC | 0 | 0 | 0
626 | Commercial | CheNgsd322 | High Efficiency PTAC | 0 | 0 | 0
627 | Commercial | CheTgsd322 | High Efficiency PTAC | 0 | 0 | 0
628 | Commercial | ChoNgsd322 | High Efficiency PTAC | 0 | 0 | 0
629 | Commercial | ChoTgsd322 | High Efficiency PTAC | 0 | 0 | 0
630 | Commercial | CloNgsd322 | High Efficiency PTAC | 0 | 0 | 0
631 | Commercial | CloTgsd322 | High Efficiency PTAC | 0 | 0 | 0
632 | Commercial | CofNgsd322 | High Efficiency PTAC | 0 | 0 | 0
633 | Commercial | CofTgsd322 | High Efficiency PTAC | 0 | 0 | 0
634 | Commercial | CreNgsd322 | High Efficiency PTAC | 0 | 0 | 0
635 | Commercial | CreTgsd322 | High Efficiency PTAC | 0 | 0 | 0
636 | Commercial | CrtNgsd322 | High Efficiency PTAC | 0 | 0 | 0
637 | Commercial | CrtTgsd322 | High Efficiency PTAC | 0 | 0 | 0
638 | Commercial | CscNgsd322 | High Efficiency PTAC | 0 | 0 | 0
639 | Commercial | CscTgsd322 | High Efficiency PTAC | 0 | 0 | 0
640 | Commercial | CasNgsd323 | High Efficiency PTHP | 0 | 0 | 0
641 | Commercial | CasTgsd323 | High Efficiency PTHP | 0 | 0 | 0
642 | Commercial | CcoNgsd323 | High Efficiency PTHP | 0 | 0 | 0
643 | Commercial | CcoTgsd323 | High Efficiency PTHP | 0 | 0 | 0
644 | Commercial | CgrNgsd323 | High Efficiency PTHP | 0 | 0 | 0
645 | Commercial | CgrTgsd323 | High Efficiency PTHP | 0 | 0 | 0
646 | Commercial | CheNgsd323 | High Efficiency PTHP | 0 | 0 | 0
647 | Commercial | CheTgsd323 | High Efficiency PTHP | 0 | 0 | 0
648 | Commercial | ChoNgsd323 | High Efficiency PTHP | 0 | 0 | 0
649 | Commercial | ChoTgsd323 | High Efficiency PTHP | 0 | 0 | 0
650 | Commercial | CloNgsd323 | High Efficiency PTHP | 0 | 0 | 0
651 | Commercial | CloTgsd323 | High Efficiency PTHP | 0 | 0 | 0
652 | Commercial | CmiNgsd323 | High Efficiency PTHP | 0 | 0 | 0
653 | Commercial | CmiTgsd323 | High Efficiency PTHP | 0 | 0 | 0
654 | Commercial | CofNgsd323 | High Efficiency PTHP | 0 | 0 | 0
655 | Commercial | CofTgsd323 | High Efficiency PTHP | 0 | 0 | 0
656 | Commercial | CreNgsd323 | High Efficiency PTHP | 0 | 0 | 0
657 | Commercial | CreTgsd323 | High Efficiency PTHP | 0 | 0 | 0
658 | Commercial | CrtNgsd323 | High Efficiency PTHP | 0 | 0 | 0
659 | Commercial | CrtTgsd323 | High Efficiency PTHP | 0 | 0 | 0
660 | Commercial | CscNgsd323 | High Efficiency PTHP | 0 | 0 | 0
661 | Commercial | CscTgsd323 | High Efficiency PTHP | 0 | 0 | 0
662 | Commercial | CcoEgsd329 | VAV System | 0.49331 | 0.50063 | 0.50063
663 | Commercial | CcoNgsd329 | VAV System | 0.0052851 | 0.0053635 | 0.0053635
664 | Commercial | CheEgsd329 | VAV System | 2.4619 | 2.4984 | 2.4984
665 | Commercial | CheNgsd329 | VAV System | 0.026376 | 0.026767 | 0.026767
666 | Commercial | ChoEgsd329 | VAV System | 0.69492 | 0.70523 | 0.70523
667 | Commercial | ChoNgsd329 | VAV System | 0.011168 | 0.011333 | 0.011333
668 | Commercial | CinEgsd329 | VAV System | 1.2953 | 1.3145 | 1.3145
669 | Commercial | CinNgsd329 | VAV System | 0.020816 | 0.021125 | 0.021125
670 | Commercial | CofEgsd329 | VAV System | 7.0207 | 7.1248 | 7.1248
671 | Commercial | CofNgsd329 | VAV System | 0.11282 | 0.1145 | 0.1145
672 | Commercial | CscEgsd329 | VAV System | 0.80508 | 0.81702 | 0.81702
673 | Commercial | CscNgsd329 | VAV System | 0.0086253 | 0.0087532 | 0.0087532
674 | Commercial | CasNgsd408 | LED Parking Lighting | 0 | 0 | 0
675 | Commercial | CasTgsd408 | LED Parking Lighting | 0 | 0 | 0
676 | Commercial | CcoNgsd408 | LED Parking Lighting | 0 | 0 | 0
677 | Commercial | CcoTgsd408 | LED Parking Lighting | 0 | 0 | 0
678 | Commercial | CgrNgsd408 | LED Parking Lighting | 0 | 0 | 0
679 | Commercial | CgrTgsd408 | LED Parking Lighting | 0 | 0 | 0
680 | Commercial | CheNgsd408 | LED Parking Lighting | 0 | 0 | 0
681 | Commercial | CheTgsd408 | LED Parking Lighting | 0 | 0 | 0
682 | Commercial | ChoNgsd408 | LED Parking Lighting | 0 | 0 | 0
683 | Commercial | ChoTgsd408 | LED Parking Lighting | 0 | 0 | 0
684 | Commercial | CinNgsd408 | LED Parking Lighting | 0 | 0 | 0
685 | Commercial | CinTgsd408 | LED Parking Lighting | 0 | 0 | 0
686 | Commercial | CloNgsd408 | LED Parking Lighting | 0 | 0 | 0
687 | Commercial | CloTgsd408 | LED Parking Lighting | 0 | 0 | 0
688 | Commercial | CmiNgsd408 | LED Parking Lighting | 0 | 0 | 0
689 | Commercial | CmiTgsd408 | LED Parking Lighting | 0 | 0 | 0
690 | Commercial | CofNgsd408 | LED Parking Lighting | 0 | 0 | 0
691 | Commercial | CofTgsd408 | LED Parking Lighting | 0 | 0 | 0
692 | Commercial | CreNgsd408 | LED Parking Lighting | 0 | 0 | 0
693 | Commercial | CreTgsd408 | LED Parking Lighting | 0 | 0 | 0
694 | Commercial | CrtNgsd408 | LED Parking Lighting | 0 | 0 | 0
695 | Commercial | CrtTgsd408 | LED Parking Lighting | 0 | 0 | 0
696 | Commercial | CscNgsd408 | LED Parking Lighting | 0 | 0 | 0
697 | Commercial | CscTgsd408 | LED Parking Lighting | 0 | 0 | 0
698 | Commercial | CwaNgsd408 | LED Parking Lighting | 0 | 0 | 0
699 | Commercial | CwaTgsd408 | LED Parking Lighting | 0 | 0 | 0
700 | Commercial | CinNgsd409 | LED Street Lights | 0 | 0 | 0
701 | Commercial | CinTgsd409 | LED Street Lights | 0 | 0 | 0
702 | Commercial | CasNgsd501 | CFL - 23W | 0 | 0 | 0
703 | Commercial | CasTgsd501 | CFL - 23W | 0 | 0 | 0
704 | Commercial | CcoNgsd501 | CFL - 23W | 0 | 0 | 0
705 | Commercial | CcoTgsd501 | CFL - 23W | 0 | 0 | 0
706 | Commercial | CgrNgsd501 | CFL - 23W | 0 | 0 | 0
707 | Commercial | CgrTgsd501 | CFL - 23W | 0 | 0 | 0
708 | Commercial | CheNgsd501 | CFL - 23W | 0 | 0 | 0
709 | Commercial | CheTgsd501 | CFL - 23W | 0 | 0 | 0
710 | Commercial | ChoNgsd501 | CFL - 23W | 0 | 0 | 0
711 | Commercial | ChoTgsd501 | CFL - 23W | 0 | 0 | 0
712 | Commercial | CinNgsd501 | CFL - 23W | 0 | 0 | 0
713 | Commercial | CinTgsd501 | CFL - 23W | 0 | 0 | 0
714 | Commercial | CloNgsd501 | CFL - 23W | 0 | 0 | 0
715 | Commercial | CloTgsd501 | CFL - 23W | 0 | 0 | 0
716 | Commercial | CmiNgsd501 | CFL - 23W | 0 | 0 | 0
717 | Commercial | CmiTgsd501 | CFL - 23W | 0 | 0 | 0
718 | Commercial | CofNgsd501 | CFL - 23W | 0 | 0 | 0
719 | Commercial | CofTgsd501 | CFL - 23W | 0 | 0 | 0
720 | Commercial | CreNgsd501 | CFL - 23W | 0 | 0 | 0
721 | Commercial | CreTgsd501 | CFL - 23W | 0 | 0 | 0
722 | Commercial | CrtNgsd501 | CFL - 23W | 0 | 0 | 0
723 | Commercial | CrtTgsd501 | CFL - 23W | 0 | 0 | 0
724 | Commercial | CscNgsd501 | CFL - 23W | 0 | 0 | 0
725 | Commercial | CscTgsd501 | CFL - 23W | 0 | 0 | 0
726 | Commercial | CwaNgsd501 | CFL - 23W | 0 | 0 | 0
727 | Commercial | CwaTgsd501 | CFL - 23W | 0 | 0 | 0
728 | Commercial | CrtNgsd504 | High Bay Fluorescent (T5) | 0 | 0 | 0
729 | Commercial | CrtTgsd504 | High Bay Fluorescent (T5) | 0 | 0 | 0
730 | Commercial | CwaNgsd504 | High Bay Fluorescent (T5) | 0 | 0 | 0
731 | Commercial | CwaTgsd504 | High Bay Fluorescent (T5) | 0 | 0 | 0
732 | Commercial | CasNgsd506 | Premium T8 - Lamp Replacement | 0 | 0 | 0
733 | Commercial | CasTgsd506 | Premium T8 - Lamp Replacement | 0 | 0 | 0
734 | Commercial | CcoNgsd506 | Premium T8 - Lamp Replacement | 0 | 0 | 0
735 | Commercial | CcoTgsd506 | Premium T8 - Lamp Replacement | 0 | 0 | 0
736 | Commercial | CgrNgsd506 | Premium T8 - Lamp Replacement | 0 | 0 | 0
737 | Commercial | CgrTgsd506 | Premium T8 - Lamp Replacement | 0 | 0 | 0
738 | Commercial | CheNgsd506 | Premium T8 - Lamp Replacement | 0 | 0 | 0
739 | Commercial | CheTgsd506 | Premium T8 - Lamp Replacement | 0 | 0 | 0
740 | Commercial | ChoNgsd506 | Premium T8 - Lamp Replacement | 0 | 0 | 0
741 | Commercial | ChoTgsd506 | Premium T8 - Lamp Replacement | 0 | 0 | 0
742 | Commercial | CinNgsd506 | Premium T8 - Lamp Replacement | 0 | 0 | 0
743 | Commercial | CinTgsd506 | Premium T8 - Lamp Replacement | 0 | 0 | 0
744 | Commercial | CloNgsd506 | Premium T8 - Lamp Replacement | 0 | 0 | 0
745 | Commercial | CloTgsd506 | Premium T8 - Lamp Replacement | 0 | 0 | 0
746 | Commercial | CmiNgsd506 | Premium T8 - Lamp Replacement | 0 | 0 | 0
747 | Commercial | CmiTgsd506 | Premium T8 - Lamp Replacement | 0 | 0 | 0
748 | Commercial | CofNgsd506 | Premium T8 - Lamp Replacement | 0 | 0 | 0
749 | Commercial | CofTgsd506 | Premium T8 - Lamp Replacement | 0 | 0 | 0
750 | Commercial | CreNgsd506 | Premium T8 - Lamp Replacement | 0 | 0 | 0
751 | Commercial | CreTgsd506 | Premium T8 - Lamp Replacement | 0 | 0 | 0
752 | Commercial | CrtNgsd506 | Premium T8 - Lamp Replacement | 0 | 0 | 0
753 | Commercial | CrtTgsd506 | Premium T8 - Lamp Replacement | 0 | 0 | 0
754 | Commercial | CscNgsd506 | Premium T8 - Lamp Replacement | 0 | 0 | 0
755 | Commercial | CscTgsd506 | Premium T8 - Lamp Replacement | 0 | 0 | 0
756 | Commercial | CwaNgsd506 | Premium T8 - Lamp Replacement | 0 | 0 | 0
757 | Commercial | CwaTgsd506 | Premium T8 - Lamp Replacement | 0 | 0 | 0
758 | Commercial | CrtTgsd507 | High Bay LED | 59.8987 | 39.054 | 39.054
759 | Commercial | CasTgsd508 | LED - 14W | 0.01487 | 0.0034382 | 0.0034382
760 | Commercial | CcoTgsd508 | LED - 14W | 0.004362 | 0.0042719 | 0.0042719
761 | Commercial | CgrTgsd508 | LED - 14W | 0.0010335 | 2.798e-07 | 2.798e-07
762 | Commercial | CheTgsd508 | LED - 14W | 0.037525 | 0.0086761 | 0.0086761
763 | Commercial | ChoTgsd508 | LED - 14W | 0.0096086 | 0.0094099 | 0.0094099
764 | Commercial | CinTgsd508 | LED - 14W | 0.12186 | 0.028175 | 0.028175
765 | Commercial | CloTgsd508 | LED - 14W | 0.00040852 | 1.106e-07 | 1.106e-07
766 | Commercial | CmiTgsd508 | LED - 14W | 0.027773 | 0.0064213 | 0.0064213
767 | Commercial | CofTgsd508 | LED - 14W | 0.0038675 | 0.00089419 | 0.00089419
768 | Commercial | CreTgsd508 | LED - 14W | 0.0015883 | 4.2999e-07 | 4.2999e-07
769 | Commercial | CrtTgsd508 | LED - 14W | 0.0037366 | 1.0116e-06 | 1.0116e-06
770 | Commercial | CscTgsd508 | LED - 14W | 0.030899 | 0.007144 | 0.007144
771 | Commercial | CwaTgsd508 | LED - 14W | 0.0050794 | 0.0011744 | 0.0011744
772 | Commercial | CasTgsd509 | LED Display Lighting (Interior) | 0.00062339 | 0.00014082 | 0.00014082
773 | Commercial | CcoTgsd509 | LED Display Lighting (Interior) | 0.00018462 | 0.00017305 | 0.00017305
774 | Commercial | CgrTgsd509 | LED Display Lighting (Interior) | 4.2631e-05 | 3.0697e-09 | 3.0697e-09
775 | Commercial | CheTgsd509 | LED Display Lighting (Interior) | 0.0015731 | 0.00035537 | 0.00035537
776 | Commercial | ChoTgsd509 | LED Display Lighting (Interior) | 0.00040667 | 0.00038118 | 0.00038118
777 | Commercial | CinTgsd509 | LED Display Lighting (Interior) | 0.0051085 | 0.001154 | 0.001154
778 | Commercial | CloTgsd509 | LED Display Lighting (Interior) | 1.6851e-05 | 1.2133e-09 | 1.2133e-09
779 | Commercial | CmiTgsd509 | LED Display Lighting (Interior) | 0.0012633 | 0.00028537 | 0.00028537
780 | Commercial | CofTgsd509 | LED Display Lighting (Interior) | 0.00016213 | 3.6625e-05 | 3.6625e-05
781 | Commercial | CreTgsd509 | LED Display Lighting (Interior) | 9.1721e-05 | 6.6044e-09 | 6.6044e-09
782 | Commercial | CrtTgsd509 | LED Display Lighting (Interior) | 0.00021578 | 1.5537e-08 | 1.5537e-08
783 | Commercial | CscTgsd509 | LED Display Lighting (Interior) | 0.0012953 | 0.00029261 | 0.00029261
784 | Commercial | CwaTgsd509 | LED Display Lighting (Interior) | 0.00021293 | 4.8102e-05 | 4.8102e-05
785 | Commercial | CasTgsd510 | LED Linear - Fixture Replacement | 2.3588 | 0.53961 | 0.53961
786 | Commercial | CcoTgsd510 | LED Linear - Fixture Replacement | 0.92438 | 0.85741 | 0.85741
787 | Commercial | CgrTgsd510 | LED Linear - Fixture Replacement | 7.2194 | 0.00039551 | 0.00039551
788 | Commercial | CheTgsd510 | LED Linear - Fixture Replacement | 7.6327 | 1.7461 | 1.7461
789 | Commercial | ChoTgsd510 | LED Linear - Fixture Replacement | 1.9862 | 1.8423 | 1.8423
790 | Commercial | CinTgsd510 | LED Linear - Fixture Replacement | 25.1965 | 5.764 | 5.764
791 | Commercial | CloTgsd510 | LED Linear - Fixture Replacement | 4.0741 | 0.0002232 | 0.0002232
792 | Commercial | CmiTgsd510 | LED Linear - Fixture Replacement | 106.359 | 24.331 | 24.331
793 | Commercial | CofTgsd510 | LED Linear - Fixture Replacement | 31.3108 | 7.1627 | 7.1627
794 | Commercial | CreTgsd510 | LED Linear - Fixture Replacement | 7.0197 | 0.00038457 | 0.00038457
795 | Commercial | CrtTgsd510 | LED Linear - Fixture Replacement | 30.5302 | 0.0016726 | 0.0016726
796 | Commercial | CscTgsd510 | LED Linear - Fixture Replacement | 6.4164 | 1.4678 | 1.4678
797 | Commercial | CwaTgsd510 | LED Linear - Fixture Replacement | 2.608 | 0.59661 | 0.59661
798 | Commercial | CasTgsd511 | LED Linear - Lamp Replacement | 0.51072 | 0.11726 | 0.11726
799 | Commercial | CcoTgsd511 | LED Linear - Lamp Replacement | 0.14635 | 0.14052 | 0.14052
800 | Commercial | CgrTgsd511 | LED Linear - Lamp Replacement | 1.0943 | 0.00018328 | 0.00018328
801 | Commercial | CheTgsd511 | LED Linear - Lamp Replacement | 1.1307 | 0.25961 | 0.25961
802 | Commercial | ChoTgsd511 | LED Linear - Lamp Replacement | 0.3149 | 0.30237 | 0.30237
803 | Commercial | CinTgsd511 | LED Linear - Lamp Replacement | 4.52 | 1.0378 | 1.0378
804 | Commercial | CloTgsd511 | LED Linear - Lamp Replacement | 0.72415 | 0.00012129 | 0.00012129
805 | Commercial | CmiTgsd511 | LED Linear - Lamp Replacement | 2.0108 | 0.46168 | 0.46168
806 | Commercial | CofTgsd511 | LED Linear - Lamp Replacement | 5.3748 | 1.234 | 1.234
807 | Commercial | CreTgsd511 | LED Linear - Lamp Replacement | 1.3424 | 0.00022484 | 0.00022484
808 | Commercial | CrtTgsd511 | LED Linear - Lamp Replacement | 6.7587 | 0.001132 | 0.001132
809 | Commercial | CscTgsd511 | LED Linear - Lamp Replacement | 1.0726 | 0.24628 | 0.24628
810 | Commercial | CwaTgsd511 | LED Linear - Lamp Replacement | 0.33087 | 0.075968 | 0.075968
811 | Commercial | CcoEgsd804 | Floating Head Pressure Controls | 0.00724 | 0.0060644 | 0.0060644
812 | Commercial | CcoNgsd804 | Floating Head Pressure Controls | 7.9624e-05 | 6.6695e-05 | 6.6695e-05
813 | Commercial | CheEgsd804 | Floating Head Pressure Controls | 0.036337 | 0.030437 | 0.030437
814 | Commercial | CheNgsd804 | Floating Head Pressure Controls | 0.00040292 | 0.00033749 | 0.00033749
815 | Commercial | ChoEgsd804 | Floating Head Pressure Controls | 0.019715 | 0.016514 | 0.016514
816 | Commercial | ChoNgsd804 | Floating Head Pressure Controls | 0.00021434 | 0.00017954 | 0.00017954
817 | Commercial | CloEgsd804 | Floating Head Pressure Controls | 0.085722 | 0.071803 | 0.071803
818 | Commercial | CloNgsd804 | Floating Head Pressure Controls | 0.00093624 | 0.00078422 | 0.00078422
819 | Commercial | CscEgsd804 | Floating Head Pressure Controls | 0.038712 | 0.032426 | 0.032426
820 | Commercial | CscNgsd804 | Floating Head Pressure Controls | 0.00042264 | 0.00035401 | 0.00035401
821 | Commercial | CgrNgsd813 | Energy Star Commercial Glass Door Freezer | 0 | 0 | 0
822 | Commercial | CgrTgsd813 | Energy Star Commercial Glass Door Freezer | 0 | 0 | 0
823 | Commercial | CrtNgsd813 | Energy Star Commercial Glass Door Freezer | 0 | 0 | 0
824 | Commercial | CrtTgsd813 | Energy Star Commercial Glass Door Freezer | 0 | 0 | 0
825 | Commercial | CgrNgsd815 | Energy Star Commercial Solid Door Freezer | 0.033612 | 0.01502 | 0.01502
826 | Commercial | CgrTgsd815 | Energy Star Commercial Solid Door Freezer | 5.5277 | 2.4701 | 2.4701
827 | Commercial | CrtNgsd815 | Energy Star Commercial Solid Door Freezer | 0.0022084 | 0.00098685 | 0.00098685
828 | Commercial | CrtTgsd815 | Energy Star Commercial Solid Door Freezer | 0.36319 | 0.16229 | 0.16229
829 | Commercial | CasEgsd902 | Faucet Aerator | 0.0017567 | 0.001058 | 0.001058
830 | Commercial | CasNgsd902 | Faucet Aerator | 7.037e-06 | 4.2381e-06 | 4.2381e-06
831 | Commercial | CcoEgsd902 | Faucet Aerator | 0.00049357 | 0.0012902 | 0.0012902
832 | Commercial | CcoNgsd902 | Faucet Aerator | 0 | 0 | 0
833 | Commercial | CgrEgsd902 | Faucet Aerator | 0.00063816 | 0.0054455 | 0.0054455
834 | Commercial | CgrNgsd902 | Faucet Aerator | 0 | 0 | 0
835 | Commercial | CheEgsd902 | Faucet Aerator | 0.012885 | 0.0077603 | 0.0077603
836 | Commercial | CheNgsd902 | Faucet Aerator | 0 | 0 | 0
837 | Commercial | ChoEgsd902 | Faucet Aerator | 0.0007215 | 0.0018861 | 0.0018861
838 | Commercial | ChoNgsd902 | Faucet Aerator | 0 | 0 | 0
839 | Commercial | CinEgsd902 | Faucet Aerator | 0.14594 | 0.08789 | 0.08789
840 | Commercial | CinNgsd902 | Faucet Aerator | 0 | 0 | 0
841 | Commercial | CloEgsd902 | Faucet Aerator | 0.0021991 | 0.018765 | 0.018765
842 | Commercial | CloNgsd902 | Faucet Aerator | 0 | 0 | 0
843 | Commercial | CmiEgsd902 | Faucet Aerator | 0.00035701 | 0.00021501 | 0.00021501
844 | Commercial | CmiNgsd902 | Faucet Aerator | 0 | 0 | 0
845 | Commercial | CofEgsd902 | Faucet Aerator | 0.0040022 | 0.0024103 | 0.0024103
846 | Commercial | CofNgsd902 | Faucet Aerator | 0 | 0 | 0
847 | Commercial | CreEgsd902 | Faucet Aerator | 0.0019965 | 0.017036 | 0.017036
848 | Commercial | CreNgsd902 | Faucet Aerator | 0 | 0 | 0
849 | Commercial | CrtEgsd902 | Faucet Aerator | 0.00047716 | 0.0040717 | 0.0040717
850 | Commercial | CrtNgsd902 | Faucet Aerator | 0 | 0 | 0
851 | Commercial | CscEgsd902 | Faucet Aerator | 0.015797 | 0.0095138 | 0.0095138
852 | Commercial | CscNgsd902 | Faucet Aerator | 0 | 0 | 0
853 | Commercial | CwaEgsd902 | Faucet Aerator | 0.00034427 | 0.00020734 | 0.00020734
854 | Commercial | CwaNgsd902 | Faucet Aerator | 0 | 0 | 0
855 | Commercial | CcoEgsd903 | Low Flow Shower Head | 0.0030758 | 0.016136 | 0.016136
856 | Commercial | CcoNgsd903 | Low Flow Shower Head | 0 | 0 | 0
857 | Commercial | CheEgsd903 | Low Flow Shower Head | 0.012469 | 0.032595 | 0.032595
858 | Commercial | CheNgsd903 | Low Flow Shower Head | 0 | 0 | 0
859 | Commercial | ChoEgsd903 | Low Flow Shower Head | 0.0032888 | 0.0085973 | 0.0085973
860 | Commercial | ChoNgsd903 | Low Flow Shower Head | 0 | 0 | 0
861 | Commercial | CloEgsd903 | Low Flow Shower Head | 0.020793 | 0.17743 | 0.17743
862 | Commercial | CloNgsd903 | Low Flow Shower Head | 0 | 0 | 0
863 | Commercial | CcoEgsd907 | Thermostatic Shower Restriction Valve | 0.018874 | 0.099016 | 0.099016
864 | Commercial | CheEgsd907 | Thermostatic Shower Restriction Valve | 0.071275 | 0.18632 | 0.18632
865 | Commercial | ChoEgsd907 | Thermostatic Shower Restriction Valve | 0.017789 | 0.046502 | 0.046502
866 | Commercial | CloEgsd907 | Thermostatic Shower Restriction Valve | 0.11943 | 1.0191 | 1.0191
867 | Commercial | CcoNgsd911 | Heat Pump Water Heater | 0.0010277 | 0.00063569 | 0.00063569
868 | Commercial | CcoTgsd911 | Heat Pump Water Heater | 0.095926 | 0.059335 | 0.059335
869 | Commercial | CgrNgsd911 | Heat Pump Water Heater | 0.0010946 | 0.00067706 | 0.00067706
870 | Commercial | CgrTgsd911 | Heat Pump Water Heater | 0.10217 | 0.063197 | 0.063197
871 | Commercial | ChoNgsd911 | Heat Pump Water Heater | 0.0034238 | 0.0021178 | 0.0021178
872 | Commercial | ChoTgsd911 | Heat Pump Water Heater | 0.31958 | 0.19768 | 0.19768
873 | Commercial | CinNgsd911 | Heat Pump Water Heater | 0.090755 | 0.056137 | 0.056137
874 | Commercial | CinTgsd911 | Heat Pump Water Heater | 8.471 | 5.2398 | 5.2398
875 | Commercial | CloNgsd911 | Heat Pump Water Heater | 0.021767 | 0.013464 | 0.013464
876 | Commercial | CloTgsd911 | Heat Pump Water Heater | 2.0318 | 1.2568 | 1.2568
877 | Commercial | CmiNgsd911 | Heat Pump Water Heater | 0.0011332 | 0.00070097 | 0.00070097
878 | Commercial | CmiTgsd911 | Heat Pump Water Heater | 0.10578 | 0.065428 | 0.065428
879 | Commercial | CofNgsd911 | Heat Pump Water Heater | 0.017911 | 0.011079 | 0.011079
880 | Commercial | CofTgsd911 | Heat Pump Water Heater | 1.6718 | 1.0341 | 1.0341
881 | Commercial | CreNgsd911 | Heat Pump Water Heater | 0.019818 | 0.012258 | 0.012258
882 | Commercial | CreTgsd911 | Heat Pump Water Heater | 1.8498 | 1.1442 | 1.1442
883 | Commercial | CrtNgsd911 | Heat Pump Water Heater | 0.0033135 | 0.0020496 | 0.0020496
884 | Commercial | CrtTgsd911 | Heat Pump Water Heater | 0.30928 | 0.19131 | 0.19131
885 | Commercial | CwaNgsd911 | Heat Pump Water Heater | 0.00046003 | 0.00028456 | 0.00028456
886 | Commercial | CwaTgsd911 | Heat Pump Water Heater | 0.042939 | 0.02656 | 0.02656
887 | Commercial | CcoEgsd921 | Retro-Commissioning | 2.8406 | 0.031028 | 0.031028
888 | Commercial | CgrEgsd921 | Retro-Commissioning | 7.2629 | 13.0924 | 13.0924
889 | Commercial | CheEgsd921 | Retro-Commissioning | 5.1825 | 11.7763 | 11.7763
890 | Commercial | ChoEgsd921 | Retro-Commissioning | 8.8514 | 0.06166 | 0.06166
891 | Commercial | CinEgsd921 | Retro-Commissioning | 14.0829 | 31.852 | 31.852
892 | Commercial | CloEgsd921 | Retro-Commissioning | 6.7757 | 10.007 | 10.007
893 | Commercial | CmiEgsd921 | Retro-Commissioning | 51.5822 | 159.4553 | 159.4553
894 | Commercial | CofEgsd921 | Retro-Commissioning | 18.5074 | 50.4679 | 50.4679
895 | Commercial | CreEgsd921 | Retro-Commissioning | 11.9418 | 18.0011 | 18.0011
896 | Commercial | CrtEgsd921 | Retro-Commissioning | 25.3292 | 40.4184 | 40.4184
897 | Commercial | CcoNgsld102 | Energy Star Commercial Dishwasher | 5.8288e-05 | -6.2013e-09 | -6.2013e-09
898 | Commercial | CcoTgsld102 | Energy Star Commercial Dishwasher | 0.0054405 | -5.7883e-07 | -5.7883e-07
899 | Commercial | CheNgsld102 | Energy Star Commercial Dishwasher | 0.00038851 | -4.1334e-08 | -4.1334e-08
900 | Commercial | CheTgsld102 | Energy Star Commercial Dishwasher | 0.036264 | -3.8581e-06 | -3.8581e-06
901 | Commercial | ChoNgsld102 | Energy Star Commercial Dishwasher | 0.00017038 | -1.8127e-08 | -1.8127e-08
902 | Commercial | ChoTgsld102 | Energy Star Commercial Dishwasher | 0.015903 | -1.692e-06 | -1.692e-06
903 | Commercial | CloNgsld102 | Energy Star Commercial Dishwasher | 0.00068982 | -7.3391e-08 | -7.3391e-08
904 | Commercial | CloTgsld102 | Energy Star Commercial Dishwasher | 0.064388 | -6.8503e-06 | -6.8503e-06
905 | Commercial | CreNgsld102 | Energy Star Commercial Dishwasher | 0.0016143 | -1.7175e-07 | -1.7175e-07
906 | Commercial | CreTgsld102 | Energy Star Commercial Dishwasher | 0.15068 | -1.6031e-05 | -1.6031e-05
907 | Commercial | CscNgsld102 | Energy Star Commercial Dishwasher | 0.00042139 | -4.4833e-08 | -4.4833e-08
908 | Commercial | CscTgsld102 | Energy Star Commercial Dishwasher | 0.043079 | -4.5833e-06 | -4.5833e-06
909 | Commercial | CcoNgsld105 | Energy Star Griddle | 1.2609e-05 | 3.2269e-06 | 3.2269e-06
910 | Commercial | CcoTgsld105 | Energy Star Griddle | 0.0011769 | 0.0003012 | 0.0003012
911 | Commercial | CheNgsld105 | Energy Star Griddle | 0.00027914 | 7.144e-05 | 7.144e-05
912 | Commercial | CheTgsld105 | Energy Star Griddle | 0.026055 | 0.0066682 | 0.0066682
913 | Commercial | ChoNgsld105 | Energy Star Griddle | 0.00053676 | 0.00013737 | 0.00013737
914 | Commercial | ChoTgsld105 | Energy Star Griddle | 0.050101 | 0.012822 | 0.012822
915 | Commercial | CloNgsld105 | Energy Star Griddle | 0.0011253 | 0.00028799 | 0.00028799
916 | Commercial | CloTgsld105 | Energy Star Griddle | 0.10503 | 0.026881 | 0.026881
917 | Commercial | CreNgsld105 | Energy Star Griddle | 0.0024579 | 0.00062903 | 0.00062903
918 | Commercial | CreTgsld105 | Energy Star Griddle | 0.8714 | 0.22301 | 0.22301
919 | Commercial | CscNgsld105 | Energy Star Griddle | 0.00029672 | 7.5939e-05 | 7.5939e-05
920 | Commercial | CscTgsld105 | Energy Star Griddle | 0.027696 | 0.0070881 | 0.0070881
921 | Commercial | CcoNgsld107 | Energy Star Steamer | 3.9451e-07 | 2.2907e-07 | 2.2907e-07
922 | Commercial | CcoTgsld107 | Energy Star Steamer | 3.6823e-05 | 2.1381e-05 | 2.1381e-05
923 | Commercial | CheNgsld107 | Energy Star Steamer | 8.8953e-06 | 5.165e-06 | 5.165e-06
924 | Commercial | CheTgsld107 | Energy Star Steamer | 0.00083029 | 0.0004821 | 0.0004821
925 | Commercial | ChoNgsld107 | Energy Star Steamer | 1.6862e-05 | 9.7906e-06 | 9.7906e-06
926 | Commercial | ChoTgsld107 | Energy Star Steamer | 0.0015738 | 0.00091385 | 0.00091385
927 | Commercial | CloNgsld107 | Energy Star Steamer | 8.0465e-06 | 4.6722e-06 | 4.6722e-06
928 | Commercial | CloTgsld107 | Energy Star Steamer | 0.00075106 | 0.0004361 | 0.0004361
929 | Commercial | CreNgsld107 | Energy Star Steamer | 1.9996e-05 | 1.1611e-05 | 1.1611e-05
930 | Commercial | CreTgsld107 | Energy Star Steamer | 0.0018664 | 0.0010837 | 0.0010837
931 | Commercial | CscNgsld107 | Energy Star Steamer | 9.284e-06 | 5.3907e-06 | 5.3907e-06
932 | Commercial | CscTgsld107 | Energy Star Steamer | 0.00086656 | 0.00050317 | 0.00050317
933 | Commercial | CcoEgsld109 | Low Flow Pre-Rinse Sprayers | 0.00019272 | 0.00050379 | 0.00050379
934 | Commercial | CcoNgsld109 | Low Flow Pre-Rinse Sprayers | 0 | 0 | 0
935 | Commercial | CgrEgsld109 | Low Flow Pre-Rinse Sprayers | 0.0055801 | 0.014587 | 0.014587
936 | Commercial | CgrNgsld109 | Low Flow Pre-Rinse Sprayers | 6.2693e-05 | 0.00016388 | 0.00016388
937 | Commercial | ChoEgsld109 | Low Flow Pre-Rinse Sprayers | 0.00022137 | 0.00057867 | 0.00057867
938 | Commercial | ChoNgsld109 | Low Flow Pre-Rinse Sprayers | 0 | 0 | 0
939 | Commercial | CloEgsld109 | Low Flow Pre-Rinse Sprayers | 0.0038885 | 0.033181 | 0.033181
940 | Commercial | CloNgsld109 | Low Flow Pre-Rinse Sprayers | 0 | 0 | 0
941 | Commercial | CreEgsld109 | Low Flow Pre-Rinse Sprayers | 0.076825 | 0.042656 | 0.042656
942 | Commercial | CreNgsld109 | Low Flow Pre-Rinse Sprayers | 0 | 0 | 0
943 | Commercial | CcoNgsld112 | Energy Star Servers | 0 | 0 | 0
944 | Commercial | CcoTgsld112 | Energy Star Servers | 0 | 0 | 0
945 | Commercial | CheNgsld112 | Energy Star Servers | 6.4027e-05 | 4.4532e-05 | 4.4532e-05
946 | Commercial | CheTgsld112 | Energy Star Servers | 0.0060716 | 0.004223 | 0.004223
947 | Commercial | ChoNgsld112 | Energy Star Servers | 0 | 0 | 0
948 | Commercial | ChoTgsld112 | Energy Star Servers | 0 | 0 | 0
949 | Commercial | CinNgsld112 | Energy Star Servers | 0 | 0 | 0
950 | Commercial | CinTgsld112 | Energy Star Servers | 0 | 0 | 0
951 | Commercial | CloNgsld112 | Energy Star Servers | 0.00012679 | 8.8186e-05 | 8.8186e-05
952 | Commercial | CloTgsld112 | Energy Star Servers | 0.01202 | 0.0083599 | 0.0083599
953 | Commercial | CmiNgsld112 | Energy Star Servers | 5.9819e-05 | 4.1606e-05 | 4.1606e-05
954 | Commercial | CmiTgsld112 | Energy Star Servers | 0.0055835 | 0.0038835 | 0.0038835
955 | Commercial | CofNgsld112 | Energy Star Servers | 0.00028787 | 0.00020022 | 0.00020022
956 | Commercial | CofTgsld112 | Energy Star Servers | 0.028363 | 0.019727 | 0.019727
957 | Commercial | CrtNgsld112 | Energy Star Servers | 0.0001108 | 7.7064e-05 | 7.7064e-05
958 | Commercial | CrtTgsld112 | Energy Star Servers | 0.010504 | 0.0073056 | 0.0073056
959 | Commercial | CscNgsld112 | Energy Star Servers | 0 | 0 | 0
960 | Commercial | CscTgsld112 | Energy Star Servers | 0 | 0 | 0
961 | Commercial | CheEgsld116 | Smart Strip Plug Outlet | 0.014706 | 0.010221 | 0.010221
962 | Commercial | CheNgsld116 | Smart Strip Plug Outlet | 0.00015751 | 0.00010947 | 0.00010947
963 | Commercial | ChoEgsld116 | Smart Strip Plug Outlet | 0.010167 | 0.0070659 | 0.0070659
964 | Commercial | ChoNgsld116 | Smart Strip Plug Outlet | 0.00010895 | 7.5718e-05 | 7.5718e-05
965 | Commercial | CinEgsld116 | Smart Strip Plug Outlet | 0.029211 | 0 | 0
966 | Commercial | CinNgsld116 | Smart Strip Plug Outlet | 0.00031297 | 0 | 0
967 | Commercial | CloEgsld116 | Smart Strip Plug Outlet | 0.041301 | 0.028704 | 0.028704
968 | Commercial | CloNgsld116 | Smart Strip Plug Outlet | 0.0004424 | 0.00030746 | 0.00030746
969 | Commercial | CmiEgsld116 | Smart Strip Plug Outlet | 0.017131 | 0 | 0
970 | Commercial | CmiNgsld116 | Smart Strip Plug Outlet | 0.00018353 | 0 | 0
971 | Commercial | CscEgsld116 | Smart Strip Plug Outlet | 0.012426 | 0.0086359 | 0.0086359
972 | Commercial | CscNgsld116 | Smart Strip Plug Outlet | 0.00013314 | 9.2529e-05 | 9.2529e-05
973 | Commercial | CasEgsld301 | Chilled Water Controls Optimization | 0.70738 | 3.2291e-05 | 3.2291e-05
974 | Commercial | CasNgsld301 | Chilled Water Controls Optimization | 0.0073881 | 3.3726e-07 | 3.3726e-07
975 | Commercial | CcoEgsld301 | Chilled Water Controls Optimization | 0.0076007 | 0.00016601 | 0.00016601
976 | Commercial | CcoNgsld301 | Chilled Water Controls Optimization | 5.7568e-05 | 1.2573e-06 | 1.2573e-06
977 | Commercial | CheEgsld301 | Chilled Water Controls Optimization | 0 | 0 | 0
978 | Commercial | CheNgsld301 | Chilled Water Controls Optimization | 0 | 0 | 0
979 | Commercial | ChoEgsld301 | Chilled Water Controls Optimization | 0.21883 | 0.0047795 | 0.0047795
980 | Commercial | ChoNgsld301 | Chilled Water Controls Optimization | 0.0022856 | 4.9919e-05 | 4.9919e-05
981 | Commercial | CinEgsld301 | Chilled Water Controls Optimization | 1.6781 | 7.6605e-05 | 7.6605e-05
982 | Commercial | CinNgsld301 | Chilled Water Controls Optimization | 0.017531 | 8.0028e-07 | 8.0028e-07
983 | Commercial | CloEgsld301 | Chilled Water Controls Optimization | 0.19497 | 8.9e-06 | 8.9e-06
984 | Commercial | CloNgsld301 | Chilled Water Controls Optimization | 0.0014767 | 6.7409e-08 | 6.7409e-08
985 | Commercial | CmiEgsld301 | Chilled Water Controls Optimization | 1.7165 | 7.8356e-05 | 7.8356e-05
986 | Commercial | CmiNgsld301 | Chilled Water Controls Optimization | 0.013558 | 6.1888e-07 | 6.1888e-07
987 | Commercial | CofEgsld301 | Chilled Water Controls Optimization | 1.138 | 5.1946e-05 | 5.1946e-05
988 | Commercial | CofNgsld301 | Chilled Water Controls Optimization | 0.01258 | 5.7424e-07 | 5.7424e-07
989 | Commercial | CreEgsld301 | Chilled Water Controls Optimization | 0.076353 | 3.4854e-06 | 3.4854e-06
990 | Commercial | CreNgsld301 | Chilled Water Controls Optimization | 0.00057477 | 2.6237e-08 | 2.6237e-08
991 | Commercial | CrtEgsld301 | Chilled Water Controls Optimization | 0 | 0 | 0
992 | Commercial | CrtNgsld301 | Chilled Water Controls Optimization | 0 | 0 | 0
993 | Commercial | CscEgsld301 | Chilled Water Controls Optimization | 1.0245 | 4.6767e-05 | 4.6767e-05
994 | Commercial | CscNgsld301 | Chilled Water Controls Optimization | 0.0077596 | 3.5421e-07 | 3.5421e-07
995 | Commercial | CwaEgsld301 | Chilled Water Controls Optimization | 0 | 0 | 0
996 | Commercial | CwaNgsld301 | Chilled Water Controls Optimization | 0 | 0 | 0
997 | Commercial | CheNgsld303 | High Efficiency Chiller (Air Cooled, 50 tons) | 0 | 0 | 0
998 | Commercial | CheTgsld303 | High Efficiency Chiller (Air Cooled, 50 tons) | 0 | 0 | 0
999 | Commercial | ChoNgsld303 | High Efficiency Chiller (Air Cooled, 50 tons) | 0.0086759 | 8.5436e-05 | 8.5436e-05
1000 | Commercial | ChoTgsld303 | High Efficiency Chiller (Air Cooled, 50 tons) | 1.1928 | 0.011746 | 0.011746
1001 | Commercial | CloNgsld303 | High Efficiency Chiller (Air Cooled, 50 tons) | 0 | 0 | 0
1002 | Commercial | CloTgsld303 | High Efficiency Chiller (Air Cooled, 50 tons) | 0.1404 | 0.0013825 | 0.0013825
1003 | Commercial | CreNgsld303 | High Efficiency Chiller (Air Cooled, 50 tons) | 0.00010294 | 1.0137e-06 | 1.0137e-06
1004 | Commercial | CreTgsld303 | High Efficiency Chiller (Air Cooled, 50 tons) | 0.063684 | 0.00062713 | 0.00062713
1005 | Commercial | CgrEgsld307 | Facility Energy Management System | 0.58271 | 0.18589 | 0.18589
1006 | Commercial | CgrNgsld307 | Facility Energy Management System | 0.0041729 | 0.0013733 | 0.0013733
1007 | Commercial | CreEgsld307 | Facility Energy Management System | 0.070143 | 0.013814 | 0.013814
1008 | Commercial | CreNgsld307 | Facility Energy Management System | 0.0069825 | 0.0014486 | 0.0014486
1009 | Commercial | CgrEgsld309 | Programmable Thermostat | 0 | 0 | 0
1010 | Commercial | CgrNgsld309 | Programmable Thermostat | 0 | 0 | 0
1011 | Commercial | CreEgsld309 | Programmable Thermostat | 0 | 0 | 0
1012 | Commercial | CreNgsld309 | Programmable Thermostat | 0 | 0 | 0
1013 | Commercial | CgrEgsld310 | Smart Thermostat | 0.62125 | 0.18207 | 0.18207
1014 | Commercial | CgrNgsld310 | Smart Thermostat | 0.0054329 | 0.0020003 | 0.0020003
1015 | Commercial | ChoEgsld310 | Smart Thermostat | 1.5122 | 0.0081488 | 0.0081488
1016 | Commercial | ChoNgsld310 | Smart Thermostat | 0.015111 | 9.0041e-05 | 9.0041e-05
1017 | Commercial | CinEgsld310 | Smart Thermostat | 4.6438 | 0.10984 | 0.10984
1018 | Commercial | CinNgsld310 | Smart Thermostat | 0.047722 | 0.0012185 | 0.0012185
1019 | Commercial | CofEgsld310 | Smart Thermostat | 5.4883 | 1.2995 | 1.2995
1020 | Commercial | CofNgsld310 | Smart Thermostat | 0.062093 | 0.015186 | 0.015186
1021 | Commercial | CreEgsld310 | Smart Thermostat | 2.6639 | 0.5714 | 0.5714
1022 | Commercial | CreNgsld310 | Smart Thermostat | 0.0052383 | 0.0065161 | 0.0065161
1023 | Commercial | CheEgsld312 | HVAC tune-up | 0 | 0 | 0
1024 | Commercial | CheNgsld312 | HVAC tune-up | 0 | 0 | 0
1025 | Commercial | ChoEgsld312 | HVAC tune-up | 0 | 0 | 0
1026 | Commercial | ChoNgsld312 | HVAC tune-up | 0 | 0 | 0
1027 | Commercial | CloEgsld312 | HVAC tune-up | 0 | 0 | 0
1028 | Commercial | CloNgsld312 | HVAC tune-up | 0 | 0 | 0
1029 | Commercial | CheEgsld313 | HVAC tune-up_RTU | 0 | 0 | 0
1030 | Commercial | CheNgsld313 | HVAC tune-up_RTU | 0 | 0 | 0
1031 | Commercial | ChoEgsld313 | HVAC tune-up_RTU | 0 | 0 | 0
1032 | Commercial | ChoNgsld313 | HVAC tune-up_RTU | 0 | 0 | 0
1033 | Commercial | CofEgsld319 | Duct Sealing Repair | 2.2749 | 0.8972 | 0.8972
1034 | Commercial | CreEgsld319 | Duct Sealing Repair | 1.1042 | 0.3793 | 0.3793
1035 | Commercial | CasNgsld322 | High Efficiency PTAC | 0 | 0 | 0
1036 | Commercial | CasTgsld322 | High Efficiency PTAC | 0 | 0 | 0
1037 | Commercial | CcoNgsld322 | High Efficiency PTAC | 0 | 0 | 0
1038 | Commercial | CcoTgsld322 | High Efficiency PTAC | 0 | 0 | 0
1039 | Commercial | CgrNgsld322 | High Efficiency PTAC | 0 | 0 | 0
1040 | Commercial | CgrTgsld322 | High Efficiency PTAC | 0 | 0 | 0
1041 | Commercial | CheNgsld322 | High Efficiency PTAC | 0 | 0 | 0
1042 | Commercial | CheTgsld322 | High Efficiency PTAC | 0 | 0 | 0
1043 | Commercial | ChoNgsld322 | High Efficiency PTAC | 0 | 0 | 0
1044 | Commercial | ChoTgsld322 | High Efficiency PTAC | 0 | 0 | 0
1045 | Commercial | CinNgsld322 | High Efficiency PTAC | 0 | 0 | 0
1046 | Commercial | CinTgsld322 | High Efficiency PTAC | 0 | 0 | 0
1047 | Commercial | CloNgsld322 | High Efficiency PTAC | 0 | 0 | 0
1048 | Commercial | CloTgsld322 | High Efficiency PTAC | 0 | 0 | 0
1049 | Commercial | CofNgsld322 | High Efficiency PTAC | 0 | 0 | 0
1050 | Commercial | CofTgsld322 | High Efficiency PTAC | 0 | 0 | 0
1051 | Commercial | CreNgsld322 | High Efficiency PTAC | 0 | 0 | 0
1052 | Commercial | CreTgsld322 | High Efficiency PTAC | 0 | 0 | 0
1053 | Commercial | CrtNgsld322 | High Efficiency PTAC | 0 | 0 | 0
1054 | Commercial | CrtTgsld322 | High Efficiency PTAC | 0 | 0 | 0
1055 | Commercial | CscNgsld322 | High Efficiency PTAC | 0 | 0 | 0
1056 | Commercial | CscTgsld322 | High Efficiency PTAC | 0 | 0 | 0
1057 | Commercial | CasNgsld323 | High Efficiency PTHP | 0 | 0 | 0
1058 | Commercial | CasTgsld323 | High Efficiency PTHP | 0 | 0 | 0
1059 | Commercial | CcoNgsld323 | High Efficiency PTHP | 0 | 0 | 0
1060 | Commercial | CcoTgsld323 | High Efficiency PTHP | 0 | 0 | 0
1061 | Commercial | CgrNgsld323 | High Efficiency PTHP | 0 | 0 | 0
1062 | Commercial | CgrTgsld323 | High Efficiency PTHP | 0 | 0 | 0
1063 | Commercial | CheNgsld323 | High Efficiency PTHP | 0 | 0 | 0
1064 | Commercial | CheTgsld323 | High Efficiency PTHP | 0 | 0 | 0
1065 | Commercial | ChoNgsld323 | High Efficiency PTHP | 0 | 0 | 0
1066 | Commercial | ChoTgsld323 | High Efficiency PTHP | 0 | 0 | 0
1067 | Commercial | CinNgsld323 | High Efficiency PTHP | 0 | 0 | 0
1068 | Commercial | CinTgsld323 | High Efficiency PTHP | 0 | 0 | 0
1069 | Commercial | CloNgsld323 | High Efficiency PTHP | 0 | 0 | 0
1070 | Commercial | CloTgsld323 | High Efficiency PTHP | 0 | 0 | 0
1071 | Commercial | CmiNgsld323 | High Efficiency PTHP | 0 | 0 | 0
1072 | Commercial | CmiTgsld323 | High Efficiency PTHP | 0 | 0 | 0
1073 | Commercial | CofNgsld323 | High Efficiency PTHP | 0 | 0 | 0
1074 | Commercial | CofTgsld323 | High Efficiency PTHP | 0 | 0 | 0
1075 | Commercial | CreNgsld323 | High Efficiency PTHP | 0 | 0 | 0
1076 | Commercial | CreTgsld323 | High Efficiency PTHP | 0 | 0 | 0
1077 | Commercial | CrtNgsld323 | High Efficiency PTHP | 0 | 0 | 0
1078 | Commercial | CrtTgsld323 | High Efficiency PTHP | 0 | 0 | 0
1079 | Commercial | CscNgsld323 | High Efficiency PTHP | 0 | 0 | 0
1080 | Commercial | CscTgsld323 | High Efficiency PTHP | 0 | 0 | 0
1081 | Commercial | CcoEgsld329 | VAV System | 0.21142 | 0.21456 | 0.21456
1082 | Commercial | CcoNgsld329 | VAV System | 0.0022651 | 0.0022987 | 0.0022987
1083 | Commercial | CheEgsld329 | VAV System | 1.0551 | 1.0708 | 1.0708
1084 | Commercial | CheNgsld329 | VAV System | 0.011304 | 0.011472 | 0.011472
1085 | Commercial | ChoEgsld329 | VAV System | 0.29782 | 0.30224 | 0.30224
1086 | Commercial | ChoNgsld329 | VAV System | 0.0047861 | 0.0048571 | 0.0048571
1087 | Commercial | CinEgsld329 | VAV System | 0.55513 | 0.56336 | 0.56336
1088 | Commercial | CinNgsld329 | VAV System | 0.0089211 | 0.0090534 | 0.0090534
1089 | Commercial | CofEgsld329 | VAV System | 3.0089 | 3.0535 | 3.0535
1090 | Commercial | CofNgsld329 | VAV System | 0.048353 | 0.049071 | 0.049071
1091 | Commercial | CscEgsld329 | VAV System | 0.34503 | 0.35015 | 0.35015
1092 | Commercial | CscNgsld329 | VAV System | 0.0036965 | 0.0037514 | 0.0037514
1093 | Commercial | CasNgsld408 | LED Parking Lighting | 0 | 0 | 0
1094 | Commercial | CasTgsld408 | LED Parking Lighting | 0 | 0 | 0
1095 | Commercial | CcoNgsld408 | LED Parking Lighting | 0 | 0 | 0
1096 | Commercial | CcoTgsld408 | LED Parking Lighting | 0 | 0 | 0
1097 | Commercial | CgrNgsld408 | LED Parking Lighting | 0 | 0 | 0
1098 | Commercial | CgrTgsld408 | LED Parking Lighting | 0 | 0 | 0
1099 | Commercial | CheNgsld408 | LED Parking Lighting | 0 | 0 | 0
1100 | Commercial | CheTgsld408 | LED Parking Lighting | 0 | 0 | 0
1101 | Commercial | ChoNgsld408 | LED Parking Lighting | 0 | 0 | 0
1102 | Commercial | ChoTgsld408 | LED Parking Lighting | 0 | 0 | 0
1103 | Commercial | CinNgsld408 | LED Parking Lighting | 0 | 0 | 0
1104 | Commercial | CinTgsld408 | LED Parking Lighting | 0 | 0 | 0
1105 | Commercial | CloNgsld408 | LED Parking Lighting | 0 | 0 | 0
1106 | Commercial | CloTgsld408 | LED Parking Lighting | 0 | 0 | 0
1107 | Commercial | CmiNgsld408 | LED Parking Lighting | 0 | 0 | 0
1108 | Commercial | CmiTgsld408 | LED Parking Lighting | 0 | 0 | 0
1109 | Commercial | CofNgsld408 | LED Parking Lighting | 0 | 0 | 0
1110 | Commercial | CofTgsld408 | LED Parking Lighting | 0 | 0 | 0
1111 | Commercial | CreNgsld408 | LED Parking Lighting | 0 | 0 | 0
1112 | Commercial | CreTgsld408 | LED Parking Lighting | 0 | 0 | 0
1113 | Commercial | CrtNgsld408 | LED Parking Lighting | 0 | 0 | 0
1114 | Commercial | CrtTgsld408 | LED Parking Lighting | 0 | 0 | 0
1115 | Commercial | CscNgsld408 | LED Parking Lighting | 0 | 0 | 0
1116 | Commercial | CscTgsld408 | LED Parking Lighting | 0 | 0 | 0
1117 | Commercial | CwaNgsld408 | LED Parking Lighting | 0 | 0 | 0
1118 | Commercial | CwaTgsld408 | LED Parking Lighting | 0 | 0 | 0
1119 | Commercial | CinNgsld409 | LED Street Lights | 0 | 0 | 0
1120 | Commercial | CinTgsld409 | LED Street Lights | 0 | 0 | 0
1121 | Commercial | CasNgsld501 | CFL - 23W | 0 | 0 | 0
1122 | Commercial | CasTgsld501 | CFL - 23W | 0 | 0 | 0
1123 | Commercial | CcoNgsld501 | CFL - 23W | 0 | 0 | 0
1124 | Commercial | CcoTgsld501 | CFL - 23W | 0 | 0 | 0
1125 | Commercial | CgrNgsld501 | CFL - 23W | 0 | 0 | 0
1126 | Commercial | CgrTgsld501 | CFL - 23W | 0 | 0 | 0
1127 | Commercial | CheNgsld501 | CFL - 23W | 0 | 0 | 0
1128 | Commercial | CheTgsld501 | CFL - 23W | 0 | 0 | 0
1129 | Commercial | ChoNgsld501 | CFL - 23W | 0 | 0 | 0
1130 | Commercial | ChoTgsld501 | CFL - 23W | 0 | 0 | 0
1131 | Commercial | CinNgsld501 | CFL - 23W | 0 | 0 | 0
1132 | Commercial | CinTgsld501 | CFL - 23W | 0 | 0 | 0
1133 | Commercial | CloNgsld501 | CFL - 23W | 0 | 0 | 0
1134 | Commercial | CloTgsld501 | CFL - 23W | 0 | 0 | 0
1135 | Commercial | CmiNgsld501 | CFL - 23W | 0 | 0 | 0
1136 | Commercial | CmiTgsld501 | CFL - 23W | 0 | 0 | 0
1137 | Commercial | CofNgsld501 | CFL - 23W | 0 | 0 | 0
1138 | Commercial | CofTgsld501 | CFL - 23W | 0 | 0 | 0
1139 | Commercial | CreNgsld501 | CFL - 23W | 0 | 0 | 0
1140 | Commercial | CreTgsld501 | CFL - 23W | 0 | 0 | 0
1141 | Commercial | CrtNgsld501 | CFL - 23W | 0 | 0 | 0
1142 | Commercial | CrtTgsld501 | CFL - 23W | 0 | 0 | 0
1143 | Commercial | CscNgsld501 | CFL - 23W | 0 | 0 | 0
1144 | Commercial | CscTgsld501 | CFL - 23W | 0 | 0 | 0
1145 | Commercial | CwaNgsld501 | CFL - 23W | 0 | 0 | 0
1146 | Commercial | CwaTgsld501 | CFL - 23W | 0 | 0 | 0
1147 | Commercial | CasNgsld504 | High Bay Fluorescent (T5) | 0 | 0 | 0
1148 | Commercial | CasTgsld504 | High Bay Fluorescent (T5) | 0 | 0 | 0
1149 | Commercial | CrtNgsld504 | High Bay Fluorescent (T5) | 0 | 0 | 0
1150 | Commercial | CrtTgsld504 | High Bay Fluorescent (T5) | 0 | 0 | 0
1151 | Commercial | CwaNgsld504 | High Bay Fluorescent (T5) | 0 | 0 | 0
1152 | Commercial | CwaTgsld504 | High Bay Fluorescent (T5) | 0 | 0 | 0
1153 | Commercial | CasNgsld506 | Premium T8 - Lamp Replacement | 0 | 0 | 0
1154 | Commercial | CasTgsld506 | Premium T8 - Lamp Replacement | 0 | 0 | 0
1155 | Commercial | CcoNgsld506 | Premium T8 - Lamp Replacement | 0 | 0 | 0
1156 | Commercial | CcoTgsld506 | Premium T8 - Lamp Replacement | 0 | 0 | 0
1157 | Commercial | CgrNgsld506 | Premium T8 - Lamp Replacement | 0 | 0 | 0
1158 | Commercial | CgrTgsld506 | Premium T8 - Lamp Replacement | 0 | 0 | 0
1159 | Commercial | CheNgsld506 | Premium T8 - Lamp Replacement | 0 | 0 | 0
1160 | Commercial | CheTgsld506 | Premium T8 - Lamp Replacement | 0 | 0 | 0
1161 | Commercial | ChoNgsld506 | Premium T8 - Lamp Replacement | 0 | 0 | 0
1162 | Commercial | ChoTgsld506 | Premium T8 - Lamp Replacement | 0 | 0 | 0
1163 | Commercial | CinNgsld506 | Premium T8 - Lamp Replacement | 0 | 0 | 0
1164 | Commercial | CinTgsld506 | Premium T8 - Lamp Replacement | 0 | 0 | 0
1165 | Commercial | CloNgsld506 | Premium T8 - Lamp Replacement | 0 | 0 | 0
1166 | Commercial | CloTgsld506 | Premium T8 - Lamp Replacement | 0 | 0 | 0
1167 | Commercial | CmiNgsld506 | Premium T8 - Lamp Replacement | 0 | 0 | 0
1168 | Commercial | CmiTgsld506 | Premium T8 - Lamp Replacement | 0 | 0 | 0
1169 | Commercial | CofNgsld506 | Premium T8 - Lamp Replacement | 0 | 0 | 0
1170 | Commercial | CofTgsld506 | Premium T8 - Lamp Replacement | 0 | 0 | 0
1171 | Commercial | CreNgsld506 | Premium T8 - Lamp Replacement | 0 | 0 | 0
1172 | Commercial | CreTgsld506 | Premium T8 - Lamp Replacement | 0 | 0 | 0
1173 | Commercial | CrtNgsld506 | Premium T8 - Lamp Replacement | 0 | 0 | 0
1174 | Commercial | CrtTgsld506 | Premium T8 - Lamp Replacement | 0 | 0 | 0
1175 | Commercial | CscNgsld506 | Premium T8 - Lamp Replacement | 0 | 0 | 0
1176 | Commercial | CscTgsld506 | Premium T8 - Lamp Replacement | 0 | 0 | 0
1177 | Commercial | CwaNgsld506 | Premium T8 - Lamp Replacement | 0 | 0 | 0
1178 | Commercial | CwaTgsld506 | Premium T8 - Lamp Replacement | 0 | 0 | 0
1179 | Commercial | CrtTgsld507 | High Bay LED | 24.9578 | 16.2725 | 16.2725
1180 | Commercial | CasTgsld508 | LED - 14W | 0.006196 | 0.0014326 | 0.0014326
1181 | Commercial | CcoTgsld508 | LED - 14W | 0.0018175 | 0.0017799 | 0.0017799
1182 | Commercial | CgrTgsld508 | LED - 14W | 0.00043064 | 1.1658e-07 | 1.1658e-07
1183 | Commercial | CheTgsld508 | LED - 14W | 0.015635 | 0.0036151 | 0.0036151
1184 | Commercial | ChoTgsld508 | LED - 14W | 0.0040036 | 0.0039208 | 0.0039208
1185 | Commercial | CinTgsld508 | LED - 14W | 0.050774 | 0.011739 | 0.011739
1186 | Commercial | CloTgsld508 | LED - 14W | 0.00017022 | 4.6082e-08 | 4.6082e-08
1187 | Commercial | CmiTgsld508 | LED - 14W | 0.011572 | 0.0026755 | 0.0026755
1188 | Commercial | CofTgsld508 | LED - 14W | 0.0016115 | 0.00037258 | 0.00037258
1189 | Commercial | CreTgsld508 | LED - 14W | 0.0006618 | 1.7916e-07 | 1.7916e-07
1190 | Commercial | CrtTgsld508 | LED - 14W | 0.0015569 | 4.2149e-07 | 4.2149e-07
1191 | Commercial | CscTgsld508 | LED - 14W | 0.012874 | 0.0029767 | 0.0029767
1192 | Commercial | CwaTgsld508 | LED - 14W | 0.0021164 | 0.00048933 | 0.00048933
1193 | Commercial | CasTgsld509 | LED Display Lighting (Interior) | 0.00025974 | 5.8677e-05 | 5.8677e-05
1194 | Commercial | CcoTgsld509 | LED Display Lighting (Interior) | 7.6923e-05 | 7.2102e-05 | 7.2102e-05
1195 | Commercial | CgrTgsld509 | LED Display Lighting (Interior) | 1.7763e-05 | 1.279e-09 | 1.279e-09
1196 | Commercial | CheTgsld509 | LED Display Lighting (Interior) | 0.00065546 | 0.00014807 | 0.00014807
1197 | Commercial | ChoTgsld509 | LED Display Lighting (Interior) | 0.00016944 | 0.00015882 | 0.00015882
1198 | Commercial | CinTgsld509 | LED Display Lighting (Interior) | 0.0021285 | 0.00048083 | 0.00048083
1199 | Commercial | CloTgsld509 | LED Display Lighting (Interior) | 7.0212e-06 | 5.0556e-10 | 5.0556e-10
1200 | Commercial | CmiTgsld509 | LED Display Lighting (Interior) | 0.00052636 | 0.00011891 | 0.00011891
1201 | Commercial | CofTgsld509 | LED Display Lighting (Interior) | 6.7554e-05 | 1.5261e-05 | 1.5261e-05
1202 | Commercial | CreTgsld509 | LED Display Lighting (Interior) | 3.8217e-05 | 2.7518e-09 | 2.7518e-09
1203 | Commercial | CrtTgsld509 | LED Display Lighting (Interior) | 8.9908e-05 | 6.4738e-09 | 6.4738e-09
1204 | Commercial | CscTgsld509 | LED Display Lighting (Interior) | 0.00053971 | 0.00012192 | 0.00012192
1205 | Commercial | CwaTgsld509 | LED Display Lighting (Interior) | 8.8722e-05 | 2.0042e-05 | 2.0042e-05
1206 | Commercial | CasTgsld510 | LED Linear - Fixture Replacement | 0.98284 | 0.22484 | 0.22484
1207 | Commercial | CcoTgsld510 | LED Linear - Fixture Replacement | 0.38516 | 0.35726 | 0.35726
1208 | Commercial | CgrTgsld510 | LED Linear - Fixture Replacement | 3.0081 | 0.0001648 | 0.0001648
1209 | Commercial | CheTgsld510 | LED Linear - Fixture Replacement | 3.1803 | 0.72753 | 0.72753
1210 | Commercial | ChoTgsld510 | LED Linear - Fixture Replacement | 0.8276 | 0.76764 | 0.76764
1211 | Commercial | CinTgsld510 | LED Linear - Fixture Replacement | 10.4985 | 2.4017 | 2.4017
1212 | Commercial | CloTgsld510 | LED Linear - Fixture Replacement | 1.6975 | 9.2998e-05 | 9.2998e-05
1213 | Commercial | CmiTgsld510 | LED Linear - Fixture Replacement | 44.3162 | 10.1379 | 10.1379
1214 | Commercial | CofTgsld510 | LED Linear - Fixture Replacement | 13.0462 | 2.9845 | 2.9845
1215 | Commercial | CreTgsld510 | LED Linear - Fixture Replacement | 2.9249 | 0.00016024 | 0.00016024
1216 | Commercial | CrtTgsld510 | LED Linear - Fixture Replacement | 12.7209 | 0.00069691 | 0.00069691
1217 | Commercial | CscTgsld510 | LED Linear - Fixture Replacement | 2.6735 | 0.6116 | 0.6116
1218 | Commercial | CwaTgsld510 | LED Linear - Fixture Replacement | 1.0867 | 0.24859 | 0.24859
1219 | Commercial | CasTgsld511 | LED Linear - Lamp Replacement | 0.2128 | 0.048859 | 0.048859
1220 | Commercial | CcoTgsld511 | LED Linear - Lamp Replacement | 0.060979 | 0.058551 | 0.058551
1221 | Commercial | CgrTgsld511 | LED Linear - Lamp Replacement | 0.45595 | 7.6367e-05 | 7.6367e-05
1222 | Commercial | CheTgsld511 | LED Linear - Lamp Replacement | 0.47114 | 0.10817 | 0.10817
1223 | Commercial | ChoTgsld511 | LED Linear - Lamp Replacement | 0.13121 | 0.12599 | 0.12599
1224 | Commercial | CinTgsld511 | LED Linear - Lamp Replacement | 1.8833 | 0.43241 | 0.43241
1225 | Commercial | CloTgsld511 | LED Linear - Lamp Replacement | 0.30173 | 5.0537e-05 | 5.0537e-05
1226 | Commercial | CmiTgsld511 | LED Linear - Lamp Replacement | 0.83783 | 0.19236 | 0.19236
1227 | Commercial | CofTgsld511 | LED Linear - Lamp Replacement | 2.2395 | 0.51418 | 0.51418
1228 | Commercial | CreTgsld511 | LED Linear - Lamp Replacement | 0.55933 | 9.3682e-05 | 9.3682e-05
1229 | Commercial | CrtTgsld511 | LED Linear - Lamp Replacement | 2.8161 | 0.00047167 | 0.00047167
1230 | Commercial | CscTgsld511 | LED Linear - Lamp Replacement | 0.44694 | 0.10262 | 0.10262
1231 | Commercial | CwaTgsld511 | LED Linear - Lamp Replacement | 0.13786 | 0.031653 | 0.031653
1232 | Commercial | CcoEgsld804 | Floating Head Pressure Controls | 0.0030167 | 0.0025268 | 0.0025268
1233 | Commercial | CcoNgsld804 | Floating Head Pressure Controls | 3.3177e-05 | 2.779e-05 | 2.779e-05
1234 | Commercial | CheEgsld804 | Floating Head Pressure Controls | 0.01514 | 0.012682 | 0.012682
1235 | Commercial | CheNgsld804 | Floating Head Pressure Controls | 0.00016788 | 0.00014062 | 0.00014062
1236 | Commercial | ChoEgsld804 | Floating Head Pressure Controls | 0.0082147 | 0.0068809 | 0.0068809
1237 | Commercial | ChoNgsld804 | Floating Head Pressure Controls | 8.9308e-05 | 7.4807e-05 | 7.4807e-05
1238 | Commercial | CloEgsld804 | Floating Head Pressure Controls | 0.035718 | 0.029918 | 0.029918
1239 | Commercial | CloNgsld804 | Floating Head Pressure Controls | 0.0003901 | 0.00032676 | 0.00032676
1240 | Commercial | CscEgsld804 | Floating Head Pressure Controls | 0.01613 | 0.013511 | 0.013511
1241 | Commercial | CscNgsld804 | Floating Head Pressure Controls | 0.0001761 | 0.00014751 | 0.00014751
1242 | Commercial | CgrNgsld813 | Energy Star Commercial Glass Door Freezer | 0 | 0 | 0
1243 | Commercial | CgrTgsld813 | Energy Star Commercial Glass Door Freezer | 0 | 0 | 0
1244 | Commercial | CrtNgsld813 | Energy Star Commercial Glass Door Freezer | 0 | 0 | 0
1245 | Commercial | CrtTgsld813 | Energy Star Commercial Glass Door Freezer | 0 | 0 | 0
1246 | Commercial | CgrNgsld815 | Energy Star Commercial Solid Door Freezer | 0.014005 | 0.0062584 | 0.0062584
1247 | Commercial | CgrTgsld815 | Energy Star Commercial Solid Door Freezer | 2.3032 | 1.0292 | 1.0292
1248 | Commercial | CrtNgsld815 | Energy Star Commercial Solid Door Freezer | 0.00092017 | 0.00041119 | 0.00041119
1249 | Commercial | CrtTgsld815 | Energy Star Commercial Solid Door Freezer | 0.15133 | 0.067622 | 0.067622
1250 | Commercial | CasEgsld902 | Faucet Aerator | 0.00073197 | 0.00044083 | 0.00044083
1251 | Commercial | CasNgsld902 | Faucet Aerator | 2.9321e-06 | 1.7659e-06 | 1.7659e-06
1252 | Commercial | CcoEgsld902 | Faucet Aerator | 0.00020565 | 0.0005376 | 0.0005376
1253 | Commercial | CcoNgsld902 | Faucet Aerator | 0 | 0 | 0
1254 | Commercial | CgrEgsld902 | Faucet Aerator | 0.0002659 | 0.0022689 | 0.0022689
1255 | Commercial | CgrNgsld902 | Faucet Aerator | 0 | 0 | 0
1256 | Commercial | CheEgsld902 | Faucet Aerator | 0.0053689 | 0.0032335 | 0.0032335
1257 | Commercial | CheNgsld902 | Faucet Aerator | 0 | 0 | 0
1258 | Commercial | ChoEgsld902 | Faucet Aerator | 0.00030063 | 0.00078586 | 0.00078586
1259 | Commercial | ChoNgsld902 | Faucet Aerator | 0 | 0 | 0
1260 | Commercial | CinEgsld902 | Faucet Aerator | 0.060806 | 0.036621 | 0.036621
1261 | Commercial | CinNgsld902 | Faucet Aerator | 0 | 0 | 0
1262 | Commercial | CloEgsld902 | Faucet Aerator | 0.00091628 | 0.0078187 | 0.0078187
1263 | Commercial | CloNgsld902 | Faucet Aerator | 0 | 0 | 0
1264 | Commercial | CmiEgsld902 | Faucet Aerator | 0.00014876 | 8.9588e-05 | 8.9588e-05
1265 | Commercial | CmiNgsld902 | Faucet Aerator | 0 | 0 | 0
1266 | Commercial | CofEgsld902 | Faucet Aerator | 0.0016676 | 0.0010043 | 0.0010043
1267 | Commercial | CofNgsld902 | Faucet Aerator | 0 | 0 | 0
1268 | Commercial | CreEgsld902 | Faucet Aerator | 0.00083187 | 0.0070985 | 0.0070985
1269 | Commercial | CreNgsld902 | Faucet Aerator | 0 | 0 | 0
1270 | Commercial | CrtEgsld902 | Faucet Aerator | 0.00019882 | 0.0016965 | 0.0016965
1271 | Commercial | CrtNgsld902 | Faucet Aerator | 0 | 0 | 0
1272 | Commercial | CscEgsld902 | Faucet Aerator | 0.0065821 | 0.0039641 | 0.0039641
1273 | Commercial | CscNgsld902 | Faucet Aerator | 0 | 0 | 0
1274 | Commercial | CwaEgsld902 | Faucet Aerator | 0.00014345 | 8.6391e-05 | 8.6391e-05
1275 | Commercial | CwaNgsld902 | Faucet Aerator | 0 | 0 | 0
1276 | Commercial | CcoEgsld903 | Low Flow Shower Head | 0.0012816 | 0.0067234 | 0.0067234
1277 | Commercial | CcoNgsld903 | Low Flow Shower Head | 0 | 0 | 0
1278 | Commercial | CheEgsld903 | Low Flow Shower Head | 0.0051954 | 0.013581 | 0.013581
1279 | Commercial | CheNgsld903 | Low Flow Shower Head | 0 | 0 | 0
1280 | Commercial | ChoEgsld903 | Low Flow Shower Head | 0.0013703 | 0.0035822 | 0.0035822
1281 | Commercial | ChoNgsld903 | Low Flow Shower Head | 0 | 0 | 0
1282 | Commercial | CloEgsld903 | Low Flow Shower Head | 0.0086636 | 0.073929 | 0.073929
1283 | Commercial | CloNgsld903 | Low Flow Shower Head | 0 | 0 | 0
1284 | Commercial | CcoEgsld907 | Thermostatic Shower Restriction Valve | 0.0078641 | 0.041257 | 0.041257
1285 | Commercial | CheEgsld907 | Thermostatic Shower Restriction Valve | 0.029698 | 0.077633 | 0.077633
1286 | Commercial | ChoEgsld907 | Thermostatic Shower Restriction Valve | 0.0074121 | 0.019376 | 0.019376
1287 | Commercial | CloEgsld907 | Thermostatic Shower Restriction Valve | 0.049763 | 0.42464 | 0.42464
1288 | Commercial | CcoNgsld911 | Heat Pump Water Heater | 0.00042821 | 0.00026487 | 0.00026487
1289 | Commercial | CcoTgsld911 | Heat Pump Water Heater | 0.039969 | 0.024723 | 0.024723
1290 | Commercial | CgrNgsld911 | Heat Pump Water Heater | 0.00045608 | 0.00028211 | 0.00028211
1291 | Commercial | CgrTgsld911 | Heat Pump Water Heater | 0.04257 | 0.026332 | 0.026332
1292 | Commercial | ChoNgsld911 | Heat Pump Water Heater | 0.0014266 | 0.00088243 | 0.00088243
1293 | Commercial | ChoTgsld911 | Heat Pump Water Heater | 0.13316 | 0.082366 | 0.082366
1294 | Commercial | CinNgsld911 | Heat Pump Water Heater | 0.037814 | 0.02339 | 0.02339
1295 | Commercial | CinTgsld911 | Heat Pump Water Heater | 3.5296 | 2.1833 | 2.1833
1296 | Commercial | CloNgsld911 | Heat Pump Water Heater | 0.0090697 | 0.0056101 | 0.0056101
1297 | Commercial | CloTgsld911 | Heat Pump Water Heater | 0.84656 | 0.52365 | 0.52365
1298 | Commercial | CmiNgsld911 | Heat Pump Water Heater | 0.00047218 | 0.00029207 | 0.00029207
1299 | Commercial | CmiTgsld911 | Heat Pump Water Heater | 0.044073 | 0.027262 | 0.027262
1300 | Commercial | CofNgsld911 | Heat Pump Water Heater | 0.0074628 | 0.0046162 | 0.0046162
1301 | Commercial | CofTgsld911 | Heat Pump Water Heater | 0.69658 | 0.43087 | 0.43087
1302 | Commercial | CreNgsld911 | Heat Pump Water Heater | 0.0082574 | 0.0051077 | 0.0051077
1303 | Commercial | CreTgsld911 | Heat Pump Water Heater | 0.77075 | 0.47675 | 0.47675
1304 | Commercial | CrtNgsld911 | Heat Pump Water Heater | 0.0013806 | 0.000854 | 0.000854
1305 | Commercial | CrtTgsld911 | Heat Pump Water Heater | 0.12887 | 0.079712 | 0.079712
1306 | Commercial | CwaNgsld911 | Heat Pump Water Heater | 0.00019168 | 0.00011857 | 0.00011857
1307 | Commercial | CwaTgsld911 | Heat Pump Water Heater | 0.017891 | 0.011067 | 0.011067
1308 | Commercial | CcoEgsld921 | Retro-Commissioning | 1.1836 | 0.012928 | 0.012928
1309 | Commercial | CgrEgsld921 | Retro-Commissioning | 3.0262 | 5.4552 | 5.4552
1310 | Commercial | CheEgsld921 | Retro-Commissioning | 2.1594 | 4.9068 | 4.9068
1311 | Commercial | ChoEgsld921 | Retro-Commissioning | 3.6881 | 0.025692 | 0.025692
1312 | Commercial | CinEgsld921 | Retro-Commissioning | 5.8679 | 13.2717 | 13.2717
1313 | Commercial | CloEgsld921 | Retro-Commissioning | 2.8232 | 4.1696 | 4.1696
1314 | Commercial | CmiEgsld921 | Retro-Commissioning | 21.4926 | 66.4397 | 66.4397
1315 | Commercial | CofEgsld921 | Retro-Commissioning | 7.7114 | 21.0283 | 21.0283
1316 | Commercial | CreEgsld921 | Retro-Commissioning | 4.9757 | 7.5005 | 7.5005
1317 | Commercial | CrtEgsld921 | Retro-Commissioning | 10.5538 | 16.841 | 16.841