## Passing Measures
Passing Measures Results | [7 empty] | Passing Measures Results | [7 empty] | Passing Measures Results | [7 empty] | Passing Measures Results
Economic Potential - RIM | [7 empty] | Economic Potential - TRC | [7 empty] | Achievable Potential - RIM | [7 empty] | Achievable Potential - TRC
Customer Class | Measure Name | TRC | RIM | PCT | Summer (KW) | Winter (KW) | Energy (kWh) | Customer Class | Measure Name | TRC | RIM | PCT | Summer (KW) | Winter (KW) | Energy (KWh) | Customer Class | Measure Name | TRC | RIM | PCT | Summer (KW) | Winter (KW) | Energy (KWh) | Customer Class | Measure Name | TRC | RIM | PCT | Summer (KW) | Winter (KW) | Energy (KWh)
Residential | Wall Insulation | 0.53443 | 1.001 | N/A | 0.034571 | 0.29831 | 391 | Residential | Energy Star Clothes Washer | 6.6311 | 0.42372 | N/A | 0.085635 | 0.049737 | 544.539 | Residential | Smart thermostats - BYOT | 9.8188 | 1.01 | 99.9 | 0.7362 | 0.46271 | 0 | Residential | High Efficiency Induction Cooktop | 1.3685 | 0.41208 | 3.9526 | 0.12662 | 0.03038 | 533.952
Residential | Central air conditioner - Load Shed | 99.9 | 99.9 | N/A | 1.4724 | 0 | 0 | Residential | Energy Star Clothes Washer | 6.6311 | 0.42372 | N/A | 0.085635 | 0.049737 | 544.539 | Residential | Smart thermostats - BYOT | 6.065 | 1.01 | 99.9 | 0.52705 | 0.2382 | 0 | Residential | High Efficiency Induction Cooktop | 1.3685 | 0.41208 | 3.9526 | 0.12662 | 0.03038 | 533.952
Residential | Central air conditioner - Load Shed | 99.9 | 99.9 | N/A | 1.0541 | 0 | 0 | Residential | Energy Star Clothes Washer | 6.6311 | 0.42372 | N/A | 0.085635 | 0.049737 | 544.539 | Residential | Smart thermostats - BYOT | 10.2692 | 1.01 | 99.9 | 0.56259 | 0.6205 | 0 | Residential | High Efficiency Induction Cooktop | 1.3685 | 0.41208 | 3.9526 | 0.12662 | 0.03038 | 533.952
Residential | Central air conditioner - Load Shed | 99.9 | 99.9 | N/A | 1.1252 | 0 | 0 | Residential | Energy Star Clothes Washer | 6.6311 | 0.42372 | N/A | 0.085635 | 0.049737 | 544.539 | Commercial | Duct Sealing Repair | 4.2597 | 1.01 | 4.6035 | 1.1367 | 4.0258 | 5769.3882 | Residential | High Efficiency Induction Cooktop | 1.3685 | 0.41208 | 3.9526 | 0.12662 | 0.03038 | 533.952
Residential | Central air conditioner - 50% cycling | 99.9 | 99.9 | N/A | 0.7362 | 0 | 0 | Residential | Energy Star Clothes Washer | 6.6311 | 0.42372 | N/A | 0.085635 | 0.049737 | 544.539 | Commercial | Duct Sealing Repair | 6.1177 | 1.01 | 6.9766 | 6.789 | 24.0448 | 34458.2784 | Residential | High Efficiency Induction Cooktop | 1.3685 | 0.41208 | 3.9526 | 0.12662 | 0.03038 | 533.952
Residential | Central air conditioner - 50% cycling | 99.9 | 99.9 | N/A | 0.52705 | 0 | 0 | Residential | Energy Star Clothes Washer | 6.6311 | 0.42372 | N/A | 0.085635 | 0.049737 | 544.539 | Commercial | Duct Sealing Repair | 7.2063 | 1.01 | 8.4928 | 1.2455 | 4.4113 | 6321.8213 | Residential | High Efficiency Induction Cooktop | 1.3685 | 0.41208 | 3.9526 | 0.12662 | 0.03038 | 533.952
Residential | Central air conditioner - 50% cycling | 99.9 | 99.9 | N/A | 0.56259 | 0 | 0 | Residential | Energy Star Dishwasher | 28397.2244 | 0.42023 | N/A | 0.0044126 | 0.0047969 | 40.303 | Commercial | Duct Sealing Repair | 6.1177 | 1.01 | 6.9766 | 4.6547 | 16.4855 | 23625.2368 | Residential | Heat Pump Water Heater | 1.0859 | 0.47335 | 2.5999 | 0.10489 | 0.39178 | 1559.9186
Residential | Water heater switches | 99.9 | 99.9 | N/A | 0.207 | 0.19369 | 0 | Residential | Energy Star Dishwasher | 28397.2244 | 0.42023 | N/A | 0.0044126 | 0.0047969 | 40.303 | Commercial | Duct Sealing Repair | 2.199 | 1.01 | 2.2461 | 0.4624 | 1.6377 | 2346.9401 | Residential | Heat Pump Water Heater | 1.0859 | 0.47335 | 2.5999 | 0.10489 | 0.39178 | 1559.9186
Residential | Water heater switches | 99.9 | 99.9 | N/A | 0.207 | 0.19369 | 0 | Residential | Energy Star Dishwasher | 28397.2244 | 0.42023 | N/A | 0.0044126 | 0.0047969 | 40.303 | Commercial | Duct Sealing Repair | 4.2597 | 1.01 | 4.6035 | 1.1367 | 4.0258 | 5769.3882 | Residential | Energy Star Personal Computer | 1.7105 | 0.34769 | 6.7377 | 0.018954 | 0.0040635 | 119.5512
Residential | Water heater switches | 99.9 | 99.9 | N/A | 0.207 | 0.19369 | 0 | Residential | Energy Star Dishwasher | 28397.2244 | 0.42023 | N/A | 0.0044126 | 0.0047969 | 40.303 | Commercial | Duct Sealing Repair | 6.1177 | 1.01 | 6.9766 | 6.789 | 24.0448 | 34458.2784 | Residential | Energy Star Personal Computer | 1.7105 | 0.34769 | 6.7377 | 0.018954 | 0.0040635 | 119.5512
Residential | Pool pump switches | 99.9 | 99.9 | N/A | 0.76233 | 0.49487 | 0 | Residential | Energy Star Dishwasher | 28397.2244 | 0.42023 | N/A | 0.0044126 | 0.0047969 | 40.303 | Commercial | Duct Sealing Repair | 7.2063 | 1.01 | 8.4928 | 1.2455 | 4.4113 | 6321.8213 | Residential | Energy Star Personal Computer | 1.7105 | 0.34769 | 6.7377 | 0.018954 | 0.0040635 | 119.5512
Residential | Pool pump switches | 99.9 | 99.9 | N/A | 0.76233 | 0.49487 | 0 | Residential | Energy Star Dishwasher | 28397.2244 | 0.42023 | N/A | 0.0044126 | 0.0047969 | 40.303 | Commercial | Duct Sealing Repair | 6.1177 | 1.01 | 6.9766 | 4.6547 | 16.4855 | 23625.2368 | Residential | Energy Star Personal Computer | 1.7105 | 0.34769 | 6.7377 | 0.018954 | 0.0040635 | 119.5512
Residential | Pool pump switches | 99.9 | 99.9 | N/A | 0.76233 | 0.49487 | 0 | Residential | High Efficiency Induction Cooktop | 1.7409 | 0.44046 | N/A | 0.12662 | 0.03038 | 533.952 | Commercial | Duct Sealing Repair | 2.199 | 1.01 | 2.2461 | 0.4624 | 1.6377 | 2346.9401 | Residential | Energy Star Personal Computer | 1.7105 | 0.34769 | 6.7377 | 0.018954 | 0.0040635 | 119.5512
Residential | Room AC control | 99.9 | 99.9 | N/A | 0.18405 | 0.27218 | 0 | Residential | High Efficiency Induction Cooktop | 1.7409 | 0.44046 | N/A | 0.12662 | 0.03038 | 533.952 | Commercial | Energy Recovery Ventilation System (ERV) | 1.5809 | 1.01 | 1.5738 | 17.4579 | 14.8851 | 9701.2996 | Residential | Energy Star Personal Computer | 1.7105 | 0.34769 | 6.7377 | 0.018954 | 0.0040635 | 119.5512
Residential | Room AC control | 99.9 | 99.9 | N/A | 0.13176 | 0.14012 | 0 | Residential | High Efficiency Induction Cooktop | 1.7409 | 0.44046 | N/A | 0.12662 | 0.03038 | 533.952 | Commercial | Energy Recovery Ventilation System (ERV) | 1.6748 | 1.01 | 1.6688 | 19.9582 | 17.017 | 11090.6962 | Residential | 21 SEER ASHP from base electric resistance heating | 1.0138 | 0.48449 | 2.4025 | 0.54544 | 2.0512 | 7464.4458
Residential | Room AC control | 99.9 | 99.9 | N/A | 0.14065 | 0.365 | 0 | Residential | High Efficiency Induction Cooktop | 1.7409 | 0.44046 | N/A | 0.12662 | 0.03038 | 533.952 | Commercial | Energy Recovery Ventilation System (ERV) | 1.5809 | 1.01 | 1.5738 | 17.4579 | 14.8851 | 9701.2996 | Residential | 21 SEER ASHP from base electric resistance heating | 1.0138 | 0.48449 | 2.4025 | 0.54544 | 2.0512 | 7464.4458
Residential | Smart thermostats - Utility Installation | 99.9 | 3.5439 | N/A | 0.7362 | 0.46271 | 264.6876 | Residential | High Efficiency Induction Cooktop | 1.7409 | 0.44046 | N/A | 0.12662 | 0.03038 | 533.952 | Commercial | Energy Recovery Ventilation System (ERV) | 1.6748 | 1.01 | 1.6688 | 19.9582 | 17.017 | 11090.6962 | Residential | 21 SEER ASHP from base electric resistance heating | 1.0138 | 0.48449 | 2.4025 | 0.54544 | 2.0512 | 7464.4458
Residential | Smart thermostats - Utility Installation | 99.9 | 3.3785 | N/A | 0.52705 | 0.2382 | 172.12 | Residential | High Efficiency Induction Cooktop | 1.7409 | 0.44046 | N/A | 0.12662 | 0.03038 | 533.952 | Commercial | Programmable Thermostat | 6.9387 | 1.01 | 7.2477 | -0.22094 | 20.6086 | 6897.6783 | Residential | CFL-13W | 2.1337 | 0.37127 | 6.7189 | 0.00046528 | 0.00048851 | 5.2896
Residential | Smart thermostats - Utility Installation | 99.9 | 3.7721 | N/A | 0.56259 | 0.6205 | 258.92 | Residential | Heat Pump Water Heater | 1.3425 | 0.51639 | N/A | 0.10489 | 0.39178 | 1559.9186 | Commercial | Programmable Thermostat | 6.9387 | 1.01 | 7.2477 | -0.22094 | 20.6086 | 6897.6783 | Residential | CFL-13W | 2.1337 | 0.37127 | 6.7189 | 0.00046528 | 0.00048851 | 5.2896
Residential | Smart thermostats - BYOT | 99.9 | 99.9 | N/A | 0.7362 | 0.46271 | 0 | Residential | Heat Pump Water Heater | 1.0553 | 0.51639 | N/A | 0.082447 | 0.30796 | 1226.1991 | Commercial | Smart Thermostat | 11.7593 | 1.01 | 12.8576 | -0.61374 | 57.2461 | 19160.2176 | Residential | CFL-13W | 2.1337 | 0.37127 | 6.7189 | 0.00046528 | 0.00048851 | 5.2896
Residential | Smart thermostats - BYOT | 99.9 | 99.9 | N/A | 0.52705 | 0.2382 | 0 | Residential | Heat Pump Water Heater | 1.0469 | 0.51639 | N/A | 0.081789 | 0.30551 | 1216.4239 | Commercial | Smart Thermostat | 11.7593 | 1.01 | 12.8576 | -0.61374 | 57.2461 | 19160.2176 | Residential | CFL-13W | 2.1337 | 0.37127 | 6.7189 | 0.00046528 | 0.00048851 | 5.2896
Residential | Smart thermostats - BYOT | 99.9 | 99.9 | N/A | 0.56259 | 0.6205 | 0 | Residential | Heat Pump Water Heater | 1.3425 | 0.51639 | N/A | 0.10489 | 0.39178 | 1559.9186 | Commercial | ENERGY STAR certified buildings program | 6.0381 | 1.01 | 6.402 | 11.4107 | 22.1093 | 36958.0211 | Residential | CFL-13W | 2.1337 | 0.37127 | 6.7189 | 0.00046528 | 0.00048851 | 5.2896
Residential | CPP + Tech | 99.9 | 5.9563 | N/A | 1.167 | 0.87173 | 264.6876 | Residential | Heat Pump Water Heater | 1.0553 | 0.51639 | N/A | 0.082447 | 0.30796 | 1226.1991 | Commercial | ENERGY STAR certified buildings program | 1.4825 | 1.01 | 1.477 | 18.8877 | 36.5968 | 61175.4055 | Residential | CFL-13W | 2.1337 | 0.37127 | 6.7189 | 0.00046528 | 0.00048851 | 5.2896
Residential | CPP + Tech | 99.9 | 6.5225 | N/A | 0.95787 | 0.54156 | 172.12 | Residential | Heat Pump Water Heater | 1.0469 | 0.51639 | N/A | 0.081789 | 0.30551 | 1216.4239 | Commercial | ENERGY STAR certified buildings program | 5.8512 | 1.01 | 6.1875 | 11.89 | 23.038 | 38510.4852 | Residential | LED - 9W Flood | 1.9219 | 0.37127 | 5.9314 | 0.00097708 | 0.0010259 | 11.1081
Residential | CPP + Tech | 99.9 | 6.5026 | N/A | 0.9934 | 1.1038 | 258.92 | Residential | Energy Star Air Purifier | 444151.4527 | 0.41264 | N/A | 0.085069 | 0.061385 | 641.9636 | Commercial | ENERGY STAR certified buildings program | 1.2085 | 1.01 | 1.1996 | 5.1933 | 10.0625 | 16820.441 | Residential | LED - 9W Flood | 1.9219 | 0.37127 | 5.9314 | 0.00097708 | 0.0010259 | 11.1081
Residential | Central Heating - Load Shed | 99.9 | 99.9 | N/A | 0 | 2.1775 | 0 | Residential | Energy Star Air Purifier | 444151.4527 | 0.41264 | N/A | 0.085069 | 0.061385 | 641.9636 | Commercial | ENERGY STAR certified buildings program | 6.0381 | 1.01 | 6.402 | 11.4107 | 22.1093 | 36958.0211 | Residential | LED - 9W Flood | 1.9219 | 0.37127 | 5.9314 | 0.00097708 | 0.0010259 | 11.1081
Residential | Central Heating - Load Shed | 99.9 | 99.9 | N/A | 0 | 1.1209 | 0 | Residential | Energy Star Air Purifier | 444151.4527 | 0.41264 | N/A | 0.085069 | 0.061385 | 641.9636 | Commercial | ENERGY STAR certified buildings program | 1.4825 | 1.01 | 1.477 | 18.8877 | 36.5968 | 61175.4055 | Residential | LED - 9W Flood | 1.9219 | 0.37127 | 5.9314 | 0.00097708 | 0.0010259 | 11.1081
Residential | Central Heating - Load Shed | 99.9 | 99.9 | N/A | 0 | 2.92 | 0 | Residential | Energy Star Air Purifier | 444151.4527 | 0.41264 | N/A | 0.085069 | 0.061385 | 641.9636 | Commercial | ENERGY STAR certified buildings program | 5.8512 | 1.01 | 6.1875 | 11.89 | 23.038 | 38510.4852 | Residential | LED - 9W Flood | 1.9219 | 0.37127 | 5.9314 | 0.00097708 | 0.0010259 | 11.1081
Residential | Central Heating - 50% cycling | 99.9 | 99.9 | N/A | 0 | 1.0887 | 0 | Residential | Energy Star Air Purifier | 444151.4527 | 0.41264 | N/A | 0.085069 | 0.061385 | 641.9636 | Commercial | ENERGY STAR certified buildings program | 1.2085 | 1.01 | 1.1996 | 5.1933 | 10.0625 | 16820.441 | Residential | LED - 9W Flood | 1.9219 | 0.37127 | 5.9314 | 0.00097708 | 0.0010259 | 11.1081
Residential | Central Heating - 50% cycling | 99.9 | 99.9 | N/A | 0 | 0.56047 | 0 | Residential | Energy Star Air Purifier | 444151.4527 | 0.41264 | N/A | 0.085069 | 0.061385 | 641.9636 | Commercial | Central air conditioner - Load Shed | 2.4428 | 1.01 | 99.9 | 0.65573 | 0 | 0 | Residential | LED Specialty Lamps-5W Chandelier | 2.0228 | 0.37127 | 6.3028 | 0.00065139 | 0.00068392 | 7.4054
Residential | Central Heating - 50% cycling | 99.9 | 99.9 | N/A | 0 | 1.46 | 0 | Residential | Energy Star Imaging Equipment | 74455.1287 | 0.34789 | N/A | 0.011573 | 0.0067571 | 127.645 | Commercial | Central air conditioner - Load Shed | 5.0967 | 1.01 | 99.9 | 1.3681 | 0 | 0 | Residential | LED Specialty Lamps-5W Chandelier | 2.0228 | 0.37127 | 6.3028 | 0.00065139 | 0.00068392 | 7.4054
Residential | Solar Plus Storage | 0.0022497 | 99.9 | N/A | 0 | 0.037119 | 0 | Residential | Energy Star Imaging Equipment | 74455.1287 | 0.34789 | N/A | 0.011573 | 0.0067571 | 127.645 | Commercial | Central air conditioner - Load Shed | 6.6663 | 1.01 | 99.9 | 1.7895 | 0 | 0 | Residential | LED Specialty Lamps-5W Chandelier | 2.0228 | 0.37127 | 6.3028 | 0.00065139 | 0.00068392 | 7.4054
Residential | Solar Plus Storage | 0.020084 | 99.9 | N/A | 0 | 0.33137 | 0 | Residential | Energy Star Imaging Equipment | 74455.1287 | 0.34789 | N/A | 0.011573 | 0.0067571 | 127.645 | Commercial | Central air conditioner - Load Shed | 17.9239 | 1.01 | 99.9 | 4.8114 | 0 | 0 | Residential | LED Specialty Lamps-5W Chandelier | 2.0228 | 0.37127 | 6.3028 | 0.00065139 | 0.00068392 | 7.4054
Residential | Solar Plus Storage with other DSM (EE and DR) | 0.035813 | 99.9 | N/A | 0.073505 | 0.54247 | 0 | Residential | Energy Star Imaging Equipment | 74455.1287 | 0.34789 | N/A | 0.011573 | 0.0067571 | 127.645 | Commercial | Smart thermostats - Utility Installation | 1.4674 | 1.01 | 99.9 | 0.32786 | 0.15035 | 162.3395 | Residential | LED Specialty Lamps-5W Chandelier | 2.0228 | 0.37127 | 6.3028 | 0.00065139 | 0.00068392 | 7.4054
Residential | Solar Plus Storage with other DSM (EE and DR) | 0.062485 | 99.9 | N/A | 0.39363 | 0.77173 | 0 | Residential | Energy Star Imaging Equipment | 74455.1287 | 0.34789 | N/A | 0.011573 | 0.0067571 | 127.645 | Commercial | Smart thermostats - Utility Installation | 3.7174 | 1.01 | 99.9 | 0.68406 | 0.41605 | 611.4372 | Residential | LED Specialty Lamps-5W Chandelier | 2.0228 | 0.37127 | 6.3028 | 0.00065139 | 0.00068392 | 7.4054
Commercial | Duct Insulation | 0.087732 | 1.1039 | N/A | 0.26713 | 0.57411 | 983.3201 | Residential | Energy Star Imaging Equipment | 74455.1287 | 0.34789 | N/A | 0.011573 | 0.0067571 | 127.645 | Commercial | Smart thermostats - Utility Installation | 5.2109 | 1.01 | 99.9 | 0.89473 | 0.58829 | 978.3377 | Residential | Two Speed Pool Pump | 1.8251 | 0.53699 | 4.0712 | 0.47376 | 0 | 871.725
Commercial | Duct Insulation | 0.13296 | 1.1039 | N/A | 1.5955 | 3.429 | 5872.9828 | Residential | Energy Star Personal Computer | 2.504 | 0.37163 | N/A | 0.018954 | 0.0040635 | 119.5512 | Commercial | Smart thermostats - Utility Installation | 10.431 | 1.01 | 99.9 | 2.4057 | 0.75244 | 2024.9782 | Residential | Two Speed Pool Pump | 1.8251 | 0.53699 | 4.0712 | 0.47376 | 0 | 871.725
Commercial | Duct Insulation | 0.86374 | 1.1039 | N/A | 0.64315 | 1.3822 | 2367.4384 | Residential | Energy Star Personal Computer | 2.504 | 0.37163 | N/A | 0.018954 | 0.0040635 | 119.5512 | Commercial | Smart thermostats - BYOT | 3.7954 | 1 | 99.9 | 0.32786 | 0.15035 | 0 | Residential | Two Speed Pool Pump | 1.8251 | 0.53699 | 4.0712 | 0.47376 | 0 | 871.725
Commercial | Duct Insulation | 0.35305 | 1.1039 | N/A | 1.1226 | 2.4127 | 4132.3741 | Residential | Energy Star Personal Computer | 2.504 | 0.37163 | N/A | 0.018954 | 0.0040635 | 119.5512 | Commercial | Smart thermostats - BYOT | 8.9794 | 1 | 99.9 | 0.68406 | 0.41605 | 0 | Residential | Two Speed Pool Pump | 1.8251 | 0.53699 | 4.0712 | 0.47376 | 0 | 871.725
Commercial | Duct Insulation | 0.35305 | 1.1039 | N/A | 11.6976 | 25.1399 | 43058.6877 | Residential | Energy Star Personal Computer | 2.504 | 0.37163 | N/A | 0.018954 | 0.0040635 | 119.5512 | Commercial | Smart thermostats - BYOT | 12.2019 | 1 | 99.9 | 0.89473 | 0.58829 | 0 | Residential | Two Speed Pool Pump | 1.8251 | 0.53699 | 4.0712 | 0.47376 | 0 | 871.725
Commercial | Duct Insulation | 0.39805 | 1.1039 | N/A | 1.2978 | 2.7891 | 4777.0684 | Residential | Energy Star Personal Computer | 2.504 | 0.37163 | N/A | 0.018954 | 0.0040635 | 119.5512 | Commercial | Smart thermostats - BYOT | 24.2138 | 1 | 99.9 | 2.4057 | 0.75244 | 0 | Residential | Two Speed Pool Pump | 1.8251 | 0.53699 | 4.0712 | 0.47376 | 0 | 871.725
Commercial | Duct Insulation | 0.19927 | 1.1039 | N/A | 1.0646 | 2.288 | 3918.7435 | Residential | Energy Star Personal Computer | 2.504 | 0.37163 | N/A | 0.018954 | 0.0040635 | 119.5512 | Commercial | Central Heating - Load Shed | 4.0027 | 1.01 | 99.9 | 0 | 0.70755 | 0 | Residential | Variable Speed Pool Pump | 1.8253 | 0.53699 | 4.0717 | 1.432 | 0 | 2634.8667
Commercial | Duct Insulation | 0.27119 | 1.1039 | N/A | 12.3725 | 26.5904 | 45543.0611 | Residential | 14 SEER ASHP from base electric resistance heating | 9.873 | 0.50405 | N/A | 0 | 1.5463 | 5482.4104 | Commercial | Central Heating - Load Shed | 11.0759 | 1.01 | 99.9 | 0 | 1.9579 | 0 | Residential | Variable Speed Pool Pump | 1.8253 | 0.53699 | 4.0717 | 1.432 | 0 | 2634.8667
Commercial | Duct Insulation | 0.36428 | 1.1039 | N/A | 0.92485 | 1.9876 | 3404.3613 | Residential | 14 SEER ASHP from base electric resistance heating | 9.873 | 0.50405 | N/A | 0 | 1.0309 | 3654.9403 | Commercial | Central Heating - Load Shed | 15.6611 | 1.01 | 99.9 | 0 | 2.7684 | 0 | Residential | Variable Speed Pool Pump | 1.8253 | 0.53699 | 4.0717 | 1.432 | 0 | 2634.8667
Commercial | Duct Insulation | 0.8348 | 1.1039 | N/A | 0.67017 | 1.4403 | 2466.8853 | Residential | 14 SEER ASHP from base electric resistance heating | 9.873 | 0.50405 | N/A | 0 | 1.5463 | 5482.4104 | Commercial | Central Heating - Load Shed | 20.0311 | 1.01 | 99.9 | 0 | 3.5409 | 0 | Residential | Variable Speed Pool Pump | 1.8253 | 0.53699 | 4.0717 | 1.432 | 0 | 2634.8667
Commercial | Duct Insulation | 0.16185 | 1.1039 | N/A | 0.29271 | 0.62909 | 1077.4754 | Residential | 14 SEER ASHP from base electric resistance heating | 9.873 | 0.50405 | N/A | 0 | 1.5463 | 5482.4104 | Industrial | Process Heat Improved Controls | 3.0357 | 1.01 | 3.0771 | 1.1092 | 12.5168 | 8056.6975 | Residential | Variable Speed Pool Pump | 1.8253 | 0.53699 | 4.0717 | 1.432 | 0 | 2634.8667
Commercial | Duct Insulation | 0.13296 | 1.1039 | N/A | 1.0939 | 2.351 | 4026.6263 | Residential | 14 SEER ASHP from base electric resistance heating | 9.873 | 0.50405 | N/A | 0 | 1.0309 | 3654.9403 | Industrial | Process Heat Improved Controls | 1.5904 | 1.01 | 1.5966 | 0.61817 | 2.485 | 4490.1507 | Residential | Variable Speed Pool Pump | 1.8253 | 0.53699 | 4.0717 | 1.432 | 0 | 2634.8667
Commercial | Duct Insulation | 0.042805 | 1.1039 | N/A | 0.10867 | 0.23354 | 400.0066 | Residential | 14 SEER ASHP from base electric resistance heating | 9.873 | 0.50405 | N/A | 0 | 1.5463 | 5482.4104 | Industrial | Process Heat Improved Controls | 5.3322 | 1.01 | 5.4431 | 0.26529 | 5.4133 | 1926.9622 | Residential | Thermostatic Shower Restriction Valve | 1.6828 | 0.43767 | 5.1863 | 0.0083443 | 0.017962 | 92.6413
Commercial | Duct Insulation | 0.087732 | 1.1039 | N/A | 0.26713 | 0.57411 | 983.3201 | Residential | 21 SEER ASHP from base electric resistance heating | 1.3015 | 0.54172 | N/A | 0.54544 | 2.0512 | 7464.4458 | Industrial | Process Refrig Controls | 1.6337 | 1.01 | 1.6416 | 1.1512 | 4.6917 | 8361.6349 | Residential | Thermostatic Shower Restriction Valve | 1.4201 | 0.43767 | 4.0768 | 0.0065592 | 0.014119 | 72.8222
Commercial | Duct Insulation | 0.13296 | 1.1039 | N/A | 1.5955 | 3.429 | 5872.9828 | Residential | 21 SEER ASHP from base electric resistance heating | 1.3015 | 0.54172 | N/A | 0.54544 | 2.0512 | 7464.4458 | Industrial | Lighting Controls | 7.7133 | 1.01 | 8.483 | 7.082 | 28.4428 | 49615.3661 | Residential | Thermostatic Shower Restriction Valve | 1.4118 | 0.43767 | 4.0443 | 0.0065069 | 0.014007 | 72.2416
Commercial | Duct Insulation | 0.86374 | 1.1039 | N/A | 0.64315 | 1.3822 | 2367.4384 | Residential | 21 SEER ASHP from base electric resistance heating | 1.3015 | 0.54172 | N/A | 0.54544 | 2.0512 | 7464.4458 | Industrial | Process Heat Improved Controls | 5.5377 | 1.01 | 5.6539 | 0.32199 | 6.8784 | 2338.8007 | Residential | Thermostatic Shower Restriction Valve | 1.6828 | 0.43767 | 5.1863 | 0.0083443 | 0.017962 | 92.6413
Commercial | Duct Insulation | 0.35305 | 1.1039 | N/A | 1.1226 | 2.4127 | 4132.3741 | Residential | Energy Star Room AC | 8.3716 | 0.6188 | N/A | 0.093 | 0 | 150.6455 | Industrial | Process Refrig Controls | 4.0573 | 1.01 | 4.1912 | 0.33927 | 3.0724 | 2464.3009 | Residential | Thermostatic Shower Restriction Valve | 1.4201 | 0.43767 | 4.0768 | 0.0065592 | 0.014119 | 72.8222
Commercial | Duct Insulation | 0.35305 | 1.1039 | N/A | 11.6976 | 25.1399 | 43058.6877 | Residential | Energy Star Room AC | 8.3716 | 0.6188 | N/A | 0.093 | 0 | 150.6455 | Industrial | Lighting Controls | 10.3882 | 1.01 | 11.5831 | 4.7041 | 26.7154 | 32956.4587 | Residential | Thermostatic Shower Restriction Valve | 1.4118 | 0.43767 | 4.0443 | 0.0065069 | 0.014007 | 72.2416
Commercial | Duct Insulation | 0.39805 | 1.1039 | N/A | 1.2978 | 2.7891 | 4777.0684 | Residential | Energy Star Room AC | 8.3716 | 0.6188 | N/A | 0.093 | 0 | 150.6455 | Industrial | Process Heat Improved Controls | 1.5864 | 1.01 | 1.5925 | 0.70348 | 2.8156 | 5109.7946 | Residential | Water Heater Blanket | 1.0151 | 0.43767 | 2.6355 | 0.023774 | 0.051176 | 263.9459
Commercial | Duct Insulation | 0.19927 | 1.1039 | N/A | 1.0646 | 2.288 | 3918.7435 | Residential | Energy Star Room AC | 8.3716 | 0.6188 | N/A | 0.093 | 0 | 150.6455 | Industrial | Process Other Systems Optimization | 105.3085 | 1.01 | 122.6482 | 0.27252 | 29.8277 | 1979.4745 | Residential | Water Heater Blanket | 1.0151 | 0.43767 | 2.6355 | 0.023774 | 0.051176 | 263.9459
Commercial | Duct Insulation | 0.27119 | 1.1039 | N/A | 12.3725 | 26.5904 | 45543.0611 | Residential | Energy Star Room AC | 8.3716 | 0.6188 | N/A | 0.093 | 0 | 150.6455 | Industrial | Process Heat Improved Controls | 3.5962 | 1.01 | 3.6585 | 0.49053 | 6.2803 | 3563.0337 | Residential | Water Heater Blanket | 1.0151 | 0.43767 | 2.6355 | 0.023774 | 0.051176 | 263.9459
Commercial | Duct Insulation | 0.36428 | 1.1039 | N/A | 0.92485 | 1.9876 | 3404.3613 | Residential | Energy Star Room AC | 8.3716 | 0.6188 | N/A | 0.093 | 0 | 150.6455 | Industrial | Process Heat Improved Controls | 1.5864 | 1.01 | 1.5925 | 0.33498 | 1.3407 | 2433.1743 | Residential | Air Sealing-Infiltration Control | 1.1646 | 0.72648 | 1.7261 | 0.20819 | 0.23002 | 595.5471
Commercial | Duct Insulation | 0.8348 | 1.1039 | N/A | 0.67017 | 1.4403 | 2466.8853 | Residential | CFL - 15W Flood (Exterior) | 4.9533 | 0.24406 | N/A | 0 | 0 | 47.45 | Industrial | Process Heat System Optimization | 1.387 | 1.01 | 1.3854 | 0.5203 | 2.1738 | 3779.2351 | Residential | Air Sealing-Infiltration Control | 1.3557 | 0.78412 | 1.8919 | 0.10084 | 0.1994 | 387.27
Commercial | Duct Insulation | 0.16185 | 1.1039 | N/A | 0.29271 | 0.62909 | 1077.4754 | Residential | CFL - 15W Flood (Exterior) | 4.9533 | 0.24406 | N/A | 0 | 0 | 47.45 | Industrial | Building Envelope Improvements | 4.3336 | 1.01 | 4.8056 | 2.9898 | 10.5944 | 20987.8593 | Residential | Air Sealing-Infiltration Control | 1.8271 | 0.79875 | 2.6977 | 0.13851 | 0.31897 | 582.57
Commercial | Duct Insulation | 0.13296 | 1.1039 | N/A | 1.0939 | 2.351 | 4026.6263 | Residential | CFL - 15W Flood (Exterior) | 4.9533 | 0.24406 | N/A | 0 | 0 | 47.45 | Industrial | Process Heat Improved Controls | 4.6471 | 1.01 | 4.7388 | 0.38406 | 6.6847 | 2789.6953 | Residential | Ceiling Insulation(R12 to R38) | 1.2392 | 0.79111 | 1.6786 | 0.2849 | 0.39813 | 843
Commercial | Duct Insulation | 0.042805 | 1.1039 | N/A | 0.10867 | 0.23354 | 400.0066 | Residential | CFL - 15W Flood (Exterior) | 4.9533 | 0.24406 | N/A | 0 | 0 | 47.45 | Industrial | Process Heat Improved Controls | 3.0357 | 1.01 | 3.0771 | 2.5881 | 29.2058 | 18798.9611 | Residential | Ceiling Insulation(R12 to R38) | 1.2392 | 0.79111 | 1.6786 | 0.2849 | 0.39813 | 843
Commercial | Duct Sealing Repair | 4.7707 | 1.1708 | N/A | 1.1367 | 4.0258 | 5769.3882 | Residential | CFL - 15W Flood (Exterior) | 4.9533 | 0.24406 | N/A | 0 | 0 | 47.45 | Industrial | Auto DR | 111.6895 | 1.01 | 99.9 | 11.3362 | 10.1714 | 0 | Residential | Ceiling Insulation(R2 to R38) | 2.6916 | 0.73425 | 5.3503 | 0.81093 | 1.4913 | 3236
Commercial | Duct Sealing Repair | 7.23 | 1.1708 | N/A | 6.789 | 24.0448 | 34458.2784 | Residential | CFL - 15W Flood (Exterior) | 4.9533 | 0.24406 | N/A | 0 | 0 | 47.45 | Industrial | Auto DR | 120.9584 | 1.01 | 99.9 | 53.8734 | 55.3004 | 0 | Residential | Ceiling Insulation(R2 to R38) | 2.1842 | 0.73425 | 3.8796 | 0.48841 | 0.89818 | 1949
Commercial | Duct Sealing Repair | 46.9689 | 1.1708 | N/A | 2.7367 | 9.6926 | 13890.361 | Residential | CFL-13W | 2.5705 | 0.38259 | N/A | 0.00046528 | 0.00048851 | 5.2896 | Industrial | Auto DR | 102.2223 | 1.01 | 99.9 | 290.0661 | 222.0263 | 0 | Residential | Ceiling Insulation(R2 to R38) | 2.1486 | 0.73425 | 3.788 | 0.5031 | 0.92519 | 2007.61
Commercial | Duct Sealing Repair | 19.1984 | 1.1708 | N/A | 4.7769 | 16.9185 | 24245.6858 | Residential | CFL-13W | 2.5705 | 0.38259 | N/A | 0.00046528 | 0.00048851 | 5.2896 | Industrial | Auto DR | 105.5958 | 1.01 | 99.9 | 2087.2258 | 1695.722 | 0 | Residential | Ceiling Insulation(R2 to R38) | 2.6916 | 0.73425 | 5.3503 | 0.81093 | 1.4913 | 3236
Commercial | Duct Sealing Repair | 19.1984 | 1.1708 | N/A | 49.7747 | 176.288 | 252636.2315 | Residential | CFL-13W | 2.5705 | 0.38259 | N/A | 0.00046528 | 0.00048851 | 5.2896 | Industrial | CPP | 44.6758 | 1.01 | 99.9 | 4.5345 | 4.0686 | 0 | Residential | Ceiling Insulation(R2 to R38) | 2.1842 | 0.73425 | 3.8796 | 0.48841 | 0.89818 | 1949
Commercial | Duct Sealing Repair | 21.6454 | 1.1708 | N/A | 5.5222 | 19.558 | 28028.271 | Residential | CFL-13W | 2.5705 | 0.38259 | N/A | 0.00046528 | 0.00048851 | 5.2896 | Industrial | CPP | 48.3833 | 1.01 | 99.9 | 21.5494 | 22.1202 | 0 | Residential | Ceiling Insulation(R2 to R38) | 2.1486 | 0.73425 | 3.788 | 0.5031 | 0.92519 | 2007.61
Commercial | Duct Sealing Repair | 10.836 | 1.1708 | N/A | 4.53 | 16.0439 | 22992.2611 | Residential | CFL-13W | 2.5705 | 0.38259 | N/A | 0.00046528 | 0.00048851 | 5.2896 | Industrial | CPP | 40.8889 | 1.01 | 99.9 | 116.0264 | 88.8105 | 0 | Residential | Duct Repair | 2.5019 | 0.72648 | 4.8414 | 0.27758 | 0.3067 | 794.0628
Commercial | Duct Sealing Repair | 14.7467 | 1.1708 | N/A | 52.6466 | 186.4593 | 267212.6796 | Residential | CFL-13W | 2.5705 | 0.38259 | N/A | 0.00046528 | 0.00048851 | 5.2896 | Industrial | CPP | 42.2383 | 1.01 | 99.9 | 834.8903 | 678.2888 | 0 | Residential | Duct Repair | 2.012 | 0.78412 | 3.1482 | 0.13446 | 0.26586 | 516.36
Commercial | Duct Sealing Repair | 19.809 | 1.1708 | N/A | 3.9354 | 13.9379 | 19974.2506 | Residential | CFL-23W | 5.5886 | 0.38259 | N/A | 0.00065139 | 0.00068392 | 7.4054 | Industrial | Firm Service Level | 111.6895 | 1.01 | 99.9 | 11.3362 | 10.1714 | 0 | Residential | Duct Repair | 2.7124 | 0.79875 | 4.7359 | 0.18468 | 0.4253 | 776.76
Commercial | Duct Sealing Repair | 45.3955 | 1.1708 | N/A | 2.8517 | 10.0998 | 14473.841 | Residential | CFL-23W | 5.5886 | 0.38259 | N/A | 0.00065139 | 0.00068392 | 7.4054 | Industrial | Firm Service Level | 120.9584 | 1.01 | 99.9 | 53.8734 | 55.3004 | 0 | Residential | Heat Pump Tune Up | 1.8735 | 0.72648 | 3.17 | 0.11566 | 0.12779 | 330.8595
Commercial | Duct Sealing Repair | 8.8013 | 1.1708 | N/A | 1.2455 | 4.4113 | 6321.8213 | Residential | CFL-23W | 5.5886 | 0.38259 | N/A | 0.00065139 | 0.00068392 | 7.4054 | Industrial | Firm Service Level | 102.2223 | 1.01 | 99.9 | 290.0661 | 222.0263 | 0 | Residential | Heat Pump Tune Up | 1.4534 | 0.78412 | 2.0613 | 0.056024 | 0.11078 | 215.15
Commercial | Duct Sealing Repair | 7.23 | 1.1708 | N/A | 4.6547 | 16.4855 | 23625.2368 | Residential | CFL-23W | 5.5886 | 0.38259 | N/A | 0.00065139 | 0.00068392 | 7.4054 | Industrial | Firm Service Level | 105.5958 | 1.01 | 99.9 | 2087.2258 | 1695.722 | 0 | Residential | Heat Pump Tune Up | 2.027 | 0.79875 | 3.1009 | 0.076952 | 0.17721 | 323.65
Commercial | Duct Sealing Repair | 2.3277 | 1.1708 | N/A | 0.4624 | 1.6377 | 2346.9401 | Residential | CFL-23W | 5.5886 | 0.38259 | N/A | 0.00065139 | 0.00068392 | 7.4054 | Industrial | Guaranteed Load Drop | 111.6895 | 1.01 | 99.9 | 11.3362 | 10.1714 | 0 | Residential | Central air conditioner - Load Shed | 4.2196 | 0.269 | 99.9 | 1.4724 | 0 | 0
Commercial | Duct Sealing Repair | 4.7707 | 1.1708 | N/A | 1.1367 | 4.0258 | 5769.3882 | Residential | CFL-23W | 5.5886 | 0.38259 | N/A | 0.00065139 | 0.00068392 | 7.4054 | Industrial | Guaranteed Load Drop | 120.9584 | 1.01 | 99.9 | 53.8734 | 55.3004 | 0 | Residential | Central air conditioner - Load Shed | 3.0208 | 0.269 | 99.9 | 1.0541 | 0 | 0
Commercial | Duct Sealing Repair | 7.23 | 1.1708 | N/A | 6.789 | 24.0448 | 34458.2784 | Residential | LED - 14W | 5.7755 | 0.38259 | N/A | 0.0014889 | 0.0015632 | 16.9267 | Industrial | Guaranteed Load Drop | 102.2223 | 1.01 | 99.9 | 290.0661 | 222.0263 | 0 | Residential | Central air conditioner - Load Shed | 3.2245 | 0.269 | 99.9 | 1.1252 | 0 | 0
Commercial | Duct Sealing Repair | 46.9689 | 1.1708 | N/A | 2.7367 | 9.6926 | 13890.361 | Residential | LED - 14W | 5.7755 | 0.38259 | N/A | 0.0014889 | 0.0015632 | 16.9267 | Industrial | Guaranteed Load Drop | 105.5958 | 1.01 | 99.9 | 2087.2258 | 1695.722 | 0 | Residential | Central air conditioner - 50% cycling | 2.1098 | 0.134 | 99.9 | 0.7362 | 0 | 0
Commercial | Duct Sealing Repair | 19.1984 | 1.1708 | N/A | 4.7769 | 16.9185 | 24245.6858 | Residential | LED - 14W | 5.7755 | 0.38259 | N/A | 0.0014889 | 0.0015632 | 16.9267 | [8 empty] | Residential | Central air conditioner - 50% cycling | 1.5104 | 0.134 | 99.9 | 0.52705 | 0 | 0
Commercial | Duct Sealing Repair | 19.1984 | 1.1708 | N/A | 49.7747 | 176.288 | 252636.2315 | Residential | LED - 14W | 5.7755 | 0.38259 | N/A | 0.0014889 | 0.0015632 | 16.9267 | [8 empty] | Residential | Central air conditioner - 50% cycling | 1.6123 | 0.134 | 99.9 | 0.56259 | 0 | 0
Commercial | Duct Sealing Repair | 21.6454 | 1.1708 | N/A | 5.5222 | 19.558 | 28028.271 | Residential | LED - 14W | 5.7755 | 0.38259 | N/A | 0.0014889 | 0.0015632 | 16.9267 | [8 empty] | Residential | Water heater switches | 1.4361 | 0.069 | 99.9 | 0.207 | 0.19369 | 0
Commercial | Duct Sealing Repair | 10.836 | 1.1708 | N/A | 4.53 | 16.0439 | 22992.2611 | Residential | LED - 14W | 5.7755 | 0.38259 | N/A | 0.0014889 | 0.0015632 | 16.9267 | [8 empty] | Residential | Water heater switches | 1.4361 | 0.069 | 99.9 | 0.207 | 0.19369 | 0
Commercial | Duct Sealing Repair | 14.7467 | 1.1708 | N/A | 52.6466 | 186.4593 | 267212.6796 | Residential | LED - 9W Flood (Exterior) | 6.9258 | 0.24406 | N/A | 0 | 0 | 53.144 | [8 empty] | Residential | Water heater switches | 1.4361 | 0.069 | 99.9 | 0.207 | 0.19369 | 0
Commercial | Duct Sealing Repair | 19.809 | 1.1708 | N/A | 3.9354 | 13.9379 | 19974.2506 | Residential | LED - 9W Flood (Exterior) | 6.9258 | 0.24406 | N/A | 0 | 0 | 53.144 | [8 empty] | Residential | Pool pump switches | 4.3383 | 0.208 | 99.9 | 0.76233 | 0.49487 | 0
Commercial | Duct Sealing Repair | 45.3955 | 1.1708 | N/A | 2.8517 | 10.0998 | 14473.841 | Residential | LED - 9W Flood (Exterior) | 6.9258 | 0.24406 | N/A | 0 | 0 | 53.144 | [8 empty] | Residential | Pool pump switches | 4.3383 | 0.208 | 99.9 | 0.76233 | 0.49487 | 0
Commercial | Duct Sealing Repair | 8.8013 | 1.1708 | N/A | 1.2455 | 4.4113 | 6321.8213 | Residential | LED - 9W Flood (Exterior) | 6.9258 | 0.24406 | N/A | 0 | 0 | 53.144 | [8 empty] | Residential | Pool pump switches | 4.3383 | 0.208 | 99.9 | 0.76233 | 0.49487 | 0
Commercial | Duct Sealing Repair | 7.23 | 1.1708 | N/A | 4.6547 | 16.4855 | 23625.2368 | Residential | LED - 9W Flood (Exterior) | 6.9258 | 0.24406 | N/A | 0 | 0 | 53.144 | [8 empty] | Residential | Room AC control | 1.777 | 0.478 | 99.9 | 0.18405 | 0.27218 | 0
Commercial | Duct Sealing Repair | 2.3277 | 1.1708 | N/A | 0.4624 | 1.6377 | 2346.9401 | Residential | LED - 9W Flood (Exterior) | 6.9258 | 0.24406 | N/A | 0 | 0 | 53.144 | [8 empty] | Residential | Room AC control | 1.0249 | 0.478 | 99.9 | 0.13176 | 0.14012 | 0
Commercial | Energy Recovery Ventilation System (ERV) | 0.29926 | 3.1241 | N/A | 13.3127 | 11.3508 | 7397.8089 | Residential | LED - 9W Flood | 2.2693 | 0.38259 | N/A | 0.00097708 | 0.0010259 | 11.1081 | [8 empty] | Residential | Room AC control | 2.0672 | 0.478 | 99.9 | 0.14065 | 0.365 | 0
Commercial | Energy Recovery Ventilation System (ERV) | 0.25461 | 3.1241 | N/A | 44.638 | 38.0597 | 24805.1607 | Residential | LED - 9W Flood | 2.2693 | 0.38259 | N/A | 0.00097708 | 0.0010259 | 11.1081 | [8 empty] | Residential | Smart thermostats - Utility Installation | 3.5814 | 0.85 | 99.9 | 0.7362 | 0.46271 | 264.6876
Commercial | Energy Recovery Ventilation System (ERV) | 1.6048 | 3.1241 | N/A | 17.4579 | 14.8851 | 9701.2996 | Residential | LED - 9W Flood | 2.2693 | 0.38259 | N/A | 0.00097708 | 0.0010259 | 11.1081 | [8 empty] | Residential | Smart thermostats - Utility Installation | 2.2202 | 0.85 | 99.9 | 0.52705 | 0.2382 | 172.12
Commercial | Energy Recovery Ventilation System (ERV) | 0.65595 | 3.1241 | N/A | 30.4729 | 25.9821 | 16933.6609 | Residential | LED - 9W Flood | 2.2693 | 0.38259 | N/A | 0.00097708 | 0.0010259 | 11.1081 | [8 empty] | Residential | Smart thermostats - Utility Installation | 3.7289 | 0.85 | 99.9 | 0.56259 | 0.6205 | 258.92
Commercial | Energy Recovery Ventilation System (ERV) | 0.65595 | 3.1241 | N/A | 317.5226 | 270.7292 | 176446.0823 | Residential | LED - 9W Flood | 2.2693 | 0.38259 | N/A | 0.00097708 | 0.0010259 | 11.1081 | [8 empty] | Residential | Smart thermostats - BYOT | 9.8188 | 1.01 | 99.9 | 0.7362 | 0.46271 | 0
Commercial | Energy Recovery Ventilation System (ERV) | 0.73956 | 3.1241 | N/A | 35.227 | 30.0356 | 19575.4923 | Residential | LED - 9W Flood | 2.2693 | 0.38259 | N/A | 0.00097708 | 0.0010259 | 11.1081 | [8 empty] | Residential | Smart thermostats - BYOT | 6.065 | 1.01 | 99.9 | 0.52705 | 0.2382 | 0
Commercial | Energy Recovery Ventilation System (ERV) | 0.37024 | 3.1241 | N/A | 28.8975 | 24.6389 | 16058.2446 | Residential | LED - 9W | 5.0897 | 0.38259 | N/A | 0.0008375 | 0.00087932 | 9.5213 | [8 empty] | Residential | Smart thermostats - BYOT | 10.2692 | 1.01 | 99.9 | 0.56259 | 0.6205 | 0
Commercial | Energy Recovery Ventilation System (ERV) | 0.50402 | 3.1241 | N/A | 335.8429 | 286.3496 | 186626.5586 | Residential | LED - 9W | 5.0897 | 0.38259 | N/A | 0.0008375 | 0.00087932 | 9.5213 | [8 empty] | Residential | CPP + Tech | 5.1614 | 0.315 | 99.9 | 1.167 | 0.87173 | 264.6876
Commercial | Energy Recovery Ventilation System (ERV) | 0.41692 | 3.1241 | N/A | 15.4644 | 13.1854 | 8593.5069 | Residential | LED - 9W | 5.0897 | 0.38259 | N/A | 0.0008375 | 0.00087932 | 9.5213 | [8 empty] | Residential | CPP + Tech | 3.6754 | 0.315 | 99.9 | 0.95787 | 0.54156 | 172.12
Commercial | Energy Recovery Ventilation System (ERV) | 1.7017 | 3.1241 | N/A | 19.9582 | 17.017 | 11090.6962 | Residential | LED - 9W | 5.0897 | 0.38259 | N/A | 0.0008375 | 0.00087932 | 9.5213 | [8 empty] | Residential | CPP + Tech | 5.512 | 0.315 | 99.9 | 0.9934 | 1.1038 | 258.92
Commercial | Energy Recovery Ventilation System (ERV) | 0.37775 | 3.1241 | N/A | 9.9809 | 8.51 | 5546.325 | Residential | LED - 9W | 5.0897 | 0.38259 | N/A | 0.0008375 | 0.00087932 | 9.5213 | [8 empty] | Residential | Central Heating - Load Shed | 9.4761 | 0.557 | 99.9 | 0 | 2.1775 | 0
Commercial | Energy Recovery Ventilation System (ERV) | 0.25461 | 3.1241 | N/A | 30.6046 | 26.0944 | 17006.8797 | Residential | LED - 9W | 5.0897 | 0.38259 | N/A | 0.0008375 | 0.00087932 | 9.5213 | [8 empty] | Residential | Central Heating - Load Shed | 4.8781 | 0.557 | 99.9 | 0 | 1.1209 | 0
Commercial | Energy Recovery Ventilation System (ERV) | 0.07953 | 3.1241 | N/A | 2.9497 | 2.515 | 1639.1488 | Residential | LED Specialty Lamps-5W Chandelier | 2.4113 | 0.38259 | N/A | 0.00065139 | 0.00068392 | 7.4054 | [8 empty] | Residential | Central Heating - Load Shed | 12.7074 | 0.557 | 99.9 | 0 | 2.92 | 0
Commercial | Energy Recovery Ventilation System (ERV) | 0.29926 | 3.1241 | N/A | 13.3127 | 11.3508 | 7397.8089 | Residential | LED Specialty Lamps-5W Chandelier | 2.4113 | 0.38259 | N/A | 0.00065139 | 0.00068392 | 7.4054 | [8 empty] | Residential | Central Heating - 50% cycling | 4.738 | 0.294 | 99.9 | 0 | 1.0887 | 0
Commercial | Energy Recovery Ventilation System (ERV) | 0.25461 | 3.1241 | N/A | 44.638 | 38.0597 | 24805.1607 | Residential | LED Specialty Lamps-5W Chandelier | 2.4113 | 0.38259 | N/A | 0.00065139 | 0.00068392 | 7.4054 | [8 empty] | Residential | Central Heating - 50% cycling | 2.4391 | 0.294 | 99.9 | 0 | 0.56047 | 0
Commercial | Energy Recovery Ventilation System (ERV) | 1.6048 | 3.1241 | N/A | 17.4579 | 14.8851 | 9701.2996 | Residential | LED Specialty Lamps-5W Chandelier | 2.4113 | 0.38259 | N/A | 0.00065139 | 0.00068392 | 7.4054 | [8 empty] | Residential | Central Heating - 50% cycling | 6.3537 | 0.294 | 99.9 | 0 | 1.46 | 0
Commercial | Energy Recovery Ventilation System (ERV) | 0.65595 | 3.1241 | N/A | 30.4729 | 25.9821 | 16933.6609 | Residential | LED Specialty Lamps-5W Chandelier | 2.4113 | 0.38259 | N/A | 0.00065139 | 0.00068392 | 7.4054 | [8 empty] | Commercial | Efficient Exhaust Hood | 3.084 | 0.54549 | 6.0737 | 1.7635 | 0.69217 | 8066.5
Commercial | Energy Recovery Ventilation System (ERV) | 0.65595 | 3.1241 | N/A | 317.5226 | 270.7292 | 176446.0823 | Residential | LED Specialty Lamps-5W Chandelier | 2.4113 | 0.38259 | N/A | 0.00065139 | 0.00068392 | 7.4054 | [8 empty] | Commercial | Efficient Exhaust Hood | 3.084 | 0.54549 | 6.0737 | 1.7635 | 0.69217 | 8066.5
Commercial | Energy Recovery Ventilation System (ERV) | 0.73956 | 3.1241 | N/A | 35.227 | 30.0356 | 19575.4923 | Residential | Linear LED | 2.8189 | 0.24406 | N/A | 0 | 8.6271e-10 | 14.8108 | [8 empty] | Commercial | Efficient Exhaust Hood | 3.084 | 0.54549 | 6.0737 | 1.7635 | 0.69217 | 8066.5
Commercial | Energy Recovery Ventilation System (ERV) | 0.37024 | 3.1241 | N/A | 28.8975 | 24.6389 | 16058.2446 | Residential | Linear LED | 2.8189 | 0.24406 | N/A | 0 | 8.6271e-10 | 14.8108 | [8 empty] | Commercial | Efficient Exhaust Hood | 3.084 | 0.54549 | 6.0737 | 1.7635 | 0.69217 | 8066.5
Commercial | Energy Recovery Ventilation System (ERV) | 0.50402 | 3.1241 | N/A | 335.8429 | 286.3496 | 186626.5586 | Residential | Linear LED | 2.8189 | 0.24406 | N/A | 0 | 8.6271e-10 | 14.8108 | [8 empty] | Commercial | Efficient Exhaust Hood | 3.084 | 0.54549 | 6.0737 | 1.7635 | 0.69217 | 8066.5
Commercial | Energy Recovery Ventilation System (ERV) | 0.41692 | 3.1241 | N/A | 15.4644 | 13.1854 | 8593.5069 | Residential | Linear LED | 2.8189 | 0.24406 | N/A | 0 | 8.6271e-10 | 14.8108 | [8 empty] | Commercial | Efficient Exhaust Hood | 3.084 | 0.54549 | 6.0737 | 1.7635 | 0.69217 | 8066.5
Commercial | Energy Recovery Ventilation System (ERV) | 1.7017 | 3.1241 | N/A | 19.9582 | 17.017 | 11090.6962 | Residential | Linear LED | 2.8189 | 0.24406 | N/A | 0 | 8.6271e-10 | 14.8108 | [8 empty] | Commercial | Efficient Exhaust Hood | 3.084 | 0.54549 | 6.0737 | 1.7635 | 0.69217 | 8066.5
Commercial | Energy Recovery Ventilation System (ERV) | 0.37775 | 3.1241 | N/A | 9.9809 | 8.51 | 5546.325 | Residential | Linear LED | 2.8189 | 0.24406 | N/A | 0 | 8.6271e-10 | 14.8108 | [8 empty] | Commercial | Efficient Exhaust Hood | 3.084 | 0.54549 | 6.0737 | 1.7635 | 0.69217 | 8066.5
Commercial | Energy Recovery Ventilation System (ERV) | 0.25461 | 3.1241 | N/A | 30.6046 | 26.0944 | 17006.8797 | Residential | Low Wattage T8 Fixture | 5.9033 | 0.24406 | N/A | 0 | 1.191e-09 | 6.3475 | [8 empty] | Commercial | Efficient Exhaust Hood | 3.084 | 0.54549 | 6.0737 | 1.7635 | 0.69217 | 8066.5
Commercial | Energy Recovery Ventilation System (ERV) | 0.07953 | 3.1241 | N/A | 2.9497 | 2.515 | 1639.1488 | Residential | Low Wattage T8 Fixture | 5.9033 | 0.24406 | N/A | 0 | 1.191e-09 | 6.3475 | [8 empty] | Commercial | Efficient Exhaust Hood | 3.084 | 0.54549 | 6.0737 | 1.7635 | 0.69217 | 8066.5
Commercial | Infiltration Reduction - Air Sealing | 0.20889 | 1.1449 | N/A | 7.0636e-06 | 2.0975e-05 | 0.031934 | Residential | Low Wattage T8 Fixture | 5.9033 | 0.24406 | N/A | 0 | 1.191e-09 | 6.3475 | [8 empty] | Commercial | Efficient Exhaust Hood | 3.084 | 0.54549 | 6.0737 | 1.7635 | 0.69217 | 8066.5
Commercial | Infiltration Reduction - Air Sealing | 0.10204 | 1.1449 | N/A | 3.4505e-06 | 1.0246e-05 | 0.015599 | Residential | Low Wattage T8 Fixture | 5.9033 | 0.24406 | N/A | 0 | 1.191e-09 | 6.3475 | [8 empty] | Commercial | Efficient Exhaust Hood | 3.084 | 0.54549 | 6.0737 | 1.7635 | 0.69217 | 8066.5
Commercial | Infiltration Reduction - Air Sealing | 0.71034 | 1.1449 | N/A | 2.402e-05 | 7.1327e-05 | 0.10859 | Residential | Low Wattage T8 Fixture | 5.9033 | 0.24406 | N/A | 0 | 1.191e-09 | 6.3475 | [8 empty] | Commercial | Efficient Exhaust Hood | 3.084 | 0.54549 | 6.0737 | 1.7635 | 0.69217 | 8066.5
Commercial | Infiltration Reduction - Air Sealing | 0.19794 | 1.1449 | N/A | 6.6932e-06 | 1.9875e-05 | 0.030259 | Residential | Low Wattage T8 Fixture | 5.9033 | 0.24406 | N/A | 0 | 1.191e-09 | 6.3475 | [8 empty] | Commercial | Efficient Exhaust Hood | 3.084 | 0.54549 | 6.0737 | 1.7635 | 0.69217 | 8066.5
Commercial | Infiltration Reduction - Air Sealing | 0.10239 | 1.1449 | N/A | 3.4623e-06 | 1.0281e-05 | 0.015653 | Residential | Energy Star Dehumidifier | 6.6917 | 0.37225 | N/A | 0.035168 | 0.0066615 | 214.4267 | [8 empty] | Commercial | Efficient Exhaust Hood | 3.084 | 0.54549 | 6.0737 | 1.7635 | 0.69217 | 8066.5
Commercial | Infiltration Reduction - Air Sealing | 0.63881 | 1.1449 | N/A | 2.1601e-05 | 6.4144e-05 | 0.097657 | Residential | Energy Star Dehumidifier | 6.6917 | 0.37225 | N/A | 0.035168 | 0.0066615 | 214.4267 | [8 empty] | Commercial | Efficient Exhaust Hood | 3.084 | 0.54549 | 6.0737 | 1.7635 | 0.69217 | 8066.5
Commercial | Infiltration Reduction - Air Sealing | 0.48055 | 1.1449 | N/A | 1.625e-05 | 4.8254e-05 | 0.073464 | Residential | Energy Star Dehumidifier | 6.6917 | 0.37225 | N/A | 0.035168 | 0.0066615 | 214.4267 | [8 empty] | Commercial | Efficient Exhaust Hood | 3.084 | 0.54549 | 6.0737 | 1.7635 | 0.69217 | 8066.5
Commercial | Infiltration Reduction - Air Sealing | 0.12769 | 1.1449 | N/A | 4.3178e-06 | 1.2821e-05 | 0.01952 | Residential | Energy Star Dehumidifier | 6.6917 | 0.37225 | N/A | 0.035168 | 0.0066615 | 214.4267 | [8 empty] | Commercial | Efficient Exhaust Hood | 3.084 | 0.54549 | 6.0737 | 1.7635 | 0.69217 | 8066.5
Commercial | Infiltration Reduction - Air Sealing | 0.92706 | 1.1449 | N/A | 3.1349e-05 | 9.3089e-05 | 0.14172 | Residential | Energy Star Dehumidifier | 6.6917 | 0.37225 | N/A | 0.035168 | 0.0066615 | 214.4267 | [8 empty] | Commercial | Efficient Exhaust Hood | 3.084 | 0.54549 | 6.0737 | 1.7635 | 0.69217 | 8066.5
Commercial | Infiltration Reduction - Air Sealing | 0.68926 | 1.1449 | N/A | 2.3307e-05 | 6.921e-05 | 0.10537 | Residential | Energy Star Dehumidifier | 6.6917 | 0.37225 | N/A | 0.035168 | 0.0066615 | 214.4267 | [8 empty] | Commercial | Efficient Exhaust Hood | 3.084 | 0.54549 | 6.0737 | 1.7635 | 0.69217 | 8066.5
Commercial | Infiltration Reduction - Air Sealing | 0.30109 | 1.1449 | N/A | 1.0182e-05 | 3.0234e-05 | 0.046029 | Residential | Heat Pump Pool Heater | 4.2465 | 0.24406 | N/A | 0 | 0 | 9411.7647 | [8 empty] | Commercial | Efficient Exhaust Hood | 3.084 | 0.54549 | 6.0737 | 1.7635 | 0.69217 | 8066.5
Commercial | Infiltration Reduction - Air Sealing | 0.068763 | 1.1449 | N/A | 2.3252e-06 | 6.9047e-06 | 0.010512 | Residential | Heat Pump Pool Heater | 4.2465 | 0.24406 | N/A | 0 | 0 | 9411.7647 | [8 empty] | Commercial | Efficient Exhaust Hood | 3.084 | 0.54549 | 6.0737 | 1.7635 | 0.69217 | 8066.5
Commercial | Infiltration Reduction - Air Sealing | 0.19015 | 1.1449 | N/A | 6.4299e-06 | 1.9093e-05 | 0.029069 | Residential | Heat Pump Pool Heater | 4.2465 | 0.24406 | N/A | 0 | 0 | 9411.7647 | [8 empty] | Commercial | Efficient Exhaust Hood | 3.084 | 0.54549 | 6.0737 | 1.7635 | 0.69217 | 8066.5
Commercial | Infiltration Reduction - Air Sealing | 0.20758 | 1.1449 | N/A | 7.0193e-06 | 2.0844e-05 | 0.031733 | Residential | Heat Pump Pool Heater | 4.2465 | 0.24406 | N/A | 0 | 0 | 9411.7647 | [8 empty] | Commercial | Efficient Exhaust Hood | 3.084 | 0.54549 | 6.0737 | 1.7635 | 0.69217 | 8066.5
Commercial | Infiltration Reduction - Air Sealing | 0.1014 | 1.1449 | N/A | 3.4288e-06 | 1.0182e-05 | 0.015501 | Residential | Heat Pump Pool Heater | 4.2465 | 0.24406 | N/A | 0 | 0 | 9411.7647 | [8 empty] | Commercial | Efficient Exhaust Hood | 3.084 | 0.54549 | 6.0737 | 1.7635 | 0.69217 | 8066.5
Commercial | Infiltration Reduction - Air Sealing | 0.70589 | 1.1449 | N/A | 2.387e-05 | 7.088e-05 | 0.10791 | Residential | Heat Pump Pool Heater | 4.2465 | 0.24406 | N/A | 0 | 0 | 9411.7647 | [8 empty] | Commercial | Efficient Exhaust Hood | 3.084 | 0.54549 | 6.0737 | 1.7635 | 0.69217 | 8066.5
Commercial | Infiltration Reduction - Air Sealing | 0.19669 | 1.1449 | N/A | 6.6513e-06 | 1.9751e-05 | 0.030069 | Residential | Solar Pool Heater | 1.1923 | 0.24406 | N/A | 0 | 0 | 10130.719 | [8 empty] | Commercial | Energy Star Hot Food Holding Cabinet | 1.6267 | 0.52577 | 3.1933 | 0.31862 | 0.15417 | 1730.1
Commercial | Infiltration Reduction - Air Sealing | 0.10175 | 1.1449 | N/A | 3.4406e-06 | 1.0217e-05 | 0.015554 | Residential | Solar Pool Heater | 1.1923 | 0.24406 | N/A | 0 | 0 | 10130.719 | [8 empty] | Commercial | Energy Star Hot Food Holding Cabinet | 1.6267 | 0.52577 | 3.1933 | 0.31862 | 0.15417 | 1730.1
Commercial | Infiltration Reduction - Air Sealing | 0.6348 | 1.1449 | N/A | 2.1466e-05 | 6.3742e-05 | 0.097044 | Residential | Solar Pool Heater | 1.1923 | 0.24406 | N/A | 0 | 0 | 10130.719 | [8 empty] | Commercial | Energy Star Hot Food Holding Cabinet | 1.6267 | 0.52577 | 3.1933 | 0.31862 | 0.15417 | 1730.1
Commercial | Infiltration Reduction - Air Sealing | 0.47754 | 1.1449 | N/A | 1.6148e-05 | 4.7951e-05 | 0.073003 | Residential | Solar Pool Heater | 1.1923 | 0.24406 | N/A | 0 | 0 | 10130.719 | [8 empty] | Commercial | Energy Star Hot Food Holding Cabinet | 1.6267 | 0.52577 | 3.1933 | 0.31862 | 0.15417 | 1730.1
Commercial | Infiltration Reduction - Air Sealing | 0.12689 | 1.1449 | N/A | 4.2907e-06 | 1.2741e-05 | 0.019398 | Residential | Solar Pool Heater | 1.1923 | 0.24406 | N/A | 0 | 0 | 10130.719 | [8 empty] | Commercial | Energy Star Hot Food Holding Cabinet | 1.6267 | 0.52577 | 3.1933 | 0.31862 | 0.15417 | 1730.1
Commercial | Infiltration Reduction - Air Sealing | 0.92125 | 1.1449 | N/A | 3.1152e-05 | 9.2505e-05 | 0.14083 | Residential | Solar Pool Heater | 1.1923 | 0.24406 | N/A | 0 | 0 | 10130.719 | [8 empty] | Commercial | Energy Star Hot Food Holding Cabinet | 1.6267 | 0.52577 | 3.1933 | 0.31862 | 0.15417 | 1730.1
Commercial | Infiltration Reduction - Air Sealing | 0.68494 | 1.1449 | N/A | 2.3161e-05 | 6.8776e-05 | 0.10471 | Residential | Two Speed Pool Pump | 2.3367 | 0.57396 | N/A | 0.47376 | 0 | 871.725 | [8 empty] | Commercial | Energy Star Hot Food Holding Cabinet | 1.6267 | 0.52577 | 3.1933 | 0.31862 | 0.15417 | 1730.1
Commercial | Infiltration Reduction - Air Sealing | 0.29921 | 1.1449 | N/A | 1.0118e-05 | 3.0044e-05 | 0.045741 | Residential | Two Speed Pool Pump | 2.3367 | 0.57396 | N/A | 0.47376 | 0 | 871.725 | [8 empty] | Commercial | Energy Star Hot Food Holding Cabinet | 1.6267 | 0.52577 | 3.1933 | 0.31862 | 0.15417 | 1730.1
Commercial | Infiltration Reduction - Air Sealing | 0.068332 | 1.1449 | N/A | 2.3107e-06 | 6.8614e-06 | 0.010446 | Residential | Two Speed Pool Pump | 2.3367 | 0.57396 | N/A | 0.47376 | 0 | 871.725 | [8 empty] | Commercial | Energy Star Hot Food Holding Cabinet | 1.6267 | 0.52577 | 3.1933 | 0.31862 | 0.15417 | 1730.1
Commercial | Infiltration Reduction - Air Sealing | 0.18896 | 1.1449 | N/A | 6.3896e-06 | 1.8973e-05 | 0.028886 | Residential | Two Speed Pool Pump | 2.3367 | 0.57396 | N/A | 0.47376 | 0 | 871.725 | [8 empty] | Commercial | Energy Star Hot Food Holding Cabinet | 1.6267 | 0.52577 | 3.1933 | 0.31862 | 0.15417 | 1730.1
Commercial | Programmable Thermostat | 7.3852 | 3.3795 | N/A | -0.22094 | 20.6086 | 6897.6783 | Residential | Two Speed Pool Pump | 2.3367 | 0.57396 | N/A | 0.47376 | 0 | 871.725 | [8 empty] | Commercial | Energy Star Hot Food Holding Cabinet | 1.6267 | 0.52577 | 3.1933 | 0.31862 | 0.15417 | 1730.1
Commercial | Programmable Thermostat | 7.3852 | 3.3795 | N/A | -0.22094 | 20.6086 | 6897.6783 | Residential | Two Speed Pool Pump | 2.3367 | 0.57396 | N/A | 0.47376 | 0 | 871.725 | [8 empty] | Commercial | Energy Star Hot Food Holding Cabinet | 1.6267 | 0.52577 | 3.1933 | 0.31862 | 0.15417 | 1730.1
Commercial | Smart Thermostat | 13.1015 | 3.3795 | N/A | -0.61374 | 57.2461 | 19160.2176 | Residential | Variable Speed Pool Pump | 2.337 | 0.57396 | N/A | 1.432 | 0 | 2634.8667 | [8 empty] | Commercial | Energy Star Hot Food Holding Cabinet | 1.6267 | 0.52577 | 3.1933 | 0.31862 | 0.15417 | 1730.1
Commercial | Smart Thermostat | 13.1015 | 3.3795 | N/A | -0.61374 | 57.2461 | 19160.2176 | Residential | Variable Speed Pool Pump | 2.337 | 0.57396 | N/A | 1.432 | 0 | 2634.8667 | [8 empty] | Commercial | Energy Star Hot Food Holding Cabinet | 1.6267 | 0.52577 | 3.1933 | 0.31862 | 0.15417 | 1730.1
Commercial | Thermal Energy Storage | 1.1473 | 22.6074 | N/A | 3.9872 | 1.1505 | -633.7788 | Residential | Variable Speed Pool Pump | 2.337 | 0.57396 | N/A | 1.432 | 0 | 2634.8667 | [8 empty] | Commercial | Energy Star Hot Food Holding Cabinet | 1.6267 | 0.52577 | 3.1933 | 0.31862 | 0.15417 | 1730.1
Commercial | Thermal Energy Storage | 1.1473 | 22.6074 | N/A | 23.8142 | 6.8715 | -3785.3107 | Residential | Variable Speed Pool Pump | 2.337 | 0.57396 | N/A | 1.432 | 0 | 2634.8667 | [8 empty] | Commercial | Energy Star Hot Food Holding Cabinet | 1.6267 | 0.52577 | 3.1933 | 0.31862 | 0.15417 | 1730.1
Commercial | Thermal Energy Storage | 1.1473 | 22.6074 | N/A | 9.5997 | 2.77 | -1525.8839 | Residential | Variable Speed Pool Pump | 2.337 | 0.57396 | N/A | 1.432 | 0 | 2634.8667 | [8 empty] | Commercial | Energy Star Hot Food Holding Cabinet | 1.6267 | 0.52577 | 3.1933 | 0.31862 | 0.15417 | 1730.1
Commercial | Thermal Energy Storage | 1.1473 | 22.6074 | N/A | 16.7563 | 4.835 | -2663.437 | Residential | Variable Speed Pool Pump | 2.337 | 0.57396 | N/A | 1.432 | 0 | 2634.8667 | [8 empty] | Commercial | Energy Star Hot Food Holding Cabinet | 1.6267 | 0.52577 | 3.1933 | 0.31862 | 0.15417 | 1730.1
Commercial | Thermal Energy Storage | 1.1473 | 22.6074 | N/A | 174.5978 | 50.3796 | -27752.5944 | Residential | Removal of 2nd Refrigerator-Freezer | 11.9825 | 0.33948 | N/A | 0.10987 | 0.036607 | 1052.5805 | [8 empty] | Commercial | Energy Star Hot Food Holding Cabinet | 1.6267 | 0.52577 | 3.1933 | 0.31862 | 0.15417 | 1730.1
Commercial | Thermal Energy Storage | 1.1473 | 22.6074 | N/A | 19.3704 | 5.5893 | -3078.9615 | Residential | Removal of 2nd Refrigerator-Freezer | 11.9825 | 0.33948 | N/A | 0.10987 | 0.036607 | 1052.5805 | [8 empty] | Commercial | Energy Star Hot Food Holding Cabinet | 1.6267 | 0.52577 | 3.1933 | 0.31862 | 0.15417 | 1730.1
Commercial | Thermal Energy Storage | 1.1473 | 22.6074 | N/A | 15.89 | 4.585 | -2525.7458 | Residential | Removal of 2nd Refrigerator-Freezer | 11.9825 | 0.33948 | N/A | 0.10987 | 0.036607 | 1052.5805 | [8 empty] | Commercial | Energy Star Hot Food Holding Cabinet | 1.6267 | 0.52577 | 3.1933 | 0.31862 | 0.15417 | 1730.1
Commercial | Thermal Energy Storage | 1.1473 | 22.6074 | N/A | 184.6717 | 53.2863 | -29353.8464 | Residential | Removal of 2nd Refrigerator-Freezer | 11.9825 | 0.33948 | N/A | 0.10987 | 0.036607 | 1052.5805 | [8 empty] | Commercial | Energy Star Hot Food Holding Cabinet | 1.6267 | 0.52577 | 3.1933 | 0.31862 | 0.15417 | 1730.1
Commercial | Thermal Energy Storage | 1.1473 | 22.6074 | N/A | 13.8043 | 3.9832 | -2194.2113 | Residential | Removal of 2nd Refrigerator-Freezer | 11.9825 | 0.33948 | N/A | 0.10987 | 0.036607 | 1052.5805 | [8 empty] | Commercial | Energy Star Hot Food Holding Cabinet | 1.6267 | 0.52577 | 3.1933 | 0.31862 | 0.15417 | 1730.1
Commercial | Thermal Energy Storage | 1.1473 | 22.6074 | N/A | 10.0029 | 2.8863 | -1589.9803 | Residential | Removal of 2nd Refrigerator-Freezer | 11.9825 | 0.33948 | N/A | 0.10987 | 0.036607 | 1052.5805 | [8 empty] | Commercial | Energy Star Hot Food Holding Cabinet | 1.6267 | 0.52577 | 3.1933 | 0.31862 | 0.15417 | 1730.1
Commercial | Thermal Energy Storage | 1.1473 | 22.6074 | N/A | 4.369 | 1.2607 | -694.4647 | Residential | Faucet Aerator | 18.5746 | 0.47746 | N/A | 0.0062696 | 0.013496 | 69.6077 | [8 empty] | Commercial | Energy Star Hot Food Holding Cabinet | 1.6267 | 0.52577 | 3.1933 | 0.31862 | 0.15417 | 1730.1
Commercial | Thermal Energy Storage | 1.1473 | 22.6074 | N/A | 16.3275 | 4.7112 | -2595.2794 | Residential | Faucet Aerator | 14.6008 | 0.47746 | N/A | 0.0049283 | 0.010609 | 54.7162 | [8 empty] | Commercial | Energy Star Hot Food Holding Cabinet | 1.6267 | 0.52577 | 3.1933 | 0.31862 | 0.15417 | 1730.1
Commercial | Thermal Energy Storage | 1.1473 | 22.6074 | N/A | 1.622 | 0.46802 | -257.8161 | Residential | Faucet Aerator | 14.4844 | 0.47746 | N/A | 0.004889 | 0.010524 | 54.28 | [8 empty] | Commercial | Heat Pump Water Heater | 3.466 | 0.5393 | 6.9907 | 0.79397 | 0.52808 | 4698.2135
Commercial | Thermal Energy Storage | 1.1473 | 22.6074 | N/A | 3.9872 | 1.1505 | -633.7788 | Residential | Faucet Aerator | 7.7394 | 0.47746 | N/A | 0.0026123 | 0.0056233 | 29.0032 | [8 empty] | Commercial | Heat Pump Water Heater | 1.5281 | 0.5393 | 2.9129 | 0.33083 | 0.22004 | 1957.6319
Commercial | Thermal Energy Storage | 1.1473 | 22.6074 | N/A | 23.8142 | 6.8715 | -3785.3107 | Residential | Faucet Aerator | 6.0837 | 0.47746 | N/A | 0.0020535 | 0.0044203 | 22.7984 | [8 empty] | Commercial | Heat Pump Water Heater | 3.466 | 0.5393 | 6.9907 | 0.79397 | 0.52808 | 4698.2135
Commercial | Thermal Energy Storage | 1.1473 | 22.6074 | N/A | 9.5997 | 2.77 | -1525.8839 | Residential | Faucet Aerator | 6.0352 | 0.47746 | N/A | 0.0020371 | 0.0043851 | 22.6167 | [8 empty] | Commercial | Heat Pump Water Heater | 1.5281 | 0.5393 | 2.9129 | 0.33083 | 0.22004 | 1957.6319
Commercial | Thermal Energy Storage | 1.1473 | 22.6074 | N/A | 16.7563 | 4.835 | -2663.437 | Residential | Hot Water Pipe Insulation | 6.577 | 0.47746 | N/A | 0.01332 | 0.028672 | 147.8828 | [8 empty] | Commercial | Solar Water Heater | 1.018 | 0.37247 | 2.8055 | 9.4793 | 1.3308 | 126827.5691
Commercial | Thermal Energy Storage | 1.1473 | 22.6074 | N/A | 174.5978 | 50.3796 | -27752.5944 | Residential | Hot Water Pipe Insulation | 5.6353 | 0.47746 | N/A | 0.011413 | 0.024567 | 126.7083 | [8 empty] | Commercial | Solar Water Heater | 1.1822 | 0.37247 | 3.2798 | 16.6232 | 2.3338 | 222407.7661
Commercial | Thermal Energy Storage | 1.1473 | 22.6074 | N/A | 19.3704 | 5.5893 | -3078.9615 | Residential | Hot Water Pipe Insulation | 8.3389 | 0.47746 | N/A | 0.016888 | 0.036353 | 187.4977 | [8 empty] | Commercial | Solar Water Heater | 1.3946 | 0.37247 | 3.9032 | 32.9716 | 4.629 | 441139.3708
Commercial | Thermal Energy Storage | 1.1473 | 22.6074 | N/A | 15.89 | 4.585 | -2525.7458 | Residential | Hot Water Pipe Insulation | 6.577 | 0.47746 | N/A | 0.01332 | 0.028672 | 147.8828 | [8 empty] | Commercial | Solar Water Heater | 1.3946 | 0.37247 | 3.9032 | 3.9566 | 0.55548 | 52936.7245
Commercial | Thermal Energy Storage | 1.1473 | 22.6074 | N/A | 184.6717 | 53.2863 | -29353.8464 | Residential | Hot Water Pipe Insulation | 5.6353 | 0.47746 | N/A | 0.011413 | 0.024567 | 126.7083 | [8 empty] | Commercial | Solar Water Heater | 1.3119 | 0.37247 | 3.6593 | 24.7287 | 3.4718 | 330854.5281
Commercial | Thermal Energy Storage | 1.1473 | 22.6074 | N/A | 13.8043 | 3.9832 | -2194.2113 | Residential | Hot Water Pipe Insulation | 8.3389 | 0.47746 | N/A | 0.016888 | 0.036353 | 187.4977 | [8 empty] | Commercial | Solar Water Heater | 1.2194 | 0.37247 | 3.3882 | 3.4345 | 0.48219 | 45952.0178
Commercial | Thermal Energy Storage | 1.1473 | 22.6074 | N/A | 10.0029 | 2.8863 | -1589.9803 | Residential | Low Flow Showerhead | 33.7373 | 0.47746 | N/A | 0.026571 | 0.057197 | 295.0025 | [8 empty] | Commercial | Solar Water Heater | 1.018 | 0.37247 | 2.8055 | 9.4793 | 1.3308 | 126827.5691
Commercial | Thermal Energy Storage | 1.1473 | 22.6074 | N/A | 4.369 | 1.2607 | -694.4647 | Residential | Low Flow Showerhead | 26.5198 | 0.47746 | N/A | 0.020887 | 0.044961 | 231.8914 | [8 empty] | Commercial | Solar Water Heater | 1.1822 | 0.37247 | 3.2798 | 16.6232 | 2.3338 | 222407.7661
Commercial | Thermal Energy Storage | 1.1473 | 22.6074 | N/A | 16.3275 | 4.7112 | -2595.2794 | Residential | Low Flow Showerhead | 26.3083 | 0.47746 | N/A | 0.02072 | 0.044602 | 230.0428 | [8 empty] | Commercial | Solar Water Heater | 1.3946 | 0.37247 | 3.9032 | 32.9716 | 4.629 | 441139.3708
Commercial | Thermal Energy Storage | 1.1473 | 22.6074 | N/A | 1.622 | 0.46802 | -257.8161 | Residential | Low Flow Showerhead | 33.7373 | 0.47746 | N/A | 0.026571 | 0.057197 | 295.0025 | [8 empty] | Commercial | Solar Water Heater | 1.3946 | 0.37247 | 3.9032 | 3.9566 | 0.55548 | 52936.7245
Commercial | ENERGY STAR certified buildings program | 6.552 | 1.144 | N/A | 11.4107 | 22.1093 | 36958.0211 | Residential | Low Flow Showerhead | 26.5198 | 0.47746 | N/A | 0.020887 | 0.044961 | 231.8914 | [8 empty] | Commercial | Solar Water Heater | 1.3119 | 0.37247 | 3.6593 | 24.7287 | 3.4718 | 330854.5281
Commercial | ENERGY STAR certified buildings program | 1.5116 | 1.144 | N/A | 18.8877 | 36.5968 | 61175.4055 | Residential | Low Flow Showerhead | 26.3083 | 0.47746 | N/A | 0.02072 | 0.044602 | 230.0428 | [8 empty] | Commercial | Solar Water Heater | 1.2194 | 0.37247 | 3.3882 | 3.4345 | 0.48219 | 45952.0178
Commercial | ENERGY STAR certified buildings program | 6.3325 | 1.144 | N/A | 11.89 | 23.038 | 38510.4852 | Residential | Thermostatic Shower Restriction Valve | 2.4762 | 0.47746 | N/A | 0.0083443 | 0.017962 | 92.6413 | [8 empty] | Commercial | High Efficiency HID Lighting | 1.1227 | 0.31172 | 3.7466 | 0 | 0 | 484.169
Commercial | ENERGY STAR certified buildings program | 1.2277 | 1.144 | N/A | 5.1933 | 10.0625 | 16820.441 | Residential | Thermostatic Shower Restriction Valve | 1.9465 | 0.47746 | N/A | 0.0065592 | 0.014119 | 72.8222 | [8 empty] | Commercial | High Efficiency HID Lighting | 1.1227 | 0.31172 | 3.7466 | 0 | 0 | 484.169
Commercial | ENERGY STAR certified buildings program | 6.552 | 1.144 | N/A | 11.4107 | 22.1093 | 36958.0211 | Residential | Thermostatic Shower Restriction Valve | 1.931 | 0.47746 | N/A | 0.0065069 | 0.014007 | 72.2416 | [8 empty] | Commercial | High Efficiency HID Lighting | 1.1227 | 0.31172 | 3.7466 | 0 | 0 | 484.169
Commercial | ENERGY STAR certified buildings program | 1.5116 | 1.144 | N/A | 18.8877 | 36.5968 | 61175.4055 | Residential | Thermostatic Shower Restriction Valve | 2.4762 | 0.47746 | N/A | 0.0083443 | 0.017962 | 92.6413 | [8 empty] | Commercial | High Efficiency HID Lighting | 1.1227 | 0.31172 | 3.7466 | 0 | 0 | 484.169
Commercial | ENERGY STAR certified buildings program | 6.3325 | 1.144 | N/A | 11.89 | 23.038 | 38510.4852 | Residential | Thermostatic Shower Restriction Valve | 1.9465 | 0.47746 | N/A | 0.0065592 | 0.014119 | 72.8222 | [8 empty] | Commercial | High Efficiency HID Lighting | 1.1227 | 0.31172 | 3.7466 | 0 | 0 | 484.169
Commercial | ENERGY STAR certified buildings program | 1.2277 | 1.144 | N/A | 5.1933 | 10.0625 | 16820.441 | Residential | Thermostatic Shower Restriction Valve | 1.931 | 0.47746 | N/A | 0.0065069 | 0.014007 | 72.2416 | [8 empty] | Commercial | High Efficiency HID Lighting | 1.1227 | 0.31172 | 3.7466 | 0 | 0 | 484.169
Commercial | Retro-Commissioning | 56.6014 | 1.144 | N/A | 14.4255 | 27.951 | 46722.91 | Residential | Water Heater Blanket | 1.2583 | 0.47746 | N/A | 0.023774 | 0.051176 | 263.9459 | [8 empty] | Commercial | High Efficiency HID Lighting | 1.1227 | 0.31172 | 3.7466 | 0 | 0 | 484.169
Commercial | Retro-Commissioning | 13.0583 | 1.144 | N/A | 23.8781 | 46.2663 | 77338.89 | Residential | Water Heater Blanket | 1.2583 | 0.47746 | N/A | 0.023774 | 0.051176 | 263.9459 | [8 empty] | Commercial | High Efficiency HID Lighting | 1.1227 | 0.31172 | 3.7466 | 0 | 0 | 484.169
Commercial | Retro-Commissioning | 54.7053 | 1.144 | N/A | 15.0315 | 29.1251 | 48685.54 | Residential | Water Heater Blanket | 1.2583 | 0.47746 | N/A | 0.023774 | 0.051176 | 263.9459 | [8 empty] | Commercial | High Efficiency HID Lighting | 1.1227 | 0.31172 | 3.7466 | 0 | 0 | 484.169
Commercial | Retro-Commissioning | 10.6062 | 1.144 | N/A | 6.5654 | 12.7211 | 21264.66 | Residential | Water Heater Blanket | 1.2037 | 0.47746 | N/A | 0.022742 | 0.048955 | 252.4943 | [8 empty] | Commercial | High Efficiency HID Lighting | 1.1227 | 0.31172 | 3.7466 | 0 | 0 | 484.169
Commercial | Retro-Commissioning | 56.6014 | 1.144 | N/A | 14.4255 | 27.951 | 46722.91 | Residential | Water Heater Blanket | 1.2037 | 0.47746 | N/A | 0.022742 | 0.048955 | 252.4943 | [8 empty] | Commercial | High Efficiency HID Lighting | 1.1227 | 0.31172 | 3.7466 | 0 | 0 | 484.169
Commercial | Retro-Commissioning | 13.0583 | 1.144 | N/A | 23.8781 | 46.2663 | 77338.89 | Residential | Water Heater Blanket | 1.2037 | 0.47746 | N/A | 0.022742 | 0.048955 | 252.4943 | [8 empty] | Commercial | High Efficiency HID Lighting | 1.1227 | 0.31172 | 3.7466 | 0 | 0 | 484.169
Commercial | Retro-Commissioning | 54.7053 | 1.144 | N/A | 15.0315 | 29.1251 | 48685.54 | Residential | Water Heater Thermostat Setback | 17.749 | 0.47746 | N/A | 0.003295 | 0.0070929 | 36.5826 | [8 empty] | Commercial | High Efficiency HID Lighting | 1.1227 | 0.31172 | 3.7466 | 0 | 0 | 484.169
Commercial | Retro-Commissioning | 10.6062 | 1.144 | N/A | 6.5654 | 12.7211 | 21264.66 | Residential | Water Heater Thermostat Setback | 17.749 | 0.47746 | N/A | 0.003295 | 0.0070929 | 36.5826 | [8 empty] | Commercial | High Efficiency HID Lighting | 1.1227 | 0.31172 | 3.7466 | 0 | 0 | 484.169
Commercial | Central air conditioner - Load Shed | 99.9 | 99.9 | N/A | 0.65573 | 0 | 0 | Residential | Water Heater Thermostat Setback | 17.749 | 0.47746 | N/A | 0.003295 | 0.0070929 | 36.5826 | [8 empty] | Commercial | High Efficiency HID Lighting | 1.1227 | 0.31172 | 3.7466 | 0 | 0 | 484.169
Commercial | Central air conditioner - Load Shed | 99.9 | 99.9 | N/A | 1.3681 | 0 | 0 | Residential | Water Heater Thermostat Setback | 17.749 | 0.47746 | N/A | 0.003295 | 0.0070929 | 36.5826 | [8 empty] | Commercial | High Efficiency HID Lighting | 1.1227 | 0.31172 | 3.7466 | 0 | 0 | 484.169
Commercial | Central air conditioner - Load Shed | 99.9 | 99.9 | N/A | 1.7895 | 0 | 0 | Residential | Water Heater Thermostat Setback | 17.749 | 0.47746 | N/A | 0.003295 | 0.0070929 | 36.5826 | [8 empty] | Commercial | High Efficiency HID Lighting | 1.1227 | 0.31172 | 3.7466 | 0 | 0 | 484.169
Commercial | Central air conditioner - Load Shed | 99.9 | 99.9 | N/A | 4.8114 | 0 | 0 | Residential | Water Heater Thermostat Setback | 17.749 | 0.47746 | N/A | 0.003295 | 0.0070929 | 36.5826 | [8 empty] | Commercial | High Efficiency HID Lighting | 1.1227 | 0.31172 | 3.7466 | 0 | 0 | 484.169
Commercial | Central air conditioner - 50% cycling | 99.9 | 99.9 | N/A | 0.32786 | 0 | 0 | Residential | Smart Power Strip | 3.5194 | 0.39015 | N/A | 0.0059262 | 0.0046242 | 53.801 | [8 empty] | Commercial | High Efficiency HID Lighting | 1.1227 | 0.31172 | 3.7466 | 0 | 0 | 484.169
Commercial | Central air conditioner - 50% cycling | 99.9 | 99.9 | N/A | 0.68406 | 0 | 0 | Residential | Smart Power Strip | 3.5194 | 0.39015 | N/A | 0.0059262 | 0.0046242 | 53.801 | [8 empty] | Commercial | High Efficiency HID Lighting | 1.1227 | 0.31172 | 3.7466 | 0 | 0 | 484.169
Commercial | Central air conditioner - 50% cycling | 99.9 | 99.9 | N/A | 0.89473 | 0 | 0 | Residential | Smart Power Strip | 3.5194 | 0.39015 | N/A | 0.0059262 | 0.0046242 | 53.801 | [8 empty] | Commercial | High Efficiency HID Lighting | 1.1227 | 0.31172 | 3.7466 | 0 | 0 | 484.169
Commercial | Central air conditioner - 50% cycling | 99.9 | 99.9 | N/A | 2.4057 | 0 | 0 | Residential | Smart Power Strip | 3.5194 | 0.39015 | N/A | 0.0059262 | 0.0046242 | 53.801 | [8 empty] | Commercial | High Efficiency HID Lighting | 1.1227 | 0.31172 | 3.7466 | 0 | 0 | 484.169
Commercial | Smart thermostats - Utility Installation | 99.9 | 2.6458 | N/A | 0.32786 | 0.15035 | 162.3395 | Residential | Smart Power Strip | 3.5194 | 0.39015 | N/A | 0.0059262 | 0.0046242 | 53.801 | [8 empty] | Commercial | High Efficiency HID Lighting | 1.1227 | 0.31172 | 3.7466 | 0 | 0 | 484.169
Commercial | Smart thermostats - Utility Installation | 99.9 | 1.7796 | N/A | 0.68406 | 0.41605 | 611.4372 | Residential | Smart Power Strip | 3.5194 | 0.39015 | N/A | 0.0059262 | 0.0046242 | 53.801 | [8 empty] | Commercial | High Efficiency HID Lighting | 1.1227 | 0.31172 | 3.7466 | 0 | 0 | 484.169
Commercial | Smart thermostats - Utility Installation | 99.9 | 1.559 | N/A | 0.89473 | 0.58829 | 978.3377 | Residential | Air Sealing-Infiltration Control | 1.4021 | 0.81229 | N/A | 0.20819 | 0.23002 | 595.5471 | [8 empty] | Commercial | High Efficiency HID Lighting | 1.1227 | 0.31172 | 3.7466 | 0 | 0 | 484.169
Commercial | Smart thermostats - Utility Installation | 99.9 | 1.5078 | N/A | 2.4057 | 0.75244 | 2024.9782 | Residential | Air Sealing-Infiltration Control | 1.6587 | 0.87674 | N/A | 0.10084 | 0.1994 | 387.27 | [8 empty] | Commercial | High Efficiency HID Lighting | 1.1227 | 0.31172 | 3.7466 | 0 | 0 | 484.169
Commercial | Smart thermostats - BYOT | 99.9 | 99.9 | N/A | 0.32786 | 0.15035 | 0 | Residential | Air Sealing-Infiltration Control | 2.4093 | 0.89309 | N/A | 0.13851 | 0.31897 | 582.57 | [8 empty] | Commercial | LED Exterior Lighting | 1.1893 | 0.31172 | 3.9817 | 0 | 0 | 763.42
Commercial | Smart thermostats - BYOT | 99.9 | 99.9 | N/A | 0.68406 | 0.41605 | 0 | Residential | Ceiling Insulation(R12 to R38) | 1.4848 | 0.88455 | N/A | 0.2849 | 0.39813 | 843 | [8 empty] | Commercial | LED Exterior Lighting | 1.1893 | 0.31172 | 3.9817 | 0 | 0 | 763.42
Commercial | Smart thermostats - BYOT | 99.9 | 99.9 | N/A | 0.89473 | 0.58829 | 0 | Residential | Ceiling Insulation(R12 to R38) | 1.1069 | 0.88455 | N/A | 0.17642 | 0.24653 | 522 | [8 empty] | Commercial | LED Exterior Lighting | 1.1893 | 0.31172 | 3.9817 | 0 | 0 | 763.42
Commercial | Smart thermostats - BYOT | 99.9 | 99.9 | N/A | 2.4057 | 0.75244 | 0 | Residential | Ceiling Insulation(R12 to R38) | 1.0396 | 0.88455 | N/A | 0.1748 | 0.24426 | 517.2 | [8 empty] | Commercial | LED Exterior Lighting | 1.1893 | 0.31172 | 3.9817 | 0 | 0 | 763.42
Commercial | CPP + Tech | 99.9 | 3.0958 | N/A | 0.32786 | 0.22111 | 162.3395 | Residential | Ceiling Insulation(R12 to R38) | 1.4848 | 0.88455 | N/A | 0.2849 | 0.39813 | 843 | [8 empty] | Commercial | LED Exterior Lighting | 1.1893 | 0.31172 | 3.9817 | 0 | 0 | 763.42
Commercial | CPP + Tech | 99.9 | 2.1102 | N/A | 0.68406 | 0.61184 | 611.4372 | Residential | Ceiling Insulation(R12 to R38) | 1.1069 | 0.88455 | N/A | 0.17642 | 0.24653 | 522 | [8 empty] | Commercial | LED Exterior Lighting | 1.1893 | 0.31172 | 3.9817 | 0 | 0 | 763.42
Commercial | CPP + Tech | 99.9 | 1.8512 | N/A | 0.89473 | 0.86513 | 978.3377 | Residential | Ceiling Insulation(R12 to R38) | 1.0396 | 0.88455 | N/A | 0.1748 | 0.24426 | 517.2 | [8 empty] | Commercial | LED Exterior Lighting | 1.1893 | 0.31172 | 3.9817 | 0 | 0 | 763.42
Commercial | CPP + Tech | 99.9 | 1.6883 | N/A | 2.4057 | 1.1065 | 2024.9782 | Residential | Ceiling Insulation(R2 to R38) | 4.3925 | 0.82098 | N/A | 0.81093 | 1.4913 | 3236 | [8 empty] | Commercial | LED Exterior Lighting | 1.1893 | 0.31172 | 3.9817 | 0 | 0 | 763.42
Commercial | Central Heating - Load Shed | 99.9 | 99.9 | N/A | 0 | 0.70755 | 0 | Residential | Ceiling Insulation(R2 to R38) | 3.1851 | 0.82098 | N/A | 0.48841 | 0.89818 | 1949 | [8 empty] | Commercial | LED Exterior Lighting | 1.1893 | 0.31172 | 3.9817 | 0 | 0 | 763.42
Commercial | Central Heating - Load Shed | 99.9 | 99.9 | N/A | 0 | 1.9579 | 0 | Residential | Ceiling Insulation(R2 to R38) | 3.1099 | 0.82098 | N/A | 0.5031 | 0.92519 | 2007.61 | [8 empty] | Commercial | LED Exterior Lighting | 1.1893 | 0.31172 | 3.9817 | 0 | 0 | 763.42
Commercial | Central Heating - Load Shed | 99.9 | 99.9 | N/A | 0 | 2.7684 | 0 | Residential | Ceiling Insulation(R2 to R38) | 4.3925 | 0.82098 | N/A | 0.81093 | 1.4913 | 3236 | [8 empty] | Commercial | LED Exterior Lighting | 1.1893 | 0.31172 | 3.9817 | 0 | 0 | 763.42
Commercial | Central Heating - Load Shed | 99.9 | 99.9 | N/A | 0 | 3.5409 | 0 | Residential | Ceiling Insulation(R2 to R38) | 3.1851 | 0.82098 | N/A | 0.48841 | 0.89818 | 1949 | [8 empty] | Commercial | LED Exterior Lighting | 1.1893 | 0.31172 | 3.9817 | 0 | 0 | 763.42
Commercial | Central Heating - 50% cycling | 99.9 | 99.9 | N/A | 0 | 0.35377 | 0 | Residential | Ceiling Insulation(R2 to R38) | 3.1099 | 0.82098 | N/A | 0.5031 | 0.92519 | 2007.61 | [8 empty] | Commercial | LED Exterior Lighting | 1.1893 | 0.31172 | 3.9817 | 0 | 0 | 763.42
Commercial | Central Heating - 50% cycling | 99.9 | 99.9 | N/A | 0 | 0.97894 | 0 | Residential | Central AC Tune Up | 1.1108 | 0.6188 | N/A | 0.11566 | 0 | 187.352 | [8 empty] | Commercial | LED Exterior Lighting | 1.1893 | 0.31172 | 3.9817 | 0 | 0 | 763.42
Commercial | Central Heating - 50% cycling | 99.9 | 99.9 | N/A | 0 | 1.3842 | 0 | Residential | Duct Repair | 3.9326 | 0.81229 | N/A | 0.27758 | 0.3067 | 794.0628 | [8 empty] | Commercial | LED Exterior Lighting | 1.1893 | 0.31172 | 3.9817 | 0 | 0 | 763.42
Commercial | Central Heating - 50% cycling | 99.9 | 99.9 | N/A | 0 | 1.7704 | 0 | Residential | Duct Repair | 2.7602 | 0.87674 | N/A | 0.13446 | 0.26586 | 516.36 | [8 empty] | Commercial | LED Exterior Lighting | 1.1893 | 0.31172 | 3.9817 | 0 | 0 | 763.42
Industrial | Plant Energy Management | 59.4183 | 1.099 | N/A | 97.9802 | 350.8269 | 720610.27 | Residential | Duct Repair | 4.2296 | 0.89309 | N/A | 0.18468 | 0.4253 | 776.76 | [8 empty] | Commercial | LED Exterior Lighting | 1.1893 | 0.31172 | 3.9817 | 0 | 0 | 763.42
Industrial | Pump Improved Controls | 21.7891 | 1.1094 | N/A | 4.8924 | 18.0252 | 36331.4831 | Residential | Energy Star Certified Roof Products | 99.9 | 0.81229 | N/A | 0.28915 | 0.31948 | 827.1488 | [8 empty] | Commercial | LED Exterior Lighting | 1.1893 | 0.31172 | 3.9817 | 0 | 0 | 763.42
Industrial | Motor Improved Controls | 35.5545 | 3.0069 | N/A | 8.166 | 123.3881 | 60641.0516 | Residential | Energy Star Certified Roof Products | 99.9 | 0.87674 | N/A | 0.14006 | 0.27694 | 537.875 | [8 empty] | Commercial | LED Exterior Lighting | 1.1893 | 0.31172 | 3.9817 | 0 | 0 | 763.42
Industrial | Lighting Controls | 16.4169 | 1.8551 | N/A | 7.5012 | 57.5708 | 52552.657 | Residential | Energy Star Certified Roof Products | 99.9 | 0.89309 | N/A | 0.19238 | 0.44302 | 809.125 | [8 empty] | Commercial | LED Exterior Lighting | 1.1893 | 0.31172 | 3.9817 | 0 | 0 | 763.42
Industrial | Building Envelope Improvements | 12.3909 | 1.1052 | N/A | 4.9109 | 16.8114 | 34473.6184 | Residential | Energy Star Certified Roof Products | 99.9 | 0.81229 | N/A | 0.28915 | 0.31948 | 827.1488 | [8 empty] | Commercial | LED Exterior Lighting | 1.1893 | 0.31172 | 3.9817 | 0 | 0 | 763.42
Industrial | Process Heat Improved Controls | 3.1438 | 2.416 | N/A | 1.1092 | 12.5168 | 8056.6975 | Residential | Energy Star Certified Roof Products | 99.9 | 0.87674 | N/A | 0.14006 | 0.27694 | 537.875 | [8 empty] | Commercial | LED Exterior Lighting | 1.1893 | 0.31172 | 3.9817 | 0 | 0 | 763.42
Industrial | Process Refrig Controls | 24.7238 | 1.3086 | N/A | 12.2553 | 58.3691 | 89017.8698 | Residential | Energy Star Certified Roof Products | 99.9 | 0.89309 | N/A | 0.19238 | 0.44302 | 809.125 | [8 empty] | Commercial | LED Exterior Lighting | 1.1893 | 0.31172 | 3.9817 | 0 | 0 | 763.42
Industrial | Pump Improved Controls | 27.1634 | 1.383 | N/A | 0.61882 | 3.2995 | 4595.4201 | Residential | Energy Star Windows | 1.1403 | 0.61691 | N/A | 0.04998 | 0.12762 | 396.8827 | [8 empty] | Commercial | LED Exterior Lighting | 1.1893 | 0.31172 | 3.9817 | 0 | 0 | 763.42
Industrial | Motor Improved Controls | 137.1976 | 11.3538 | N/A | 8.9891 | 587.6064 | 66753.4475 | Residential | Energy Star Windows | 1.1403 | 0.61691 | N/A | 0.04998 | 0.12762 | 396.8827 | [8 empty] | Commercial | LED Exterior Lighting | 1.1893 | 0.31172 | 3.9817 | 0 | 0 | 763.42
Industrial | Lighting Controls | 14.7168 | 1.6431 | N/A | 1.0953 | 7.087 | 7673.2034 | Residential | Energy Star Windows | 1.1403 | 0.61691 | N/A | 0.04998 | 0.12762 | 396.8827 | [8 empty] | Commercial | LED Exterior Lighting | 1.1893 | 0.31172 | 3.9817 | 0 | 0 | 763.42
Industrial | Compressed Air Controls | 25.4205 | 1.1219 | N/A | 1.0887 | 4.0931 | 8084.9444 | Residential | Heat Pump Tune Up | 2.5749 | 0.81229 | N/A | 0.11566 | 0.12779 | 330.8595 | [8 empty] | Commercial | High Efficiency Chiller (Air Cooled, 50 tons) | 2.2291 | 0.78499 | 3.0023 | 3.8818 | 3.9394 | 13638.7281
Industrial | Process Other Systems Optimization | 12.8347 | 1.2273 | N/A | 0.52643 | 2.255 | 3823.7724 | Residential | Heat Pump Tune Up | 1.8073 | 0.87674 | N/A | 0.056024 | 0.11078 | 215.15 | [8 empty] | Commercial | High Efficiency Chiller (Air Cooled, 50 tons) | 2.4512 | 0.78499 | 3.3308 | 4.3065 | 4.3704 | 15130.9532
Industrial | Process Heat Improved Controls | 1.6512 | 1.1825 | N/A | 0.61817 | 2.485 | 4490.1507 | Residential | Heat Pump Tune Up | 2.7694 | 0.89309 | N/A | 0.076952 | 0.17721 | 323.65 | [8 empty] | Commercial | High Efficiency Chiller (Air Cooled, 50 tons) | 1.2778 | 0.78499 | 1.6585 | 2.1443 | 2.1761 | 7534.1712
Industrial | Pump Improved Controls | 30.1259 | 1.5338 | N/A | 0.41041 | 2.561 | 3047.7215 | Residential | Home Energy Management System | 1.0048 | 0.4136 | N/A | 0.10672 | 0.057972 | 697.3117 | [8 empty] | Commercial | High Efficiency Chiller (Air Cooled, 50 tons) | 4.4276 | 0.78499 | 6.5329 | 8.4466 | 8.5719 | 29677.5385
Industrial | Lighting Controls | 17.904 | 2.0642 | N/A | 1.6662 | 14.7675 | 11673.4857 | Residential | Home Energy Management System | 1.116 | 0.4136 | N/A | 0.11854 | 0.064389 | 774.5016 | [8 empty] | Commercial | High Efficiency Chiller (Air Cooled, 50 tons) | 4.2301 | 0.78499 | 6.1883 | 8.0011 | 8.1198 | 28112.2675
Industrial | Compressed Air Controls | 69.022 | 1.6895 | N/A | 0.54102 | 3.8831 | 4017.67 | Residential | Home Energy Management System | 1.0331 | 0.42525 | N/A | 0.10627 | 0.067088 | 697.3117 | [8 empty] | Commercial | High Efficiency Chiller (Air Cooled, 50 tons) | 1.2508 | 0.78499 | 1.6217 | 2.0968 | 2.1279 | 7367.2089
Industrial | Process Other Systems Optimization | 57.8354 | 5.4408 | N/A | 0.12282 | 3.5742 | 892.1452 | Residential | Home Energy Management System | 1.1475 | 0.42525 | N/A | 0.11803 | 0.074515 | 774.5016 | [8 empty] | Commercial | High Efficiency Chiller (Air Cooled, 50 tons) | 3.4971 | 0.78499 | 4.9594 | 6.4122 | 6.5073 | 22529.4675
Industrial | Process Heat Improved Controls | 5.5361 | 3.9645 | N/A | 0.26529 | 5.4133 | 1926.9622 | Residential | Programmable Thermostat | 1.4113 | 0.24406 | N/A | 0 | 0 | 113.8157 | [8 empty] | Commercial | High Efficiency Chiller (Air Cooled, 50 tons) | 1.2913 | 0.78499 | 1.6769 | 2.1681 | 2.2003 | 7617.6523
Industrial | Process Refrig Controls | 1.6974 | 1.1919 | N/A | 1.1512 | 4.6917 | 8361.6349 | Residential | Programmable Thermostat | 1.3806 | 0.24406 | N/A | 0 | 0 | 111.3356 | [8 empty] | Commercial | High Efficiency Chiller (Air Cooled, 50 tons) | 2.4835 | 0.78499 | 3.379 | 4.3689 | 4.4337 | 15350.0911
Industrial | Pump Improved Controls | 58.4352 | 2.9752 | N/A | 2.5443 | 37.9578 | 18894.085 | Residential | Wall Insulation | 1.1194 | 0.98025 | N/A | 0.10063 | 0.61978 | 859 | [8 empty] | Commercial | High Efficiency Chiller (Air Cooled, 50 tons) | 3.439 | 0.78499 | 4.8652 | 6.2904 | 6.3837 | 22101.6268
Industrial | Motor Improved Controls | 87.8494 | 3.4501 | N/A | 6.9278 | 123.1664 | 51446.0883 | Residential | ENERGY STAR Certified Home | 1.0315 | 0.57047 | N/A | 1.9801 | 0.60051 | 5378.2595 | [8 empty] | Commercial | High Efficiency Chiller (Air Cooled, 50 tons) | 2.7704 | 0.78499 | 3.8132 | 4.9302 | 5.0033 | 17322.3326
Industrial | Lighting Controls | 8.6966 | 1.2111 | N/A | 7.082 | 28.4428 | 49615.3661 | Residential | ENERGY STAR Certified Home | 1.0315 | 0.57047 | N/A | 1.9801 | 0.60051 | 5378.2595 | [8 empty] | Commercial | High Efficiency Chiller (Air Cooled, 50 tons) | 2.4404 | 0.78499 | 3.3147 | 4.2857 | 4.3493 | 15057.9072
Industrial | Compressed Air Controls | 257.6847 | 7.0098 | N/A | 1.7134 | 67.1867 | 12723.8185 | Residential | Central air conditioner - Load Shed | 99.9 | 99.9 | N/A | 1.4724 | 0 | 0 | [8 empty] | Commercial | High Efficiency Chiller (Air Cooled, 50 tons) | 2.2291 | 0.78499 | 3.0023 | 3.8818 | 3.9394 | 13638.7281
Industrial | Process Heat Improved Controls | 5.749 | 4.1271 | N/A | 0.32199 | 6.8784 | 2338.8007 | Residential | Central air conditioner - Load Shed | 99.9 | 99.9 | N/A | 1.0541 | 0 | 0 | [8 empty] | Commercial | High Efficiency Chiller (Air Cooled, 50 tons) | 2.4512 | 0.78499 | 3.3308 | 4.3065 | 4.3704 | 15130.9532
Industrial | Process Refrig System Optimization | 580.882 | 2.5792 | N/A | 1.7478 | 21.4031 | 12695.3137 | Residential | Central air conditioner - Load Shed | 99.9 | 99.9 | N/A | 1.1252 | 0 | 0 | [8 empty] | Commercial | High Efficiency Chiller (Air Cooled, 50 tons) | 1.2778 | 0.78499 | 1.6585 | 2.1443 | 2.1761 | 7534.1712
Industrial | Process Refrig Controls | 4.2913 | 2.0376 | N/A | 0.33927 | 3.0724 | 2464.3009 | Residential | Central air conditioner - 50% cycling | 99.9 | 99.9 | N/A | 0.7362 | 0 | 0 | [8 empty] | Commercial | High Efficiency Chiller (Air Cooled, 50 tons) | 4.4276 | 0.78499 | 6.5329 | 8.4466 | 8.5719 | 29677.5385
Industrial | Pump Improved Controls | 50.2286 | 2.5573 | N/A | 1.5413 | 19.1167 | 11445.8363 | Residential | Central air conditioner - 50% cycling | 99.9 | 99.9 | N/A | 0.52705 | 0 | 0 | [8 empty] | Commercial | High Efficiency Chiller (Air Cooled, 50 tons) | 4.2301 | 0.78499 | 6.1883 | 8.0011 | 8.1198 | 28112.2675
Industrial | Motor Improved Controls | 56.6137 | 2.0481 | N/A | 1.084 | 10.1211 | 8049.7308 | Residential | Central air conditioner - 50% cycling | 99.9 | 99.9 | N/A | 0.56259 | 0 | 0 | [8 empty] | Commercial | High Efficiency Chiller (Air Cooled, 50 tons) | 1.2508 | 0.78499 | 1.6217 | 2.0968 | 2.1279 | 7367.2089
Industrial | Lighting Controls | 11.8401 | 1.5038 | N/A | 4.7041 | 26.7154 | 32956.4587 | Residential | Water heater switches | 99.9 | 99.9 | N/A | 0.207 | 0.19369 | 0 | [8 empty] | Commercial | High Efficiency Chiller (Air Cooled, 50 tons) | 3.4971 | 0.78499 | 4.9594 | 6.4122 | 6.5073 | 22529.4675
Industrial | Compressed Air Controls | 25.3028 | 1.0163 | N/A | 4.9038 | 15.3189 | 36415.8827 | Residential | Water heater switches | 99.9 | 99.9 | N/A | 0.207 | 0.19369 | 0 | [8 empty] | Commercial | High Efficiency Chiller (Air Cooled, 50 tons) | 1.2913 | 0.78499 | 1.6769 | 2.1681 | 2.2003 | 7617.6523
Industrial | Process Heat Improved Controls | 1.6471 | 1.1795 | N/A | 0.70348 | 2.8156 | 5109.7946 | Residential | Water heater switches | 99.9 | 99.9 | N/A | 0.207 | 0.19369 | 0 | [8 empty] | Commercial | High Efficiency Chiller (Air Cooled, 50 tons) | 2.4835 | 0.78499 | 3.379 | 4.3689 | 4.4337 | 15350.0911
Industrial | Pump Improved Controls | 27.8633 | 1.4186 | N/A | 0.71648 | 3.9739 | 5320.6019 | Residential | Pool pump switches | 99.9 | 99.9 | N/A | 0.76233 | 0.49487 | 0 | [8 empty] | Commercial | High Efficiency Chiller (Air Cooled, 50 tons) | 3.439 | 0.78499 | 4.8652 | 6.2904 | 6.3837 | 22101.6268
Industrial | Motor Improved Controls | 93.2575 | 4.7481 | N/A | 0.71211 | 18.2259 | 5288.1861 | Residential | Pool pump switches | 99.9 | 99.9 | N/A | 0.76233 | 0.49487 | 0 | [8 empty] | Commercial | High Efficiency Chiller (Air Cooled, 50 tons) | 2.7704 | 0.78499 | 3.8132 | 4.9302 | 5.0033 | 17322.3326
Industrial | HVAC Improved Controls | 214.8126 | 1.0694 | N/A | 10.967 | 35.3065 | 76986.1335 | Residential | Pool pump switches | 99.9 | 99.9 | N/A | 0.76233 | 0.49487 | 0 | [8 empty] | Commercial | High Efficiency Chiller (Air Cooled, 50 tons) | 2.4404 | 0.78499 | 3.3147 | 4.2857 | 4.3493 | 15057.9072
Industrial | Process Other Systems Optimization | 124.0545 | 19.0839 | N/A | 0.27252 | 29.8277 | 1979.4745 | Residential | Room AC control | 99.9 | 99.9 | N/A | 0.18405 | 0.27218 | 0 | [8 empty] | Commercial | High Efficiency Chiller (Water cooled-centrifugal, 200 tons) | 1.4783 | 0.58445 | 2.6486 | 6.6412 | 0.28766 | 16868.4547
Industrial | Process Heat Improved Controls | 3.7337 | 2.6738 | N/A | 0.49053 | 6.2803 | 3563.0337 | Residential | Room AC control | 99.9 | 99.9 | N/A | 0.13176 | 0.14012 | 0 | [8 empty] | Commercial | High Efficiency Chiller (Water cooled-centrifugal, 200 tons) | 1.6271 | 0.58445 | 2.9384 | 7.3679 | 0.31913 | 18714.0469
Industrial | Process Refrig System Optimization | 325.733 | 1.4463 | N/A | 0.36348 | 2.0259 | 2640.1645 | Residential | Room AC control | 99.9 | 99.9 | N/A | 0.14065 | 0.365 | 0 | [8 empty] | Commercial | High Efficiency Chiller (Water cooled-centrifugal, 200 tons) | 2.9645 | 0.58445 | 5.7633 | 14.4512 | 0.62594 | 36705.3445
Industrial | Pump Improved Controls | 30.3706 | 1.5463 | N/A | 0.43806 | 2.7664 | 3253.065 | Residential | Smart thermostats - Utility Installation | 99.9 | 3.5439 | N/A | 0.7362 | 0.46271 | 264.6876 | [8 empty] | Commercial | High Efficiency Chiller (Water cooled-centrifugal, 200 tons) | 2.8298 | 0.58445 | 5.4593 | 13.689 | 0.59293 | 34769.4086
Industrial | Motor Improved Controls | 42.6388 | 2.1709 | N/A | 0.4407 | 4.4405 | 3272.6302 | Residential | Smart thermostats - Utility Installation | 99.9 | 3.3785 | N/A | 0.52705 | 0.2382 | 172.12 | [8 empty] | Commercial | High Efficiency Chiller (Water cooled-centrifugal, 200 tons) | 2.332 | 0.58445 | 4.3752 | 10.9705 | 0.47518 | 27864.5706
Industrial | Lighting Controls | 9.3945 | 1.1019 | N/A | 0.97034 | 3.2955 | 6798.0735 | Residential | Smart thermostats - Utility Installation | 99.9 | 3.7721 | N/A | 0.56259 | 0.6205 | 258.92 | [8 empty] | Commercial | High Efficiency Chiller (Water cooled-centrifugal, 200 tons) | 1.6488 | 0.58445 | 2.9809 | 7.4746 | 0.32376 | 18985.078
Industrial | HVAC Improved Controls | 65.0444 | 1.6173 | N/A | 0.086864 | 0.55051 | 609.7671 | Residential | Smart thermostats - BYOT | 99.9 | 99.9 | N/A | 0.7362 | 0.46271 | 0 | [8 empty] | Commercial | High Efficiency Chiller (Water cooled-centrifugal, 200 tons) | 2.2926 | 0.58445 | 4.2921 | 10.7622 | 0.46616 | 27335.4148
Industrial | Compressed Air Controls | 29.4125 | 1.0688 | N/A | 0.84462 | 2.9054 | 6272.2137 | Residential | Smart thermostats - BYOT | 99.9 | 99.9 | N/A | 0.52705 | 0.2382 | 0 | [8 empty] | Commercial | High Efficiency Chiller (Water cooled-centrifugal, 200 tons) | 1.8416 | 0.58445 | 3.364 | 8.4349 | 0.36535 | 21424.3572
Industrial | Process Heat Improved Controls | 1.6471 | 1.1795 | N/A | 0.33498 | 1.3407 | 2433.1743 | Residential | Smart thermostats - BYOT | 99.9 | 99.9 | N/A | 0.56259 | 0.6205 | 0 | [8 empty] | Commercial | High Efficiency Chiller (Water cooled-centrifugal, 200 tons) | 1.6199 | 0.58445 | 2.9242 | 7.3323 | 0.31759 | 18623.7033
Industrial | Pump Improved Controls | 28.957 | 1.4743 | N/A | 0.3552 | 2.0892 | 2637.7681 | Residential | CPP + Tech | 99.9 | 5.9563 | N/A | 1.167 | 0.87173 | 264.6876 | [8 empty] | Commercial | High Efficiency Chiller (Water cooled-centrifugal, 200 tons) | 1.4783 | 0.58445 | 2.6486 | 6.6412 | 0.28766 | 16868.4547
Industrial | Motor Improved Controls | 33.9059 | 1.7263 | N/A | 0.35736 | 2.6441 | 2653.8038 | Residential | CPP + Tech | 99.9 | 6.5225 | N/A | 0.95787 | 0.54156 | 172.12 | [8 empty] | Commercial | High Efficiency Chiller (Water cooled-centrifugal, 200 tons) | 1.6271 | 0.58445 | 2.9384 | 7.3679 | 0.31913 | 18714.0469
Industrial | Lighting Controls | 10.9446 | 1.309 | N/A | 0.4493 | 2.0546 | 3147.7563 | Residential | CPP + Tech | 99.9 | 6.5026 | N/A | 0.9934 | 1.1038 | 258.92 | [8 empty] | Commercial | High Efficiency Chiller (Water cooled-centrifugal, 200 tons) | 2.9645 | 0.58445 | 5.7633 | 14.4512 | 0.62594 | 36705.3445
Industrial | HVAC Improved Controls | 43.7628 | 1.4221 | N/A | 0.083107 | 0.43437 | 583.4001 | Residential | Central Heating - Load Shed | 99.9 | 99.9 | N/A | 0 | 2.1775 | 0 | [8 empty] | Commercial | High Efficiency Chiller (Water cooled-centrifugal, 200 tons) | 2.8298 | 0.58445 | 5.4593 | 13.689 | 0.59293 | 34769.4086
Industrial | Compressed Air Controls | 35.9893 | 1.5341 | N/A | 0.19458 | 1.2146 | 1444.9963 | Residential | Central Heating - Load Shed | 99.9 | 99.9 | N/A | 0 | 1.1209 | 0 | [8 empty] | Commercial | High Efficiency Chiller (Water cooled-centrifugal, 200 tons) | 2.332 | 0.58445 | 4.3752 | 10.9705 | 0.47518 | 27864.5706
Industrial | Process Heat System Optimization | 1.432 | 1.2093 | N/A | 0.5203 | 2.1738 | 3779.2351 | Residential | Central Heating - Load Shed | 99.9 | 99.9 | N/A | 0 | 2.92 | 0 | [8 empty] | Commercial | High Efficiency Chiller (Water cooled-centrifugal, 200 tons) | 1.6488 | 0.58445 | 2.9809 | 7.4746 | 0.32376 | 18985.078
Industrial | Pump Improved Controls | 141.497 | 7.2041 | N/A | 0.86434 | 34.9047 | 6418.665 | Residential | Central Heating - 50% cycling | 99.9 | 99.9 | N/A | 0 | 1.0887 | 0 | [8 empty] | Commercial | High Efficiency Chiller (Water cooled-centrifugal, 200 tons) | 2.2926 | 0.58445 | 4.2921 | 10.7622 | 0.46616 | 27335.4148
Industrial | Motor Improved Controls | 33.2425 | 1.6925 | N/A | 0.85908 | 6.1815 | 6379.5595 | Residential | Central Heating - 50% cycling | 99.9 | 99.9 | N/A | 0 | 0.56047 | 0 | [8 empty] | Commercial | High Efficiency Chiller (Water cooled-centrifugal, 200 tons) | 1.8416 | 0.58445 | 3.364 | 8.4349 | 0.36535 | 21424.3572
Industrial | Lighting Controls | 21.0951 | 2.1614 | N/A | 2.7192 | 25.6002 | 19050.5994 | Residential | Central Heating - 50% cycling | 99.9 | 99.9 | N/A | 0 | 1.46 | 0 | [8 empty] | Commercial | High Efficiency Chiller (Water cooled-centrifugal, 200 tons) | 1.6199 | 0.58445 | 2.9242 | 7.3323 | 0.31759 | 18623.7033
Industrial | Building Envelope Improvements | 5.0117 | 1.1264 | N/A | 2.9898 | 10.5944 | 20987.8593 | Commercial | Efficient Exhaust Hood | 3.3624 | 0.5536 | N/A | 1.7635 | 0.69217 | 8066.5 | [8 empty] | Commercial | High Efficiency Chiller (Water cooled-positive displacement, 100 tons) | 1.8359 | 0.58445 | 3.3527 | 4.5855 | 0.19862 | 11646.8882
Industrial | Compressed Air Controls | 27.2521 | 1.1937 | N/A | 2.0885 | 8.7552 | 15508.9704 | Commercial | Efficient Exhaust Hood | 3.3624 | 0.5536 | N/A | 1.7635 | 0.69217 | 8066.5 | [8 empty] | Commercial | High Efficiency Chiller (Water cooled-positive displacement, 100 tons) | 1.7474 | 0.58445 | 3.1759 | 4.3436 | 0.18814 | 11032.6008
Industrial | Process Other Systems Optimization | 250.0251 | 4.6244 | N/A | 0.18226 | 4.4274 | 1323.8871 | Commercial | Efficient Exhaust Hood | 3.3624 | 0.5536 | N/A | 1.7635 | 0.69217 | 8066.5 | [8 empty] | Commercial | High Efficiency Chiller (Water cooled-positive displacement, 100 tons) | 1.4246 | 0.58445 | 2.5452 | 3.481 | 0.15078 | 8841.6426
Industrial | Process Heat Improved Controls | 4.8248 | 3.4552 | N/A | 0.38406 | 6.6847 | 2789.6953 | Commercial | Efficient Exhaust Hood | 3.3624 | 0.5536 | N/A | 1.7635 | 0.69217 | 8066.5 | [8 empty] | Commercial | High Efficiency Chiller (Water cooled-positive displacement, 100 tons) | 1.3994 | 0.58445 | 2.4968 | 3.4149 | 0.14791 | 8673.7374
Industrial | Pump Improved Controls | 28.9776 | 1.4754 | N/A | 2.4333 | 14.3277 | 18070.135 | Commercial | Efficient Exhaust Hood | 3.3624 | 0.5536 | N/A | 1.7635 | 0.69217 | 8066.5 | [8 empty] | Commercial | High Efficiency Chiller (Water cooled-positive displacement, 100 tons) | 1.1132 | 0.58445 | 1.9569 | 2.6765 | 0.11593 | 6798.1133
Industrial | Motor Improved Controls | 39.6977 | 2.0212 | N/A | 2.4185 | 22.1887 | 17960.0432 | Commercial | Efficient Exhaust Hood | 3.3624 | 0.5536 | N/A | 1.7635 | 0.69217 | 8066.5 | [8 empty] | Commercial | High Efficiency Chiller (Water cooled-positive displacement, 100 tons) | 1.8359 | 0.58445 | 3.3527 | 4.5855 | 0.19862 | 11646.8882
Industrial | Lighting Controls | 12.1708 | 1.2766 | N/A | 11.3592 | 49.8499 | 79581.2618 | Commercial | Efficient Exhaust Hood | 3.3624 | 0.5536 | N/A | 1.7635 | 0.69217 | 8066.5 | [8 empty] | Commercial | High Efficiency Chiller (Water cooled-positive displacement, 100 tons) | 1.7474 | 0.58445 | 3.1759 | 4.3436 | 0.18814 | 11032.6008
Industrial | Compressed Air Controls | 37.8878 | 2.0583 | N/A | 3.3895 | 31.8558 | 25170.5324 | Commercial | Efficient Exhaust Hood | 3.3624 | 0.5536 | N/A | 1.7635 | 0.69217 | 8066.5 | [8 empty] | Commercial | High Efficiency Chiller (Water cooled-positive displacement, 100 tons) | 1.4246 | 0.58445 | 2.5452 | 3.481 | 0.15078 | 8841.6426
Industrial | Process Heat Improved Controls | 3.1438 | 2.416 | N/A | 2.5881 | 29.2058 | 18798.9611 | Commercial | Efficient Exhaust Hood | 3.3624 | 0.5536 | N/A | 1.7635 | 0.69217 | 8066.5 | [8 empty] | Commercial | High Efficiency Chiller (Water cooled-positive displacement, 100 tons) | 1.3994 | 0.58445 | 2.4968 | 3.4149 | 0.14791 | 8673.7374
Industrial | Process Refrig Controls | 24.7238 | 1.3086 | N/A | 28.5957 | 136.1945 | 207708.3691 | Commercial | Efficient Exhaust Hood | 3.3624 | 0.5536 | N/A | 1.7635 | 0.69217 | 8066.5 | [8 empty] | Commercial | High Efficiency Chiller (Water cooled-positive displacement, 100 tons) | 1.1132 | 0.58445 | 1.9569 | 2.6765 | 0.11593 | 6798.1133
Industrial | Pump Improved Controls | 27.1634 | 1.383 | N/A | 1.4439 | 7.6988 | 10722.6468 | Commercial | Efficient Exhaust Hood | 3.3624 | 0.5536 | N/A | 1.7635 | 0.69217 | 8066.5 | [8 empty] | Commercial | High Efficiency DX 135k- less than 240k BTU | 1.0867 | 0.58043 | 1.9215 | 1.7674 | 0 | 4274.1826
Industrial | Motor Improved Controls | 137.1976 | 11.3538 | N/A | 20.9745 | 1371.0815 | 155758.0323 | Commercial | Efficient Exhaust Hood | 3.3624 | 0.5536 | N/A | 1.7635 | 0.69217 | 8066.5 | [8 empty] | Commercial | High Efficiency DX 135k- less than 240k BTU | 1.0323 | 0.58043 | 1.8202 | 1.6742 | 0 | 4048.751
Industrial | Lighting Controls | 14.7168 | 1.6431 | N/A | 2.5556 | 16.5363 | 17904.1413 | Commercial | Efficient Exhaust Hood | 3.3624 | 0.5536 | N/A | 1.7635 | 0.69217 | 8066.5 | [8 empty] | Commercial | High Efficiency DX 135k- less than 240k BTU | 1.0867 | 0.58043 | 1.9215 | 1.7674 | 0 | 4274.1826
Industrial | Compressed Air Controls | 25.4205 | 1.1219 | N/A | 2.5404 | 9.5506 | 18864.8701 | Commercial | Efficient Exhaust Hood | 3.3624 | 0.5536 | N/A | 1.7635 | 0.69217 | 8066.5 | [8 empty] | Commercial | High Efficiency DX 135k- less than 240k BTU | 1.0323 | 0.58043 | 1.8202 | 1.6742 | 0 | 4048.751
Industrial | Pump Improved Controls | 27.1634 | 1.383 | N/A | 23.2696 | 124.0709 | 172801.4879 | Commercial | Efficient Exhaust Hood | 3.3624 | 0.5536 | N/A | 1.7635 | 0.69217 | 8066.5 | [8 empty] | Commercial | High Efficiency PTAC | 3.0458 | 0.63591 | 5.3913 | 0.22578 | 0 | 453.8135
Industrial | Motor Improved Controls | 137.1975 | 11.3537 | N/A | 338.0166 | 22095.7504 | 2510128.8507 | Commercial | Efficient Exhaust Hood | 3.3624 | 0.5536 | N/A | 1.7635 | 0.69217 | 8066.5 | [8 empty] | Commercial | High Efficiency PTAC | 2.9874 | 0.63591 | 5.2718 | 0.22078 | 0 | 443.7567
Industrial | Lighting Controls | 14.7168 | 1.6431 | N/A | 64.8142 | 419.3903 | 454080.4223 | Commercial | Efficient Exhaust Hood | 3.3624 | 0.5536 | N/A | 1.7635 | 0.69217 | 8066.5 | [8 empty] | Commercial | High Efficiency PTAC | 2.8082 | 0.58074 | 5.451 | 0.18996 | 0 | 458.8419
Industrial | Compressed Air Controls | 25.4205 | 1.1219 | N/A | 40.9394 | 153.9134 | 304017.986 | Commercial | Efficient Exhaust Hood | 3.3624 | 0.5536 | N/A | 1.7635 | 0.69217 | 8066.5 | [8 empty] | Commercial | High Efficiency PTAC | 1.4486 | 0.63591 | 2.3671 | 0.09913 | 0 | 199.2505
Industrial | Auto DR | 99.9 | 99.9 | N/A | 11.3362 | 10.1714 | 0 | Commercial | Efficient Exhaust Hood | 3.3624 | 0.5536 | N/A | 1.7635 | 0.69217 | 8066.5 | [8 empty] | Commercial | High Efficiency PTAC | 3.0458 | 0.63591 | 5.3913 | 0.22578 | 0 | 453.8135
Industrial | Auto DR | 99.9 | 99.9 | N/A | 53.8734 | 55.3004 | 0 | Commercial | Efficient Exhaust Hood | 3.3624 | 0.5536 | N/A | 1.7635 | 0.69217 | 8066.5 | [8 empty] | Commercial | High Efficiency PTAC | 2.9874 | 0.63591 | 5.2718 | 0.22078 | 0 | 443.7567
Industrial | Auto DR | 99.9 | 99.9 | N/A | 290.0661 | 222.0263 | 0 | Commercial | Efficient Exhaust Hood | 3.3624 | 0.5536 | N/A | 1.7635 | 0.69217 | 8066.5 | [8 empty] | Commercial | High Efficiency PTAC | 2.8082 | 0.58074 | 5.451 | 0.18996 | 0 | 458.8419
Industrial | Auto DR | 99.9 | 99.9 | N/A | 2087.2258 | 1695.722 | 0 | Commercial | Efficient Exhaust Hood | 3.3624 | 0.5536 | N/A | 1.7635 | 0.69217 | 8066.5 | [8 empty] | Commercial | High Efficiency PTAC | 1.4486 | 0.63591 | 2.3671 | 0.09913 | 0 | 199.2505
Industrial | CPP | 99.9 | 99.9 | N/A | 4.5345 | 4.0686 | 0 | Commercial | Efficient Exhaust Hood | 3.3624 | 0.5536 | N/A | 1.7635 | 0.69217 | 8066.5 | [8 empty] | Commercial | High Efficiency PTHP | 3.0798 | 0.63599 | 5.4603 | 0.2286 | 8.37e-05 | 459.6197
Industrial | CPP | 99.9 | 99.9 | N/A | 21.5494 | 22.1202 | 0 | Commercial | Efficient Exhaust Hood | 3.3624 | 0.5536 | N/A | 1.7635 | 0.69217 | 8066.5 | [8 empty] | Commercial | High Efficiency PTHP | 3.005 | 0.63599 | 5.3068 | 0.22217 | 8.1347e-05 | 446.7003
Industrial | CPP | 99.9 | 99.9 | N/A | 116.0264 | 88.8105 | 0 | Commercial | Efficient Exhaust Hood | 3.3624 | 0.5536 | N/A | 1.7635 | 0.69217 | 8066.5 | [8 empty] | Commercial | High Efficiency PTHP | 3.0861 | 0.63599 | 5.4732 | 0.22914 | 8.3898e-05 | 460.7053
Industrial | CPP | 99.9 | 99.9 | N/A | 834.8903 | 678.2888 | 0 | Commercial | Efficient Exhaust Hood | 3.3624 | 0.5536 | N/A | 1.7635 | 0.69217 | 8066.5 | [8 empty] | Commercial | High Efficiency PTHP | 1.4615 | 0.63599 | 2.3892 | 0.10003 | 3.6624e-05 | 201.1139
Industrial | Firm Service Level | 99.9 | 99.9 | N/A | 11.3362 | 10.1714 | 0 | Commercial | Energy Star Commercial Oven | 4.1178 | 0.51451 | N/A | 1.0341 | 0.54113 | 6368 | [8 empty] | Commercial | High Efficiency PTHP | 3.0798 | 0.63599 | 5.4603 | 0.2286 | 8.37e-05 | 459.6197
Industrial | Firm Service Level | 99.9 | 99.9 | N/A | 53.8734 | 55.3004 | 0 | Commercial | Energy Star Commercial Oven | 4.1178 | 0.51451 | N/A | 1.0341 | 0.54113 | 6368 | [8 empty] | Commercial | High Efficiency PTHP | 3.005 | 0.63599 | 5.3068 | 0.22217 | 8.1347e-05 | 446.7003
Industrial | Firm Service Level | 99.9 | 99.9 | N/A | 290.0661 | 222.0263 | 0 | Commercial | Energy Star Commercial Oven | 4.1178 | 0.51451 | N/A | 1.0341 | 0.54113 | 6368 | [8 empty] | Commercial | High Efficiency PTHP | 3.0861 | 0.63599 | 5.4732 | 0.22914 | 8.3898e-05 | 460.7053
Industrial | Firm Service Level | 99.9 | 99.9 | N/A | 2087.2258 | 1695.722 | 0 | Commercial | Energy Star Commercial Oven | 4.1178 | 0.51451 | N/A | 1.0341 | 0.54113 | 6368 | [8 empty] | Commercial | High Efficiency PTHP | 1.4615 | 0.63599 | 2.3892 | 0.10003 | 3.6624e-05 | 201.1139
Industrial | Guaranteed Load Drop | 99.9 | 99.9 | N/A | 11.3362 | 10.1714 | 0 | Commercial | Energy Star Commercial Oven | 4.1178 | 0.51451 | N/A | 1.0341 | 0.54113 | 6368 | [8 empty] | Commercial | Variable Refrigerant Flow (VRF) HVAC Systems | 1.0619 | 0.81676 | 1.3117 | 0.87862 | 0.88806 | 2887.4418
Industrial | Guaranteed Load Drop | 99.9 | 99.9 | N/A | 53.8734 | 55.3004 | 0 | Commercial | Energy Star Commercial Oven | 4.1178 | 0.51451 | N/A | 1.0341 | 0.54113 | 6368 | [8 empty] | Commercial | Variable Refrigerant Flow (VRF) HVAC Systems | 2.205 | 0.81676 | 2.8419 | 1.9035 | 1.924 | 6255.6528
Industrial | Guaranteed Load Drop | 99.9 | 99.9 | N/A | 290.0661 | 222.0263 | 0 | Commercial | Energy Star Commercial Oven | 4.1178 | 0.51451 | N/A | 1.0341 | 0.54113 | 6368 | [8 empty] | Commercial | Variable Refrigerant Flow (VRF) HVAC Systems | 2.1016 | 0.81676 | 2.6981 | 1.8072 | 1.8266 | 5939.1504
Industrial | Guaranteed Load Drop | 99.9 | 99.9 | N/A | 2087.2258 | 1695.722 | 0 | Commercial | Energy Star Commercial Oven | 4.1178 | 0.51451 | N/A | 1.0341 | 0.54113 | 6368 | [8 empty] | Commercial | Variable Refrigerant Flow (VRF) HVAC Systems | 1.2593 | 0.60378 | 2.1546 | 1.0063 | 0.7393 | 4742.8861
[8 empty] | Commercial | Energy Star Commercial Oven | 4.1178 | 0.51451 | N/A | 1.0341 | 0.54113 | 6368 | [8 empty] | Commercial | Variable Refrigerant Flow (VRF) HVAC Systems | 1.1811 | 0.81676 | 1.4653 | 0.98146 | 0.992 | 3225.3943
[8 empty] | Commercial | Energy Star Commercial Oven | 4.1178 | 0.51451 | N/A | 1.0341 | 0.54113 | 6368 | [8 empty] | Commercial | Variable Refrigerant Flow (VRF) HVAC Systems | 1.7134 | 0.81676 | 2.1679 | 1.4521 | 1.4677 | 4772.1203
[8 empty] | Commercial | Energy Star Commercial Oven | 4.1178 | 0.51451 | N/A | 1.0341 | 0.54113 | 6368 | [8 empty] | Commercial | Variable Refrigerant Flow (VRF) HVAC Systems | 1.3516 | 0.81676 | 1.6873 | 1.1302 | 1.1423 | 3714.1648
[8 empty] | Commercial | Energy Star Commercial Oven | 4.1178 | 0.51451 | N/A | 1.0341 | 0.54113 | 6368 | [8 empty] | Commercial | Variable Refrigerant Flow (VRF) HVAC Systems | 1.1841 | 0.81676 | 1.4691 | 0.98407 | 0.99463 | 3233.9571
[8 empty] | Commercial | Energy Star Commercial Oven | 4.1178 | 0.51451 | N/A | 1.0341 | 0.54113 | 6368 | [8 empty] | Commercial | Variable Refrigerant Flow (VRF) HVAC Systems | 1.0619 | 0.81676 | 1.3117 | 0.87862 | 0.88806 | 2887.4418
[8 empty] | Commercial | Energy Star Commercial Oven | 4.1178 | 0.51451 | N/A | 1.0341 | 0.54113 | 6368 | [8 empty] | Commercial | Variable Refrigerant Flow (VRF) HVAC Systems | 2.205 | 0.81676 | 2.8419 | 1.9035 | 1.924 | 6255.6528
[8 empty] | Commercial | Energy Star Commercial Oven | 4.1178 | 0.51451 | N/A | 1.0341 | 0.54113 | 6368 | [8 empty] | Commercial | Variable Refrigerant Flow (VRF) HVAC Systems | 2.1016 | 0.81676 | 2.6981 | 1.8072 | 1.8266 | 5939.1504
[8 empty] | Commercial | Energy Star Commercial Oven | 4.1178 | 0.51451 | N/A | 1.0341 | 0.54113 | 6368 | [8 empty] | Commercial | Variable Refrigerant Flow (VRF) HVAC Systems | 1.2593 | 0.60378 | 2.1546 | 1.0063 | 0.7393 | 4742.8861
[8 empty] | Commercial | Energy Star Commercial Oven | 4.1178 | 0.51451 | N/A | 1.0341 | 0.54113 | 6368 | [8 empty] | Commercial | Variable Refrigerant Flow (VRF) HVAC Systems | 1.1811 | 0.81676 | 1.4653 | 0.98146 | 0.992 | 3225.3943
[8 empty] | Commercial | Energy Star Commercial Oven | 4.1178 | 0.51451 | N/A | 1.0341 | 0.54113 | 6368 | [8 empty] | Commercial | Variable Refrigerant Flow (VRF) HVAC Systems | 1.7134 | 0.81676 | 2.1679 | 1.4521 | 1.4677 | 4772.1203
[8 empty] | Commercial | Energy Star Commercial Oven | 4.1178 | 0.51451 | N/A | 1.0341 | 0.54113 | 6368 | [8 empty] | Commercial | Variable Refrigerant Flow (VRF) HVAC Systems | 1.3516 | 0.81676 | 1.6873 | 1.1302 | 1.1423 | 3714.1648
[8 empty] | Commercial | Energy Star Commercial Oven | 4.1178 | 0.51451 | N/A | 1.0341 | 0.54113 | 6368 | [8 empty] | Commercial | Variable Refrigerant Flow (VRF) HVAC Systems | 1.1841 | 0.81676 | 1.4691 | 0.98407 | 0.99463 | 3233.9571
[8 empty] | Commercial | Energy Star Commercial Oven | 4.1178 | 0.51451 | N/A | 1.0341 | 0.54113 | 6368 | [8 empty] | Commercial | High Bay Fluorescent (T5) | 4.0599 | 0.62021 | 7.134 | 0.088136 | 0.086472 | 476.593
[8 empty] | Commercial | Energy Star Commercial Oven | 4.1178 | 0.51451 | N/A | 1.0341 | 0.54113 | 6368 | [8 empty] | Commercial | High Bay Fluorescent (T5) | 4.0599 | 0.62021 | 7.134 | 0.088136 | 0.086472 | 476.593
[8 empty] | Commercial | Energy Star Commercial Oven | 4.1178 | 0.51451 | N/A | 1.0341 | 0.54113 | 6368 | [8 empty] | Commercial | High Bay LED | 3.3855 | 0.62021 | 5.846 | 0.10761 | 0.10558 | 581.9107
[8 empty] | Commercial | Energy Star Commercial Oven | 4.1178 | 0.51451 | N/A | 1.0341 | 0.54113 | 6368 | [8 empty] | Commercial | High Bay LED | 3.8383 | 0.62021 | 6.7058 | 0.12344 | 0.12111 | 667.4977
[8 empty] | Commercial | Energy Star Commercial Oven | 4.1178 | 0.51451 | N/A | 1.0341 | 0.54113 | 6368 | [8 empty] | Commercial | High Bay LED | 4.3138 | 0.62021 | 7.6307 | 0.14047 | 0.13781 | 759.5593
[8 empty] | Commercial | Energy Star Commercial Oven | 4.1178 | 0.51451 | N/A | 1.0341 | 0.54113 | 6368 | [8 empty] | Commercial | High Bay LED | 3.7896 | 0.62021 | 6.6123 | 0.12172 | 0.11942 | 658.1903
[8 empty] | Commercial | Energy Star Griddle | 1350512.9283 | 0.47237 | N/A | 0.3156 | 0.080771 | 1910 | [8 empty] | Commercial | High Bay LED | 3.8996 | 0.62021 | 6.8237 | 0.12561 | 0.12324 | 679.233
[8 empty] | Commercial | Energy Star Griddle | 1350512.9283 | 0.47237 | N/A | 0.3156 | 0.080771 | 1910 | [8 empty] | Commercial | High Bay LED | 2.8397 | 0.62021 | 4.8357 | 0.089016 | 0.087335 | 481.351
[8 empty] | Commercial | Energy Star Griddle | 1350512.9283 | 0.47237 | N/A | 0.3156 | 0.080771 | 1910 | [8 empty] | Commercial | High Bay LED | 3.3855 | 0.62021 | 5.846 | 0.10761 | 0.10558 | 581.9107
[8 empty] | Commercial | Energy Star Griddle | 1350512.9283 | 0.47237 | N/A | 0.3156 | 0.080771 | 1910 | [8 empty] | Commercial | High Bay LED | 3.8383 | 0.62021 | 6.7058 | 0.12344 | 0.12111 | 667.4977
[8 empty] | Commercial | Energy Star Griddle | 1350512.9283 | 0.47237 | N/A | 0.3156 | 0.080771 | 1910 | [8 empty] | Commercial | High Bay LED | 4.3138 | 0.62021 | 7.6307 | 0.14047 | 0.13781 | 759.5593
[8 empty] | Commercial | Energy Star Griddle | 1350512.9283 | 0.47237 | N/A | 0.3156 | 0.080771 | 1910 | [8 empty] | Commercial | High Bay LED | 3.7896 | 0.62021 | 6.6123 | 0.12172 | 0.11942 | 658.1903
[8 empty] | Commercial | Energy Star Griddle | 1350512.9283 | 0.47237 | N/A | 0.3156 | 0.080771 | 1910 | [8 empty] | Commercial | High Bay LED | 3.8996 | 0.62021 | 6.8237 | 0.12561 | 0.12324 | 679.233
[8 empty] | Commercial | Energy Star Griddle | 1350512.9283 | 0.47237 | N/A | 0.3156 | 0.080771 | 1910 | [8 empty] | Commercial | High Bay LED | 2.8397 | 0.62021 | 4.8357 | 0.089016 | 0.087335 | 481.351
[8 empty] | Commercial | Energy Star Griddle | 1350512.9283 | 0.47237 | N/A | 0.3156 | 0.080771 | 1910 | [8 empty] | Commercial | Premium T8 - Fixture Replacement | 1.1839 | 0.53054 | 2.2731 | 0.0073619 | 0.0016841 | 30.3706
[8 empty] | Commercial | Energy Star Griddle | 1350512.9283 | 0.47237 | N/A | 0.3156 | 0.080771 | 1910 | [8 empty] | Commercial | Premium T8 - Fixture Replacement | 1.6163 | 0.48082 | 3.4839 | 0.0048779 | 0.0045245 | 46.5485
[8 empty] | Commercial | Energy Star Griddle | 1350512.9283 | 0.47237 | N/A | 0.3156 | 0.080771 | 1910 | [8 empty] | Commercial | Premium T8 - Fixture Replacement | 1.9836 | 0.47512 | 4.3817 | 0.014277 | 7.8218e-07 | 58.5446
[8 empty] | Commercial | Energy Star Griddle | 1350512.9283 | 0.47237 | N/A | 0.3156 | 0.080771 | 1910 | [8 empty] | Commercial | Premium T8 - Fixture Replacement | 2.0203 | 0.53054 | 3.9739 | 0.012871 | 0.0029443 | 53.0957
[8 empty] | Commercial | Energy Star Griddle | 1350512.9283 | 0.47237 | N/A | 0.3156 | 0.080771 | 1910 | [8 empty] | Commercial | Premium T8 - Fixture Replacement | 2.4292 | 0.48082 | 5.376 | 0.0075271 | 0.0069818 | 71.8291
[8 empty] | Commercial | Energy Star Griddle | 1350512.9283 | 0.47237 | N/A | 0.3156 | 0.080771 | 1910 | [8 empty] | Commercial | Premium T8 - Fixture Replacement | 1.3515 | 0.53054 | 2.6074 | 0.0084447 | 0.0019318 | 34.8374
[8 empty] | Commercial | Energy Star Griddle | 1350512.9283 | 0.47237 | N/A | 0.3156 | 0.080771 | 1910 | [8 empty] | Commercial | Premium T8 - Fixture Replacement | 1.3702 | 0.47512 | 2.967 | 0.0096676 | 5.2963e-07 | 39.6422
[8 empty] | Commercial | Energy Star Griddle | 1350512.9283 | 0.47237 | N/A | 0.3156 | 0.080771 | 1910 | [8 empty] | Commercial | Premium T8 - Fixture Replacement | 1.7835 | 0.53054 | 3.4839 | 0.011284 | 0.0025813 | 46.5485
[8 empty] | Commercial | Energy Star Griddle | 1350512.9283 | 0.47237 | N/A | 0.3156 | 0.080771 | 1910 | [8 empty] | Commercial | Premium T8 - Fixture Replacement | 1.3334 | 0.53054 | 2.571 | 0.008327 | 0.0019049 | 34.3517
[8 empty] | Commercial | Energy Star Griddle | 1350512.9283 | 0.47237 | N/A | 0.3156 | 0.080771 | 1910 | [8 empty] | Commercial | Premium T8 - Fixture Replacement | 1.2308 | 0.47512 | 2.6532 | 0.0086452 | 4.7362e-07 | 35.4499
[8 empty] | Commercial | Energy Star Griddle | 1350512.9283 | 0.47237 | N/A | 0.3156 | 0.080771 | 1910 | [8 empty] | Commercial | Premium T8 - Fixture Replacement | 1.7943 | 0.47512 | 3.9391 | 0.012835 | 7.0317e-07 | 52.631
[8 empty] | Commercial | Energy Star Griddle | 1350512.9283 | 0.47237 | N/A | 0.3156 | 0.080771 | 1910 | [8 empty] | Commercial | Premium T8 - Fixture Replacement | 1.5573 | 0.53054 | 3.0223 | 0.0097886 | 0.0022393 | 40.3814
[8 empty] | Commercial | Energy Star Griddle | 1350512.9283 | 0.47237 | N/A | 0.3156 | 0.080771 | 1910 | [8 empty] | Commercial | Premium T8 - Fixture Replacement | 1.1839 | 0.53054 | 2.2731 | 0.0073619 | 0.0016841 | 30.3706
[8 empty] | Commercial | Energy Star Griddle | 1350512.9283 | 0.47237 | N/A | 0.3156 | 0.080771 | 1910 | [8 empty] | Commercial | Premium T8 - Fixture Replacement | 1.6163 | 0.48082 | 3.4839 | 0.0048779 | 0.0045245 | 46.5485
[8 empty] | Commercial | Energy Star Griddle | 1350512.9283 | 0.47237 | N/A | 0.3156 | 0.080771 | 1910 | [8 empty] | Commercial | Premium T8 - Fixture Replacement | 1.9836 | 0.47512 | 4.3817 | 0.014277 | 7.8218e-07 | 58.5446
[8 empty] | Commercial | Energy Star Griddle | 1350512.9283 | 0.47237 | N/A | 0.3156 | 0.080771 | 1910 | [8 empty] | Commercial | Premium T8 - Fixture Replacement | 2.0203 | 0.53054 | 3.9739 | 0.012871 | 0.0029443 | 53.0957
[8 empty] | Commercial | Energy Star Griddle | 1350512.9283 | 0.47237 | N/A | 0.3156 | 0.080771 | 1910 | [8 empty] | Commercial | Premium T8 - Fixture Replacement | 2.4292 | 0.48082 | 5.376 | 0.0075271 | 0.0069818 | 71.8291
[8 empty] | Commercial | Energy Star Griddle | 1350512.9283 | 0.47237 | N/A | 0.3156 | 0.080771 | 1910 | [8 empty] | Commercial | Premium T8 - Fixture Replacement | 1.3515 | 0.53054 | 2.6074 | 0.0084447 | 0.0019318 | 34.8374
[8 empty] | Commercial | Energy Star Hot Food Holding Cabinet | 1.7039 | 0.53358 | N/A | 0.31862 | 0.15417 | 1730.1 | [8 empty] | Commercial | Premium T8 - Fixture Replacement | 1.3702 | 0.47512 | 2.967 | 0.0096676 | 5.2963e-07 | 39.6422
[8 empty] | Commercial | Energy Star Hot Food Holding Cabinet | 1.7039 | 0.53358 | N/A | 0.31862 | 0.15417 | 1730.1 | [8 empty] | Commercial | Premium T8 - Fixture Replacement | 1.7835 | 0.53054 | 3.4839 | 0.011284 | 0.0025813 | 46.5485
[8 empty] | Commercial | Energy Star Hot Food Holding Cabinet | 1.7039 | 0.53358 | N/A | 0.31862 | 0.15417 | 1730.1 | [8 empty] | Commercial | Premium T8 - Fixture Replacement | 1.3334 | 0.53054 | 2.571 | 0.008327 | 0.0019049 | 34.3517
[8 empty] | Commercial | Energy Star Hot Food Holding Cabinet | 1.7039 | 0.53358 | N/A | 0.31862 | 0.15417 | 1730.1 | [8 empty] | Commercial | Premium T8 - Fixture Replacement | 1.2308 | 0.47512 | 2.6532 | 0.0086452 | 4.7362e-07 | 35.4499
[8 empty] | Commercial | Energy Star Hot Food Holding Cabinet | 1.7039 | 0.53358 | N/A | 0.31862 | 0.15417 | 1730.1 | [8 empty] | Commercial | Premium T8 - Fixture Replacement | 1.7943 | 0.47512 | 3.9391 | 0.012835 | 7.0317e-07 | 52.631
[8 empty] | Commercial | Energy Star Hot Food Holding Cabinet | 1.7039 | 0.53358 | N/A | 0.31862 | 0.15417 | 1730.1 | [8 empty] | Commercial | Premium T8 - Fixture Replacement | 1.5573 | 0.53054 | 3.0223 | 0.0097886 | 0.0022393 | 40.3814
[8 empty] | Commercial | Energy Star Hot Food Holding Cabinet | 1.7039 | 0.53358 | N/A | 0.31862 | 0.15417 | 1730.1 | [8 empty] | Commercial | Efficient Battery Charger | 2.6154 | 0.67348 | 4.1584 | 0.60888 | 0 | 1111.206
[8 empty] | Commercial | Energy Star Hot Food Holding Cabinet | 1.7039 | 0.53358 | N/A | 0.31862 | 0.15417 | 1730.1 | [8 empty] | Commercial | Efficient Battery Charger | 2.6154 | 0.67348 | 4.1584 | 0.60888 | 0 | 1111.206
[8 empty] | Commercial | Energy Star Hot Food Holding Cabinet | 1.7039 | 0.53358 | N/A | 0.31862 | 0.15417 | 1730.1 | [8 empty] | Commercial | Efficient Battery Charger | 2.6154 | 0.67348 | 4.1584 | 0.60888 | 0 | 1111.206
[8 empty] | Commercial | Energy Star Hot Food Holding Cabinet | 1.7039 | 0.53358 | N/A | 0.31862 | 0.15417 | 1730.1 | [8 empty] | Commercial | Efficient Battery Charger | 2.6154 | 0.67348 | 4.1584 | 0.60888 | 0 | 1111.206
[8 empty] | Commercial | Energy Star Hot Food Holding Cabinet | 1.7039 | 0.53358 | N/A | 0.31862 | 0.15417 | 1730.1 | [8 empty] | Commercial | Efficient Battery Charger | 2.6154 | 0.67348 | 4.1584 | 0.60888 | 0 | 1111.206
[8 empty] | Commercial | Energy Star Hot Food Holding Cabinet | 1.7039 | 0.53358 | N/A | 0.31862 | 0.15417 | 1730.1 | [8 empty] | Commercial | Efficient Battery Charger | 2.6154 | 0.67348 | 4.1584 | 0.60888 | 0 | 1111.206
[8 empty] | Commercial | Energy Star Hot Food Holding Cabinet | 1.7039 | 0.53358 | N/A | 0.31862 | 0.15417 | 1730.1 | [8 empty] | Commercial | Efficient Battery Charger | 2.6154 | 0.67348 | 4.1584 | 0.60888 | 0 | 1111.206
[8 empty] | Commercial | Energy Star Hot Food Holding Cabinet | 1.7039 | 0.53358 | N/A | 0.31862 | 0.15417 | 1730.1 | [8 empty] | Commercial | Efficient Battery Charger | 2.6154 | 0.67348 | 4.1584 | 0.60888 | 0 | 1111.206
[8 empty] | Commercial | Energy Star Hot Food Holding Cabinet | 1.7039 | 0.53358 | N/A | 0.31862 | 0.15417 | 1730.1 | [8 empty] | Commercial | Efficient Battery Charger | 2.6154 | 0.67348 | 4.1584 | 0.60888 | 0 | 1111.206
[8 empty] | Commercial | Energy Star Hot Food Holding Cabinet | 1.7039 | 0.53358 | N/A | 0.31862 | 0.15417 | 1730.1 | [8 empty] | Commercial | Efficient Battery Charger | 2.6154 | 0.67348 | 4.1584 | 0.60888 | 0 | 1111.206
[8 empty] | Commercial | Energy Star Hot Food Holding Cabinet | 1.7039 | 0.53358 | N/A | 0.31862 | 0.15417 | 1730.1 | [8 empty] | Commercial | Efficient Battery Charger | 2.6154 | 0.67348 | 4.1584 | 0.60888 | 0 | 1111.206
[8 empty] | Commercial | Energy Star Hot Food Holding Cabinet | 1.7039 | 0.53358 | N/A | 0.31862 | 0.15417 | 1730.1 | [8 empty] | Commercial | Efficient Battery Charger | 2.6154 | 0.67348 | 4.1584 | 0.60888 | 0 | 1111.206
[8 empty] | Commercial | Energy Star Hot Food Holding Cabinet | 1.7039 | 0.53358 | N/A | 0.31862 | 0.15417 | 1730.1 | [8 empty] | Commercial | Efficient Battery Charger | 2.6154 | 0.67348 | 4.1584 | 0.60888 | 0 | 1111.206
[8 empty] | Commercial | Energy Star Hot Food Holding Cabinet | 1.7039 | 0.53358 | N/A | 0.31862 | 0.15417 | 1730.1 | [8 empty] | Commercial | Efficient Battery Charger | 2.6154 | 0.67348 | 4.1584 | 0.60888 | 0 | 1111.206
[8 empty] | Commercial | Energy Star Hot Food Holding Cabinet | 1.7039 | 0.53358 | N/A | 0.31862 | 0.15417 | 1730.1 | [8 empty] | Commercial | Efficient Battery Charger | 2.6154 | 0.67348 | 4.1584 | 0.60888 | 0 | 1111.206
[8 empty] | Commercial | Energy Star Hot Food Holding Cabinet | 1.7039 | 0.53358 | N/A | 0.31862 | 0.15417 | 1730.1 | [8 empty] | Commercial | Efficient Battery Charger | 2.6154 | 0.67348 | 4.1584 | 0.60888 | 0 | 1111.206
[8 empty] | Commercial | Energy Star Hot Food Holding Cabinet | 1.7039 | 0.53358 | N/A | 0.31862 | 0.15417 | 1730.1 | [8 empty] | Commercial | Efficient Battery Charger | 2.6154 | 0.67348 | 4.1584 | 0.60888 | 0 | 1111.206
[8 empty] | Commercial | Energy Star Hot Food Holding Cabinet | 1.7039 | 0.53358 | N/A | 0.31862 | 0.15417 | 1730.1 | [8 empty] | Commercial | Efficient Battery Charger | 2.6154 | 0.67348 | 4.1584 | 0.60888 | 0 | 1111.206
[8 empty] | Commercial | Energy Star Hot Food Holding Cabinet | 1.7039 | 0.53358 | N/A | 0.31862 | 0.15417 | 1730.1 | [8 empty] | Commercial | Efficient Battery Charger | 2.6154 | 0.67348 | 4.1584 | 0.60888 | 0 | 1111.206
[8 empty] | Commercial | Energy Star Hot Food Holding Cabinet | 1.7039 | 0.53358 | N/A | 0.31862 | 0.15417 | 1730.1 | [8 empty] | Commercial | Efficient Battery Charger | 2.6154 | 0.67348 | 4.1584 | 0.60888 | 0 | 1111.206
[8 empty] | Commercial | Energy Star Steamer | 9.1128 | 0.50435 | N/A | 1.4645 | 0.85037 | 9967 | [8 empty] | Commercial | Efficient Battery Charger | 2.6154 | 0.67348 | 4.1584 | 0.60888 | 0 | 1111.206
[8 empty] | Commercial | Energy Star Steamer | 9.1128 | 0.50435 | N/A | 1.4645 | 0.85037 | 9967 | [8 empty] | Commercial | Efficient Battery Charger | 2.6154 | 0.67348 | 4.1584 | 0.60888 | 0 | 1111.206
[8 empty] | Commercial | Energy Star Steamer | 9.1128 | 0.50435 | N/A | 1.4645 | 0.85037 | 9967 | [8 empty] | Commercial | Efficient Battery Charger | 2.6154 | 0.67348 | 4.1584 | 0.60888 | 0 | 1111.206
[8 empty] | Commercial | Energy Star Steamer | 9.1128 | 0.50435 | N/A | 1.4645 | 0.85037 | 9967 | [8 empty] | Commercial | Efficient Battery Charger | 2.6154 | 0.67348 | 4.1584 | 0.60888 | 0 | 1111.206
[8 empty] | Commercial | Energy Star Steamer | 9.1128 | 0.50435 | N/A | 1.4645 | 0.85037 | 9967 | [8 empty] | Commercial | Efficient Battery Charger | 2.6154 | 0.67348 | 4.1584 | 0.60888 | 0 | 1111.206
[8 empty] | Commercial | Energy Star Steamer | 9.1128 | 0.50435 | N/A | 1.4645 | 0.85037 | 9967 | [8 empty] | Commercial | Efficient Battery Charger | 2.6154 | 0.67348 | 4.1584 | 0.60888 | 0 | 1111.206
[8 empty] | Commercial | Energy Star Steamer | 9.1128 | 0.50435 | N/A | 1.4645 | 0.85037 | 9967 | [8 empty] | Commercial | ENERGY STAR Commercial Clothes Washer | 1.3704 | 0.49501 | 2.8853 | 0.10782 | 0.1241 | 1060.1591
[8 empty] | Commercial | Energy Star Steamer | 9.1128 | 0.50435 | N/A | 1.4645 | 0.85037 | 9967 | [8 empty] | Commercial | ENERGY STAR Commercial Clothes Washer | 1.1943 | 0.43143 | 2.8853 | 0.092846 | 0.067168 | 1060.1591
[8 empty] | Commercial | Energy Star Steamer | 9.1128 | 0.50435 | N/A | 1.4645 | 0.85037 | 9967 | [8 empty] | Commercial | ENERGY STAR Commercial Clothes Washer | 1.1943 | 0.43143 | 2.8853 | 0.092846 | 0.067168 | 1060.1591
[8 empty] | Commercial | Energy Star Steamer | 9.1128 | 0.50435 | N/A | 1.4645 | 0.85037 | 9967 | [8 empty] | Commercial | ENERGY STAR Commercial Clothes Washer | 1.3704 | 0.49501 | 2.8853 | 0.10782 | 0.1241 | 1060.1591
[8 empty] | Commercial | Energy Star Steamer | 9.1128 | 0.50435 | N/A | 1.4645 | 0.85037 | 9967 | [8 empty] | Commercial | ENERGY STAR Commercial Clothes Washer | 1.3704 | 0.49501 | 2.8853 | 0.10782 | 0.1241 | 1060.1591
[8 empty] | Commercial | Energy Star Steamer | 9.1128 | 0.50435 | N/A | 1.4645 | 0.85037 | 9967 | [8 empty] | Commercial | ENERGY STAR Commercial Clothes Washer | 1.1943 | 0.43143 | 2.8853 | 0.092846 | 0.067168 | 1060.1591
[8 empty] | Commercial | Energy Star Steamer | 9.1128 | 0.50435 | N/A | 1.4645 | 0.85037 | 9967 | [8 empty] | Commercial | ENERGY STAR Commercial Clothes Washer | 1.1943 | 0.43143 | 2.8853 | 0.092846 | 0.067168 | 1060.1591
[8 empty] | Commercial | Energy Star Steamer | 9.1128 | 0.50435 | N/A | 1.4645 | 0.85037 | 9967 | [8 empty] | Commercial | ENERGY STAR Commercial Clothes Washer | 1.3704 | 0.49501 | 2.8853 | 0.10782 | 0.1241 | 1060.1591
[8 empty] | Commercial | Energy Star Steamer | 9.1128 | 0.50435 | N/A | 1.4645 | 0.85037 | 9967 | [8 empty] | Commercial | ENERGY STAR Commercial Clothes Washer | 1.3704 | 0.49501 | 2.8853 | 0.10782 | 0.1241 | 1060.1591
[8 empty] | Commercial | Energy Star Steamer | 9.1128 | 0.50435 | N/A | 1.4645 | 0.85037 | 9967 | [8 empty] | Commercial | ENERGY STAR Commercial Clothes Washer | 1.1943 | 0.43143 | 2.8853 | 0.092846 | 0.067168 | 1060.1591
[8 empty] | Commercial | Energy Star Steamer | 9.1128 | 0.50435 | N/A | 1.4645 | 0.85037 | 9967 | [8 empty] | Commercial | ENERGY STAR Commercial Clothes Washer | 1.1943 | 0.43143 | 2.8853 | 0.092846 | 0.067168 | 1060.1591
[8 empty] | Commercial | Energy Star Steamer | 9.1128 | 0.50435 | N/A | 1.4645 | 0.85037 | 9967 | [8 empty] | Commercial | ENERGY STAR Commercial Clothes Washer | 1.3704 | 0.49501 | 2.8853 | 0.10782 | 0.1241 | 1060.1591
[8 empty] | Commercial | Energy Star Steamer | 9.1128 | 0.50435 | N/A | 1.4645 | 0.85037 | 9967 | [8 empty] | Commercial | ENERGY STAR Commercial Clothes Washer | 1.3704 | 0.49501 | 2.8853 | 0.10782 | 0.1241 | 1060.1591
[8 empty] | Commercial | Energy Star Steamer | 9.1128 | 0.50435 | N/A | 1.4645 | 0.85037 | 9967 | [8 empty] | Commercial | ENERGY STAR Commercial Clothes Washer | 1.1943 | 0.43143 | 2.8853 | 0.092846 | 0.067168 | 1060.1591
[8 empty] | Commercial | Energy Star Steamer | 9.1128 | 0.50435 | N/A | 1.4645 | 0.85037 | 9967 | [8 empty] | Commercial | ENERGY STAR Commercial Clothes Washer | 1.1943 | 0.43143 | 2.8853 | 0.092846 | 0.067168 | 1060.1591
[8 empty] | Commercial | Energy Star Steamer | 9.1128 | 0.50435 | N/A | 1.4645 | 0.85037 | 9967 | [8 empty] | Commercial | ENERGY STAR Commercial Clothes Washer | 1.3704 | 0.49501 | 2.8853 | 0.10782 | 0.1241 | 1060.1591
[8 empty] | Commercial | Energy Star Steamer | 9.1128 | 0.50435 | N/A | 1.4645 | 0.85037 | 9967 | [8 empty] | Commercial | Solar Pool Heater | 1.4039 | 0.34614 | 4.3614 | 0 | 0.37007 | 10130.719
[8 empty] | Commercial | Energy Star Steamer | 9.1128 | 0.50435 | N/A | 1.4645 | 0.85037 | 9967 | [8 empty] | Commercial | Solar Pool Heater | 1.4039 | 0.34614 | 4.3614 | 0 | 0.37007 | 10130.719
[8 empty] | Commercial | Energy Star Steamer | 9.1128 | 0.50435 | N/A | 1.4645 | 0.85037 | 9967 | [8 empty] | Commercial | Solar Pool Heater | 1.4039 | 0.34614 | 4.3614 | 0 | 0.37007 | 10130.719
[8 empty] | Commercial | Energy Star Steamer | 9.1128 | 0.50435 | N/A | 1.4645 | 0.85037 | 9967 | [8 empty] | Commercial | Solar Pool Heater | 1.4039 | 0.34614 | 4.3614 | 0 | 0.37007 | 10130.719
[8 empty] | Commercial | Energy Star Commercial Dishwasher | 14.1369 | 0.36568 | N/A | 1.3826 | -0.0001471 | 19054.1268 | [8 empty] | Commercial | Solar Pool Heater | 1.4039 | 0.34614 | 4.3614 | 0 | 0.37007 | 10130.719
[8 empty] | Commercial | Energy Star Commercial Dishwasher | 14.1369 | 0.36568 | N/A | 1.3826 | -0.0001471 | 19054.1268 | [8 empty] | Commercial | Solar Pool Heater | 1.4039 | 0.34614 | 4.3614 | 0 | 0.37007 | 10130.719
[8 empty] | Commercial | Energy Star Commercial Dishwasher | 14.1369 | 0.36568 | N/A | 1.3826 | -0.0001471 | 19054.1268 | [8 empty] | Commercial | Solar Pool Heater | 1.4039 | 0.34614 | 4.3614 | 0 | 0.37007 | 10130.719
[8 empty] | Commercial | Energy Star Commercial Dishwasher | 14.1369 | 0.36568 | N/A | 1.3826 | -0.0001471 | 19054.1268 | [8 empty] | Commercial | Solar Pool Heater | 1.4039 | 0.34614 | 4.3614 | 0 | 0.37007 | 10130.719
[8 empty] | Commercial | Energy Star Commercial Dishwasher | 14.1369 | 0.36568 | N/A | 1.3826 | -0.0001471 | 19054.1268 | [8 empty] | Commercial | Solar Pool Heater | 1.4039 | 0.34614 | 4.3614 | 0 | 0.37007 | 10130.719
[8 empty] | Commercial | Energy Star Commercial Dishwasher | 14.1369 | 0.36568 | N/A | 1.3826 | -0.0001471 | 19054.1268 | [8 empty] | Commercial | Solar Pool Heater | 1.4039 | 0.34614 | 4.3614 | 0 | 0.37007 | 10130.719
[8 empty] | Commercial | Energy Star Commercial Dishwasher | 14.1369 | 0.36568 | N/A | 1.3826 | -0.0001471 | 19054.1268 | [8 empty] | Commercial | Solar Pool Heater | 1.4039 | 0.34614 | 4.3614 | 0 | 0.37007 | 10130.719
[8 empty] | Commercial | Energy Star Commercial Dishwasher | 14.1369 | 0.36568 | N/A | 1.3826 | -0.0001471 | 19054.1268 | [8 empty] | Commercial | Solar Pool Heater | 1.4039 | 0.34614 | 4.3614 | 0 | 0.37007 | 10130.719
[8 empty] | Commercial | Energy Star Commercial Dishwasher | 14.1369 | 0.36568 | N/A | 1.3826 | -0.0001471 | 19054.1268 | [8 empty] | Commercial | Solar Pool Heater | 1.4039 | 0.34614 | 4.3614 | 0 | 0.37007 | 10130.719
[8 empty] | Commercial | Energy Star Commercial Dishwasher | 14.1369 | 0.36568 | N/A | 1.3826 | -0.0001471 | 19054.1268 | [8 empty] | Commercial | Solar Pool Heater | 1.4039 | 0.34614 | 4.3614 | 0 | 0.37007 | 10130.719
[8 empty] | Commercial | Energy Star Commercial Dishwasher | 14.1369 | 0.36568 | N/A | 1.3826 | -0.0001471 | 19054.1268 | [8 empty] | Commercial | Solar Pool Heater | 1.4039 | 0.34614 | 4.3614 | 0 | 0.37007 | 10130.719
[8 empty] | Commercial | Energy Star Commercial Dishwasher | 14.1369 | 0.36568 | N/A | 1.3826 | -0.0001471 | 19054.1268 | [8 empty] | Commercial | Solar Pool Heater | 1.4039 | 0.34614 | 4.3614 | 0 | 0.37007 | 10130.719
[8 empty] | Commercial | Energy Star Commercial Dishwasher | 14.1369 | 0.36568 | N/A | 1.3826 | -0.0001471 | 19054.1268 | [8 empty] | Commercial | Solar Pool Heater | 1.4039 | 0.34614 | 4.3614 | 0 | 0.37007 | 10130.719
[8 empty] | Commercial | Energy Star Commercial Dishwasher | 14.1369 | 0.36568 | N/A | 1.3826 | -0.0001471 | 19054.1268 | [8 empty] | Commercial | Solar Pool Heater | 1.4039 | 0.34614 | 4.3614 | 0 | 0.37007 | 10130.719
[8 empty] | Commercial | Energy Star Commercial Dishwasher | 14.1369 | 0.36568 | N/A | 1.3826 | -0.0001471 | 19054.1268 | [8 empty] | Commercial | Solar Pool Heater | 1.4039 | 0.34614 | 4.3614 | 0 | 0.37007 | 10130.719
[8 empty] | Commercial | Energy Star Commercial Dishwasher | 14.1369 | 0.36568 | N/A | 1.3826 | -0.0001471 | 19054.1268 | [8 empty] | Commercial | Solar Pool Heater | 1.4039 | 0.34614 | 4.3614 | 0 | 0.37007 | 10130.719
[8 empty] | Commercial | Energy Star Commercial Dishwasher | 14.1369 | 0.36568 | N/A | 1.3826 | -0.0001471 | 19054.1268 | [8 empty] | Commercial | Solar Pool Heater | 1.4039 | 0.34614 | 4.3614 | 0 | 0.37007 | 10130.719
[8 empty] | Commercial | Energy Star Commercial Dishwasher | 14.1369 | 0.36568 | N/A | 1.3826 | -0.0001471 | 19054.1268 | [8 empty] | Commercial | Solar Pool Heater | 1.4039 | 0.34614 | 4.3614 | 0 | 0.37007 | 10130.719
[8 empty] | Commercial | Energy Star Commercial Dishwasher | 14.1369 | 0.36568 | N/A | 1.3826 | -0.0001471 | 19054.1268 | [8 empty] | Commercial | Solar Pool Heater | 1.4039 | 0.34614 | 4.3614 | 0 | 0.37007 | 10130.719
[8 empty] | Commercial | Energy Star Commercial Dishwasher | 14.1369 | 0.36568 | N/A | 1.3826 | -0.0001471 | 19054.1268 | [8 empty] | Commercial | Solar Pool Heater | 1.4039 | 0.34614 | 4.3614 | 0 | 0.37007 | 10130.719
[8 empty] | Commercial | Energy Star Commercial Dishwasher | 14.1369 | 0.36568 | N/A | 1.3826 | -0.0001471 | 19054.1268 | [8 empty] | Commercial | Solar Pool Heater | 1.4039 | 0.34614 | 4.3614 | 0 | 0.37007 | 10130.719
[8 empty] | Commercial | Energy Star Commercial Dishwasher | 14.1369 | 0.36568 | N/A | 1.3826 | -0.0001471 | 19054.1268 | [8 empty] | Commercial | Solar Pool Heater | 1.4039 | 0.34614 | 4.3614 | 0 | 0.37007 | 10130.719
[8 empty] | Commercial | Energy Star Commercial Dishwasher | 14.1369 | 0.36568 | N/A | 1.3826 | -0.0001471 | 19054.1268 | [8 empty] | Commercial | Solar Powered Pool Pump | 1.3042 | 0.50256 | 2.6937 | 0.9567 | 0.1485 | 4065.1875
[8 empty] | Commercial | Energy Star Commercial Dishwasher | 14.1369 | 0.36568 | N/A | 1.3826 | -0.0001471 | 19054.1268 | [8 empty] | Commercial | Solar Powered Pool Pump | 1.3042 | 0.50256 | 2.6937 | 0.9567 | 0.1485 | 4065.1875
[8 empty] | Commercial | Energy Star Commercial Dishwasher | 14.1369 | 0.36568 | N/A | 1.3826 | -0.0001471 | 19054.1268 | [8 empty] | Commercial | Solar Powered Pool Pump | 1.3042 | 0.50256 | 2.6937 | 0.9567 | 0.1485 | 4065.1875
[8 empty] | Commercial | Energy Star Commercial Dishwasher | 14.1369 | 0.36568 | N/A | 1.3826 | -0.0001471 | 19054.1268 | [8 empty] | Commercial | Solar Powered Pool Pump | 1.3042 | 0.50256 | 2.6937 | 0.9567 | 0.1485 | 4065.1875
[8 empty] | Commercial | Heat Pump Water Heater | 3.8261 | 0.54731 | N/A | 0.79397 | 0.52808 | 4698.2135 | [8 empty] | Commercial | Solar Powered Pool Pump | 1.3042 | 0.50256 | 2.6937 | 0.9567 | 0.1485 | 4065.1875
[8 empty] | Commercial | Heat Pump Water Heater | 10.4448 | 0.6496 | N/A | 5.7477 | 31.0919 | 108058.9101 | [8 empty] | Commercial | Solar Powered Pool Pump | 1.3042 | 0.50256 | 2.6937 | 0.9567 | 0.1485 | 4065.1875
[8 empty] | Commercial | Heat Pump Water Heater | 10.4035 | 0.7441 | N/A | 0.65925 | 3.4586 | 9396.427 | [8 empty] | Commercial | Solar Powered Pool Pump | 1.3042 | 0.50256 | 2.6937 | 0.9567 | 0.1485 | 4065.1875
[8 empty] | Commercial | Heat Pump Water Heater | 5.1015 | 0.54731 | N/A | 1.0586 | 0.70411 | 6264.2846 | [8 empty] | Commercial | Solar Powered Pool Pump | 1.3042 | 0.50256 | 2.6937 | 0.9567 | 0.1485 | 4065.1875
[8 empty] | Commercial | Heat Pump Water Heater | 12.2108 | 0.6496 | N/A | 10.0793 | 54.5234 | 189494.6105 | [8 empty] | Commercial | Solar Powered Pool Pump | 1.3042 | 0.50256 | 2.6937 | 0.9567 | 0.1485 | 4065.1875
[8 empty] | Commercial | Heat Pump Water Heater | 12.2435 | 0.54731 | N/A | 63.5174 | 42.2467 | 375857.0786 | [8 empty] | Commercial | Solar Powered Pool Pump | 1.3042 | 0.50256 | 2.6937 | 0.9567 | 0.1485 | 4065.1875
[8 empty] | Commercial | Heat Pump Water Heater | 16.6456 | 0.7441 | N/A | 3.1644 | 16.6011 | 45102.8494 | [8 empty] | Commercial | Solar Powered Pool Pump | 1.3042 | 0.50256 | 2.6937 | 0.9567 | 0.1485 | 4065.1875
[8 empty] | Commercial | Heat Pump Water Heater | 11.4783 | 0.54731 | N/A | 47.638 | 31.685 | 281892.809 | [8 empty] | Commercial | Solar Powered Pool Pump | 1.3042 | 0.50256 | 2.6937 | 0.9567 | 0.1485 | 4065.1875
[8 empty] | Commercial | Heat Pump Water Heater | 10.6281 | 0.54731 | N/A | 6.6164 | 4.4007 | 39151.779 | [8 empty] | Commercial | Solar Powered Pool Pump | 1.3042 | 0.50256 | 2.6937 | 0.9567 | 0.1485 | 4065.1875
[8 empty] | Commercial | Heat Pump Water Heater | 8.6696 | 0.7441 | N/A | 1.0987 | 5.7643 | 15660.7116 | [8 empty] | Commercial | Solar Powered Pool Pump | 1.3042 | 0.50256 | 2.6937 | 0.9567 | 0.1485 | 4065.1875
[8 empty] | Commercial | Heat Pump Water Heater | 10.2995 | 0.7441 | N/A | 1.958 | 10.2719 | 27907.3881 | [8 empty] | Commercial | Solar Powered Pool Pump | 1.3042 | 0.50256 | 2.6937 | 0.9567 | 0.1485 | 4065.1875
[8 empty] | Commercial | Heat Pump Water Heater | 1.5942 | 0.54731 | N/A | 0.33083 | 0.22004 | 1957.6319 | [8 empty] | Commercial | Solar Powered Pool Pump | 1.3042 | 0.50256 | 2.6937 | 0.9567 | 0.1485 | 4065.1875
[8 empty] | Commercial | Heat Pump Water Heater | 7.6522 | 0.54731 | N/A | 1.5879 | 1.0562 | 9396.427 | [8 empty] | Commercial | Solar Powered Pool Pump | 1.3042 | 0.50256 | 2.6937 | 0.9567 | 0.1485 | 4065.1875
[8 empty] | Commercial | Heat Pump Water Heater | 3.8261 | 0.54731 | N/A | 0.79397 | 0.52808 | 4698.2135 | [8 empty] | Commercial | Solar Powered Pool Pump | 1.3042 | 0.50256 | 2.6937 | 0.9567 | 0.1485 | 4065.1875
[8 empty] | Commercial | Heat Pump Water Heater | 10.4448 | 0.6496 | N/A | 5.7477 | 31.0919 | 108058.9101 | [8 empty] | Commercial | Solar Powered Pool Pump | 1.3042 | 0.50256 | 2.6937 | 0.9567 | 0.1485 | 4065.1875
[8 empty] | Commercial | Heat Pump Water Heater | 10.4035 | 0.7441 | N/A | 0.65925 | 3.4586 | 9396.427 | [8 empty] | Commercial | Solar Powered Pool Pump | 1.3042 | 0.50256 | 2.6937 | 0.9567 | 0.1485 | 4065.1875
[8 empty] | Commercial | Heat Pump Water Heater | 5.1015 | 0.54731 | N/A | 1.0586 | 0.70411 | 6264.2846 | [8 empty] | Commercial | Solar Powered Pool Pump | 1.3042 | 0.50256 | 2.6937 | 0.9567 | 0.1485 | 4065.1875
[8 empty] | Commercial | Heat Pump Water Heater | 12.2108 | 0.6496 | N/A | 10.0793 | 54.5234 | 189494.6105 | [8 empty] | Commercial | Solar Powered Pool Pump | 1.3042 | 0.50256 | 2.6937 | 0.9567 | 0.1485 | 4065.1875
[8 empty] | Commercial | Heat Pump Water Heater | 12.2435 | 0.54731 | N/A | 63.5174 | 42.2467 | 375857.0786 | [8 empty] | Commercial | Solar Powered Pool Pump | 1.3042 | 0.50256 | 2.6937 | 0.9567 | 0.1485 | 4065.1875
[8 empty] | Commercial | Heat Pump Water Heater | 16.6456 | 0.7441 | N/A | 3.1644 | 16.6011 | 45102.8494 | [8 empty] | Commercial | Solar Powered Pool Pump | 1.3042 | 0.50256 | 2.6937 | 0.9567 | 0.1485 | 4065.1875
[8 empty] | Commercial | Heat Pump Water Heater | 11.4783 | 0.54731 | N/A | 47.638 | 31.685 | 281892.809 | [8 empty] | Commercial | Variable Speed Pool Pump | 2.0786 | 0.50256 | 4.4565 | 0.7602 | 0.118 | 3230.25
[8 empty] | Commercial | Heat Pump Water Heater | 10.6281 | 0.54731 | N/A | 6.6164 | 4.4007 | 39151.779 | [8 empty] | Commercial | Variable Speed Pool Pump | 2.0786 | 0.50256 | 4.4565 | 0.7602 | 0.118 | 3230.25
[8 empty] | Commercial | Heat Pump Water Heater | 8.6696 | 0.7441 | N/A | 1.0987 | 5.7643 | 15660.7116 | [8 empty] | Commercial | Variable Speed Pool Pump | 2.0786 | 0.50256 | 4.4565 | 0.7602 | 0.118 | 3230.25
[8 empty] | Commercial | Heat Pump Water Heater | 10.2995 | 0.7441 | N/A | 1.958 | 10.2719 | 27907.3881 | [8 empty] | Commercial | Variable Speed Pool Pump | 2.0786 | 0.50256 | 4.4565 | 0.7602 | 0.118 | 3230.25
[8 empty] | Commercial | Heat Pump Water Heater | 1.5942 | 0.54731 | N/A | 0.33083 | 0.22004 | 1957.6319 | [8 empty] | Commercial | Variable Speed Pool Pump | 2.0786 | 0.50256 | 4.4565 | 0.7602 | 0.118 | 3230.25
[8 empty] | Commercial | Heat Pump Water Heater | 7.6522 | 0.54731 | N/A | 1.5879 | 1.0562 | 9396.427 | [8 empty] | Commercial | Variable Speed Pool Pump | 2.0786 | 0.50256 | 4.4565 | 0.7602 | 0.118 | 3230.25
[8 empty] | Commercial | Solar Water Heater | 1.0605 | 0.37801 | N/A | 9.4793 | 1.3308 | 126827.5691 | [8 empty] | Commercial | Variable Speed Pool Pump | 2.0786 | 0.50256 | 4.4565 | 0.7602 | 0.118 | 3230.25
[8 empty] | Commercial | Solar Water Heater | 1.2398 | 0.37801 | N/A | 16.6232 | 2.3338 | 222407.7661 | [8 empty] | Commercial | Variable Speed Pool Pump | 2.0786 | 0.50256 | 4.4565 | 0.7602 | 0.118 | 3230.25
[8 empty] | Commercial | Solar Water Heater | 1.4755 | 0.37801 | N/A | 32.9716 | 4.629 | 441139.3708 | [8 empty] | Commercial | Variable Speed Pool Pump | 2.0786 | 0.50256 | 4.4565 | 0.7602 | 0.118 | 3230.25
[8 empty] | Commercial | Solar Water Heater | 1.4755 | 0.37801 | N/A | 3.9566 | 0.55548 | 52936.7245 | [8 empty] | Commercial | Variable Speed Pool Pump | 2.0786 | 0.50256 | 4.4565 | 0.7602 | 0.118 | 3230.25
[8 empty] | Commercial | Solar Water Heater | 1.3832 | 0.37801 | N/A | 24.7287 | 3.4718 | 330854.5281 | [8 empty] | Commercial | Variable Speed Pool Pump | 2.0786 | 0.50256 | 4.4565 | 0.7602 | 0.118 | 3230.25
[8 empty] | Commercial | Solar Water Heater | 1.2808 | 0.37801 | N/A | 3.4345 | 0.48219 | 45952.0178 | [8 empty] | Commercial | Variable Speed Pool Pump | 2.0786 | 0.50256 | 4.4565 | 0.7602 | 0.118 | 3230.25
[8 empty] | Commercial | Solar Water Heater | 1.0605 | 0.37801 | N/A | 9.4793 | 1.3308 | 126827.5691 | [8 empty] | Commercial | Variable Speed Pool Pump | 2.0786 | 0.50256 | 4.4565 | 0.7602 | 0.118 | 3230.25
[8 empty] | Commercial | Solar Water Heater | 1.2398 | 0.37801 | N/A | 16.6232 | 2.3338 | 222407.7661 | [8 empty] | Commercial | Variable Speed Pool Pump | 2.0786 | 0.50256 | 4.4565 | 0.7602 | 0.118 | 3230.25
[8 empty] | Commercial | Solar Water Heater | 1.4755 | 0.37801 | N/A | 32.9716 | 4.629 | 441139.3708 | [8 empty] | Commercial | Variable Speed Pool Pump | 2.0786 | 0.50256 | 4.4565 | 0.7602 | 0.118 | 3230.25
[8 empty] | Commercial | Solar Water Heater | 1.4755 | 0.37801 | N/A | 3.9566 | 0.55548 | 52936.7245 | [8 empty] | Commercial | Variable Speed Pool Pump | 2.0786 | 0.50256 | 4.4565 | 0.7602 | 0.118 | 3230.25
[8 empty] | Commercial | Solar Water Heater | 1.3832 | 0.37801 | N/A | 24.7287 | 3.4718 | 330854.5281 | [8 empty] | Commercial | Variable Speed Pool Pump | 2.0786 | 0.50256 | 4.4565 | 0.7602 | 0.118 | 3230.25
[8 empty] | Commercial | Solar Water Heater | 1.2808 | 0.37801 | N/A | 3.4345 | 0.48219 | 45952.0178 | [8 empty] | Commercial | Variable Speed Pool Pump | 2.0786 | 0.50256 | 4.4565 | 0.7602 | 0.118 | 3230.25
[8 empty] | Commercial | CFL - 15W Flood | 24.2691 | 0.31635 | N/A | 0 | 0 | 200.9 | [8 empty] | Commercial | Variable Speed Pool Pump | 2.0786 | 0.50256 | 4.4565 | 0.7602 | 0.118 | 3230.25
[8 empty] | Commercial | CFL - 15W Flood | 24.2691 | 0.31635 | N/A | 0 | 0 | 200.9 | [8 empty] | Commercial | Variable Speed Pool Pump | 2.0786 | 0.50256 | 4.4565 | 0.7602 | 0.118 | 3230.25
[8 empty] | Commercial | CFL - 15W Flood | 24.2691 | 0.31635 | N/A | 0 | 0 | 200.9 | [8 empty] | Commercial | Variable Speed Pool Pump | 2.0786 | 0.50256 | 4.4565 | 0.7602 | 0.118 | 3230.25
[8 empty] | Commercial | CFL - 15W Flood | 24.2691 | 0.31635 | N/A | 0 | 0 | 200.9 | [8 empty] | Commercial | Variable Speed Pool Pump | 2.0786 | 0.50256 | 4.4565 | 0.7602 | 0.118 | 3230.25
[8 empty] | Commercial | CFL - 15W Flood | 24.2691 | 0.31635 | N/A | 0 | 0 | 200.9 | [8 empty] | Commercial | Variable Speed Pool Pump | 2.0786 | 0.50256 | 4.4565 | 0.7602 | 0.118 | 3230.25
[8 empty] | Commercial | CFL - 15W Flood | 24.2691 | 0.31635 | N/A | 0 | 0 | 200.9 | [8 empty] | Commercial | Variable Speed Pool Pump | 2.0786 | 0.50256 | 4.4565 | 0.7602 | 0.118 | 3230.25
[8 empty] | Commercial | CFL - 15W Flood | 24.2691 | 0.31635 | N/A | 0 | 0 | 200.9 | [8 empty] | Commercial | Energy Star Uninterruptable Power Supply | 2.4608 | 0.50434 | 5.1777 | 0.00061097 | 0.00061097 | 5.3521
[8 empty] | Commercial | CFL - 15W Flood | 24.2691 | 0.31635 | N/A | 0 | 0 | 200.9 | [8 empty] | Commercial | Energy Star Uninterruptable Power Supply | 2.4608 | 0.50434 | 5.1777 | 0.00061097 | 0.00061097 | 5.3521
[8 empty] | Commercial | CFL - 15W Flood | 24.2691 | 0.31635 | N/A | 0 | 0 | 200.9 | [8 empty] | Commercial | Energy Star Uninterruptable Power Supply | 2.4608 | 0.50434 | 5.1777 | 0.00061097 | 0.00061097 | 5.3521
[8 empty] | Commercial | CFL - 15W Flood | 24.2691 | 0.31635 | N/A | 0 | 0 | 200.9 | [8 empty] | Commercial | Energy Star Uninterruptable Power Supply | 2.4608 | 0.50434 | 5.1777 | 0.00061097 | 0.00061097 | 5.3521
[8 empty] | Commercial | CFL - 15W Flood | 24.2691 | 0.31635 | N/A | 0 | 0 | 200.9 | [8 empty] | Commercial | Energy Star Uninterruptable Power Supply | 2.4608 | 0.50434 | 5.1777 | 0.00061097 | 0.00061097 | 5.3521
[8 empty] | Commercial | CFL - 15W Flood | 24.2691 | 0.31635 | N/A | 0 | 0 | 200.9 | [8 empty] | Commercial | Energy Star Uninterruptable Power Supply | 2.4608 | 0.50434 | 5.1777 | 0.00061097 | 0.00061097 | 5.3521
[8 empty] | Commercial | CFL - 15W Flood | 24.2691 | 0.31635 | N/A | 0 | 0 | 200.9 | [8 empty] | Commercial | Energy Star Uninterruptable Power Supply | 2.4608 | 0.50434 | 5.1777 | 0.00061097 | 0.00061097 | 5.3521
[8 empty] | Commercial | CFL - 15W Flood | 24.2691 | 0.31635 | N/A | 0 | 0 | 200.9 | [8 empty] | Commercial | Energy Star Uninterruptable Power Supply | 2.4608 | 0.50434 | 5.1777 | 0.00061097 | 0.00061097 | 5.3521
[8 empty] | Commercial | CFL - 15W Flood | 24.2691 | 0.31635 | N/A | 0 | 0 | 200.9 | [8 empty] | Commercial | Energy Star Uninterruptable Power Supply | 2.4608 | 0.50434 | 5.1777 | 0.00061097 | 0.00061097 | 5.3521
[8 empty] | Commercial | CFL - 15W Flood | 24.2691 | 0.31635 | N/A | 0 | 0 | 200.9 | [8 empty] | Commercial | Energy Star Uninterruptable Power Supply | 2.4608 | 0.50434 | 5.1777 | 0.00061097 | 0.00061097 | 5.3521
[8 empty] | Commercial | CFL - 15W Flood | 24.2691 | 0.31635 | N/A | 0 | 0 | 200.9 | [8 empty] | Commercial | Energy Star Uninterruptable Power Supply | 2.4608 | 0.50434 | 5.1777 | 0.00061097 | 0.00061097 | 5.3521
[8 empty] | Commercial | CFL - 15W Flood | 24.2691 | 0.31635 | N/A | 0 | 0 | 200.9 | [8 empty] | Commercial | Energy Star Uninterruptable Power Supply | 2.4608 | 0.50434 | 5.1777 | 0.00061097 | 0.00061097 | 5.3521
[8 empty] | Commercial | CFL - 15W Flood | 24.2691 | 0.31635 | N/A | 0 | 0 | 200.9 | [8 empty] | Commercial | Energy Star Uninterruptable Power Supply | 2.4608 | 0.50434 | 5.1777 | 0.00061097 | 0.00061097 | 5.3521
[8 empty] | Commercial | CFL - 15W Flood | 24.2691 | 0.31635 | N/A | 0 | 0 | 200.9 | [8 empty] | Commercial | Energy Star Uninterruptable Power Supply | 2.4608 | 0.50434 | 5.1777 | 0.00061097 | 0.00061097 | 5.3521
[8 empty] | Commercial | CFL - 15W Flood | 24.2691 | 0.31635 | N/A | 0 | 0 | 200.9 | [8 empty] | Commercial | Energy Star Uninterruptable Power Supply | 2.4608 | 0.50434 | 5.1777 | 0.00061097 | 0.00061097 | 5.3521
[8 empty] | Commercial | CFL - 15W Flood | 24.2691 | 0.31635 | N/A | 0 | 0 | 200.9 | [8 empty] | Commercial | Energy Star Uninterruptable Power Supply | 2.4608 | 0.50434 | 5.1777 | 0.00061097 | 0.00061097 | 5.3521
[8 empty] | Commercial | CFL - 15W Flood | 24.2691 | 0.31635 | N/A | 0 | 0 | 200.9 | [8 empty] | Commercial | Energy Star Uninterruptable Power Supply | 2.4608 | 0.50434 | 5.1777 | 0.00061097 | 0.00061097 | 5.3521
[8 empty] | Commercial | CFL - 15W Flood | 24.2691 | 0.31635 | N/A | 0 | 0 | 200.9 | [8 empty] | Commercial | Energy Star Uninterruptable Power Supply | 2.4608 | 0.50434 | 5.1777 | 0.00061097 | 0.00061097 | 5.3521
[8 empty] | Commercial | CFL - 15W Flood | 24.2691 | 0.31635 | N/A | 0 | 0 | 200.9 | [8 empty] | Commercial | Energy Star Uninterruptable Power Supply | 2.4608 | 0.50434 | 5.1777 | 0.00061097 | 0.00061097 | 5.3521
[8 empty] | Commercial | CFL - 15W Flood | 24.2691 | 0.31635 | N/A | 0 | 0 | 200.9 | [8 empty] | Commercial | Energy Star Uninterruptable Power Supply | 2.4608 | 0.50434 | 5.1777 | 0.00061097 | 0.00061097 | 5.3521
[8 empty] | Commercial | High Efficiency HID Lighting | 1.1853 | 0.31635 | N/A | 0 | 0 | 484.169 | [8 empty] | Commercial | Energy Star Uninterruptable Power Supply | 2.4608 | 0.50434 | 5.1777 | 0.00061097 | 0.00061097 | 5.3521
[8 empty] | Commercial | High Efficiency HID Lighting | 1.1853 | 0.31635 | N/A | 0 | 0 | 484.169 | [8 empty] | Commercial | Energy Star Uninterruptable Power Supply | 2.4608 | 0.50434 | 5.1777 | 0.00061097 | 0.00061097 | 5.3521
[8 empty] | Commercial | High Efficiency HID Lighting | 1.1853 | 0.31635 | N/A | 0 | 0 | 484.169 | [8 empty] | Commercial | Energy Star Uninterruptable Power Supply | 2.4608 | 0.50434 | 5.1777 | 0.00061097 | 0.00061097 | 5.3521
[8 empty] | Commercial | High Efficiency HID Lighting | 1.1853 | 0.31635 | N/A | 0 | 0 | 484.169 | [8 empty] | Commercial | Energy Star Uninterruptable Power Supply | 2.4608 | 0.50434 | 5.1777 | 0.00061097 | 0.00061097 | 5.3521
[8 empty] | Commercial | High Efficiency HID Lighting | 1.1853 | 0.31635 | N/A | 0 | 0 | 484.169 | [8 empty] | Commercial | Energy Star Uninterruptable Power Supply | 2.4608 | 0.50434 | 5.1777 | 0.00061097 | 0.00061097 | 5.3521
[8 empty] | Commercial | High Efficiency HID Lighting | 1.1853 | 0.31635 | N/A | 0 | 0 | 484.169 | [8 empty] | Commercial | Energy Star Uninterruptable Power Supply | 2.4608 | 0.50434 | 5.1777 | 0.00061097 | 0.00061097 | 5.3521
[8 empty] | Commercial | High Efficiency HID Lighting | 1.1853 | 0.31635 | N/A | 0 | 0 | 484.169 | [8 empty] | Commercial | Refrigerated Display Case LED Lighting | 2.0633 | 0.49423 | 4.3815 | 0.024002 | 0.013074 | 160.9897
[8 empty] | Commercial | High Efficiency HID Lighting | 1.1853 | 0.31635 | N/A | 0 | 0 | 484.169 | [8 empty] | Commercial | Refrigerated Display Case LED Lighting | 2.1253 | 0.50908 | 4.3815 | 0.020873 | 0.017484 | 160.9897
[8 empty] | Commercial | High Efficiency HID Lighting | 1.1853 | 0.31635 | N/A | 0 | 0 | 484.169 | [8 empty] | Commercial | Refrigerated Display Case LED Lighting | 2.0633 | 0.49423 | 4.3815 | 0.024002 | 0.013074 | 160.9897
[8 empty] | Commercial | High Efficiency HID Lighting | 1.1853 | 0.31635 | N/A | 0 | 0 | 484.169 | [8 empty] | Commercial | Refrigerated Display Case LED Lighting | 2.1253 | 0.50908 | 4.3815 | 0.020873 | 0.017484 | 160.9897
[8 empty] | Commercial | High Efficiency HID Lighting | 1.1853 | 0.31635 | N/A | 0 | 0 | 484.169 | [8 empty] | Commercial | Refrigerated Display Case LED Lighting | 2.1253 | 0.50908 | 4.3815 | 0.020873 | 0.017484 | 160.9897
[8 empty] | Commercial | High Efficiency HID Lighting | 1.1853 | 0.31635 | N/A | 0 | 0 | 484.169 | [8 empty] | Commercial | Refrigerated Display Case LED Lighting | 2.0633 | 0.49423 | 4.3815 | 0.024002 | 0.013074 | 160.9897
[8 empty] | Commercial | High Efficiency HID Lighting | 1.1853 | 0.31635 | N/A | 0 | 0 | 484.169 | [8 empty] | Commercial | Refrigerated Display Case LED Lighting | 2.1253 | 0.50908 | 4.3815 | 0.020873 | 0.017484 | 160.9897
[8 empty] | Commercial | High Efficiency HID Lighting | 1.1853 | 0.31635 | N/A | 0 | 0 | 484.169 | [8 empty] | Commercial | Refrigerated Display Case LED Lighting | 2.0633 | 0.49423 | 4.3815 | 0.024002 | 0.013074 | 160.9897
[8 empty] | Commercial | High Efficiency HID Lighting | 1.1853 | 0.31635 | N/A | 0 | 0 | 484.169 | [8 empty] | Commercial | Refrigerated Display Case LED Lighting | 2.0633 | 0.49423 | 4.3815 | 0.024002 | 0.013074 | 160.9897
[8 empty] | Commercial | High Efficiency HID Lighting | 1.1853 | 0.31635 | N/A | 0 | 0 | 484.169 | [8 empty] | Commercial | Refrigerated Display Case LED Lighting | 2.1253 | 0.50908 | 4.3815 | 0.020873 | 0.017484 | 160.9897
[8 empty] | Commercial | High Efficiency HID Lighting | 1.1853 | 0.31635 | N/A | 0 | 0 | 484.169 | [8 empty] | Commercial | Refrigerated Display Case LED Lighting | 2.0633 | 0.49423 | 4.3815 | 0.024002 | 0.013074 | 160.9897
[8 empty] | Commercial | High Efficiency HID Lighting | 1.1853 | 0.31635 | N/A | 0 | 0 | 484.169 | [8 empty] | Commercial | Refrigerated Display Case LED Lighting | 2.1253 | 0.50908 | 4.3815 | 0.020873 | 0.017484 | 160.9897
[8 empty] | Commercial | High Efficiency HID Lighting | 1.1853 | 0.31635 | N/A | 0 | 0 | 484.169 | [8 empty] | Commercial | Refrigerated Display Case LED Lighting | 2.0633 | 0.49423 | 4.3815 | 0.024002 | 0.013074 | 160.9897
[8 empty] | Commercial | High Efficiency HID Lighting | 1.1853 | 0.31635 | N/A | 0 | 0 | 484.169 | [8 empty] | Commercial | High Speed Fans | 1.8728 | 0.41202 | 5.075 | 0.070783 | 0.0064843 | 508.5618
[8 empty] | Commercial | High Efficiency HID Lighting | 1.1853 | 0.31635 | N/A | 0 | 0 | 484.169 | [8 empty] | Commercial | High Speed Fans | 2.2811 | 0.50187 | 5.075 | 0.065938 | 0.055231 | 508.5618
[8 empty] | Commercial | High Efficiency HID Lighting | 1.1853 | 0.31635 | N/A | 0 | 0 | 484.169 | [8 empty] | Commercial | High Speed Fans | 1.8728 | 0.41202 | 5.075 | 0.070783 | 0.0064843 | 508.5618
[8 empty] | Commercial | High Efficiency HID Lighting | 1.1853 | 0.31635 | N/A | 0 | 0 | 484.169 | [8 empty] | Commercial | High Speed Fans | 2.2811 | 0.50187 | 5.075 | 0.065938 | 0.055231 | 508.5618
[8 empty] | Commercial | High Efficiency HID Lighting | 1.1853 | 0.31635 | N/A | 0 | 0 | 484.169 | [8 empty] | Commercial | High Speed Fans | 2.2811 | 0.50187 | 5.075 | 0.065938 | 0.055231 | 508.5618
[8 empty] | Commercial | High Efficiency HID Lighting | 1.1853 | 0.31635 | N/A | 0 | 0 | 484.169 | [8 empty] | Commercial | High Speed Fans | 1.8728 | 0.41202 | 5.075 | 0.070783 | 0.0064843 | 508.5618
[8 empty] | Commercial | High Efficiency HID Lighting | 1.1853 | 0.31635 | N/A | 0 | 0 | 484.169 | [8 empty] | Commercial | High Speed Fans | 2.2811 | 0.50187 | 5.075 | 0.065938 | 0.055231 | 508.5618
[8 empty] | Commercial | LED - 9W Flood | 33.9334 | 0.31635 | N/A | 0 | 0 | 225.008 | [8 empty] | Commercial | High Speed Fans | 1.8728 | 0.41202 | 5.075 | 0.070783 | 0.0064843 | 508.5618
[8 empty] | Commercial | LED - 9W Flood | 33.9334 | 0.31635 | N/A | 0 | 0 | 225.008 | [8 empty] | Commercial | High Speed Fans | 1.8728 | 0.41202 | 5.075 | 0.070783 | 0.0064843 | 508.5618
[8 empty] | Commercial | LED - 9W Flood | 33.9334 | 0.31635 | N/A | 0 | 0 | 225.008 | [8 empty] | Commercial | High Speed Fans | 2.2811 | 0.50187 | 5.075 | 0.065938 | 0.055231 | 508.5618
[8 empty] | Commercial | LED - 9W Flood | 33.9334 | 0.31635 | N/A | 0 | 0 | 225.008 | [8 empty] | Commercial | High Speed Fans | 1.8728 | 0.41202 | 5.075 | 0.070783 | 0.0064843 | 508.5618
[8 empty] | Commercial | LED - 9W Flood | 33.9334 | 0.31635 | N/A | 0 | 0 | 225.008 | [8 empty] | Commercial | High Speed Fans | 2.2811 | 0.50187 | 5.075 | 0.065938 | 0.055231 | 508.5618
[8 empty] | Commercial | LED - 9W Flood | 33.9334 | 0.31635 | N/A | 0 | 0 | 225.008 | [8 empty] | Commercial | High Speed Fans | 1.8728 | 0.41202 | 5.075 | 0.070783 | 0.0064843 | 508.5618
[8 empty] | Commercial | LED - 9W Flood | 33.9334 | 0.31635 | N/A | 0 | 0 | 225.008 | [8 empty] | Commercial | High Speed Fans | 1.8728 | 0.41202 | 5.075 | 0.070783 | 0.0064843 | 508.5618
[8 empty] | Commercial | LED - 9W Flood | 33.9334 | 0.31635 | N/A | 0 | 0 | 225.008 | [8 empty] | Commercial | High Speed Fans | 2.2811 | 0.50187 | 5.075 | 0.065938 | 0.055231 | 508.5618
[8 empty] | Commercial | LED - 9W Flood | 33.9334 | 0.31635 | N/A | 0 | 0 | 225.008 | [8 empty] | Commercial | High Speed Fans | 1.8728 | 0.41202 | 5.075 | 0.070783 | 0.0064843 | 508.5618
[8 empty] | Commercial | LED - 9W Flood | 33.9334 | 0.31635 | N/A | 0 | 0 | 225.008 | [8 empty] | Commercial | High Speed Fans | 2.2811 | 0.50187 | 5.075 | 0.065938 | 0.055231 | 508.5618
[8 empty] | Commercial | LED - 9W Flood | 33.9334 | 0.31635 | N/A | 0 | 0 | 225.008 | [8 empty] | Commercial | High Speed Fans | 2.2811 | 0.50187 | 5.075 | 0.065938 | 0.055231 | 508.5618
[8 empty] | Commercial | LED - 9W Flood | 33.9334 | 0.31635 | N/A | 0 | 0 | 225.008 | [8 empty] | Commercial | High Speed Fans | 1.8728 | 0.41202 | 5.075 | 0.070783 | 0.0064843 | 508.5618
[8 empty] | Commercial | LED - 9W Flood | 33.9334 | 0.31635 | N/A | 0 | 0 | 225.008 | [8 empty] | Commercial | High Speed Fans | 2.2811 | 0.50187 | 5.075 | 0.065938 | 0.055231 | 508.5618
[8 empty] | Commercial | LED - 9W Flood | 33.9334 | 0.31635 | N/A | 0 | 0 | 225.008 | [8 empty] | Commercial | High Speed Fans | 1.8728 | 0.41202 | 5.075 | 0.070783 | 0.0064843 | 508.5618
[8 empty] | Commercial | LED - 9W Flood | 33.9334 | 0.31635 | N/A | 0 | 0 | 225.008 | [8 empty] | Commercial | High Speed Fans | 1.8728 | 0.41202 | 5.075 | 0.070783 | 0.0064843 | 508.5618
[8 empty] | Commercial | LED - 9W Flood | 33.9334 | 0.31635 | N/A | 0 | 0 | 225.008 | [8 empty] | Commercial | High Speed Fans | 2.2811 | 0.50187 | 5.075 | 0.065938 | 0.055231 | 508.5618
[8 empty] | Commercial | LED - 9W Flood | 33.9334 | 0.31635 | N/A | 0 | 0 | 225.008 | [8 empty] | Commercial | High Speed Fans | 1.8728 | 0.41202 | 5.075 | 0.070783 | 0.0064843 | 508.5618
[8 empty] | Commercial | LED - 9W Flood | 33.9334 | 0.31635 | N/A | 0 | 0 | 225.008 | [8 empty] | Commercial | High Speed Fans | 2.2811 | 0.50187 | 5.075 | 0.065938 | 0.055231 | 508.5618
[8 empty] | Commercial | LED - 9W Flood | 33.9334 | 0.31635 | N/A | 0 | 0 | 225.008 | [8 empty] | Commercial | High Speed Fans | 1.8728 | 0.41202 | 5.075 | 0.070783 | 0.0064843 | 508.5618
[8 empty] | Commercial | LED - 9W Flood | 33.9334 | 0.31635 | N/A | 0 | 0 | 225.008 | [8 empty] | Commercial | Hot Water Circulation Pump Control | 1.09 | 0.52185 | 2.123 | 0.8107 | 0.8107 | 6510
[8 empty] | Commercial | LED - 9W Flood | 33.9334 | 0.31635 | N/A | 0 | 0 | 225.008 | [8 empty] | Commercial | Hot Water Circulation Pump Control | 1.09 | 0.52185 | 2.123 | 1.2161 | 1.2161 | 9765
[8 empty] | Commercial | LED - 9W Flood | 33.9334 | 0.31635 | N/A | 0 | 0 | 225.008 | [8 empty] | Commercial | Hot Water Circulation Pump Control | 1.09 | 0.52185 | 2.123 | 0.8107 | 0.8107 | 6510
[8 empty] | Commercial | LED - 9W Flood | 33.9334 | 0.31635 | N/A | 0 | 0 | 225.008 | [8 empty] | Commercial | Hot Water Circulation Pump Control | 1.09 | 0.52185 | 2.123 | 1.2161 | 1.2161 | 9765
[8 empty] | Commercial | LED - 9W Flood | 33.9334 | 0.31635 | N/A | 0 | 0 | 225.008 | [8 empty] | Commercial | Tank Wrap on Water Heater | 1.1139 | 0.48281 | 2.3529 | 0.026439 | 0.026975 | 263.9459
[8 empty] | Commercial | LED - 9W Flood | 33.9334 | 0.31635 | N/A | 0 | 0 | 225.008 | [8 empty] | Commercial | Tank Wrap on Water Heater | 1.1139 | 0.48281 | 2.3529 | 0.26439 | 0.26975 | 2639.4593
[8 empty] | Commercial | LED - 9W Flood | 33.9334 | 0.31635 | N/A | 0 | 0 | 225.008 | [8 empty] | Commercial | Tank Wrap on Water Heater | 1.1139 | 0.48281 | 2.3529 | 0.026439 | 0.026975 | 263.9459
[8 empty] | Commercial | LED Display Lighting (Exterior) | 5.1101 | 0.31635 | N/A | 0 | 0 | 377.692 | [8 empty] | Commercial | Tank Wrap on Water Heater | 1.1139 | 0.48281 | 2.3529 | 0.026439 | 0.026975 | 263.9459
[8 empty] | Commercial | LED Display Lighting (Exterior) | 5.1101 | 0.31635 | N/A | 0 | 0 | 377.692 | [8 empty] | Commercial | Tank Wrap on Water Heater | 1.1139 | 0.48281 | 2.3529 | 0.39659 | 0.40463 | 3959.189
[8 empty] | Commercial | LED Display Lighting (Exterior) | 5.1101 | 0.31635 | N/A | 0 | 0 | 377.692 | [8 empty] | Commercial | Tank Wrap on Water Heater | 1.1139 | 0.48281 | 2.3529 | 0.66098 | 0.67439 | 6598.6483
[8 empty] | Commercial | LED Display Lighting (Exterior) | 5.1101 | 0.31635 | N/A | 0 | 0 | 377.692 | [8 empty] | Commercial | Tank Wrap on Water Heater | 1.1139 | 0.48281 | 2.3529 | 0.079318 | 0.080926 | 791.8378
[8 empty] | Commercial | LED Display Lighting (Exterior) | 5.1101 | 0.31635 | N/A | 0 | 0 | 377.692 | [8 empty] | Commercial | Tank Wrap on Water Heater | 1.1139 | 0.48281 | 2.3529 | 0.52878 | 0.53951 | 5278.9187
[8 empty] | Commercial | LED Display Lighting (Exterior) | 5.1101 | 0.31635 | N/A | 0 | 0 | 377.692 | [8 empty] | Commercial | Tank Wrap on Water Heater | 1.1139 | 0.48281 | 2.3529 | 0.079318 | 0.080926 | 791.8378
[8 empty] | Commercial | LED Display Lighting (Exterior) | 5.1101 | 0.31635 | N/A | 0 | 0 | 377.692 | [8 empty] | Commercial | Tank Wrap on Water Heater | 1.1139 | 0.48281 | 2.3529 | 0.052878 | 0.053951 | 527.8919
[8 empty] | Commercial | LED Display Lighting (Exterior) | 5.1101 | 0.31635 | N/A | 0 | 0 | 377.692 | [8 empty] | Commercial | Tank Wrap on Water Heater | 1.1139 | 0.48281 | 2.3529 | 0.079318 | 0.080926 | 791.8378
[8 empty] | Commercial | LED Display Lighting (Exterior) | 5.1101 | 0.31635 | N/A | 0 | 0 | 377.692 | [8 empty] | Commercial | Tank Wrap on Water Heater | 1.1139 | 0.48281 | 2.3529 | 0.026439 | 0.026975 | 263.9459
[8 empty] | Commercial | LED Display Lighting (Exterior) | 5.1101 | 0.31635 | N/A | 0 | 0 | 377.692 | [8 empty] | Commercial | Tank Wrap on Water Heater | 1.1139 | 0.48281 | 2.3529 | 0.026439 | 0.026975 | 263.9459
[8 empty] | Commercial | LED Display Lighting (Exterior) | 5.1101 | 0.31635 | N/A | 0 | 0 | 377.692 | [8 empty] | Commercial | Tank Wrap on Water Heater | 1.0672 | 0.48281 | 2.2508 | 0.025292 | 0.025805 | 252.4943
[8 empty] | Commercial | LED Display Lighting (Exterior) | 5.1101 | 0.31635 | N/A | 0 | 0 | 377.692 | [8 empty] | Commercial | Tank Wrap on Water Heater | 1.0672 | 0.48281 | 2.2508 | 0.25292 | 0.25805 | 2524.9431
[8 empty] | Commercial | LED Display Lighting (Exterior) | 5.1101 | 0.31635 | N/A | 0 | 0 | 377.692 | [8 empty] | Commercial | Tank Wrap on Water Heater | 1.0672 | 0.48281 | 2.2508 | 0.025292 | 0.025805 | 252.4943
[8 empty] | Commercial | LED Display Lighting (Exterior) | 5.1101 | 0.31635 | N/A | 0 | 0 | 377.692 | [8 empty] | Commercial | Tank Wrap on Water Heater | 1.0672 | 0.48281 | 2.2508 | 0.025292 | 0.025805 | 252.4943
[8 empty] | Commercial | LED Display Lighting (Exterior) | 5.1101 | 0.31635 | N/A | 0 | 0 | 377.692 | [8 empty] | Commercial | Tank Wrap on Water Heater | 1.0672 | 0.48281 | 2.2508 | 0.37938 | 0.38708 | 3787.4147
[8 empty] | Commercial | LED Display Lighting (Exterior) | 5.1101 | 0.31635 | N/A | 0 | 0 | 377.692 | [8 empty] | Commercial | Tank Wrap on Water Heater | 1.0672 | 0.48281 | 2.2508 | 0.6323 | 0.64513 | 6312.3578
[8 empty] | Commercial | LED Display Lighting (Exterior) | 5.1101 | 0.31635 | N/A | 0 | 0 | 377.692 | [8 empty] | Commercial | Tank Wrap on Water Heater | 1.0672 | 0.48281 | 2.2508 | 0.075876 | 0.077415 | 757.4829
[8 empty] | Commercial | LED Display Lighting (Exterior) | 5.1101 | 0.31635 | N/A | 0 | 0 | 377.692 | [8 empty] | Commercial | Tank Wrap on Water Heater | 1.0672 | 0.48281 | 2.2508 | 0.50584 | 0.5161 | 5049.8862
[8 empty] | Commercial | LED Display Lighting (Exterior) | 5.1101 | 0.31635 | N/A | 0 | 0 | 377.692 | [8 empty] | Commercial | Tank Wrap on Water Heater | 1.0672 | 0.48281 | 2.2508 | 0.075876 | 0.077415 | 757.4829
[8 empty] | Commercial | LED Display Lighting (Exterior) | 5.1101 | 0.31635 | N/A | 0 | 0 | 377.692 | [8 empty] | Commercial | Tank Wrap on Water Heater | 1.0672 | 0.48281 | 2.2508 | 0.050584 | 0.05161 | 504.9886
[8 empty] | Commercial | LED Display Lighting (Exterior) | 5.1101 | 0.31635 | N/A | 0 | 0 | 377.692 | [8 empty] | Commercial | Tank Wrap on Water Heater | 1.0672 | 0.48281 | 2.2508 | 0.075876 | 0.077415 | 757.4829
[8 empty] | Commercial | LED Display Lighting (Exterior) | 5.1101 | 0.31635 | N/A | 0 | 0 | 377.692 | [8 empty] | Commercial | Tank Wrap on Water Heater | 1.0672 | 0.48281 | 2.2508 | 0.025292 | 0.025805 | 252.4943
[8 empty] | Commercial | LED Display Lighting (Exterior) | 5.1101 | 0.31635 | N/A | 0 | 0 | 377.692 | [8 empty] | Commercial | Tank Wrap on Water Heater | 1.0672 | 0.48281 | 2.2508 | 0.025292 | 0.025805 | 252.4943
[8 empty] | Commercial | LED Display Lighting (Exterior) | 5.1101 | 0.31635 | N/A | 0 | 0 | 377.692 | [8 empty] | Commercial | Bi-Level Lighting Control (Exterior) | 1.4981 | 0.31172 | 5.0939 | 0 | 0 | 1357.8
[8 empty] | Commercial | LED Display Lighting (Exterior) | 5.1101 | 0.31635 | N/A | 0 | 0 | 377.692 | [8 empty] | Commercial | Bi-Level Lighting Control (Exterior) | 1.4981 | 0.31172 | 5.0939 | 0 | 0 | 1357.8
[8 empty] | Commercial | LED Display Lighting (Exterior) | 5.1101 | 0.31635 | N/A | 0 | 0 | 377.692 | [8 empty] | Commercial | Bi-Level Lighting Control (Exterior) | 1.4981 | 0.31172 | 5.0939 | 0 | 0 | 1357.8
[8 empty] | Commercial | LED Exterior Lighting | 1.2596 | 0.31635 | N/A | 0 | 0 | 763.42 | [8 empty] | Commercial | Bi-Level Lighting Control (Exterior) | 1.4981 | 0.31172 | 5.0939 | 0 | 0 | 1357.8
[8 empty] | Commercial | LED Exterior Lighting | 1.2596 | 0.31635 | N/A | 0 | 0 | 763.42 | [8 empty] | Commercial | Bi-Level Lighting Control (Exterior) | 1.4981 | 0.31172 | 5.0939 | 0 | 0 | 1357.8
[8 empty] | Commercial | LED Exterior Lighting | 1.2596 | 0.31635 | N/A | 0 | 0 | 763.42 | [8 empty] | Commercial | Bi-Level Lighting Control (Exterior) | 1.4981 | 0.31172 | 5.0939 | 0 | 0 | 1357.8
[8 empty] | Commercial | LED Exterior Lighting | 1.2596 | 0.31635 | N/A | 0 | 0 | 763.42 | [8 empty] | Commercial | Bi-Level Lighting Control (Exterior) | 1.4981 | 0.31172 | 5.0939 | 0 | 0 | 1357.8
[8 empty] | Commercial | LED Exterior Lighting | 1.2596 | 0.31635 | N/A | 0 | 0 | 763.42 | [8 empty] | Commercial | Bi-Level Lighting Control (Exterior) | 1.4981 | 0.31172 | 5.0939 | 0 | 0 | 1357.8
[8 empty] | Commercial | LED Exterior Lighting | 1.2596 | 0.31635 | N/A | 0 | 0 | 763.42 | [8 empty] | Commercial | Bi-Level Lighting Control (Exterior) | 1.4981 | 0.31172 | 5.0939 | 0 | 0 | 1357.8
[8 empty] | Commercial | LED Exterior Lighting | 1.2596 | 0.31635 | N/A | 0 | 0 | 763.42 | [8 empty] | Commercial | Bi-Level Lighting Control (Exterior) | 1.4981 | 0.31172 | 5.0939 | 0 | 0 | 1357.8
[8 empty] | Commercial | LED Exterior Lighting | 1.2596 | 0.31635 | N/A | 0 | 0 | 763.42 | [8 empty] | Commercial | Bi-Level Lighting Control (Exterior) | 1.4981 | 0.31172 | 5.0939 | 0 | 0 | 1357.8
[8 empty] | Commercial | LED Exterior Lighting | 1.2596 | 0.31635 | N/A | 0 | 0 | 763.42 | [8 empty] | Commercial | Bi-Level Lighting Control (Exterior) | 1.4981 | 0.31172 | 5.0939 | 0 | 0 | 1357.8
[8 empty] | Commercial | LED Exterior Lighting | 1.2596 | 0.31635 | N/A | 0 | 0 | 763.42 | [8 empty] | Commercial | Bi-Level Lighting Control (Exterior) | 1.4981 | 0.31172 | 5.0939 | 0 | 0 | 1357.8
[8 empty] | Commercial | LED Exterior Lighting | 1.2596 | 0.31635 | N/A | 0 | 0 | 763.42 | [8 empty] | Commercial | Bi-Level Lighting Control (Exterior) | 1.4981 | 0.31172 | 5.0939 | 0 | 0 | 1357.8
[8 empty] | Commercial | LED Exterior Lighting | 1.2596 | 0.31635 | N/A | 0 | 0 | 763.42 | [8 empty] | Commercial | Bi-Level Lighting Control (Exterior) | 1.4981 | 0.31172 | 5.0939 | 0 | 0 | 1357.8
[8 empty] | Commercial | LED Exterior Lighting | 1.2596 | 0.31635 | N/A | 0 | 0 | 763.42 | [8 empty] | Commercial | Bi-Level Lighting Control (Exterior) | 1.4981 | 0.31172 | 5.0939 | 0 | 0 | 1357.8
[8 empty] | Commercial | LED Exterior Lighting | 1.2596 | 0.31635 | N/A | 0 | 0 | 763.42 | [8 empty] | Commercial | Bi-Level Lighting Control (Exterior) | 1.4981 | 0.31172 | 5.0939 | 0 | 0 | 1357.8
[8 empty] | Commercial | LED Exterior Lighting | 1.2596 | 0.31635 | N/A | 0 | 0 | 763.42 | [8 empty] | Commercial | Bi-Level Lighting Control (Exterior) | 1.4981 | 0.31172 | 5.0939 | 0 | 0 | 1357.8
[8 empty] | Commercial | LED Exterior Lighting | 1.2596 | 0.31635 | N/A | 0 | 0 | 763.42 | [8 empty] | Commercial | Bi-Level Lighting Control (Exterior) | 1.4981 | 0.31172 | 5.0939 | 0 | 0 | 1357.8
[8 empty] | Commercial | LED Exterior Lighting | 1.2596 | 0.31635 | N/A | 0 | 0 | 763.42 | [8 empty] | Commercial | Bi-Level Lighting Control (Exterior) | 1.4981 | 0.31172 | 5.0939 | 0 | 0 | 1357.8
[8 empty] | Commercial | LED Exterior Lighting | 1.2596 | 0.31635 | N/A | 0 | 0 | 763.42 | [8 empty] | Commercial | Bi-Level Lighting Control (Exterior) | 1.4981 | 0.31172 | 5.0939 | 0 | 0 | 1357.8
[8 empty] | Commercial | LED Exterior Lighting | 1.2596 | 0.31635 | N/A | 0 | 0 | 763.42 | [8 empty] | Commercial | Bi-Level Lighting Control (Exterior) | 1.4981 | 0.31172 | 5.0939 | 0 | 0 | 1357.8
[8 empty] | Commercial | LED Exterior Lighting | 1.2596 | 0.31635 | N/A | 0 | 0 | 763.42 | [8 empty] | Commercial | Bi-Level Lighting Control (Exterior) | 1.4981 | 0.31172 | 5.0939 | 0 | 0 | 1357.8
[8 empty] | Commercial | LED Exterior Lighting | 1.2596 | 0.31635 | N/A | 0 | 0 | 763.42 | [8 empty] | Commercial | Bi-Level Lighting Control (Exterior) | 1.4981 | 0.31172 | 5.0939 | 0 | 0 | 1357.8
[8 empty] | Commercial | LED Exterior Lighting | 1.2596 | 0.31635 | N/A | 0 | 0 | 763.42 | [8 empty] | Commercial | Bi-Level Lighting Control (Exterior) | 1.4981 | 0.31172 | 5.0939 | 0 | 0 | 1357.8
[8 empty] | Commercial | LED Exterior Lighting | 1.2596 | 0.31635 | N/A | 0 | 0 | 763.42 | [8 empty] | Commercial | Bi-Level Lighting Control (Exterior) | 1.4981 | 0.31172 | 5.0939 | 0 | 0 | 1357.8
[8 empty] | Commercial | LED Exterior Lighting | 1.2596 | 0.31635 | N/A | 0 | 0 | 763.42 | [8 empty] | Commercial | Outdoor Lighting Controls | 1.8691 | 0.31172 | 6.4771 | 0 | 0 | 562.52
[8 empty] | Commercial | LED Exterior Lighting | 1.2596 | 0.31635 | N/A | 0 | 0 | 763.42 | [8 empty] | Commercial | Outdoor Lighting Controls | 1.8691 | 0.31172 | 6.4771 | 0 | 0 | 562.52
[8 empty] | Commercial | LED Exterior Lighting | 1.2596 | 0.31635 | N/A | 0 | 0 | 763.42 | [8 empty] | Commercial | Outdoor Lighting Controls | 1.8691 | 0.31172 | 6.4771 | 0 | 0 | 562.52
[8 empty] | Commercial | LED Parking Lighting | 9.875 | 0.31635 | N/A | 0 | 0 | 3375.12 | [8 empty] | Commercial | Outdoor Lighting Controls | 1.8691 | 0.31172 | 6.4771 | 0 | 0 | 562.52
[8 empty] | Commercial | LED Parking Lighting | 9.875 | 0.31635 | N/A | 0 | 0 | 3375.12 | [8 empty] | Commercial | Outdoor Lighting Controls | 1.8691 | 0.31172 | 6.4771 | 0 | 0 | 562.52
[8 empty] | Commercial | LED Parking Lighting | 9.875 | 0.31635 | N/A | 0 | 0 | 3375.12 | [8 empty] | Commercial | Outdoor Lighting Controls | 1.8691 | 0.31172 | 6.4771 | 0 | 0 | 562.52
[8 empty] | Commercial | LED Parking Lighting | 9.875 | 0.31635 | N/A | 0 | 0 | 3375.12 | [8 empty] | Commercial | Outdoor Lighting Controls | 1.8691 | 0.31172 | 6.4771 | 0 | 0 | 562.52
[8 empty] | Commercial | LED Parking Lighting | 9.875 | 0.31635 | N/A | 0 | 0 | 3375.12 | [8 empty] | Commercial | Outdoor Lighting Controls | 1.8691 | 0.31172 | 6.4771 | 0 | 0 | 562.52
[8 empty] | Commercial | LED Parking Lighting | 9.875 | 0.31635 | N/A | 0 | 0 | 3375.12 | [8 empty] | Commercial | Outdoor Lighting Controls | 1.8691 | 0.31172 | 6.4771 | 0 | 0 | 562.52
[8 empty] | Commercial | LED Parking Lighting | 9.875 | 0.31635 | N/A | 0 | 0 | 3375.12 | [8 empty] | Commercial | Outdoor Lighting Controls | 1.8691 | 0.31172 | 6.4771 | 0 | 0 | 562.52
[8 empty] | Commercial | LED Parking Lighting | 9.875 | 0.31635 | N/A | 0 | 0 | 3375.12 | [8 empty] | Commercial | Outdoor Lighting Controls | 1.8691 | 0.31172 | 6.4771 | 0 | 0 | 562.52
[8 empty] | Commercial | LED Parking Lighting | 9.875 | 0.31635 | N/A | 0 | 0 | 3375.12 | [8 empty] | Commercial | Outdoor Lighting Controls | 1.8691 | 0.31172 | 6.4771 | 0 | 0 | 562.52
[8 empty] | Commercial | LED Parking Lighting | 9.875 | 0.31635 | N/A | 0 | 0 | 3375.12 | [8 empty] | Commercial | Outdoor Lighting Controls | 1.8691 | 0.31172 | 6.4771 | 0 | 0 | 562.52
[8 empty] | Commercial | LED Parking Lighting | 9.875 | 0.31635 | N/A | 0 | 0 | 3375.12 | [8 empty] | Commercial | Outdoor Lighting Controls | 1.8691 | 0.31172 | 6.4771 | 0 | 0 | 562.52
[8 empty] | Commercial | LED Parking Lighting | 9.875 | 0.31635 | N/A | 0 | 0 | 3375.12 | [8 empty] | Commercial | Outdoor Lighting Controls | 1.8691 | 0.31172 | 6.4771 | 0 | 0 | 562.52
[8 empty] | Commercial | LED Parking Lighting | 9.875 | 0.31635 | N/A | 0 | 0 | 3375.12 | [8 empty] | Commercial | Outdoor Lighting Controls | 1.8691 | 0.31172 | 6.4771 | 0 | 0 | 562.52
[8 empty] | Commercial | LED Parking Lighting | 9.875 | 0.31635 | N/A | 0 | 0 | 3375.12 | [8 empty] | Commercial | Outdoor Lighting Controls | 1.8691 | 0.31172 | 6.4771 | 0 | 0 | 562.52
[8 empty] | Commercial | LED Parking Lighting | 9.875 | 0.31635 | N/A | 0 | 0 | 3375.12 | [8 empty] | Commercial | Outdoor Lighting Controls | 1.8691 | 0.31172 | 6.4771 | 0 | 0 | 562.52
[8 empty] | Commercial | LED Parking Lighting | 9.875 | 0.31635 | N/A | 0 | 0 | 3375.12 | [8 empty] | Commercial | Outdoor Lighting Controls | 1.8691 | 0.31172 | 6.4771 | 0 | 0 | 562.52
[8 empty] | Commercial | LED Parking Lighting | 9.875 | 0.31635 | N/A | 0 | 0 | 3375.12 | [8 empty] | Commercial | Outdoor Lighting Controls | 1.8691 | 0.31172 | 6.4771 | 0 | 0 | 562.52
[8 empty] | Commercial | LED Parking Lighting | 9.875 | 0.31635 | N/A | 0 | 0 | 3375.12 | [8 empty] | Commercial | Outdoor Lighting Controls | 1.8691 | 0.31172 | 6.4771 | 0 | 0 | 562.52
[8 empty] | Commercial | LED Parking Lighting | 9.875 | 0.31635 | N/A | 0 | 0 | 3375.12 | [8 empty] | Commercial | Outdoor Lighting Controls | 1.8691 | 0.31172 | 6.4771 | 0 | 0 | 562.52
[8 empty] | Commercial | LED Parking Lighting | 9.875 | 0.31635 | N/A | 0 | 0 | 3375.12 | [8 empty] | Commercial | Outdoor Lighting Controls | 1.8691 | 0.31172 | 6.4771 | 0 | 0 | 562.52
[8 empty] | Commercial | LED Parking Lighting | 9.875 | 0.31635 | N/A | 0 | 0 | 3375.12 | [8 empty] | Commercial | Outdoor Lighting Controls | 1.8691 | 0.31172 | 6.4771 | 0 | 0 | 562.52
[8 empty] | Commercial | LED Parking Lighting | 9.875 | 0.31635 | N/A | 0 | 0 | 3375.12 | [8 empty] | Commercial | Outdoor Lighting Controls | 1.8691 | 0.31172 | 6.4771 | 0 | 0 | 562.52
[8 empty] | Commercial | LED Parking Lighting | 9.875 | 0.31635 | N/A | 0 | 0 | 3375.12 | [8 empty] | Commercial | Outdoor Lighting Controls | 1.8691 | 0.31172 | 6.4771 | 0 | 0 | 562.52
[8 empty] | Commercial | LED Parking Lighting | 9.875 | 0.31635 | N/A | 0 | 0 | 3375.12 | [8 empty] | Commercial | Ceiling Insulation(R2 to R38) | 2.8304 | 0.77295 | 3.9732 | 3.4152e-05 | 0.00076986 | 1.7067
[8 empty] | Commercial | LED Parking Lighting | 9.875 | 0.31635 | N/A | 0 | 0 | 3375.12 | [8 empty] | Commercial | Ceiling Insulation(R2 to R38) | 3.0203 | 0.82481 | 3.9732 | 0.00070587 | 0.00041578 | 1.7067
[8 empty] | Commercial | LED Parking Lighting | 9.875 | 0.31635 | N/A | 0 | 0 | 3375.12 | [8 empty] | Commercial | Ceiling Insulation(R2 to R38) | 3.333 | 0.91019 | 3.9732 | 0.00034829 | 0.00079653 | 1.7067
[8 empty] | Commercial | LED Street Lights | 3.3567 | 0.31635 | N/A | 0 | 0 | 1691.1226 | [8 empty] | Commercial | Ceiling Insulation(R2 to R38) | 2.8304 | 0.77295 | 3.9732 | 3.4152e-05 | 0.00076986 | 1.7067
[8 empty] | Commercial | LED Street Lights | 3.3567 | 0.31635 | N/A | 0 | 0 | 1691.1226 | [8 empty] | Commercial | Ceiling Insulation(R2 to R38) | 3.0203 | 0.82481 | 3.9732 | 0.00070587 | 0.00041578 | 1.7067
[8 empty] | Commercial | LED Street Lights | 3.3567 | 0.31635 | N/A | 0 | 0 | 1691.1226 | [8 empty] | Commercial | Ceiling Insulation(R2 to R38) | 2.8304 | 0.77295 | 3.9732 | 3.4152e-05 | 0.00076986 | 1.7067
[8 empty] | Commercial | LED Street Lights | 3.3567 | 0.31635 | N/A | 0 | 0 | 1691.1226 | [8 empty] | Commercial | Ceiling Insulation(R2 to R38) | 3.0203 | 0.82481 | 3.9732 | 0.00070587 | 0.00041578 | 1.7067
[8 empty] | Commercial | LED Street Lights | 3.3567 | 0.31635 | N/A | 0 | 0 | 1691.1226 | [8 empty] | Commercial | Ceiling Insulation(R2 to R38) | 2.8304 | 0.77295 | 3.9732 | 3.4152e-05 | 0.00076986 | 1.7067
[8 empty] | Commercial | LED Street Lights | 3.3567 | 0.31635 | N/A | 0 | 0 | 1691.1226 | [8 empty] | Commercial | Ceiling Insulation(R2 to R38) | 2.8304 | 0.77295 | 3.9732 | 3.4152e-05 | 0.00076986 | 1.7067
[8 empty] | Commercial | LED Street Lights | 3.3567 | 0.31635 | N/A | 0 | 0 | 1691.1226 | [8 empty] | Commercial | Ceiling Insulation(R2 to R38) | 3.333 | 0.91019 | 3.9732 | 0.00034829 | 0.00079653 | 1.7067
[8 empty] | Commercial | LED Street Lights | 3.3567 | 0.31635 | N/A | 0 | 0 | 1691.1226 | [8 empty] | Commercial | Ceiling Insulation(R2 to R38) | 3.333 | 0.91019 | 3.9732 | 0.00034829 | 0.00079653 | 1.7067
[8 empty] | Commercial | LED Street Lights | 3.3567 | 0.31635 | N/A | 0 | 0 | 1691.1226 | [8 empty] | Commercial | Ceiling Insulation(R2 to R38) | 2.8304 | 0.77295 | 3.9732 | 3.4152e-05 | 0.00076986 | 1.7067
[8 empty] | Commercial | LED Street Lights | 3.3567 | 0.31635 | N/A | 0 | 0 | 1691.1226 | [8 empty] | Commercial | Ceiling Insulation(R2 to R38) | 1.5973 | 0.58533 | 2.8752 | 0.00014015 | 0.00025006 | 1.2351
[8 empty] | Commercial | LED Street Lights | 3.3567 | 0.31635 | N/A | 0 | 0 | 1691.1226 | [8 empty] | Commercial | Ceiling Insulation(R2 to R38) | 2.8145 | 0.77295 | 3.9483 | 3.3938e-05 | 0.00076504 | 1.696
[8 empty] | Commercial | LED Street Lights | 3.3567 | 0.31635 | N/A | 0 | 0 | 1691.1226 | [8 empty] | Commercial | Ceiling Insulation(R2 to R38) | 3.0034 | 0.82481 | 3.9483 | 0.00070144 | 0.00041317 | 1.696
[8 empty] | Commercial | LED Street Lights | 3.3567 | 0.31635 | N/A | 0 | 0 | 1691.1226 | [8 empty] | Commercial | Ceiling Insulation(R2 to R38) | 3.3142 | 0.91019 | 3.9483 | 0.00034611 | 0.00079153 | 1.696
[8 empty] | Commercial | LED Street Lights | 3.3567 | 0.31635 | N/A | 0 | 0 | 1691.1226 | [8 empty] | Commercial | Ceiling Insulation(R2 to R38) | 2.8145 | 0.77295 | 3.9483 | 3.3938e-05 | 0.00076504 | 1.696
[8 empty] | Commercial | LED Street Lights | 3.3567 | 0.31635 | N/A | 0 | 0 | 1691.1226 | [8 empty] | Commercial | Ceiling Insulation(R2 to R38) | 3.0034 | 0.82481 | 3.9483 | 0.00070144 | 0.00041317 | 1.696
[8 empty] | Commercial | LED Street Lights | 3.3567 | 0.31635 | N/A | 0 | 0 | 1691.1226 | [8 empty] | Commercial | Ceiling Insulation(R2 to R38) | 2.8145 | 0.77295 | 3.9483 | 3.3938e-05 | 0.00076504 | 1.696
[8 empty] | Commercial | LED Street Lights | 3.3567 | 0.31635 | N/A | 0 | 0 | 1691.1226 | [8 empty] | Commercial | Ceiling Insulation(R2 to R38) | 3.0034 | 0.82481 | 3.9483 | 0.00070144 | 0.00041317 | 1.696
[8 empty] | Commercial | LED Street Lights | 3.3567 | 0.31635 | N/A | 0 | 0 | 1691.1226 | [8 empty] | Commercial | Ceiling Insulation(R2 to R38) | 2.8145 | 0.77295 | 3.9483 | 3.3938e-05 | 0.00076504 | 1.696
[8 empty] | Commercial | LED Street Lights | 3.3567 | 0.31635 | N/A | 0 | 0 | 1691.1226 | [8 empty] | Commercial | Ceiling Insulation(R2 to R38) | 2.8145 | 0.77295 | 3.9483 | 3.3938e-05 | 0.00076504 | 1.696
[8 empty] | Commercial | LED Street Lights | 3.3567 | 0.31635 | N/A | 0 | 0 | 1691.1226 | [8 empty] | Commercial | Ceiling Insulation(R2 to R38) | 3.3142 | 0.91019 | 3.9483 | 0.00034611 | 0.00079153 | 1.696
[8 empty] | Commercial | LED Street Lights | 3.3567 | 0.31635 | N/A | 0 | 0 | 1691.1226 | [8 empty] | Commercial | Ceiling Insulation(R2 to R38) | 3.3142 | 0.91019 | 3.9483 | 0.00034611 | 0.00079153 | 1.696
[8 empty] | Commercial | LED Street Lights | 3.3567 | 0.31635 | N/A | 0 | 0 | 1691.1226 | [8 empty] | Commercial | Ceiling Insulation(R2 to R38) | 2.8145 | 0.77295 | 3.9483 | 3.3938e-05 | 0.00076504 | 1.696
[8 empty] | Commercial | LED Street Lights | 3.3567 | 0.31635 | N/A | 0 | 0 | 1691.1226 | [8 empty] | Commercial | Ceiling Insulation(R2 to R38) | 1.5845 | 0.58533 | 2.8503 | 0.00013894 | 0.0002479 | 1.2244
[8 empty] | Commercial | LED Street Lights | 3.3567 | 0.31635 | N/A | 0 | 0 | 1691.1226 | [8 empty] | Commercial | Chilled Water System - Variable Speed Drives | 3.0126 | 0.4972 | 7.1196 | 1.0305 | 1.0305 | 9027.4109
[8 empty] | Commercial | LED Street Lights | 3.3567 | 0.31635 | N/A | 0 | 0 | 1691.1226 | [8 empty] | Commercial | Chilled Water System - Variable Speed Drives | 3.0126 | 0.4972 | 7.1196 | 1.0305 | 1.0305 | 9027.4109
[8 empty] | Commercial | LED Street Lights | 3.3567 | 0.31635 | N/A | 0 | 0 | 1691.1226 | [8 empty] | Commercial | Chilled Water System - Variable Speed Drives | 3.0126 | 0.4972 | 7.1196 | 1.0305 | 1.0305 | 9027.4109
[8 empty] | Commercial | High Efficiency Chiller (Air Cooled, 50 tons) | 2.4261 | 0.8081 | N/A | 3.8818 | 3.9394 | 13638.7281 | [8 empty] | Commercial | Chilled Water System - Variable Speed Drives | 3.0126 | 0.4972 | 7.1196 | 1.0305 | 1.0305 | 9027.4109
[8 empty] | Commercial | High Efficiency Chiller (Air Cooled, 50 tons) | 2.6916 | 0.8081 | N/A | 4.3065 | 4.3704 | 15130.9532 | [8 empty] | Commercial | Chilled Water System - Variable Speed Drives | 3.0126 | 0.4972 | 7.1196 | 1.0305 | 1.0305 | 9027.4109
[8 empty] | Commercial | High Efficiency Chiller (Air Cooled, 50 tons) | 1.3402 | 0.8081 | N/A | 2.1443 | 2.1761 | 7534.1712 | [8 empty] | Commercial | Chilled Water System - Variable Speed Drives | 3.0126 | 0.4972 | 7.1196 | 1.0305 | 1.0305 | 9027.4109
[8 empty] | Commercial | High Efficiency Chiller (Air Cooled, 50 tons) | 5.2792 | 0.8081 | N/A | 8.4466 | 8.5719 | 29677.5385 | [8 empty] | Commercial | Chilled Water System - Variable Speed Drives | 3.0126 | 0.4972 | 7.1196 | 1.0305 | 1.0305 | 9027.4109
[8 empty] | Commercial | High Efficiency Chiller (Air Cooled, 50 tons) | 5.0008 | 0.8081 | N/A | 8.0011 | 8.1198 | 28112.2675 | [8 empty] | Commercial | Chilled Water System - Variable Speed Drives | 3.0126 | 0.4972 | 7.1196 | 1.0305 | 1.0305 | 9027.4109
[8 empty] | Commercial | High Efficiency Chiller (Air Cooled, 50 tons) | 1.3105 | 0.8081 | N/A | 2.0968 | 2.1279 | 7367.2089 | [8 empty] | Commercial | Chilled Water System - Variable Speed Drives | 3.0126 | 0.4972 | 7.1196 | 1.0305 | 1.0305 | 9027.4109
[8 empty] | Commercial | High Efficiency Chiller (Air Cooled, 50 tons) | 4.0077 | 0.8081 | N/A | 6.4122 | 6.5073 | 22529.4675 | [8 empty] | Commercial | Chilled Water System - Variable Speed Drives | 3.0126 | 0.4972 | 7.1196 | 1.0305 | 1.0305 | 9027.4109
[8 empty] | Commercial | High Efficiency Chiller (Air Cooled, 50 tons) | 1.3551 | 0.8081 | N/A | 2.1681 | 2.2003 | 7617.6523 | [8 empty] | Commercial | Chilled Water System - Variable Speed Drives | 3.0126 | 0.4972 | 7.1196 | 1.0305 | 1.0305 | 9027.4109
[8 empty] | Commercial | High Efficiency Chiller (Air Cooled, 50 tons) | 2.7306 | 0.8081 | N/A | 4.3689 | 4.4337 | 15350.0911 | [8 empty] | Commercial | Chilled Water System - Variable Speed Drives | 3.0126 | 0.4972 | 7.1196 | 1.0305 | 1.0305 | 9027.4109
[8 empty] | Commercial | High Efficiency Chiller (Air Cooled, 50 tons) | 3.9316 | 0.8081 | N/A | 6.2904 | 6.3837 | 22101.6268 | [8 empty] | Commercial | Chilled Water System - Variable Speed Drives | 3.0126 | 0.4972 | 7.1196 | 1.0305 | 1.0305 | 9027.4109
[8 empty] | Commercial | High Efficiency Chiller (Air Cooled, 50 tons) | 3.0814 | 0.8081 | N/A | 4.9302 | 5.0033 | 17322.3326 | [8 empty] | Commercial | Chilled Water System - Variable Speed Drives | 3.0126 | 0.4972 | 7.1196 | 1.0305 | 1.0305 | 9027.4109
[8 empty] | Commercial | High Efficiency Chiller (Air Cooled, 50 tons) | 2.6786 | 0.8081 | N/A | 4.2857 | 4.3493 | 15057.9072 | [8 empty] | Commercial | Chilled Water System - Variable Speed Drives | 3.0126 | 0.4972 | 7.1196 | 1.0305 | 1.0305 | 9027.4109
[8 empty] | Commercial | High Efficiency Chiller (Air Cooled, 50 tons) | 2.4261 | 0.8081 | N/A | 3.8818 | 3.9394 | 13638.7281 | [8 empty] | Commercial | Chilled Water System - Variable Speed Drives | 3.0126 | 0.4972 | 7.1196 | 1.0305 | 1.0305 | 9027.4109
[8 empty] | Commercial | High Efficiency Chiller (Air Cooled, 50 tons) | 2.6916 | 0.8081 | N/A | 4.3065 | 4.3704 | 15130.9532 | [8 empty] | Commercial | Chilled Water System - Variable Speed Drives | 3.0126 | 0.4972 | 7.1196 | 1.0305 | 1.0305 | 9027.4109
[8 empty] | Commercial | High Efficiency Chiller (Air Cooled, 50 tons) | 1.3402 | 0.8081 | N/A | 2.1443 | 2.1761 | 7534.1712 | [8 empty] | Commercial | Chilled Water System - Variable Speed Drives | 3.0126 | 0.4972 | 7.1196 | 1.0305 | 1.0305 | 9027.4109
[8 empty] | Commercial | High Efficiency Chiller (Air Cooled, 50 tons) | 5.2792 | 0.8081 | N/A | 8.4466 | 8.5719 | 29677.5385 | [8 empty] | Commercial | Chilled Water System - Variable Speed Drives | 3.0126 | 0.4972 | 7.1196 | 1.0305 | 1.0305 | 9027.4109
[8 empty] | Commercial | High Efficiency Chiller (Air Cooled, 50 tons) | 5.0008 | 0.8081 | N/A | 8.0011 | 8.1198 | 28112.2675 | [8 empty] | Commercial | Chilled Water System - Variable Speed Drives | 3.0126 | 0.4972 | 7.1196 | 1.0305 | 1.0305 | 9027.4109
[8 empty] | Commercial | High Efficiency Chiller (Air Cooled, 50 tons) | 1.3105 | 0.8081 | N/A | 2.0968 | 2.1279 | 7367.2089 | [8 empty] | Commercial | Chilled Water System - Variable Speed Drives | 3.0126 | 0.4972 | 7.1196 | 1.0305 | 1.0305 | 9027.4109
[8 empty] | Commercial | High Efficiency Chiller (Air Cooled, 50 tons) | 4.0077 | 0.8081 | N/A | 6.4122 | 6.5073 | 22529.4675 | [8 empty] | Commercial | Chilled Water System - Variable Speed Drives | 3.0126 | 0.4972 | 7.1196 | 1.0305 | 1.0305 | 9027.4109
[8 empty] | Commercial | High Efficiency Chiller (Air Cooled, 50 tons) | 1.3551 | 0.8081 | N/A | 2.1681 | 2.2003 | 7617.6523 | [8 empty] | Commercial | Chilled Water System - Variable Speed Drives | 3.0126 | 0.4972 | 7.1196 | 1.0305 | 1.0305 | 9027.4109
[8 empty] | Commercial | High Efficiency Chiller (Air Cooled, 50 tons) | 2.7306 | 0.8081 | N/A | 4.3689 | 4.4337 | 15350.0911 | [8 empty] | Commercial | Chilled Water System - Variable Speed Drives | 3.0126 | 0.4972 | 7.1196 | 1.0305 | 1.0305 | 9027.4109
[8 empty] | Commercial | High Efficiency Chiller (Air Cooled, 50 tons) | 3.9316 | 0.8081 | N/A | 6.2904 | 6.3837 | 22101.6268 | [8 empty] | Commercial | Chilled Water System - Variable Speed Drives | 3.0126 | 0.4972 | 7.1196 | 1.0305 | 1.0305 | 9027.4109
[8 empty] | Commercial | High Efficiency Chiller (Air Cooled, 50 tons) | 3.0814 | 0.8081 | N/A | 4.9302 | 5.0033 | 17322.3326 | [8 empty] | Commercial | Chilled Water System - Variable Speed Drives | 3.0126 | 0.4972 | 7.1196 | 1.0305 | 1.0305 | 9027.4109
[8 empty] | Commercial | High Efficiency Chiller (Air Cooled, 50 tons) | 2.6786 | 0.8081 | N/A | 4.2857 | 4.3493 | 15057.9072 | [8 empty] | Commercial | Dedicated Outdoor Air System on VRF unit | 2.0132 | 0.81676 | 2.576 | 0.52396 | 0.52959 | 1721.9094
[8 empty] | Commercial | High Efficiency Chiller (Water cooled-centrifugal, 200 tons) | 1.5935 | 0.60166 | N/A | 6.6412 | 0.28766 | 16868.4547 | [8 empty] | Commercial | Dedicated Outdoor Air System on VRF unit | 1.9245 | 0.81676 | 2.4542 | 0.49919 | 0.50455 | 1640.5025
[8 empty] | Commercial | High Efficiency Chiller (Water cooled-centrifugal, 200 tons) | 1.7679 | 0.60166 | N/A | 7.3679 | 0.31913 | 18714.0469 | [8 empty] | Commercial | Dedicated Outdoor Air System on VRF unit | 1.1458 | 0.60378 | 1.9492 | 0.27644 | 0.2031 | 1302.9413
[8 empty] | Commercial | High Efficiency Chiller (Water cooled-centrifugal, 200 tons) | 3.4675 | 0.60166 | N/A | 14.4512 | 0.62594 | 36705.3445 | [8 empty] | Commercial | Dedicated Outdoor Air System on VRF unit | 1.0697 | 0.81676 | 1.3217 | 0.26883 | 0.27172 | 883.4693
[8 empty] | Commercial | High Efficiency Chiller (Water cooled-centrifugal, 200 tons) | 3.2846 | 0.60166 | N/A | 13.689 | 0.59293 | 34769.4086 | [8 empty] | Commercial | Dedicated Outdoor Air System on VRF unit | 1.616 | 0.81676 | 2.0372 | 0.41437 | 0.41882 | 1361.7563
[8 empty] | Commercial | High Efficiency Chiller (Water cooled-centrifugal, 200 tons) | 2.6323 | 0.60166 | N/A | 10.9705 | 0.47518 | 27864.5706 | [8 empty] | Commercial | Dedicated Outdoor Air System on VRF unit | 1.2613 | 0.81676 | 1.5694 | 0.31922 | 0.32265 | 1049.061
[8 empty] | Commercial | High Efficiency Chiller (Water cooled-centrifugal, 200 tons) | 1.7935 | 0.60166 | N/A | 7.4746 | 0.32376 | 18985.078 | [8 empty] | Commercial | Dedicated Outdoor Air System on VRF unit | 1.1071 | 0.81676 | 1.3698 | 0.27862 | 0.28162 | 915.6498
[8 empty] | Commercial | High Efficiency Chiller (Water cooled-centrifugal, 200 tons) | 2.5824 | 0.60166 | N/A | 10.7622 | 0.46616 | 27335.4148 | [8 empty] | Commercial | Dedicated Outdoor Air System on VRF unit | 2.0132 | 0.81676 | 2.576 | 0.52396 | 0.52959 | 1721.9094
[8 empty] | Commercial | High Efficiency Chiller (Water cooled-centrifugal, 200 tons) | 2.0239 | 0.60166 | N/A | 8.4349 | 0.36535 | 21424.3572 | [8 empty] | Commercial | Dedicated Outdoor Air System on VRF unit | 1.9245 | 0.81676 | 2.4542 | 0.49919 | 0.50455 | 1640.5025
[8 empty] | Commercial | High Efficiency Chiller (Water cooled-centrifugal, 200 tons) | 1.7594 | 0.60166 | N/A | 7.3323 | 0.31759 | 18623.7033 | [8 empty] | Commercial | Dedicated Outdoor Air System on VRF unit | 1.1458 | 0.60378 | 1.9492 | 0.27644 | 0.2031 | 1302.9413
[8 empty] | Commercial | High Efficiency Chiller (Water cooled-centrifugal, 200 tons) | 1.5935 | 0.60166 | N/A | 6.6412 | 0.28766 | 16868.4547 | [8 empty] | Commercial | Dedicated Outdoor Air System on VRF unit | 1.0697 | 0.81676 | 1.3217 | 0.26883 | 0.27172 | 883.4693
[8 empty] | Commercial | High Efficiency Chiller (Water cooled-centrifugal, 200 tons) | 1.7679 | 0.60166 | N/A | 7.3679 | 0.31913 | 18714.0469 | [8 empty] | Commercial | Dedicated Outdoor Air System on VRF unit | 1.616 | 0.81676 | 2.0372 | 0.41437 | 0.41882 | 1361.7563
[8 empty] | Commercial | High Efficiency Chiller (Water cooled-centrifugal, 200 tons) | 3.4675 | 0.60166 | N/A | 14.4512 | 0.62594 | 36705.3445 | [8 empty] | Commercial | Dedicated Outdoor Air System on VRF unit | 1.2613 | 0.81676 | 1.5694 | 0.31922 | 0.32265 | 1049.061
[8 empty] | Commercial | High Efficiency Chiller (Water cooled-centrifugal, 200 tons) | 3.2846 | 0.60166 | N/A | 13.689 | 0.59293 | 34769.4086 | [8 empty] | Commercial | Dedicated Outdoor Air System on VRF unit | 1.1071 | 0.81676 | 1.3698 | 0.27862 | 0.28162 | 915.6498
[8 empty] | Commercial | High Efficiency Chiller (Water cooled-centrifugal, 200 tons) | 2.6323 | 0.60166 | N/A | 10.9705 | 0.47518 | 27864.5706 | [8 empty] | Commercial | Duct Sealing Repair | 4.2597 | 1.01 | 4.6035 | 1.1367 | 4.0258 | 5769.3882
[8 empty] | Commercial | High Efficiency Chiller (Water cooled-centrifugal, 200 tons) | 1.7935 | 0.60166 | N/A | 7.4746 | 0.32376 | 18985.078 | [8 empty] | Commercial | Duct Sealing Repair | 6.1177 | 1.01 | 6.9766 | 6.789 | 24.0448 | 34458.2784
[8 empty] | Commercial | High Efficiency Chiller (Water cooled-centrifugal, 200 tons) | 2.5824 | 0.60166 | N/A | 10.7622 | 0.46616 | 27335.4148 | [8 empty] | Commercial | Duct Sealing Repair | 7.2063 | 1.01 | 8.4928 | 1.2455 | 4.4113 | 6321.8213
[8 empty] | Commercial | High Efficiency Chiller (Water cooled-centrifugal, 200 tons) | 2.0239 | 0.60166 | N/A | 8.4349 | 0.36535 | 21424.3572 | [8 empty] | Commercial | Duct Sealing Repair | 6.1177 | 1.01 | 6.9766 | 4.6547 | 16.4855 | 23625.2368
[8 empty] | Commercial | High Efficiency Chiller (Water cooled-centrifugal, 200 tons) | 1.7594 | 0.60166 | N/A | 7.3323 | 0.31759 | 18623.7033 | [8 empty] | Commercial | Duct Sealing Repair | 2.199 | 1.01 | 2.2461 | 0.4624 | 1.6377 | 2346.9401
[8 empty] | Commercial | High Efficiency Chiller (Water cooled-positive displacement, 100 tons) | 1.0284 | 0.60166 | N/A | 2.3379 | 0.10126 | 5938.111 | [8 empty] | Commercial | Duct Sealing Repair | 4.2597 | 1.01 | 4.6035 | 1.1367 | 4.0258 | 5769.3882
[8 empty] | Commercial | High Efficiency Chiller (Water cooled-positive displacement, 100 tons) | 2.0172 | 0.60166 | N/A | 4.5855 | 0.19862 | 11646.8882 | [8 empty] | Commercial | Duct Sealing Repair | 6.1177 | 1.01 | 6.9766 | 6.789 | 24.0448 | 34458.2784
[8 empty] | Commercial | High Efficiency Chiller (Water cooled-positive displacement, 100 tons) | 1.9108 | 0.60166 | N/A | 4.3436 | 0.18814 | 11032.6008 | [8 empty] | Commercial | Duct Sealing Repair | 7.2063 | 1.01 | 8.4928 | 1.2455 | 4.4113 | 6321.8213
[8 empty] | Commercial | High Efficiency Chiller (Water cooled-positive displacement, 100 tons) | 1.5313 | 0.60166 | N/A | 3.481 | 0.15078 | 8841.6426 | [8 empty] | Commercial | Duct Sealing Repair | 6.1177 | 1.01 | 6.9766 | 4.6547 | 16.4855 | 23625.2368
[8 empty] | Commercial | High Efficiency Chiller (Water cooled-positive displacement, 100 tons) | 1.0433 | 0.60166 | N/A | 2.3717 | 0.10273 | 6024.1113 | [8 empty] | Commercial | Duct Sealing Repair | 2.199 | 1.01 | 2.2461 | 0.4624 | 1.6377 | 2346.9401
[8 empty] | Commercial | High Efficiency Chiller (Water cooled-positive displacement, 100 tons) | 1.5022 | 0.60166 | N/A | 3.4149 | 0.14791 | 8673.7374 | [8 empty] | Commercial | ECM Motors on Furnaces | 1.3515 | 0.4218 | 3.4266 | 0 | 0.074998 | 656.9845
[8 empty] | Commercial | High Efficiency Chiller (Water cooled-positive displacement, 100 tons) | 1.1774 | 0.60166 | N/A | 2.6765 | 0.11593 | 6798.1133 | [8 empty] | Commercial | ECM Motors on Furnaces | 1.3515 | 0.4218 | 3.4266 | 0 | 0.074998 | 656.9845
[8 empty] | Commercial | High Efficiency Chiller (Water cooled-positive displacement, 100 tons) | 1.0235 | 0.60166 | N/A | 2.3266 | 0.10077 | 5909.4443 | [8 empty] | Commercial | Energy Recovery Ventilation System (ERV) | 1.5809 | 1.01 | 1.5738 | 17.4579 | 14.8851 | 9701.2996
[8 empty] | Commercial | High Efficiency Chiller (Water cooled-positive displacement, 100 tons) | 1.0284 | 0.60166 | N/A | 2.3379 | 0.10126 | 5938.111 | [8 empty] | Commercial | Energy Recovery Ventilation System (ERV) | 1.6748 | 1.01 | 1.6688 | 19.9582 | 17.017 | 11090.6962
[8 empty] | Commercial | High Efficiency Chiller (Water cooled-positive displacement, 100 tons) | 2.0172 | 0.60166 | N/A | 4.5855 | 0.19862 | 11646.8882 | [8 empty] | Commercial | Energy Recovery Ventilation System (ERV) | 1.5809 | 1.01 | 1.5738 | 17.4579 | 14.8851 | 9701.2996
[8 empty] | Commercial | High Efficiency Chiller (Water cooled-positive displacement, 100 tons) | 1.9108 | 0.60166 | N/A | 4.3436 | 0.18814 | 11032.6008 | [8 empty] | Commercial | Energy Recovery Ventilation System (ERV) | 1.6748 | 1.01 | 1.6688 | 19.9582 | 17.017 | 11090.6962
[8 empty] | Commercial | High Efficiency Chiller (Water cooled-positive displacement, 100 tons) | 1.5313 | 0.60166 | N/A | 3.481 | 0.15078 | 8841.6426 | [8 empty] | Commercial | Facility Commissioning | 1.842 | 0.47086 | 4.2789 | 3.3572 | 0.33698 | 15623.633
[8 empty] | Commercial | High Efficiency Chiller (Water cooled-positive displacement, 100 tons) | 1.0433 | 0.60166 | N/A | 2.3717 | 0.10273 | 6024.1113 | [8 empty] | Commercial | Facility Commissioning | 1.787 | 0.47086 | 4.1356 | 3.4982 | 0.35113 | 16279.921
[8 empty] | Commercial | High Efficiency Chiller (Water cooled-positive displacement, 100 tons) | 1.5022 | 0.60166 | N/A | 3.4149 | 0.14791 | 8673.7374 | [8 empty] | Commercial | Facility Energy Management System | 1.5205 | 0.54101 | 2.8883 | 16.2679 | 14.0526 | 109886.5187
[8 empty] | Commercial | High Efficiency Chiller (Water cooled-positive displacement, 100 tons) | 1.1774 | 0.60166 | N/A | 2.6765 | 0.11593 | 6798.1133 | [8 empty] | Commercial | Facility Energy Management System | 3.2873 | 0.47048 | 7.6695 | 16.2055 | 1.3935 | 77318.837
[8 empty] | Commercial | High Efficiency Chiller (Water cooled-positive displacement, 100 tons) | 1.0235 | 0.60166 | N/A | 2.3266 | 0.10077 | 5909.4443 | [8 empty] | Commercial | Facility Energy Management System | 3.7801 | 0.54101 | 7.6695 | 119.2704 | 103.029 | 805650.1165
[8 empty] | Commercial | High Efficiency DX 135k- less than 240k BTU | 1.1481 | 0.59751 | N/A | 1.7674 | 0 | 4274.1826 | [8 empty] | Commercial | Facility Energy Management System | 2.5122 | 0.60863 | 4.3289 | 19.134 | 8.7976 | 73321.6996
[8 empty] | Commercial | High Efficiency DX 135k- less than 240k BTU | 1.0876 | 0.59751 | N/A | 1.6742 | 0 | 4048.751 | [8 empty] | Commercial | Facility Energy Management System | 2.5864 | 0.47048 | 5.8911 | 178.6019 | 15.3582 | 852134.0156
[8 empty] | Commercial | High Efficiency DX 135k- less than 240k BTU | 1.1481 | 0.59751 | N/A | 1.7674 | 0 | 4274.1826 | [8 empty] | Commercial | Facility Energy Management System | 2.0639 | 0.60863 | 3.516 | 5.261 | 2.419 | 20160.1173
[8 empty] | Commercial | High Efficiency DX 135k- less than 240k BTU | 1.0876 | 0.59751 | N/A | 1.6742 | 0 | 4048.751 | [8 empty] | Commercial | Facility Energy Management System | 1.3223 | 0.47048 | 2.8883 | 15.7908 | 1.3579 | 75340.2418
[8 empty] | Commercial | High Efficiency PTAC | 6.3889 | 0.65463 | N/A | 0.40872 | 0 | 821.5157 | [8 empty] | Commercial | Facility Energy Management System | 1.5205 | 0.54101 | 2.8883 | 16.2679 | 14.0526 | 109886.5187
[8 empty] | Commercial | High Efficiency PTAC | 5.528 | 0.51056 | N/A | 0.26032 | 0 | 911.3984 | [8 empty] | Commercial | Facility Energy Management System | 3.2873 | 0.47048 | 7.6695 | 16.2055 | 1.3935 | 77318.837
[8 empty] | Commercial | High Efficiency PTAC | 3.5293 | 0.65463 | N/A | 0.22578 | 0 | 453.8135 | [8 empty] | Commercial | Facility Energy Management System | 3.7801 | 0.54101 | 7.6695 | 119.2704 | 103.029 | 805650.1165
[8 empty] | Commercial | High Efficiency PTAC | 13.9021 | 0.65463 | N/A | 0.88935 | 0 | 1787.5979 | [8 empty] | Commercial | Facility Energy Management System | 2.5122 | 0.60863 | 4.3289 | 19.134 | 8.7976 | 73321.6996
[8 empty] | Commercial | High Efficiency PTAC | 10.2707 | 0.51056 | N/A | 0.48365 | 0 | 1693.3154 | [8 empty] | Commercial | Facility Energy Management System | 2.5864 | 0.47048 | 5.8911 | 178.6019 | 15.3582 | 852134.0156
[8 empty] | Commercial | High Efficiency PTAC | 3.4511 | 0.65463 | N/A | 0.22078 | 0 | 443.7567 | [8 empty] | Commercial | Facility Energy Management System | 2.0639 | 0.60863 | 3.516 | 5.261 | 2.419 | 20160.1173
[8 empty] | Commercial | High Efficiency PTAC | 10.5537 | 0.65463 | N/A | 0.67515 | 0 | 1357.0408 | [8 empty] | Commercial | Facility Energy Management System | 1.3223 | 0.47048 | 2.8883 | 15.7908 | 1.3579 | 75340.2418
[8 empty] | Commercial | High Efficiency PTAC | 3.2588 | 0.59784 | N/A | 0.18996 | 0 | 458.8419 | [8 empty] | Commercial | HVAC tune-up | 2.113 | 0.47468 | 4.9549 | 0.034502 | 0.0062807 | 173.7822
[8 empty] | Commercial | High Efficiency PTAC | 6.5668 | 0.59784 | N/A | 0.38277 | 0 | 924.598 | [8 empty] | Commercial | HVAC tune-up | 3.3366 | 0.68505 | 5.497 | 0.072865 | 0.024629 | 192.7958
[8 empty] | Commercial | High Efficiency PTAC | 10.3533 | 0.65463 | N/A | 0.66233 | 0 | 1331.2702 | [8 empty] | Commercial | HVAC tune-up | 1.2378 | 0.47468 | 2.7371 | 0.019059 | 0.0034695 | 95.999
[8 empty] | Commercial | High Efficiency PTAC | 8.1145 | 0.65463 | N/A | 0.5191 | 0 | 1043.394 | [8 empty] | Commercial | HVAC tune-up | 1.2123 | 0.47468 | 2.6765 | 0.018637 | 0.0033926 | 93.8716
[8 empty] | Commercial | High Efficiency PTAC | 7.0537 | 0.65463 | N/A | 0.45124 | 0 | 906.9985 | [8 empty] | Commercial | HVAC tune-up | 1.2505 | 0.47468 | 2.7675 | 0.01927 | 0.003508 | 97.0627
[8 empty] | Commercial | High Efficiency PTAC | 1.5496 | 0.65463 | N/A | 0.09913 | 0 | 199.2505 | [8 empty] | Commercial | HVAC tune-up | 2.3407 | 0.47468 | 5.5766 | 0.038831 | 0.0070688 | 195.588
[8 empty] | Commercial | High Efficiency PTAC | 6.3889 | 0.65463 | N/A | 0.40872 | 0 | 821.5157 | [8 empty] | Commercial | HVAC tune-up | 2.5945 | 0.47468 | 6.2931 | 0.04382 | 0.007977 | 220.718
[8 empty] | Commercial | High Efficiency PTAC | 5.528 | 0.51056 | N/A | 0.26032 | 0 | 911.3984 | [8 empty] | Commercial | HVAC tune-up | 2.3024 | 0.47468 | 5.4705 | 0.038092 | 0.0069343 | 191.8651
[8 empty] | Commercial | High Efficiency PTAC | 3.5293 | 0.65463 | N/A | 0.22578 | 0 | 453.8135 | [8 empty] | Commercial | HVAC tune-up | 2.113 | 0.47468 | 4.9549 | 0.034502 | 0.0062807 | 173.7822
[8 empty] | Commercial | High Efficiency PTAC | 13.9021 | 0.65463 | N/A | 0.88935 | 0 | 1787.5979 | [8 empty] | Commercial | HVAC tune-up | 3.3366 | 0.68505 | 5.497 | 0.072865 | 0.024629 | 192.7958
[8 empty] | Commercial | High Efficiency PTAC | 10.2707 | 0.51056 | N/A | 0.48365 | 0 | 1693.3154 | [8 empty] | Commercial | HVAC tune-up | 1.2378 | 0.47468 | 2.7371 | 0.019059 | 0.0034695 | 95.999
[8 empty] | Commercial | High Efficiency PTAC | 3.4511 | 0.65463 | N/A | 0.22078 | 0 | 443.7567 | [8 empty] | Commercial | HVAC tune-up | 1.2123 | 0.47468 | 2.6765 | 0.018637 | 0.0033926 | 93.8716
[8 empty] | Commercial | High Efficiency PTAC | 10.5537 | 0.65463 | N/A | 0.67515 | 0 | 1357.0408 | [8 empty] | Commercial | HVAC tune-up | 1.2505 | 0.47468 | 2.7675 | 0.01927 | 0.003508 | 97.0627
[8 empty] | Commercial | High Efficiency PTAC | 3.2588 | 0.59784 | N/A | 0.18996 | 0 | 458.8419 | [8 empty] | Commercial | HVAC tune-up | 2.3407 | 0.47468 | 5.5766 | 0.038831 | 0.0070688 | 195.588
[8 empty] | Commercial | High Efficiency PTAC | 6.5668 | 0.59784 | N/A | 0.38277 | 0 | 924.598 | [8 empty] | Commercial | HVAC tune-up | 2.5945 | 0.47468 | 6.2931 | 0.04382 | 0.007977 | 220.718
[8 empty] | Commercial | High Efficiency PTAC | 10.3533 | 0.65463 | N/A | 0.66233 | 0 | 1331.2702 | [8 empty] | Commercial | HVAC tune-up | 2.3024 | 0.47468 | 5.4705 | 0.038092 | 0.0069343 | 191.8651
[8 empty] | Commercial | High Efficiency PTAC | 8.1145 | 0.65463 | N/A | 0.5191 | 0 | 1043.394 | [8 empty] | Commercial | HVAC tune-up_RTU | 1.4918 | 0.47468 | 3.3543 | 0.15571 | 0.028346 | 784.3099
[8 empty] | Commercial | High Efficiency PTAC | 7.0537 | 0.65463 | N/A | 0.45124 | 0 | 906.9985 | [8 empty] | Commercial | HVAC tune-up_RTU | 2.3652 | 0.68505 | 3.7213 | 0.32885 | 0.11115 | 870.122
[8 empty] | Commercial | High Efficiency PTAC | 1.5496 | 0.65463 | N/A | 0.09913 | 0 | 199.2505 | [8 empty] | Commercial | HVAC tune-up_RTU | 3.5999 | 0.58206 | 7.2989 | 0.59942 | 0.072781 | 1706.6392
[8 empty] | Commercial | High Efficiency PTHP | 6.416 | 0.65472 | N/A | 0.41028 | 0.00015022 | 824.8913 | [8 empty] | Commercial | HVAC tune-up_RTU | 4.0512 | 0.68505 | 6.914 | 0.61098 | 0.20652 | 1616.6266
[8 empty] | Commercial | High Efficiency PTHP | 6.5055 | 0.59862 | N/A | 0.26026 | 0.078693 | 914.774 | [8 empty] | Commercial | HVAC tune-up_RTU | 2.8545 | 0.58206 | 5.5409 | 0.45505 | 0.055251 | 1295.5816
[8 empty] | Commercial | High Efficiency PTHP | 3.5749 | 0.65472 | N/A | 0.2286 | 8.37e-05 | 459.6197 | [8 empty] | Commercial | HVAC tune-up_RTU | 1.6603 | 0.47468 | 3.7752 | 0.17525 | 0.031903 | 882.7237
[8 empty] | Commercial | High Efficiency PTHP | 13.9452 | 0.65472 | N/A | 0.89173 | 0.0003265 | 1792.891 | [8 empty] | Commercial | HVAC tune-up_RTU | 2.2898 | 0.47468 | 5.4357 | 0.25233 | 0.045935 | 1270.9781
[8 empty] | Commercial | High Efficiency PTHP | 12.085 | 0.59862 | N/A | 0.48347 | 0.14619 | 1699.3375 | [8 empty] | Commercial | HVAC tune-up_RTU | 1.8498 | 0.47468 | 4.2603 | 0.19777 | 0.036002 | 996.1396
[8 empty] | Commercial | High Efficiency PTHP | 3.4745 | 0.65472 | N/A | 0.22217 | 8.1347e-05 | 446.7003 | [8 empty] | Commercial | HVAC tune-up_RTU | 1.6318 | 0.47468 | 3.7034 | 0.17191 | 0.031296 | 865.9214
[8 empty] | Commercial | High Efficiency PTHP | 10.5828 | 0.65472 | N/A | 0.67672 | 0.00024778 | 1360.6055 | [8 empty] | Commercial | HVAC tune-up_RTU | 1.4918 | 0.47468 | 3.3543 | 0.15571 | 0.028346 | 784.3099
[8 empty] | Commercial | High Efficiency PTHP | 3.5834 | 0.65472 | N/A | 0.22914 | 8.3898e-05 | 460.7053 | [8 empty] | Commercial | HVAC tune-up_RTU | 2.3652 | 0.68505 | 3.7213 | 0.32885 | 0.11115 | 870.122
[8 empty] | Commercial | High Efficiency PTHP | 7.2069 | 0.65472 | N/A | 0.46085 | 0.00016873 | 926.5693 | [8 empty] | Commercial | HVAC tune-up_RTU | 3.5999 | 0.58206 | 7.2989 | 0.59942 | 0.072781 | 1706.6392
[8 empty] | Commercial | High Efficiency PTHP | 10.4515 | 0.65472 | N/A | 0.66832 | 0.0002447 | 1343.7196 | [8 empty] | Commercial | HVAC tune-up_RTU | 4.0512 | 0.68505 | 6.914 | 0.61098 | 0.20652 | 1616.6266
[8 empty] | Commercial | High Efficiency PTHP | 8.1763 | 0.65472 | N/A | 0.52283 | 0.00019143 | 1051.1985 | [8 empty] | Commercial | HVAC tune-up_RTU | 2.8545 | 0.58206 | 5.5409 | 0.45505 | 0.055251 | 1295.5816
[8 empty] | Commercial | High Efficiency PTHP | 7.1105 | 0.65472 | N/A | 0.45469 | 0.00016648 | 914.1819 | [8 empty] | Commercial | HVAC tune-up_RTU | 1.6603 | 0.47468 | 3.7752 | 0.17525 | 0.031903 | 882.7237
[8 empty] | Commercial | High Efficiency PTHP | 1.5643 | 0.65472 | N/A | 0.10003 | 3.6624e-05 | 201.1139 | [8 empty] | Commercial | HVAC tune-up_RTU | 2.2898 | 0.47468 | 5.4357 | 0.25233 | 0.045935 | 1270.9781
[8 empty] | Commercial | High Efficiency PTHP | 6.416 | 0.65472 | N/A | 0.41028 | 0.00015022 | 824.8913 | [8 empty] | Commercial | HVAC tune-up_RTU | 1.8498 | 0.47468 | 4.2603 | 0.19777 | 0.036002 | 996.1396
[8 empty] | Commercial | High Efficiency PTHP | 6.5055 | 0.59862 | N/A | 0.26026 | 0.078693 | 914.774 | [8 empty] | Commercial | HVAC tune-up_RTU | 1.6318 | 0.47468 | 3.7034 | 0.17191 | 0.031296 | 865.9214
[8 empty] | Commercial | High Efficiency PTHP | 3.5749 | 0.65472 | N/A | 0.2286 | 8.37e-05 | 459.6197 | [8 empty] | Commercial | Programmable Thermostat | 1.3816 | 0.38728 | 3.8591 | 6.3351 | 1.8716 | 75790.8694
[8 empty] | Commercial | High Efficiency PTHP | 13.9452 | 0.65472 | N/A | 0.89173 | 0.0003265 | 1792.891 | [8 empty] | Commercial | Programmable Thermostat | 6.9387 | 1.01 | 7.2477 | -0.22094 | 20.6086 | 6897.6783
[8 empty] | Commercial | High Efficiency PTHP | 12.085 | 0.59862 | N/A | 0.48347 | 0.14619 | 1699.3375 | [8 empty] | Commercial | Programmable Thermostat | 3.4598 | 0.55136 | 7.4286 | 1.6091 | -0.0030535 | 4342.1523
[8 empty] | Commercial | High Efficiency PTHP | 3.4745 | 0.65472 | N/A | 0.22217 | 8.1347e-05 | 446.7003 | [8 empty] | Commercial | Programmable Thermostat | 1.3816 | 0.38728 | 3.8591 | 6.3351 | 1.8716 | 75790.8694
[8 empty] | Commercial | High Efficiency PTHP | 10.5828 | 0.65472 | N/A | 0.67672 | 0.00024778 | 1360.6055 | [8 empty] | Commercial | Programmable Thermostat | 6.9387 | 1.01 | 7.2477 | -0.22094 | 20.6086 | 6897.6783
[8 empty] | Commercial | High Efficiency PTHP | 3.5834 | 0.65472 | N/A | 0.22914 | 8.3898e-05 | 460.7053 | [8 empty] | Commercial | Programmable Thermostat | 3.4598 | 0.55136 | 7.4286 | 1.6091 | -0.0030535 | 4342.1523
[8 empty] | Commercial | High Efficiency PTHP | 7.2069 | 0.65472 | N/A | 0.46085 | 0.00016873 | 926.5693 | [8 empty] | Commercial | Smart Thermostat | 2.2716 | 0.38728 | 6.8461 | 17.5975 | 5.1988 | 210530.1929
[8 empty] | Commercial | High Efficiency PTHP | 10.4515 | 0.65472 | N/A | 0.66832 | 0.0002447 | 1343.7196 | [8 empty] | Commercial | Smart Thermostat | 11.7593 | 1.01 | 12.8576 | -0.61374 | 57.2461 | 19160.2176
[8 empty] | Commercial | High Efficiency PTHP | 8.1763 | 0.65472 | N/A | 0.52283 | 0.00019143 | 1051.1985 | [8 empty] | Commercial | Smart Thermostat | 1.506 | 0.55136 | 2.878 | 1.9523 | -0.0037047 | 5268.1844
[8 empty] | Commercial | High Efficiency PTHP | 7.1105 | 0.65472 | N/A | 0.45469 | 0.00016648 | 914.1819 | [8 empty] | Commercial | Smart Thermostat | 2.2716 | 0.38728 | 6.8461 | 17.5975 | 5.1988 | 210530.1929
[8 empty] | Commercial | High Efficiency PTHP | 1.5643 | 0.65472 | N/A | 0.10003 | 3.6624e-05 | 201.1139 | [8 empty] | Commercial | Smart Thermostat | 11.7593 | 1.01 | 12.8576 | -0.61374 | 57.2461 | 19160.2176
[8 empty] | Commercial | Variable Refrigerant Flow (VRF) HVAC Systems | 1.1029 | 0.84081 | N/A | 0.87862 | 0.88806 | 2887.4418 | [8 empty] | Commercial | Smart Thermostat | 1.506 | 0.55136 | 2.878 | 1.9523 | -0.0037047 | 5268.1844
[8 empty] | Commercial | Variable Refrigerant Flow (VRF) HVAC Systems | 2.3895 | 0.84081 | N/A | 1.9035 | 1.924 | 6255.6528 | [8 empty] | Commercial | Wall Insulation | 2.1902 | 0.77295 | 2.9953 | 3.7715e-05 | 0.00085018 | 1.8848
[8 empty] | Commercial | Variable Refrigerant Flow (VRF) HVAC Systems | 2.2686 | 0.84081 | N/A | 1.8072 | 1.8266 | 5939.1504 | [8 empty] | Commercial | Wall Insulation | 2.2753 | 0.82481 | 2.9091 | 0.00075709 | 0.00044595 | 1.8306
[8 empty] | Commercial | Variable Refrigerant Flow (VRF) HVAC Systems | 1.3392 | 0.62156 | N/A | 1.0063 | 0.7393 | 4742.8861 | [8 empty] | Commercial | Wall Insulation | 2.5445 | 0.91019 | 2.9517 | 0.00037902 | 0.00086681 | 1.8573
[8 empty] | Commercial | Variable Refrigerant Flow (VRF) HVAC Systems | 1.232 | 0.84081 | N/A | 0.98146 | 0.992 | 3225.3943 | [8 empty] | Commercial | Wall Insulation | 2.1042 | 0.77295 | 2.8677 | 3.6108e-05 | 0.00081396 | 1.8045
[8 empty] | Commercial | Variable Refrigerant Flow (VRF) HVAC Systems | 1.8228 | 0.84081 | N/A | 1.4521 | 1.4677 | 4772.1203 | [8 empty] | Commercial | Wall Insulation | 2.3059 | 0.82481 | 2.9517 | 0.00076815 | 0.00045247 | 1.8573
[8 empty] | Commercial | Variable Refrigerant Flow (VRF) HVAC Systems | 1.4187 | 0.84081 | N/A | 1.1302 | 1.1423 | 3714.1648 | [8 empty] | Commercial | Wall Insulation | 2.1322 | 0.77295 | 2.9091 | 3.663e-05 | 0.00082573 | 1.8306
[8 empty] | Commercial | Variable Refrigerant Flow (VRF) HVAC Systems | 1.2353 | 0.84081 | N/A | 0.98407 | 0.99463 | 3233.9571 | [8 empty] | Commercial | Wall Insulation | 2.2753 | 0.82481 | 2.9091 | 0.00075709 | 0.00044595 | 1.8306
[8 empty] | Commercial | Variable Refrigerant Flow (VRF) HVAC Systems | 1.1029 | 0.84081 | N/A | 0.87862 | 0.88806 | 2887.4418 | [8 empty] | Commercial | Wall Insulation | 2.1609 | 0.77295 | 2.9517 | 3.7166e-05 | 0.0008378 | 1.8573
[8 empty] | Commercial | Variable Refrigerant Flow (VRF) HVAC Systems | 2.3895 | 0.84081 | N/A | 1.9035 | 1.924 | 6255.6528 | [8 empty] | Commercial | Wall Insulation | 2.1609 | 0.77295 | 2.9517 | 3.7166e-05 | 0.0008378 | 1.8573
[8 empty] | Commercial | Variable Refrigerant Flow (VRF) HVAC Systems | 2.2686 | 0.84081 | N/A | 1.8072 | 1.8266 | 5939.1504 | [8 empty] | Commercial | Wall Insulation | 2.5791 | 0.91019 | 2.9953 | 0.00038463 | 0.00087962 | 1.8848
[8 empty] | Commercial | Variable Refrigerant Flow (VRF) HVAC Systems | 1.3392 | 0.62156 | N/A | 1.0063 | 0.7393 | 4742.8861 | [8 empty] | Commercial | Wall Insulation | 2.5445 | 0.91019 | 2.9517 | 0.00037902 | 0.00086681 | 1.8573
[8 empty] | Commercial | Variable Refrigerant Flow (VRF) HVAC Systems | 1.232 | 0.84081 | N/A | 0.98146 | 0.992 | 3225.3943 | [8 empty] | Commercial | Wall Insulation | 2.2203 | 0.77295 | 3.0401 | 3.8279e-05 | 0.00086289 | 1.9129
[8 empty] | Commercial | Variable Refrigerant Flow (VRF) HVAC Systems | 1.8228 | 0.84081 | N/A | 1.4521 | 1.4677 | 4772.1203 | [8 empty] | Commercial | Wall Insulation | 1.6586 | 0.58533 | 2.9953 | 0.00021388 | 0.00038161 | 1.8848
[8 empty] | Commercial | Variable Refrigerant Flow (VRF) HVAC Systems | 1.4187 | 0.84081 | N/A | 1.1302 | 1.1423 | 3714.1648 | [8 empty] | Commercial | Bi-Level Lighting Control (Interior) | 1.0653 | 0.32 | 3.4485 | 0.010616 | 0 | 859.32
[8 empty] | Commercial | Variable Refrigerant Flow (VRF) HVAC Systems | 1.2353 | 0.84081 | N/A | 0.98407 | 0.99463 | 3233.9571 | [8 empty] | Commercial | Bi-Level Lighting Control (Interior) | 1.2668 | 0.31356 | 4.231 | 0.0028987 | 0 | 1054.31
[8 empty] | Commercial | CFL-23W | 19.0302 | 0.53677 | N/A | 0.0048304 | 0.0011168 | 20.132 | [8 empty] | Commercial | Bi-Level Lighting Control (Interior) | 1.0653 | 0.32 | 3.4485 | 0.010616 | 0 | 859.32
[8 empty] | Commercial | CFL-23W | 26.5302 | 0.48824 | N/A | 0.0031363 | 0.0030714 | 30.856 | [8 empty] | Commercial | Bi-Level Lighting Control (Interior) | 1.2668 | 0.31356 | 4.231 | 0.0028987 | 0 | 1054.31
[8 empty] | Commercial | CFL-23W | 32.8167 | 0.48018 | N/A | 0.0093469 | 2.5304e-06 | 38.808 | [8 empty] | Commercial | Interior Lighting Controls | 1.1532 | 0.31172 | 3.8541 | 0 | 0 | 402.64
[8 empty] | Commercial | CFL-23W | 33.2698 | 0.53677 | N/A | 0.0084448 | 0.0019525 | 35.196 | [8 empty] | Commercial | Interior Lighting Controls | 1.7179 | 0.31172 | 5.9071 | 0 | 0 | 617.12
[8 empty] | Commercial | CFL-23W | 40.9388 | 0.48824 | N/A | 0.0048396 | 0.0047395 | 47.614 | [8 empty] | Commercial | Interior Lighting Controls | 2.1166 | 0.31172 | 7.4295 | 0 | 0 | 776.16
[8 empty] | Commercial | CFL-23W | 21.8292 | 0.53677 | N/A | 0.0055408 | 0.0012811 | 23.093 | [8 empty] | Commercial | Interior Lighting Controls | 1.9376 | 0.31172 | 6.738 | 0 | 0 | 703.92
[8 empty] | Commercial | CFL-23W | 22.2211 | 0.48018 | N/A | 0.006329 | 1.7134e-06 | 26.278 | [8 empty] | Commercial | Interior Lighting Controls | 1.3124 | 0.31172 | 4.421 | 0 | 0 | 461.86
[8 empty] | Commercial | CFL-23W | 29.1674 | 0.53677 | N/A | 0.0074035 | 0.0017117 | 30.856 | [8 empty] | Commercial | Interior Lighting Controls | 1.4808 | 0.31172 | 5.0307 | 0 | 0 | 525.56
[8 empty] | Commercial | CFL-23W | 21.5248 | 0.53677 | N/A | 0.0054636 | 0.0012632 | 22.771 | [8 empty] | Commercial | Interior Lighting Controls | 1.7179 | 0.31172 | 5.9071 | 0 | 0 | 617.12
[8 empty] | Commercial | CFL-23W | 19.8711 | 0.48018 | N/A | 0.0056597 | 1.5322e-06 | 23.499 | [8 empty] | Commercial | Interior Lighting Controls | 1.2952 | 0.31172 | 4.3593 | 0 | 0 | 455.42
[8 empty] | Commercial | CFL-23W | 29.5019 | 0.48018 | N/A | 0.0084028 | 2.2748e-06 | 34.888 | [8 empty] | Commercial | Interior Lighting Controls | 1.334 | 0.31172 | 4.4987 | 0 | 0 | 469.98
[8 empty] | Commercial | CFL-23W | 15.7416 | 0.53677 | N/A | 0.0039956 | 0.00092383 | 16.653 | [8 empty] | Commercial | Interior Lighting Controls | 1.9221 | 0.31172 | 6.679 | 0 | 0 | 697.76
[8 empty] | Commercial | CFL-23W | 25.3031 | 0.53677 | N/A | 0.0064226 | 0.001485 | 26.768 | [8 empty] | Commercial | Interior Lighting Controls | 1.5064 | 0.31172 | 5.1245 | 0 | 0 | 535.36
[8 empty] | Commercial | CFL-23W | 19.0302 | 0.53677 | N/A | 0.0048304 | 0.0011168 | 20.132 | [8 empty] | Commercial | Interior Lighting Controls | 1.1532 | 0.31172 | 3.8541 | 0 | 0 | 402.64
[8 empty] | Commercial | CFL-23W | 26.5302 | 0.48824 | N/A | 0.0031363 | 0.0030714 | 30.856 | [8 empty] | Commercial | Interior Lighting Controls | 1.7179 | 0.31172 | 5.9071 | 0 | 0 | 617.12
[8 empty] | Commercial | CFL-23W | 32.8167 | 0.48018 | N/A | 0.0093469 | 2.5304e-06 | 38.808 | [8 empty] | Commercial | Interior Lighting Controls | 2.1166 | 0.31172 | 7.4295 | 0 | 0 | 776.16
[8 empty] | Commercial | CFL-23W | 33.2698 | 0.53677 | N/A | 0.0084448 | 0.0019525 | 35.196 | [8 empty] | Commercial | Interior Lighting Controls | 1.9376 | 0.31172 | 6.738 | 0 | 0 | 703.92
[8 empty] | Commercial | CFL-23W | 40.9388 | 0.48824 | N/A | 0.0048396 | 0.0047395 | 47.614 | [8 empty] | Commercial | Interior Lighting Controls | 1.3124 | 0.31172 | 4.421 | 0 | 0 | 461.86
[8 empty] | Commercial | CFL-23W | 21.8292 | 0.53677 | N/A | 0.0055408 | 0.0012811 | 23.093 | [8 empty] | Commercial | Interior Lighting Controls | 1.4808 | 0.31172 | 5.0307 | 0 | 0 | 525.56
[8 empty] | Commercial | CFL-23W | 22.2211 | 0.48018 | N/A | 0.006329 | 1.7134e-06 | 26.278 | [8 empty] | Commercial | Interior Lighting Controls | 1.7179 | 0.31172 | 5.9071 | 0 | 0 | 617.12
[8 empty] | Commercial | CFL-23W | 29.1674 | 0.53677 | N/A | 0.0074035 | 0.0017117 | 30.856 | [8 empty] | Commercial | Interior Lighting Controls | 1.2952 | 0.31172 | 4.3593 | 0 | 0 | 455.42
[8 empty] | Commercial | CFL-23W | 21.5248 | 0.53677 | N/A | 0.0054636 | 0.0012632 | 22.771 | [8 empty] | Commercial | Interior Lighting Controls | 1.334 | 0.31172 | 4.4987 | 0 | 0 | 469.98
[8 empty] | Commercial | CFL-23W | 19.8711 | 0.48018 | N/A | 0.0056597 | 1.5322e-06 | 23.499 | [8 empty] | Commercial | Interior Lighting Controls | 1.9221 | 0.31172 | 6.679 | 0 | 0 | 697.76
[8 empty] | Commercial | CFL-23W | 29.5019 | 0.48018 | N/A | 0.0084028 | 2.2748e-06 | 34.888 | [8 empty] | Commercial | Interior Lighting Controls | 1.5064 | 0.31172 | 5.1245 | 0 | 0 | 535.36
[8 empty] | Commercial | CFL-23W | 15.7416 | 0.53677 | N/A | 0.0039956 | 0.00092383 | 16.653 | [8 empty] | Commercial | Engine Block Timer | 1.4046 | 0.30926 | 4.9432 | 0 | 0 | 259.2
[8 empty] | Commercial | CFL-23W | 25.3031 | 0.53677 | N/A | 0.0064226 | 0.001485 | 26.768 | [8 empty] | Commercial | Engine Block Timer | 2.3515 | 0.51774 | 4.9432 | 0.032279 | 0.032279 | 259.2
[8 empty] | Commercial | High Bay Fluorescent (T5) | 5.4284 | 0.62943 | N/A | 0.10655 | 0.10454 | 576.1587 | [8 empty] | Commercial | Engine Block Timer | 1.4046 | 0.30926 | 4.9432 | 0 | 0 | 259.2
[8 empty] | Commercial | High Bay Fluorescent (T5) | 8.3201 | 0.62943 | N/A | 0.16331 | 0.16022 | 883.0693 | [8 empty] | Commercial | Engine Block Timer | 1.4046 | 0.30926 | 4.9432 | 0 | 0 | 259.2
[8 empty] | Commercial | High Bay Fluorescent (T5) | 10.4643 | 0.62943 | N/A | 0.20539 | 0.20151 | 1110.648 | [8 empty] | Commercial | Engine Block Timer | 2.3515 | 0.51774 | 4.9432 | 0.032279 | 0.032279 | 259.2
[8 empty] | Commercial | High Bay Fluorescent (T5) | 9.4903 | 0.62943 | N/A | 0.18628 | 0.18276 | 1007.276 | [8 empty] | Commercial | Engine Block Timer | 1.7772 | 0.39131 | 4.9432 | 0.012328 | 0.012951 | 259.2
[8 empty] | Commercial | High Bay Fluorescent (T5) | 12.8388 | 0.62943 | N/A | 0.252 | 0.24724 | 1362.6673 | [8 empty] | Commercial | Engine Block Timer | 1.4046 | 0.30926 | 4.9432 | 0 | 0 | 259.2
[8 empty] | Commercial | High Bay Fluorescent (T5) | 6.2269 | 0.62943 | N/A | 0.12222 | 0.11991 | 660.8997 | [8 empty] | Commercial | Engine Block Timer | 1.7772 | 0.39131 | 4.9432 | 0.012328 | 0.012951 | 259.2
[8 empty] | Commercial | High Bay Fluorescent (T5) | 7.0857 | 0.62943 | N/A | 0.13908 | 0.13645 | 752.0513 | [8 empty] | Commercial | Engine Block Timer | 1.7772 | 0.39131 | 4.9432 | 0.012328 | 0.012951 | 259.2
[8 empty] | Commercial | High Bay Fluorescent (T5) | 8.3201 | 0.62943 | N/A | 0.16331 | 0.16022 | 883.0693 | [8 empty] | Commercial | Engine Block Timer | 1.7772 | 0.39131 | 4.9432 | 0.012328 | 0.012951 | 259.2
[8 empty] | Commercial | High Bay Fluorescent (T5) | 6.14 | 0.62943 | N/A | 0.12052 | 0.11824 | 651.6843 | [8 empty] | Commercial | Engine Block Timer | 1.7772 | 0.39131 | 4.9432 | 0.012328 | 0.012951 | 259.2
[8 empty] | Commercial | High Bay Fluorescent (T5) | 6.3363 | 0.62943 | N/A | 0.12437 | 0.12202 | 672.519 | [8 empty] | Commercial | Engine Block Timer | 1.7772 | 0.39131 | 4.9432 | 0.012328 | 0.012951 | 259.2
[8 empty] | Commercial | High Bay Fluorescent (T5) | 9.4073 | 0.62943 | N/A | 0.18465 | 0.18116 | 998.4613 | [8 empty] | Commercial | Engine Block Timer | 1.7772 | 0.39131 | 4.9432 | 0.012328 | 0.012951 | 259.2
[8 empty] | Commercial | High Bay Fluorescent (T5) | 4.4904 | 0.62943 | N/A | 0.088136 | 0.086472 | 476.593 | [8 empty] | Commercial | Engine Block Timer | 1.4046 | 0.30926 | 4.9432 | 0 | 0 | 259.2
[8 empty] | Commercial | High Bay Fluorescent (T5) | 7.2178 | 0.62943 | N/A | 0.14167 | 0.13899 | 766.0747 | [8 empty] | Commercial | Engine Block Timer | 2.3515 | 0.51774 | 4.9432 | 0.032279 | 0.032279 | 259.2
[8 empty] | Commercial | High Bay Fluorescent (T5) | 5.4284 | 0.62943 | N/A | 0.10655 | 0.10454 | 576.1587 | [8 empty] | Commercial | Engine Block Timer | 1.4046 | 0.30926 | 4.9432 | 0 | 0 | 259.2
[8 empty] | Commercial | High Bay Fluorescent (T5) | 8.3201 | 0.62943 | N/A | 0.16331 | 0.16022 | 883.0693 | [8 empty] | Commercial | Engine Block Timer | 1.4046 | 0.30926 | 4.9432 | 0 | 0 | 259.2
[8 empty] | Commercial | High Bay Fluorescent (T5) | 10.4643 | 0.62943 | N/A | 0.20539 | 0.20151 | 1110.648 | [8 empty] | Commercial | Engine Block Timer | 2.3515 | 0.51774 | 4.9432 | 0.032279 | 0.032279 | 259.2
[8 empty] | Commercial | High Bay Fluorescent (T5) | 9.4903 | 0.62943 | N/A | 0.18628 | 0.18276 | 1007.276 | [8 empty] | Commercial | Engine Block Timer | 1.7772 | 0.39131 | 4.9432 | 0.012328 | 0.012951 | 259.2
[8 empty] | Commercial | High Bay Fluorescent (T5) | 12.8388 | 0.62943 | N/A | 0.252 | 0.24724 | 1362.6673 | [8 empty] | Commercial | Engine Block Timer | 1.4046 | 0.30926 | 4.9432 | 0 | 0 | 259.2
[8 empty] | Commercial | High Bay Fluorescent (T5) | 6.2269 | 0.62943 | N/A | 0.12222 | 0.11991 | 660.8997 | [8 empty] | Commercial | Engine Block Timer | 1.7772 | 0.39131 | 4.9432 | 0.012328 | 0.012951 | 259.2
[8 empty] | Commercial | High Bay Fluorescent (T5) | 7.0857 | 0.62943 | N/A | 0.13908 | 0.13645 | 752.0513 | [8 empty] | Commercial | Engine Block Timer | 1.7772 | 0.39131 | 4.9432 | 0.012328 | 0.012951 | 259.2
[8 empty] | Commercial | High Bay Fluorescent (T5) | 8.3201 | 0.62943 | N/A | 0.16331 | 0.16022 | 883.0693 | [8 empty] | Commercial | Engine Block Timer | 1.7772 | 0.39131 | 4.9432 | 0.012328 | 0.012951 | 259.2
[8 empty] | Commercial | High Bay Fluorescent (T5) | 6.14 | 0.62943 | N/A | 0.12052 | 0.11824 | 651.6843 | [8 empty] | Commercial | Engine Block Timer | 1.7772 | 0.39131 | 4.9432 | 0.012328 | 0.012951 | 259.2
[8 empty] | Commercial | High Bay Fluorescent (T5) | 6.3363 | 0.62943 | N/A | 0.12437 | 0.12202 | 672.519 | [8 empty] | Commercial | Engine Block Timer | 1.7772 | 0.39131 | 4.9432 | 0.012328 | 0.012951 | 259.2
[8 empty] | Commercial | High Bay Fluorescent (T5) | 9.4073 | 0.62943 | N/A | 0.18465 | 0.18116 | 998.4613 | [8 empty] | Commercial | Engine Block Timer | 1.7772 | 0.39131 | 4.9432 | 0.012328 | 0.012951 | 259.2
[8 empty] | Commercial | High Bay Fluorescent (T5) | 4.4904 | 0.62943 | N/A | 0.088136 | 0.086472 | 476.593 | [8 empty] | Commercial | VSD Controlled Compressor | 2.1829 | 0.48072 | 4.9421 | 1.9843 | 0.92875 | 13160.16
[8 empty] | Commercial | High Bay Fluorescent (T5) | 7.2178 | 0.62943 | N/A | 0.14167 | 0.13899 | 766.0747 | [8 empty] | Commercial | VSD Controlled Compressor | 2.2934 | 0.50506 | 4.9421 | 1.7063 | 1.4292 | 13160.16
[8 empty] | Commercial | High Bay LED | 3.6796 | 0.62943 | N/A | 0.10761 | 0.10558 | 581.9107 | [8 empty] | Commercial | VSD Controlled Compressor | 2.1829 | 0.48072 | 4.9421 | 1.9843 | 0.92875 | 13160.16
[8 empty] | Commercial | High Bay LED | 5.6397 | 0.62943 | N/A | 0.16494 | 0.16182 | 891.8853 | [8 empty] | Commercial | VSD Controlled Compressor | 2.2934 | 0.50506 | 4.9421 | 1.7063 | 1.4292 | 13160.16
[8 empty] | Commercial | High Bay LED | 7.0931 | 0.62943 | N/A | 0.20744 | 0.20353 | 1121.736 | [8 empty] | Commercial | VSD Controlled Compressor | 2.2934 | 0.50506 | 4.9421 | 1.7063 | 1.4292 | 13160.16
[8 empty] | Commercial | High Bay LED | 6.4329 | 0.62943 | N/A | 0.18814 | 0.18458 | 1017.332 | [8 empty] | Commercial | VSD Controlled Compressor | 2.1829 | 0.48072 | 4.9421 | 1.9843 | 0.92875 | 13160.16
[8 empty] | Commercial | High Bay LED | 8.7026 | 0.62943 | N/A | 0.25451 | 0.24971 | 1376.2713 | [8 empty] | Commercial | VSD Controlled Compressor | 2.2934 | 0.50506 | 4.9421 | 1.7063 | 1.4292 | 13160.16
[8 empty] | Commercial | High Bay LED | 4.2208 | 0.62943 | N/A | 0.12344 | 0.12111 | 667.4977 | [8 empty] | Commercial | VSD Controlled Compressor | 2.1829 | 0.48072 | 4.9421 | 1.9843 | 0.92875 | 13160.16
[8 empty] | Commercial | High Bay LED | 4.803 | 0.62943 | N/A | 0.14047 | 0.13781 | 759.5593 | [8 empty] | Commercial | VSD Controlled Compressor | 2.1829 | 0.48072 | 4.9421 | 1.9843 | 0.92875 | 13160.16
[8 empty] | Commercial | High Bay LED | 5.6397 | 0.62943 | N/A | 0.16494 | 0.16182 | 891.8853 | [8 empty] | Commercial | VSD Controlled Compressor | 2.2934 | 0.50506 | 4.9421 | 1.7063 | 1.4292 | 13160.16
[8 empty] | Commercial | High Bay LED | 4.162 | 0.62943 | N/A | 0.12172 | 0.11942 | 658.1903 | [8 empty] | Commercial | VSD Controlled Compressor | 2.1829 | 0.48072 | 4.9421 | 1.9843 | 0.92875 | 13160.16
[8 empty] | Commercial | High Bay LED | 4.295 | 0.62943 | N/A | 0.12561 | 0.12324 | 679.233 | [8 empty] | Commercial | VSD Controlled Compressor | 2.2934 | 0.50506 | 4.9421 | 1.7063 | 1.4292 | 13160.16
[8 empty] | Commercial | High Bay LED | 6.3767 | 0.62943 | N/A | 0.18649 | 0.18297 | 1008.4293 | [8 empty] | Commercial | VSD Controlled Compressor | 2.1829 | 0.48072 | 4.9421 | 1.9843 | 0.92875 | 13160.16
[8 empty] | Commercial | High Bay LED | 3.0438 | 0.62943 | N/A | 0.089016 | 0.087335 | 481.351 | [8 empty] | Commercial | VSD Controlled Compressor | 2.1829 | 0.48072 | 4.9421 | 1.9843 | 0.92875 | 13160.16
[8 empty] | Commercial | High Bay LED | 4.8925 | 0.62943 | N/A | 0.14308 | 0.14038 | 773.7227 | [8 empty] | Commercial | VSD Controlled Compressor | 2.2934 | 0.50506 | 4.9421 | 1.7063 | 1.4292 | 13160.16
[8 empty] | Commercial | High Bay LED | 3.6796 | 0.62943 | N/A | 0.10761 | 0.10558 | 581.9107 | [8 empty] | Commercial | VSD Controlled Compressor | 2.1829 | 0.48072 | 4.9421 | 1.9843 | 0.92875 | 13160.16
[8 empty] | Commercial | High Bay LED | 5.6397 | 0.62943 | N/A | 0.16494 | 0.16182 | 891.8853 | [8 empty] | Commercial | VSD Controlled Compressor | 2.2934 | 0.50506 | 4.9421 | 1.7063 | 1.4292 | 13160.16
[8 empty] | Commercial | High Bay LED | 7.0931 | 0.62943 | N/A | 0.20744 | 0.20353 | 1121.736 | [8 empty] | Commercial | VSD Controlled Compressor | 2.2934 | 0.50506 | 4.9421 | 1.7063 | 1.4292 | 13160.16
[8 empty] | Commercial | High Bay LED | 6.4329 | 0.62943 | N/A | 0.18814 | 0.18458 | 1017.332 | [8 empty] | Commercial | VSD Controlled Compressor | 2.1829 | 0.48072 | 4.9421 | 1.9843 | 0.92875 | 13160.16
[8 empty] | Commercial | High Bay LED | 8.7026 | 0.62943 | N/A | 0.25451 | 0.24971 | 1376.2713 | [8 empty] | Commercial | VSD Controlled Compressor | 2.2934 | 0.50506 | 4.9421 | 1.7063 | 1.4292 | 13160.16
[8 empty] | Commercial | High Bay LED | 4.2208 | 0.62943 | N/A | 0.12344 | 0.12111 | 667.4977 | [8 empty] | Commercial | VSD Controlled Compressor | 2.1829 | 0.48072 | 4.9421 | 1.9843 | 0.92875 | 13160.16
[8 empty] | Commercial | High Bay LED | 4.803 | 0.62943 | N/A | 0.14047 | 0.13781 | 759.5593 | [8 empty] | Commercial | VSD Controlled Compressor | 2.1829 | 0.48072 | 4.9421 | 1.9843 | 0.92875 | 13160.16
[8 empty] | Commercial | High Bay LED | 5.6397 | 0.62943 | N/A | 0.16494 | 0.16182 | 891.8853 | [8 empty] | Commercial | VSD Controlled Compressor | 2.2934 | 0.50506 | 4.9421 | 1.7063 | 1.4292 | 13160.16
[8 empty] | Commercial | High Bay LED | 4.162 | 0.62943 | N/A | 0.12172 | 0.11942 | 658.1903 | [8 empty] | Commercial | VSD Controlled Compressor | 2.1829 | 0.48072 | 4.9421 | 1.9843 | 0.92875 | 13160.16
[8 empty] | Commercial | High Bay LED | 4.295 | 0.62943 | N/A | 0.12561 | 0.12324 | 679.233 | [8 empty] | Commercial | VSD Controlled Compressor | 2.2934 | 0.50506 | 4.9421 | 1.7063 | 1.4292 | 13160.16
[8 empty] | Commercial | High Bay LED | 6.3767 | 0.62943 | N/A | 0.18649 | 0.18297 | 1008.4293 | [8 empty] | Commercial | VSD Controlled Compressor | 2.1829 | 0.48072 | 4.9421 | 1.9843 | 0.92875 | 13160.16
[8 empty] | Commercial | High Bay LED | 3.0438 | 0.62943 | N/A | 0.089016 | 0.087335 | 481.351 | [8 empty] | Commercial | Network PC Power Management | 2.3852 | 0.41138 | 6.2433 | 0.39582 | 0 | 2661.0035
[8 empty] | Commercial | High Bay LED | 4.8925 | 0.62943 | N/A | 0.14308 | 0.14038 | 773.7227 | [8 empty] | Commercial | Network PC Power Management | 3.0528 | 0.51977 | 6.3319 | 0.93955 | 0.81114 | 6992.2928
[8 empty] | Commercial | LED - 14W | 19.6665 | 0.53677 | N/A | 0.011041 | 0.0025527 | 46.016 | [8 empty] | Commercial | Network PC Power Management | 2.9959 | 0.51678 | 6.2423 | 0.5037 | 0.3508 | 3386.2106
[8 empty] | Commercial | LED - 14W | 27.4172 | 0.48824 | N/A | 0.0071686 | 0.0070204 | 70.528 | [8 empty] | Commercial | Network PC Power Management | 3.0205 | 0.51678 | 6.2985 | 0.70789 | 0.49301 | 4758.9388
[8 empty] | Commercial | LED - 14W | 33.9139 | 0.48018 | N/A | 0.021364 | 5.7838e-06 | 88.704 | [8 empty] | Commercial | Network PC Power Management | 3.0799 | 0.51977 | 6.3935 | 5.6089 | 4.8423 | 41742.7
[8 empty] | Commercial | LED - 14W | 34.3822 | 0.53677 | N/A | 0.019302 | 0.0044629 | 80.448 | [8 empty] | Commercial | Network PC Power Management | 2.3802 | 0.41138 | 6.2288 | 0.64622 | 0 | 4344.3187
[8 empty] | Commercial | LED - 14W | 42.3076 | 0.48824 | N/A | 0.011062 | 0.010833 | 108.832 | [8 empty] | Commercial | Network PC Power Management | 3.0225 | 0.51678 | 6.3029 | 0.58124 | 0.40481 | 3907.5345
[8 empty] | Commercial | LED - 14W | 22.559 | 0.53677 | N/A | 0.012665 | 0.0029282 | 52.784 | [8 empty] | Commercial | Network PC Power Management | 2.4373 | 0.41138 | 6.3924 | 8.6767 | 0 | 58330.5263
[8 empty] | Commercial | LED - 14W | 22.9641 | 0.48018 | N/A | 0.014466 | 3.9164e-06 | 60.064 | [8 empty] | Commercial | Network PC Power Management | 3.0272 | 0.51678 | 6.3136 | 0.49125 | 0.34213 | 3302.5466
[8 empty] | Commercial | LED - 14W | 30.1426 | 0.53677 | N/A | 0.016922 | 0.0039125 | 70.528 | [8 empty] | Commercial | Network PC Power Management | 2.4122 | 0.41138 | 6.3207 | 0.47359 | 0 | 3183.805
[8 empty] | Commercial | LED - 14W | 22.2445 | 0.53677 | N/A | 0.012488 | 0.0028874 | 52.048 | [8 empty] | Commercial | Network PC Power Management | 2.9758 | 0.51678 | 6.1965 | 0.21429 | 0.14924 | 1440.5919
[8 empty] | Commercial | LED - 14W | 20.5355 | 0.48018 | N/A | 0.012937 | 3.5022e-06 | 53.712 | [8 empty] | Commercial | Network PC Power Management | 3.0409 | 0.51678 | 6.3449 | 0.71311 | 0.49665 | 4794.046
[8 empty] | Commercial | LED - 14W | 30.4883 | 0.48018 | N/A | 0.019206 | 5.1996e-06 | 79.744 | [8 empty] | Commercial | Network PC Power Management | 1.9621 | 0.41138 | 5.0527 | 0.058244 | 0 | 391.5584
[8 empty] | Commercial | LED - 14W | 16.268 | 0.53677 | N/A | 0.0091329 | 0.0021116 | 38.064 | [8 empty] | Commercial | Network PC Power Management | 2.3852 | 0.41138 | 6.2433 | 0.39582 | 0 | 2661.0035
[8 empty] | Commercial | LED - 14W | 26.1491 | 0.53677 | N/A | 0.01468 | 0.0033942 | 61.184 | [8 empty] | Commercial | Network PC Power Management | 3.0528 | 0.51977 | 6.3319 | 0.93955 | 0.81114 | 6992.2928
[8 empty] | Commercial | LED - 14W | 19.6665 | 0.53677 | N/A | 0.011041 | 0.0025527 | 46.016 | [8 empty] | Commercial | Network PC Power Management | 2.9959 | 0.51678 | 6.2423 | 0.5037 | 0.3508 | 3386.2106
[8 empty] | Commercial | LED - 14W | 27.4172 | 0.48824 | N/A | 0.0071686 | 0.0070204 | 70.528 | [8 empty] | Commercial | Network PC Power Management | 3.0205 | 0.51678 | 6.2985 | 0.70789 | 0.49301 | 4758.9388
[8 empty] | Commercial | LED - 14W | 33.9139 | 0.48018 | N/A | 0.021364 | 5.7838e-06 | 88.704 | [8 empty] | Commercial | Network PC Power Management | 3.0799 | 0.51977 | 6.3935 | 5.6089 | 4.8423 | 41742.7
[8 empty] | Commercial | LED - 14W | 34.3822 | 0.53677 | N/A | 0.019302 | 0.0044629 | 80.448 | [8 empty] | Commercial | Network PC Power Management | 2.3802 | 0.41138 | 6.2288 | 0.64622 | 0 | 4344.3187
[8 empty] | Commercial | LED - 14W | 42.3076 | 0.48824 | N/A | 0.011062 | 0.010833 | 108.832 | [8 empty] | Commercial | Network PC Power Management | 3.0225 | 0.51678 | 6.3029 | 0.58124 | 0.40481 | 3907.5345
[8 empty] | Commercial | LED - 14W | 22.559 | 0.53677 | N/A | 0.012665 | 0.0029282 | 52.784 | [8 empty] | Commercial | Network PC Power Management | 2.4373 | 0.41138 | 6.3924 | 8.6767 | 0 | 58330.5263
[8 empty] | Commercial | LED - 14W | 22.9641 | 0.48018 | N/A | 0.014466 | 3.9164e-06 | 60.064 | [8 empty] | Commercial | Network PC Power Management | 3.0272 | 0.51678 | 6.3136 | 0.49125 | 0.34213 | 3302.5466
[8 empty] | Commercial | LED - 14W | 30.1426 | 0.53677 | N/A | 0.016922 | 0.0039125 | 70.528 | [8 empty] | Commercial | Network PC Power Management | 2.4122 | 0.41138 | 6.3207 | 0.47359 | 0 | 3183.805
[8 empty] | Commercial | LED - 14W | 22.2445 | 0.53677 | N/A | 0.012488 | 0.0028874 | 52.048 | [8 empty] | Commercial | Network PC Power Management | 2.9758 | 0.51678 | 6.1965 | 0.21429 | 0.14924 | 1440.5919
[8 empty] | Commercial | LED - 14W | 20.5355 | 0.48018 | N/A | 0.012937 | 3.5022e-06 | 53.712 | [8 empty] | Commercial | Network PC Power Management | 3.0409 | 0.51678 | 6.3449 | 0.71311 | 0.49665 | 4794.046
[8 empty] | Commercial | LED - 14W | 30.4883 | 0.48018 | N/A | 0.019206 | 5.1996e-06 | 79.744 | [8 empty] | Commercial | Network PC Power Management | 1.9621 | 0.41138 | 5.0527 | 0.058244 | 0 | 391.5584
[8 empty] | Commercial | LED - 14W | 16.268 | 0.53677 | N/A | 0.0091329 | 0.0021116 | 38.064 | [8 empty] | Commercial | Smart Strip Plug Outlet | 2.2248 | 0.51648 | 4.5303 | 0.0045002 | 0.0031276 | 30.265
[8 empty] | Commercial | LED - 14W | 26.1491 | 0.53677 | N/A | 0.01468 | 0.0033942 | 61.184 | [8 empty] | Commercial | Smart Strip Plug Outlet | 2.2248 | 0.51648 | 4.5303 | 0.0045002 | 0.0031276 | 30.265
[8 empty] | Commercial | LED Display Lighting (Interior) | 6.2504 | 0.5406 | N/A | 0.066388 | 0.014997 | 270.344 | [8 empty] | Commercial | Freezer-Cooler Replacement Gaskets | 1.0836 | 0.45753 | 2.4175 | 0.022767 | 0.0074125 | 156.3315
[8 empty] | Commercial | LED Display Lighting (Interior) | 8.6728 | 0.48941 | N/A | 0.043517 | 0.04079 | 414.352 | [8 empty] | Commercial | Freezer-Cooler Replacement Gaskets | 1.2056 | 0.50908 | 2.4175 | 0.020269 | 0.016978 | 156.3315
[8 empty] | Commercial | LED Display Lighting (Interior) | 10.7269 | 0.48129 | N/A | 0.1264 | 9.1014e-06 | 521.136 | [8 empty] | Commercial | Freezer-Cooler Replacement Gaskets | 1.0836 | 0.45753 | 2.4175 | 0.022767 | 0.0074125 | 156.3315
[8 empty] | Commercial | LED Display Lighting (Interior) | 10.9274 | 0.5406 | N/A | 0.11606 | 0.026219 | 472.632 | [8 empty] | Commercial | Freezer-Cooler Replacement Gaskets | 1.2056 | 0.50908 | 2.4175 | 0.020269 | 0.016978 | 156.3315
[8 empty] | Commercial | LED Display Lighting (Interior) | 13.383 | 0.48941 | N/A | 0.067152 | 0.062943 | 639.388 | [8 empty] | Commercial | Freezer-Cooler Replacement Gaskets | 1.2056 | 0.50908 | 2.4175 | 0.020269 | 0.016978 | 156.3315
[8 empty] | Commercial | LED Display Lighting (Interior) | 7.1698 | 0.5406 | N/A | 0.076152 | 0.017203 | 310.106 | [8 empty] | Commercial | Freezer-Cooler Replacement Gaskets | 1.0836 | 0.45753 | 2.4175 | 0.022767 | 0.0074125 | 156.3315
[8 empty] | Commercial | LED Display Lighting (Interior) | 7.2635 | 0.48129 | N/A | 0.085589 | 6.1628e-06 | 352.876 | [8 empty] | Commercial | Freezer-Cooler Replacement Gaskets | 1.2056 | 0.50908 | 2.4175 | 0.020269 | 0.016978 | 156.3315
[8 empty] | Commercial | LED Display Lighting (Interior) | 9.58 | 0.5406 | N/A | 0.10175 | 0.022986 | 414.352 | [8 empty] | Commercial | Freezer-Cooler Replacement Gaskets | 1.0836 | 0.45753 | 2.4175 | 0.022767 | 0.0074125 | 156.3315
[8 empty] | Commercial | LED Display Lighting (Interior) | 7.0698 | 0.5406 | N/A | 0.07509 | 0.016963 | 305.782 | [8 empty] | Commercial | Freezer-Cooler Replacement Gaskets | 1.0836 | 0.45753 | 2.4175 | 0.022767 | 0.0074125 | 156.3315
[8 empty] | Commercial | LED Display Lighting (Interior) | 6.4953 | 0.48129 | N/A | 0.076537 | 5.511e-06 | 315.558 | [8 empty] | Commercial | Freezer-Cooler Replacement Gaskets | 1.2056 | 0.50908 | 2.4175 | 0.020269 | 0.016978 | 156.3315
[8 empty] | Commercial | LED Display Lighting (Interior) | 9.6433 | 0.48129 | N/A | 0.11363 | 8.182e-06 | 468.496 | [8 empty] | Commercial | Freezer-Cooler Replacement Gaskets | 1.0836 | 0.45753 | 2.4175 | 0.022767 | 0.0074125 | 156.3315
[8 empty] | Commercial | LED Display Lighting (Interior) | 5.1703 | 0.5406 | N/A | 0.054915 | 0.012405 | 223.626 | [8 empty] | Commercial | Freezer-Cooler Replacement Gaskets | 1.2056 | 0.50908 | 2.4175 | 0.020269 | 0.016978 | 156.3315
[8 empty] | Commercial | LED Display Lighting (Interior) | 8.3107 | 0.5406 | N/A | 0.08827 | 0.01994 | 359.456 | [8 empty] | Commercial | Freezer-Cooler Replacement Gaskets | 1.0836 | 0.45753 | 2.4175 | 0.022767 | 0.0074125 | 156.3315
[8 empty] | Commercial | LED Display Lighting (Interior) | 6.2504 | 0.5406 | N/A | 0.066388 | 0.014997 | 270.344 | [8 empty] | Commercial | PSC to ECM Evaporator Fan Motor (Reach-In) | 1.7 | 0.41794 | 4.2617 | 0.070139 | 0.0064253 | 503.9324
[8 empty] | Commercial | LED Display Lighting (Interior) | 8.6728 | 0.48941 | N/A | 0.043517 | 0.04079 | 414.352 | [8 empty] | Commercial | PSC to ECM Evaporator Fan Motor (Reach-In) | 2.0707 | 0.50908 | 4.2617 | 0.065337 | 0.054728 | 503.9324
[8 empty] | Commercial | LED Display Lighting (Interior) | 10.7269 | 0.48129 | N/A | 0.1264 | 9.1014e-06 | 521.136 | [8 empty] | Commercial | PSC to ECM Evaporator Fan Motor (Reach-In) | 1.7 | 0.41794 | 4.2617 | 0.070139 | 0.0064253 | 503.9324
[8 empty] | Commercial | LED Display Lighting (Interior) | 10.9274 | 0.5406 | N/A | 0.11606 | 0.026219 | 472.632 | [8 empty] | Commercial | PSC to ECM Evaporator Fan Motor (Reach-In) | 2.0707 | 0.50908 | 4.2617 | 0.065337 | 0.054728 | 503.9324
[8 empty] | Commercial | LED Display Lighting (Interior) | 13.383 | 0.48941 | N/A | 0.067152 | 0.062943 | 639.388 | [8 empty] | Commercial | PSC to ECM Evaporator Fan Motor (Reach-In) | 2.0707 | 0.50908 | 4.2617 | 0.065337 | 0.054728 | 503.9324
[8 empty] | Commercial | LED Display Lighting (Interior) | 7.1698 | 0.5406 | N/A | 0.076152 | 0.017203 | 310.106 | [8 empty] | Commercial | PSC to ECM Evaporator Fan Motor (Reach-In) | 1.7 | 0.41794 | 4.2617 | 0.070139 | 0.0064253 | 503.9324
[8 empty] | Commercial | LED Display Lighting (Interior) | 7.2635 | 0.48129 | N/A | 0.085589 | 6.1628e-06 | 352.876 | [8 empty] | Commercial | PSC to ECM Evaporator Fan Motor (Reach-In) | 2.0707 | 0.50908 | 4.2617 | 0.065337 | 0.054728 | 503.9324
[8 empty] | Commercial | LED Display Lighting (Interior) | 9.58 | 0.5406 | N/A | 0.10175 | 0.022986 | 414.352 | [8 empty] | Commercial | PSC to ECM Evaporator Fan Motor (Reach-In) | 1.7 | 0.41794 | 4.2617 | 0.070139 | 0.0064253 | 503.9324
[8 empty] | Commercial | LED Display Lighting (Interior) | 7.0698 | 0.5406 | N/A | 0.07509 | 0.016963 | 305.782 | [8 empty] | Commercial | PSC to ECM Evaporator Fan Motor (Reach-In) | 1.7 | 0.41794 | 4.2617 | 0.070139 | 0.0064253 | 503.9324
[8 empty] | Commercial | LED Display Lighting (Interior) | 6.4953 | 0.48129 | N/A | 0.076537 | 5.511e-06 | 315.558 | [8 empty] | Commercial | PSC to ECM Evaporator Fan Motor (Reach-In) | 2.0707 | 0.50908 | 4.2617 | 0.065337 | 0.054728 | 503.9324
[8 empty] | Commercial | LED Display Lighting (Interior) | 9.6433 | 0.48129 | N/A | 0.11363 | 8.182e-06 | 468.496 | [8 empty] | Commercial | PSC to ECM Evaporator Fan Motor (Reach-In) | 1.7 | 0.41794 | 4.2617 | 0.070139 | 0.0064253 | 503.9324
[8 empty] | Commercial | LED Display Lighting (Interior) | 5.1703 | 0.5406 | N/A | 0.054915 | 0.012405 | 223.626 | [8 empty] | Commercial | PSC to ECM Evaporator Fan Motor (Reach-In) | 2.0707 | 0.50908 | 4.2617 | 0.065337 | 0.054728 | 503.9324
[8 empty] | Commercial | LED Display Lighting (Interior) | 8.3107 | 0.5406 | N/A | 0.08827 | 0.01994 | 359.456 | [8 empty] | Commercial | PSC to ECM Evaporator Fan Motor (Reach-In) | 1.7 | 0.41794 | 4.2617 | 0.070139 | 0.0064253 | 503.9324
[8 empty] | Commercial | LED Linear - Fixture Replacement | 9.8466 | 0.53843 | N/A | 0.05923 | 0.01355 | 244.345 | [8 empty] | Commercial | PSC to ECM Evaporator Fan Motor (Reach-In) | 1.7 | 0.41794 | 4.2617 | 0.070139 | 0.0064253 | 503.9324
[8 empty] | Commercial | LED Linear - Fixture Replacement | 13.6773 | 0.48796 | N/A | 0.039245 | 0.036402 | 374.5037 | [8 empty] | Commercial | PSC to ECM Evaporator Fan Motor (Reach-In) | 2.0707 | 0.50908 | 4.2617 | 0.065337 | 0.054728 | 503.9324
[8 empty] | Commercial | LED Linear - Fixture Replacement | 16.9983 | 0.48218 | N/A | 0.11487 | 6.293e-06 | 471.0182 | [8 empty] | Commercial | PSC to ECM Evaporator Fan Motor (Reach-In) | 1.7 | 0.41794 | 4.2617 | 0.070139 | 0.0064253 | 503.9324
[8 empty] | Commercial | LED Linear - Fixture Replacement | 17.2145 | 0.53843 | N/A | 0.10355 | 0.023688 | 427.1789 | [8 empty] | Commercial | PSC to ECM Evaporator Fan Motor (Reach-In) | 2.0707 | 0.50908 | 4.2617 | 0.065337 | 0.054728 | 503.9324
[8 empty] | Commercial | LED Linear - Fixture Replacement | 21.1055 | 0.48796 | N/A | 0.060559 | 0.056172 | 577.8979 | [8 empty] | Commercial | PSC to ECM Evaporator Fan Motor (Reach-In) | 2.0707 | 0.50908 | 4.2617 | 0.065337 | 0.054728 | 503.9324
[8 empty] | Commercial | LED Linear - Fixture Replacement | 11.2948 | 0.53843 | N/A | 0.067942 | 0.015543 | 280.283 | [8 empty] | Commercial | PSC to ECM Evaporator Fan Motor (Reach-In) | 1.7 | 0.41794 | 4.2617 | 0.070139 | 0.0064253 | 503.9324
[8 empty] | Commercial | LED Linear - Fixture Replacement | 11.51 | 0.48218 | N/A | 0.07778 | 4.2611e-06 | 318.9398 | [8 empty] | Commercial | PSC to ECM Evaporator Fan Motor (Reach-In) | 2.0707 | 0.50908 | 4.2617 | 0.065337 | 0.054728 | 503.9324
[8 empty] | Commercial | LED Linear - Fixture Replacement | 15.0918 | 0.53843 | N/A | 0.090781 | 0.020767 | 374.5037 | [8 empty] | Commercial | PSC to ECM Evaporator Fan Motor (Reach-In) | 1.7 | 0.41794 | 4.2617 | 0.070139 | 0.0064253 | 503.9324
[8 empty] | Commercial | LED Linear - Fixture Replacement | 11.1374 | 0.53843 | N/A | 0.066994 | 0.015326 | 276.3749 | [8 empty] | Commercial | PSC to ECM Evaporator Fan Motor (Reach-In) | 1.7 | 0.41794 | 4.2617 | 0.070139 | 0.0064253 | 503.9324
[8 empty] | Commercial | LED Linear - Fixture Replacement | 10.2928 | 0.48218 | N/A | 0.069555 | 3.8105e-06 | 285.2107 | [8 empty] | Commercial | PSC to ECM Evaporator Fan Motor (Reach-In) | 2.0707 | 0.50908 | 4.2617 | 0.065337 | 0.054728 | 503.9324
[8 empty] | Commercial | LED Linear - Fixture Replacement | 15.2813 | 0.48218 | N/A | 0.10326 | 5.6573e-06 | 423.4406 | [8 empty] | Commercial | PSC to ECM Evaporator Fan Motor (Reach-In) | 1.7 | 0.41794 | 4.2617 | 0.070139 | 0.0064253 | 503.9324
[8 empty] | Commercial | LED Linear - Fixture Replacement | 8.145 | 0.53843 | N/A | 0.048995 | 0.011208 | 202.1198 | [8 empty] | Commercial | PSC to ECM Evaporator Fan Motor (Reach-In) | 2.0707 | 0.50908 | 4.2617 | 0.065337 | 0.054728 | 503.9324
[8 empty] | Commercial | LED Linear - Fixture Replacement | 13.0923 | 0.53843 | N/A | 0.078754 | 0.018016 | 324.887 | [8 empty] | Commercial | PSC to ECM Evaporator Fan Motor (Reach-In) | 1.7 | 0.41794 | 4.2617 | 0.070139 | 0.0064253 | 503.9324
[8 empty] | Commercial | LED Linear - Fixture Replacement | 9.8466 | 0.53843 | N/A | 0.05923 | 0.01355 | 244.345 | [8 empty] | Commercial | PSC to ECM Evaporator Fan Motor (Walk-In, Refrigerator) | 1.1268 | 0.41794 | 2.7659 | 0.04552 | 0.00417 | 327.0516
[8 empty] | Commercial | LED Linear - Fixture Replacement | 13.6773 | 0.48796 | N/A | 0.039245 | 0.036402 | 374.5037 | [8 empty] | Commercial | PSC to ECM Evaporator Fan Motor (Walk-In, Refrigerator) | 1.3725 | 0.50908 | 2.7659 | 0.042404 | 0.035519 | 327.0516
[8 empty] | Commercial | LED Linear - Fixture Replacement | 16.9983 | 0.48218 | N/A | 0.11487 | 6.293e-06 | 471.0182 | [8 empty] | Commercial | PSC to ECM Evaporator Fan Motor (Walk-In, Refrigerator) | 1.1268 | 0.41794 | 2.7659 | 0.04552 | 0.00417 | 327.0516
[8 empty] | Commercial | LED Linear - Fixture Replacement | 17.2145 | 0.53843 | N/A | 0.10355 | 0.023688 | 427.1789 | [8 empty] | Commercial | PSC to ECM Evaporator Fan Motor (Walk-In, Refrigerator) | 1.3725 | 0.50908 | 2.7659 | 0.042404 | 0.035519 | 327.0516
[8 empty] | Commercial | LED Linear - Fixture Replacement | 21.1055 | 0.48796 | N/A | 0.060559 | 0.056172 | 577.8979 | [8 empty] | Commercial | PSC to ECM Evaporator Fan Motor (Walk-In, Refrigerator) | 1.3725 | 0.50908 | 2.7659 | 0.042404 | 0.035519 | 327.0516
[8 empty] | Commercial | LED Linear - Fixture Replacement | 11.2948 | 0.53843 | N/A | 0.067942 | 0.015543 | 280.283 | [8 empty] | Commercial | PSC to ECM Evaporator Fan Motor (Walk-In, Refrigerator) | 1.1268 | 0.41794 | 2.7659 | 0.04552 | 0.00417 | 327.0516
[8 empty] | Commercial | LED Linear - Fixture Replacement | 11.51 | 0.48218 | N/A | 0.07778 | 4.2611e-06 | 318.9398 | [8 empty] | Commercial | PSC to ECM Evaporator Fan Motor (Walk-In, Refrigerator) | 1.3725 | 0.50908 | 2.7659 | 0.042404 | 0.035519 | 327.0516
[8 empty] | Commercial | LED Linear - Fixture Replacement | 15.0918 | 0.53843 | N/A | 0.090781 | 0.020767 | 374.5037 | [8 empty] | Commercial | PSC to ECM Evaporator Fan Motor (Walk-In, Refrigerator) | 1.1268 | 0.41794 | 2.7659 | 0.04552 | 0.00417 | 327.0516
[8 empty] | Commercial | LED Linear - Fixture Replacement | 11.1374 | 0.53843 | N/A | 0.066994 | 0.015326 | 276.3749 | [8 empty] | Commercial | PSC to ECM Evaporator Fan Motor (Walk-In, Refrigerator) | 1.1268 | 0.41794 | 2.7659 | 0.04552 | 0.00417 | 327.0516
[8 empty] | Commercial | LED Linear - Fixture Replacement | 10.2928 | 0.48218 | N/A | 0.069555 | 3.8105e-06 | 285.2107 | [8 empty] | Commercial | PSC to ECM Evaporator Fan Motor (Walk-In, Refrigerator) | 1.3725 | 0.50908 | 2.7659 | 0.042404 | 0.035519 | 327.0516
[8 empty] | Commercial | LED Linear - Fixture Replacement | 15.2813 | 0.48218 | N/A | 0.10326 | 5.6573e-06 | 423.4406 | [8 empty] | Commercial | PSC to ECM Evaporator Fan Motor (Walk-In, Refrigerator) | 1.1268 | 0.41794 | 2.7659 | 0.04552 | 0.00417 | 327.0516
[8 empty] | Commercial | LED Linear - Fixture Replacement | 8.145 | 0.53843 | N/A | 0.048995 | 0.011208 | 202.1198 | [8 empty] | Commercial | PSC to ECM Evaporator Fan Motor (Walk-In, Refrigerator) | 1.3725 | 0.50908 | 2.7659 | 0.042404 | 0.035519 | 327.0516
[8 empty] | Commercial | LED Linear - Fixture Replacement | 13.0923 | 0.53843 | N/A | 0.078754 | 0.018016 | 324.887 | [8 empty] | Commercial | PSC to ECM Evaporator Fan Motor (Walk-In, Refrigerator) | 1.1268 | 0.41794 | 2.7659 | 0.04552 | 0.00417 | 327.0516
[8 empty] | Commercial | LED Linear - Lamp Replacement | 7.7112 | 0.53786 | N/A | 0.0049742 | 0.0011421 | 20.5922 | [8 empty] | Commercial | PSC to ECM Evaporator Fan Motor (Walk-In, Refrigerator) | 1.1268 | 0.41794 | 2.7659 | 0.04552 | 0.00417 | 327.0516
[8 empty] | Commercial | LED Linear - Lamp Replacement | 10.7552 | 0.48946 | N/A | 0.0032689 | 0.0031387 | 31.5613 | [8 empty] | Commercial | PSC to ECM Evaporator Fan Motor (Walk-In, Refrigerator) | 1.3725 | 0.50908 | 2.7659 | 0.042404 | 0.035519 | 327.0516
[8 empty] | Commercial | LED Linear - Lamp Replacement | 13.2769 | 0.48041 | N/A | 0.0095754 | 1.6038e-06 | 39.695 | [8 empty] | Commercial | PSC to ECM Evaporator Fan Motor (Walk-In, Refrigerator) | 1.1268 | 0.41794 | 2.7659 | 0.04552 | 0.00417 | 327.0516
[8 empty] | Commercial | LED Linear - Lamp Replacement | 13.4811 | 0.53786 | N/A | 0.0086962 | 0.0019966 | 36.0005 | [8 empty] | Commercial | PSC to ECM Evaporator Fan Motor (Walk-In, Refrigerator) | 1.3725 | 0.50908 | 2.7659 | 0.042404 | 0.035519 | 327.0516
[8 empty] | Commercial | LED Linear - Lamp Replacement | 16.5963 | 0.48946 | N/A | 0.0050442 | 0.0048434 | 48.7023 | [8 empty] | Commercial | PSC to ECM Evaporator Fan Motor (Walk-In, Refrigerator) | 1.3725 | 0.50908 | 2.7659 | 0.042404 | 0.035519 | 327.0516
[8 empty] | Commercial | LED Linear - Lamp Replacement | 8.8453 | 0.53786 | N/A | 0.0057058 | 0.00131 | 23.6208 | [8 empty] | Commercial | PSC to ECM Evaporator Fan Motor (Walk-In, Refrigerator) | 1.1268 | 0.41794 | 2.7659 | 0.04552 | 0.00417 | 327.0516
[8 empty] | Commercial | LED Linear - Lamp Replacement | 8.9902 | 0.48041 | N/A | 0.0064838 | 1.086e-06 | 26.8786 | [8 empty] | Commercial | PSC to ECM Evaporator Fan Motor (Walk-In, Refrigerator) | 1.3725 | 0.50908 | 2.7659 | 0.042404 | 0.035519 | 327.0516
[8 empty] | Commercial | LED Linear - Lamp Replacement | 11.8188 | 0.53786 | N/A | 0.0076239 | 0.0017504 | 31.5613 | [8 empty] | Commercial | PSC to ECM Evaporator Fan Motor (Walk-In, Refrigerator) | 1.1268 | 0.41794 | 2.7659 | 0.04552 | 0.00417 | 327.0516
[8 empty] | Commercial | LED Linear - Lamp Replacement | 8.722 | 0.53786 | N/A | 0.0056262 | 0.0012918 | 23.2915 | [8 empty] | Commercial | PSC to ECM Evaporator Fan Motor (Walk-In, Refrigerator) | 1.1268 | 0.41794 | 2.7659 | 0.04552 | 0.00417 | 327.0516
[8 empty] | Commercial | LED Linear - Lamp Replacement | 8.0394 | 0.48041 | N/A | 0.0057981 | 9.7112e-07 | 24.0361 | [8 empty] | Commercial | PSC to ECM Evaporator Fan Motor (Walk-In, Refrigerator) | 1.3725 | 0.50908 | 2.7659 | 0.042404 | 0.035519 | 327.0516
[8 empty] | Commercial | LED Linear - Lamp Replacement | 11.9358 | 0.48041 | N/A | 0.0086082 | 1.4418e-06 | 35.6854 | [8 empty] | Commercial | PSC to ECM Evaporator Fan Motor (Walk-In, Refrigerator) | 1.1268 | 0.41794 | 2.7659 | 0.04552 | 0.00417 | 327.0516
[8 empty] | Commercial | LED Linear - Lamp Replacement | 6.3786 | 0.53786 | N/A | 0.0041146 | 0.00094471 | 17.0336 | [8 empty] | Commercial | PSC to ECM Evaporator Fan Motor (Walk-In, Refrigerator) | 1.3725 | 0.50908 | 2.7659 | 0.042404 | 0.035519 | 327.0516
[8 empty] | Commercial | LED Linear - Lamp Replacement | 10.2529 | 0.53786 | N/A | 0.0066138 | 0.0015185 | 27.3798 | [8 empty] | Commercial | PSC to ECM Evaporator Fan Motor (Walk-In, Refrigerator) | 1.1268 | 0.41794 | 2.7659 | 0.04552 | 0.00417 | 327.0516
[8 empty] | Commercial | LED Linear - Lamp Replacement | 7.7112 | 0.53786 | N/A | 0.0049742 | 0.0011421 | 20.5922 | [8 empty] | Commercial | Strip Curtains for Walk-ins | 1.2794 | 0.4491 | 2.9293 | 0.060723 | 0.016724 | 420
[8 empty] | Commercial | LED Linear - Lamp Replacement | 10.7552 | 0.48946 | N/A | 0.0032689 | 0.0031387 | 31.5613 | [8 empty] | Commercial | Strip Curtains for Walk-ins | 1.4503 | 0.50908 | 2.9293 | 0.054455 | 0.045613 | 420
[8 empty] | Commercial | LED Linear - Lamp Replacement | 13.2769 | 0.48041 | N/A | 0.0095754 | 1.6038e-06 | 39.695 | [8 empty] | Commercial | Strip Curtains for Walk-ins | 1.2794 | 0.4491 | 2.9293 | 0.060723 | 0.016724 | 420
[8 empty] | Commercial | LED Linear - Lamp Replacement | 13.4811 | 0.53786 | N/A | 0.0086962 | 0.0019966 | 36.0005 | [8 empty] | Commercial | Strip Curtains for Walk-ins | 1.4503 | 0.50908 | 2.9293 | 0.054455 | 0.045613 | 420
[8 empty] | Commercial | LED Linear - Lamp Replacement | 16.5963 | 0.48946 | N/A | 0.0050442 | 0.0048434 | 48.7023 | [8 empty] | Commercial | Strip Curtains for Walk-ins | 1.4503 | 0.50908 | 2.9293 | 0.054455 | 0.045613 | 420
[8 empty] | Commercial | LED Linear - Lamp Replacement | 8.8453 | 0.53786 | N/A | 0.0057058 | 0.00131 | 23.6208 | [8 empty] | Commercial | Strip Curtains for Walk-ins | 1.2794 | 0.4491 | 2.9293 | 0.060723 | 0.016724 | 420
[8 empty] | Commercial | LED Linear - Lamp Replacement | 8.9902 | 0.48041 | N/A | 0.0064838 | 1.086e-06 | 26.8786 | [8 empty] | Commercial | Strip Curtains for Walk-ins | 1.4503 | 0.50908 | 2.9293 | 0.054455 | 0.045613 | 420
[8 empty] | Commercial | LED Linear - Lamp Replacement | 11.8188 | 0.53786 | N/A | 0.0076239 | 0.0017504 | 31.5613 | [8 empty] | Commercial | Strip Curtains for Walk-ins | 1.2794 | 0.4491 | 2.9293 | 0.060723 | 0.016724 | 420
[8 empty] | Commercial | LED Linear - Lamp Replacement | 8.722 | 0.53786 | N/A | 0.0056262 | 0.0012918 | 23.2915 | [8 empty] | Commercial | Strip Curtains for Walk-ins | 1.2794 | 0.4491 | 2.9293 | 0.060723 | 0.016724 | 420
[8 empty] | Commercial | LED Linear - Lamp Replacement | 8.0394 | 0.48041 | N/A | 0.0057981 | 9.7112e-07 | 24.0361 | [8 empty] | Commercial | Strip Curtains for Walk-ins | 1.4503 | 0.50908 | 2.9293 | 0.054455 | 0.045613 | 420
[8 empty] | Commercial | LED Linear - Lamp Replacement | 11.9358 | 0.48041 | N/A | 0.0086082 | 1.4418e-06 | 35.6854 | [8 empty] | Commercial | Strip Curtains for Walk-ins | 1.2794 | 0.4491 | 2.9293 | 0.060723 | 0.016724 | 420
[8 empty] | Commercial | LED Linear - Lamp Replacement | 6.3786 | 0.53786 | N/A | 0.0041146 | 0.00094471 | 17.0336 | [8 empty] | Commercial | Strip Curtains for Walk-ins | 1.4503 | 0.50908 | 2.9293 | 0.054455 | 0.045613 | 420
[8 empty] | Commercial | LED Linear - Lamp Replacement | 10.2529 | 0.53786 | N/A | 0.0066138 | 0.0015185 | 27.3798 | [8 empty] | Commercial | Strip Curtains for Walk-ins | 1.2794 | 0.4491 | 2.9293 | 0.060723 | 0.016724 | 420
[8 empty] | Commercial | Premium T8 - Fixture Replacement | 1.2239 | 0.53843 | N/A | 0.0073619 | 0.0016841 | 30.3706 | [8 empty] | Commercial | Strip Curtains for Walk-ins | 1.2794 | 0.4491 | 2.9293 | 0.060723 | 0.016724 | 420
[8 empty] | Commercial | Premium T8 - Fixture Replacement | 1.7 | 0.48796 | N/A | 0.0048779 | 0.0045245 | 46.5485 | [8 empty] | Commercial | Strip Curtains for Walk-ins | 1.4503 | 0.50908 | 2.9293 | 0.054455 | 0.045613 | 420
[8 empty] | Commercial | Premium T8 - Fixture Replacement | 2.1128 | 0.48218 | N/A | 0.014277 | 7.8218e-07 | 58.5446 | [8 empty] | Commercial | Strip Curtains for Walk-ins | 1.2794 | 0.4491 | 2.9293 | 0.060723 | 0.016724 | 420
[8 empty] | Commercial | Premium T8 - Fixture Replacement | 2.1397 | 0.53843 | N/A | 0.012871 | 0.0029443 | 53.0957 | [8 empty] | Commercial | Strip Curtains for Walk-ins | 1.4503 | 0.50908 | 2.9293 | 0.054455 | 0.045613 | 420
[8 empty] | Commercial | Premium T8 - Fixture Replacement | 2.6233 | 0.48796 | N/A | 0.0075271 | 0.0069818 | 71.8291 | [8 empty] | Commercial | Strip Curtains for Walk-ins | 1.4503 | 0.50908 | 2.9293 | 0.054455 | 0.045613 | 420
[8 empty] | Commercial | Premium T8 - Fixture Replacement | 1.4039 | 0.53843 | N/A | 0.0084447 | 0.0019318 | 34.8374 | [8 empty] | Commercial | Strip Curtains for Walk-ins | 1.2794 | 0.4491 | 2.9293 | 0.060723 | 0.016724 | 420
[8 empty] | Commercial | Premium T8 - Fixture Replacement | 1.4306 | 0.48218 | N/A | 0.0096676 | 5.2963e-07 | 39.6422 | [8 empty] | Commercial | Strip Curtains for Walk-ins | 1.4503 | 0.50908 | 2.9293 | 0.054455 | 0.045613 | 420
[8 empty] | Commercial | Premium T8 - Fixture Replacement | 1.8758 | 0.53843 | N/A | 0.011284 | 0.0025813 | 46.5485 | [8 empty] | Commercial | Strip Curtains for Walk-ins | 1.2794 | 0.4491 | 2.9293 | 0.060723 | 0.016724 | 420
[8 empty] | Commercial | Premium T8 - Fixture Replacement | 1.3843 | 0.53843 | N/A | 0.008327 | 0.0019049 | 34.3517 | [8 empty] | Commercial | Strip Curtains for Walk-ins | 1.2794 | 0.4491 | 2.9293 | 0.060723 | 0.016724 | 420
[8 empty] | Commercial | Premium T8 - Fixture Replacement | 1.2793 | 0.48218 | N/A | 0.0086452 | 4.7362e-07 | 35.4499 | [8 empty] | Commercial | Strip Curtains for Walk-ins | 1.4503 | 0.50908 | 2.9293 | 0.054455 | 0.045613 | 420
[8 empty] | Commercial | Premium T8 - Fixture Replacement | 1.8994 | 0.48218 | N/A | 0.012835 | 7.0317e-07 | 52.631 | [8 empty] | Commercial | Strip Curtains for Walk-ins | 1.2794 | 0.4491 | 2.9293 | 0.060723 | 0.016724 | 420
[8 empty] | Commercial | Premium T8 - Fixture Replacement | 1.0124 | 0.53843 | N/A | 0.0060897 | 0.0013931 | 25.1222 | [8 empty] | Commercial | Strip Curtains for Walk-ins | 1.4503 | 0.50908 | 2.9293 | 0.054455 | 0.045613 | 420
[8 empty] | Commercial | Premium T8 - Fixture Replacement | 1.6273 | 0.53843 | N/A | 0.0097886 | 0.0022393 | 40.3814 | [8 empty] | Commercial | Strip Curtains for Walk-ins | 1.2794 | 0.4491 | 2.9293 | 0.060723 | 0.016724 | 420
[8 empty] | Commercial | Premium T8 - Fixture Replacement | 1.2239 | 0.53843 | N/A | 0.0073619 | 0.0016841 | 30.3706 | [8 empty] | Commercial | Demand Controlled Ventilation | 4.0733 | 0.96399 | 4.6688 | 0.4871 | 2.7424 | 4678.5352
[8 empty] | Commercial | Premium T8 - Fixture Replacement | 1.7 | 0.48796 | N/A | 0.0048779 | 0.0045245 | 46.5485 | [8 empty] | Commercial | Demand Controlled Ventilation | 1.981 | 0.96399 | 2.1208 | 0.22127 | 1.2458 | 2125.2697
[8 empty] | Commercial | Premium T8 - Fixture Replacement | 2.1128 | 0.48218 | N/A | 0.014277 | 7.8218e-07 | 58.5446 | [8 empty] | Commercial | Demand Controlled Ventilation | 6.1685 | 0.96399 | 7.6083 | 1.5876 | 8.938 | 15248.3191
[8 empty] | Commercial | Premium T8 - Fixture Replacement | 2.1397 | 0.53843 | N/A | 0.012871 | 0.0029443 | 53.0957 | [8 empty] | Commercial | Demand Controlled Ventilation | 5.6925 | 0.96399 | 6.9019 | 1.4402 | 8.1082 | 13832.6709
[8 empty] | Commercial | Premium T8 - Fixture Replacement | 2.6233 | 0.48796 | N/A | 0.0075271 | 0.0069818 | 71.8291 | [8 empty] | Commercial | Demand Controlled Ventilation | 5.9165 | 0.96399 | 7.2313 | 0.75445 | 4.2476 | 7246.3338
[8 empty] | Commercial | Premium T8 - Fixture Replacement | 1.4039 | 0.53843 | N/A | 0.0084447 | 0.0019318 | 34.8374 | [8 empty] | Commercial | Demand Controlled Ventilation | 2.126 | 0.96399 | 2.2865 | 0.23856 | 1.3431 | 2291.3025
[8 empty] | Commercial | Premium T8 - Fixture Replacement | 1.4306 | 0.48218 | N/A | 0.0096676 | 5.2963e-07 | 39.6422 | [8 empty] | Commercial | Demand Controlled Ventilation | 4.4122 | 0.96399 | 5.1158 | 0.53375 | 3.005 | 5126.5164
[8 empty] | Commercial | Premium T8 - Fixture Replacement | 1.8758 | 0.53843 | N/A | 0.011284 | 0.0025813 | 46.5485 | [8 empty] | Commercial | Demand Controlled Ventilation | 1.7849 | 0.96399 | 1.8992 | 0.19815 | 1.1156 | 1903.19
[8 empty] | Commercial | Premium T8 - Fixture Replacement | 1.3843 | 0.53843 | N/A | 0.008327 | 0.0019049 | 34.3517 | [8 empty] | Commercial | Demand Controlled Ventilation | 4.0733 | 0.96399 | 4.6688 | 0.4871 | 2.7424 | 4678.5352
[8 empty] | Commercial | Premium T8 - Fixture Replacement | 1.2793 | 0.48218 | N/A | 0.0086452 | 4.7362e-07 | 35.4499 | [8 empty] | Commercial | Demand Controlled Ventilation | 1.981 | 0.96399 | 2.1208 | 0.22127 | 1.2458 | 2125.2697
[8 empty] | Commercial | Premium T8 - Fixture Replacement | 1.8994 | 0.48218 | N/A | 0.012835 | 7.0317e-07 | 52.631 | [8 empty] | Commercial | Demand Controlled Ventilation | 6.1685 | 0.96399 | 7.6083 | 1.5876 | 8.938 | 15248.3191
[8 empty] | Commercial | Premium T8 - Fixture Replacement | 1.0124 | 0.53843 | N/A | 0.0060897 | 0.0013931 | 25.1222 | [8 empty] | Commercial | Demand Controlled Ventilation | 5.6925 | 0.96399 | 6.9019 | 1.4402 | 8.1082 | 13832.6709
[8 empty] | Commercial | Premium T8 - Fixture Replacement | 1.6273 | 0.53843 | N/A | 0.0097886 | 0.0022393 | 40.3814 | [8 empty] | Commercial | Demand Controlled Ventilation | 5.9165 | 0.96399 | 7.2313 | 0.75445 | 4.2476 | 7246.3338
[8 empty] | Commercial | Premium T8 - Lamp Replacement | 18.524 | 0.53786 | N/A | 0.0024454 | 0.00056146 | 10.1235 | [8 empty] | Commercial | Demand Controlled Ventilation | 2.126 | 0.96399 | 2.2865 | 0.23856 | 1.3431 | 2291.3025
[8 empty] | Commercial | Premium T8 - Lamp Replacement | 25.8364 | 0.48946 | N/A | 0.001607 | 0.0015431 | 15.5162 | [8 empty] | Commercial | Demand Controlled Ventilation | 4.4122 | 0.96399 | 5.1158 | 0.53375 | 3.005 | 5126.5164
[8 empty] | Commercial | Premium T8 - Lamp Replacement | 31.8943 | 0.48041 | N/A | 0.0047075 | 7.8845e-07 | 19.5149 | [8 empty] | Commercial | Demand Controlled Ventilation | 1.7849 | 0.96399 | 1.8992 | 0.19815 | 1.1156 | 1903.19
[8 empty] | Commercial | Premium T8 - Lamp Replacement | 32.3848 | 0.53786 | N/A | 0.0042752 | 0.00098159 | 17.6986 | [8 empty] | Commercial | ENERGY STAR certified buildings program | 6.0381 | 1.01 | 6.402 | 11.4107 | 22.1093 | 36958.0211
[8 empty] | Commercial | Premium T8 - Lamp Replacement | 39.8683 | 0.48946 | N/A | 0.0024798 | 0.0023811 | 23.943 | [8 empty] | Commercial | ENERGY STAR certified buildings program | 2.1837 | 0.95107 | 2.3411 | 10.785 | 33.4376 | 64510.3866
[8 empty] | Commercial | Premium T8 - Lamp Replacement | 21.2485 | 0.53786 | N/A | 0.0028051 | 0.00064404 | 11.6125 | [8 empty] | Commercial | ENERGY STAR certified buildings program | 1.3756 | 0.59914 | 2.3411 | 283.4289 | 3.2562 | 672188.077
[8 empty] | Commercial | Premium T8 - Lamp Replacement | 21.5965 | 0.48041 | N/A | 0.0031876 | 5.3388e-07 | 13.2141 | [8 empty] | Commercial | ENERGY STAR certified buildings program | 2.4515 | 0.95107 | 2.6395 | 12.4675 | 38.6543 | 74574.6947
[8 empty] | Commercial | Premium T8 - Lamp Replacement | 28.3915 | 0.53786 | N/A | 0.003748 | 0.00086055 | 15.5162 | [8 empty] | Commercial | ENERGY STAR certified buildings program | 1.4825 | 1.01 | 1.477 | 18.8877 | 36.5968 | 61175.4055
[8 empty] | Commercial | Premium T8 - Lamp Replacement | 20.9522 | 0.53786 | N/A | 0.002766 | 0.00063506 | 11.4506 | [8 empty] | Commercial | ENERGY STAR certified buildings program | 1.6946 | 0.95107 | 1.8027 | 118.8615 | 368.5175 | 710971.58
[8 empty] | Commercial | Premium T8 - Lamp Replacement | 19.3126 | 0.48041 | N/A | 0.0028505 | 4.7742e-07 | 11.8166 | [8 empty] | Commercial | ENERGY STAR certified buildings program | 2.2507 | 0.95107 | 2.4156 | 8.8849 | 27.5468 | 53145.4
[8 empty] | Commercial | Premium T8 - Lamp Replacement | 28.6726 | 0.48041 | N/A | 0.004232 | 7.0881e-07 | 17.5437 | [8 empty] | Commercial | ENERGY STAR certified buildings program | 5.8512 | 1.01 | 6.1875 | 11.89 | 23.038 | 38510.4852
[8 empty] | Commercial | Premium T8 - Lamp Replacement | 15.3229 | 0.53786 | N/A | 0.0020228 | 0.00046444 | 8.3741 | [8 empty] | Commercial | ENERGY STAR certified buildings program | 1.2085 | 1.01 | 1.1996 | 5.1933 | 10.0625 | 16820.441
[8 empty] | Commercial | Premium T8 - Lamp Replacement | 24.63 | 0.53786 | N/A | 0.0032515 | 0.00074654 | 13.4605 | [8 empty] | Commercial | ENERGY STAR certified buildings program | 6.0381 | 1.01 | 6.402 | 11.4107 | 22.1093 | 36958.0211
[8 empty] | Commercial | Premium T8 - Lamp Replacement | 18.524 | 0.53786 | N/A | 0.0024454 | 0.00056146 | 10.1235 | [8 empty] | Commercial | ENERGY STAR certified buildings program | 2.1837 | 0.95107 | 2.3411 | 10.785 | 33.4376 | 64510.3866
[8 empty] | Commercial | Premium T8 - Lamp Replacement | 25.8364 | 0.48946 | N/A | 0.001607 | 0.0015431 | 15.5162 | [8 empty] | Commercial | ENERGY STAR certified buildings program | 1.3756 | 0.59914 | 2.3411 | 283.4289 | 3.2562 | 672188.077
[8 empty] | Commercial | Premium T8 - Lamp Replacement | 31.8943 | 0.48041 | N/A | 0.0047075 | 7.8845e-07 | 19.5149 | [8 empty] | Commercial | ENERGY STAR certified buildings program | 2.4515 | 0.95107 | 2.6395 | 12.4675 | 38.6543 | 74574.6947
[8 empty] | Commercial | Premium T8 - Lamp Replacement | 32.3848 | 0.53786 | N/A | 0.0042752 | 0.00098159 | 17.6986 | [8 empty] | Commercial | ENERGY STAR certified buildings program | 1.4825 | 1.01 | 1.477 | 18.8877 | 36.5968 | 61175.4055
[8 empty] | Commercial | Premium T8 - Lamp Replacement | 39.8683 | 0.48946 | N/A | 0.0024798 | 0.0023811 | 23.943 | [8 empty] | Commercial | ENERGY STAR certified buildings program | 1.6946 | 0.95107 | 1.8027 | 118.8615 | 368.5175 | 710971.58
[8 empty] | Commercial | Premium T8 - Lamp Replacement | 21.2485 | 0.53786 | N/A | 0.0028051 | 0.00064404 | 11.6125 | [8 empty] | Commercial | ENERGY STAR certified buildings program | 2.2507 | 0.95107 | 2.4156 | 8.8849 | 27.5468 | 53145.4
[8 empty] | Commercial | Premium T8 - Lamp Replacement | 21.5965 | 0.48041 | N/A | 0.0031876 | 5.3388e-07 | 13.2141 | [8 empty] | Commercial | ENERGY STAR certified buildings program | 5.8512 | 1.01 | 6.1875 | 11.89 | 23.038 | 38510.4852
[8 empty] | Commercial | Premium T8 - Lamp Replacement | 28.3915 | 0.53786 | N/A | 0.003748 | 0.00086055 | 15.5162 | [8 empty] | Commercial | ENERGY STAR certified buildings program | 1.2085 | 1.01 | 1.1996 | 5.1933 | 10.0625 | 16820.441
[8 empty] | Commercial | Premium T8 - Lamp Replacement | 20.9522 | 0.53786 | N/A | 0.002766 | 0.00063506 | 11.4506 | [8 empty] | Commercial | Retro-Commissioning | 4.5137 | 0.95107 | 5.0256 | 3.2444 | 10.0589 | 19406.44
[8 empty] | Commercial | Premium T8 - Lamp Replacement | 19.3126 | 0.48041 | N/A | 0.0028505 | 4.7742e-07 | 11.8166 | [8 empty] | Commercial | Retro-Commissioning | 4.1602 | 0.59914 | 7.6163 | 48.8723 | 0.56148 | 115907.03
[8 empty] | Commercial | Premium T8 - Lamp Replacement | 28.6726 | 0.48041 | N/A | 0.004232 | 7.0881e-07 | 17.5437 | [8 empty] | Commercial | Retro-Commissioning | 6.6038 | 0.95107 | 7.6163 | 13.2856 | 41.1906 | 79468.03
[8 empty] | Commercial | Premium T8 - Lamp Replacement | 15.3229 | 0.53786 | N/A | 0.0020228 | 0.00046444 | 8.3741 | [8 empty] | Commercial | Retro-Commissioning | 2.2835 | 0.95107 | 2.4521 | 1.3198 | 4.0919 | 7894.4
[8 empty] | Commercial | Premium T8 - Lamp Replacement | 24.63 | 0.53786 | N/A | 0.0032515 | 0.00074654 | 13.4605 | [8 empty] | Commercial | Retro-Commissioning | 4.5137 | 0.95107 | 5.0256 | 3.2444 | 10.0589 | 19406.44
[8 empty] | Commercial | Efficient Battery Charger | 2.8648 | 0.68892 | N/A | 0.60888 | 0 | 1111.206 | [8 empty] | Commercial | Retro-Commissioning | 4.1602 | 0.59914 | 7.6163 | 48.8723 | 0.56148 | 115907.03
[8 empty] | Commercial | Efficient Battery Charger | 2.8648 | 0.68892 | N/A | 0.60888 | 0 | 1111.206 | [8 empty] | Commercial | Retro-Commissioning | 6.6038 | 0.95107 | 7.6163 | 13.2856 | 41.1906 | 79468.03
[8 empty] | Commercial | Efficient Battery Charger | 2.8648 | 0.68892 | N/A | 0.60888 | 0 | 1111.206 | [8 empty] | Commercial | Retro-Commissioning | 2.2835 | 0.95107 | 2.4521 | 1.3198 | 4.0919 | 7894.4
[8 empty] | Commercial | Efficient Battery Charger | 2.8648 | 0.68892 | N/A | 0.60888 | 0 | 1111.206 | [8 empty] | Commercial | Central air conditioner - Load Shed | 2.4428 | 1.01 | 99.9 | 0.65573 | 0 | 0
[8 empty] | Commercial | Efficient Battery Charger | 2.8648 | 0.68892 | N/A | 0.60888 | 0 | 1111.206 | [8 empty] | Commercial | Central air conditioner - Load Shed | 5.0967 | 1.01 | 99.9 | 1.3681 | 0 | 0
[8 empty] | Commercial | Efficient Battery Charger | 2.8648 | 0.68892 | N/A | 0.60888 | 0 | 1111.206 | [8 empty] | Commercial | Central air conditioner - Load Shed | 6.6663 | 1.01 | 99.9 | 1.7895 | 0 | 0
[8 empty] | Commercial | Efficient Battery Charger | 2.8648 | 0.68892 | N/A | 0.60888 | 0 | 1111.206 | [8 empty] | Commercial | Central air conditioner - Load Shed | 17.9239 | 1.01 | 99.9 | 4.8114 | 0 | 0
[8 empty] | Commercial | Efficient Battery Charger | 2.8648 | 0.68892 | N/A | 0.60888 | 0 | 1111.206 | [8 empty] | Commercial | Central air conditioner - 50% cycling | 1.2214 | 0.852 | 99.9 | 0.32786 | 0 | 0
[8 empty] | Commercial | Efficient Battery Charger | 2.8648 | 0.68892 | N/A | 0.60888 | 0 | 1111.206 | [8 empty] | Commercial | Central air conditioner - 50% cycling | 2.5483 | 0.852 | 99.9 | 0.68406 | 0 | 0
[8 empty] | Commercial | Efficient Battery Charger | 2.8648 | 0.68892 | N/A | 0.60888 | 0 | 1111.206 | [8 empty] | Commercial | Central air conditioner - 50% cycling | 3.3331 | 0.852 | 99.9 | 0.89473 | 0 | 0
[8 empty] | Commercial | Efficient Battery Charger | 2.8648 | 0.68892 | N/A | 0.60888 | 0 | 1111.206 | [8 empty] | Commercial | Central air conditioner - 50% cycling | 8.9619 | 0.852 | 99.9 | 2.4057 | 0 | 0
[8 empty] | Commercial | Efficient Battery Charger | 2.8648 | 0.68892 | N/A | 0.60888 | 0 | 1111.206 | [8 empty] | Commercial | Smart thermostats - Utility Installation | 1.4674 | 1.01 | 99.9 | 0.32786 | 0.15035 | 162.3395
[8 empty] | Commercial | Efficient Battery Charger | 2.8648 | 0.68892 | N/A | 0.60888 | 0 | 1111.206 | [8 empty] | Commercial | Smart thermostats - Utility Installation | 3.7174 | 1.01 | 99.9 | 0.68406 | 0.41605 | 611.4372
[8 empty] | Commercial | Efficient Battery Charger | 2.8648 | 0.68892 | N/A | 0.60888 | 0 | 1111.206 | [8 empty] | Commercial | Smart thermostats - Utility Installation | 5.2109 | 1.01 | 99.9 | 0.89473 | 0.58829 | 978.3377
[8 empty] | Commercial | Efficient Battery Charger | 2.8648 | 0.68892 | N/A | 0.60888 | 0 | 1111.206 | [8 empty] | Commercial | Smart thermostats - Utility Installation | 10.431 | 1.01 | 99.9 | 2.4057 | 0.75244 | 2024.9782
[8 empty] | Commercial | Efficient Battery Charger | 2.8648 | 0.68892 | N/A | 0.60888 | 0 | 1111.206 | [8 empty] | Commercial | Smart thermostats - BYOT | 3.7954 | 1 | 99.9 | 0.32786 | 0.15035 | 0
[8 empty] | Commercial | Efficient Battery Charger | 2.8648 | 0.68892 | N/A | 0.60888 | 0 | 1111.206 | [8 empty] | Commercial | Smart thermostats - BYOT | 8.9794 | 1 | 99.9 | 0.68406 | 0.41605 | 0
[8 empty] | Commercial | Efficient Battery Charger | 2.8648 | 0.68892 | N/A | 0.60888 | 0 | 1111.206 | [8 empty] | Commercial | Smart thermostats - BYOT | 12.2019 | 1 | 99.9 | 0.89473 | 0.58829 | 0
[8 empty] | Commercial | Efficient Battery Charger | 2.8648 | 0.68892 | N/A | 0.60888 | 0 | 1111.206 | [8 empty] | Commercial | Smart thermostats - BYOT | 24.2138 | 1 | 99.9 | 2.4057 | 0.75244 | 0
[8 empty] | Commercial | Efficient Battery Charger | 2.8648 | 0.68892 | N/A | 0.60888 | 0 | 1111.206 | [8 empty] | Commercial | CPP + Tech | 1.4982 | 0.815 | 99.9 | 0.32786 | 0.22111 | 162.3395
[8 empty] | Commercial | Efficient Battery Charger | 2.8648 | 0.68892 | N/A | 0.60888 | 0 | 1111.206 | [8 empty] | Commercial | CPP + Tech | 3.8463 | 0.815 | 99.9 | 0.68406 | 0.61184 | 611.4372
[8 empty] | Commercial | Efficient Battery Charger | 2.8648 | 0.68892 | N/A | 0.60888 | 0 | 1111.206 | [8 empty] | Commercial | CPP + Tech | 5.3989 | 0.815 | 99.9 | 0.89473 | 0.86513 | 978.3377
[8 empty] | Commercial | Efficient Battery Charger | 2.8648 | 0.68892 | N/A | 0.60888 | 0 | 1111.206 | [8 empty] | Commercial | CPP + Tech | 10.1914 | 0.815 | 99.9 | 2.4057 | 1.1065 | 2024.9782
[8 empty] | Commercial | Efficient Battery Charger | 2.8648 | 0.68892 | N/A | 0.60888 | 0 | 1111.206 | [8 empty] | Commercial | Central Heating - Load Shed | 4.0027 | 1.01 | 99.9 | 0 | 0.70755 | 0
[8 empty] | Commercial | Efficient Battery Charger | 2.8648 | 0.68892 | N/A | 0.60888 | 0 | 1111.206 | [8 empty] | Commercial | Central Heating - Load Shed | 11.0759 | 1.01 | 99.9 | 0 | 1.9579 | 0
[8 empty] | Commercial | Efficient Battery Charger | 2.8648 | 0.68892 | N/A | 0.60888 | 0 | 1111.206 | [8 empty] | Commercial | Central Heating - Load Shed | 15.6611 | 1.01 | 99.9 | 0 | 2.7684 | 0
[8 empty] | Commercial | ENERGY STAR Commercial Clothes Washer | 1.461 | 0.50636 | N/A | 0.10782 | 0.1241 | 1060.1591 | [8 empty] | Commercial | Central Heating - Load Shed | 20.0311 | 1.01 | 99.9 | 0 | 3.5409 | 0
[8 empty] | Commercial | ENERGY STAR Commercial Clothes Washer | 1.2733 | 0.44132 | N/A | 0.092846 | 0.067168 | 1060.1591 | [8 empty] | Commercial | Central Heating - 50% cycling | 2.0013 | 0.852 | 99.9 | 0 | 0.35377 | 0
[8 empty] | Commercial | ENERGY STAR Commercial Clothes Washer | 1.2733 | 0.44132 | N/A | 0.092846 | 0.067168 | 1060.1591 | [8 empty] | Commercial | Central Heating - 50% cycling | 5.5379 | 0.852 | 99.9 | 0 | 0.97894 | 0
[8 empty] | Commercial | ENERGY STAR Commercial Clothes Washer | 1.461 | 0.50636 | N/A | 0.10782 | 0.1241 | 1060.1591 | [8 empty] | Commercial | Central Heating - 50% cycling | 7.8306 | 0.852 | 99.9 | 0 | 1.3842 | 0
[8 empty] | Commercial | ENERGY STAR Commercial Clothes Washer | 1.461 | 0.50636 | N/A | 0.10782 | 0.1241 | 1060.1591 | [8 empty] | Commercial | Central Heating - 50% cycling | 10.0155 | 0.852 | 99.9 | 0 | 1.7704 | 0
[8 empty] | Commercial | ENERGY STAR Commercial Clothes Washer | 1.2733 | 0.44132 | N/A | 0.092846 | 0.067168 | 1060.1591 | [8 empty] | Industrial | Process Heat System Optimization | 1.6634 | 0.51892 | 3.4115 | 7.1689 | 1.4018 | 52071.9282
[8 empty] | Commercial | ENERGY STAR Commercial Clothes Washer | 1.2733 | 0.44132 | N/A | 0.092846 | 0.067168 | 1060.1591 | [8 empty] | Industrial | Process Heat Improved Controls | 1.8032 | 0.90655 | 2.0445 | 1.7346 | 4.4077 | 12599.5629
[8 empty] | Commercial | ENERGY STAR Commercial Clothes Washer | 1.461 | 0.50636 | N/A | 0.10782 | 0.1241 | 1060.1591 | [8 empty] | Industrial | Process Heat Equipment Upgrade | 2.3531 | 0.48674 | 5.4016 | 51.3378 | 0.042354 | 372899.0621
[8 empty] | Commercial | ENERGY STAR Commercial Clothes Washer | 1.461 | 0.50636 | N/A | 0.10782 | 0.1241 | 1060.1591 | [8 empty] | Industrial | Process Refrig Controls | 2.8018 | 0.76716 | 3.9382 | 2.257 | 3.8316 | 16394.241
[8 empty] | Commercial | ENERGY STAR Commercial Clothes Washer | 1.2733 | 0.44132 | N/A | 0.092846 | 0.067168 | 1060.1591 | [8 empty] | Industrial | Process Refrig Equipment Upgrade | 3.1187 | 0.48673 | 7.5212 | 14.4231 | 0.010418 | 104764.1734
[8 empty] | Commercial | ENERGY STAR Commercial Clothes Washer | 1.2733 | 0.44132 | N/A | 0.092846 | 0.067168 | 1060.1591 | [8 empty] | Industrial | Pump Equipment Upgrade | 2.7009 | 0.54774 | 5.5259 | 12.3175 | 4.8396 | 91470.4329
[8 empty] | Commercial | ENERGY STAR Commercial Clothes Washer | 1.461 | 0.50636 | N/A | 0.10782 | 0.1241 | 1060.1591 | [8 empty] | Industrial | Motor Equipment Upgrades | 2.5065 | 0.48428 | 5.8441 | 12.4413 | 0.0037986 | 92389.9439
[8 empty] | Commercial | ENERGY STAR Commercial Clothes Washer | 1.461 | 0.50636 | N/A | 0.10782 | 0.1241 | 1060.1591 | [8 empty] | Industrial | Fan Equipment Upgrades | 2.3852 | 0.48428 | 5.5183 | 3.0196 | 0.0010308 | 22424.0311
[8 empty] | Commercial | ENERGY STAR Commercial Clothes Washer | 1.2733 | 0.44132 | N/A | 0.092846 | 0.067168 | 1060.1591 | [8 empty] | Industrial | Efficient Lighting - Other Interior Lighting | 1.6965 | 0.55947 | 3.1457 | 62.1104 | 23.0578 | 435137.891
[8 empty] | Commercial | ENERGY STAR Commercial Clothes Washer | 1.2733 | 0.44132 | N/A | 0.092846 | 0.067168 | 1060.1591 | [8 empty] | Industrial | Efficient Lighting - High Bay | 2.6548 | 0.49562 | 5.8055 | 29.6666 | 0.06272 | 207840.5819
[8 empty] | Commercial | ENERGY STAR Commercial Clothes Washer | 1.461 | 0.50636 | N/A | 0.10782 | 0.1241 | 1060.1591 | [8 empty] | Industrial | Compressed Air Controls | 4.6852 | 0.78748 | 6.8825 | 29.1161 | 54.6204 | 216217.9848
[8 empty] | Commercial | ENERGY STAR Water Cooler | 5.9217 | 0.61417 | N/A | 0.095219 | 0.095219 | 547.5 | [8 empty] | Industrial | Process Heat System Optimization | 1.9338 | 0.51679 | 4.0457 | 0.70113 | 0.12805 | 5092.7816
[8 empty] | Commercial | ENERGY STAR Water Cooler | 5.9217 | 0.61417 | N/A | 0.095219 | 0.095219 | 547.5 | [8 empty] | Industrial | Process Heat Improved Controls | 3.0357 | 1.01 | 3.0771 | 1.1092 | 12.5168 | 8056.6975
[8 empty] | Commercial | ENERGY STAR Water Cooler | 5.9217 | 0.61417 | N/A | 0.095219 | 0.095219 | 547.5 | [8 empty] | Industrial | Process Refrig Equipment Upgrade | 2.6001 | 0.48675 | 6.0626 | 3.338 | 0.0027999 | 24246.1475
[8 empty] | Commercial | ENERGY STAR Water Cooler | 5.9217 | 0.61417 | N/A | 0.095219 | 0.095219 | 547.5 | [8 empty] | Industrial | Motor Optimization | 1.3003 | 0.49525 | 2.7478 | 1.5592 | 0.10628 | 11578.5329
[8 empty] | Commercial | ENERGY STAR Water Cooler | 5.9217 | 0.61417 | N/A | 0.095219 | 0.095219 | 547.5 | [8 empty] | Industrial | Motor Equipment Upgrades | 3.1076 | 0.48519 | 7.5175 | 1.9479 | 0.011646 | 14465.1137
[8 empty] | Commercial | ENERGY STAR Water Cooler | 5.9217 | 0.61417 | N/A | 0.095219 | 0.095219 | 547.5 | [8 empty] | Industrial | Fan Equipment Upgrades | 2.8769 | 0.48424 | 6.8706 | 1.7775 | 0.00019251 | 13199.911
[8 empty] | Commercial | ENERGY STAR Water Cooler | 5.9217 | 0.61417 | N/A | 0.095219 | 0.095219 | 547.5 | [8 empty] | Industrial | Efficient Lighting - Other Interior Lighting | 1.8703 | 0.61681 | 3.1457 | 7.4395 | 5.2284 | 52120.0695
[8 empty] | Commercial | ENERGY STAR Water Cooler | 5.9217 | 0.61417 | N/A | 0.095219 | 0.095219 | 547.5 | [8 empty] | Industrial | Efficient Lighting - High Bay | 2.654 | 0.49547 | 5.8055 | 6.7236 | 0.008313 | 47104.4787
[8 empty] | Commercial | ENERGY STAR Water Cooler | 5.9217 | 0.61417 | N/A | 0.095219 | 0.095219 | 547.5 | [8 empty] | Industrial | HVAC Recommissioning | 2.8454 | 0.60341 | 5.4243 | 54.9287 | 37.7726 | 385589.7688
[8 empty] | Commercial | ENERGY STAR Water Cooler | 5.9217 | 0.61417 | N/A | 0.095219 | 0.095219 | 547.5 | [8 empty] | Industrial | Process Heat Improved Controls | 1.5904 | 1.01 | 1.5966 | 0.61817 | 2.485 | 4490.1507
[8 empty] | Commercial | ENERGY STAR Water Cooler | 5.9217 | 0.61417 | N/A | 0.095219 | 0.095219 | 547.5 | [8 empty] | Industrial | Process Refrig Controls | 1.0658 | 0.75686 | 1.4241 | 1.0393 | 1.6996 | 7549.4389
[8 empty] | Commercial | ENERGY STAR Water Cooler | 5.9217 | 0.61417 | N/A | 0.095219 | 0.095219 | 547.5 | [8 empty] | Industrial | Motor Equipment Upgrades | 3.1376 | 0.48429 | 7.6225 | 1.8725 | 0.00070761 | 13905.0488
[8 empty] | Commercial | ENERGY STAR Water Cooler | 5.9217 | 0.61417 | N/A | 0.095219 | 0.095219 | 547.5 | [8 empty] | Industrial | Efficient Lighting - Other Interior Lighting | 1.7043 | 0.56205 | 3.1457 | 16.2417 | 6.2723 | 113787.428
[8 empty] | Commercial | ENERGY STAR Water Cooler | 5.9217 | 0.61417 | N/A | 0.095219 | 0.095219 | 547.5 | [8 empty] | Industrial | Efficient Lighting - High Bay | 2.6544 | 0.49555 | 5.8055 | 8.066 | 0.013665 | 56509.3495
[8 empty] | Commercial | ENERGY STAR Water Cooler | 5.9217 | 0.61417 | N/A | 0.095219 | 0.095219 | 547.5 | [8 empty] | Industrial | Building Envelope Improvements | 4.1961 | 0.7051 | 7.2058 | 1.9368 | 2.4922 | 13595.8007
[8 empty] | Commercial | ENERGY STAR Water Cooler | 5.9217 | 0.61417 | N/A | 0.095219 | 0.095219 | 547.5 | [8 empty] | Industrial | Process Heat System Optimization | 2.3251 | 0.57657 | 4.3978 | 0.30935 | 0.1684 | 2247.0064
[8 empty] | Commercial | ENERGY STAR Water Cooler | 5.9217 | 0.61417 | N/A | 0.095219 | 0.095219 | 547.5 | [8 empty] | Industrial | Process Heat Improved Controls | 5.3322 | 1.01 | 5.4431 | 0.26529 | 5.4133 | 1926.9622
[8 empty] | Commercial | ENERGY STAR Water Cooler | 5.9217 | 0.61417 | N/A | 0.095219 | 0.095219 | 547.5 | [8 empty] | Industrial | Process Refrig Controls | 1.6337 | 1.01 | 1.6416 | 1.1512 | 4.6917 | 8361.6349
[8 empty] | Commercial | ENERGY STAR Water Cooler | 5.9217 | 0.61417 | N/A | 0.095219 | 0.095219 | 547.5 | [8 empty] | Industrial | Process Refrig Equipment Upgrade | 2.2963 | 0.48813 | 5.2353 | 0.55583 | 0.005118 | 4037.3391
[8 empty] | Commercial | ENERGY STAR Water Cooler | 5.9217 | 0.61417 | N/A | 0.095219 | 0.095219 | 547.5 | [8 empty] | Industrial | Pump System Optimization | 2.2189 | 0.49523 | 4.9525 | 79.7195 | 5.4267 | 592001.3587
[8 empty] | Commercial | ENERGY STAR Water Cooler | 5.9217 | 0.61417 | N/A | 0.095219 | 0.095219 | 547.5 | [8 empty] | Industrial | Pump Equipment Upgrade | 1.9941 | 0.5427 | 3.9648 | 15.4982 | 5.606 | 115090.2911
[8 empty] | Commercial | ENERGY STAR Water Cooler | 5.9217 | 0.61417 | N/A | 0.095219 | 0.095219 | 547.5 | [8 empty] | Industrial | Fan Equipment Upgrades | 2.3459 | 0.48437 | 5.4129 | 14.3301 | 0.012533 | 106415.7778
[8 empty] | Commercial | ENERGY STAR Water Cooler | 5.9217 | 0.61417 | N/A | 0.095219 | 0.095219 | 547.5 | [8 empty] | Industrial | Lighting Controls | 7.7133 | 1.01 | 8.483 | 7.082 | 28.4428 | 49615.3661
[8 empty] | Commercial | ENERGY STAR Water Cooler | 5.9217 | 0.61417 | N/A | 0.095219 | 0.095219 | 547.5 | [8 empty] | Industrial | Efficient Lighting - Other Interior Lighting | 1.8481 | 0.60948 | 3.1457 | 26.6363 | 17.5901 | 186610.8743
[8 empty] | Commercial | ENERGY STAR Water Cooler | 5.9217 | 0.61417 | N/A | 0.095219 | 0.095219 | 547.5 | [8 empty] | Industrial | Efficient Lighting - High Bay | 2.6544 | 0.49554 | 5.8055 | 22.6204 | 0.037637 | 158476.1221
[8 empty] | Commercial | ENERGY STAR Water Cooler | 5.9217 | 0.61417 | N/A | 0.095219 | 0.095219 | 547.5 | [8 empty] | Industrial | Lighting Controls - Exterior | 2.472 | 0.38135 | 7.181 | 0 | 0 | 5199.276
[8 empty] | Commercial | Heat Pump Pool Heater | 5.5 | 0.35407 | N/A | 0 | 0.34381 | 9411.7647 | [8 empty] | Industrial | Process Other Systems Optimization | 4.1593 | 0.68391 | 7.0647 | 22.3493 | 26.6825 | 162337.0485
[8 empty] | Commercial | Heat Pump Pool Heater | 5.5 | 0.35407 | N/A | 0 | 0.34381 | 9411.7647 | [8 empty] | Industrial | Process Heat System Optimization | 3.1883 | 0.56217 | 6.5033 | 0.5236 | 0.23939 | 3803.2156
[8 empty] | Commercial | Heat Pump Pool Heater | 5.5 | 0.35407 | N/A | 0 | 0.34381 | 9411.7647 | [8 empty] | Industrial | Process Heat Improved Controls | 5.5377 | 1.01 | 5.6539 | 0.32199 | 6.8784 | 2338.8007
[8 empty] | Commercial | Heat Pump Pool Heater | 5.5 | 0.35407 | N/A | 0 | 0.34381 | 9411.7647 | [8 empty] | Industrial | Process Refrig Controls | 4.0573 | 1.01 | 4.1912 | 0.33927 | 3.0724 | 2464.3009
[8 empty] | Commercial | Heat Pump Pool Heater | 5.5 | 0.35407 | N/A | 0 | 0.34381 | 9411.7647 | [8 empty] | Industrial | Process Refrig Equipment Upgrade | 2.7275 | 0.48699 | 6.4081 | 2.1677 | 0.0049683 | 15745.1958
[8 empty] | Commercial | Heat Pump Pool Heater | 5.5 | 0.35407 | N/A | 0 | 0.34381 | 9411.7647 | [8 empty] | Industrial | Motor Equipment Upgrades | 2.8756 | 0.48574 | 6.8419 | 1.8066 | 0.016898 | 13415.9728
[8 empty] | Commercial | Heat Pump Pool Heater | 5.5 | 0.35407 | N/A | 0 | 0.34381 | 9411.7647 | [8 empty] | Industrial | Lighting Controls | 10.3882 | 1.01 | 11.5831 | 4.7041 | 26.7154 | 32956.4587
[8 empty] | Commercial | Heat Pump Pool Heater | 5.5 | 0.35407 | N/A | 0 | 0.34381 | 9411.7647 | [8 empty] | Industrial | Efficient Lighting - Other Interior Lighting | 2.1061 | 0.69456 | 3.1457 | 27.3526 | 31.5174 | 191628.9175
[8 empty] | Commercial | Heat Pump Pool Heater | 5.5 | 0.35407 | N/A | 0 | 0.34381 | 9411.7647 | [8 empty] | Industrial | Efficient Lighting - High Bay | 2.6534 | 0.49536 | 5.8055 | 40.5305 | 0.023826 | 283951.7988
[8 empty] | Commercial | Heat Pump Pool Heater | 5.5 | 0.35407 | N/A | 0 | 0.34381 | 9411.7647 | [8 empty] | Industrial | Lighting Controls - Exterior | 2.6812 | 0.38135 | 7.8735 | 0 | 0 | 4349.5433
[8 empty] | Commercial | Heat Pump Pool Heater | 5.5 | 0.35407 | N/A | 0 | 0.34381 | 9411.7647 | [8 empty] | Industrial | Process Heat Improved Controls | 1.5864 | 1.01 | 1.5925 | 0.70348 | 2.8156 | 5109.7946
[8 empty] | Commercial | Heat Pump Pool Heater | 5.5 | 0.35407 | N/A | 0 | 0.34381 | 9411.7647 | [8 empty] | Industrial | Process Refrig System Optimization | 1.8796 | 0.51505 | 3.9349 | 5.0554 | 0.86996 | 36720.3532
[8 empty] | Commercial | Heat Pump Pool Heater | 5.5 | 0.35407 | N/A | 0 | 0.34381 | 9411.7647 | [8 empty] | Industrial | Process Refrig Controls | 1.0658 | 0.75686 | 1.4241 | 1.0309 | 1.6858 | 7488.3835
[8 empty] | Commercial | Heat Pump Pool Heater | 5.5 | 0.35407 | N/A | 0 | 0.34381 | 9411.7647 | [8 empty] | Industrial | Process Refrig Equipment Upgrade | 2.3144 | 0.48757 | 5.2897 | 0.33649 | 0.0019522 | 2444.1161
[8 empty] | Commercial | Heat Pump Pool Heater | 5.5 | 0.35407 | N/A | 0 | 0.34381 | 9411.7647 | [8 empty] | Industrial | Motor Optimization | 1.0717 | 0.54419 | 2.023 | 1.1783 | 0.43709 | 8750.2777
[8 empty] | Commercial | Heat Pump Pool Heater | 5.5 | 0.35407 | N/A | 0 | 0.34381 | 9411.7647 | [8 empty] | Industrial | Motor Equipment Upgrades | 2.4823 | 0.48571 | 5.7589 | 1.1513 | 0.010566 | 8549.39
[8 empty] | Commercial | Heat Pump Pool Heater | 5.5 | 0.35407 | N/A | 0 | 0.34381 | 9411.7647 | [8 empty] | Industrial | Fan Equipment Upgrades | 2.8791 | 0.48462 | 6.8706 | 0.72421 | 0.0017454 | 5377.9863
[8 empty] | Commercial | Heat Pump Pool Heater | 5.5 | 0.35407 | N/A | 0 | 0.34381 | 9411.7647 | [8 empty] | Industrial | Efficient Lighting - Other Interior Lighting | 2.0624 | 0.68014 | 3.1457 | 12.5216 | 13.3841 | 87725.0133
[8 empty] | Commercial | Heat Pump Pool Heater | 5.5 | 0.35407 | N/A | 0 | 0.34381 | 9411.7647 | [8 empty] | Industrial | Efficient Lighting - High Bay | 2.6534 | 0.49535 | 5.8055 | 17.2115 | 0.0091486 | 120582.0063
[8 empty] | Commercial | Heat Pump Pool Heater | 5.5 | 0.35407 | N/A | 0 | 0.34381 | 9411.7647 | [8 empty] | Industrial | HVAC Equipment Upgrades | 1.7113 | 0.4868 | 3.8567 | 40.9958 | 0.024054 | 287783.6946
[8 empty] | Commercial | Heat Pump Pool Heater | 5.5 | 0.35407 | N/A | 0 | 0.34381 | 9411.7647 | [8 empty] | Industrial | Process Other Systems Optimization | 105.3085 | 1.01 | 122.6482 | 0.27252 | 29.8277 | 1979.4745
[8 empty] | Commercial | Heat Pump Pool Heater | 5.5 | 0.35407 | N/A | 0 | 0.34381 | 9411.7647 | [8 empty] | Industrial | Process Heat System Optimization | 3.5538 | 0.57336 | 7.2269 | 0.81437 | 0.42747 | 5915.2632
[8 empty] | Commercial | Heat Pump Pool Heater | 5.5 | 0.35407 | N/A | 0 | 0.34381 | 9411.7647 | [8 empty] | Industrial | Process Heat Improved Controls | 3.5962 | 1.01 | 3.6585 | 0.49053 | 6.2803 | 3563.0337
[8 empty] | Commercial | Heat Pump Pool Heater | 5.5 | 0.35407 | N/A | 0 | 0.34381 | 9411.7647 | [8 empty] | Industrial | Process Refrig Controls | 1.0658 | 0.75686 | 1.4241 | 0.15011 | 0.24546 | 1090.3132
[8 empty] | Commercial | Heat Pump Pool Heater | 5.5 | 0.35407 | N/A | 0 | 0.34381 | 9411.7647 | [8 empty] | Industrial | Motor Equipment Upgrades | 3.0526 | 0.49097 | 7.2539 | 0.30697 | 0.012804 | 2279.609
[8 empty] | Commercial | Heat Pump Pool Heater | 5.5 | 0.35407 | N/A | 0 | 0.34381 | 9411.7647 | [8 empty] | Industrial | Efficient Lighting - Other Interior Lighting | 2.292 | 0.75586 | 3.1457 | 2.9061 | 4.3785 | 20359.7951
[8 empty] | Commercial | Solar Pool Heater | 1.5442 | 0.35407 | N/A | 0 | 0.37007 | 10130.719 | [8 empty] | Industrial | Efficient Lighting - High Bay | 2.6532 | 0.49532 | 5.8055 | 5.6307 | 0.0021544 | 39447.941
[8 empty] | Commercial | Solar Pool Heater | 1.5442 | 0.35407 | N/A | 0 | 0.37007 | 10130.719 | [8 empty] | Industrial | HVAC Equipment Upgrades | 2.2264 | 0.4868 | 5.231 | 1.6359 | 0.00095983 | 11483.6869
[8 empty] | Commercial | Solar Pool Heater | 1.5442 | 0.35407 | N/A | 0 | 0.37007 | 10130.719 | [8 empty] | Industrial | Process Heat System Optimization | 2.6858 | 0.751 | 3.8478 | 0.1423 | 0.22765 | 1033.5801
[8 empty] | Commercial | Solar Pool Heater | 1.5442 | 0.35407 | N/A | 0 | 0.37007 | 10130.719 | [8 empty] | Industrial | Process Heat Improved Controls | 1.5864 | 1.01 | 1.5925 | 0.33498 | 1.3407 | 2433.1743
[8 empty] | Commercial | Solar Pool Heater | 1.5442 | 0.35407 | N/A | 0 | 0.37007 | 10130.719 | [8 empty] | Industrial | Process Heat Equipment Upgrade | 2.353 | 0.48671 | 5.4016 | 14.0696 | 0.0083817 | 102196.3614
[8 empty] | Commercial | Solar Pool Heater | 1.5442 | 0.35407 | N/A | 0 | 0.37007 | 10130.719 | [8 empty] | Industrial | Process Refrig Controls | 1.074 | 0.76267 | 1.4241 | 0.16417 | 0.27423 | 1192.4436
[8 empty] | Commercial | Solar Pool Heater | 1.5442 | 0.35407 | N/A | 0 | 0.37007 | 10130.719 | [8 empty] | Industrial | Process Refrig Equipment Upgrade | 2.1471 | 0.48683 | 4.8646 | 0.28048 | 0.00038345 | 2037.2923
[8 empty] | Commercial | Solar Pool Heater | 1.5442 | 0.35407 | N/A | 0 | 0.37007 | 10130.719 | [8 empty] | Industrial | Pump Equipment Upgrade | 3.1617 | 0.53219 | 6.8706 | 0.71429 | 0.21191 | 5304.3314
[8 empty] | Commercial | Solar Pool Heater | 1.5442 | 0.35407 | N/A | 0 | 0.37007 | 10130.719 | [8 empty] | Industrial | Fan Equipment Upgrades | 2.8774 | 0.48433 | 6.8706 | 0.3312 | 0.00020037 | 2459.536
[8 empty] | Commercial | Solar Pool Heater | 1.5442 | 0.35407 | N/A | 0 | 0.37007 | 10130.719 | [8 empty] | Industrial | Efficient Lighting - Other Interior Lighting | 1.8384 | 0.60627 | 3.1457 | 1.9988 | 1.2829 | 14003.4082
[8 empty] | Commercial | Solar Pool Heater | 1.5442 | 0.35407 | N/A | 0 | 0.37007 | 10130.719 | [8 empty] | Industrial | Efficient Lighting - High Bay | 2.6537 | 0.49541 | 5.8055 | 1.6497 | 0.0014799 | 11557.7893
[8 empty] | Commercial | Solar Pool Heater | 1.5442 | 0.35407 | N/A | 0 | 0.37007 | 10130.719 | [8 empty] | Industrial | Compressed Air Equipment | 2.4388 | 0.48435 | 5.6609 | 0.63312 | 0.00046659 | 4701.6121
[8 empty] | Commercial | Solar Pool Heater | 1.5442 | 0.35407 | N/A | 0 | 0.37007 | 10130.719 | [8 empty] | Industrial | Process Heat System Optimization | 1.387 | 1.01 | 1.3854 | 0.5203 | 2.1738 | 3779.2351
[8 empty] | Commercial | Solar Pool Heater | 1.5442 | 0.35407 | N/A | 0 | 0.37007 | 10130.719 | [8 empty] | Industrial | Process Refrig Controls | 1.2637 | 0.89744 | 1.4241 | 0.54426 | 1.353 | 3953.3037
[8 empty] | Commercial | Solar Pool Heater | 1.5442 | 0.35407 | N/A | 0 | 0.37007 | 10130.719 | [8 empty] | Industrial | Process Refrig Equipment Upgrade | 3.1498 | 0.4867 | 7.6122 | 1.356 | 0.0007953 | 9849.5873
[8 empty] | Commercial | Solar Pool Heater | 1.5442 | 0.35407 | N/A | 0 | 0.37007 | 10130.719 | [8 empty] | Industrial | Motor Optimization | 1.8448 | 0.48797 | 4.0921 | 523.9877 | 12.124 | 3891159.5303
[8 empty] | Commercial | Solar Pool Heater | 1.5442 | 0.35407 | N/A | 0 | 0.37007 | 10130.719 | [8 empty] | Industrial | Efficient Lighting - Other Interior Lighting | 1.6838 | 0.55529 | 3.1457 | 28.3585 | 9.8426 | 198676.0081
[8 empty] | Commercial | Solar Pool Heater | 1.5442 | 0.35407 | N/A | 0 | 0.37007 | 10130.719 | [8 empty] | Industrial | Efficient Lighting - High Bay | 2.6546 | 0.49557 | 5.8055 | 12.6573 | 0.022889 | 88675.7254
[8 empty] | Commercial | Solar Pool Heater | 1.5442 | 0.35407 | N/A | 0 | 0.37007 | 10130.719 | [8 empty] | Industrial | Building Envelope Improvements | 4.3336 | 1.01 | 4.8056 | 2.9898 | 10.5944 | 20987.8593
[8 empty] | Commercial | Solar Pool Heater | 1.5442 | 0.35407 | N/A | 0 | 0.37007 | 10130.719 | [8 empty] | Industrial | Process Heat Improved Controls | 4.6471 | 1.01 | 4.7388 | 0.38406 | 6.6847 | 2789.6953
[8 empty] | Commercial | Solar Pool Heater | 1.5442 | 0.35407 | N/A | 0 | 0.37007 | 10130.719 | [8 empty] | Industrial | Process Refrig Controls | 1.0658 | 0.75686 | 1.4241 | 2.0094 | 3.2858 | 14595.422
[8 empty] | Commercial | Solar Pool Heater | 1.5442 | 0.35407 | N/A | 0 | 0.37007 | 10130.719 | [8 empty] | Industrial | Pump Equipment Upgrade | 3.0927 | 0.69204 | 4.9381 | 3.8154 | 4.905 | 28333.7163
[8 empty] | Commercial | Solar Pool Heater | 1.5442 | 0.35407 | N/A | 0 | 0.37007 | 10130.719 | [8 empty] | Industrial | Fan Equipment Upgrades | 2.1641 | 0.48424 | 4.9381 | 1.348 | 0.00012354 | 10010.085
[8 empty] | Commercial | Solar Pool Heater | 1.5442 | 0.35407 | N/A | 0 | 0.37007 | 10130.719 | [8 empty] | Industrial | Efficient Lighting - Other Interior Lighting | 1.6815 | 0.55452 | 3.1457 | 88.0046 | 30.1536 | 616549.8024
[8 empty] | Commercial | Solar Pool Heater | 1.5442 | 0.35407 | N/A | 0 | 0.37007 | 10130.719 | [8 empty] | Industrial | Efficient Lighting - High Bay | 2.6549 | 0.49564 | 5.8055 | 38.7768 | 0.086705 | 271665.3277
[8 empty] | Commercial | Solar Pool Heater | 1.5442 | 0.35407 | N/A | 0 | 0.37007 | 10130.719 | [8 empty] | Industrial | HVAC Recommissioning | 2.628 | 0.56097 | 5.3823 | 175.6655 | 76.867 | 1233141.3637
[8 empty] | Commercial | Solar Powered Pool Pump | 1.3848 | 0.51408 | N/A | 0.9567 | 0.1485 | 4065.1875 | [8 empty] | Industrial | Process Heat System Optimization | 1.9338 | 0.51679 | 4.0457 | 1.636 | 0.29879 | 11883.1572
[8 empty] | Commercial | Solar Powered Pool Pump | 1.3848 | 0.51408 | N/A | 0.9567 | 0.1485 | 4065.1875 | [8 empty] | Industrial | Process Heat Improved Controls | 3.0357 | 1.01 | 3.0771 | 2.5881 | 29.2058 | 18798.9611
[8 empty] | Commercial | Solar Powered Pool Pump | 1.3848 | 0.51408 | N/A | 0.9567 | 0.1485 | 4065.1875 | [8 empty] | Industrial | Process Refrig Equipment Upgrade | 2.6001 | 0.48675 | 6.0626 | 7.7887 | 0.0065331 | 56574.344
[8 empty] | Commercial | Solar Powered Pool Pump | 1.3848 | 0.51408 | N/A | 0.9567 | 0.1485 | 4065.1875 | [8 empty] | Industrial | Motor Optimization | 1.3003 | 0.49525 | 2.7478 | 3.6381 | 0.24798 | 27016.577
[8 empty] | Commercial | Solar Powered Pool Pump | 1.3848 | 0.51408 | N/A | 0.9567 | 0.1485 | 4065.1875 | [8 empty] | Industrial | Motor Equipment Upgrades | 3.1076 | 0.48519 | 7.5175 | 4.5451 | 0.027174 | 33751.9319
[8 empty] | Commercial | Solar Powered Pool Pump | 1.3848 | 0.51408 | N/A | 0.9567 | 0.1485 | 4065.1875 | [8 empty] | Industrial | Fan Equipment Upgrades | 2.8769 | 0.48424 | 6.8706 | 4.1475 | 0.0004492 | 30799.7926
[8 empty] | Commercial | Solar Powered Pool Pump | 1.3848 | 0.51408 | N/A | 0.9567 | 0.1485 | 4065.1875 | [8 empty] | Industrial | Efficient Lighting - Other Interior Lighting | 1.8703 | 0.61681 | 3.1457 | 17.3588 | 12.1996 | 121613.4952
[8 empty] | Commercial | Solar Powered Pool Pump | 1.3848 | 0.51408 | N/A | 0.9567 | 0.1485 | 4065.1875 | [8 empty] | Industrial | Efficient Lighting - High Bay | 2.654 | 0.49547 | 5.8055 | 15.6883 | 0.019397 | 109910.4505
[8 empty] | Commercial | Solar Powered Pool Pump | 1.3848 | 0.51408 | N/A | 0.9567 | 0.1485 | 4065.1875 | [8 empty] | Industrial | HVAC Recommissioning | 2.8454 | 0.60341 | 5.4243 | 128.1669 | 88.136 | 899709.4613
[8 empty] | Commercial | Solar Powered Pool Pump | 1.3848 | 0.51408 | N/A | 0.9567 | 0.1485 | 4065.1875 | [8 empty] | Industrial | Motor Optimization | 1.3003 | 0.49525 | 2.7478 | 58.6297 | 3.9964 | 435387.3306
[8 empty] | Commercial | Solar Powered Pool Pump | 1.3848 | 0.51408 | N/A | 0.9567 | 0.1485 | 4065.1875 | [8 empty] | Industrial | Motor Equipment Upgrades | 3.1076 | 0.48519 | 7.5175 | 73.2464 | 0.43793 | 543931.3642
[8 empty] | Commercial | Solar Powered Pool Pump | 1.3848 | 0.51408 | N/A | 0.9567 | 0.1485 | 4065.1875 | [8 empty] | Industrial | Fan Equipment Upgrades | 2.877 | 0.48425 | 6.8706 | 66.8398 | 0.011392 | 496355.9739
[8 empty] | Commercial | Solar Powered Pool Pump | 1.3848 | 0.51408 | N/A | 0.9567 | 0.1485 | 4065.1875 | [8 empty] | Industrial | Efficient Lighting - Other Interior Lighting | 1.8703 | 0.61681 | 3.1457 | 440.249 | 309.4026 | 3084331.5263
[8 empty] | Commercial | Solar Powered Pool Pump | 1.3848 | 0.51408 | N/A | 0.9567 | 0.1485 | 4065.1875 | [8 empty] | Industrial | Efficient Lighting - High Bay | 2.6541 | 0.49548 | 5.8055 | 397.8832 | 0.51535 | 2787521.787
[8 empty] | Commercial | Solar Powered Pool Pump | 1.3848 | 0.51408 | N/A | 0.9567 | 0.1485 | 4065.1875 | [8 empty] | Industrial | HVAC Recommissioning | 2.8454 | 0.60341 | 5.4243 | 3697.3517 | 2542.5419 | 25954765.474
[8 empty] | Commercial | Solar Powered Pool Pump | 1.3848 | 0.51408 | N/A | 0.9567 | 0.1485 | 4065.1875 | [8 empty] | Industrial | Auto DR | 111.6895 | 1.01 | 99.9 | 11.3362 | 10.1714 | 0
[8 empty] | Commercial | Solar Powered Pool Pump | 1.3848 | 0.51408 | N/A | 0.9567 | 0.1485 | 4065.1875 | [8 empty] | Industrial | Auto DR | 120.9584 | 1.01 | 99.9 | 53.8734 | 55.3004 | 0
[8 empty] | Commercial | Solar Powered Pool Pump | 1.3848 | 0.51408 | N/A | 0.9567 | 0.1485 | 4065.1875 | [8 empty] | Industrial | Auto DR | 102.2223 | 1.01 | 99.9 | 290.0661 | 222.0263 | 0
[8 empty] | Commercial | Solar Powered Pool Pump | 1.3848 | 0.51408 | N/A | 0.9567 | 0.1485 | 4065.1875 | [8 empty] | Industrial | Auto DR | 105.5958 | 1.01 | 99.9 | 2087.2258 | 1695.722 | 0
[8 empty] | Commercial | Solar Powered Pool Pump | 1.3848 | 0.51408 | N/A | 0.9567 | 0.1485 | 4065.1875 | [8 empty] | Industrial | CPP | 44.6758 | 1.01 | 99.9 | 4.5345 | 4.0686 | 0
[8 empty] | Commercial | Solar Powered Pool Pump | 1.3848 | 0.51408 | N/A | 0.9567 | 0.1485 | 4065.1875 | [8 empty] | Industrial | CPP | 48.3833 | 1.01 | 99.9 | 21.5494 | 22.1202 | 0
[8 empty] | Commercial | Solar Powered Pool Pump | 1.3848 | 0.51408 | N/A | 0.9567 | 0.1485 | 4065.1875 | [8 empty] | Industrial | CPP | 40.8889 | 1.01 | 99.9 | 116.0264 | 88.8105 | 0
[8 empty] | Commercial | Solar Powered Pool Pump | 1.3848 | 0.51408 | N/A | 0.9567 | 0.1485 | 4065.1875 | [8 empty] | Industrial | CPP | 42.2383 | 1.01 | 99.9 | 834.8903 | 678.2888 | 0
[8 empty] | Commercial | Solar Powered Pool Pump | 1.3848 | 0.51408 | N/A | 0.9567 | 0.1485 | 4065.1875 | [8 empty] | Industrial | Firm Service Level | 111.6895 | 1.01 | 99.9 | 11.3362 | 10.1714 | 0
[8 empty] | Commercial | Two Speed Pool Pump | 6.6465 | 0.51408 | N/A | 0.72975 | 0.11327 | 3100.8409 | [8 empty] | Industrial | Firm Service Level | 120.9584 | 1.01 | 99.9 | 53.8734 | 55.3004 | 0
[8 empty] | Commercial | Two Speed Pool Pump | 6.6465 | 0.51408 | N/A | 0.72975 | 0.11327 | 3100.8409 | [8 empty] | Industrial | Firm Service Level | 102.2223 | 1.01 | 99.9 | 290.0661 | 222.0263 | 0
[8 empty] | Commercial | Two Speed Pool Pump | 6.6465 | 0.51408 | N/A | 0.72975 | 0.11327 | 3100.8409 | [8 empty] | Industrial | Firm Service Level | 105.5958 | 1.01 | 99.9 | 2087.2258 | 1695.722 | 0
[8 empty] | Commercial | Two Speed Pool Pump | 6.6465 | 0.51408 | N/A | 0.72975 | 0.11327 | 3100.8409 | [8 empty] | Industrial | Guaranteed Load Drop | 111.6895 | 1.01 | 99.9 | 11.3362 | 10.1714 | 0
[8 empty] | Commercial | Two Speed Pool Pump | 6.6465 | 0.51408 | N/A | 0.72975 | 0.11327 | 3100.8409 | [8 empty] | Industrial | Guaranteed Load Drop | 120.9584 | 1.01 | 99.9 | 53.8734 | 55.3004 | 0
[8 empty] | Commercial | Two Speed Pool Pump | 6.6465 | 0.51408 | N/A | 0.72975 | 0.11327 | 3100.8409 | [8 empty] | Industrial | Guaranteed Load Drop | 102.2223 | 1.01 | 99.9 | 290.0661 | 222.0263 | 0
[8 empty] | Commercial | Two Speed Pool Pump | 6.6465 | 0.51408 | N/A | 0.72975 | 0.11327 | 3100.8409 | [8 empty] | Industrial | Guaranteed Load Drop | 105.5958 | 1.01 | 99.9 | 2087.2258 | 1695.722 | 0
[8 empty] | Commercial | Two Speed Pool Pump | 6.6465 | 0.51408 | N/A | 0.72975 | 0.11327 | 3100.8409
[8 empty] | Commercial | Two Speed Pool Pump | 6.6465 | 0.51408 | N/A | 0.72975 | 0.11327 | 3100.8409
[8 empty] | Commercial | Two Speed Pool Pump | 6.6465 | 0.51408 | N/A | 0.72975 | 0.11327 | 3100.8409
[8 empty] | Commercial | Two Speed Pool Pump | 6.6465 | 0.51408 | N/A | 0.72975 | 0.11327 | 3100.8409
[8 empty] | Commercial | Two Speed Pool Pump | 6.6465 | 0.51408 | N/A | 0.72975 | 0.11327 | 3100.8409
[8 empty] | Commercial | Two Speed Pool Pump | 6.6465 | 0.51408 | N/A | 0.72975 | 0.11327 | 3100.8409
[8 empty] | Commercial | Two Speed Pool Pump | 6.6465 | 0.51408 | N/A | 0.72975 | 0.11327 | 3100.8409
[8 empty] | Commercial | Two Speed Pool Pump | 6.6465 | 0.51408 | N/A | 0.72975 | 0.11327 | 3100.8409
[8 empty] | Commercial | Two Speed Pool Pump | 6.6465 | 0.51408 | N/A | 0.72975 | 0.11327 | 3100.8409
[8 empty] | Commercial | Two Speed Pool Pump | 6.6465 | 0.51408 | N/A | 0.72975 | 0.11327 | 3100.8409
[8 empty] | Commercial | Two Speed Pool Pump | 6.6465 | 0.51408 | N/A | 0.72975 | 0.11327 | 3100.8409
[8 empty] | Commercial | Two Speed Pool Pump | 6.6465 | 0.51408 | N/A | 0.72975 | 0.11327 | 3100.8409
[8 empty] | Commercial | Two Speed Pool Pump | 6.6465 | 0.51408 | N/A | 0.72975 | 0.11327 | 3100.8409
[8 empty] | Commercial | Two Speed Pool Pump | 6.6465 | 0.51408 | N/A | 0.72975 | 0.11327 | 3100.8409
[8 empty] | Commercial | Two Speed Pool Pump | 6.6465 | 0.51408 | N/A | 0.72975 | 0.11327 | 3100.8409
[8 empty] | Commercial | Two Speed Pool Pump | 6.6465 | 0.51408 | N/A | 0.72975 | 0.11327 | 3100.8409
[8 empty] | Commercial | Two Speed Pool Pump | 6.6465 | 0.51408 | N/A | 0.72975 | 0.11327 | 3100.8409
[8 empty] | Commercial | Two Speed Pool Pump | 6.6465 | 0.51408 | N/A | 0.72975 | 0.11327 | 3100.8409
[8 empty] | Commercial | Two Speed Pool Pump | 6.6465 | 0.51408 | N/A | 0.72975 | 0.11327 | 3100.8409
[8 empty] | Commercial | Variable Speed Pool Pump | 2.291 | 0.51408 | N/A | 0.7602 | 0.118 | 3230.25
[8 empty] | Commercial | Variable Speed Pool Pump | 2.291 | 0.51408 | N/A | 0.7602 | 0.118 | 3230.25
[8 empty] | Commercial | Variable Speed Pool Pump | 2.291 | 0.51408 | N/A | 0.7602 | 0.118 | 3230.25
[8 empty] | Commercial | Variable Speed Pool Pump | 2.291 | 0.51408 | N/A | 0.7602 | 0.118 | 3230.25
[8 empty] | Commercial | Variable Speed Pool Pump | 2.291 | 0.51408 | N/A | 0.7602 | 0.118 | 3230.25
[8 empty] | Commercial | Variable Speed Pool Pump | 2.291 | 0.51408 | N/A | 0.7602 | 0.118 | 3230.25
[8 empty] | Commercial | Variable Speed Pool Pump | 2.291 | 0.51408 | N/A | 0.7602 | 0.118 | 3230.25
[8 empty] | Commercial | Variable Speed Pool Pump | 2.291 | 0.51408 | N/A | 0.7602 | 0.118 | 3230.25
[8 empty] | Commercial | Variable Speed Pool Pump | 2.291 | 0.51408 | N/A | 0.7602 | 0.118 | 3230.25
[8 empty] | Commercial | Variable Speed Pool Pump | 2.291 | 0.51408 | N/A | 0.7602 | 0.118 | 3230.25
[8 empty] | Commercial | Variable Speed Pool Pump | 2.291 | 0.51408 | N/A | 0.7602 | 0.118 | 3230.25
[8 empty] | Commercial | Variable Speed Pool Pump | 2.291 | 0.51408 | N/A | 0.7602 | 0.118 | 3230.25
[8 empty] | Commercial | Variable Speed Pool Pump | 2.291 | 0.51408 | N/A | 0.7602 | 0.118 | 3230.25
[8 empty] | Commercial | Variable Speed Pool Pump | 2.291 | 0.51408 | N/A | 0.7602 | 0.118 | 3230.25
[8 empty] | Commercial | Variable Speed Pool Pump | 2.291 | 0.51408 | N/A | 0.7602 | 0.118 | 3230.25
[8 empty] | Commercial | Variable Speed Pool Pump | 2.291 | 0.51408 | N/A | 0.7602 | 0.118 | 3230.25
[8 empty] | Commercial | Variable Speed Pool Pump | 2.291 | 0.51408 | N/A | 0.7602 | 0.118 | 3230.25
[8 empty] | Commercial | Variable Speed Pool Pump | 2.291 | 0.51408 | N/A | 0.7602 | 0.118 | 3230.25
[8 empty] | Commercial | Variable Speed Pool Pump | 2.291 | 0.51408 | N/A | 0.7602 | 0.118 | 3230.25
[8 empty] | Commercial | Variable Speed Pool Pump | 2.291 | 0.51408 | N/A | 0.7602 | 0.118 | 3230.25
[8 empty] | Commercial | Variable Speed Pool Pump | 2.291 | 0.51408 | N/A | 0.7602 | 0.118 | 3230.25
[8 empty] | Commercial | Variable Speed Pool Pump | 2.291 | 0.51408 | N/A | 0.7602 | 0.118 | 3230.25
[8 empty] | Commercial | Variable Speed Pool Pump | 2.291 | 0.51408 | N/A | 0.7602 | 0.118 | 3230.25
[8 empty] | Commercial | Variable Speed Pool Pump | 2.291 | 0.51408 | N/A | 0.7602 | 0.118 | 3230.25
[8 empty] | Commercial | Energy Star PCs | 3.8197 | 0.41319 | N/A | 0.017591 | 0 | 123.5154
[8 empty] | Commercial | Energy Star PCs | 5.9624 | 0.64498 | N/A | 0.023703 | 0.023703 | 123.5154
[8 empty] | Commercial | Energy Star PCs | 4.3469 | 0.47022 | N/A | 0.017591 | 0.0068231 | 123.5154
[8 empty] | Commercial | Energy Star PCs | 4.3469 | 0.47022 | N/A | 0.017591 | 0.0068231 | 123.5154
[8 empty] | Commercial | Energy Star PCs | 5.9624 | 0.64498 | N/A | 0.023703 | 0.023703 | 123.5154
[8 empty] | Commercial | Energy Star PCs | 3.8197 | 0.41319 | N/A | 0.017591 | 0 | 123.5154
[8 empty] | Commercial | Energy Star PCs | 4.3469 | 0.47022 | N/A | 0.017591 | 0.0068231 | 123.5154
[8 empty] | Commercial | Energy Star PCs | 3.8197 | 0.41319 | N/A | 0.017591 | 0 | 123.5154
[8 empty] | Commercial | Energy Star PCs | 4.3469 | 0.47022 | N/A | 0.017591 | 0.0068231 | 123.5154
[8 empty] | Commercial | Energy Star PCs | 3.8197 | 0.41319 | N/A | 0.017591 | 0 | 123.5154
[8 empty] | Commercial | Energy Star PCs | 4.3469 | 0.47022 | N/A | 0.017591 | 0.0068231 | 123.5154
[8 empty] | Commercial | Energy Star PCs | 4.3469 | 0.47022 | N/A | 0.017591 | 0.0068231 | 123.5154
[8 empty] | Commercial | Energy Star PCs | 3.8197 | 0.41319 | N/A | 0.017591 | 0 | 123.5154
[8 empty] | Commercial | Energy Star PCs | 3.8197 | 0.41319 | N/A | 0.017591 | 0 | 123.5154
[8 empty] | Commercial | Energy Star PCs | 5.9624 | 0.64498 | N/A | 0.023703 | 0.023703 | 123.5154
[8 empty] | Commercial | Energy Star PCs | 4.3469 | 0.47022 | N/A | 0.017591 | 0.0068231 | 123.5154
[8 empty] | Commercial | Energy Star PCs | 4.3469 | 0.47022 | N/A | 0.017591 | 0.0068231 | 123.5154
[8 empty] | Commercial | Energy Star PCs | 5.9624 | 0.64498 | N/A | 0.023703 | 0.023703 | 123.5154
[8 empty] | Commercial | Energy Star PCs | 3.8197 | 0.41319 | N/A | 0.017591 | 0 | 123.5154
[8 empty] | Commercial | Energy Star PCs | 4.3469 | 0.47022 | N/A | 0.017591 | 0.0068231 | 123.5154
[8 empty] | Commercial | Energy Star PCs | 3.8197 | 0.41319 | N/A | 0.017591 | 0 | 123.5154
[8 empty] | Commercial | Energy Star PCs | 4.3469 | 0.47022 | N/A | 0.017591 | 0.0068231 | 123.5154
[8 empty] | Commercial | Energy Star PCs | 3.8197 | 0.41319 | N/A | 0.017591 | 0 | 123.5154
[8 empty] | Commercial | Energy Star PCs | 4.3469 | 0.47022 | N/A | 0.017591 | 0.0068231 | 123.5154
[8 empty] | Commercial | Energy Star PCs | 4.3469 | 0.47022 | N/A | 0.017591 | 0.0068231 | 123.5154
[8 empty] | Commercial | Energy Star PCs | 3.8197 | 0.41319 | N/A | 0.017591 | 0 | 123.5154
[8 empty] | Commercial | Energy Star Servers | 12.7477 | 0.52444 | N/A | 0.16919 | 0.11767 | 1136.6997
[8 empty] | Commercial | Energy Star Servers | 12.7477 | 0.52444 | N/A | 0.16919 | 0.11767 | 1136.6997
[8 empty] | Commercial | Energy Star Servers | 12.7477 | 0.52444 | N/A | 0.16919 | 0.11767 | 1136.6997
[8 empty] | Commercial | Energy Star Servers | 12.7477 | 0.52444 | N/A | 0.16919 | 0.11767 | 1136.6997
[8 empty] | Commercial | Energy Star Servers | 12.7477 | 0.52444 | N/A | 0.16919 | 0.11767 | 1136.6997
[8 empty] | Commercial | Energy Star Servers | 12.7477 | 0.52444 | N/A | 0.16919 | 0.11767 | 1136.6997
[8 empty] | Commercial | Energy Star Servers | 12.7477 | 0.52444 | N/A | 0.16919 | 0.11767 | 1136.6997
[8 empty] | Commercial | Energy Star Servers | 12.7477 | 0.52444 | N/A | 0.16919 | 0.11767 | 1136.6997
[8 empty] | Commercial | Energy Star Servers | 12.7477 | 0.52444 | N/A | 0.16919 | 0.11767 | 1136.6997
[8 empty] | Commercial | Energy Star Servers | 12.7477 | 0.52444 | N/A | 0.16919 | 0.11767 | 1136.6997
[8 empty] | Commercial | Energy Star Servers | 12.7477 | 0.52444 | N/A | 0.16919 | 0.11767 | 1136.6997
[8 empty] | Commercial | Energy Star Servers | 12.7477 | 0.52444 | N/A | 0.16919 | 0.11767 | 1136.6997
[8 empty] | Commercial | Energy Star Servers | 12.7477 | 0.52444 | N/A | 0.16919 | 0.11767 | 1136.6997
[8 empty] | Commercial | Energy Star Servers | 12.7477 | 0.52444 | N/A | 0.16919 | 0.11767 | 1136.6997
[8 empty] | Commercial | Energy Star Servers | 12.7477 | 0.52444 | N/A | 0.16919 | 0.11767 | 1136.6997
[8 empty] | Commercial | Energy Star Servers | 12.7477 | 0.52444 | N/A | 0.16919 | 0.11767 | 1136.6997
[8 empty] | Commercial | Energy Star Servers | 12.7477 | 0.52444 | N/A | 0.16919 | 0.11767 | 1136.6997
[8 empty] | Commercial | Energy Star Servers | 12.7477 | 0.52444 | N/A | 0.16919 | 0.11767 | 1136.6997
[8 empty] | Commercial | Energy Star Servers | 12.7477 | 0.52444 | N/A | 0.16919 | 0.11767 | 1136.6997
[8 empty] | Commercial | Energy Star Servers | 12.7477 | 0.52444 | N/A | 0.16919 | 0.11767 | 1136.6997
[8 empty] | Commercial | Energy Star Servers | 12.7477 | 0.52444 | N/A | 0.16919 | 0.11767 | 1136.6997
[8 empty] | Commercial | Energy Star Servers | 12.7477 | 0.52444 | N/A | 0.16919 | 0.11767 | 1136.6997
[8 empty] | Commercial | Energy Star Servers | 12.7477 | 0.52444 | N/A | 0.16919 | 0.11767 | 1136.6997
[8 empty] | Commercial | Energy Star Servers | 12.7477 | 0.52444 | N/A | 0.16919 | 0.11767 | 1136.6997
[8 empty] | Commercial | Energy Star Servers | 12.7477 | 0.52444 | N/A | 0.16919 | 0.11767 | 1136.6997
[8 empty] | Commercial | Energy Star Servers | 12.7477 | 0.52444 | N/A | 0.16919 | 0.11767 | 1136.6997
[8 empty] | Commercial | Energy Star Uninterruptable Power Supply | 2.6501 | 0.51184 | N/A | 0.00061097 | 0.00061097 | 5.3521
[8 empty] | Commercial | Energy Star Uninterruptable Power Supply | 2.6501 | 0.51184 | N/A | 0.00061097 | 0.00061097 | 5.3521
[8 empty] | Commercial | Energy Star Uninterruptable Power Supply | 2.6501 | 0.51184 | N/A | 0.00061097 | 0.00061097 | 5.3521
[8 empty] | Commercial | Energy Star Uninterruptable Power Supply | 2.6501 | 0.51184 | N/A | 0.00061097 | 0.00061097 | 5.3521
[8 empty] | Commercial | Energy Star Uninterruptable Power Supply | 2.6501 | 0.51184 | N/A | 0.00061097 | 0.00061097 | 5.3521
[8 empty] | Commercial | Energy Star Uninterruptable Power Supply | 2.6501 | 0.51184 | N/A | 0.00061097 | 0.00061097 | 5.3521
[8 empty] | Commercial | Energy Star Uninterruptable Power Supply | 2.6501 | 0.51184 | N/A | 0.00061097 | 0.00061097 | 5.3521
[8 empty] | Commercial | Energy Star Uninterruptable Power Supply | 2.6501 | 0.51184 | N/A | 0.00061097 | 0.00061097 | 5.3521
[8 empty] | Commercial | Energy Star Uninterruptable Power Supply | 2.6501 | 0.51184 | N/A | 0.00061097 | 0.00061097 | 5.3521
[8 empty] | Commercial | Energy Star Uninterruptable Power Supply | 2.6501 | 0.51184 | N/A | 0.00061097 | 0.00061097 | 5.3521
[8 empty] | Commercial | Energy Star Uninterruptable Power Supply | 2.6501 | 0.51184 | N/A | 0.00061097 | 0.00061097 | 5.3521
[8 empty] | Commercial | Energy Star Uninterruptable Power Supply | 2.6501 | 0.51184 | N/A | 0.00061097 | 0.00061097 | 5.3521
[8 empty] | Commercial | Energy Star Uninterruptable Power Supply | 2.6501 | 0.51184 | N/A | 0.00061097 | 0.00061097 | 5.3521
[8 empty] | Commercial | Energy Star Uninterruptable Power Supply | 2.6501 | 0.51184 | N/A | 0.00061097 | 0.00061097 | 5.3521
[8 empty] | Commercial | Energy Star Uninterruptable Power Supply | 2.6501 | 0.51184 | N/A | 0.00061097 | 0.00061097 | 5.3521
[8 empty] | Commercial | Energy Star Uninterruptable Power Supply | 2.6501 | 0.51184 | N/A | 0.00061097 | 0.00061097 | 5.3521
[8 empty] | Commercial | Energy Star Uninterruptable Power Supply | 2.6501 | 0.51184 | N/A | 0.00061097 | 0.00061097 | 5.3521
[8 empty] | Commercial | Energy Star Uninterruptable Power Supply | 2.6501 | 0.51184 | N/A | 0.00061097 | 0.00061097 | 5.3521
[8 empty] | Commercial | Energy Star Uninterruptable Power Supply | 2.6501 | 0.51184 | N/A | 0.00061097 | 0.00061097 | 5.3521
[8 empty] | Commercial | Energy Star Uninterruptable Power Supply | 2.6501 | 0.51184 | N/A | 0.00061097 | 0.00061097 | 5.3521
[8 empty] | Commercial | Energy Star Uninterruptable Power Supply | 2.6501 | 0.51184 | N/A | 0.00061097 | 0.00061097 | 5.3521
[8 empty] | Commercial | Energy Star Uninterruptable Power Supply | 2.6501 | 0.51184 | N/A | 0.00061097 | 0.00061097 | 5.3521
[8 empty] | Commercial | Energy Star Uninterruptable Power Supply | 2.6501 | 0.51184 | N/A | 0.00061097 | 0.00061097 | 5.3521
[8 empty] | Commercial | Energy Star Uninterruptable Power Supply | 2.6501 | 0.51184 | N/A | 0.00061097 | 0.00061097 | 5.3521
[8 empty] | Commercial | Energy Star Uninterruptable Power Supply | 2.6501 | 0.51184 | N/A | 0.00061097 | 0.00061097 | 5.3521
[8 empty] | Commercial | Energy Star Uninterruptable Power Supply | 2.6501 | 0.51184 | N/A | 0.00061097 | 0.00061097 | 5.3521
[8 empty] | Commercial | Energy Star Commercial Glass Door Freezer | 18.507 | 0.46751 | N/A | 0.64112 | 0.22051 | 4389.9823
[8 empty] | Commercial | Energy Star Commercial Glass Door Freezer | 20.4518 | 0.51664 | N/A | 0.56918 | 0.47676 | 4389.9823
[8 empty] | Commercial | Energy Star Commercial Glass Door Freezer | 18.507 | 0.46751 | N/A | 0.64112 | 0.22051 | 4389.9823
[8 empty] | Commercial | Energy Star Commercial Glass Door Freezer | 20.4518 | 0.51664 | N/A | 0.56918 | 0.47676 | 4389.9823
[8 empty] | Commercial | Energy Star Commercial Glass Door Freezer | 20.4518 | 0.51664 | N/A | 0.56918 | 0.47676 | 4389.9823
[8 empty] | Commercial | Energy Star Commercial Glass Door Freezer | 18.507 | 0.46751 | N/A | 0.64112 | 0.22051 | 4389.9823
[8 empty] | Commercial | Energy Star Commercial Glass Door Freezer | 20.4518 | 0.51664 | N/A | 0.56918 | 0.47676 | 4389.9823
[8 empty] | Commercial | Energy Star Commercial Glass Door Freezer | 18.507 | 0.46751 | N/A | 0.64112 | 0.22051 | 4389.9823
[8 empty] | Commercial | Energy Star Commercial Glass Door Freezer | 18.507 | 0.46751 | N/A | 0.64112 | 0.22051 | 4389.9823
[8 empty] | Commercial | Energy Star Commercial Glass Door Freezer | 20.4518 | 0.51664 | N/A | 0.56918 | 0.47676 | 4389.9823
[8 empty] | Commercial | Energy Star Commercial Glass Door Freezer | 18.507 | 0.46751 | N/A | 0.64112 | 0.22051 | 4389.9823
[8 empty] | Commercial | Energy Star Commercial Glass Door Freezer | 20.4518 | 0.51664 | N/A | 0.56918 | 0.47676 | 4389.9823
[8 empty] | Commercial | Energy Star Commercial Glass Door Freezer | 18.507 | 0.46751 | N/A | 0.64112 | 0.22051 | 4389.9823
[8 empty] | Commercial | Energy Star Commercial Glass Door Freezer | 18.507 | 0.46751 | N/A | 0.64112 | 0.22051 | 4389.9823
[8 empty] | Commercial | Energy Star Commercial Glass Door Freezer | 20.4518 | 0.51664 | N/A | 0.56918 | 0.47676 | 4389.9823
[8 empty] | Commercial | Energy Star Commercial Glass Door Freezer | 18.507 | 0.46751 | N/A | 0.64112 | 0.22051 | 4389.9823
[8 empty] | Commercial | Energy Star Commercial Glass Door Freezer | 20.4518 | 0.51664 | N/A | 0.56918 | 0.47676 | 4389.9823
[8 empty] | Commercial | Energy Star Commercial Glass Door Freezer | 20.4518 | 0.51664 | N/A | 0.56918 | 0.47676 | 4389.9823
[8 empty] | Commercial | Energy Star Commercial Glass Door Freezer | 18.507 | 0.46751 | N/A | 0.64112 | 0.22051 | 4389.9823
[8 empty] | Commercial | Energy Star Commercial Glass Door Freezer | 20.4518 | 0.51664 | N/A | 0.56918 | 0.47676 | 4389.9823
[8 empty] | Commercial | Energy Star Commercial Glass Door Freezer | 18.507 | 0.46751 | N/A | 0.64112 | 0.22051 | 4389.9823
[8 empty] | Commercial | Energy Star Commercial Glass Door Freezer | 18.507 | 0.46751 | N/A | 0.64112 | 0.22051 | 4389.9823
[8 empty] | Commercial | Energy Star Commercial Glass Door Freezer | 20.4518 | 0.51664 | N/A | 0.56918 | 0.47676 | 4389.9823
[8 empty] | Commercial | Energy Star Commercial Glass Door Freezer | 18.507 | 0.46751 | N/A | 0.64112 | 0.22051 | 4389.9823
[8 empty] | Commercial | Energy Star Commercial Glass Door Freezer | 20.4518 | 0.51664 | N/A | 0.56918 | 0.47676 | 4389.9823
[8 empty] | Commercial | Energy Star Commercial Glass Door Freezer | 18.507 | 0.46751 | N/A | 0.64112 | 0.22051 | 4389.9823
[8 empty] | Commercial | Energy Star Commercial Glass Door Refrigerator | 3.938 | 0.46751 | N/A | 0.13478 | 0.046356 | 922.8665
[8 empty] | Commercial | Energy Star Commercial Glass Door Refrigerator | 4.3518 | 0.51664 | N/A | 0.11965 | 0.10023 | 922.8665
[8 empty] | Commercial | Energy Star Commercial Glass Door Refrigerator | 3.938 | 0.46751 | N/A | 0.13478 | 0.046356 | 922.8665
[8 empty] | Commercial | Energy Star Commercial Glass Door Refrigerator | 4.3518 | 0.51664 | N/A | 0.11965 | 0.10023 | 922.8665
[8 empty] | Commercial | Energy Star Commercial Glass Door Refrigerator | 4.3518 | 0.51664 | N/A | 0.11965 | 0.10023 | 922.8665
[8 empty] | Commercial | Energy Star Commercial Glass Door Refrigerator | 3.938 | 0.46751 | N/A | 0.13478 | 0.046356 | 922.8665
[8 empty] | Commercial | Energy Star Commercial Glass Door Refrigerator | 4.3518 | 0.51664 | N/A | 0.11965 | 0.10023 | 922.8665
[8 empty] | Commercial | Energy Star Commercial Glass Door Refrigerator | 3.938 | 0.46751 | N/A | 0.13478 | 0.046356 | 922.8665
[8 empty] | Commercial | Energy Star Commercial Glass Door Refrigerator | 3.938 | 0.46751 | N/A | 0.13478 | 0.046356 | 922.8665
[8 empty] | Commercial | Energy Star Commercial Glass Door Refrigerator | 4.3518 | 0.51664 | N/A | 0.11965 | 0.10023 | 922.8665
[8 empty] | Commercial | Energy Star Commercial Glass Door Refrigerator | 3.938 | 0.46751 | N/A | 0.13478 | 0.046356 | 922.8665
[8 empty] | Commercial | Energy Star Commercial Glass Door Refrigerator | 4.3518 | 0.51664 | N/A | 0.11965 | 0.10023 | 922.8665
[8 empty] | Commercial | Energy Star Commercial Glass Door Refrigerator | 3.938 | 0.46751 | N/A | 0.13478 | 0.046356 | 922.8665
[8 empty] | Commercial | Energy Star Commercial Glass Door Refrigerator | 3.938 | 0.46751 | N/A | 0.13478 | 0.046356 | 922.8665
[8 empty] | Commercial | Energy Star Commercial Glass Door Refrigerator | 4.3518 | 0.51664 | N/A | 0.11965 | 0.10023 | 922.8665
[8 empty] | Commercial | Energy Star Commercial Glass Door Refrigerator | 3.938 | 0.46751 | N/A | 0.13478 | 0.046356 | 922.8665
[8 empty] | Commercial | Energy Star Commercial Glass Door Refrigerator | 4.3518 | 0.51664 | N/A | 0.11965 | 0.10023 | 922.8665
[8 empty] | Commercial | Energy Star Commercial Glass Door Refrigerator | 4.3518 | 0.51664 | N/A | 0.11965 | 0.10023 | 922.8665
[8 empty] | Commercial | Energy Star Commercial Glass Door Refrigerator | 3.938 | 0.46751 | N/A | 0.13478 | 0.046356 | 922.8665
[8 empty] | Commercial | Energy Star Commercial Glass Door Refrigerator | 4.3518 | 0.51664 | N/A | 0.11965 | 0.10023 | 922.8665
[8 empty] | Commercial | Energy Star Commercial Glass Door Refrigerator | 3.938 | 0.46751 | N/A | 0.13478 | 0.046356 | 922.8665
[8 empty] | Commercial | Energy Star Commercial Glass Door Refrigerator | 3.938 | 0.46751 | N/A | 0.13478 | 0.046356 | 922.8665
[8 empty] | Commercial | Energy Star Commercial Glass Door Refrigerator | 4.3518 | 0.51664 | N/A | 0.11965 | 0.10023 | 922.8665
[8 empty] | Commercial | Energy Star Commercial Glass Door Refrigerator | 3.938 | 0.46751 | N/A | 0.13478 | 0.046356 | 922.8665
[8 empty] | Commercial | Energy Star Commercial Glass Door Refrigerator | 4.3518 | 0.51664 | N/A | 0.11965 | 0.10023 | 922.8665
[8 empty] | Commercial | Energy Star Commercial Glass Door Refrigerator | 3.938 | 0.46751 | N/A | 0.13478 | 0.046356 | 922.8665
[8 empty] | Commercial | Energy Star Commercial Solid Door Freezer | 11.1197 | 0.48682 | N/A | 0.37834 | 0.16907 | 2533.0469
[8 empty] | Commercial | Energy Star Commercial Solid Door Freezer | 11.8008 | 0.51664 | N/A | 0.32842 | 0.27509 | 2533.0469
[8 empty] | Commercial | Energy Star Commercial Solid Door Freezer | 11.1197 | 0.48682 | N/A | 0.37834 | 0.16907 | 2533.0469
[8 empty] | Commercial | Energy Star Commercial Solid Door Freezer | 11.8008 | 0.51664 | N/A | 0.32842 | 0.27509 | 2533.0469
[8 empty] | Commercial | Energy Star Commercial Solid Door Freezer | 11.8008 | 0.51664 | N/A | 0.32842 | 0.27509 | 2533.0469
[8 empty] | Commercial | Energy Star Commercial Solid Door Freezer | 11.1197 | 0.48682 | N/A | 0.37834 | 0.16907 | 2533.0469
[8 empty] | Commercial | Energy Star Commercial Solid Door Freezer | 11.8008 | 0.51664 | N/A | 0.32842 | 0.27509 | 2533.0469
[8 empty] | Commercial | Energy Star Commercial Solid Door Freezer | 11.1197 | 0.48682 | N/A | 0.37834 | 0.16907 | 2533.0469
[8 empty] | Commercial | Energy Star Commercial Solid Door Freezer | 11.1197 | 0.48682 | N/A | 0.37834 | 0.16907 | 2533.0469
[8 empty] | Commercial | Energy Star Commercial Solid Door Freezer | 11.8008 | 0.51664 | N/A | 0.32842 | 0.27509 | 2533.0469
[8 empty] | Commercial | Energy Star Commercial Solid Door Freezer | 11.1197 | 0.48682 | N/A | 0.37834 | 0.16907 | 2533.0469
[8 empty] | Commercial | Energy Star Commercial Solid Door Freezer | 11.8008 | 0.51664 | N/A | 0.32842 | 0.27509 | 2533.0469
[8 empty] | Commercial | Energy Star Commercial Solid Door Freezer | 11.1197 | 0.48682 | N/A | 0.37834 | 0.16907 | 2533.0469
[8 empty] | Commercial | Energy Star Commercial Solid Door Freezer | 11.1197 | 0.48682 | N/A | 0.37834 | 0.16907 | 2533.0469
[8 empty] | Commercial | Energy Star Commercial Solid Door Freezer | 11.8008 | 0.51664 | N/A | 0.32842 | 0.27509 | 2533.0469
[8 empty] | Commercial | Energy Star Commercial Solid Door Freezer | 11.1197 | 0.48682 | N/A | 0.37834 | 0.16907 | 2533.0469
[8 empty] | Commercial | Energy Star Commercial Solid Door Freezer | 11.8008 | 0.51664 | N/A | 0.32842 | 0.27509 | 2533.0469
[8 empty] | Commercial | Energy Star Commercial Solid Door Freezer | 11.8008 | 0.51664 | N/A | 0.32842 | 0.27509 | 2533.0469
[8 empty] | Commercial | Energy Star Commercial Solid Door Freezer | 11.1197 | 0.48682 | N/A | 0.37834 | 0.16907 | 2533.0469
[8 empty] | Commercial | Energy Star Commercial Solid Door Freezer | 11.8008 | 0.51664 | N/A | 0.32842 | 0.27509 | 2533.0469
[8 empty] | Commercial | Energy Star Commercial Solid Door Freezer | 11.1197 | 0.48682 | N/A | 0.37834 | 0.16907 | 2533.0469
[8 empty] | Commercial | Energy Star Commercial Solid Door Freezer | 11.1197 | 0.48682 | N/A | 0.37834 | 0.16907 | 2533.0469
[8 empty] | Commercial | Energy Star Commercial Solid Door Freezer | 11.8008 | 0.51664 | N/A | 0.32842 | 0.27509 | 2533.0469
[8 empty] | Commercial | Energy Star Commercial Solid Door Freezer | 11.1197 | 0.48682 | N/A | 0.37834 | 0.16907 | 2533.0469
[8 empty] | Commercial | Energy Star Commercial Solid Door Freezer | 11.8008 | 0.51664 | N/A | 0.32842 | 0.27509 | 2533.0469
[8 empty] | Commercial | Energy Star Commercial Solid Door Freezer | 11.1197 | 0.48682 | N/A | 0.37834 | 0.16907 | 2533.0469
[8 empty] | Commercial | Energy Star Commercial Solid Door Refrigerator | 3.7765 | 0.48682 | N/A | 0.12695 | 0.056728 | 849.9239
[8 empty] | Commercial | Energy Star Commercial Solid Door Refrigerator | 4.0079 | 0.51664 | N/A | 0.1102 | 0.092304 | 849.9239
[8 empty] | Commercial | Energy Star Commercial Solid Door Refrigerator | 3.7765 | 0.48682 | N/A | 0.12695 | 0.056728 | 849.9239
[8 empty] | Commercial | Energy Star Commercial Solid Door Refrigerator | 4.0079 | 0.51664 | N/A | 0.1102 | 0.092304 | 849.9239
[8 empty] | Commercial | Energy Star Commercial Solid Door Refrigerator | 4.0079 | 0.51664 | N/A | 0.1102 | 0.092304 | 849.9239
[8 empty] | Commercial | Energy Star Commercial Solid Door Refrigerator | 3.7765 | 0.48682 | N/A | 0.12695 | 0.056728 | 849.9239
[8 empty] | Commercial | Energy Star Commercial Solid Door Refrigerator | 4.0079 | 0.51664 | N/A | 0.1102 | 0.092304 | 849.9239
[8 empty] | Commercial | Energy Star Commercial Solid Door Refrigerator | 3.7765 | 0.48682 | N/A | 0.12695 | 0.056728 | 849.9239
[8 empty] | Commercial | Energy Star Commercial Solid Door Refrigerator | 3.7765 | 0.48682 | N/A | 0.12695 | 0.056728 | 849.9239
[8 empty] | Commercial | Energy Star Commercial Solid Door Refrigerator | 4.0079 | 0.51664 | N/A | 0.1102 | 0.092304 | 849.9239
[8 empty] | Commercial | Energy Star Commercial Solid Door Refrigerator | 3.7765 | 0.48682 | N/A | 0.12695 | 0.056728 | 849.9239
[8 empty] | Commercial | Energy Star Commercial Solid Door Refrigerator | 4.0079 | 0.51664 | N/A | 0.1102 | 0.092304 | 849.9239
[8 empty] | Commercial | Energy Star Commercial Solid Door Refrigerator | 3.7765 | 0.48682 | N/A | 0.12695 | 0.056728 | 849.9239
[8 empty] | Commercial | Energy Star Commercial Solid Door Refrigerator | 3.7765 | 0.48682 | N/A | 0.12695 | 0.056728 | 849.9239
[8 empty] | Commercial | Energy Star Commercial Solid Door Refrigerator | 4.0079 | 0.51664 | N/A | 0.1102 | 0.092304 | 849.9239
[8 empty] | Commercial | Energy Star Commercial Solid Door Refrigerator | 3.7765 | 0.48682 | N/A | 0.12695 | 0.056728 | 849.9239
[8 empty] | Commercial | Energy Star Commercial Solid Door Refrigerator | 4.0079 | 0.51664 | N/A | 0.1102 | 0.092304 | 849.9239
[8 empty] | Commercial | Energy Star Commercial Solid Door Refrigerator | 4.0079 | 0.51664 | N/A | 0.1102 | 0.092304 | 849.9239
[8 empty] | Commercial | Energy Star Commercial Solid Door Refrigerator | 3.7765 | 0.48682 | N/A | 0.12695 | 0.056728 | 849.9239
[8 empty] | Commercial | Energy Star Commercial Solid Door Refrigerator | 4.0079 | 0.51664 | N/A | 0.1102 | 0.092304 | 849.9239
[8 empty] | Commercial | Energy Star Commercial Solid Door Refrigerator | 3.7765 | 0.48682 | N/A | 0.12695 | 0.056728 | 849.9239
[8 empty] | Commercial | Energy Star Commercial Solid Door Refrigerator | 3.7765 | 0.48682 | N/A | 0.12695 | 0.056728 | 849.9239
[8 empty] | Commercial | Energy Star Commercial Solid Door Refrigerator | 4.0079 | 0.51664 | N/A | 0.1102 | 0.092304 | 849.9239
[8 empty] | Commercial | Energy Star Commercial Solid Door Refrigerator | 3.7765 | 0.48682 | N/A | 0.12695 | 0.056728 | 849.9239
[8 empty] | Commercial | Energy Star Commercial Solid Door Refrigerator | 4.0079 | 0.51664 | N/A | 0.1102 | 0.092304 | 849.9239
[8 empty] | Commercial | Energy Star Commercial Solid Door Refrigerator | 3.7765 | 0.48682 | N/A | 0.12695 | 0.056728 | 849.9239
[8 empty] | Commercial | Refrigerated Display Case LED Lighting | 2.1977 | 0.50158 | N/A | 0.024002 | 0.013074 | 160.9897
[8 empty] | Commercial | Refrigerated Display Case LED Lighting | 2.2637 | 0.51664 | N/A | 0.020873 | 0.017484 | 160.9897
[8 empty] | Commercial | Refrigerated Display Case LED Lighting | 2.1977 | 0.50158 | N/A | 0.024002 | 0.013074 | 160.9897
[8 empty] | Commercial | Refrigerated Display Case LED Lighting | 2.2637 | 0.51664 | N/A | 0.020873 | 0.017484 | 160.9897
[8 empty] | Commercial | Refrigerated Display Case LED Lighting | 2.2637 | 0.51664 | N/A | 0.020873 | 0.017484 | 160.9897
[8 empty] | Commercial | Refrigerated Display Case LED Lighting | 2.1977 | 0.50158 | N/A | 0.024002 | 0.013074 | 160.9897
[8 empty] | Commercial | Refrigerated Display Case LED Lighting | 2.2637 | 0.51664 | N/A | 0.020873 | 0.017484 | 160.9897
[8 empty] | Commercial | Refrigerated Display Case LED Lighting | 2.1977 | 0.50158 | N/A | 0.024002 | 0.013074 | 160.9897
[8 empty] | Commercial | Refrigerated Display Case LED Lighting | 2.1977 | 0.50158 | N/A | 0.024002 | 0.013074 | 160.9897
[8 empty] | Commercial | Refrigerated Display Case LED Lighting | 2.2637 | 0.51664 | N/A | 0.020873 | 0.017484 | 160.9897
[8 empty] | Commercial | Refrigerated Display Case LED Lighting | 2.1977 | 0.50158 | N/A | 0.024002 | 0.013074 | 160.9897
[8 empty] | Commercial | Refrigerated Display Case LED Lighting | 2.2637 | 0.51664 | N/A | 0.020873 | 0.017484 | 160.9897
[8 empty] | Commercial | Refrigerated Display Case LED Lighting | 2.1977 | 0.50158 | N/A | 0.024002 | 0.013074 | 160.9897
[8 empty] | Commercial | High Speed Fans | 2.1526 | 0.42415 | N/A | 0.070783 | 0.0064843 | 508.5618
[8 empty] | Commercial | High Speed Fans | 2.622 | 0.51664 | N/A | 0.065938 | 0.055231 | 508.5618
[8 empty] | Commercial | High Speed Fans | 2.1526 | 0.42415 | N/A | 0.070783 | 0.0064843 | 508.5618
[8 empty] | Commercial | High Speed Fans | 2.622 | 0.51664 | N/A | 0.065938 | 0.055231 | 508.5618
[8 empty] | Commercial | High Speed Fans | 2.622 | 0.51664 | N/A | 0.065938 | 0.055231 | 508.5618
[8 empty] | Commercial | High Speed Fans | 2.1526 | 0.42415 | N/A | 0.070783 | 0.0064843 | 508.5618
[8 empty] | Commercial | High Speed Fans | 2.622 | 0.51664 | N/A | 0.065938 | 0.055231 | 508.5618
[8 empty] | Commercial | High Speed Fans | 2.1526 | 0.42415 | N/A | 0.070783 | 0.0064843 | 508.5618
[8 empty] | Commercial | High Speed Fans | 2.1526 | 0.42415 | N/A | 0.070783 | 0.0064843 | 508.5618
[8 empty] | Commercial | High Speed Fans | 2.622 | 0.51664 | N/A | 0.065938 | 0.055231 | 508.5618
[8 empty] | Commercial | High Speed Fans | 2.1526 | 0.42415 | N/A | 0.070783 | 0.0064843 | 508.5618
[8 empty] | Commercial | High Speed Fans | 2.622 | 0.51664 | N/A | 0.065938 | 0.055231 | 508.5618
[8 empty] | Commercial | High Speed Fans | 2.1526 | 0.42415 | N/A | 0.070783 | 0.0064843 | 508.5618
[8 empty] | Commercial | High Speed Fans | 2.1526 | 0.42415 | N/A | 0.070783 | 0.0064843 | 508.5618
[8 empty] | Commercial | High Speed Fans | 2.622 | 0.51664 | N/A | 0.065938 | 0.055231 | 508.5618
[8 empty] | Commercial | High Speed Fans | 2.1526 | 0.42415 | N/A | 0.070783 | 0.0064843 | 508.5618
[8 empty] | Commercial | High Speed Fans | 2.622 | 0.51664 | N/A | 0.065938 | 0.055231 | 508.5618
[8 empty] | Commercial | High Speed Fans | 2.622 | 0.51664 | N/A | 0.065938 | 0.055231 | 508.5618
[8 empty] | Commercial | High Speed Fans | 2.1526 | 0.42415 | N/A | 0.070783 | 0.0064843 | 508.5618
[8 empty] | Commercial | High Speed Fans | 2.622 | 0.51664 | N/A | 0.065938 | 0.055231 | 508.5618
[8 empty] | Commercial | High Speed Fans | 2.1526 | 0.42415 | N/A | 0.070783 | 0.0064843 | 508.5618
[8 empty] | Commercial | High Speed Fans | 2.1526 | 0.42415 | N/A | 0.070783 | 0.0064843 | 508.5618
[8 empty] | Commercial | High Speed Fans | 2.622 | 0.51664 | N/A | 0.065938 | 0.055231 | 508.5618
[8 empty] | Commercial | High Speed Fans | 2.1526 | 0.42415 | N/A | 0.070783 | 0.0064843 | 508.5618
[8 empty] | Commercial | High Speed Fans | 2.622 | 0.51664 | N/A | 0.065938 | 0.055231 | 508.5618
[8 empty] | Commercial | High Speed Fans | 2.1526 | 0.42415 | N/A | 0.070783 | 0.0064843 | 508.5618
[8 empty] | Commercial | Faucet Aerator | 10.993 | 0.58766 | N/A | 0.05118 | 0.030823 | 245.5646
[8 empty] | Commercial | Faucet Aerator | 11.7451 | 0.62787 | N/A | 0.25657 | 0.67071 | 2783.0649
[8 empty] | Commercial | Faucet Aerator | 15.3397 | 0.82003 | N/A | 0.013033 | 0.11121 | 245.5646
[8 empty] | Commercial | Faucet Aerator | 10.993 | 0.58766 | N/A | 0.05118 | 0.030823 | 245.5646
[8 empty] | Commercial | Faucet Aerator | 11.7451 | 0.62787 | N/A | 0.2943 | 0.76934 | 3192.3392
[8 empty] | Commercial | Faucet Aerator | 10.993 | 0.58766 | N/A | 2.7637 | 1.6644 | 13260.4858
[8 empty] | Commercial | Faucet Aerator | 15.3397 | 0.82003 | N/A | 0.034753 | 0.29655 | 654.8388
[8 empty] | Commercial | Faucet Aerator | 10.993 | 0.58766 | N/A | 0.40944 | 0.24658 | 1964.5164
[8 empty] | Commercial | Faucet Aerator | 10.993 | 0.58766 | N/A | 0.05118 | 0.030823 | 245.5646
[8 empty] | Commercial | Faucet Aerator | 15.3397 | 0.82003 | N/A | 0.0043442 | 0.037069 | 81.8549
[8 empty] | Commercial | Faucet Aerator | 15.3397 | 0.82003 | N/A | 0.0086884 | 0.074138 | 163.7097
[8 empty] | Commercial | Faucet Aerator | 10.993 | 0.58766 | N/A | 0.01706 | 0.010274 | 81.8549
[8 empty] | Commercial | Faucet Aerator | 10.993 | 0.58766 | N/A | 0.01706 | 0.010274 | 81.8549
[8 empty] | Commercial | Faucet Aerator | 10.993 | 0.58766 | N/A | 0.05118 | 0.030823 | 245.5646
[8 empty] | Commercial | Faucet Aerator | 11.7451 | 0.62787 | N/A | 0.25657 | 0.67071 | 2783.0649
[8 empty] | Commercial | Faucet Aerator | 15.3397 | 0.82003 | N/A | 0.013033 | 0.11121 | 245.5646
[8 empty] | Commercial | Faucet Aerator | 10.993 | 0.58766 | N/A | 0.05118 | 0.030823 | 245.5646
[8 empty] | Commercial | Faucet Aerator | 11.7451 | 0.62787 | N/A | 0.2943 | 0.76934 | 3192.3392
[8 empty] | Commercial | Faucet Aerator | 10.993 | 0.58766 | N/A | 2.7637 | 1.6644 | 13260.4858
[8 empty] | Commercial | Faucet Aerator | 15.3397 | 0.82003 | N/A | 0.034753 | 0.29655 | 654.8388
[8 empty] | Commercial | Faucet Aerator | 10.993 | 0.58766 | N/A | 0.40944 | 0.24658 | 1964.5164
[8 empty] | Commercial | Faucet Aerator | 10.993 | 0.58766 | N/A | 0.05118 | 0.030823 | 245.5646
[8 empty] | Commercial | Faucet Aerator | 15.3397 | 0.82003 | N/A | 0.0043442 | 0.037069 | 81.8549
[8 empty] | Commercial | Faucet Aerator | 15.3397 | 0.82003 | N/A | 0.0086884 | 0.074138 | 163.7097
[8 empty] | Commercial | Faucet Aerator | 10.993 | 0.58766 | N/A | 0.01706 | 0.010274 | 81.8549
[8 empty] | Commercial | Faucet Aerator | 10.993 | 0.58766 | N/A | 0.01706 | 0.010274 | 81.8549
[8 empty] | Commercial | Hot Water Circulation Pump Control | 1.1244 | 0.52961 | N/A | 0.8107 | 0.8107 | 6510
[8 empty] | Commercial | Hot Water Circulation Pump Control | 1.1244 | 0.52961 | N/A | 1.2161 | 1.2161 | 9765
[8 empty] | Commercial | Hot Water Circulation Pump Control | 1.1244 | 0.52961 | N/A | 0.8107 | 0.8107 | 6510
[8 empty] | Commercial | Hot Water Circulation Pump Control | 1.1244 | 0.52961 | N/A | 1.2161 | 1.2161 | 9765
[8 empty] | Commercial | Hot Water Pipe Insulation | 5.884 | 0.52195 | N/A | 0.15144 | 0.1702 | 1355.592
[8 empty] | Commercial | Hot Water Pipe Insulation | 5.77 | 0.51184 | N/A | 1.5475 | 1.5475 | 13555.9203
[8 empty] | Commercial | Hot Water Pipe Insulation | 5.7529 | 0.51032 | N/A | 0.10667 | 0.18442 | 1355.592
[8 empty] | Commercial | Hot Water Pipe Insulation | 5.884 | 0.52195 | N/A | 0.15144 | 0.1702 | 1355.592
[8 empty] | Commercial | Hot Water Pipe Insulation | 5.77 | 0.51184 | N/A | 2.3212 | 2.3212 | 20333.8804
[8 empty] | Commercial | Hot Water Pipe Insulation | 5.884 | 0.52195 | N/A | 3.786 | 4.255 | 33889.8007
[8 empty] | Commercial | Hot Water Pipe Insulation | 5.7529 | 0.51032 | N/A | 0.32002 | 0.55325 | 4066.7761
[8 empty] | Commercial | Hot Water Pipe Insulation | 5.884 | 0.52195 | N/A | 3.0288 | 3.404 | 27111.8406
[8 empty] | Commercial | Hot Water Pipe Insulation | 5.884 | 0.52195 | N/A | 0.45432 | 0.51059 | 4066.7761
[8 empty] | Commercial | Hot Water Pipe Insulation | 5.7529 | 0.51032 | N/A | 0.21335 | 0.36883 | 2711.1841
[8 empty] | Commercial | Hot Water Pipe Insulation | 5.7529 | 0.51032 | N/A | 0.32002 | 0.55325 | 4066.7761
[8 empty] | Commercial | Hot Water Pipe Insulation | 5.884 | 0.52195 | N/A | 0.15144 | 0.1702 | 1355.592
[8 empty] | Commercial | Hot Water Pipe Insulation | 5.884 | 0.52195 | N/A | 0.15144 | 0.1702 | 1355.592
[8 empty] | Commercial | Hot Water Pipe Insulation | 5.884 | 0.52195 | N/A | 0.15144 | 0.1702 | 1355.592
[8 empty] | Commercial | Hot Water Pipe Insulation | 5.77 | 0.51184 | N/A | 1.5475 | 1.5475 | 13555.9203
[8 empty] | Commercial | Hot Water Pipe Insulation | 5.7529 | 0.51032 | N/A | 0.10667 | 0.18442 | 1355.592
[8 empty] | Commercial | Hot Water Pipe Insulation | 5.884 | 0.52195 | N/A | 0.15144 | 0.1702 | 1355.592
[8 empty] | Commercial | Hot Water Pipe Insulation | 5.77 | 0.51184 | N/A | 2.3212 | 2.3212 | 20333.8804
[8 empty] | Commercial | Hot Water Pipe Insulation | 5.884 | 0.52195 | N/A | 3.786 | 4.255 | 33889.8007
[8 empty] | Commercial | Hot Water Pipe Insulation | 5.7529 | 0.51032 | N/A | 0.32002 | 0.55325 | 4066.7761
[8 empty] | Commercial | Hot Water Pipe Insulation | 5.884 | 0.52195 | N/A | 3.0288 | 3.404 | 27111.8406
[8 empty] | Commercial | Hot Water Pipe Insulation | 5.884 | 0.52195 | N/A | 0.45432 | 0.51059 | 4066.7761
[8 empty] | Commercial | Hot Water Pipe Insulation | 5.7529 | 0.51032 | N/A | 0.21335 | 0.36883 | 2711.1841
[8 empty] | Commercial | Hot Water Pipe Insulation | 5.7529 | 0.51032 | N/A | 0.32002 | 0.55325 | 4066.7761
[8 empty] | Commercial | Hot Water Pipe Insulation | 5.884 | 0.52195 | N/A | 0.15144 | 0.1702 | 1355.592
[8 empty] | Commercial | Hot Water Pipe Insulation | 5.884 | 0.52195 | N/A | 0.15144 | 0.1702 | 1355.592
[8 empty] | Commercial | Low Flow Shower Head | 11.8634 | 0.54731 | N/A | 0.029366 | 0.019532 | 173.768
[8 empty] | Commercial | Low Flow Shower Head | 16.1289 | 0.7441 | N/A | 0.47547 | 2.4944 | 6776.952
[8 empty] | Commercial | Low Flow Shower Head | 16.1289 | 0.7441 | N/A | 0.012191 | 0.063959 | 173.768
[8 empty] | Commercial | Low Flow Shower Head | 13.6095 | 0.62787 | N/A | 0.01602 | 0.041877 | 173.768
[8 empty] | Commercial | Low Flow Shower Head | 13.6095 | 0.62787 | N/A | 0.41651 | 1.0888 | 4517.968
[8 empty] | Commercial | Low Flow Shower Head | 11.8634 | 0.54731 | N/A | 0.64604 | 0.4297 | 3822.896
[8 empty] | Commercial | Low Flow Shower Head | 17.7432 | 0.81857 | N/A | 0.10115 | 0.86313 | 1911.448
[8 empty] | Commercial | Low Flow Shower Head | 11.8634 | 0.54731 | N/A | 0.49922 | 0.33204 | 2954.056
[8 empty] | Commercial | Low Flow Shower Head | 11.8634 | 0.54731 | N/A | 0.058731 | 0.039063 | 347.536
[8 empty] | Commercial | Low Flow Shower Head | 16.1289 | 0.7441 | N/A | 0.012191 | 0.063959 | 173.768
[8 empty] | Commercial | Low Flow Shower Head | 16.1289 | 0.7441 | N/A | 0.024383 | 0.12792 | 347.536
[8 empty] | Commercial | Low Flow Shower Head | 11.8634 | 0.54731 | N/A | 0.029366 | 0.019532 | 173.768
[8 empty] | Commercial | Low Flow Shower Head | 11.8634 | 0.54731 | N/A | 0.029366 | 0.019532 | 173.768
[8 empty] | Commercial | Low Flow Shower Head | 11.8634 | 0.54731 | N/A | 0.029366 | 0.019532 | 173.768
[8 empty] | Commercial | Low Flow Shower Head | 16.1289 | 0.7441 | N/A | 0.47547 | 2.4944 | 6776.952
[8 empty] | Commercial | Low Flow Shower Head | 16.1289 | 0.7441 | N/A | 0.012191 | 0.063959 | 173.768
[8 empty] | Commercial | Low Flow Shower Head | 13.6095 | 0.62787 | N/A | 0.01602 | 0.041877 | 173.768
[8 empty] | Commercial | Low Flow Shower Head | 13.6095 | 0.62787 | N/A | 0.41651 | 1.0888 | 4517.968
[8 empty] | Commercial | Low Flow Shower Head | 11.8634 | 0.54731 | N/A | 0.64604 | 0.4297 | 3822.896
[8 empty] | Commercial | Low Flow Shower Head | 17.7432 | 0.81857 | N/A | 0.10115 | 0.86313 | 1911.448
[8 empty] | Commercial | Low Flow Shower Head | 11.8634 | 0.54731 | N/A | 0.49922 | 0.33204 | 2954.056
[8 empty] | Commercial | Low Flow Shower Head | 11.8634 | 0.54731 | N/A | 0.058731 | 0.039063 | 347.536
[8 empty] | Commercial | Low Flow Shower Head | 16.1289 | 0.7441 | N/A | 0.012191 | 0.063959 | 173.768
[8 empty] | Commercial | Low Flow Shower Head | 16.1289 | 0.7441 | N/A | 0.024383 | 0.12792 | 347.536
[8 empty] | Commercial | Low Flow Shower Head | 11.8634 | 0.54731 | N/A | 0.029366 | 0.019532 | 173.768
[8 empty] | Commercial | Low Flow Shower Head | 11.8634 | 0.54731 | N/A | 0.029366 | 0.019532 | 173.768
[8 empty] | Commercial | Low-Flow Pre-Rinse Sprayers | 11.4419 | 0.62787 | N/A | 0.20853 | 0.54512 | 2261.9741
[8 empty] | Commercial | Low-Flow Pre-Rinse Sprayers | 11.4419 | 0.62787 | N/A | 0.20853 | 0.54512 | 2261.9741
[8 empty] | Commercial | Low-Flow Pre-Rinse Sprayers | 11.4419 | 0.62787 | N/A | 0.20853 | 0.54512 | 2261.9741
[8 empty] | Commercial | Low-Flow Pre-Rinse Sprayers | 11.4419 | 0.62787 | N/A | 0.20853 | 0.54512 | 2261.9741
[8 empty] | Commercial | Low-Flow Pre-Rinse Sprayers | 11.4419 | 0.62787 | N/A | 0.20853 | 0.54512 | 2261.9741
[8 empty] | Commercial | Low-Flow Pre-Rinse Sprayers | 11.4419 | 0.62787 | N/A | 0.20853 | 0.54512 | 2261.9741
[8 empty] | Commercial | Low-Flow Pre-Rinse Sprayers | 14.9437 | 0.82003 | N/A | 0.12005 | 1.0244 | 2261.9741
[8 empty] | Commercial | Low-Flow Pre-Rinse Sprayers | 11.4419 | 0.62787 | N/A | 0.20853 | 0.54512 | 2261.9741
[8 empty] | Commercial | Low-Flow Pre-Rinse Sprayers | 11.4419 | 0.62787 | N/A | 0.20853 | 0.54512 | 2261.9741
[8 empty] | Commercial | Low-Flow Pre-Rinse Sprayers | 9.3597 | 0.51361 | N/A | 0.35603 | 0.19768 | 2261.9741
[8 empty] | Commercial | Low-Flow Pre-Rinse Sprayers | 11.4419 | 0.62787 | N/A | 0.20853 | 0.54512 | 2261.9741
[8 empty] | Commercial | Low-Flow Pre-Rinse Sprayers | 11.4419 | 0.62787 | N/A | 0.10427 | 0.27256 | 1130.987
[8 empty] | Commercial | Low-Flow Pre-Rinse Sprayers | 11.4419 | 0.62787 | N/A | 0.20853 | 0.54512 | 2261.9741
[8 empty] | Commercial | Low-Flow Pre-Rinse Sprayers | 11.4419 | 0.62787 | N/A | 0.20853 | 0.54512 | 2261.9741
[8 empty] | Commercial | Low-Flow Pre-Rinse Sprayers | 11.4419 | 0.62787 | N/A | 0.20853 | 0.54512 | 2261.9741
[8 empty] | Commercial | Low-Flow Pre-Rinse Sprayers | 11.4419 | 0.62787 | N/A | 0.20853 | 0.54512 | 2261.9741
[8 empty] | Commercial | Low-Flow Pre-Rinse Sprayers | 11.4419 | 0.62787 | N/A | 0.20853 | 0.54512 | 2261.9741
[8 empty] | Commercial | Low-Flow Pre-Rinse Sprayers | 11.4419 | 0.62787 | N/A | 0.20853 | 0.54512 | 2261.9741
[8 empty] | Commercial | Low-Flow Pre-Rinse Sprayers | 11.4419 | 0.62787 | N/A | 0.20853 | 0.54512 | 2261.9741
[8 empty] | Commercial | Low-Flow Pre-Rinse Sprayers | 14.9437 | 0.82003 | N/A | 0.12005 | 1.0244 | 2261.9741
[8 empty] | Commercial | Low-Flow Pre-Rinse Sprayers | 11.4419 | 0.62787 | N/A | 0.20853 | 0.54512 | 2261.9741
[8 empty] | Commercial | Low-Flow Pre-Rinse Sprayers | 11.4419 | 0.62787 | N/A | 0.20853 | 0.54512 | 2261.9741
[8 empty] | Commercial | Low-Flow Pre-Rinse Sprayers | 9.3597 | 0.51361 | N/A | 0.35603 | 0.19768 | 2261.9741
[8 empty] | Commercial | Low-Flow Pre-Rinse Sprayers | 11.4419 | 0.62787 | N/A | 0.20853 | 0.54512 | 2261.9741
[8 empty] | Commercial | Low-Flow Pre-Rinse Sprayers | 11.4419 | 0.62787 | N/A | 0.10427 | 0.27256 | 1130.987
[8 empty] | Commercial | Low-Flow Pre-Rinse Sprayers | 11.4419 | 0.62787 | N/A | 0.20853 | 0.54512 | 2261.9741
[8 empty] | Commercial | Tank Wrap on Water Heater | 1.1529 | 0.48998 | N/A | 0.026439 | 0.026975 | 263.9459
[8 empty] | Commercial | Tank Wrap on Water Heater | 1.1529 | 0.48998 | N/A | 0.26439 | 0.26975 | 2639.4593
[8 empty] | Commercial | Tank Wrap on Water Heater | 1.1529 | 0.48998 | N/A | 0.026439 | 0.026975 | 263.9459
[8 empty] | Commercial | Tank Wrap on Water Heater | 1.1529 | 0.48998 | N/A | 0.026439 | 0.026975 | 263.9459
[8 empty] | Commercial | Tank Wrap on Water Heater | 1.1529 | 0.48998 | N/A | 0.39659 | 0.40463 | 3959.189
[8 empty] | Commercial | Tank Wrap on Water Heater | 1.1529 | 0.48998 | N/A | 0.66098 | 0.67439 | 6598.6483
[8 empty] | Commercial | Tank Wrap on Water Heater | 1.1529 | 0.48998 | N/A | 0.079318 | 0.080926 | 791.8378
[8 empty] | Commercial | Tank Wrap on Water Heater | 1.1529 | 0.48998 | N/A | 0.52878 | 0.53951 | 5278.9187
[8 empty] | Commercial | Tank Wrap on Water Heater | 1.1529 | 0.48998 | N/A | 0.079318 | 0.080926 | 791.8378
[8 empty] | Commercial | Tank Wrap on Water Heater | 1.1529 | 0.48998 | N/A | 0.052878 | 0.053951 | 527.8919
[8 empty] | Commercial | Tank Wrap on Water Heater | 1.1529 | 0.48998 | N/A | 0.079318 | 0.080926 | 791.8378
[8 empty] | Commercial | Tank Wrap on Water Heater | 1.1529 | 0.48998 | N/A | 0.026439 | 0.026975 | 263.9459
[8 empty] | Commercial | Tank Wrap on Water Heater | 1.1529 | 0.48998 | N/A | 0.026439 | 0.026975 | 263.9459
[8 empty] | Commercial | Tank Wrap on Water Heater | 1.1029 | 0.48998 | N/A | 0.025292 | 0.025805 | 252.4943
[8 empty] | Commercial | Tank Wrap on Water Heater | 1.1029 | 0.48998 | N/A | 0.25292 | 0.25805 | 2524.9431
[8 empty] | Commercial | Tank Wrap on Water Heater | 1.1029 | 0.48998 | N/A | 0.025292 | 0.025805 | 252.4943
[8 empty] | Commercial | Tank Wrap on Water Heater | 1.1029 | 0.48998 | N/A | 0.025292 | 0.025805 | 252.4943
[8 empty] | Commercial | Tank Wrap on Water Heater | 1.1029 | 0.48998 | N/A | 0.37938 | 0.38708 | 3787.4147
[8 empty] | Commercial | Tank Wrap on Water Heater | 1.1029 | 0.48998 | N/A | 0.6323 | 0.64513 | 6312.3578
[8 empty] | Commercial | Tank Wrap on Water Heater | 1.1029 | 0.48998 | N/A | 0.075876 | 0.077415 | 757.4829
[8 empty] | Commercial | Tank Wrap on Water Heater | 1.1029 | 0.48998 | N/A | 0.50584 | 0.5161 | 5049.8862
[8 empty] | Commercial | Tank Wrap on Water Heater | 1.1029 | 0.48998 | N/A | 0.075876 | 0.077415 | 757.4829
[8 empty] | Commercial | Tank Wrap on Water Heater | 1.1029 | 0.48998 | N/A | 0.050584 | 0.05161 | 504.9886
[8 empty] | Commercial | Tank Wrap on Water Heater | 1.1029 | 0.48998 | N/A | 0.075876 | 0.077415 | 757.4829
[8 empty] | Commercial | Tank Wrap on Water Heater | 1.1029 | 0.48998 | N/A | 0.025292 | 0.025805 | 252.4943
[8 empty] | Commercial | Tank Wrap on Water Heater | 1.1029 | 0.48998 | N/A | 0.025292 | 0.025805 | 252.4943
[8 empty] | Commercial | Thermostatic Shower Restriction Valve | 23.4604 | 0.54731 | N/A | 0.14494 | 0.096401 | 857.6505
[8 empty] | Commercial | Thermostatic Shower Restriction Valve | 31.8955 | 0.7441 | N/A | 2.3467 | 12.3114 | 33448.368
[8 empty] | Commercial | Thermostatic Shower Restriction Valve | 31.8955 | 0.7441 | N/A | 0.060172 | 0.31568 | 857.6505
[8 empty] | Commercial | Thermostatic Shower Restriction Valve | 26.9134 | 0.62787 | N/A | 0.079067 | 0.20669 | 857.6505
[8 empty] | Commercial | Thermostatic Shower Restriction Valve | 26.9134 | 0.62787 | N/A | 2.0558 | 5.3739 | 22298.912
[8 empty] | Commercial | Thermostatic Shower Restriction Valve | 23.4604 | 0.54731 | N/A | 3.1886 | 2.1208 | 18868.3101
[8 empty] | Commercial | Thermostatic Shower Restriction Valve | 35.0878 | 0.81857 | N/A | 0.49923 | 4.2601 | 9434.1551
[8 empty] | Commercial | Thermostatic Shower Restriction Valve | 23.4604 | 0.54731 | N/A | 2.4639 | 1.6388 | 14580.0578
[8 empty] | Commercial | Thermostatic Shower Restriction Valve | 23.4604 | 0.54731 | N/A | 0.28987 | 0.1928 | 1715.3009
[8 empty] | Commercial | Thermostatic Shower Restriction Valve | 31.8955 | 0.7441 | N/A | 0.060172 | 0.31568 | 857.6505
[8 empty] | Commercial | Thermostatic Shower Restriction Valve | 31.8955 | 0.7441 | N/A | 0.12034 | 0.63135 | 1715.3009
[8 empty] | Commercial | Thermostatic Shower Restriction Valve | 23.4604 | 0.54731 | N/A | 0.14494 | 0.096401 | 857.6505
[8 empty] | Commercial | Thermostatic Shower Restriction Valve | 23.4604 | 0.54731 | N/A | 0.14494 | 0.096401 | 857.6505
[8 empty] | Commercial | Thermostatic Shower Restriction Valve | 23.4604 | 0.54731 | N/A | 0.14494 | 0.096401 | 857.6505
[8 empty] | Commercial | Thermostatic Shower Restriction Valve | 31.8955 | 0.7441 | N/A | 2.3467 | 12.3114 | 33448.368
[8 empty] | Commercial | Thermostatic Shower Restriction Valve | 31.8955 | 0.7441 | N/A | 0.060172 | 0.31568 | 857.6505
[8 empty] | Commercial | Thermostatic Shower Restriction Valve | 26.9134 | 0.62787 | N/A | 0.079067 | 0.20669 | 857.6505
[8 empty] | Commercial | Thermostatic Shower Restriction Valve | 26.9134 | 0.62787 | N/A | 2.0558 | 5.3739 | 22298.912
[8 empty] | Commercial | Thermostatic Shower Restriction Valve | 23.4604 | 0.54731 | N/A | 3.1886 | 2.1208 | 18868.3101
[8 empty] | Commercial | Thermostatic Shower Restriction Valve | 35.0878 | 0.81857 | N/A | 0.49923 | 4.2601 | 9434.1551
[8 empty] | Commercial | Thermostatic Shower Restriction Valve | 23.4604 | 0.54731 | N/A | 2.4639 | 1.6388 | 14580.0578
[8 empty] | Commercial | Thermostatic Shower Restriction Valve | 23.4604 | 0.54731 | N/A | 0.28987 | 0.1928 | 1715.3009
[8 empty] | Commercial | Thermostatic Shower Restriction Valve | 31.8955 | 0.7441 | N/A | 0.060172 | 0.31568 | 857.6505
[8 empty] | Commercial | Thermostatic Shower Restriction Valve | 31.8955 | 0.7441 | N/A | 0.12034 | 0.63135 | 1715.3009
[8 empty] | Commercial | Thermostatic Shower Restriction Valve | 23.4604 | 0.54731 | N/A | 0.14494 | 0.096401 | 857.6505
[8 empty] | Commercial | Thermostatic Shower Restriction Valve | 23.4604 | 0.54731 | N/A | 0.14494 | 0.096401 | 857.6505
[8 empty] | Commercial | Bi-Level Lighting Control (Exterior) | 1.6115 | 0.31635 | N/A | 0 | 0 | 1357.8
[8 empty] | Commercial | Bi-Level Lighting Control (Exterior) | 1.6115 | 0.31635 | N/A | 0 | 0 | 1357.8
[8 empty] | Commercial | Bi-Level Lighting Control (Exterior) | 1.6115 | 0.31635 | N/A | 0 | 0 | 1357.8
[8 empty] | Commercial | Bi-Level Lighting Control (Exterior) | 1.6115 | 0.31635 | N/A | 0 | 0 | 1357.8
[8 empty] | Commercial | Bi-Level Lighting Control (Exterior) | 1.6115 | 0.31635 | N/A | 0 | 0 | 1357.8
[8 empty] | Commercial | Bi-Level Lighting Control (Exterior) | 1.6115 | 0.31635 | N/A | 0 | 0 | 1357.8
[8 empty] | Commercial | Bi-Level Lighting Control (Exterior) | 1.6115 | 0.31635 | N/A | 0 | 0 | 1357.8
[8 empty] | Commercial | Bi-Level Lighting Control (Exterior) | 1.6115 | 0.31635 | N/A | 0 | 0 | 1357.8
[8 empty] | Commercial | Bi-Level Lighting Control (Exterior) | 1.6115 | 0.31635 | N/A | 0 | 0 | 1357.8
[8 empty] | Commercial | Bi-Level Lighting Control (Exterior) | 1.6115 | 0.31635 | N/A | 0 | 0 | 1357.8
[8 empty] | Commercial | Bi-Level Lighting Control (Exterior) | 1.6115 | 0.31635 | N/A | 0 | 0 | 1357.8
[8 empty] | Commercial | Bi-Level Lighting Control (Exterior) | 1.6115 | 0.31635 | N/A | 0 | 0 | 1357.8
[8 empty] | Commercial | Bi-Level Lighting Control (Exterior) | 1.6115 | 0.31635 | N/A | 0 | 0 | 1357.8
[8 empty] | Commercial | Bi-Level Lighting Control (Exterior) | 1.6115 | 0.31635 | N/A | 0 | 0 | 1357.8
[8 empty] | Commercial | Bi-Level Lighting Control (Exterior) | 1.6115 | 0.31635 | N/A | 0 | 0 | 1357.8
[8 empty] | Commercial | Bi-Level Lighting Control (Exterior) | 1.6115 | 0.31635 | N/A | 0 | 0 | 1357.8
[8 empty] | Commercial | Bi-Level Lighting Control (Exterior) | 1.6115 | 0.31635 | N/A | 0 | 0 | 1357.8
[8 empty] | Commercial | Bi-Level Lighting Control (Exterior) | 1.6115 | 0.31635 | N/A | 0 | 0 | 1357.8
[8 empty] | Commercial | Bi-Level Lighting Control (Exterior) | 1.6115 | 0.31635 | N/A | 0 | 0 | 1357.8
[8 empty] | Commercial | Bi-Level Lighting Control (Exterior) | 1.6115 | 0.31635 | N/A | 0 | 0 | 1357.8
[8 empty] | Commercial | Bi-Level Lighting Control (Exterior) | 1.6115 | 0.31635 | N/A | 0 | 0 | 1357.8
[8 empty] | Commercial | Bi-Level Lighting Control (Exterior) | 1.6115 | 0.31635 | N/A | 0 | 0 | 1357.8
[8 empty] | Commercial | Bi-Level Lighting Control (Exterior) | 1.6115 | 0.31635 | N/A | 0 | 0 | 1357.8
[8 empty] | Commercial | Bi-Level Lighting Control (Exterior) | 1.6115 | 0.31635 | N/A | 0 | 0 | 1357.8
[8 empty] | Commercial | Bi-Level Lighting Control (Exterior) | 1.6115 | 0.31635 | N/A | 0 | 0 | 1357.8
[8 empty] | Commercial | Bi-Level Lighting Control (Exterior) | 1.6115 | 0.31635 | N/A | 0 | 0 | 1357.8
[8 empty] | Commercial | Outdoor Lighting Controls | 2.0491 | 0.31635 | N/A | 0 | 0 | 562.52
[8 empty] | Commercial | Outdoor Lighting Controls | 2.0491 | 0.31635 | N/A | 0 | 0 | 562.52
[8 empty] | Commercial | Outdoor Lighting Controls | 2.0491 | 0.31635 | N/A | 0 | 0 | 562.52
[8 empty] | Commercial | Outdoor Lighting Controls | 2.0491 | 0.31635 | N/A | 0 | 0 | 562.52
[8 empty] | Commercial | Outdoor Lighting Controls | 2.0491 | 0.31635 | N/A | 0 | 0 | 562.52
[8 empty] | Commercial | Outdoor Lighting Controls | 2.0491 | 0.31635 | N/A | 0 | 0 | 562.52
[8 empty] | Commercial | Outdoor Lighting Controls | 2.0491 | 0.31635 | N/A | 0 | 0 | 562.52
[8 empty] | Commercial | Outdoor Lighting Controls | 2.0491 | 0.31635 | N/A | 0 | 0 | 562.52
[8 empty] | Commercial | Outdoor Lighting Controls | 2.0491 | 0.31635 | N/A | 0 | 0 | 562.52
[8 empty] | Commercial | Outdoor Lighting Controls | 2.0491 | 0.31635 | N/A | 0 | 0 | 562.52
[8 empty] | Commercial | Outdoor Lighting Controls | 2.0491 | 0.31635 | N/A | 0 | 0 | 562.52
[8 empty] | Commercial | Outdoor Lighting Controls | 2.0491 | 0.31635 | N/A | 0 | 0 | 562.52
[8 empty] | Commercial | Outdoor Lighting Controls | 2.0491 | 0.31635 | N/A | 0 | 0 | 562.52
[8 empty] | Commercial | Outdoor Lighting Controls | 2.0491 | 0.31635 | N/A | 0 | 0 | 562.52
[8 empty] | Commercial | Outdoor Lighting Controls | 2.0491 | 0.31635 | N/A | 0 | 0 | 562.52
[8 empty] | Commercial | Outdoor Lighting Controls | 2.0491 | 0.31635 | N/A | 0 | 0 | 562.52
[8 empty] | Commercial | Outdoor Lighting Controls | 2.0491 | 0.31635 | N/A | 0 | 0 | 562.52
[8 empty] | Commercial | Outdoor Lighting Controls | 2.0491 | 0.31635 | N/A | 0 | 0 | 562.52
[8 empty] | Commercial | Outdoor Lighting Controls | 2.0491 | 0.31635 | N/A | 0 | 0 | 562.52
[8 empty] | Commercial | Outdoor Lighting Controls | 2.0491 | 0.31635 | N/A | 0 | 0 | 562.52
[8 empty] | Commercial | Outdoor Lighting Controls | 2.0491 | 0.31635 | N/A | 0 | 0 | 562.52
[8 empty] | Commercial | Outdoor Lighting Controls | 2.0491 | 0.31635 | N/A | 0 | 0 | 562.52
[8 empty] | Commercial | Outdoor Lighting Controls | 2.0491 | 0.31635 | N/A | 0 | 0 | 562.52
[8 empty] | Commercial | Outdoor Lighting Controls | 2.0491 | 0.31635 | N/A | 0 | 0 | 562.52
[8 empty] | Commercial | Outdoor Lighting Controls | 2.0491 | 0.31635 | N/A | 0 | 0 | 562.52
[8 empty] | Commercial | Outdoor Lighting Controls | 2.0491 | 0.31635 | N/A | 0 | 0 | 562.52
[8 empty] | Commercial | Airside Economizer | 2.0237 | 0.27756 | N/A | -0.46324 | 2.0439e-05 | 2253.2313
[8 empty] | Commercial | Airside Economizer | 22.5814 | 0.37361 | N/A | -1.6012 | 1.8007 | 13457.661
[8 empty] | Commercial | Airside Economizer | 1.9594 | 0.27631 | N/A | -1.2116 | 0.036509 | 5424.8726
[8 empty] | Commercial | Airside Economizer | 2.0237 | 0.27756 | N/A | -1.9468 | 8.5893e-05 | 9469.1388
[8 empty] | Commercial | Airside Economizer | 22.5814 | 0.37361 | N/A | -11.7391 | 13.202 | 98666.9364
[8 empty] | Commercial | Airside Economizer | 2.0237 | 0.27756 | N/A | -2.2505 | 9.9293e-05 | 10946.4253
[8 empty] | Commercial | Airside Economizer | 1.9594 | 0.27631 | N/A | -2.0055 | 0.060432 | 8979.6145
[8 empty] | Commercial | Airside Economizer | 2.0237 | 0.27756 | N/A | -21.4554 | 0.00094663 | 104359.7599
[8 empty] | Commercial | Airside Economizer | 2.0237 | 0.27756 | N/A | -1.6038 | 7.0761e-05 | 7800.9322
[8 empty] | Commercial | Airside Economizer | 1.9594 | 0.27631 | N/A | -1.2625 | 0.038043 | 5652.7504
[8 empty] | Commercial | Airside Economizer | 1.9594 | 0.27631 | N/A | -0.55142 | 0.016616 | 2468.9837
[8 empty] | Commercial | Airside Economizer | 2.0237 | 0.27756 | N/A | -1.8969 | 8.3695e-05 | 9226.8228
[8 empty] | Commercial | Airside Economizer | 2.0237 | 0.27756 | N/A | -0.18844 | 8.3143e-06 | 916.5961
[8 empty] | Commercial | Airside Economizer | 2.0237 | 0.27756 | N/A | -0.46324 | 2.0439e-05 | 2253.2313
[8 empty] | Commercial | Airside Economizer | 22.5814 | 0.37361 | N/A | -1.6012 | 1.8007 | 13457.661
[8 empty] | Commercial | Airside Economizer | 1.9594 | 0.27631 | N/A | -1.2116 | 0.036509 | 5424.8726
[8 empty] | Commercial | Airside Economizer | 2.0237 | 0.27756 | N/A | -1.9468 | 8.5893e-05 | 9469.1388
[8 empty] | Commercial | Airside Economizer | 22.5814 | 0.37361 | N/A | -11.7391 | 13.202 | 98666.9364
[8 empty] | Commercial | Airside Economizer | 2.0237 | 0.27756 | N/A | -2.2505 | 9.9293e-05 | 10946.4253
[8 empty] | Commercial | Airside Economizer | 1.9594 | 0.27631 | N/A | -2.0055 | 0.060432 | 8979.6145
[8 empty] | Commercial | Airside Economizer | 2.0237 | 0.27756 | N/A | -21.4554 | 0.00094663 | 104359.7599
[8 empty] | Commercial | Airside Economizer | 2.0237 | 0.27756 | N/A | -1.6038 | 7.0761e-05 | 7800.9322
[8 empty] | Commercial | Airside Economizer | 1.9594 | 0.27631 | N/A | -1.2625 | 0.038043 | 5652.7504
[8 empty] | Commercial | Airside Economizer | 1.9594 | 0.27631 | N/A | -0.55142 | 0.016616 | 2468.9837
[8 empty] | Commercial | Airside Economizer | 2.0237 | 0.27756 | N/A | -1.8969 | 8.3695e-05 | 9226.8228
[8 empty] | Commercial | Airside Economizer | 2.0237 | 0.27756 | N/A | -0.18844 | 8.3143e-06 | 916.5961
[8 empty] | Commercial | Ceiling Insulation(R2 to R38) | 3.1615 | 0.7957 | N/A | 3.4152e-05 | 0.00076986 | 1.7067
[8 empty] | Commercial | Ceiling Insulation(R2 to R38) | 3.3736 | 0.84909 | N/A | 0.00070587 | 0.00041578 | 1.7067
[8 empty] | Commercial | Ceiling Insulation(R2 to R38) | 3.7228 | 0.93698 | N/A | 0.00034829 | 0.00079653 | 1.7067
[8 empty] | Commercial | Ceiling Insulation(R2 to R38) | 3.1615 | 0.7957 | N/A | 3.4152e-05 | 0.00076986 | 1.7067
[8 empty] | Commercial | Ceiling Insulation(R2 to R38) | 3.3736 | 0.84909 | N/A | 0.00070587 | 0.00041578 | 1.7067
[8 empty] | Commercial | Ceiling Insulation(R2 to R38) | 3.1615 | 0.7957 | N/A | 3.4152e-05 | 0.00076986 | 1.7067
[8 empty] | Commercial | Ceiling Insulation(R2 to R38) | 3.3736 | 0.84909 | N/A | 0.00070587 | 0.00041578 | 1.7067
[8 empty] | Commercial | Ceiling Insulation(R2 to R38) | 3.1615 | 0.7957 | N/A | 3.4152e-05 | 0.00076986 | 1.7067
[8 empty] | Commercial | Ceiling Insulation(R2 to R38) | 3.1615 | 0.7957 | N/A | 3.4152e-05 | 0.00076986 | 1.7067
[8 empty] | Commercial | Ceiling Insulation(R2 to R38) | 3.7228 | 0.93698 | N/A | 0.00034829 | 0.00079653 | 1.7067
[8 empty] | Commercial | Ceiling Insulation(R2 to R38) | 3.7228 | 0.93698 | N/A | 0.00034829 | 0.00079653 | 1.7067
[8 empty] | Commercial | Ceiling Insulation(R2 to R38) | 3.1615 | 0.7957 | N/A | 3.4152e-05 | 0.00076986 | 1.7067
[8 empty] | Commercial | Ceiling Insulation(R2 to R38) | 1.7325 | 0.60256 | N/A | 0.00014015 | 0.00025006 | 1.2351
[8 empty] | Commercial | Ceiling Insulation(R2 to R38) | 3.1417 | 0.7957 | N/A | 3.3938e-05 | 0.00076504 | 1.696
[8 empty] | Commercial | Ceiling Insulation(R2 to R38) | 3.3525 | 0.84909 | N/A | 0.00070144 | 0.00041317 | 1.696
[8 empty] | Commercial | Ceiling Insulation(R2 to R38) | 3.6995 | 0.93698 | N/A | 0.00034611 | 0.00079153 | 1.696
[8 empty] | Commercial | Ceiling Insulation(R2 to R38) | 3.1417 | 0.7957 | N/A | 3.3938e-05 | 0.00076504 | 1.696
[8 empty] | Commercial | Ceiling Insulation(R2 to R38) | 3.3525 | 0.84909 | N/A | 0.00070144 | 0.00041317 | 1.696
[8 empty] | Commercial | Ceiling Insulation(R2 to R38) | 3.1417 | 0.7957 | N/A | 3.3938e-05 | 0.00076504 | 1.696
[8 empty] | Commercial | Ceiling Insulation(R2 to R38) | 3.3525 | 0.84909 | N/A | 0.00070144 | 0.00041317 | 1.696
[8 empty] | Commercial | Ceiling Insulation(R2 to R38) | 3.1417 | 0.7957 | N/A | 3.3938e-05 | 0.00076504 | 1.696
[8 empty] | Commercial | Ceiling Insulation(R2 to R38) | 3.1417 | 0.7957 | N/A | 3.3938e-05 | 0.00076504 | 1.696
[8 empty] | Commercial | Ceiling Insulation(R2 to R38) | 3.6995 | 0.93698 | N/A | 0.00034611 | 0.00079153 | 1.696
[8 empty] | Commercial | Ceiling Insulation(R2 to R38) | 3.6995 | 0.93698 | N/A | 0.00034611 | 0.00079153 | 1.696
[8 empty] | Commercial | Ceiling Insulation(R2 to R38) | 3.1417 | 0.7957 | N/A | 3.3938e-05 | 0.00076504 | 1.696
[8 empty] | Commercial | Ceiling Insulation(R2 to R38) | 1.7175 | 0.60256 | N/A | 0.00013894 | 0.0002479 | 1.2244
[8 empty] | Commercial | Chilled Water Controls Optimization | 21.6236 | 0.59261 | N/A | 1.068 | 0.0010645 | 2632.6549
[8 empty] | Commercial | Chilled Water Controls Optimization | 69.1358 | 0.59194 | N/A | 1.981 | 0.94465 | 8426.8038
[8 empty] | Commercial | Chilled Water Controls Optimization | 33.0087 | 0.59261 | N/A | 1.6304 | 0.0016249 | 4018.783
[8 empty] | Commercial | Chilled Water Controls Optimization | 191.4817 | 0.59194 | N/A | 5.4867 | 2.6163 | 23339.2789
[8 empty] | Commercial | Chilled Water Controls Optimization | 11.6804 | 0.59261 | N/A | 0.57693 | 0.00057499 | 1422.0768
[8 empty] | Commercial | Chilled Water Controls Optimization | 89.8455 | 0.59261 | N/A | 4.4377 | 0.0044228 | 10938.6022
[8 empty] | Commercial | Chilled Water Controls Optimization | 27.8213 | 0.59261 | N/A | 1.3742 | 0.0013695 | 3387.2159
[8 empty] | Commercial | Chilled Water Controls Optimization | 28.4965 | 0.59261 | N/A | 1.4075 | 0.0014028 | 3469.426
[8 empty] | Commercial | Chilled Water Controls Optimization | 35.0412 | 0.59261 | N/A | 1.7308 | 0.001725 | 4266.2303
[8 empty] | Commercial | Chilled Water Controls Optimization | 25.6422 | 0.59261 | N/A | 1.2665 | 0.0012623 | 3121.9177
[8 empty] | Commercial | Chilled Water Controls Optimization | 19.6714 | 0.59261 | N/A | 0.97162 | 0.00096836 | 2394.9758
[8 empty] | Commercial | Chilled Water Controls Optimization | 7.5993 | 0.59261 | N/A | 0.37535 | 0.00037409 | 925.209
[8 empty] | Commercial | Chilled Water Controls Optimization | 21.6236 | 0.59261 | N/A | 1.068 | 0.0010645 | 2632.6549
[8 empty] | Commercial | Chilled Water Controls Optimization | 69.1358 | 0.59194 | N/A | 1.981 | 0.94465 | 8426.8038
[8 empty] | Commercial | Chilled Water Controls Optimization | 33.0087 | 0.59261 | N/A | 1.6304 | 0.0016249 | 4018.783
[8 empty] | Commercial | Chilled Water Controls Optimization | 191.4817 | 0.59194 | N/A | 5.4867 | 2.6163 | 23339.2789
[8 empty] | Commercial | Chilled Water Controls Optimization | 11.6804 | 0.59261 | N/A | 0.57693 | 0.00057499 | 1422.0768
[8 empty] | Commercial | Chilled Water Controls Optimization | 89.8455 | 0.59261 | N/A | 4.4377 | 0.0044228 | 10938.6022
[8 empty] | Commercial | Chilled Water Controls Optimization | 27.8213 | 0.59261 | N/A | 1.3742 | 0.0013695 | 3387.2159
[8 empty] | Commercial | Chilled Water Controls Optimization | 28.4965 | 0.59261 | N/A | 1.4075 | 0.0014028 | 3469.426
[8 empty] | Commercial | Chilled Water Controls Optimization | 35.0412 | 0.59261 | N/A | 1.7308 | 0.001725 | 4266.2303
[8 empty] | Commercial | Chilled Water Controls Optimization | 25.6422 | 0.59261 | N/A | 1.2665 | 0.0012623 | 3121.9177
[8 empty] | Commercial | Chilled Water Controls Optimization | 19.6714 | 0.59261 | N/A | 0.97162 | 0.00096836 | 2394.9758
[8 empty] | Commercial | Chilled Water Controls Optimization | 7.5993 | 0.59261 | N/A | 0.37535 | 0.00037409 | 925.209
[8 empty] | Commercial | Chilled Water System - Variable Speed Drives | 3.6441 | 0.51184 | N/A | 1.0305 | 1.0305 | 9027.4109
[8 empty] | Commercial | Chilled Water System - Variable Speed Drives | 3.6441 | 0.51184 | N/A | 1.0305 | 1.0305 | 9027.4109
[8 empty] | Commercial | Chilled Water System - Variable Speed Drives | 3.6441 | 0.51184 | N/A | 1.0305 | 1.0305 | 9027.4109
[8 empty] | Commercial | Chilled Water System - Variable Speed Drives | 3.6441 | 0.51184 | N/A | 1.0305 | 1.0305 | 9027.4109
[8 empty] | Commercial | Chilled Water System - Variable Speed Drives | 3.6441 | 0.51184 | N/A | 1.0305 | 1.0305 | 9027.4109
[8 empty] | Commercial | Chilled Water System - Variable Speed Drives | 3.6441 | 0.51184 | N/A | 1.0305 | 1.0305 | 9027.4109
[8 empty] | Commercial | Chilled Water System - Variable Speed Drives | 3.6441 | 0.51184 | N/A | 1.0305 | 1.0305 | 9027.4109
[8 empty] | Commercial | Chilled Water System - Variable Speed Drives | 3.6441 | 0.51184 | N/A | 1.0305 | 1.0305 | 9027.4109
[8 empty] | Commercial | Chilled Water System - Variable Speed Drives | 3.6441 | 0.51184 | N/A | 1.0305 | 1.0305 | 9027.4109
[8 empty] | Commercial | Chilled Water System - Variable Speed Drives | 3.6441 | 0.51184 | N/A | 1.0305 | 1.0305 | 9027.4109
[8 empty] | Commercial | Chilled Water System - Variable Speed Drives | 3.6441 | 0.51184 | N/A | 1.0305 | 1.0305 | 9027.4109
[8 empty] | Commercial | Chilled Water System - Variable Speed Drives | 3.6441 | 0.51184 | N/A | 1.0305 | 1.0305 | 9027.4109
[8 empty] | Commercial | Chilled Water System - Variable Speed Drives | 3.6441 | 0.51184 | N/A | 1.0305 | 1.0305 | 9027.4109
[8 empty] | Commercial | Chilled Water System - Variable Speed Drives | 3.6441 | 0.51184 | N/A | 1.0305 | 1.0305 | 9027.4109
[8 empty] | Commercial | Chilled Water System - Variable Speed Drives | 3.6441 | 0.51184 | N/A | 1.0305 | 1.0305 | 9027.4109
[8 empty] | Commercial | Chilled Water System - Variable Speed Drives | 3.6441 | 0.51184 | N/A | 1.0305 | 1.0305 | 9027.4109
[8 empty] | Commercial | Chilled Water System - Variable Speed Drives | 3.6441 | 0.51184 | N/A | 1.0305 | 1.0305 | 9027.4109
[8 empty] | Commercial | Chilled Water System - Variable Speed Drives | 3.6441 | 0.51184 | N/A | 1.0305 | 1.0305 | 9027.4109
[8 empty] | Commercial | Chilled Water System - Variable Speed Drives | 3.6441 | 0.51184 | N/A | 1.0305 | 1.0305 | 9027.4109
[8 empty] | Commercial | Chilled Water System - Variable Speed Drives | 3.6441 | 0.51184 | N/A | 1.0305 | 1.0305 | 9027.4109
[8 empty] | Commercial | Chilled Water System - Variable Speed Drives | 3.6441 | 0.51184 | N/A | 1.0305 | 1.0305 | 9027.4109
[8 empty] | Commercial | Chilled Water System - Variable Speed Drives | 3.6441 | 0.51184 | N/A | 1.0305 | 1.0305 | 9027.4109
[8 empty] | Commercial | Chilled Water System - Variable Speed Drives | 3.6441 | 0.51184 | N/A | 1.0305 | 1.0305 | 9027.4109
[8 empty] | Commercial | Chilled Water System - Variable Speed Drives | 3.6441 | 0.51184 | N/A | 1.0305 | 1.0305 | 9027.4109
[8 empty] | Commercial | Chilled Water System - Variable Speed Drives | 3.6441 | 0.51184 | N/A | 1.0305 | 1.0305 | 9027.4109
[8 empty] | Commercial | Chilled Water System - Variable Speed Drives | 3.6441 | 0.51184 | N/A | 1.0305 | 1.0305 | 9027.4109
[8 empty] | Commercial | Dedicated Outdoor Air System on VRF unit | 1.0065 | 0.84081 | N/A | 0.24347 | 0.24609 | 800.1307
[8 empty] | Commercial | Dedicated Outdoor Air System on VRF unit | 2.1659 | 0.84081 | N/A | 0.52396 | 0.52959 | 1721.9094
[8 empty] | Commercial | Dedicated Outdoor Air System on VRF unit | 2.0635 | 0.84081 | N/A | 0.49919 | 0.50455 | 1640.5025
[8 empty] | Commercial | Dedicated Outdoor Air System on VRF unit | 1.2115 | 0.62156 | N/A | 0.27644 | 0.2031 | 1302.9413
[8 empty] | Commercial | Dedicated Outdoor Air System on VRF unit | 1.1113 | 0.84081 | N/A | 0.26883 | 0.27172 | 883.4693
[8 empty] | Commercial | Dedicated Outdoor Air System on VRF unit | 1.7129 | 0.84081 | N/A | 0.41437 | 0.41882 | 1361.7563
[8 empty] | Commercial | Dedicated Outdoor Air System on VRF unit | 1.3196 | 0.84081 | N/A | 0.31922 | 0.32265 | 1049.061
[8 empty] | Commercial | Dedicated Outdoor Air System on VRF unit | 1.1518 | 0.84081 | N/A | 0.27862 | 0.28162 | 915.6498
[8 empty] | Commercial | Dedicated Outdoor Air System on VRF unit | 1.0065 | 0.84081 | N/A | 0.24347 | 0.24609 | 800.1307
[8 empty] | Commercial | Dedicated Outdoor Air System on VRF unit | 2.1659 | 0.84081 | N/A | 0.52396 | 0.52959 | 1721.9094
[8 empty] | Commercial | Dedicated Outdoor Air System on VRF unit | 2.0635 | 0.84081 | N/A | 0.49919 | 0.50455 | 1640.5025
[8 empty] | Commercial | Dedicated Outdoor Air System on VRF unit | 1.2115 | 0.62156 | N/A | 0.27644 | 0.2031 | 1302.9413
[8 empty] | Commercial | Dedicated Outdoor Air System on VRF unit | 1.1113 | 0.84081 | N/A | 0.26883 | 0.27172 | 883.4693
[8 empty] | Commercial | Dedicated Outdoor Air System on VRF unit | 1.7129 | 0.84081 | N/A | 0.41437 | 0.41882 | 1361.7563
[8 empty] | Commercial | Dedicated Outdoor Air System on VRF unit | 1.3196 | 0.84081 | N/A | 0.31922 | 0.32265 | 1049.061
[8 empty] | Commercial | Dedicated Outdoor Air System on VRF unit | 1.1518 | 0.84081 | N/A | 0.27862 | 0.28162 | 915.6498
[8 empty] | Commercial | Duct Sealing Repair | 4.7707 | 1.1708 | N/A | 1.1367 | 4.0258 | 5769.3882
[8 empty] | Commercial | Duct Sealing Repair | 7.23 | 1.1708 | N/A | 6.789 | 24.0448 | 34458.2784
[8 empty] | Commercial | Duct Sealing Repair | 46.9689 | 1.1708 | N/A | 2.7367 | 9.6926 | 13890.361
[8 empty] | Commercial | Duct Sealing Repair | 19.1984 | 1.1708 | N/A | 4.7769 | 16.9185 | 24245.6858
[8 empty] | Commercial | Duct Sealing Repair | 19.1984 | 1.1708 | N/A | 49.7747 | 176.288 | 252636.2315
[8 empty] | Commercial | Duct Sealing Repair | 21.6454 | 1.1708 | N/A | 5.5222 | 19.558 | 28028.271
[8 empty] | Commercial | Duct Sealing Repair | 10.836 | 1.1708 | N/A | 4.53 | 16.0439 | 22992.2611
[8 empty] | Commercial | Duct Sealing Repair | 14.7467 | 1.1708 | N/A | 52.6466 | 186.4593 | 267212.6796
[8 empty] | Commercial | Duct Sealing Repair | 19.809 | 1.1708 | N/A | 3.9354 | 13.9379 | 19974.2506
[8 empty] | Commercial | Duct Sealing Repair | 45.3955 | 1.1708 | N/A | 2.8517 | 10.0998 | 14473.841
[8 empty] | Commercial | Duct Sealing Repair | 8.8013 | 1.1708 | N/A | 1.2455 | 4.4113 | 6321.8213
[8 empty] | Commercial | Duct Sealing Repair | 7.23 | 1.1708 | N/A | 4.6547 | 16.4855 | 23625.2368
[8 empty] | Commercial | Duct Sealing Repair | 2.3277 | 1.1708 | N/A | 0.4624 | 1.6377 | 2346.9401
[8 empty] | Commercial | Duct Sealing Repair | 4.7707 | 1.1708 | N/A | 1.1367 | 4.0258 | 5769.3882
[8 empty] | Commercial | Duct Sealing Repair | 7.23 | 1.1708 | N/A | 6.789 | 24.0448 | 34458.2784
[8 empty] | Commercial | Duct Sealing Repair | 46.9689 | 1.1708 | N/A | 2.7367 | 9.6926 | 13890.361
[8 empty] | Commercial | Duct Sealing Repair | 19.1984 | 1.1708 | N/A | 4.7769 | 16.9185 | 24245.6858
[8 empty] | Commercial | Duct Sealing Repair | 19.1984 | 1.1708 | N/A | 49.7747 | 176.288 | 252636.2315
[8 empty] | Commercial | Duct Sealing Repair | 21.6454 | 1.1708 | N/A | 5.5222 | 19.558 | 28028.271
[8 empty] | Commercial | Duct Sealing Repair | 10.836 | 1.1708 | N/A | 4.53 | 16.0439 | 22992.2611
[8 empty] | Commercial | Duct Sealing Repair | 14.7467 | 1.1708 | N/A | 52.6466 | 186.4593 | 267212.6796
[8 empty] | Commercial | Duct Sealing Repair | 19.809 | 1.1708 | N/A | 3.9354 | 13.9379 | 19974.2506
[8 empty] | Commercial | Duct Sealing Repair | 45.3955 | 1.1708 | N/A | 2.8517 | 10.0998 | 14473.841
[8 empty] | Commercial | Duct Sealing Repair | 8.8013 | 1.1708 | N/A | 1.2455 | 4.4113 | 6321.8213
[8 empty] | Commercial | Duct Sealing Repair | 7.23 | 1.1708 | N/A | 4.6547 | 16.4855 | 23625.2368
[8 empty] | Commercial | Duct Sealing Repair | 2.3277 | 1.1708 | N/A | 0.4624 | 1.6377 | 2346.9401
[8 empty] | Commercial | ECM Motors on Furnaces | 1.4879 | 0.43422 | N/A | 0 | 0.074998 | 656.9845
[8 empty] | Commercial | ECM Motors on Furnaces | 1.4879 | 0.43422 | N/A | 0 | 0.074998 | 656.9845
[8 empty] | Commercial | Energy Recovery Ventilation System (ERV) | 1.6048 | 3.1241 | N/A | 17.4579 | 14.8851 | 9701.2996
[8 empty] | Commercial | Energy Recovery Ventilation System (ERV) | 1.7017 | 3.1241 | N/A | 19.9582 | 17.017 | 11090.6962
[8 empty] | Commercial | Energy Recovery Ventilation System (ERV) | 1.6048 | 3.1241 | N/A | 17.4579 | 14.8851 | 9701.2996
[8 empty] | Commercial | Energy Recovery Ventilation System (ERV) | 1.7017 | 3.1241 | N/A | 19.9582 | 17.017 | 11090.6962
[8 empty] | Commercial | Facility Commissioning | 2.0741 | 0.48473 | N/A | 3.3572 | 0.33698 | 15623.633
[8 empty] | Commercial | Facility Commissioning | 1.0495 | 0.60008 | N/A | 52.6188 | 43.4343 | 284160.7767
[8 empty] | Commercial | Facility Commissioning | 2.0046 | 0.48473 | N/A | 3.4982 | 0.35113 | 16279.921
[8 empty] | Commercial | Facility Energy Management System | 1.5858 | 0.54905 | N/A | 16.2679 | 14.0526 | 109886.5187
[8 empty] | Commercial | Facility Energy Management System | 11.5897 | 0.61768 | N/A | 11.5595 | 5.3149 | 44295.9859
[8 empty] | Commercial | Facility Energy Management System | 3.662 | 0.47747 | N/A | 16.2055 | 1.3935 | 77318.837
[8 empty] | Commercial | Facility Energy Management System | 4.211 | 0.54905 | N/A | 119.2704 | 103.029 | 805650.1165
[8 empty] | Commercial | Facility Energy Management System | 4.1287 | 0.47747 | N/A | 18.7338 | 1.6109 | 89381.399
[8 empty] | Commercial | Facility Energy Management System | 2.6738 | 0.61768 | N/A | 19.134 | 8.7976 | 73321.6996
[8 empty] | Commercial | Facility Energy Management System | 2.8128 | 0.47747 | N/A | 178.6019 | 15.3582 | 852134.0156
[8 empty] | Commercial | Facility Energy Management System | 3.7784 | 0.47747 | N/A | 13.3506 | 1.148 | 63697.3454
[8 empty] | Commercial | Facility Energy Management System | 11.2015 | 0.61768 | N/A | 12.0451 | 5.5382 | 46156.6879
[8 empty] | Commercial | Facility Energy Management System | 2.1717 | 0.61768 | N/A | 5.261 | 2.419 | 20160.1173
[8 empty] | Commercial | Facility Energy Management System | 1.3791 | 0.47747 | N/A | 15.7908 | 1.3579 | 75340.2418
[8 empty] | Commercial | Facility Energy Management System | 1.5858 | 0.54905 | N/A | 16.2679 | 14.0526 | 109886.5187
[8 empty] | Commercial | Facility Energy Management System | 11.5897 | 0.61768 | N/A | 11.5595 | 5.3149 | 44295.9859
[8 empty] | Commercial | Facility Energy Management System | 3.662 | 0.47747 | N/A | 16.2055 | 1.3935 | 77318.837
[8 empty] | Commercial | Facility Energy Management System | 4.211 | 0.54905 | N/A | 119.2704 | 103.029 | 805650.1165
[8 empty] | Commercial | Facility Energy Management System | 4.1287 | 0.47747 | N/A | 18.7338 | 1.6109 | 89381.399
[8 empty] | Commercial | Facility Energy Management System | 2.6738 | 0.61768 | N/A | 19.134 | 8.7976 | 73321.6996
[8 empty] | Commercial | Facility Energy Management System | 2.8128 | 0.47747 | N/A | 178.6019 | 15.3582 | 852134.0156
[8 empty] | Commercial | Facility Energy Management System | 3.7784 | 0.47747 | N/A | 13.3506 | 1.148 | 63697.3454
[8 empty] | Commercial | Facility Energy Management System | 11.2015 | 0.61768 | N/A | 12.0451 | 5.5382 | 46156.6879
[8 empty] | Commercial | Facility Energy Management System | 2.1717 | 0.61768 | N/A | 5.261 | 2.419 | 20160.1173
[8 empty] | Commercial | Facility Energy Management System | 1.3791 | 0.47747 | N/A | 15.7908 | 1.3579 | 75340.2418
[8 empty] | Commercial | HVAC tune-up | 2.4212 | 0.48866 | N/A | 0.034502 | 0.0062807 | 173.7822
[8 empty] | Commercial | HVAC tune-up | 3.8766 | 0.70522 | N/A | 0.072865 | 0.024629 | 192.7958
[8 empty] | Commercial | HVAC tune-up | 1.3375 | 0.48866 | N/A | 0.019059 | 0.0034695 | 95.999
[8 empty] | Commercial | HVAC tune-up | 6.4603 | 0.5992 | N/A | 0.13282 | 0.016126 | 378.1457
[8 empty] | Commercial | HVAC tune-up | 7.2025 | 0.70522 | N/A | 0.13538 | 0.045758 | 358.2013
[8 empty] | Commercial | HVAC tune-up | 1.3079 | 0.48866 | N/A | 0.018637 | 0.0033926 | 93.8716
[8 empty] | Commercial | HVAC tune-up | 4.9043 | 0.5992 | N/A | 0.10083 | 0.012242 | 287.0663
[8 empty] | Commercial | HVAC tune-up | 1.3523 | 0.48866 | N/A | 0.01927 | 0.003508 | 97.0627
[8 empty] | Commercial | HVAC tune-up | 2.7251 | 0.48866 | N/A | 0.038831 | 0.0070688 | 195.588
[8 empty] | Commercial | HVAC tune-up | 3.9236 | 0.48866 | N/A | 0.05591 | 0.010178 | 281.6148
[8 empty] | Commercial | HVAC tune-up | 3.0752 | 0.48866 | N/A | 0.04382 | 0.007977 | 220.718
[8 empty] | Commercial | HVAC tune-up | 2.6732 | 0.48866 | N/A | 0.038092 | 0.0069343 | 191.8651
[8 empty] | Commercial | HVAC tune-up | 2.4212 | 0.48866 | N/A | 0.034502 | 0.0062807 | 173.7822
[8 empty] | Commercial | HVAC tune-up | 3.8766 | 0.70522 | N/A | 0.072865 | 0.024629 | 192.7958
[8 empty] | Commercial | HVAC tune-up | 1.3375 | 0.48866 | N/A | 0.019059 | 0.0034695 | 95.999
[8 empty] | Commercial | HVAC tune-up | 6.4603 | 0.5992 | N/A | 0.13282 | 0.016126 | 378.1457
[8 empty] | Commercial | HVAC tune-up | 7.2025 | 0.70522 | N/A | 0.13538 | 0.045758 | 358.2013
[8 empty] | Commercial | HVAC tune-up | 1.3079 | 0.48866 | N/A | 0.018637 | 0.0033926 | 93.8716
[8 empty] | Commercial | HVAC tune-up | 4.9043 | 0.5992 | N/A | 0.10083 | 0.012242 | 287.0663
[8 empty] | Commercial | HVAC tune-up | 1.3523 | 0.48866 | N/A | 0.01927 | 0.003508 | 97.0627
[8 empty] | Commercial | HVAC tune-up | 2.7251 | 0.48866 | N/A | 0.038831 | 0.0070688 | 195.588
[8 empty] | Commercial | HVAC tune-up | 3.9236 | 0.48866 | N/A | 0.05591 | 0.010178 | 281.6148
[8 empty] | Commercial | HVAC tune-up | 3.0752 | 0.48866 | N/A | 0.04382 | 0.007977 | 220.718
[8 empty] | Commercial | HVAC tune-up | 2.6732 | 0.48866 | N/A | 0.038092 | 0.0069343 | 191.8651
[8 empty] | Commercial | HVAC tune-up_RTU | 1.6391 | 0.48866 | N/A | 0.15571 | 0.028346 | 784.3099
[8 empty] | Commercial | HVAC tune-up_RTU | 2.6244 | 0.70522 | N/A | 0.32885 | 0.11115 | 870.122
[8 empty] | Commercial | HVAC tune-up_RTU | 4.3735 | 0.5992 | N/A | 0.59942 | 0.072781 | 1706.6392
[8 empty] | Commercial | HVAC tune-up_RTU | 4.8759 | 0.70522 | N/A | 0.61098 | 0.20652 | 1616.6266
[8 empty] | Commercial | HVAC tune-up_RTU | 3.3201 | 0.5992 | N/A | 0.45505 | 0.055251 | 1295.5816
[8 empty] | Commercial | HVAC tune-up_RTU | 1.8448 | 0.48866 | N/A | 0.17525 | 0.031903 | 882.7237
[8 empty] | Commercial | HVAC tune-up_RTU | 2.6562 | 0.48866 | N/A | 0.25233 | 0.045935 | 1270.9781
[8 empty] | Commercial | HVAC tune-up_RTU | 2.0818 | 0.48866 | N/A | 0.19777 | 0.036002 | 996.1396
[8 empty] | Commercial | HVAC tune-up_RTU | 1.8097 | 0.48866 | N/A | 0.17191 | 0.031296 | 865.9214
[8 empty] | Commercial | HVAC tune-up_RTU | 1.6391 | 0.48866 | N/A | 0.15571 | 0.028346 | 784.3099
[8 empty] | Commercial | HVAC tune-up_RTU | 2.6244 | 0.70522 | N/A | 0.32885 | 0.11115 | 870.122
[8 empty] | Commercial | HVAC tune-up_RTU | 4.3735 | 0.5992 | N/A | 0.59942 | 0.072781 | 1706.6392
[8 empty] | Commercial | HVAC tune-up_RTU | 4.8759 | 0.70522 | N/A | 0.61098 | 0.20652 | 1616.6266
[8 empty] | Commercial | HVAC tune-up_RTU | 3.3201 | 0.5992 | N/A | 0.45505 | 0.055251 | 1295.5816
[8 empty] | Commercial | HVAC tune-up_RTU | 1.8448 | 0.48866 | N/A | 0.17525 | 0.031903 | 882.7237
[8 empty] | Commercial | HVAC tune-up_RTU | 2.6562 | 0.48866 | N/A | 0.25233 | 0.045935 | 1270.9781
[8 empty] | Commercial | HVAC tune-up_RTU | 2.0818 | 0.48866 | N/A | 0.19777 | 0.036002 | 996.1396
[8 empty] | Commercial | HVAC tune-up_RTU | 1.8097 | 0.48866 | N/A | 0.17191 | 0.031296 | 865.9214
[8 empty] | Commercial | Programmable Thermostat | 5.0581 | 0.5676 | N/A | 1.5442 | -0.0029304 | 4167.1083
[8 empty] | Commercial | Programmable Thermostat | 1.5385 | 0.39868 | N/A | 6.3351 | 1.8716 | 75790.8694
[8 empty] | Commercial | Programmable Thermostat | 7.3852 | 3.3795 | N/A | -0.22094 | 20.6086 | 6897.6783
[8 empty] | Commercial | Programmable Thermostat | 4.2165 | 0.5676 | N/A | 1.6091 | -0.0030535 | 4342.1523
[8 empty] | Commercial | Programmable Thermostat | 5.0581 | 0.5676 | N/A | 1.5442 | -0.0029304 | 4167.1083
[8 empty] | Commercial | Programmable Thermostat | 1.5385 | 0.39868 | N/A | 6.3351 | 1.8716 | 75790.8694
[8 empty] | Commercial | Programmable Thermostat | 7.3852 | 3.3795 | N/A | -0.22094 | 20.6086 | 6897.6783
[8 empty] | Commercial | Programmable Thermostat | 4.2165 | 0.5676 | N/A | 1.6091 | -0.0030535 | 4342.1523
[8 empty] | Commercial | Smart Thermostat | 1.0253 | 0.39868 | N/A | 2.4002 | 0.70909 | 28715.232
[8 empty] | Commercial | Smart Thermostat | 8.9732 | 0.5676 | N/A | 4.2896 | -0.0081399 | 11575.3008
[8 empty] | Commercial | Smart Thermostat | 1.0024 | 0.27235 | N/A | 0.23991 | -3.3199 | 20204.7382
[8 empty] | Commercial | Smart Thermostat | 2.7294 | 0.39868 | N/A | 17.5975 | 5.1988 | 210530.1929
[8 empty] | Commercial | Smart Thermostat | 1.0731 | 0.27235 | N/A | 0.27734 | -3.8379 | 23356.8925
[8 empty] | Commercial | Smart Thermostat | 13.1015 | 3.3795 | N/A | -0.61374 | 57.2461 | 19160.2176
[8 empty] | Commercial | Smart Thermostat | 1.0388 | 0.27235 | N/A | 0.19764 | -2.735 | 16645.2088
[8 empty] | Commercial | Smart Thermostat | 7.4801 | 0.5676 | N/A | 4.4698 | -0.0084818 | 12061.5342
[8 empty] | Commercial | Smart Thermostat | 1.6336 | 0.5676 | N/A | 1.9523 | -0.0037047 | 5268.1844
[8 empty] | Commercial | Smart Thermostat | 1.0253 | 0.39868 | N/A | 2.4002 | 0.70909 | 28715.232
[8 empty] | Commercial | Smart Thermostat | 8.9732 | 0.5676 | N/A | 4.2896 | -0.0081399 | 11575.3008
[8 empty] | Commercial | Smart Thermostat | 1.0024 | 0.27235 | N/A | 0.23991 | -3.3199 | 20204.7382
[8 empty] | Commercial | Smart Thermostat | 2.7294 | 0.39868 | N/A | 17.5975 | 5.1988 | 210530.1929
[8 empty] | Commercial | Smart Thermostat | 1.0731 | 0.27235 | N/A | 0.27734 | -3.8379 | 23356.8925
[8 empty] | Commercial | Smart Thermostat | 13.1015 | 3.3795 | N/A | -0.61374 | 57.2461 | 19160.2176
[8 empty] | Commercial | Smart Thermostat | 1.0388 | 0.27235 | N/A | 0.19764 | -2.735 | 16645.2088
[8 empty] | Commercial | Smart Thermostat | 7.4801 | 0.5676 | N/A | 4.4698 | -0.0084818 | 12061.5342
[8 empty] | Commercial | Smart Thermostat | 1.6336 | 0.5676 | N/A | 1.9523 | -0.0037047 | 5268.1844
[8 empty] | Commercial | Thermal Energy Storage | 1.1473 | 22.6074 | N/A | 3.9872 | 1.1505 | -633.7788
[8 empty] | Commercial | Thermal Energy Storage | 1.1473 | 22.6074 | N/A | 23.8142 | 6.8715 | -3785.3107
[8 empty] | Commercial | Thermal Energy Storage | 1.1473 | 22.6074 | N/A | 9.5997 | 2.77 | -1525.8839
[8 empty] | Commercial | Thermal Energy Storage | 1.1473 | 22.6074 | N/A | 16.7563 | 4.835 | -2663.437
[8 empty] | Commercial | Thermal Energy Storage | 1.1473 | 22.6074 | N/A | 174.5978 | 50.3796 | -27752.5944
[8 empty] | Commercial | Thermal Energy Storage | 1.1473 | 22.6074 | N/A | 19.3704 | 5.5893 | -3078.9615
[8 empty] | Commercial | Thermal Energy Storage | 1.1473 | 22.6074 | N/A | 15.89 | 4.585 | -2525.7458
[8 empty] | Commercial | Thermal Energy Storage | 1.1473 | 22.6074 | N/A | 184.6717 | 53.2863 | -29353.8464
[8 empty] | Commercial | Thermal Energy Storage | 1.1473 | 22.6074 | N/A | 13.8043 | 3.9832 | -2194.2113
[8 empty] | Commercial | Thermal Energy Storage | 1.1473 | 22.6074 | N/A | 10.0029 | 2.8863 | -1589.9803
[8 empty] | Commercial | Thermal Energy Storage | 1.1473 | 22.6074 | N/A | 4.369 | 1.2607 | -694.4647
[8 empty] | Commercial | Thermal Energy Storage | 1.1473 | 22.6074 | N/A | 16.3275 | 4.7112 | -2595.2794
[8 empty] | Commercial | Thermal Energy Storage | 1.1473 | 22.6074 | N/A | 1.622 | 0.46802 | -257.8161
[8 empty] | Commercial | Thermal Energy Storage | 1.1473 | 22.6074 | N/A | 3.9872 | 1.1505 | -633.7788
[8 empty] | Commercial | Thermal Energy Storage | 1.1473 | 22.6074 | N/A | 23.8142 | 6.8715 | -3785.3107
[8 empty] | Commercial | Thermal Energy Storage | 1.1473 | 22.6074 | N/A | 9.5997 | 2.77 | -1525.8839
[8 empty] | Commercial | Thermal Energy Storage | 1.1473 | 22.6074 | N/A | 16.7563 | 4.835 | -2663.437
[8 empty] | Commercial | Thermal Energy Storage | 1.1473 | 22.6074 | N/A | 174.5978 | 50.3796 | -27752.5944
[8 empty] | Commercial | Thermal Energy Storage | 1.1473 | 22.6074 | N/A | 19.3704 | 5.5893 | -3078.9615
[8 empty] | Commercial | Thermal Energy Storage | 1.1473 | 22.6074 | N/A | 15.89 | 4.585 | -2525.7458
[8 empty] | Commercial | Thermal Energy Storage | 1.1473 | 22.6074 | N/A | 184.6717 | 53.2863 | -29353.8464
[8 empty] | Commercial | Thermal Energy Storage | 1.1473 | 22.6074 | N/A | 13.8043 | 3.9832 | -2194.2113
[8 empty] | Commercial | Thermal Energy Storage | 1.1473 | 22.6074 | N/A | 10.0029 | 2.8863 | -1589.9803
[8 empty] | Commercial | Thermal Energy Storage | 1.1473 | 22.6074 | N/A | 4.369 | 1.2607 | -694.4647
[8 empty] | Commercial | Thermal Energy Storage | 1.1473 | 22.6074 | N/A | 16.3275 | 4.7112 | -2595.2794
[8 empty] | Commercial | Thermal Energy Storage | 1.1473 | 22.6074 | N/A | 1.622 | 0.46802 | -257.8161
[8 empty] | Commercial | Wall Insulation | 2.3834 | 0.7957 | N/A | 3.7715e-05 | 0.00085018 | 1.8848
[8 empty] | Commercial | Wall Insulation | 2.4701 | 0.84909 | N/A | 0.00075709 | 0.00044595 | 1.8306
[8 empty] | Commercial | Wall Insulation | 2.7657 | 0.93698 | N/A | 0.00037902 | 0.00086681 | 1.8573
[8 empty] | Commercial | Wall Insulation | 2.2818 | 0.7957 | N/A | 3.6108e-05 | 0.00081396 | 1.8045
[8 empty] | Commercial | Wall Insulation | 2.5062 | 0.84909 | N/A | 0.00076815 | 0.00045247 | 1.8573
[8 empty] | Commercial | Wall Insulation | 2.3148 | 0.7957 | N/A | 3.663e-05 | 0.00082573 | 1.8306
[8 empty] | Commercial | Wall Insulation | 2.4701 | 0.84909 | N/A | 0.00075709 | 0.00044595 | 1.8306
[8 empty] | Commercial | Wall Insulation | 2.3487 | 0.7957 | N/A | 3.7166e-05 | 0.0008378 | 1.8573
[8 empty] | Commercial | Wall Insulation | 2.3487 | 0.7957 | N/A | 3.7166e-05 | 0.0008378 | 1.8573
[8 empty] | Commercial | Wall Insulation | 2.8065 | 0.93698 | N/A | 0.00038463 | 0.00087962 | 1.8848
[8 empty] | Commercial | Wall Insulation | 2.7657 | 0.93698 | N/A | 0.00037902 | 0.00086681 | 1.8573
[8 empty] | Commercial | Wall Insulation | 2.419 | 0.7957 | N/A | 3.8279e-05 | 0.00086289 | 1.9129
[8 empty] | Commercial | Wall Insulation | 1.8049 | 0.60256 | N/A | 0.00021388 | 0.00038161 | 1.8848
[8 empty] | Commercial | Water Cooled Refrigeration Heat Recovery | 1.0318 | 0.38538 | N/A | 0 | 2.3284 | 34829.6652
[8 empty] | Commercial | Water Cooled Refrigeration Heat Recovery | 1.0318 | 0.38538 | N/A | 0 | 2.3284 | 34829.6652
[8 empty] | Commercial | Bi-Level Lighting Control (Interior) | 1.1199 | 0.32475 | N/A | 0.010616 | 0 | 859.32
[8 empty] | Commercial | Bi-Level Lighting Control (Interior) | 1.3464 | 0.31822 | N/A | 0.0028987 | 0 | 1054.31
[8 empty] | Commercial | Bi-Level Lighting Control (Interior) | 1.0068 | 0.32475 | N/A | 0.0095434 | 0 | 772.52
[8 empty] | Commercial | Bi-Level Lighting Control (Interior) | 1.1199 | 0.32475 | N/A | 0.010616 | 0 | 859.32
[8 empty] | Commercial | Bi-Level Lighting Control (Interior) | 1.3464 | 0.31822 | N/A | 0.0028987 | 0 | 1054.31
[8 empty] | Commercial | Bi-Level Lighting Control (Interior) | 1.0068 | 0.32475 | N/A | 0.0095434 | 0 | 772.52
[8 empty] | Commercial | Interior Lighting Controls | 1.2193 | 0.31635 | N/A | 0 | 0 | 402.64
[8 empty] | Commercial | Interior Lighting Controls | 1.8687 | 0.31635 | N/A | 0 | 0 | 617.12
[8 empty] | Commercial | Interior Lighting Controls | 2.3503 | 0.31635 | N/A | 0 | 0 | 776.16
[8 empty] | Commercial | Interior Lighting Controls | 2.1316 | 0.31635 | N/A | 0 | 0 | 703.92
[8 empty] | Commercial | Interior Lighting Controls | 2.8837 | 0.31635 | N/A | 0 | 0 | 952.28
[8 empty] | Commercial | Interior Lighting Controls | 1.3986 | 0.31635 | N/A | 0 | 0 | 461.86
[8 empty] | Commercial | Interior Lighting Controls | 1.5915 | 0.31635 | N/A | 0 | 0 | 525.56
[8 empty] | Commercial | Interior Lighting Controls | 1.8687 | 0.31635 | N/A | 0 | 0 | 617.12
[8 empty] | Commercial | Interior Lighting Controls | 1.3791 | 0.31635 | N/A | 0 | 0 | 455.42
[8 empty] | Commercial | Interior Lighting Controls | 1.4232 | 0.31635 | N/A | 0 | 0 | 469.98
[8 empty] | Commercial | Interior Lighting Controls | 2.1129 | 0.31635 | N/A | 0 | 0 | 697.76
[8 empty] | Commercial | Interior Lighting Controls | 1.0086 | 0.31635 | N/A | 0 | 0 | 333.06
[8 empty] | Commercial | Interior Lighting Controls | 1.6212 | 0.31635 | N/A | 0 | 0 | 535.36
[8 empty] | Commercial | Interior Lighting Controls | 1.2193 | 0.31635 | N/A | 0 | 0 | 402.64
[8 empty] | Commercial | Interior Lighting Controls | 1.8687 | 0.31635 | N/A | 0 | 0 | 617.12
[8 empty] | Commercial | Interior Lighting Controls | 2.3503 | 0.31635 | N/A | 0 | 0 | 776.16
[8 empty] | Commercial | Interior Lighting Controls | 2.1316 | 0.31635 | N/A | 0 | 0 | 703.92
[8 empty] | Commercial | Interior Lighting Controls | 2.8837 | 0.31635 | N/A | 0 | 0 | 952.28
[8 empty] | Commercial | Interior Lighting Controls | 1.3986 | 0.31635 | N/A | 0 | 0 | 461.86
[8 empty] | Commercial | Interior Lighting Controls | 1.5915 | 0.31635 | N/A | 0 | 0 | 525.56
[8 empty] | Commercial | Interior Lighting Controls | 1.8687 | 0.31635 | N/A | 0 | 0 | 617.12
[8 empty] | Commercial | Interior Lighting Controls | 1.3791 | 0.31635 | N/A | 0 | 0 | 455.42
[8 empty] | Commercial | Interior Lighting Controls | 1.4232 | 0.31635 | N/A | 0 | 0 | 469.98
[8 empty] | Commercial | Interior Lighting Controls | 2.1129 | 0.31635 | N/A | 0 | 0 | 697.76
[8 empty] | Commercial | Interior Lighting Controls | 1.0086 | 0.31635 | N/A | 0 | 0 | 333.06
[8 empty] | Commercial | Interior Lighting Controls | 1.6212 | 0.31635 | N/A | 0 | 0 | 535.36
[8 empty] | Commercial | Engine Block Timer | 1.5638 | 0.31635 | N/A | 0 | 0 | 259.2
[8 empty] | Commercial | Engine Block Timer | 2.618 | 0.52961 | N/A | 0.032279 | 0.032279 | 259.2
[8 empty] | Commercial | Engine Block Timer | 1.5638 | 0.31635 | N/A | 0 | 0 | 259.2
[8 empty] | Commercial | Engine Block Timer | 1.5638 | 0.31635 | N/A | 0 | 0 | 259.2
[8 empty] | Commercial | Engine Block Timer | 2.618 | 0.52961 | N/A | 0.032279 | 0.032279 | 259.2
[8 empty] | Commercial | Engine Block Timer | 1.9787 | 0.40028 | N/A | 0.012328 | 0.012951 | 259.2
[8 empty] | Commercial | Engine Block Timer | 1.5638 | 0.31635 | N/A | 0 | 0 | 259.2
[8 empty] | Commercial | Engine Block Timer | 1.9787 | 0.40028 | N/A | 0.012328 | 0.012951 | 259.2
[8 empty] | Commercial | Engine Block Timer | 1.9787 | 0.40028 | N/A | 0.012328 | 0.012951 | 259.2
[8 empty] | Commercial | Engine Block Timer | 1.9787 | 0.40028 | N/A | 0.012328 | 0.012951 | 259.2
[8 empty] | Commercial | Engine Block Timer | 1.9787 | 0.40028 | N/A | 0.012328 | 0.012951 | 259.2
[8 empty] | Commercial | Engine Block Timer | 1.9787 | 0.40028 | N/A | 0.012328 | 0.012951 | 259.2
[8 empty] | Commercial | Engine Block Timer | 1.9787 | 0.40028 | N/A | 0.012328 | 0.012951 | 259.2
[8 empty] | Commercial | Engine Block Timer | 1.5638 | 0.31635 | N/A | 0 | 0 | 259.2
[8 empty] | Commercial | Engine Block Timer | 2.618 | 0.52961 | N/A | 0.032279 | 0.032279 | 259.2
[8 empty] | Commercial | Engine Block Timer | 1.5638 | 0.31635 | N/A | 0 | 0 | 259.2
[8 empty] | Commercial | Engine Block Timer | 1.5638 | 0.31635 | N/A | 0 | 0 | 259.2
[8 empty] | Commercial | Engine Block Timer | 2.618 | 0.52961 | N/A | 0.032279 | 0.032279 | 259.2
[8 empty] | Commercial | Engine Block Timer | 1.9787 | 0.40028 | N/A | 0.012328 | 0.012951 | 259.2
[8 empty] | Commercial | Engine Block Timer | 1.5638 | 0.31635 | N/A | 0 | 0 | 259.2
[8 empty] | Commercial | Engine Block Timer | 1.9787 | 0.40028 | N/A | 0.012328 | 0.012951 | 259.2
[8 empty] | Commercial | Engine Block Timer | 1.9787 | 0.40028 | N/A | 0.012328 | 0.012951 | 259.2
[8 empty] | Commercial | Engine Block Timer | 1.9787 | 0.40028 | N/A | 0.012328 | 0.012951 | 259.2
[8 empty] | Commercial | Engine Block Timer | 1.9787 | 0.40028 | N/A | 0.012328 | 0.012951 | 259.2
[8 empty] | Commercial | Engine Block Timer | 1.9787 | 0.40028 | N/A | 0.012328 | 0.012951 | 259.2
[8 empty] | Commercial | Engine Block Timer | 1.9787 | 0.40028 | N/A | 0.012328 | 0.012951 | 259.2
[8 empty] | Commercial | VSD Controlled Compressor | 2.4302 | 0.49174 | N/A | 1.9843 | 0.92875 | 13160.16
[8 empty] | Commercial | VSD Controlled Compressor | 2.5533 | 0.51664 | N/A | 1.7063 | 1.4292 | 13160.16
[8 empty] | Commercial | VSD Controlled Compressor | 2.4302 | 0.49174 | N/A | 1.9843 | 0.92875 | 13160.16
[8 empty] | Commercial | VSD Controlled Compressor | 2.5533 | 0.51664 | N/A | 1.7063 | 1.4292 | 13160.16
[8 empty] | Commercial | VSD Controlled Compressor | 2.5533 | 0.51664 | N/A | 1.7063 | 1.4292 | 13160.16
[8 empty] | Commercial | VSD Controlled Compressor | 2.4302 | 0.49174 | N/A | 1.9843 | 0.92875 | 13160.16
[8 empty] | Commercial | VSD Controlled Compressor | 2.5533 | 0.51664 | N/A | 1.7063 | 1.4292 | 13160.16
[8 empty] | Commercial | VSD Controlled Compressor | 2.4302 | 0.49174 | N/A | 1.9843 | 0.92875 | 13160.16
[8 empty] | Commercial | VSD Controlled Compressor | 2.4302 | 0.49174 | N/A | 1.9843 | 0.92875 | 13160.16
[8 empty] | Commercial | VSD Controlled Compressor | 2.5533 | 0.51664 | N/A | 1.7063 | 1.4292 | 13160.16
[8 empty] | Commercial | VSD Controlled Compressor | 2.4302 | 0.49174 | N/A | 1.9843 | 0.92875 | 13160.16
[8 empty] | Commercial | VSD Controlled Compressor | 2.5533 | 0.51664 | N/A | 1.7063 | 1.4292 | 13160.16
[8 empty] | Commercial | VSD Controlled Compressor | 2.4302 | 0.49174 | N/A | 1.9843 | 0.92875 | 13160.16
[8 empty] | Commercial | VSD Controlled Compressor | 2.4302 | 0.49174 | N/A | 1.9843 | 0.92875 | 13160.16
[8 empty] | Commercial | VSD Controlled Compressor | 2.5533 | 0.51664 | N/A | 1.7063 | 1.4292 | 13160.16
[8 empty] | Commercial | VSD Controlled Compressor | 2.4302 | 0.49174 | N/A | 1.9843 | 0.92875 | 13160.16
[8 empty] | Commercial | VSD Controlled Compressor | 2.5533 | 0.51664 | N/A | 1.7063 | 1.4292 | 13160.16
[8 empty] | Commercial | VSD Controlled Compressor | 2.5533 | 0.51664 | N/A | 1.7063 | 1.4292 | 13160.16
[8 empty] | Commercial | VSD Controlled Compressor | 2.4302 | 0.49174 | N/A | 1.9843 | 0.92875 | 13160.16
[8 empty] | Commercial | VSD Controlled Compressor | 2.5533 | 0.51664 | N/A | 1.7063 | 1.4292 | 13160.16
[8 empty] | Commercial | VSD Controlled Compressor | 2.4302 | 0.49174 | N/A | 1.9843 | 0.92875 | 13160.16
[8 empty] | Commercial | VSD Controlled Compressor | 2.4302 | 0.49174 | N/A | 1.9843 | 0.92875 | 13160.16
[8 empty] | Commercial | VSD Controlled Compressor | 2.5533 | 0.51664 | N/A | 1.7063 | 1.4292 | 13160.16
[8 empty] | Commercial | VSD Controlled Compressor | 2.4302 | 0.49174 | N/A | 1.9843 | 0.92875 | 13160.16
[8 empty] | Commercial | VSD Controlled Compressor | 2.5533 | 0.51664 | N/A | 1.7063 | 1.4292 | 13160.16
[8 empty] | Commercial | VSD Controlled Compressor | 2.4302 | 0.49174 | N/A | 1.9843 | 0.92875 | 13160.16
[8 empty] | Commercial | Network PC Power Management | 2.6065 | 0.41749 | N/A | 0.39582 | 0 | 2661.0035
[8 empty] | Commercial | Network PC Power Management | 3.34 | 0.52749 | N/A | 0.93955 | 0.81114 | 6992.2928
[8 empty] | Commercial | Network PC Power Management | 3.2738 | 0.52446 | N/A | 0.5037 | 0.3508 | 3386.2106
[8 empty] | Commercial | Network PC Power Management | 3.3033 | 0.52446 | N/A | 0.70789 | 0.49301 | 4758.9388
[8 empty] | Commercial | Network PC Power Management | 3.3725 | 0.52749 | N/A | 5.6089 | 4.8423 | 41742.7
[8 empty] | Commercial | Network PC Power Management | 2.6005 | 0.41749 | N/A | 0.64622 | 0 | 4344.3187
[8 empty] | Commercial | Network PC Power Management | 3.3056 | 0.52446 | N/A | 0.58124 | 0.40481 | 3907.5345
[8 empty] | Commercial | Network PC Power Management | 2.6688 | 0.41749 | N/A | 8.6767 | 0 | 58330.5263
[8 empty] | Commercial | Network PC Power Management | 3.3112 | 0.52446 | N/A | 0.49125 | 0.34213 | 3302.5466
[8 empty] | Commercial | Network PC Power Management | 2.6388 | 0.41749 | N/A | 0.47359 | 0 | 3183.805
[8 empty] | Commercial | Network PC Power Management | 3.2498 | 0.52446 | N/A | 0.21429 | 0.14924 | 1440.5919
[8 empty] | Commercial | Network PC Power Management | 3.3276 | 0.52446 | N/A | 0.71311 | 0.49665 | 4794.046
[8 empty] | Commercial | Network PC Power Management | 2.1095 | 0.41749 | N/A | 0.058244 | 0 | 391.5584
[8 empty] | Commercial | Network PC Power Management | 2.6065 | 0.41749 | N/A | 0.39582 | 0 | 2661.0035
[8 empty] | Commercial | Network PC Power Management | 3.34 | 0.52749 | N/A | 0.93955 | 0.81114 | 6992.2928
[8 empty] | Commercial | Network PC Power Management | 3.2738 | 0.52446 | N/A | 0.5037 | 0.3508 | 3386.2106
[8 empty] | Commercial | Network PC Power Management | 3.3033 | 0.52446 | N/A | 0.70789 | 0.49301 | 4758.9388
[8 empty] | Commercial | Network PC Power Management | 3.3725 | 0.52749 | N/A | 5.6089 | 4.8423 | 41742.7
[8 empty] | Commercial | Network PC Power Management | 2.6005 | 0.41749 | N/A | 0.64622 | 0 | 4344.3187
[8 empty] | Commercial | Network PC Power Management | 3.3056 | 0.52446 | N/A | 0.58124 | 0.40481 | 3907.5345
[8 empty] | Commercial | Network PC Power Management | 2.6688 | 0.41749 | N/A | 8.6767 | 0 | 58330.5263
[8 empty] | Commercial | Network PC Power Management | 3.3112 | 0.52446 | N/A | 0.49125 | 0.34213 | 3302.5466
[8 empty] | Commercial | Network PC Power Management | 2.6388 | 0.41749 | N/A | 0.47359 | 0 | 3183.805
[8 empty] | Commercial | Network PC Power Management | 3.2498 | 0.52446 | N/A | 0.21429 | 0.14924 | 1440.5919
[8 empty] | Commercial | Network PC Power Management | 3.3276 | 0.52446 | N/A | 0.71311 | 0.49665 | 4794.046
[8 empty] | Commercial | Network PC Power Management | 2.1095 | 0.41749 | N/A | 0.058244 | 0 | 391.5584
[8 empty] | Commercial | Smart Strip Plug Outlet | 3.4934 | 0.41746 | N/A | 0.0083127 | 0 | 55.9044
[8 empty] | Commercial | Smart Strip Plug Outlet | 5.7628 | 0.52416 | N/A | 0.021843 | 0.015181 | 146.8994
[8 empty] | Commercial | Smart Strip Plug Outlet | 5.5816 | 0.52416 | N/A | 0.010578 | 0.0073516 | 71.1401
[8 empty] | Commercial | Smart Strip Plug Outlet | 7.8444 | 0.52416 | N/A | 0.014866 | 0.010332 | 99.9794
[8 empty] | Commercial | Smart Strip Plug Outlet | 8.6008 | 0.52416 | N/A | 0.1304 | 0.090625 | 876.9623
[8 empty] | Commercial | Smart Strip Plug Outlet | 5.7032 | 0.41746 | N/A | 0.013571 | 0 | 91.2687
[8 empty] | Commercial | Smart Strip Plug Outlet | 6.4409 | 0.52416 | N/A | 0.012207 | 0.0084835 | 82.0924
[8 empty] | Commercial | Smart Strip Plug Outlet | 6.9615 | 0.41746 | N/A | 0.18222 | 0 | 1225.4519
[8 empty] | Commercial | Smart Strip Plug Outlet | 5.4437 | 0.52416 | N/A | 0.010317 | 0.00717 | 69.3824
[8 empty] | Commercial | Smart Strip Plug Outlet | 4.1797 | 0.41746 | N/A | 0.0099458 | 0 | 66.8878
[8 empty] | Commercial | Smart Strip Plug Outlet | 2.3746 | 0.52416 | N/A | 0.0045002 | 0.0031276 | 30.265
[8 empty] | Commercial | Smart Strip Plug Outlet | 7.9022 | 0.52416 | N/A | 0.014976 | 0.010408 | 100.717
[8 empty] | Commercial | Smart Strip Plug Outlet | 3.4934 | 0.41746 | N/A | 0.0083127 | 0 | 55.9044
[8 empty] | Commercial | Smart Strip Plug Outlet | 5.7628 | 0.52416 | N/A | 0.021843 | 0.015181 | 146.8994
[8 empty] | Commercial | Smart Strip Plug Outlet | 5.5816 | 0.52416 | N/A | 0.010578 | 0.0073516 | 71.1401
[8 empty] | Commercial | Smart Strip Plug Outlet | 7.8444 | 0.52416 | N/A | 0.014866 | 0.010332 | 99.9794
[8 empty] | Commercial | Smart Strip Plug Outlet | 8.6008 | 0.52416 | N/A | 0.1304 | 0.090625 | 876.9623
[8 empty] | Commercial | Smart Strip Plug Outlet | 5.7032 | 0.41746 | N/A | 0.013571 | 0 | 91.2687
[8 empty] | Commercial | Smart Strip Plug Outlet | 6.4409 | 0.52416 | N/A | 0.012207 | 0.0084835 | 82.0924
[8 empty] | Commercial | Smart Strip Plug Outlet | 6.9615 | 0.41746 | N/A | 0.18222 | 0 | 1225.4519
[8 empty] | Commercial | Smart Strip Plug Outlet | 5.4437 | 0.52416 | N/A | 0.010317 | 0.00717 | 69.3824
[8 empty] | Commercial | Smart Strip Plug Outlet | 4.1797 | 0.41746 | N/A | 0.0099458 | 0 | 66.8878
[8 empty] | Commercial | Smart Strip Plug Outlet | 2.3746 | 0.52416 | N/A | 0.0045002 | 0.0031276 | 30.265
[8 empty] | Commercial | Smart Strip Plug Outlet | 7.9022 | 0.52416 | N/A | 0.014976 | 0.010408 | 100.717
[8 empty] | Commercial | Anti-Sweat Controls | 4.061 | 0.45365 | N/A | 0.081727 | 0.082167 | 1022.6336
[8 empty] | Commercial | Anti-Sweat Controls | 4.6249 | 0.51664 | N/A | 0.13259 | 0.11106 | 1022.6336
[8 empty] | Commercial | Anti-Sweat Controls | 4.061 | 0.45365 | N/A | 0.081727 | 0.082167 | 1022.6336
[8 empty] | Commercial | Anti-Sweat Controls | 4.6249 | 0.51664 | N/A | 0.13259 | 0.11106 | 1022.6336
[8 empty] | Commercial | Anti-Sweat Controls | 4.6249 | 0.51664 | N/A | 0.13259 | 0.11106 | 1022.6336
[8 empty] | Commercial | Anti-Sweat Controls | 4.061 | 0.45365 | N/A | 0.081727 | 0.082167 | 1022.6336
[8 empty] | Commercial | Anti-Sweat Controls | 4.6249 | 0.51664 | N/A | 0.13259 | 0.11106 | 1022.6336
[8 empty] | Commercial | Anti-Sweat Controls | 4.061 | 0.45365 | N/A | 0.081727 | 0.082167 | 1022.6336
[8 empty] | Commercial | Anti-Sweat Controls | 4.061 | 0.45365 | N/A | 0.081727 | 0.082167 | 1022.6336
[8 empty] | Commercial | Anti-Sweat Controls | 4.6249 | 0.51664 | N/A | 0.13259 | 0.11106 | 1022.6336
[8 empty] | Commercial | Anti-Sweat Controls | 4.061 | 0.45365 | N/A | 0.081727 | 0.082167 | 1022.6336
[8 empty] | Commercial | Anti-Sweat Controls | 4.6249 | 0.51664 | N/A | 0.13259 | 0.11106 | 1022.6336
[8 empty] | Commercial | Anti-Sweat Controls | 4.061 | 0.45365 | N/A | 0.081727 | 0.082167 | 1022.6336
[8 empty] | Commercial | Anti-Sweat Controls | 4.061 | 0.45365 | N/A | 0.081727 | 0.082167 | 1022.6336
[8 empty] | Commercial | Anti-Sweat Controls | 4.6249 | 0.51664 | N/A | 0.13259 | 0.11106 | 1022.6336
[8 empty] | Commercial | Anti-Sweat Controls | 4.061 | 0.45365 | N/A | 0.081727 | 0.082167 | 1022.6336
[8 empty] | Commercial | Anti-Sweat Controls | 4.6249 | 0.51664 | N/A | 0.13259 | 0.11106 | 1022.6336
[8 empty] | Commercial | Anti-Sweat Controls | 4.6249 | 0.51664 | N/A | 0.13259 | 0.11106 | 1022.6336
[8 empty] | Commercial | Anti-Sweat Controls | 4.061 | 0.45365 | N/A | 0.081727 | 0.082167 | 1022.6336
[8 empty] | Commercial | Anti-Sweat Controls | 4.6249 | 0.51664 | N/A | 0.13259 | 0.11106 | 1022.6336
[8 empty] | Commercial | Anti-Sweat Controls | 4.061 | 0.45365 | N/A | 0.081727 | 0.082167 | 1022.6336
[8 empty] | Commercial | Anti-Sweat Controls | 4.061 | 0.45365 | N/A | 0.081727 | 0.082167 | 1022.6336
[8 empty] | Commercial | Anti-Sweat Controls | 4.6249 | 0.51664 | N/A | 0.13259 | 0.11106 | 1022.6336
[8 empty] | Commercial | Anti-Sweat Controls | 4.061 | 0.45365 | N/A | 0.081727 | 0.082167 | 1022.6336
[8 empty] | Commercial | Anti-Sweat Controls | 4.6249 | 0.51664 | N/A | 0.13259 | 0.11106 | 1022.6336
[8 empty] | Commercial | Anti-Sweat Controls | 4.061 | 0.45365 | N/A | 0.081727 | 0.082167 | 1022.6336
[8 empty] | Commercial | Floating Head Pressure Controls | 6.0507 | 0.49174 | N/A | 0.38051 | 0.1781 | 2523.5714
[8 empty] | Commercial | Floating Head Pressure Controls | 6.357 | 0.51664 | N/A | 0.32719 | 0.27407 | 2523.5714
[8 empty] | Commercial | Floating Head Pressure Controls | 6.0507 | 0.49174 | N/A | 0.38051 | 0.1781 | 2523.5714
[8 empty] | Commercial | Floating Head Pressure Controls | 6.357 | 0.51664 | N/A | 0.32719 | 0.27407 | 2523.5714
[8 empty] | Commercial | Floating Head Pressure Controls | 6.357 | 0.51664 | N/A | 0.32719 | 0.27407 | 2523.5714
[8 empty] | Commercial | Floating Head Pressure Controls | 6.0507 | 0.49174 | N/A | 0.38051 | 0.1781 | 2523.5714
[8 empty] | Commercial | Floating Head Pressure Controls | 6.357 | 0.51664 | N/A | 0.32719 | 0.27407 | 2523.5714
[8 empty] | Commercial | Floating Head Pressure Controls | 6.0507 | 0.49174 | N/A | 0.38051 | 0.1781 | 2523.5714
[8 empty] | Commercial | Floating Head Pressure Controls | 6.0507 | 0.49174 | N/A | 0.38051 | 0.1781 | 2523.5714
[8 empty] | Commercial | Floating Head Pressure Controls | 6.357 | 0.51664 | N/A | 0.32719 | 0.27407 | 2523.5714
[8 empty] | Commercial | Floating Head Pressure Controls | 6.0507 | 0.49174 | N/A | 0.38051 | 0.1781 | 2523.5714
[8 empty] | Commercial | Floating Head Pressure Controls | 6.357 | 0.51664 | N/A | 0.32719 | 0.27407 | 2523.5714
[8 empty] | Commercial | Floating Head Pressure Controls | 6.0507 | 0.49174 | N/A | 0.38051 | 0.1781 | 2523.5714
[8 empty] | Commercial | Floating Head Pressure Controls | 6.0507 | 0.49174 | N/A | 0.38051 | 0.1781 | 2523.5714
[8 empty] | Commercial | Floating Head Pressure Controls | 6.357 | 0.51664 | N/A | 0.32719 | 0.27407 | 2523.5714
[8 empty] | Commercial | Floating Head Pressure Controls | 6.0507 | 0.49174 | N/A | 0.38051 | 0.1781 | 2523.5714
[8 empty] | Commercial | Floating Head Pressure Controls | 6.357 | 0.51664 | N/A | 0.32719 | 0.27407 | 2523.5714
[8 empty] | Commercial | Floating Head Pressure Controls | 6.357 | 0.51664 | N/A | 0.32719 | 0.27407 | 2523.5714
[8 empty] | Commercial | Floating Head Pressure Controls | 6.0507 | 0.49174 | N/A | 0.38051 | 0.1781 | 2523.5714
[8 empty] | Commercial | Floating Head Pressure Controls | 6.357 | 0.51664 | N/A | 0.32719 | 0.27407 | 2523.5714
[8 empty] | Commercial | Floating Head Pressure Controls | 6.0507 | 0.49174 | N/A | 0.38051 | 0.1781 | 2523.5714
[8 empty] | Commercial | Floating Head Pressure Controls | 6.0507 | 0.49174 | N/A | 0.38051 | 0.1781 | 2523.5714
[8 empty] | Commercial | Floating Head Pressure Controls | 6.357 | 0.51664 | N/A | 0.32719 | 0.27407 | 2523.5714
[8 empty] | Commercial | Floating Head Pressure Controls | 6.0507 | 0.49174 | N/A | 0.38051 | 0.1781 | 2523.5714
[8 empty] | Commercial | Floating Head Pressure Controls | 6.357 | 0.51664 | N/A | 0.32719 | 0.27407 | 2523.5714
[8 empty] | Commercial | Floating Head Pressure Controls | 6.0507 | 0.49174 | N/A | 0.38051 | 0.1781 | 2523.5714
[8 empty] | Commercial | Freezer-Cooler Replacement Gaskets | 1.1225 | 0.46433 | N/A | 0.022767 | 0.0074125 | 156.3315
[8 empty] | Commercial | Freezer-Cooler Replacement Gaskets | 1.249 | 0.51664 | N/A | 0.020269 | 0.016978 | 156.3315
[8 empty] | Commercial | Freezer-Cooler Replacement Gaskets | 1.1225 | 0.46433 | N/A | 0.022767 | 0.0074125 | 156.3315
[8 empty] | Commercial | Freezer-Cooler Replacement Gaskets | 1.249 | 0.51664 | N/A | 0.020269 | 0.016978 | 156.3315
[8 empty] | Commercial | Freezer-Cooler Replacement Gaskets | 1.249 | 0.51664 | N/A | 0.020269 | 0.016978 | 156.3315
[8 empty] | Commercial | Freezer-Cooler Replacement Gaskets | 1.1225 | 0.46433 | N/A | 0.022767 | 0.0074125 | 156.3315
[8 empty] | Commercial | Freezer-Cooler Replacement Gaskets | 1.249 | 0.51664 | N/A | 0.020269 | 0.016978 | 156.3315
[8 empty] | Commercial | Freezer-Cooler Replacement Gaskets | 1.1225 | 0.46433 | N/A | 0.022767 | 0.0074125 | 156.3315
[8 empty] | Commercial | Freezer-Cooler Replacement Gaskets | 1.1225 | 0.46433 | N/A | 0.022767 | 0.0074125 | 156.3315
[8 empty] | Commercial | Freezer-Cooler Replacement Gaskets | 1.249 | 0.51664 | N/A | 0.020269 | 0.016978 | 156.3315
[8 empty] | Commercial | Freezer-Cooler Replacement Gaskets | 1.1225 | 0.46433 | N/A | 0.022767 | 0.0074125 | 156.3315
[8 empty] | Commercial | Freezer-Cooler Replacement Gaskets | 1.249 | 0.51664 | N/A | 0.020269 | 0.016978 | 156.3315
[8 empty] | Commercial | Freezer-Cooler Replacement Gaskets | 1.1225 | 0.46433 | N/A | 0.022767 | 0.0074125 | 156.3315
[8 empty] | Commercial | PSC to ECM Evaporator Fan Motor (Reach-In) | 1.8076 | 0.42415 | N/A | 0.070139 | 0.0064253 | 503.9324
[8 empty] | Commercial | PSC to ECM Evaporator Fan Motor (Reach-In) | 2.2018 | 0.51664 | N/A | 0.065337 | 0.054728 | 503.9324
[8 empty] | Commercial | PSC to ECM Evaporator Fan Motor (Reach-In) | 1.8076 | 0.42415 | N/A | 0.070139 | 0.0064253 | 503.9324
[8 empty] | Commercial | PSC to ECM Evaporator Fan Motor (Reach-In) | 2.2018 | 0.51664 | N/A | 0.065337 | 0.054728 | 503.9324
[8 empty] | Commercial | PSC to ECM Evaporator Fan Motor (Reach-In) | 2.2018 | 0.51664 | N/A | 0.065337 | 0.054728 | 503.9324
[8 empty] | Commercial | PSC to ECM Evaporator Fan Motor (Reach-In) | 1.8076 | 0.42415 | N/A | 0.070139 | 0.0064253 | 503.9324
[8 empty] | Commercial | PSC to ECM Evaporator Fan Motor (Reach-In) | 2.2018 | 0.51664 | N/A | 0.065337 | 0.054728 | 503.9324
[8 empty] | Commercial | PSC to ECM Evaporator Fan Motor (Reach-In) | 1.8076 | 0.42415 | N/A | 0.070139 | 0.0064253 | 503.9324
[8 empty] | Commercial | PSC to ECM Evaporator Fan Motor (Reach-In) | 1.8076 | 0.42415 | N/A | 0.070139 | 0.0064253 | 503.9324
[8 empty] | Commercial | PSC to ECM Evaporator Fan Motor (Reach-In) | 2.2018 | 0.51664 | N/A | 0.065337 | 0.054728 | 503.9324
[8 empty] | Commercial | PSC to ECM Evaporator Fan Motor (Reach-In) | 1.8076 | 0.42415 | N/A | 0.070139 | 0.0064253 | 503.9324
[8 empty] | Commercial | PSC to ECM Evaporator Fan Motor (Reach-In) | 2.2018 | 0.51664 | N/A | 0.065337 | 0.054728 | 503.9324
[8 empty] | Commercial | PSC to ECM Evaporator Fan Motor (Reach-In) | 1.8076 | 0.42415 | N/A | 0.070139 | 0.0064253 | 503.9324
[8 empty] | Commercial | PSC to ECM Evaporator Fan Motor (Reach-In) | 1.8076 | 0.42415 | N/A | 0.070139 | 0.0064253 | 503.9324
[8 empty] | Commercial | PSC to ECM Evaporator Fan Motor (Reach-In) | 2.2018 | 0.51664 | N/A | 0.065337 | 0.054728 | 503.9324
[8 empty] | Commercial | PSC to ECM Evaporator Fan Motor (Reach-In) | 1.8076 | 0.42415 | N/A | 0.070139 | 0.0064253 | 503.9324
[8 empty] | Commercial | PSC to ECM Evaporator Fan Motor (Reach-In) | 2.2018 | 0.51664 | N/A | 0.065337 | 0.054728 | 503.9324
[8 empty] | Commercial | PSC to ECM Evaporator Fan Motor (Reach-In) | 2.2018 | 0.51664 | N/A | 0.065337 | 0.054728 | 503.9324
[8 empty] | Commercial | PSC to ECM Evaporator Fan Motor (Reach-In) | 1.8076 | 0.42415 | N/A | 0.070139 | 0.0064253 | 503.9324
[8 empty] | Commercial | PSC to ECM Evaporator Fan Motor (Reach-In) | 2.2018 | 0.51664 | N/A | 0.065337 | 0.054728 | 503.9324
[8 empty] | Commercial | PSC to ECM Evaporator Fan Motor (Reach-In) | 1.8076 | 0.42415 | N/A | 0.070139 | 0.0064253 | 503.9324
[8 empty] | Commercial | PSC to ECM Evaporator Fan Motor (Reach-In) | 1.8076 | 0.42415 | N/A | 0.070139 | 0.0064253 | 503.9324
[8 empty] | Commercial | PSC to ECM Evaporator Fan Motor (Reach-In) | 2.2018 | 0.51664 | N/A | 0.065337 | 0.054728 | 503.9324
[8 empty] | Commercial | PSC to ECM Evaporator Fan Motor (Reach-In) | 1.8076 | 0.42415 | N/A | 0.070139 | 0.0064253 | 503.9324
[8 empty] | Commercial | PSC to ECM Evaporator Fan Motor (Reach-In) | 2.2018 | 0.51664 | N/A | 0.065337 | 0.054728 | 503.9324
[8 empty] | Commercial | PSC to ECM Evaporator Fan Motor (Reach-In) | 1.8076 | 0.42415 | N/A | 0.070139 | 0.0064253 | 503.9324
[8 empty] | Commercial | PSC to ECM Evaporator Fan Motor (Walk-In, Refrigerator) | 1.1731 | 0.42415 | N/A | 0.04552 | 0.00417 | 327.0516
[8 empty] | Commercial | PSC to ECM Evaporator Fan Motor (Walk-In, Refrigerator) | 1.429 | 0.51664 | N/A | 0.042404 | 0.035519 | 327.0516
[8 empty] | Commercial | PSC to ECM Evaporator Fan Motor (Walk-In, Refrigerator) | 1.1731 | 0.42415 | N/A | 0.04552 | 0.00417 | 327.0516
[8 empty] | Commercial | PSC to ECM Evaporator Fan Motor (Walk-In, Refrigerator) | 1.429 | 0.51664 | N/A | 0.042404 | 0.035519 | 327.0516
[8 empty] | Commercial | PSC to ECM Evaporator Fan Motor (Walk-In, Refrigerator) | 1.429 | 0.51664 | N/A | 0.042404 | 0.035519 | 327.0516
[8 empty] | Commercial | PSC to ECM Evaporator Fan Motor (Walk-In, Refrigerator) | 1.1731 | 0.42415 | N/A | 0.04552 | 0.00417 | 327.0516
[8 empty] | Commercial | PSC to ECM Evaporator Fan Motor (Walk-In, Refrigerator) | 1.429 | 0.51664 | N/A | 0.042404 | 0.035519 | 327.0516
[8 empty] | Commercial | PSC to ECM Evaporator Fan Motor (Walk-In, Refrigerator) | 1.1731 | 0.42415 | N/A | 0.04552 | 0.00417 | 327.0516
[8 empty] | Commercial | PSC to ECM Evaporator Fan Motor (Walk-In, Refrigerator) | 1.1731 | 0.42415 | N/A | 0.04552 | 0.00417 | 327.0516
[8 empty] | Commercial | PSC to ECM Evaporator Fan Motor (Walk-In, Refrigerator) | 1.429 | 0.51664 | N/A | 0.042404 | 0.035519 | 327.0516
[8 empty] | Commercial | PSC to ECM Evaporator Fan Motor (Walk-In, Refrigerator) | 1.1731 | 0.42415 | N/A | 0.04552 | 0.00417 | 327.0516
[8 empty] | Commercial | PSC to ECM Evaporator Fan Motor (Walk-In, Refrigerator) | 1.429 | 0.51664 | N/A | 0.042404 | 0.035519 | 327.0516
[8 empty] | Commercial | PSC to ECM Evaporator Fan Motor (Walk-In, Refrigerator) | 1.1731 | 0.42415 | N/A | 0.04552 | 0.00417 | 327.0516
[8 empty] | Commercial | PSC to ECM Evaporator Fan Motor (Walk-In, Refrigerator) | 1.1731 | 0.42415 | N/A | 0.04552 | 0.00417 | 327.0516
[8 empty] | Commercial | PSC to ECM Evaporator Fan Motor (Walk-In, Refrigerator) | 1.429 | 0.51664 | N/A | 0.042404 | 0.035519 | 327.0516
[8 empty] | Commercial | PSC to ECM Evaporator Fan Motor (Walk-In, Refrigerator) | 1.1731 | 0.42415 | N/A | 0.04552 | 0.00417 | 327.0516
[8 empty] | Commercial | PSC to ECM Evaporator Fan Motor (Walk-In, Refrigerator) | 1.429 | 0.51664 | N/A | 0.042404 | 0.035519 | 327.0516
[8 empty] | Commercial | PSC to ECM Evaporator Fan Motor (Walk-In, Refrigerator) | 1.429 | 0.51664 | N/A | 0.042404 | 0.035519 | 327.0516
[8 empty] | Commercial | PSC to ECM Evaporator Fan Motor (Walk-In, Refrigerator) | 1.1731 | 0.42415 | N/A | 0.04552 | 0.00417 | 327.0516
[8 empty] | Commercial | PSC to ECM Evaporator Fan Motor (Walk-In, Refrigerator) | 1.429 | 0.51664 | N/A | 0.042404 | 0.035519 | 327.0516
[8 empty] | Commercial | PSC to ECM Evaporator Fan Motor (Walk-In, Refrigerator) | 1.1731 | 0.42415 | N/A | 0.04552 | 0.00417 | 327.0516
[8 empty] | Commercial | PSC to ECM Evaporator Fan Motor (Walk-In, Refrigerator) | 1.1731 | 0.42415 | N/A | 0.04552 | 0.00417 | 327.0516
[8 empty] | Commercial | PSC to ECM Evaporator Fan Motor (Walk-In, Refrigerator) | 1.429 | 0.51664 | N/A | 0.042404 | 0.035519 | 327.0516
[8 empty] | Commercial | PSC to ECM Evaporator Fan Motor (Walk-In, Refrigerator) | 1.1731 | 0.42415 | N/A | 0.04552 | 0.00417 | 327.0516
[8 empty] | Commercial | PSC to ECM Evaporator Fan Motor (Walk-In, Refrigerator) | 1.429 | 0.51664 | N/A | 0.042404 | 0.035519 | 327.0516
[8 empty] | Commercial | PSC to ECM Evaporator Fan Motor (Walk-In, Refrigerator) | 1.1731 | 0.42415 | N/A | 0.04552 | 0.00417 | 327.0516
[8 empty] | Commercial | Strip Curtains for Walk-ins | 1.3351 | 0.45577 | N/A | 0.060723 | 0.016724 | 420
[8 empty] | Commercial | Strip Curtains for Walk-ins | 1.5134 | 0.51664 | N/A | 0.054455 | 0.045613 | 420
[8 empty] | Commercial | Strip Curtains for Walk-ins | 1.3351 | 0.45577 | N/A | 0.060723 | 0.016724 | 420
[8 empty] | Commercial | Strip Curtains for Walk-ins | 1.5134 | 0.51664 | N/A | 0.054455 | 0.045613 | 420
[8 empty] | Commercial | Strip Curtains for Walk-ins | 1.5134 | 0.51664 | N/A | 0.054455 | 0.045613 | 420
[8 empty] | Commercial | Strip Curtains for Walk-ins | 1.3351 | 0.45577 | N/A | 0.060723 | 0.016724 | 420
[8 empty] | Commercial | Strip Curtains for Walk-ins | 1.5134 | 0.51664 | N/A | 0.054455 | 0.045613 | 420
[8 empty] | Commercial | Strip Curtains for Walk-ins | 1.3351 | 0.45577 | N/A | 0.060723 | 0.016724 | 420
[8 empty] | Commercial | Strip Curtains for Walk-ins | 1.3351 | 0.45577 | N/A | 0.060723 | 0.016724 | 420
[8 empty] | Commercial | Strip Curtains for Walk-ins | 1.5134 | 0.51664 | N/A | 0.054455 | 0.045613 | 420
[8 empty] | Commercial | Strip Curtains for Walk-ins | 1.3351 | 0.45577 | N/A | 0.060723 | 0.016724 | 420
[8 empty] | Commercial | Strip Curtains for Walk-ins | 1.5134 | 0.51664 | N/A | 0.054455 | 0.045613 | 420
[8 empty] | Commercial | Strip Curtains for Walk-ins | 1.3351 | 0.45577 | N/A | 0.060723 | 0.016724 | 420
[8 empty] | Commercial | Strip Curtains for Walk-ins | 1.3351 | 0.45577 | N/A | 0.060723 | 0.016724 | 420
[8 empty] | Commercial | Strip Curtains for Walk-ins | 1.5134 | 0.51664 | N/A | 0.054455 | 0.045613 | 420
[8 empty] | Commercial | Strip Curtains for Walk-ins | 1.3351 | 0.45577 | N/A | 0.060723 | 0.016724 | 420
[8 empty] | Commercial | Strip Curtains for Walk-ins | 1.5134 | 0.51664 | N/A | 0.054455 | 0.045613 | 420
[8 empty] | Commercial | Strip Curtains for Walk-ins | 1.5134 | 0.51664 | N/A | 0.054455 | 0.045613 | 420
[8 empty] | Commercial | Strip Curtains for Walk-ins | 1.3351 | 0.45577 | N/A | 0.060723 | 0.016724 | 420
[8 empty] | Commercial | Strip Curtains for Walk-ins | 1.5134 | 0.51664 | N/A | 0.054455 | 0.045613 | 420
[8 empty] | Commercial | Strip Curtains for Walk-ins | 1.3351 | 0.45577 | N/A | 0.060723 | 0.016724 | 420
[8 empty] | Commercial | Strip Curtains for Walk-ins | 1.3351 | 0.45577 | N/A | 0.060723 | 0.016724 | 420
[8 empty] | Commercial | Strip Curtains for Walk-ins | 1.5134 | 0.51664 | N/A | 0.054455 | 0.045613 | 420
[8 empty] | Commercial | Strip Curtains for Walk-ins | 1.3351 | 0.45577 | N/A | 0.060723 | 0.016724 | 420
[8 empty] | Commercial | Strip Curtains for Walk-ins | 1.5134 | 0.51664 | N/A | 0.054455 | 0.045613 | 420
[8 empty] | Commercial | Strip Curtains for Walk-ins | 1.3351 | 0.45577 | N/A | 0.060723 | 0.016724 | 420
[8 empty] | Commercial | CO Sensors for Parking Garage Exhaust | 4.7316 | 0.38529 | N/A | 0.20046 | 0.20046 | 4980.032
[8 empty] | Commercial | CO Sensors for Parking Garage Exhaust | 4.7316 | 0.38529 | N/A | 0.20046 | 0.20046 | 4980.032
[8 empty] | Commercial | CO Sensors for Parking Garage Exhaust | 4.7316 | 0.38529 | N/A | 0.20046 | 0.20046 | 4980.032
[8 empty] | Commercial | CO Sensors for Parking Garage Exhaust | 4.7316 | 0.38529 | N/A | 0.20046 | 0.20046 | 4980.032
[8 empty] | Commercial | CO Sensors for Parking Garage Exhaust | 4.7316 | 0.38529 | N/A | 0.20046 | 0.20046 | 4980.032
[8 empty] | Commercial | CO Sensors for Parking Garage Exhaust | 4.7316 | 0.38529 | N/A | 0.20046 | 0.20046 | 4980.032
[8 empty] | Commercial | CO Sensors for Parking Garage Exhaust | 4.7316 | 0.38529 | N/A | 0.20046 | 0.20046 | 4980.032
[8 empty] | Commercial | CO Sensors for Parking Garage Exhaust | 4.7316 | 0.38529 | N/A | 0.20046 | 0.20046 | 4980.032
[8 empty] | Commercial | CO Sensors for Parking Garage Exhaust | 4.7316 | 0.38529 | N/A | 0.20046 | 0.20046 | 4980.032
[8 empty] | Commercial | CO Sensors for Parking Garage Exhaust | 4.7316 | 0.38529 | N/A | 0.20046 | 0.20046 | 4980.032
[8 empty] | Commercial | CO Sensors for Parking Garage Exhaust | 4.7316 | 0.38529 | N/A | 0.20046 | 0.20046 | 4980.032
[8 empty] | Commercial | CO Sensors for Parking Garage Exhaust | 4.7316 | 0.38529 | N/A | 0.20046 | 0.20046 | 4980.032
[8 empty] | Commercial | CO Sensors for Parking Garage Exhaust | 4.7316 | 0.38529 | N/A | 0.20046 | 0.20046 | 4980.032
[8 empty] | Commercial | CO Sensors for Parking Garage Exhaust | 4.7316 | 0.38529 | N/A | 0.20046 | 0.20046 | 4980.032
[8 empty] | Commercial | CO Sensors for Parking Garage Exhaust | 4.7316 | 0.38529 | N/A | 0.20046 | 0.20046 | 4980.032
[8 empty] | Commercial | CO Sensors for Parking Garage Exhaust | 4.7316 | 0.38529 | N/A | 0.20046 | 0.20046 | 4980.032
[8 empty] | Commercial | CO Sensors for Parking Garage Exhaust | 4.7316 | 0.38529 | N/A | 0.20046 | 0.20046 | 4980.032
[8 empty] | Commercial | CO Sensors for Parking Garage Exhaust | 4.7316 | 0.38529 | N/A | 0.20046 | 0.20046 | 4980.032
[8 empty] | Commercial | CO Sensors for Parking Garage Exhaust | 4.7316 | 0.38529 | N/A | 0.20046 | 0.20046 | 4980.032
[8 empty] | Commercial | CO Sensors for Parking Garage Exhaust | 4.7316 | 0.38529 | N/A | 0.20046 | 0.20046 | 4980.032
[8 empty] | Commercial | CO Sensors for Parking Garage Exhaust | 4.7316 | 0.38529 | N/A | 0.20046 | 0.20046 | 4980.032
[8 empty] | Commercial | CO Sensors for Parking Garage Exhaust | 4.7316 | 0.38529 | N/A | 0.20046 | 0.20046 | 4980.032
[8 empty] | Commercial | CO Sensors for Parking Garage Exhaust | 4.7316 | 0.38529 | N/A | 0.20046 | 0.20046 | 4980.032
[8 empty] | Commercial | CO Sensors for Parking Garage Exhaust | 4.7316 | 0.38529 | N/A | 0.20046 | 0.20046 | 4980.032
[8 empty] | Commercial | CO Sensors for Parking Garage Exhaust | 4.7316 | 0.38529 | N/A | 0.20046 | 0.20046 | 4980.032
[8 empty] | Commercial | CO Sensors for Parking Garage Exhaust | 4.7316 | 0.38529 | N/A | 0.20046 | 0.20046 | 4980.032
[8 empty] | Commercial | Demand Controlled Ventilation | 4.6332 | 0.99237 | N/A | 0.4871 | 2.7424 | 4678.5352
[8 empty] | Commercial | Demand Controlled Ventilation | 9.224 | 0.99237 | N/A | 2.9093 | 16.3792 | 27943.0441
[8 empty] | Commercial | Demand Controlled Ventilation | 2.1047 | 0.99237 | N/A | 0.22127 | 1.2458 | 2125.2697
[8 empty] | Commercial | Demand Controlled Ventilation | 8.9877 | 0.99237 | N/A | 0.94492 | 5.3199 | 9075.7228
[8 empty] | Commercial | Demand Controlled Ventilation | 13.3786 | 0.99237 | N/A | 9.8459 | 55.4323 | 94567.6036
[8 empty] | Commercial | Demand Controlled Ventilation | 9.2153 | 0.99237 | N/A | 0.96884 | 5.4546 | 9305.5485
[8 empty] | Commercial | Demand Controlled Ventilation | 7.5502 | 0.99237 | N/A | 1.5876 | 8.938 | 15248.3191
[8 empty] | Commercial | Demand Controlled Ventilation | 6.8493 | 0.99237 | N/A | 1.4402 | 8.1082 | 13832.6709
[8 empty] | Commercial | Demand Controlled Ventilation | 7.1761 | 0.99237 | N/A | 0.75445 | 4.2476 | 7246.3338
[8 empty] | Commercial | Demand Controlled Ventilation | 2.2691 | 0.99237 | N/A | 0.23856 | 1.3431 | 2291.3025
[8 empty] | Commercial | Demand Controlled Ventilation | 5.0768 | 0.99237 | N/A | 0.53375 | 3.005 | 5126.5164
[8 empty] | Commercial | Demand Controlled Ventilation | 9.4862 | 0.99237 | N/A | 1.9947 | 11.2299 | 19158.2709
[8 empty] | Commercial | Demand Controlled Ventilation | 1.8847 | 0.99237 | N/A | 0.19815 | 1.1156 | 1903.19
[8 empty] | Commercial | Demand Controlled Ventilation | 4.6332 | 0.99237 | N/A | 0.4871 | 2.7424 | 4678.5352
[8 empty] | Commercial | Demand Controlled Ventilation | 9.224 | 0.99237 | N/A | 2.9093 | 16.3792 | 27943.0441
[8 empty] | Commercial | Demand Controlled Ventilation | 2.1047 | 0.99237 | N/A | 0.22127 | 1.2458 | 2125.2697
[8 empty] | Commercial | Demand Controlled Ventilation | 8.9877 | 0.99237 | N/A | 0.94492 | 5.3199 | 9075.7228
[8 empty] | Commercial | Demand Controlled Ventilation | 13.3786 | 0.99237 | N/A | 9.8459 | 55.4323 | 94567.6036
[8 empty] | Commercial | Demand Controlled Ventilation | 9.2153 | 0.99237 | N/A | 0.96884 | 5.4546 | 9305.5485
[8 empty] | Commercial | Demand Controlled Ventilation | 7.5502 | 0.99237 | N/A | 1.5876 | 8.938 | 15248.3191
[8 empty] | Commercial | Demand Controlled Ventilation | 6.8493 | 0.99237 | N/A | 1.4402 | 8.1082 | 13832.6709
[8 empty] | Commercial | Demand Controlled Ventilation | 7.1761 | 0.99237 | N/A | 0.75445 | 4.2476 | 7246.3338
[8 empty] | Commercial | Demand Controlled Ventilation | 2.2691 | 0.99237 | N/A | 0.23856 | 1.3431 | 2291.3025
[8 empty] | Commercial | Demand Controlled Ventilation | 5.0768 | 0.99237 | N/A | 0.53375 | 3.005 | 5126.5164
[8 empty] | Commercial | Demand Controlled Ventilation | 9.4862 | 0.99237 | N/A | 1.9947 | 11.2299 | 19158.2709
[8 empty] | Commercial | Demand Controlled Ventilation | 1.8847 | 0.99237 | N/A | 0.19815 | 1.1156 | 1903.19
[8 empty] | Commercial | VAV System | 16.7415 | 0.8081 | N/A | 19.8511 | 20.1456 | 69747.4569
[8 empty] | Commercial | VAV System | 16.7415 | 0.8081 | N/A | 78.2342 | 79.3948 | 274878.2198
[8 empty] | Commercial | VAV System | 16.7415 | 0.8081 | N/A | 4.8545 | 4.9265 | 17056.3424
[8 empty] | Commercial | VAV System | 16.7415 | 0.8081 | N/A | 20.7305 | 21.038 | 72837.1712
[8 empty] | Commercial | VAV System | 16.7415 | 0.8081 | N/A | 216.0084 | 219.2128 | 758951.8639
[8 empty] | Commercial | VAV System | 16.7415 | 0.8081 | N/A | 21.2554 | 21.5708 | 74681.6361
[8 empty] | Commercial | VAV System | 16.7415 | 0.8081 | N/A | 34.8297 | 35.3464 | 122375.3139
[8 empty] | Commercial | VAV System | 16.7415 | 0.8081 | N/A | 31.5962 | 32.0649 | 111014.0362
[8 empty] | Commercial | VAV System | 16.7415 | 0.8081 | N/A | 16.5519 | 16.7974 | 58155.4186
[8 empty] | Commercial | VAV System | 16.7415 | 0.8081 | N/A | 5.2337 | 5.3114 | 18388.8374
[8 empty] | Commercial | VAV System | 16.7415 | 0.8081 | N/A | 11.7906 | 11.9655 | 41426.7224
[8 empty] | Commercial | VAV System | 16.7415 | 0.8081 | N/A | 53.6388 | 54.4345 | 188461.6219
[8 empty] | Commercial | VAV System | 16.7415 | 0.8081 | N/A | 16.5508 | 16.7963 | 58151.6527
[8 empty] | Commercial | VAV System | 16.7415 | 0.8081 | N/A | 19.8511 | 20.1456 | 69747.4569
[8 empty] | Commercial | VAV System | 16.7415 | 0.8081 | N/A | 78.2342 | 79.3948 | 274878.2198
[8 empty] | Commercial | VAV System | 16.7415 | 0.8081 | N/A | 4.8545 | 4.9265 | 17056.3424
[8 empty] | Commercial | VAV System | 16.7415 | 0.8081 | N/A | 20.7305 | 21.038 | 72837.1712
[8 empty] | Commercial | VAV System | 16.7415 | 0.8081 | N/A | 216.0084 | 219.2128 | 758951.8639
[8 empty] | Commercial | VAV System | 16.7415 | 0.8081 | N/A | 21.2554 | 21.5708 | 74681.6361
[8 empty] | Commercial | VAV System | 16.7415 | 0.8081 | N/A | 34.8297 | 35.3464 | 122375.3139
[8 empty] | Commercial | VAV System | 16.7415 | 0.8081 | N/A | 31.5962 | 32.0649 | 111014.0362
[8 empty] | Commercial | VAV System | 16.7415 | 0.8081 | N/A | 16.5519 | 16.7974 | 58155.4186
[8 empty] | Commercial | VAV System | 16.7415 | 0.8081 | N/A | 5.2337 | 5.3114 | 18388.8374
[8 empty] | Commercial | VAV System | 16.7415 | 0.8081 | N/A | 11.7906 | 11.9655 | 41426.7224
[8 empty] | Commercial | VAV System | 16.7415 | 0.8081 | N/A | 53.6388 | 54.4345 | 188461.6219
[8 empty] | Commercial | VAV System | 16.7415 | 0.8081 | N/A | 16.5508 | 16.7963 | 58151.6527
[8 empty] | Commercial | ENERGY STAR certified buildings program | 6.552 | 1.144 | N/A | 11.4107 | 22.1093 | 36958.0211
[8 empty] | Commercial | ENERGY STAR certified buildings program | 2.2596 | 0.96521 | N/A | 10.785 | 33.4376 | 64510.3866
[8 empty] | Commercial | ENERGY STAR certified buildings program | 1.4235 | 0.60805 | N/A | 283.4289 | 3.2562 | 672188.077
[8 empty] | Commercial | ENERGY STAR certified buildings program | 2.5476 | 0.96521 | N/A | 12.4675 | 38.6543 | 74574.6947
[8 empty] | Commercial | ENERGY STAR certified buildings program | 1.5116 | 1.144 | N/A | 18.8877 | 36.5968 | 61175.4055
[8 empty] | Commercial | ENERGY STAR certified buildings program | 1.74 | 0.96521 | N/A | 118.8615 | 368.5175 | 710971.58
[8 empty] | Commercial | ENERGY STAR certified buildings program | 2.3315 | 0.96521 | N/A | 8.8849 | 27.5468 | 53145.4
[8 empty] | Commercial | ENERGY STAR certified buildings program | 6.3325 | 1.144 | N/A | 11.89 | 23.038 | 38510.4852
[8 empty] | Commercial | ENERGY STAR certified buildings program | 1.2277 | 1.144 | N/A | 5.1933 | 10.0625 | 16820.441
[8 empty] | Commercial | ENERGY STAR certified buildings program | 6.552 | 1.144 | N/A | 11.4107 | 22.1093 | 36958.0211
[8 empty] | Commercial | ENERGY STAR certified buildings program | 2.2596 | 0.96521 | N/A | 10.785 | 33.4376 | 64510.3866
[8 empty] | Commercial | ENERGY STAR certified buildings program | 1.4235 | 0.60805 | N/A | 283.4289 | 3.2562 | 672188.077
[8 empty] | Commercial | ENERGY STAR certified buildings program | 2.5476 | 0.96521 | N/A | 12.4675 | 38.6543 | 74574.6947
[8 empty] | Commercial | ENERGY STAR certified buildings program | 1.5116 | 1.144 | N/A | 18.8877 | 36.5968 | 61175.4055
[8 empty] | Commercial | ENERGY STAR certified buildings program | 1.74 | 0.96521 | N/A | 118.8615 | 368.5175 | 710971.58
[8 empty] | Commercial | ENERGY STAR certified buildings program | 2.3315 | 0.96521 | N/A | 8.8849 | 27.5468 | 53145.4
[8 empty] | Commercial | ENERGY STAR certified buildings program | 6.3325 | 1.144 | N/A | 11.89 | 23.038 | 38510.4852
[8 empty] | Commercial | ENERGY STAR certified buildings program | 1.2277 | 1.144 | N/A | 5.1933 | 10.0625 | 16820.441
[8 empty] | Commercial | Retro-Commissioning | 4.8508 | 0.96521 | N/A | 3.2444 | 10.0589 | 19406.44
[8 empty] | Commercial | Retro-Commissioning | 4.6311 | 0.60805 | N/A | 48.8723 | 0.56148 | 115907.03
[8 empty] | Commercial | Retro-Commissioning | 56.6014 | 1.144 | N/A | 14.4255 | 27.951 | 46722.91
[8 empty] | Commercial | Retro-Commissioning | 19.5205 | 0.96521 | N/A | 13.6345 | 42.2724 | 81555.02
[8 empty] | Commercial | Retro-Commissioning | 12.2973 | 0.60805 | N/A | 358.3151 | 4.1166 | 849790.53
[8 empty] | Commercial | Retro-Commissioning | 22.0086 | 0.96521 | N/A | 15.7616 | 48.8673 | 94278.48
[8 empty] | Commercial | Retro-Commissioning | 13.0583 | 1.144 | N/A | 23.8781 | 46.2663 | 77338.89
[8 empty] | Commercial | Retro-Commissioning | 15.0314 | 0.96521 | N/A | 150.2665 | 465.8856 | 898821.23
[8 empty] | Commercial | Retro-Commissioning | 20.1415 | 0.96521 | N/A | 11.2325 | 34.8251 | 67187.23
[8 empty] | Commercial | Retro-Commissioning | 54.7053 | 1.144 | N/A | 15.0315 | 29.1251 | 48685.54
[8 empty] | Commercial | Retro-Commissioning | 10.6062 | 1.144 | N/A | 6.5654 | 12.7211 | 21264.66
[8 empty] | Commercial | Retro-Commissioning | 7.3513 | 0.96521 | N/A | 13.2856 | 41.1906 | 79468.03
[8 empty] | Commercial | Retro-Commissioning | 2.3667 | 0.96521 | N/A | 1.3198 | 4.0919 | 7894.4
[8 empty] | Commercial | Retro-Commissioning | 4.8508 | 0.96521 | N/A | 3.2444 | 10.0589 | 19406.44
[8 empty] | Commercial | Retro-Commissioning | 4.6311 | 0.60805 | N/A | 48.8723 | 0.56148 | 115907.03
[8 empty] | Commercial | Retro-Commissioning | 56.6014 | 1.144 | N/A | 14.4255 | 27.951 | 46722.91
[8 empty] | Commercial | Retro-Commissioning | 19.5205 | 0.96521 | N/A | 13.6345 | 42.2724 | 81555.02
[8 empty] | Commercial | Retro-Commissioning | 12.2973 | 0.60805 | N/A | 358.3151 | 4.1166 | 849790.53
[8 empty] | Commercial | Retro-Commissioning | 22.0086 | 0.96521 | N/A | 15.7616 | 48.8673 | 94278.48
[8 empty] | Commercial | Retro-Commissioning | 13.0583 | 1.144 | N/A | 23.8781 | 46.2663 | 77338.89
[8 empty] | Commercial | Retro-Commissioning | 15.0314 | 0.96521 | N/A | 150.2665 | 465.8856 | 898821.23
[8 empty] | Commercial | Retro-Commissioning | 20.1415 | 0.96521 | N/A | 11.2325 | 34.8251 | 67187.23
[8 empty] | Commercial | Retro-Commissioning | 54.7053 | 1.144 | N/A | 15.0315 | 29.1251 | 48685.54
[8 empty] | Commercial | Retro-Commissioning | 10.6062 | 1.144 | N/A | 6.5654 | 12.7211 | 21264.66
[8 empty] | Commercial | Retro-Commissioning | 7.3513 | 0.96521 | N/A | 13.2856 | 41.1906 | 79468.03
[8 empty] | Commercial | Retro-Commissioning | 2.3667 | 0.96521 | N/A | 1.3198 | 4.0919 | 7894.4
[8 empty] | Commercial | Central air conditioner - Load Shed | 99.9 | 99.9 | N/A | 0.65573 | 0 | 0
[8 empty] | Commercial | Central air conditioner - Load Shed | 99.9 | 99.9 | N/A | 1.3681 | 0 | 0
[8 empty] | Commercial | Central air conditioner - Load Shed | 99.9 | 99.9 | N/A | 1.7895 | 0 | 0
[8 empty] | Commercial | Central air conditioner - Load Shed | 99.9 | 99.9 | N/A | 4.8114 | 0 | 0
[8 empty] | Commercial | Central air conditioner - 50% cycling | 99.9 | 99.9 | N/A | 0.32786 | 0 | 0
[8 empty] | Commercial | Central air conditioner - 50% cycling | 99.9 | 99.9 | N/A | 0.68406 | 0 | 0
[8 empty] | Commercial | Central air conditioner - 50% cycling | 99.9 | 99.9 | N/A | 0.89473 | 0 | 0
[8 empty] | Commercial | Central air conditioner - 50% cycling | 99.9 | 99.9 | N/A | 2.4057 | 0 | 0
[8 empty] | Commercial | Smart thermostats - Utility Installation | 99.9 | 2.6458 | N/A | 0.32786 | 0.15035 | 162.3395
[8 empty] | Commercial | Smart thermostats - Utility Installation | 99.9 | 1.7796 | N/A | 0.68406 | 0.41605 | 611.4372
[8 empty] | Commercial | Smart thermostats - Utility Installation | 99.9 | 1.559 | N/A | 0.89473 | 0.58829 | 978.3377
[8 empty] | Commercial | Smart thermostats - Utility Installation | 99.9 | 1.5078 | N/A | 2.4057 | 0.75244 | 2024.9782
[8 empty] | Commercial | Smart thermostats - BYOT | 99.9 | 99.9 | N/A | 0.32786 | 0.15035 | 0
[8 empty] | Commercial | Smart thermostats - BYOT | 99.9 | 99.9 | N/A | 0.68406 | 0.41605 | 0
[8 empty] | Commercial | Smart thermostats - BYOT | 99.9 | 99.9 | N/A | 0.89473 | 0.58829 | 0
[8 empty] | Commercial | Smart thermostats - BYOT | 99.9 | 99.9 | N/A | 2.4057 | 0.75244 | 0
[8 empty] | Commercial | CPP + Tech | 99.9 | 3.0958 | N/A | 0.32786 | 0.22111 | 162.3395
[8 empty] | Commercial | CPP + Tech | 99.9 | 2.1102 | N/A | 0.68406 | 0.61184 | 611.4372
[8 empty] | Commercial | CPP + Tech | 99.9 | 1.8512 | N/A | 0.89473 | 0.86513 | 978.3377
[8 empty] | Commercial | CPP + Tech | 99.9 | 1.6883 | N/A | 2.4057 | 1.1065 | 2024.9782
[8 empty] | Commercial | Central Heating - Load Shed | 99.9 | 99.9 | N/A | 0 | 0.70755 | 0
[8 empty] | Commercial | Central Heating - Load Shed | 99.9 | 99.9 | N/A | 0 | 1.9579 | 0
[8 empty] | Commercial | Central Heating - Load Shed | 99.9 | 99.9 | N/A | 0 | 2.7684 | 0
[8 empty] | Commercial | Central Heating - Load Shed | 99.9 | 99.9 | N/A | 0 | 3.5409 | 0
[8 empty] | Commercial | Central Heating - 50% cycling | 99.9 | 99.9 | N/A | 0 | 0.35377 | 0
[8 empty] | Commercial | Central Heating - 50% cycling | 99.9 | 99.9 | N/A | 0 | 0.97894 | 0
[8 empty] | Commercial | Central Heating - 50% cycling | 99.9 | 99.9 | N/A | 0 | 1.3842 | 0
[8 empty] | Commercial | Central Heating - 50% cycling | 99.9 | 99.9 | N/A | 0 | 1.7704 | 0
[8 empty] | Industrial | Process Other Systems Optimization | 47.8158 | 0.88438 | N/A | 10.8306 | 24.5231 | 78669.4781
[8 empty] | Industrial | Plant Energy Management | 59.4183 | 1.099 | N/A | 97.9802 | 350.8269 | 720610.27
[8 empty] | Industrial | Process Heat System Optimization | 1.8188 | 0.53313 | N/A | 7.1689 | 1.4018 | 52071.9282
[8 empty] | Industrial | Process Heat Improved Controls | 1.9042 | 0.93138 | N/A | 1.7346 | 4.4077 | 12599.5629
[8 empty] | Industrial | Process Heat Equipment Upgrade | 2.7012 | 0.50007 | N/A | 51.3378 | 0.042354 | 372899.0621
[8 empty] | Industrial | Process Refrig System Optimization | 33.2201 | 0.55352 | N/A | 40.8903 | 12.9045 | 297012.0785
[8 empty] | Industrial | Process Refrig Controls | 3.104 | 0.78817 | N/A | 2.257 | 3.8316 | 16394.241
[8 empty] | Industrial | Process Refrig Equipment Upgrade | 3.761 | 0.50006 | N/A | 14.4231 | 0.010418 | 104764.1734
[8 empty] | Industrial | Pump System Optimization | 6.7233 | 0.51865 | N/A | 172.2183 | 21.9447 | 1278901.5035
[8 empty] | Industrial | Pump Improved Controls | 21.7891 | 1.1094 | N/A | 4.8924 | 18.0252 | 36331.4831
[8 empty] | Industrial | Motor Optimization | 6.7954 | 0.50587 | N/A | 59.6902 | 3.0121 | 443262.1051
[8 empty] | Industrial | Motor Improved Controls | 35.5545 | 3.0069 | N/A | 8.166 | 123.3881 | 60641.0516
[8 empty] | Industrial | Pump Equipment Upgrade | 3.1096 | 0.56274 | N/A | 12.3175 | 4.8396 | 91470.4329
[8 empty] | Industrial | Motor Equipment Upgrades | 2.9077 | 0.49754 | N/A | 12.4413 | 0.0037986 | 92389.9439
[8 empty] | Industrial | Fan System Optimization | 10.3586 | 0.67818 | N/A | 225.0626 | 244.8634 | 1671326.2975
[8 empty] | Industrial | Fan Improved Controls | 28.0156 | 0.55 | N/A | 72.5588 | 22.9436 | 538825.2141
[8 empty] | Industrial | Fan Equipment Upgrades | 2.7456 | 0.49754 | N/A | 3.0196 | 0.0010308 | 22424.0311
[8 empty] | Industrial | Lighting Controls | 16.4169 | 1.8551 | N/A | 7.5012 | 57.5708 | 52552.657
[8 empty] | Industrial | Efficient Lighting - Other Interior Lighting | 1.7912 | 0.5694 | N/A | 62.1104 | 23.0578 | 435137.891
[8 empty] | Industrial | Efficient Lighting - High Bay | 2.9284 | 0.50442 | N/A | 29.6666 | 0.06272 | 207840.5819
[8 empty] | Industrial | HVAC Improved Controls | 52.6042 | 0.72675 | N/A | 9.0175 | 11.4424 | 63301.5685
[8 empty] | Industrial | Building Envelope Improvements | 12.3909 | 1.1052 | N/A | 4.9109 | 16.8114 | 34473.6184
[8 empty] | Industrial | HVAC Equipment Upgrades | 6.6376 | 0.50392 | N/A | 29.8249 | 0.017499 | 209365.5158
[8 empty] | Industrial | Lighting Controls - Exterior | 3.4347 | 0.38812 | N/A | 0 | 0 | 6818.8224
[8 empty] | Industrial | Efficient Lighting - Exterior | 4.2536 | 0.3883 | N/A | 0 | 0.0054386 | 38470.7608
[8 empty] | Industrial | Compressed Air System Optimization | 21.7484 | 0.92001 | N/A | 7.3364 | 18.6647 | 54480.2382
[8 empty] | Industrial | Compressed Air Controls | 5.5682 | 0.80904 | N/A | 29.1161 | 54.6204 | 216217.9848
[8 empty] | Industrial | Compressed Air Equipment | 4.6212 | 0.49759 | N/A | 75.4877 | 0.04538 | 560575.4177
[8 empty] | Industrial | Process Other Systems Optimization | 21.2381 | 0.55446 | N/A | 19.2845 | 6.1928 | 140075.4447
[8 empty] | Industrial | Plant Energy Management | 39.1247 | 0.72363 | N/A | 13.2669 | 17.7155 | 97233.9798
[8 empty] | Industrial | Process Heat System Optimization | 2.1481 | 0.53094 | N/A | 0.70113 | 0.12805 | 5092.7816
[8 empty] | Industrial | Process Heat Improved Controls | 3.1438 | 2.416 | N/A | 1.1092 | 12.5168 | 8056.6975
[8 empty] | Industrial | Process Refrig System Optimization | 5.7078 | 0.51463 | N/A | 37.6646 | 3.2599 | 273581.6695
[8 empty] | Industrial | Process Refrig Controls | 24.7238 | 1.3086 | N/A | 12.2553 | 58.3691 | 89017.8698
[8 empty] | Industrial | Process Refrig Equipment Upgrade | 3.0317 | 0.50008 | N/A | 3.338 | 0.0027999 | 24246.1475
[8 empty] | Industrial | Pump System Optimization | 11.2565 | 0.59605 | N/A | 6.8563 | 4.0692 | 50915.2384
[8 empty] | Industrial | Pump Improved Controls | 27.1634 | 1.383 | N/A | 0.61882 | 3.2995 | 4595.4201
[8 empty] | Industrial | Motor Optimization | 1.3981 | 0.50881 | N/A | 1.5592 | 0.10628 | 11578.5329
[8 empty] | Industrial | Motor Improved Controls | 137.1976 | 11.3538 | N/A | 8.9891 | 587.6064 | 66753.4475
[8 empty] | Industrial | Pump Equipment Upgrade | 4.8561 | 0.51598 | N/A | 6.5564 | 0.73013 | 48688.3375
[8 empty] | Industrial | Motor Equipment Upgrades | 3.7473 | 0.49848 | N/A | 1.9479 | 0.011646 | 14465.1137
[8 empty] | Industrial | Fan System Optimization | 25.4443 | 0.71706 | N/A | 47.1881 | 62.3894 | 350421.416
[8 empty] | Industrial | Fan Improved Controls | 25.0311 | 0.66572 | N/A | 48.0614 | 48.6863 | 356906.6953
[8 empty] | Industrial | Fan Equipment Upgrades | 3.4182 | 0.49751 | N/A | 1.7775 | 0.00019251 | 13199.911
[8 empty] | Industrial | Lighting Controls | 14.7168 | 1.6431 | N/A | 1.0953 | 7.087 | 7673.2034
[8 empty] | Industrial | Efficient Lighting - Other Interior Lighting | 1.9748 | 0.62776 | N/A | 7.4395 | 5.2284 | 52120.0695
[8 empty] | Industrial | Efficient Lighting - High Bay | 2.9275 | 0.50426 | N/A | 6.7236 | 0.008313 | 47104.4787
[8 empty] | Industrial | HVAC Recommissioning | 3.3882 | 0.62463 | N/A | 54.9287 | 37.7726 | 385589.7688
[8 empty] | Industrial | HVAC Improved Controls | 16.237 | 0.65416 | N/A | 4.839 | 4.141 | 33968.7386
[8 empty] | Industrial | Building Envelope Improvements | 8.0007 | 0.92187 | N/A | 1.404 | 3.3409 | 9856.015
[8 empty] | Industrial | HVAC Equipment Upgrades | 4.5982 | 0.50382 | N/A | 2.9799 | 0 | 20918.5285
[8 empty] | Industrial | Lighting Controls - Exterior | 3.4763 | 0.38812 | N/A | 0 | 0 | 1003.3697
[8 empty] | Industrial | Efficient Lighting - Exterior | 4.2545 | 0.38837 | N/A | 0 | 0.0011512 | 5660.8594
[8 empty] | Industrial | Compressed Air System Optimization | 13.3187 | 0.57359 | N/A | 1.187 | 0.54388 | 8814.4062
[8 empty] | Industrial | Compressed Air Controls | 25.4205 | 1.1219 | N/A | 1.0887 | 4.0931 | 8084.9444
[8 empty] | Industrial | Compressed Air Equipment | 6.0228 | 0.49763 | N/A | 1.9719 | 0.0016681 | 14643.6468
[8 empty] | Industrial | Process Other Systems Optimization | 12.8347 | 1.2273 | N/A | 0.52643 | 2.255 | 3823.7724
[8 empty] | Industrial | Plant Energy Management | 42.0403 | 0.77756 | N/A | 15.0284 | 24.629 | 109338.0315
[8 empty] | Industrial | Process Heat System Optimization | 17.8983 | 0.60491 | N/A | 0.95939 | 0.59319 | 6968.6853
[8 empty] | Industrial | Process Heat Improved Controls | 1.6512 | 1.1825 | N/A | 0.61817 | 2.485 | 4490.1507
[8 empty] | Industrial | Process Refrig System Optimization | 100.2198 | 0.5745 | N/A | 7.79 | 3.4213 | 56583.8313
[8 empty] | Industrial | Process Refrig Controls | 1.1073 | 0.77758 | N/A | 1.0393 | 1.6996 | 7549.4389
[8 empty] | Industrial | Process Refrig Equipment Upgrade | 6.9496 | 0.50011 | N/A | 2.7713 | 0.0028118 | 20129.5865
[8 empty] | Industrial | Pump Improved Controls | 30.1259 | 1.5338 | N/A | 0.41041 | 2.561 | 3047.7215
[8 empty] | Industrial | Motor Optimization | 8.9538 | 0.50695 | N/A | 14.2561 | 0.81206 | 105866.4401
[8 empty] | Industrial | Motor Improved Controls | 18.5514 | 0.94452 | N/A | 0.4129 | 1.1114 | 3066.2258
[8 empty] | Industrial | Motor Equipment Upgrades | 3.7926 | 0.49755 | N/A | 1.8725 | 0.00070761 | 13905.0488
[8 empty] | Industrial | Fan Improved Controls | 27.0151 | 0.53036 | N/A | 5.2399 | 1.0372 | 38911.9141
[8 empty] | Industrial | Lighting Controls | 17.904 | 2.0642 | N/A | 1.6662 | 14.7675 | 11673.4857
[8 empty] | Industrial | Efficient Lighting - Other Interior Lighting | 1.7995 | 0.57203 | N/A | 16.2417 | 6.2723 | 113787.428
[8 empty] | Industrial | Efficient Lighting - High Bay | 2.928 | 0.50434 | N/A | 8.066 | 0.013665 | 56509.3495
[8 empty] | Industrial | HVAC Recommissioning | 22.4532 | 0.64357 | N/A | 9.1973 | 7.3162 | 64563.7826
[8 empty] | Industrial | HVAC Improved Controls | 8.9269 | 0.96875 | N/A | 4.9987 | 13.2285 | 35090.1596
[8 empty] | Industrial | Building Envelope Improvements | 5.2594 | 0.72989 | N/A | 1.9368 | 2.4922 | 13595.8007
[8 empty] | Industrial | HVAC Equipment Upgrades | 5.0723 | 0.50392 | N/A | 9.6481 | 0.0056609 | 67727.9747
[8 empty] | Industrial | Lighting Controls - Exterior | 3.3664 | 0.38812 | N/A | 0 | 0 | 1853.9556
[8 empty] | Industrial | Efficient Lighting - Exterior | 4.2527 | 0.38822 | N/A | 0 | 0.00078701 | 10459.736
[8 empty] | Industrial | Compressed Air System Optimization | 14.725 | 0.56676 | N/A | 0.64905 | 0.27071 | 4819.8738
[8 empty] | Industrial | Compressed Air Controls | 69.022 | 1.6895 | N/A | 0.54102 | 3.8831 | 4017.67
[8 empty] | Industrial | Compressed Air Equipment | 16.3089 | 0.49758 | N/A | 3.2649 | 0.0019054 | 24245.0743
[8 empty] | Industrial | Process Other Systems Optimization | 57.8354 | 5.4408 | N/A | 0.12282 | 3.5742 | 892.1452
[8 empty] | Industrial | Plant Energy Management | 6.1225 | 0.5899 | N/A | 118.727 | 65.0498 | 875489.2368
[8 empty] | Industrial | Process Other Equipment Upgrades | 7.1642 | 0.5001 | N/A | 4.1809 | 0.004006 | 30368.7563
[8 empty] | Industrial | Process Heat System Optimization | 2.6051 | 0.59236 | N/A | 0.30935 | 0.1684 | 2247.0064
[8 empty] | Industrial | Process Heat Improved Controls | 5.5361 | 3.9645 | N/A | 0.26529 | 5.4133 | 1926.9622
[8 empty] | Industrial | Process Refrig Controls | 1.6974 | 1.1919 | N/A | 1.1512 | 4.6917 | 8361.6349
[8 empty] | Industrial | Process Refrig Equipment Upgrade | 2.6255 | 0.5015 | N/A | 0.55583 | 0.005118 | 4037.3391
[8 empty] | Industrial | Pump System Optimization | 2.5198 | 0.50879 | N/A | 79.7195 | 5.4267 | 592001.3587
[8 empty] | Industrial | Pump Improved Controls | 58.4352 | 2.9752 | N/A | 2.5443 | 37.9578 | 18894.085
[8 empty] | Industrial | Motor Optimization | 8.4473 | 0.53078 | N/A | 23.9197 | 4.7953 | 177628.9684
[8 empty] | Industrial | Motor Improved Controls | 87.8494 | 3.4501 | N/A | 6.9278 | 123.1664 | 51446.0883
[8 empty] | Industrial | Pump Equipment Upgrade | 2.2106 | 0.55756 | N/A | 15.4982 | 5.606 | 115090.2911
[8 empty] | Industrial | Motor Equipment Upgrades | 9.5098 | 0.49796 | N/A | 6.2014 | 0.017574 | 46052.2492
[8 empty] | Industrial | Fan System Optimization | 22.1634 | 0.62005 | N/A | 48.8267 | 36.0343 | 362589.2424
[8 empty] | Industrial | Fan Improved Controls | 41.5491 | 0.81569 | N/A | 17.1268 | 32.8152 | 127184.6331
[8 empty] | Industrial | Fan Equipment Upgrades | 2.6937 | 0.49763 | N/A | 14.3301 | 0.012533 | 106415.7778
[8 empty] | Industrial | Lighting Controls | 8.6966 | 1.2111 | N/A | 7.082 | 28.4428 | 49615.3661
[8 empty] | Industrial | Efficient Lighting - Other Interior Lighting | 1.9513 | 0.6203 | N/A | 26.6363 | 17.5901 | 186610.8743
[8 empty] | Industrial | Efficient Lighting - High Bay | 2.928 | 0.50434 | N/A | 22.6204 | 0.037637 | 158476.1221
[8 empty] | Industrial | HVAC Improved Controls | 50.1614 | 0.68803 | N/A | 28.1606 | 29.5274 | 197682.2807
[8 empty] | Industrial | HVAC Equipment Upgrades | 5.0723 | 0.50392 | N/A | 3.8257 | 0.0022447 | 26855.5661
[8 empty] | Industrial | Lighting Controls - Exterior | 2.7871 | 0.38812 | N/A | 0 | 0 | 5199.276
[8 empty] | Industrial | Efficient Lighting - Exterior | 4.2576 | 0.38866 | N/A | 0 | 0.012876 | 29333.5239
[8 empty] | Industrial | Compressed Air System Optimization | 13.6759 | 0.53559 | N/A | 3.6173 | 0.82987 | 26862.0171
[8 empty] | Industrial | Compressed Air Controls | 257.6847 | 7.0098 | N/A | 1.7134 | 67.1867 | 12723.8185
[8 empty] | Industrial | Compressed Air Equipment | 4.2841 | 0.49759 | N/A | 51.065 | 0.030768 | 379211.5144
[8 empty] | Industrial | Process Other Systems Optimization | 4.9639 | 0.70264 | N/A | 22.3493 | 26.6825 | 162337.0485
[8 empty] | Industrial | Plant Energy Management | 7.6843 | 0.57947 | N/A | 74.7727 | 35.9801 | 549253.5812
[8 empty] | Industrial | Process Heat System Optimization | 3.7561 | 0.57756 | N/A | 0.5236 | 0.23939 | 3803.2156
[8 empty] | Industrial | Process Heat Improved Controls | 5.749 | 4.1271 | N/A | 0.32199 | 6.8784 | 2338.8007
[8 empty] | Industrial | Process Heat Equipment Upgrade | 6.1287 | 0.50003 | N/A | 17.7256 | 0.010464 | 128751.8678
[8 empty] | Industrial | Process Refrig System Optimization | 580.882 | 2.5792 | N/A | 1.7478 | 21.4031 | 12695.3137
[8 empty] | Industrial | Process Refrig Controls | 4.2913 | 2.0376 | N/A | 0.33927 | 3.0724 | 2464.3009
[8 empty] | Industrial | Process Refrig Equipment Upgrade | 3.2061 | 0.50032 | N/A | 2.1677 | 0.0049683 | 15745.1958
[8 empty] | Industrial | Pump System Optimization | 25.4456 | 0.593 | N/A | 5.9441 | 3.4185 | 44141.2821
[8 empty] | Industrial | Pump Improved Controls | 50.2286 | 2.5573 | N/A | 1.5413 | 19.1167 | 11445.8363
[8 empty] | Industrial | Motor Optimization | 8.1266 | 0.52578 | N/A | 18.4624 | 3.1456 | 137102.9842
[8 empty] | Industrial | Motor Improved Controls | 56.6137 | 2.0481 | N/A | 1.084 | 10.1211 | 8049.7308
[8 empty] | Industrial | Pump Equipment Upgrade | 4.4336 | 0.51977 | N/A | 3.5013 | 0.46977 | 26001.014
[8 empty] | Industrial | Motor Equipment Upgrades | 3.4144 | 0.49904 | N/A | 1.8066 | 0.016898 | 13415.9728
[8 empty] | Industrial | Fan System Optimization | 48.8016 | 0.8027 | N/A | 97.023 | 178.3071 | 720498.0897
[8 empty] | Industrial | Fan Improved Controls | 37.7847 | 0.74179 | N/A | 8.3158 | 12.2327 | 61753.2457
[8 empty] | Industrial | Fan Equipment Upgrades | 4.2436 | 0.49749 | N/A | 1.5007 | 2.0577e-05 | 11144.1513
[8 empty] | Industrial | Lighting Controls | 11.8401 | 1.5038 | N/A | 4.7041 | 26.7154 | 32956.4587
[8 empty] | Industrial | Efficient Lighting - Other Interior Lighting | 2.2237 | 0.70689 | N/A | 27.3526 | 31.5174 | 191628.9175
[8 empty] | Industrial | Efficient Lighting - High Bay | 2.9269 | 0.50415 | N/A | 40.5305 | 0.023826 | 283951.7988
[8 empty] | Industrial | HVAC Improved Controls | 15.5116 | 0.72535 | N/A | 13.5428 | 17.077 | 95068.3499
[8 empty] | Industrial | Building Envelope Improvements | 7.4114 | 0.76252 | N/A | 11.9843 | 17.6473 | 84127.6842
[8 empty] | Industrial | HVAC Equipment Upgrades | 4.2494 | 0.50392 | N/A | 21.7241 | 0.012746 | 152499.2808
[8 empty] | Industrial | Lighting Controls - Exterior | 3.0559 | 0.38812 | N/A | 0 | 0 | 4349.5433
[8 empty] | Industrial | Efficient Lighting - Exterior | 4.255 | 0.38843 | N/A | 0 | 0.0060272 | 24539.4621
[8 empty] | Industrial | Compressed Air System Optimization | 18.1349 | 0.68919 | N/A | 2.4305 | 2.8056 | 18049.1432
[8 empty] | Industrial | Compressed Air Controls | 25.3028 | 1.0163 | N/A | 4.9038 | 15.3189 | 36415.8827
[8 empty] | Industrial | Compressed Air Equipment | 6.319 | 0.49759 | N/A | 4.0542 | 0.0024481 | 30106.8043
[8 empty] | Industrial | Process Other Systems Optimization | 40.6639 | 0.7521 | N/A | 0.54785 | 0.81365 | 3979.3845
[8 empty] | Industrial | Plant Energy Management | 36.2875 | 0.67116 | N/A | 18.3201 | 18.6269 | 133732.9029
[8 empty] | Industrial | Process Heat System Optimization | 6.5561 | 0.80978 | N/A | 0.19523 | 0.35626 | 1418.0451
[8 empty] | Industrial | Process Heat Improved Controls | 1.6471 | 1.1795 | N/A | 0.70348 | 2.8156 | 5109.7946
[8 empty] | Industrial | Process Refrig System Optimization | 2.0822 | 0.52915 | N/A | 5.0554 | 0.86996 | 36720.3532
[8 empty] | Industrial | Process Refrig Controls | 1.1073 | 0.77758 | N/A | 1.0309 | 1.6858 | 7488.3835
[8 empty] | Industrial | Process Refrig Equipment Upgrade | 2.6497 | 0.50092 | N/A | 0.33649 | 0.0019522 | 2444.1161
[8 empty] | Industrial | Pump System Optimization | 4.541 | 0.50963 | N/A | 13.964 | 1.0211 | 103697.2396
[8 empty] | Industrial | Pump Improved Controls | 27.8633 | 1.4186 | N/A | 0.71648 | 3.9739 | 5320.6019
[8 empty] | Industrial | Motor Optimization | 1.131 | 0.55909 | N/A | 1.1783 | 0.43709 | 8750.2777
[8 empty] | Industrial | Motor Improved Controls | 93.2575 | 4.7481 | N/A | 0.71211 | 18.2259 | 5288.1861
[8 empty] | Industrial | Pump Equipment Upgrade | 4.8018 | 0.51021 | N/A | 5.6322 | 0.43153 | 41824.7917
[8 empty] | Industrial | Motor Equipment Upgrades | 2.8737 | 0.49901 | N/A | 1.1513 | 0.010566 | 8549.39
[8 empty] | Industrial | Fan Improved Controls | 33.6307 | 0.66024 | N/A | 3.6728 | 3.5993 | 27274.6861
[8 empty] | Industrial | Fan Equipment Upgrades | 3.4208 | 0.49789 | N/A | 0.72421 | 0.0017454 | 5377.9863
[8 empty] | Industrial | Lighting Controls | 10.4615 | 0.94236 | N/A | 6.6756 | 16.6217 | 46768.735
[8 empty] | Industrial | Efficient Lighting - Other Interior Lighting | 2.1775 | 0.69221 | N/A | 12.5216 | 13.3841 | 87725.0133
[8 empty] | Industrial | Efficient Lighting - High Bay | 2.9268 | 0.50414 | N/A | 17.2115 | 0.0091486 | 120582.0063
[8 empty] | Industrial | HVAC Improved Controls | 214.8126 | 1.0694 | N/A | 10.967 | 35.3065 | 76986.1335
[8 empty] | Industrial | Building Envelope Improvements | 10.6314 | 0.84693 | N/A | 12.0615 | 23.5555 | 84669.4452
[8 empty] | Industrial | HVAC Equipment Upgrades | 1.9434 | 0.50392 | N/A | 40.9958 | 0.024054 | 287783.6946
[8 empty] | Industrial | Lighting Controls - Exterior | 4.3087 | 0.38812 | N/A | 0 | 0 | 3956.0478
[8 empty] | Industrial | Efficient Lighting - Exterior | 4.2526 | 0.3882 | N/A | 0 | 0.0014541 | 22319.4209
[8 empty] | Industrial | Compressed Air System Optimization | 10.802 | 0.63721 | N/A | 1.1879 | 0.99942 | 8821.4839
[8 empty] | Industrial | Compressed Air Controls | 160.1931 | 0.83074 | N/A | 2.3968 | 4.8095 | 17798.9695
[8 empty] | Industrial | Compressed Air Equipment | 43.2493 | 0.49749 | N/A | 0.50816 | 8.9104e-06 | 3773.6368
[8 empty] | Industrial | Process Other Systems Optimization | 124.0545 | 19.0839 | N/A | 0.27252 | 29.8277 | 1979.4745
[8 empty] | Industrial | Plant Energy Management | 31.7141 | 0.58657 | N/A | 20.5478 | 10.5865 | 149884.6596
[8 empty] | Industrial | Process Heat System Optimization | 4.2571 | 0.58906 | N/A | 0.81437 | 0.42747 | 5915.2632
[8 empty] | Industrial | Process Heat Improved Controls | 3.7337 | 2.6738 | N/A | 0.49053 | 6.2803 | 3563.0337
[8 empty] | Industrial | Process Refrig System Optimization | 325.733 | 1.4463 | N/A | 0.36348 | 2.0259 | 2640.1645
[8 empty] | Industrial | Process Refrig Controls | 1.1073 | 0.77758 | N/A | 0.15011 | 0.24546 | 1090.3132
[8 empty] | Industrial | Process Refrig Equipment Upgrade | 4.2636 | 0.50018 | N/A | 0.81373 | 0.0011802 | 5910.6576
[8 empty] | Industrial | Pump System Optimization | 92.5011 | 0.61832 | N/A | 3.9037 | 2.8403 | 28988.8574
[8 empty] | Industrial | Pump Improved Controls | 30.3706 | 1.5463 | N/A | 0.43806 | 2.7664 | 3253.065
[8 empty] | Industrial | Motor Optimization | 10.522 | 0.51642 | N/A | 6.4343 | 0.73341 | 47781.5897
[8 empty] | Industrial | Motor Improved Controls | 42.6388 | 2.1709 | N/A | 0.4407 | 4.4405 | 3272.6302
[8 empty] | Industrial | Pump Equipment Upgrade | 5.638 | 0.50047 | N/A | 1.8446 | 0.033091 | 13697.7443
[8 empty] | Industrial | Motor Equipment Upgrades | 3.659 | 0.50441 | N/A | 0.30697 | 0.012804 | 2279.609
[8 empty] | Industrial | Fan System Optimization | 247.8027 | 0.64368 | N/A | 31.8725 | 28.0558 | 236686.7584
[8 empty] | Industrial | Fan Improved Controls | 36.9251 | 0.72491 | N/A | 2.1258 | 2.9111 | 15786.209
[8 empty] | Industrial | Fan Equipment Upgrades | 5.6048 | 0.49752 | N/A | 0.77902 | 0.00013707 | 5785.0059
[8 empty] | Industrial | Lighting Controls | 9.3945 | 1.1019 | N/A | 0.97034 | 3.2955 | 6798.0735
[8 empty] | Industrial | Efficient Lighting - Other Interior Lighting | 2.42 | 0.76928 | N/A | 2.9061 | 4.3785 | 20359.7951
[8 empty] | Industrial | Efficient Lighting - High Bay | 2.9267 | 0.50411 | N/A | 5.6307 | 0.0021544 | 39447.941
[8 empty] | Industrial | HVAC Improved Controls | 65.0444 | 1.6173 | N/A | 0.086864 | 0.55051 | 609.7671
[8 empty] | Industrial | Building Envelope Improvements | 8.946 | 0.92759 | N/A | 0.217 | 0.52342 | 1523.2948
[8 empty] | Industrial | HVAC Equipment Upgrades | 2.636 | 0.50392 | N/A | 1.6359 | 0.00095983 | 11483.6869
[8 empty] | Industrial | Lighting Controls - Exterior | 3.309 | 0.38812 | N/A | 0 | 0 | 629.4231
[8 empty] | Industrial | Efficient Lighting - Exterior | 4.2549 | 0.38841 | N/A | 0 | 0.00084159 | 3551.1097
[8 empty] | Industrial | Compressed Air System Optimization | 17.7092 | 0.64645 | N/A | 0.68954 | 0.61848 | 5120.5249
[8 empty] | Industrial | Compressed Air Controls | 29.4125 | 1.0688 | N/A | 0.84462 | 2.9054 | 6272.2137
[8 empty] | Industrial | Compressed Air Equipment | 5.1585 | 0.49754 | N/A | 2.1246 | 0.00071468 | 15777.5537
[8 empty] | Industrial | Process Other Systems Optimization | 35.6899 | 0.66011 | N/A | 0.35076 | 0.33089 | 2547.8001
[8 empty] | Industrial | Plant Energy Management | 50.1106 | 0.92682 | N/A | 7.2812 | 18.586 | 53527.7697
[8 empty] | Industrial | Process Heat System Optimization | 2.9689 | 0.77157 | N/A | 0.1423 | 0.22765 | 1033.5801
[8 empty] | Industrial | Process Heat Improved Controls | 1.6471 | 1.1795 | N/A | 0.33498 | 1.3407 | 2433.1743
[8 empty] | Industrial | Process Heat Equipment Upgrade | 2.701 | 0.50003 | N/A | 14.0696 | 0.0083817 | 102196.3614
[8 empty] | Industrial | Process Refrig Controls | 1.1158 | 0.78356 | N/A | 0.16417 | 0.27423 | 1192.4436
[8 empty] | Industrial | Process Refrig Equipment Upgrade | 2.4331 | 0.50017 | N/A | 0.28048 | 0.00038345 | 2037.2923
[8 empty] | Industrial | Pump Improved Controls | 28.957 | 1.4743 | N/A | 0.3552 | 2.0892 | 2637.7681
[8 empty] | Industrial | Motor Optimization | 10.1498 | 0.52899 | N/A | 3.8643 | 0.73305 | 28696.2227
[8 empty] | Industrial | Motor Improved Controls | 33.9059 | 1.7263 | N/A | 0.35736 | 2.6441 | 2653.8038
[8 empty] | Industrial | Pump Equipment Upgrade | 3.7566 | 0.54676 | N/A | 0.71429 | 0.21191 | 5304.3314
[8 empty] | Industrial | Motor Equipment Upgrades | 10.1883 | 0.49768 | N/A | 0.29358 | 0.00034329 | 2180.1224
[8 empty] | Industrial | Fan Improved Controls | 33.6307 | 0.66024 | N/A | 1.6797 | 1.6461 | 12473.6411
[8 empty] | Industrial | Fan Equipment Upgrades | 3.4188 | 0.49759 | N/A | 0.3312 | 0.00020037 | 2459.536
[8 empty] | Industrial | Lighting Controls | 10.9446 | 1.309 | N/A | 0.4493 | 2.0546 | 3147.7563
[8 empty] | Industrial | Efficient Lighting - Other Interior Lighting | 1.941 | 0.61703 | N/A | 1.9988 | 1.2829 | 14003.4082
[8 empty] | Industrial | Efficient Lighting - High Bay | 2.9272 | 0.5042 | N/A | 1.6497 | 0.0014799 | 11557.7893
[8 empty] | Industrial | HVAC Improved Controls | 43.7628 | 1.4221 | N/A | 0.083107 | 0.43437 | 583.4001
[8 empty] | Industrial | Building Envelope Improvements | 4.6513 | 0.57472 | N/A | 0.17807 | 0.071867 | 1250.0148
[8 empty] | Industrial | HVAC Equipment Upgrades | 5.0723 | 0.50392 | N/A | 0.20228 | 0.00011868 | 1419.954
[8 empty] | Industrial | Lighting Controls - Exterior | 3.245 | 0.38812 | N/A | 0 | 0 | 379.1873
[8 empty] | Industrial | Efficient Lighting - Exterior | 4.2559 | 0.38851 | N/A | 0 | 0.00066499 | 2139.3172
[8 empty] | Industrial | Compressed Air System Optimization | 11.018 | 0.54137 | N/A | 0.55274 | 0.14605 | 4104.6839
[8 empty] | Industrial | Compressed Air Controls | 35.9893 | 1.5341 | N/A | 0.19458 | 1.2146 | 1444.9963
[8 empty] | Industrial | Compressed Air Equipment | 2.8169 | 0.49761 | N/A | 0.63312 | 0.00046659 | 4701.6121
[8 empty] | Industrial | Process Other Systems Optimization | 15.2915 | 0.6666 | N/A | 0.53483 | 0.52499 | 3884.8243
[8 empty] | Industrial | Process Heat System Optimization | 1.432 | 1.2093 | N/A | 0.5203 | 2.1738 | 3779.2351
[8 empty] | Industrial | Process Heat Equipment Upgrade | 16.7749 | 0.50005 | N/A | 41.0347 | 0.028699 | 298061.1822
[8 empty] | Industrial | Process Refrig Controls | 1.313 | 0.92201 | N/A | 0.54426 | 1.353 | 3953.3037
[8 empty] | Industrial | Process Refrig Equipment Upgrade | 3.8064 | 0.50003 | N/A | 1.356 | 0.0007953 | 9849.5873
[8 empty] | Industrial | Pump Improved Controls | 141.497 | 7.2041 | N/A | 0.86434 | 34.9047 | 6418.665
[8 empty] | Industrial | Motor Optimization | 2.0515 | 0.50133 | N/A | 523.9877 | 12.124 | 3891159.5303
[8 empty] | Industrial | Motor Improved Controls | 33.2425 | 1.6925 | N/A | 0.85908 | 6.1815 | 6379.5595
[8 empty] | Industrial | Pump Equipment Upgrade | 5.1596 | 0.52652 | N/A | 2.4453 | 0.42742 | 18159.0785
[8 empty] | Industrial | Motor Equipment Upgrades | 4.4376 | 0.49817 | N/A | 1.579 | 0.0064436 | 11725.9161
[8 empty] | Industrial | Fan Improved Controls | 38.8542 | 0.76279 | N/A | 4.7349 | 7.5638 | 35161.7261
[8 empty] | Industrial | Fan Equipment Upgrades | 4.876 | 0.49758 | N/A | 1.3673 | 0.00075069 | 10153.7324
[8 empty] | Industrial | Lighting Controls | 21.0951 | 2.1614 | N/A | 2.7192 | 25.6002 | 19050.5994
[8 empty] | Industrial | Efficient Lighting - Other Interior Lighting | 1.7778 | 0.56515 | N/A | 28.3585 | 9.8426 | 198676.0081
[8 empty] | Industrial | Efficient Lighting - High Bay | 2.9281 | 0.50436 | N/A | 12.6573 | 0.022889 | 88675.7254
[8 empty] | Industrial | HVAC Recommissioning | 15.9671 | 0.75628 | N/A | 31.7928 | 45.6862 | 223179.9722
[8 empty] | Industrial | HVAC Improved Controls | 226.3238 | 0.59139 | N/A | 15.6074 | 7.7794 | 109561.2416
[8 empty] | Industrial | Building Envelope Improvements | 5.0117 | 1.1264 | N/A | 2.9898 | 10.5944 | 20987.8593
[8 empty] | Industrial | HVAC Equipment Upgrades | 4.9473 | 0.50392 | N/A | 11.0244 | 0.0064684 | 77389.68
[8 empty] | Industrial | Lighting Controls - Exterior | 3.7881 | 0.38812 | N/A | 0 | 0 | 2909.2683
[8 empty] | Industrial | Efficient Lighting - Exterior | 4.253 | 0.38824 | N/A | 0 | 0.0015967 | 16413.65
[8 empty] | Industrial | Compressed Air System Optimization | 14.3636 | 0.57282 | N/A | 1.6073 | 0.72907 | 11935.8028
[8 empty] | Industrial | Compressed Air Controls | 27.2521 | 1.1937 | N/A | 2.0885 | 8.7552 | 15508.9704
[8 empty] | Industrial | Compressed Air Equipment | 4.9527 | 0.49759 | N/A | 2.0069 | 0.0012798 | 14903.5798
[8 empty] | Industrial | Process Other Systems Optimization | 250.0251 | 4.6244 | N/A | 0.18226 | 4.4274 | 1323.8871
[8 empty] | Industrial | Plant Energy Management | 40.871 | 0.75593 | N/A | 53.7434 | 81.6282 | 392375.4618
[8 empty] | Industrial | Process Heat System Optimization | 7.2099 | 0.53341 | N/A | 1.5832 | 0.31216 | 11499.8593
[8 empty] | Industrial | Process Heat Improved Controls | 4.8248 | 3.4552 | N/A | 0.38406 | 6.6847 | 2789.6953
[8 empty] | Industrial | Process Refrig Controls | 1.1073 | 0.77758 | N/A | 2.0094 | 3.2858 | 14595.422
[8 empty] | Industrial | Process Refrig Equipment Upgrade | 5.1332 | 0.50122 | N/A | 0.88216 | 0.0067081 | 6407.6975
[8 empty] | Industrial | Pump System Optimization | 8.4049 | 0.52533 | N/A | 331.4261 | 55.5613 | 2461187.2442
[8 empty] | Industrial | Pump Improved Controls | 28.9776 | 1.4754 | N/A | 2.4333 | 14.3277 | 18070.135
[8 empty] | Industrial | Motor Optimization | 9.2384 | 0.61755 | N/A | 15.1516 | 10.954 | 112516.4928
[8 empty] | Industrial | Motor Improved Controls | 39.6977 | 2.0212 | N/A | 2.4185 | 22.1887 | 17960.0432
[8 empty] | Industrial | Pump Equipment Upgrade | 3.5109 | 0.71099 | N/A | 3.8154 | 4.905 | 28333.7163
[8 empty] | Industrial | Motor Equipment Upgrades | 19.8204 | 0.49749 | N/A | 11.416 | 0 | 84775.9697
[8 empty] | Industrial | Fan System Optimization | 21.1373 | 0.59135 | N/A | 45.8955 | 25.9384 | 340822.2365
[8 empty] | Industrial | Fan Improved Controls | 70.1315 | 0.5517 | N/A | 277.0311 | 90.4309 | 2057247.127
[8 empty] | Industrial | Fan Equipment Upgrades | 2.4567 | 0.4975 | N/A | 1.348 | 0.00012354 | 10010.085
[8 empty] | Industrial | Lighting Controls | 12.1708 | 1.2766 | N/A | 11.3592 | 49.8499 | 79581.2618
[8 empty] | Industrial | Efficient Lighting - Other Interior Lighting | 1.7753 | 0.56436 | N/A | 88.0046 | 30.1536 | 616549.8024
[8 empty] | Industrial | Efficient Lighting - High Bay | 2.9285 | 0.50444 | N/A | 38.7768 | 0.086705 | 271665.3277
[8 empty] | Industrial | HVAC Recommissioning | 3.1255 | 0.58069 | N/A | 175.6655 | 76.867 | 1233141.3637
[8 empty] | Industrial | HVAC Improved Controls | 70.3994 | 0.84578 | N/A | 15.7557 | 30.6673 | 110601.9227
[8 empty] | Industrial | Building Envelope Improvements | 8.32 | 0.89949 | N/A | 22.4499 | 50.5609 | 157594.3067
[8 empty] | Industrial | HVAC Equipment Upgrades | 5.0723 | 0.50392 | N/A | 66.8108 | 0.0392 | 469000.0172
[8 empty] | Industrial | Lighting Controls - Exterior | 3.7003 | 0.38812 | N/A | 0 | 0 | 4855.1205
[8 empty] | Industrial | Efficient Lighting - Exterior | 4.252 | 0.38815 | N/A | 0 | 0.00097984 | 50284.5572
[8 empty] | Industrial | Compressed Air System Optimization | 10.481 | 0.51077 | N/A | 5.348 | 0.42777 | 39714.5412
[8 empty] | Industrial | Compressed Air Controls | 37.8878 | 2.0583 | N/A | 3.3895 | 31.8558 | 25170.5324
[8 empty] | Industrial | Compressed Air Equipment | 7.2077 | 0.49844 | N/A | 10.4261 | 0.05991 | 77424.4293
[8 empty] | Industrial | Process Other Systems Optimization | 21.2381 | 0.55446 | N/A | 44.9972 | 14.4499 | 326842.7047
[8 empty] | Industrial | Plant Energy Management | 39.1247 | 0.72363 | N/A | 30.956 | 41.3361 | 226879.2869
[8 empty] | Industrial | Process Heat System Optimization | 2.1481 | 0.53094 | N/A | 1.636 | 0.29879 | 11883.1572
[8 empty] | Industrial | Process Heat Improved Controls | 3.1438 | 2.416 | N/A | 2.5881 | 29.2058 | 18798.9611
[8 empty] | Industrial | Process Refrig System Optimization | 5.7078 | 0.51463 | N/A | 87.884 | 7.6065 | 638357.2285
[8 empty] | Industrial | Process Refrig Controls | 24.7238 | 1.3086 | N/A | 28.5957 | 136.1945 | 207708.3691
[8 empty] | Industrial | Process Refrig Equipment Upgrade | 3.0317 | 0.50008 | N/A | 7.7887 | 0.0065331 | 56574.344
[8 empty] | Industrial | Pump System Optimization | 11.2565 | 0.59605 | N/A | 15.998 | 9.4947 | 118802.2231
[8 empty] | Industrial | Pump Improved Controls | 27.1634 | 1.383 | N/A | 1.4439 | 7.6988 | 10722.6468
[8 empty] | Industrial | Motor Optimization | 1.3981 | 0.50881 | N/A | 3.6381 | 0.24798 | 27016.577
[8 empty] | Industrial | Motor Improved Controls | 137.1976 | 11.3538 | N/A | 20.9745 | 1371.0815 | 155758.0323
[8 empty] | Industrial | Pump Equipment Upgrade | 4.8561 | 0.51598 | N/A | 15.2983 | 1.7036 | 113606.1209
[8 empty] | Industrial | Motor Equipment Upgrades | 3.7473 | 0.49848 | N/A | 4.5451 | 0.027174 | 33751.9319
[8 empty] | Industrial | Fan System Optimization | 25.4443 | 0.71706 | N/A | 110.1056 | 145.5752 | 817649.9714
[8 empty] | Industrial | Fan Improved Controls | 25.0311 | 0.66572 | N/A | 112.1434 | 113.6015 | 832782.29
[8 empty] | Industrial | Fan Equipment Upgrades | 3.4182 | 0.49751 | N/A | 4.1475 | 0.0004492 | 30799.7926
[8 empty] | Industrial | Lighting Controls | 14.7168 | 1.6431 | N/A | 2.5556 | 16.5363 | 17904.1413
[8 empty] | Industrial | Efficient Lighting - Other Interior Lighting | 1.9748 | 0.62776 | N/A | 17.3588 | 12.1996 | 121613.4952
[8 empty] | Industrial | Efficient Lighting - High Bay | 2.9275 | 0.50426 | N/A | 15.6883 | 0.019397 | 109910.4505
[8 empty] | Industrial | HVAC Recommissioning | 3.3882 | 0.62463 | N/A | 128.1669 | 88.136 | 899709.4613
[8 empty] | Industrial | HVAC Improved Controls | 16.237 | 0.65416 | N/A | 11.2909 | 9.6624 | 79260.3895
[8 empty] | Industrial | Building Envelope Improvements | 8.0007 | 0.92187 | N/A | 3.2761 | 7.7955 | 22997.3682
[8 empty] | Industrial | HVAC Equipment Upgrades | 4.5982 | 0.50382 | N/A | 6.9531 | 0 | 48809.8998
[8 empty] | Industrial | Lighting Controls - Exterior | 3.4763 | 0.38812 | N/A | 0 | 0 | 2341.1959
[8 empty] | Industrial | Efficient Lighting - Exterior | 4.2545 | 0.38837 | N/A | 0 | 0.002686 | 13208.6718
[8 empty] | Industrial | Compressed Air System Optimization | 13.3187 | 0.57359 | N/A | 2.7696 | 1.2691 | 20566.9478
[8 empty] | Industrial | Compressed Air Controls | 25.4205 | 1.1219 | N/A | 2.5404 | 9.5506 | 18864.8701
[8 empty] | Industrial | Compressed Air Equipment | 6.0408 | 0.49912 | N/A | 4.6012 | 0.045276 | 34168.5097
[8 empty] | Industrial | Plant Energy Management | 35.0415 | 0.64811 | N/A | 333.6597 | 297.2574 | 2452354.8309
[8 empty] | Industrial | Pump System Optimization | 11.2565 | 0.59605 | N/A | 257.8173 | 153.0129 | 1914564.6448
[8 empty] | Industrial | Pump Improved Controls | 27.1634 | 1.383 | N/A | 23.2696 | 124.0709 | 172801.4879
[8 empty] | Industrial | Motor Optimization | 1.3981 | 0.50881 | N/A | 58.6297 | 3.9964 | 435387.3306
[8 empty] | Industrial | Motor Improved Controls | 137.1975 | 11.3537 | N/A | 338.0166 | 22095.7504 | 2510128.8507
[8 empty] | Industrial | Pump Equipment Upgrade | 4.8561 | 0.51598 | N/A | 246.5411 | 27.4549 | 1830826.5377
[8 empty] | Industrial | Motor Equipment Upgrades | 3.7473 | 0.49848 | N/A | 73.2464 | 0.43793 | 543931.3642
[8 empty] | Industrial | Fan System Optimization | 25.4443 | 0.71706 | N/A | 1774.4141 | 2346.0264 | 13176889.3767
[8 empty] | Industrial | Fan Improved Controls | 25.0311 | 0.66572 | N/A | 1807.2533 | 1830.7516 | 13420754.9218
[8 empty] | Industrial | Fan Equipment Upgrades | 3.4183 | 0.49752 | N/A | 66.8398 | 0.011392 | 496355.9739
[8 empty] | Industrial | Lighting Controls | 14.7168 | 1.6431 | N/A | 64.8142 | 419.3903 | 454080.4223
[8 empty] | Industrial | Efficient Lighting - Other Interior Lighting | 1.9748 | 0.62776 | N/A | 440.249 | 309.4026 | 3084331.5263
[8 empty] | Industrial | Efficient Lighting - High Bay | 2.9276 | 0.50427 | N/A | 397.8832 | 0.51535 | 2787521.787
[8 empty] | Industrial | HVAC Recommissioning | 3.3882 | 0.62463 | N/A | 3697.3517 | 2542.5419 | 25954765.474
[8 empty] | Industrial | HVAC Improved Controls | 16.237 | 0.65416 | N/A | 325.7202 | 278.7398 | 2286499.0441
[8 empty] | Industrial | Building Envelope Improvements | 8.0007 | 0.92187 | N/A | 94.5076 | 224.8841 | 663426.7203
[8 empty] | Industrial | HVAC Equipment Upgrades | 4.5982 | 0.50382 | N/A | 200.584 | 0 | 1408065.1076
[8 empty] | Industrial | Lighting Controls - Exterior | 3.4763 | 0.38812 | N/A | 0 | 0 | 59376.8345
[8 empty] | Industrial | Efficient Lighting - Exterior | 4.2535 | 0.38828 | N/A | 0 | 0.043287 | 334995.0834
[8 empty] | Industrial | Compressed Air System Optimization | 13.3187 | 0.57359 | N/A | 44.6331 | 20.4516 | 331447.9306
[8 empty] | Industrial | Compressed Air Controls | 25.4205 | 1.1219 | N/A | 40.9394 | 153.9134 | 304017.986
[8 empty] | Industrial | Compressed Air Equipment | 6.0218 | 0.49755 | N/A | 74.1504 | 0.026485 | 550644.7563
[8 empty] | Industrial | Auto DR | 99.9 | 99.9 | N/A | 11.3362 | 10.1714 | 0
[8 empty] | Industrial | Auto DR | 99.9 | 99.9 | N/A | 53.8734 | 55.3004 | 0
[8 empty] | Industrial | Auto DR | 99.9 | 99.9 | N/A | 290.0661 | 222.0263 | 0
[8 empty] | Industrial | Auto DR | 99.9 | 99.9 | N/A | 2087.2258 | 1695.722 | 0
[8 empty] | Industrial | CPP | 99.9 | 99.9 | N/A | 4.5345 | 4.0686 | 0
[8 empty] | Industrial | CPP | 99.9 | 99.9 | N/A | 21.5494 | 22.1202 | 0
[8 empty] | Industrial | CPP | 99.9 | 99.9 | N/A | 116.0264 | 88.8105 | 0
[8 empty] | Industrial | CPP | 99.9 | 99.9 | N/A | 834.8903 | 678.2888 | 0
[8 empty] | Industrial | Firm Service Level | 99.9 | 99.9 | N/A | 11.3362 | 10.1714 | 0
[8 empty] | Industrial | Firm Service Level | 99.9 | 99.9 | N/A | 53.8734 | 55.3004 | 0
[8 empty] | Industrial | Firm Service Level | 99.9 | 99.9 | N/A | 290.0661 | 222.0263 | 0
[8 empty] | Industrial | Firm Service Level | 99.9 | 99.9 | N/A | 2087.2258 | 1695.722 | 0
[8 empty] | Industrial | Guaranteed Load Drop | 99.9 | 99.9 | N/A | 11.3362 | 10.1714 | 0
[8 empty] | Industrial | Guaranteed Load Drop | 99.9 | 99.9 | N/A | 53.8734 | 55.3004 | 0
[8 empty] | Industrial | Guaranteed Load Drop | 99.9 | 99.9 | N/A | 290.0661 | 222.0263 | 0
[8 empty] | Industrial | Guaranteed Load Drop | 99.9 | 99.9 | N/A | 2087.2258 | 1695.722 | 0

## Failing Measures
Failing Measures Results | [8 empty] | Failing Measures Results | [8 empty] | Failing Measures Results | [8 empty] | Failing Measures Results
Economic Potential - RIM | [8 empty] | Economic Potential - TRC | [8 empty] | Achievable Potential - RIM | [8 empty] | Achievable Potential - TRC
Customer Class | Measure Name | TRC | RIM | PCT | Summer (KW) | Winter (KW) | Energy (KWh) | Reason For Failure | Customer Class | Measure Name | TRC | RIM | PCT | Summer (KW) | Winter (KW) | Energy (KWh) | Reason For Failure | Customer Class | Measure Name | TRC | RIM | PCT | Summer (KW) | Winter (KW) | Energy (KWh) | Reason For Failure | Customer Class | Measure Name | TRC | RIM | PCT | Summer (KW) | Winter (KW) | Energy (KWh) | Reason For Failure
Residential | Energy Star Clothes Dryer | 0.41642 | 0.42372 | N/A | 0.022953 | 0.013331 | 145.9522 | RIM | Residential | Energy Star Clothes Dryer | 0.41642 | 0.42372 | N/A | 0.022953 | 0.013331 | 145.9522 | TRC | Residential | Energy Star Clothes Dryer | 0.39003 | 0.39642 | 0.98279 | 0.022953 | 0.013331 | 145.9522 | RIM | Residential | Energy Star Clothes Dryer | 0.39003 | 0.39642 | 0.98279 | 0.022953 | 0.013331 | 145.9522 | TRC
Residential | Energy Star Clothes Dryer | 0.41642 | 0.42372 | N/A | 0.022953 | 0.013331 | 145.9522 | RIM | Residential | Energy Star Clothes Dryer | 0.41642 | 0.42372 | N/A | 0.022953 | 0.013331 | 145.9522 | TRC | Residential | Energy Star Clothes Dryer | 0.39003 | 0.39642 | 0.98279 | 0.022953 | 0.013331 | 145.9522 | RIM | Residential | Energy Star Clothes Dryer | 0.39003 | 0.39642 | 0.98279 | 0.022953 | 0.013331 | 145.9522 | TRC
Residential | Energy Star Clothes Dryer | 0.41642 | 0.42372 | N/A | 0.022953 | 0.013331 | 145.9522 | RIM | Residential | Energy Star Clothes Dryer | 0.41642 | 0.42372 | N/A | 0.022953 | 0.013331 | 145.9522 | TRC | Residential | Energy Star Clothes Dryer | 0.39003 | 0.39642 | 0.98279 | 0.022953 | 0.013331 | 145.9522 | RIM | Residential | Energy Star Clothes Dryer | 0.39003 | 0.39642 | 0.98279 | 0.022953 | 0.013331 | 145.9522 | TRC
Residential | Energy Star Clothes Dryer | 0.41642 | 0.42372 | N/A | 0.022953 | 0.013331 | 145.9522 | RIM | Residential | Energy Star Clothes Dryer | 0.41642 | 0.42372 | N/A | 0.022953 | 0.013331 | 145.9522 | TRC | Residential | Energy Star Clothes Dryer | 0.39003 | 0.39642 | 0.98279 | 0.022953 | 0.013331 | 145.9522 | RIM | Residential | Energy Star Clothes Dryer | 0.39003 | 0.39642 | 0.98279 | 0.022953 | 0.013331 | 145.9522 | TRC
Residential | Energy Star Clothes Dryer | 0.41642 | 0.42372 | N/A | 0.022953 | 0.013331 | 145.9522 | RIM | Residential | Energy Star Clothes Dryer | 0.41642 | 0.42372 | N/A | 0.022953 | 0.013331 | 145.9522 | TRC | Residential | Energy Star Clothes Dryer | 0.39003 | 0.39642 | 0.98279 | 0.022953 | 0.013331 | 145.9522 | RIM | Residential | Energy Star Clothes Dryer | 0.39003 | 0.39642 | 0.98279 | 0.022953 | 0.013331 | 145.9522 | TRC
Residential | Energy Star Clothes Dryer | 0.41642 | 0.42372 | N/A | 0.022953 | 0.013331 | 145.9522 | RIM | Residential | Energy Star Clothes Dryer | 0.41642 | 0.42372 | N/A | 0.022953 | 0.013331 | 145.9522 | TRC | Residential | Energy Star Clothes Dryer | 0.39003 | 0.39642 | 0.98279 | 0.022953 | 0.013331 | 145.9522 | RIM | Residential | Energy Star Clothes Dryer | 0.39003 | 0.39642 | 0.98279 | 0.022953 | 0.013331 | 145.9522 | TRC
Residential | Energy Star Clothes Washer | 6.6311 | 0.42372 | N/A | 0.085635 | 0.049737 | 544.539 | RIM | Residential | Energy Star Freezer | 0.49599 | 0.40585 | N/A | 0.0085251 | 0.0058997 | 65.6 | TRC | Residential | Energy Star Clothes Washer | 3.1918 | 0.39642 | 15.6498 | 0.085635 | 0.049737 | 544.539 | RIM | Residential | Energy Star Clothes Washer | 3.1918 | 0.39642 | 15.6498 | 0.085635 | 0.049737 | 544.539 | 2 Year Payback
Residential | Energy Star Clothes Washer | 6.6311 | 0.42372 | N/A | 0.085635 | 0.049737 | 544.539 | RIM | Residential | Energy Star Freezer | 0.49599 | 0.40585 | N/A | 0.0085251 | 0.0058997 | 65.6 | TRC | Residential | Energy Star Clothes Washer | 3.1918 | 0.39642 | 15.6498 | 0.085635 | 0.049737 | 544.539 | RIM | Residential | Energy Star Clothes Washer | 3.1918 | 0.39642 | 15.6498 | 0.085635 | 0.049737 | 544.539 | 2 Year Payback
Residential | Energy Star Clothes Washer | 6.6311 | 0.42372 | N/A | 0.085635 | 0.049737 | 544.539 | RIM | Residential | Energy Star Freezer | 0.49599 | 0.40585 | N/A | 0.0085251 | 0.0058997 | 65.6 | TRC | Residential | Energy Star Clothes Washer | 3.1918 | 0.39642 | 15.6498 | 0.085635 | 0.049737 | 544.539 | RIM | Residential | Energy Star Clothes Washer | 3.1918 | 0.39642 | 15.6498 | 0.085635 | 0.049737 | 544.539 | 2 Year Payback
Residential | Energy Star Clothes Washer | 6.6311 | 0.42372 | N/A | 0.085635 | 0.049737 | 544.539 | RIM | Residential | Energy Star Freezer | 0.49599 | 0.40585 | N/A | 0.0085251 | 0.0058997 | 65.6 | TRC | Residential | Energy Star Clothes Washer | 3.1918 | 0.39642 | 15.6498 | 0.085635 | 0.049737 | 544.539 | RIM | Residential | Energy Star Clothes Washer | 3.1918 | 0.39642 | 15.6498 | 0.085635 | 0.049737 | 544.539 | 2 Year Payback
Residential | Energy Star Clothes Washer | 6.6311 | 0.42372 | N/A | 0.085635 | 0.049737 | 544.539 | RIM | Residential | Energy Star Freezer | 0.49599 | 0.40585 | N/A | 0.0085251 | 0.0058997 | 65.6 | TRC | Residential | Energy Star Clothes Washer | 3.1918 | 0.39642 | 15.6498 | 0.085635 | 0.049737 | 544.539 | RIM | Residential | Energy Star Clothes Washer | 3.1918 | 0.39642 | 15.6498 | 0.085635 | 0.049737 | 544.539 | 2 Year Payback
Residential | Energy Star Clothes Washer | 6.6311 | 0.42372 | N/A | 0.085635 | 0.049737 | 544.539 | RIM | Residential | Energy Star Freezer | 0.49599 | 0.40585 | N/A | 0.0085251 | 0.0058997 | 65.6 | TRC | Residential | Energy Star Clothes Washer | 3.1918 | 0.39642 | 15.6498 | 0.085635 | 0.049737 | 544.539 | RIM | Residential | Energy Star Clothes Washer | 3.1918 | 0.39642 | 15.6498 | 0.085635 | 0.049737 | 544.539 | 2 Year Payback
Residential | Energy Star Dishwasher | 28397.2244 | 0.42023 | N/A | 0.0044126 | 0.0047969 | 40.303 | RIM | Residential | Energy Star Refrigerator | 0.62285 | 0.33948 | N/A | 0.013935 | 0.0046429 | 133.5 | TRC | Residential | Energy Star Dishwasher | 6.1021 | 0.39316 | 67574.8595 | 0.0044126 | 0.0047969 | 40.303 | RIM | Residential | Energy Star Dishwasher | 6.1021 | 0.39316 | 67574.8595 | 0.0044126 | 0.0047969 | 40.303 | 2 Year Payback
Residential | Energy Star Dishwasher | 28397.2244 | 0.42023 | N/A | 0.0044126 | 0.0047969 | 40.303 | RIM | Residential | Energy Star Refrigerator | 0.62285 | 0.33948 | N/A | 0.013935 | 0.0046429 | 133.5 | TRC | Residential | Energy Star Dishwasher | 6.1021 | 0.39316 | 67574.8595 | 0.0044126 | 0.0047969 | 40.303 | RIM | Residential | Energy Star Dishwasher | 6.1021 | 0.39316 | 67574.8595 | 0.0044126 | 0.0047969 | 40.303 | 2 Year Payback
Residential | Energy Star Dishwasher | 28397.2244 | 0.42023 | N/A | 0.0044126 | 0.0047969 | 40.303 | RIM | Residential | Energy Star Refrigerator | 0.62285 | 0.33948 | N/A | 0.013935 | 0.0046429 | 133.5 | TRC | Residential | Energy Star Dishwasher | 6.1021 | 0.39316 | 67574.8595 | 0.0044126 | 0.0047969 | 40.303 | RIM | Residential | Energy Star Dishwasher | 6.1021 | 0.39316 | 67574.8595 | 0.0044126 | 0.0047969 | 40.303 | 2 Year Payback
Residential | Energy Star Dishwasher | 28397.2244 | 0.42023 | N/A | 0.0044126 | 0.0047969 | 40.303 | RIM | Residential | Energy Star Refrigerator | 0.62285 | 0.33948 | N/A | 0.013935 | 0.0046429 | 133.5 | TRC | Residential | Energy Star Dishwasher | 6.1021 | 0.39316 | 67574.8595 | 0.0044126 | 0.0047969 | 40.303 | RIM | Residential | Energy Star Dishwasher | 6.1021 | 0.39316 | 67574.8595 | 0.0044126 | 0.0047969 | 40.303 | 2 Year Payback
Residential | Energy Star Dishwasher | 28397.2244 | 0.42023 | N/A | 0.0044126 | 0.0047969 | 40.303 | RIM | Residential | Energy Star Refrigerator | 0.62285 | 0.33948 | N/A | 0.013935 | 0.0046429 | 133.5 | TRC | Residential | Energy Star Dishwasher | 6.1021 | 0.39316 | 67574.8595 | 0.0044126 | 0.0047969 | 40.303 | RIM | Residential | Energy Star Dishwasher | 6.1021 | 0.39316 | 67574.8595 | 0.0044126 | 0.0047969 | 40.303 | 2 Year Payback
Residential | Energy Star Dishwasher | 28397.2244 | 0.42023 | N/A | 0.0044126 | 0.0047969 | 40.303 | RIM | Residential | Energy Star Refrigerator | 0.62285 | 0.33948 | N/A | 0.013935 | 0.0046429 | 133.5 | TRC | Residential | Energy Star Dishwasher | 6.1021 | 0.39316 | 67574.8595 | 0.0044126 | 0.0047969 | 40.303 | RIM | Residential | Energy Star Dishwasher | 6.1021 | 0.39316 | 67574.8595 | 0.0044126 | 0.0047969 | 40.303 | 2 Year Payback
Residential | Energy Star Freezer | 0.49599 | 0.40585 | N/A | 0.0085251 | 0.0058997 | 65.6 | RIM | Residential | Heat Pump Clothes Dryer | 0.18059 | 0.42372 | N/A | 0.033979 | 0.019735 | 216.0685 | TRC | Residential | Energy Star Freezer | 0.45749 | 0.3797 | 1.2221 | 0.0085251 | 0.0058997 | 65.6 | RIM | Residential | Energy Star Freezer | 0.45749 | 0.3797 | 1.2221 | 0.0085251 | 0.0058997 | 65.6 | TRC
Residential | Energy Star Freezer | 0.49599 | 0.40585 | N/A | 0.0085251 | 0.0058997 | 65.6 | RIM | Residential | Heat Pump Clothes Dryer | 0.18059 | 0.42372 | N/A | 0.033979 | 0.019735 | 216.0685 | TRC | Residential | Energy Star Freezer | 0.45749 | 0.3797 | 1.2221 | 0.0085251 | 0.0058997 | 65.6 | RIM | Residential | Energy Star Freezer | 0.45749 | 0.3797 | 1.2221 | 0.0085251 | 0.0058997 | 65.6 | TRC
Residential | Energy Star Freezer | 0.49599 | 0.40585 | N/A | 0.0085251 | 0.0058997 | 65.6 | RIM | Residential | Heat Pump Clothes Dryer | 0.18059 | 0.42372 | N/A | 0.033979 | 0.019735 | 216.0685 | TRC | Residential | Energy Star Freezer | 0.45749 | 0.3797 | 1.2221 | 0.0085251 | 0.0058997 | 65.6 | RIM | Residential | Energy Star Freezer | 0.45749 | 0.3797 | 1.2221 | 0.0085251 | 0.0058997 | 65.6 | TRC
Residential | Energy Star Freezer | 0.49599 | 0.40585 | N/A | 0.0085251 | 0.0058997 | 65.6 | RIM | Residential | Heat Pump Clothes Dryer | 0.18059 | 0.42372 | N/A | 0.033979 | 0.019735 | 216.0685 | TRC | Residential | Energy Star Freezer | 0.45749 | 0.3797 | 1.2221 | 0.0085251 | 0.0058997 | 65.6 | RIM | Residential | Energy Star Freezer | 0.45749 | 0.3797 | 1.2221 | 0.0085251 | 0.0058997 | 65.6 | TRC
Residential | Energy Star Freezer | 0.49599 | 0.40585 | N/A | 0.0085251 | 0.0058997 | 65.6 | RIM | Residential | Heat Pump Clothes Dryer | 0.18059 | 0.42372 | N/A | 0.033979 | 0.019735 | 216.0685 | TRC | Residential | Energy Star Freezer | 0.45749 | 0.3797 | 1.2221 | 0.0085251 | 0.0058997 | 65.6 | RIM | Residential | Energy Star Freezer | 0.45749 | 0.3797 | 1.2221 | 0.0085251 | 0.0058997 | 65.6 | TRC
Residential | Energy Star Freezer | 0.49599 | 0.40585 | N/A | 0.0085251 | 0.0058997 | 65.6 | RIM | Residential | Heat Pump Clothes Dryer | 0.18059 | 0.42372 | N/A | 0.033979 | 0.019735 | 216.0685 | TRC | Residential | Energy Star Freezer | 0.45749 | 0.3797 | 1.2221 | 0.0085251 | 0.0058997 | 65.6 | RIM | Residential | Energy Star Freezer | 0.45749 | 0.3797 | 1.2221 | 0.0085251 | 0.0058997 | 65.6 | TRC
Residential | Energy Star Refrigerator | 0.62285 | 0.33948 | N/A | 0.013935 | 0.0046429 | 133.5 | RIM | Residential | High Efficiency Convection Oven | 0.10179 | 0.46991 | N/A | 0.020919 | 0.0068781 | 84.3 | TRC | Residential | Energy Star Refrigerator | 0.55299 | 0.31761 | 1.8347 | 0.013935 | 0.0046429 | 133.5 | RIM | Residential | Energy Star Refrigerator | 0.55299 | 0.31761 | 1.8347 | 0.013935 | 0.0046429 | 133.5 | TRC
Residential | Energy Star Refrigerator | 0.62285 | 0.33948 | N/A | 0.013935 | 0.0046429 | 133.5 | RIM | Residential | High Efficiency Convection Oven | 0.10179 | 0.46991 | N/A | 0.020919 | 0.0068781 | 84.3 | TRC | Residential | Energy Star Refrigerator | 0.55299 | 0.31761 | 1.8347 | 0.013935 | 0.0046429 | 133.5 | RIM | Residential | Energy Star Refrigerator | 0.55299 | 0.31761 | 1.8347 | 0.013935 | 0.0046429 | 133.5 | TRC
Residential | Energy Star Refrigerator | 0.62285 | 0.33948 | N/A | 0.013935 | 0.0046429 | 133.5 | RIM | Residential | High Efficiency Convection Oven | 0.10179 | 0.46991 | N/A | 0.020919 | 0.0068781 | 84.3 | TRC | Residential | Energy Star Refrigerator | 0.55299 | 0.31761 | 1.8347 | 0.013935 | 0.0046429 | 133.5 | RIM | Residential | Energy Star Refrigerator | 0.55299 | 0.31761 | 1.8347 | 0.013935 | 0.0046429 | 133.5 | TRC
Residential | Energy Star Refrigerator | 0.62285 | 0.33948 | N/A | 0.013935 | 0.0046429 | 133.5 | RIM | Residential | High Efficiency Convection Oven | 0.10179 | 0.46991 | N/A | 0.020919 | 0.0068781 | 84.3 | TRC | Residential | Energy Star Refrigerator | 0.55299 | 0.31761 | 1.8347 | 0.013935 | 0.0046429 | 133.5 | RIM | Residential | Energy Star Refrigerator | 0.55299 | 0.31761 | 1.8347 | 0.013935 | 0.0046429 | 133.5 | TRC
Residential | Energy Star Refrigerator | 0.62285 | 0.33948 | N/A | 0.013935 | 0.0046429 | 133.5 | RIM | Residential | High Efficiency Convection Oven | 0.10179 | 0.46991 | N/A | 0.020919 | 0.0068781 | 84.3 | TRC | Residential | Energy Star Refrigerator | 0.55299 | 0.31761 | 1.8347 | 0.013935 | 0.0046429 | 133.5 | RIM | Residential | Energy Star Refrigerator | 0.55299 | 0.31761 | 1.8347 | 0.013935 | 0.0046429 | 133.5 | TRC
Residential | Energy Star Refrigerator | 0.62285 | 0.33948 | N/A | 0.013935 | 0.0046429 | 133.5 | RIM | Residential | High Efficiency Convection Oven | 0.10179 | 0.46991 | N/A | 0.020919 | 0.0068781 | 84.3 | TRC | Residential | Energy Star Refrigerator | 0.55299 | 0.31761 | 1.8347 | 0.013935 | 0.0046429 | 133.5 | RIM | Residential | Energy Star Refrigerator | 0.55299 | 0.31761 | 1.8347 | 0.013935 | 0.0046429 | 133.5 | TRC
Residential | Heat Pump Clothes Dryer | 0.18059 | 0.42372 | N/A | 0.033979 | 0.019735 | 216.0685 | RIM | Residential | Instantaneous Hot Water System | 0.051103 | 0.48387 | N/A | -0.0034743 | 0.041304 | 149.9719 | TRC | Residential | Heat Pump Clothes Dryer | 0.17544 | 0.39642 | 0.42621 | 0.033979 | 0.019735 | 216.0685 | RIM | Residential | Heat Pump Clothes Dryer | 0.17544 | 0.39642 | 0.42621 | 0.033979 | 0.019735 | 216.0685 | TRC
Residential | Heat Pump Clothes Dryer | 0.18059 | 0.42372 | N/A | 0.033979 | 0.019735 | 216.0685 | RIM | Residential | Instantaneous Hot Water System | 0.04017 | 0.48387 | N/A | -0.002731 | 0.032468 | 117.8878 | TRC | Residential | Heat Pump Clothes Dryer | 0.17544 | 0.39642 | 0.42621 | 0.033979 | 0.019735 | 216.0685 | RIM | Residential | Heat Pump Clothes Dryer | 0.17544 | 0.39642 | 0.42621 | 0.033979 | 0.019735 | 216.0685 | TRC
Residential | Heat Pump Clothes Dryer | 0.18059 | 0.42372 | N/A | 0.033979 | 0.019735 | 216.0685 | RIM | Residential | Instantaneous Hot Water System | 0.03985 | 0.48387 | N/A | -0.0027093 | 0.032209 | 116.948 | TRC | Residential | Heat Pump Clothes Dryer | 0.17544 | 0.39642 | 0.42621 | 0.033979 | 0.019735 | 216.0685 | RIM | Residential | Heat Pump Clothes Dryer | 0.17544 | 0.39642 | 0.42621 | 0.033979 | 0.019735 | 216.0685 | TRC
Residential | Heat Pump Clothes Dryer | 0.18059 | 0.42372 | N/A | 0.033979 | 0.019735 | 216.0685 | RIM | Residential | Instantaneous Hot Water System | 0.051103 | 0.48387 | N/A | -0.0034743 | 0.041304 | 149.9719 | TRC | Residential | Heat Pump Clothes Dryer | 0.17544 | 0.39642 | 0.42621 | 0.033979 | 0.019735 | 216.0685 | RIM | Residential | Heat Pump Clothes Dryer | 0.17544 | 0.39642 | 0.42621 | 0.033979 | 0.019735 | 216.0685 | TRC
Residential | Heat Pump Clothes Dryer | 0.18059 | 0.42372 | N/A | 0.033979 | 0.019735 | 216.0685 | RIM | Residential | Instantaneous Hot Water System | 0.04017 | 0.48387 | N/A | -0.002731 | 0.032468 | 117.8878 | TRC | Residential | Heat Pump Clothes Dryer | 0.17544 | 0.39642 | 0.42621 | 0.033979 | 0.019735 | 216.0685 | RIM | Residential | Heat Pump Clothes Dryer | 0.17544 | 0.39642 | 0.42621 | 0.033979 | 0.019735 | 216.0685 | TRC
Residential | Heat Pump Clothes Dryer | 0.18059 | 0.42372 | N/A | 0.033979 | 0.019735 | 216.0685 | RIM | Residential | Instantaneous Hot Water System | 0.03985 | 0.48387 | N/A | -0.0027093 | 0.032209 | 116.948 | TRC | Residential | Heat Pump Clothes Dryer | 0.17544 | 0.39642 | 0.42621 | 0.033979 | 0.019735 | 216.0685 | RIM | Residential | Heat Pump Clothes Dryer | 0.17544 | 0.39642 | 0.42621 | 0.033979 | 0.019735 | 216.0685 | TRC
Residential | High Efficiency Convection Oven | 0.10179 | 0.46991 | N/A | 0.020919 | 0.0068781 | 84.3 | RIM | Residential | Solar Water Heater | 0.14178 | 0.2991 | N/A | 0.14299 | 0.020075 | 1913.1534 | TRC | Residential | High Efficiency Convection Oven | 0.10029 | 0.43964 | 0.21662 | 0.020919 | 0.0068781 | 84.3 | RIM | Residential | High Efficiency Convection Oven | 0.10029 | 0.43964 | 0.21662 | 0.020919 | 0.0068781 | 84.3 | TRC
Residential | High Efficiency Convection Oven | 0.10179 | 0.46991 | N/A | 0.020919 | 0.0068781 | 84.3 | RIM | Residential | Solar Water Heater | 0.11145 | 0.2991 | N/A | 0.1124 | 0.015781 | 1503.865 | TRC | Residential | High Efficiency Convection Oven | 0.10029 | 0.43964 | 0.21662 | 0.020919 | 0.0068781 | 84.3 | RIM | Residential | High Efficiency Convection Oven | 0.10029 | 0.43964 | 0.21662 | 0.020919 | 0.0068781 | 84.3 | TRC
Residential | High Efficiency Convection Oven | 0.10179 | 0.46991 | N/A | 0.020919 | 0.0068781 | 84.3 | RIM | Residential | Solar Water Heater | 0.11056 | 0.2991 | N/A | 0.11151 | 0.015655 | 1491.8763 | TRC | Residential | High Efficiency Convection Oven | 0.10029 | 0.43964 | 0.21662 | 0.020919 | 0.0068781 | 84.3 | RIM | Residential | High Efficiency Convection Oven | 0.10029 | 0.43964 | 0.21662 | 0.020919 | 0.0068781 | 84.3 | TRC
Residential | High Efficiency Convection Oven | 0.10179 | 0.46991 | N/A | 0.020919 | 0.0068781 | 84.3 | RIM | Residential | Solar Water Heater | 0.14178 | 0.2991 | N/A | 0.14299 | 0.020075 | 1913.1534 | TRC | Residential | High Efficiency Convection Oven | 0.10029 | 0.43964 | 0.21662 | 0.020919 | 0.0068781 | 84.3 | RIM | Residential | High Efficiency Convection Oven | 0.10029 | 0.43964 | 0.21662 | 0.020919 | 0.0068781 | 84.3 | TRC
Residential | High Efficiency Convection Oven | 0.10179 | 0.46991 | N/A | 0.020919 | 0.0068781 | 84.3 | RIM | Residential | Solar Water Heater | 0.11145 | 0.2991 | N/A | 0.1124 | 0.015781 | 1503.865 | TRC | Residential | High Efficiency Convection Oven | 0.10029 | 0.43964 | 0.21662 | 0.020919 | 0.0068781 | 84.3 | RIM | Residential | High Efficiency Convection Oven | 0.10029 | 0.43964 | 0.21662 | 0.020919 | 0.0068781 | 84.3 | TRC
Residential | High Efficiency Convection Oven | 0.10179 | 0.46991 | N/A | 0.020919 | 0.0068781 | 84.3 | RIM | Residential | Solar Water Heater | 0.11056 | 0.2991 | N/A | 0.11151 | 0.015655 | 1491.8763 | TRC | Residential | High Efficiency Convection Oven | 0.10029 | 0.43964 | 0.21662 | 0.020919 | 0.0068781 | 84.3 | RIM | Residential | High Efficiency Convection Oven | 0.10029 | 0.43964 | 0.21662 | 0.020919 | 0.0068781 | 84.3 | TRC
Residential | High Efficiency Induction Cooktop | 1.7409 | 0.44046 | N/A | 0.12662 | 0.03038 | 533.952 | RIM | Residential | Energy Star Audio-Video Equipment | 0.24368 | 0.24406 | N/A | 0 | 0 | 80.2955 | TRC | Residential | High Efficiency Induction Cooktop | 1.3685 | 0.41208 | 3.9526 | 0.12662 | 0.03038 | 533.952 | RIM | Residential | Heat Pump Water Heater | 0.88996 | 0.47335 | 2.0437 | 0.082447 | 0.30796 | 1226.1991 | TRC
Residential | High Efficiency Induction Cooktop | 1.7409 | 0.44046 | N/A | 0.12662 | 0.03038 | 533.952 | RIM | Residential | Energy Star Audio-Video Equipment | 0.24368 | 0.24406 | N/A | 0 | 0 | 80.2955 | TRC | Residential | High Efficiency Induction Cooktop | 1.3685 | 0.41208 | 3.9526 | 0.12662 | 0.03038 | 533.952 | RIM | Residential | Heat Pump Water Heater | 0.88397 | 0.47335 | 2.0274 | 0.081789 | 0.30551 | 1216.4239 | TRC
Residential | High Efficiency Induction Cooktop | 1.7409 | 0.44046 | N/A | 0.12662 | 0.03038 | 533.952 | RIM | Residential | Energy Star Audio-Video Equipment | 0.24368 | 0.24406 | N/A | 0 | 0 | 80.2955 | TRC | Residential | High Efficiency Induction Cooktop | 1.3685 | 0.41208 | 3.9526 | 0.12662 | 0.03038 | 533.952 | RIM | Residential | Heat Pump Water Heater | 0.88996 | 0.47335 | 2.0437 | 0.082447 | 0.30796 | 1226.1991 | TRC
Residential | High Efficiency Induction Cooktop | 1.7409 | 0.44046 | N/A | 0.12662 | 0.03038 | 533.952 | RIM | Residential | Energy Star Audio-Video Equipment | 0.24368 | 0.24406 | N/A | 0 | 0 | 80.2955 | TRC | Residential | High Efficiency Induction Cooktop | 1.3685 | 0.41208 | 3.9526 | 0.12662 | 0.03038 | 533.952 | RIM | Residential | Heat Pump Water Heater | 0.88397 | 0.47335 | 2.0274 | 0.081789 | 0.30551 | 1216.4239 | TRC
Residential | High Efficiency Induction Cooktop | 1.7409 | 0.44046 | N/A | 0.12662 | 0.03038 | 533.952 | RIM | Residential | Energy Star Audio-Video Equipment | 0.24368 | 0.24406 | N/A | 0 | 0 | 80.2955 | TRC | Residential | High Efficiency Induction Cooktop | 1.3685 | 0.41208 | 3.9526 | 0.12662 | 0.03038 | 533.952 | RIM | Residential | Instantaneous Hot Water System | 0.050617 | 0.44354 | 0.10561 | -0.0034743 | 0.041304 | 149.9719 | TRC
Residential | High Efficiency Induction Cooktop | 1.7409 | 0.44046 | N/A | 0.12662 | 0.03038 | 533.952 | RIM | Residential | Energy Star Audio-Video Equipment | 0.24368 | 0.24406 | N/A | 0 | 0 | 80.2955 | TRC | Residential | High Efficiency Induction Cooktop | 1.3685 | 0.41208 | 3.9526 | 0.12662 | 0.03038 | 533.952 | RIM | Residential | Instantaneous Hot Water System | 0.039869 | 0.44354 | 0.083018 | -0.002731 | 0.032468 | 117.8878 | TRC
Residential | Heat Pump Water Heater | 1.3425 | 0.51639 | N/A | 0.10489 | 0.39178 | 1559.9186 | RIM | Residential | Energy Star TV | 0.32753 | 0.47573 | N/A | 0.0076643 | 0.0045849 | 38.325 | TRC | Residential | Heat Pump Water Heater | 1.0859 | 0.47335 | 2.5999 | 0.10489 | 0.39178 | 1559.9186 | RIM | Residential | Instantaneous Hot Water System | 0.039554 | 0.44354 | 0.082356 | -0.0027093 | 0.032209 | 116.948 | TRC
Residential | Heat Pump Water Heater | 1.0553 | 0.51639 | N/A | 0.082447 | 0.30796 | 1226.1991 | RIM | Residential | Energy Star TV | 0.32753 | 0.47573 | N/A | 0.0076643 | 0.0045849 | 38.325 | TRC | Residential | Heat Pump Water Heater | 0.88996 | 0.47335 | 2.0437 | 0.082447 | 0.30796 | 1226.1991 | RIM | Residential | Instantaneous Hot Water System | 0.050617 | 0.44354 | 0.10561 | -0.0034743 | 0.041304 | 149.9719 | TRC
Residential | Heat Pump Water Heater | 1.0469 | 0.51639 | N/A | 0.081789 | 0.30551 | 1216.4239 | RIM | Residential | Energy Star TV | 0.32753 | 0.47573 | N/A | 0.0076643 | 0.0045849 | 38.325 | TRC | Residential | Heat Pump Water Heater | 0.88397 | 0.47335 | 2.0274 | 0.081789 | 0.30551 | 1216.4239 | RIM | Residential | Instantaneous Hot Water System | 0.039869 | 0.44354 | 0.083018 | -0.002731 | 0.032468 | 117.8878 | TRC
Residential | Heat Pump Water Heater | 1.3425 | 0.51639 | N/A | 0.10489 | 0.39178 | 1559.9186 | RIM | Residential | Energy Star TV | 0.32753 | 0.47573 | N/A | 0.0076643 | 0.0045849 | 38.325 | TRC | Residential | Heat Pump Water Heater | 1.0859 | 0.47335 | 2.5999 | 0.10489 | 0.39178 | 1559.9186 | RIM | Residential | Instantaneous Hot Water System | 0.039554 | 0.44354 | 0.082356 | -0.0027093 | 0.032209 | 116.948 | TRC
Residential | Heat Pump Water Heater | 1.0553 | 0.51639 | N/A | 0.082447 | 0.30796 | 1226.1991 | RIM | Residential | Energy Star TV | 0.32753 | 0.47573 | N/A | 0.0076643 | 0.0045849 | 38.325 | TRC | Residential | Heat Pump Water Heater | 0.88996 | 0.47335 | 2.0437 | 0.082447 | 0.30796 | 1226.1991 | RIM | Residential | Solar Water Heater | 0.13592 | 0.27417 | 0.47402 | 0.14299 | 0.020075 | 1913.1534 | TRC
Residential | Heat Pump Water Heater | 1.0469 | 0.51639 | N/A | 0.081789 | 0.30551 | 1216.4239 | RIM | Residential | Energy Star TV | 0.32753 | 0.47573 | N/A | 0.0076643 | 0.0045849 | 38.325 | TRC | Residential | Heat Pump Water Heater | 0.88397 | 0.47335 | 2.0274 | 0.081789 | 0.30551 | 1216.4239 | RIM | Residential | Solar Water Heater | 0.1078 | 0.27417 | 0.37261 | 0.1124 | 0.015781 | 1503.865 | TRC
Residential | Instantaneous Hot Water System | 0.051103 | 0.48387 | N/A | -0.0034743 | 0.041304 | 149.9719 | RIM | Residential | 15 SEER Air Source Heat Pump | 0.92625 | 0.66519 | N/A | 0.1045 | 0.11103 | 393.6521 | TRC | Residential | Instantaneous Hot Water System | 0.050617 | 0.44354 | 0.10561 | -0.0034743 | 0.041304 | 149.9719 | RIM | Residential | Solar Water Heater | 0.10697 | 0.27417 | 0.36964 | 0.11151 | 0.015655 | 1491.8763 | TRC
Residential | Instantaneous Hot Water System | 0.04017 | 0.48387 | N/A | -0.002731 | 0.032468 | 117.8878 | RIM | Residential | 15 SEER Air Source Heat Pump | 0.6548 | 0.66519 | N/A | 0.069666 | 0.074019 | 262.4347 | TRC | Residential | Instantaneous Hot Water System | 0.039869 | 0.44354 | 0.083018 | -0.002731 | 0.032468 | 117.8878 | RIM | Residential | Solar Water Heater | 0.13592 | 0.27417 | 0.47402 | 0.14299 | 0.020075 | 1913.1534 | TRC
Residential | Instantaneous Hot Water System | 0.03985 | 0.48387 | N/A | -0.0027093 | 0.032209 | 116.948 | RIM | Residential | 15 SEER Air Source Heat Pump | 0.92625 | 0.66519 | N/A | 0.1045 | 0.11103 | 393.6521 | TRC | Residential | Instantaneous Hot Water System | 0.039554 | 0.44354 | 0.082356 | -0.0027093 | 0.032209 | 116.948 | RIM | Residential | Solar Water Heater | 0.1078 | 0.27417 | 0.37261 | 0.1124 | 0.015781 | 1503.865 | TRC
Residential | Instantaneous Hot Water System | 0.051103 | 0.48387 | N/A | -0.0034743 | 0.041304 | 149.9719 | RIM | Residential | 15 SEER Air Source Heat Pump | 0.92625 | 0.66519 | N/A | 0.1045 | 0.11103 | 393.6521 | TRC | Residential | Instantaneous Hot Water System | 0.050617 | 0.44354 | 0.10561 | -0.0034743 | 0.041304 | 149.9719 | RIM | Residential | Solar Water Heater | 0.10697 | 0.27417 | 0.36964 | 0.11151 | 0.015655 | 1491.8763 | TRC
Residential | Instantaneous Hot Water System | 0.04017 | 0.48387 | N/A | -0.002731 | 0.032468 | 117.8878 | RIM | Residential | 15 SEER Air Source Heat Pump | 0.6548 | 0.66519 | N/A | 0.069666 | 0.074019 | 262.4347 | TRC | Residential | Instantaneous Hot Water System | 0.039869 | 0.44354 | 0.083018 | -0.002731 | 0.032468 | 117.8878 | RIM | Residential | Energy Star Air Purifier | 5.9931 | 0.38606 | 1076360.8142 | 0.085069 | 0.061385 | 641.9636 | 2 year Payback
Residential | Instantaneous Hot Water System | 0.03985 | 0.48387 | N/A | -0.0027093 | 0.032209 | 116.948 | RIM | Residential | 15 SEER Air Source Heat Pump | 0.92625 | 0.66519 | N/A | 0.1045 | 0.11103 | 393.6521 | TRC | Residential | Instantaneous Hot Water System | 0.039554 | 0.44354 | 0.082356 | -0.0027093 | 0.032209 | 116.948 | RIM | Residential | Energy Star Air Purifier | 5.9931 | 0.38606 | 1076360.8142 | 0.085069 | 0.061385 | 641.9636 | 2 year Payback
Residential | Solar Water Heater | 0.14178 | 0.2991 | N/A | 0.14299 | 0.020075 | 1913.1534 | RIM | Residential | 15 SEER Central AC | 0.71564 | 0.6188 | N/A | 0.15798 | 0 | 255.9017 | TRC | Residential | Solar Water Heater | 0.13592 | 0.27417 | 0.47402 | 0.14299 | 0.020075 | 1913.1534 | RIM | Residential | Energy Star Air Purifier | 5.9931 | 0.38606 | 1076360.8142 | 0.085069 | 0.061385 | 641.9636 | 2 year Payback
Residential | Solar Water Heater | 0.11145 | 0.2991 | N/A | 0.1124 | 0.015781 | 1503.865 | RIM | Residential | 15 SEER Central AC | 0.53314 | 0.6188 | N/A | 0.10532 | 0 | 170.6011 | TRC | Residential | Solar Water Heater | 0.1078 | 0.27417 | 0.37261 | 0.1124 | 0.015781 | 1503.865 | RIM | Residential | Energy Star Air Purifier | 5.9931 | 0.38606 | 1076360.8142 | 0.085069 | 0.061385 | 641.9636 | 2 year Payback
Residential | Solar Water Heater | 0.11056 | 0.2991 | N/A | 0.11151 | 0.015655 | 1491.8763 | RIM | Residential | 15 SEER Central AC | 0.71564 | 0.6188 | N/A | 0.15798 | 0 | 255.9017 | TRC | Residential | Solar Water Heater | 0.10697 | 0.27417 | 0.36964 | 0.11151 | 0.015655 | 1491.8763 | RIM | Residential | Energy Star Air Purifier | 5.9931 | 0.38606 | 1076360.8142 | 0.085069 | 0.061385 | 641.9636 | 2 year Payback
Residential | Solar Water Heater | 0.14178 | 0.2991 | N/A | 0.14299 | 0.020075 | 1913.1534 | RIM | Residential | 15 SEER Central AC | 0.71564 | 0.6188 | N/A | 0.15798 | 0 | 255.9017 | TRC | Residential | Solar Water Heater | 0.13592 | 0.27417 | 0.47402 | 0.14299 | 0.020075 | 1913.1534 | RIM | Residential | Energy Star Air Purifier | 5.9931 | 0.38606 | 1076360.8142 | 0.085069 | 0.061385 | 641.9636 | 2 year Payback
Residential | Solar Water Heater | 0.11145 | 0.2991 | N/A | 0.1124 | 0.015781 | 1503.865 | RIM | Residential | 15 SEER Central AC | 0.53314 | 0.6188 | N/A | 0.10532 | 0 | 170.6011 | TRC | Residential | Solar Water Heater | 0.1078 | 0.27417 | 0.37261 | 0.1124 | 0.015781 | 1503.865 | RIM | Residential | Energy Star Audio-Video Equipment | 0.228 | 0.22834 | 0.99844 | 0 | 0 | 80.2955 | TRC
Residential | Solar Water Heater | 0.11056 | 0.2991 | N/A | 0.11151 | 0.015655 | 1491.8763 | RIM | Residential | 15 SEER Central AC | 0.71564 | 0.6188 | N/A | 0.15798 | 0 | 255.9017 | TRC | Residential | Solar Water Heater | 0.10697 | 0.27417 | 0.36964 | 0.11151 | 0.015655 | 1491.8763 | RIM | Residential | Energy Star Audio-Video Equipment | 0.228 | 0.22834 | 0.99844 | 0 | 0 | 80.2955 | TRC
Residential | Energy Star Air Purifier | 444151.4527 | 0.41264 | N/A | 0.085069 | 0.061385 | 641.9636 | RIM | Residential | 16 SEER Air Source Heat Pump | 0.66575 | 0.66519 | N/A | 0.21947 | 0.23318 | 826.7425 | TRC | Residential | Energy Star Air Purifier | 5.9931 | 0.38606 | 1076360.8142 | 0.085069 | 0.061385 | 641.9636 | RIM | Residential | Energy Star Audio-Video Equipment | 0.228 | 0.22834 | 0.99844 | 0 | 0 | 80.2955 | TRC
Residential | Energy Star Air Purifier | 444151.4527 | 0.41264 | N/A | 0.085069 | 0.061385 | 641.9636 | RIM | Residential | 16 SEER Air Source Heat Pump | 0.53546 | 0.66519 | N/A | 0.14631 | 0.15545 | 551.1617 | TRC | Residential | Energy Star Air Purifier | 5.9931 | 0.38606 | 1076360.8142 | 0.085069 | 0.061385 | 641.9636 | RIM | Residential | Energy Star Audio-Video Equipment | 0.228 | 0.22834 | 0.99844 | 0 | 0 | 80.2955 | TRC
Residential | Energy Star Air Purifier | 444151.4527 | 0.41264 | N/A | 0.085069 | 0.061385 | 641.9636 | RIM | Residential | 16 SEER Air Source Heat Pump | 0.66575 | 0.66519 | N/A | 0.21947 | 0.23318 | 826.7425 | TRC | Residential | Energy Star Air Purifier | 5.9931 | 0.38606 | 1076360.8142 | 0.085069 | 0.061385 | 641.9636 | RIM | Residential | Energy Star Audio-Video Equipment | 0.228 | 0.22834 | 0.99844 | 0 | 0 | 80.2955 | TRC
Residential | Energy Star Air Purifier | 444151.4527 | 0.41264 | N/A | 0.085069 | 0.061385 | 641.9636 | RIM | Residential | 16 SEER Air Source Heat Pump | 0.66575 | 0.66519 | N/A | 0.21947 | 0.23318 | 826.7425 | TRC | Residential | Energy Star Air Purifier | 5.9931 | 0.38606 | 1076360.8142 | 0.085069 | 0.061385 | 641.9636 | RIM | Residential | Energy Star Audio-Video Equipment | 0.228 | 0.22834 | 0.99844 | 0 | 0 | 80.2955 | TRC
Residential | Energy Star Air Purifier | 444151.4527 | 0.41264 | N/A | 0.085069 | 0.061385 | 641.9636 | RIM | Residential | 16 SEER Air Source Heat Pump | 0.53546 | 0.66519 | N/A | 0.14631 | 0.15545 | 551.1617 | TRC | Residential | Energy Star Air Purifier | 5.9931 | 0.38606 | 1076360.8142 | 0.085069 | 0.061385 | 641.9636 | RIM | Residential | Energy Star Imaging Equipment | 5.0524 | 0.32548 | 214018.4714 | 0.011573 | 0.0067571 | 127.645 | 2 year Payback
Residential | Energy Star Air Purifier | 444151.4527 | 0.41264 | N/A | 0.085069 | 0.061385 | 641.9636 | RIM | Residential | 16 SEER Air Source Heat Pump | 0.66575 | 0.66519 | N/A | 0.21947 | 0.23318 | 826.7425 | TRC | Residential | Energy Star Air Purifier | 5.9931 | 0.38606 | 1076360.8142 | 0.085069 | 0.061385 | 641.9636 | RIM | Residential | Energy Star Imaging Equipment | 5.0524 | 0.32548 | 214018.4714 | 0.011573 | 0.0067571 | 127.645 | 2 year Payback
Residential | Energy Star Audio-Video Equipment | 0.24368 | 0.24406 | N/A | 0 | 0 | 80.2955 | RIM | Residential | 16 SEER Central AC | 0.6857 | 0.6188 | N/A | 0.29621 | 0 | 479.8157 | TRC | Residential | Energy Star Audio-Video Equipment | 0.228 | 0.22834 | 0.99844 | 0 | 0 | 80.2955 | RIM | Residential | Energy Star Imaging Equipment | 5.0524 | 0.32548 | 214018.4714 | 0.011573 | 0.0067571 | 127.645 | 2 year Payback
Residential | Energy Star Audio-Video Equipment | 0.24368 | 0.24406 | N/A | 0 | 0 | 80.2955 | RIM | Residential | 16 SEER Central AC | 0.51137 | 0.6188 | N/A | 0.19747 | 0 | 319.8771 | TRC | Residential | Energy Star Audio-Video Equipment | 0.228 | 0.22834 | 0.99844 | 0 | 0 | 80.2955 | RIM | Residential | Energy Star Imaging Equipment | 5.0524 | 0.32548 | 214018.4714 | 0.011573 | 0.0067571 | 127.645 | 2 year Payback
Residential | Energy Star Audio-Video Equipment | 0.24368 | 0.24406 | N/A | 0 | 0 | 80.2955 | RIM | Residential | 16 SEER Central AC | 0.6857 | 0.6188 | N/A | 0.29621 | 0 | 479.8157 | TRC | Residential | Energy Star Audio-Video Equipment | 0.228 | 0.22834 | 0.99844 | 0 | 0 | 80.2955 | RIM | Residential | Energy Star Imaging Equipment | 5.0524 | 0.32548 | 214018.4714 | 0.011573 | 0.0067571 | 127.645 | 2 year Payback
Residential | Energy Star Audio-Video Equipment | 0.24368 | 0.24406 | N/A | 0 | 0 | 80.2955 | RIM | Residential | 16 SEER Central AC | 0.6857 | 0.6188 | N/A | 0.29621 | 0 | 479.8157 | TRC | Residential | Energy Star Audio-Video Equipment | 0.228 | 0.22834 | 0.99844 | 0 | 0 | 80.2955 | RIM | Residential | Energy Star Imaging Equipment | 5.0524 | 0.32548 | 214018.4714 | 0.011573 | 0.0067571 | 127.645 | 2 year Payback
Residential | Energy Star Audio-Video Equipment | 0.24368 | 0.24406 | N/A | 0 | 0 | 80.2955 | RIM | Residential | 16 SEER Central AC | 0.51137 | 0.6188 | N/A | 0.19747 | 0 | 319.8771 | TRC | Residential | Energy Star Audio-Video Equipment | 0.228 | 0.22834 | 0.99844 | 0 | 0 | 80.2955 | RIM | Residential | Energy Star TV | 0.31271 | 0.44508 | 0.68848 | 0.0076643 | 0.0045849 | 38.325 | TRC
Residential | Energy Star Audio-Video Equipment | 0.24368 | 0.24406 | N/A | 0 | 0 | 80.2955 | RIM | Residential | 16 SEER Central AC | 0.6857 | 0.6188 | N/A | 0.29621 | 0 | 479.8157 | TRC | Residential | Energy Star Audio-Video Equipment | 0.228 | 0.22834 | 0.99844 | 0 | 0 | 80.2955 | RIM | Residential | Energy Star TV | 0.31271 | 0.44508 | 0.68848 | 0.0076643 | 0.0045849 | 38.325 | TRC
Residential | Energy Star Imaging Equipment | 74455.1287 | 0.34789 | N/A | 0.011573 | 0.0067571 | 127.645 | RIM | Residential | 17 SEER Air Source Heat Pump | 0.60051 | 0.66519 | N/A | 0.3216 | 0.34169 | 1211.4716 | TRC | Residential | Energy Star Imaging Equipment | 5.0524 | 0.32548 | 214018.4714 | 0.011573 | 0.0067571 | 127.645 | RIM | Residential | Energy Star TV | 0.31271 | 0.44508 | 0.68848 | 0.0076643 | 0.0045849 | 38.325 | TRC
Residential | Energy Star Imaging Equipment | 74455.1287 | 0.34789 | N/A | 0.011573 | 0.0067571 | 127.645 | RIM | Residential | 17 SEER Air Source Heat Pump | 0.49035 | 0.66519 | N/A | 0.2144 | 0.22779 | 807.6477 | TRC | Residential | Energy Star Imaging Equipment | 5.0524 | 0.32548 | 214018.4714 | 0.011573 | 0.0067571 | 127.645 | RIM | Residential | Energy Star TV | 0.31271 | 0.44508 | 0.68848 | 0.0076643 | 0.0045849 | 38.325 | TRC
Residential | Energy Star Imaging Equipment | 74455.1287 | 0.34789 | N/A | 0.011573 | 0.0067571 | 127.645 | RIM | Residential | 17 SEER Air Source Heat Pump | 0.60051 | 0.66519 | N/A | 0.3216 | 0.34169 | 1211.4716 | TRC | Residential | Energy Star Imaging Equipment | 5.0524 | 0.32548 | 214018.4714 | 0.011573 | 0.0067571 | 127.645 | RIM | Residential | Energy Star TV | 0.31271 | 0.44508 | 0.68848 | 0.0076643 | 0.0045849 | 38.325 | TRC
Residential | Energy Star Imaging Equipment | 74455.1287 | 0.34789 | N/A | 0.011573 | 0.0067571 | 127.645 | RIM | Residential | 17 SEER Air Source Heat Pump | 0.60051 | 0.66519 | N/A | 0.3216 | 0.34169 | 1211.4716 | TRC | Residential | Energy Star Imaging Equipment | 5.0524 | 0.32548 | 214018.4714 | 0.011573 | 0.0067571 | 127.645 | RIM | Residential | Energy Star TV | 0.31271 | 0.44508 | 0.68848 | 0.0076643 | 0.0045849 | 38.325 | TRC
Residential | Energy Star Imaging Equipment | 74455.1287 | 0.34789 | N/A | 0.011573 | 0.0067571 | 127.645 | RIM | Residential | 17 SEER Air Source Heat Pump | 0.49035 | 0.66519 | N/A | 0.2144 | 0.22779 | 807.6477 | TRC | Residential | Energy Star Imaging Equipment | 5.0524 | 0.32548 | 214018.4714 | 0.011573 | 0.0067571 | 127.645 | RIM | Residential | 14 SEER ASHP from base electric resistance heating | 2.9796 | 0.4508 | 19.5874 | 0 | 1.5463 | 5482.4104 | 2 year Payback
Residential | Energy Star Imaging Equipment | 74455.1287 | 0.34789 | N/A | 0.011573 | 0.0067571 | 127.645 | RIM | Residential | 17 SEER Air Source Heat Pump | 0.60051 | 0.66519 | N/A | 0.3216 | 0.34169 | 1211.4716 | TRC | Residential | Energy Star Imaging Equipment | 5.0524 | 0.32548 | 214018.4714 | 0.011573 | 0.0067571 | 127.645 | RIM | Residential | 14 SEER ASHP from base electric resistance heating | 2.9796 | 0.4508 | 19.5874 | 0 | 1.0309 | 3654.9403 | 2 year Payback
Residential | Energy Star Personal Computer | 2.504 | 0.37163 | N/A | 0.018954 | 0.0040635 | 119.5512 | RIM | Residential | 17 SEER Central AC | 0.29907 | 0.6188 | N/A | 0.41818 | 0 | 677.3869 | TRC | Residential | Energy Star Personal Computer | 1.7105 | 0.34769 | 6.7377 | 0.018954 | 0.0040635 | 119.5512 | RIM | Residential | 14 SEER ASHP from base electric resistance heating | 2.9796 | 0.4508 | 19.5874 | 0 | 1.5463 | 5482.4104 | 2 year Payback
Residential | Energy Star Personal Computer | 2.504 | 0.37163 | N/A | 0.018954 | 0.0040635 | 119.5512 | RIM | Residential | 17 SEER Central AC | 0.29938 | 0.6188 | N/A | 0.27879 | 0 | 451.5913 | TRC | Residential | Energy Star Personal Computer | 1.7105 | 0.34769 | 6.7377 | 0.018954 | 0.0040635 | 119.5512 | RIM | Residential | 14 SEER ASHP from base electric resistance heating | 2.9796 | 0.4508 | 19.5874 | 0 | 1.5463 | 5482.4104 | 2 year Payback
Residential | Energy Star Personal Computer | 2.504 | 0.37163 | N/A | 0.018954 | 0.0040635 | 119.5512 | RIM | Residential | 17 SEER Central AC | 0.29907 | 0.6188 | N/A | 0.41818 | 0 | 677.3869 | TRC | Residential | Energy Star Personal Computer | 1.7105 | 0.34769 | 6.7377 | 0.018954 | 0.0040635 | 119.5512 | RIM | Residential | 14 SEER ASHP from base electric resistance heating | 2.9796 | 0.4508 | 19.5874 | 0 | 1.0309 | 3654.9403 | 2 year Payback
Residential | Energy Star Personal Computer | 2.504 | 0.37163 | N/A | 0.018954 | 0.0040635 | 119.5512 | RIM | Residential | 17 SEER Central AC | 0.29907 | 0.6188 | N/A | 0.41818 | 0 | 677.3869 | TRC | Residential | Energy Star Personal Computer | 1.7105 | 0.34769 | 6.7377 | 0.018954 | 0.0040635 | 119.5512 | RIM | Residential | 14 SEER ASHP from base electric resistance heating | 2.9796 | 0.4508 | 19.5874 | 0 | 1.5463 | 5482.4104 | 2 year Payback
Residential | Energy Star Personal Computer | 2.504 | 0.37163 | N/A | 0.018954 | 0.0040635 | 119.5512 | RIM | Residential | 17 SEER Central AC | 0.29938 | 0.6188 | N/A | 0.27879 | 0 | 451.5913 | TRC | Residential | Energy Star Personal Computer | 1.7105 | 0.34769 | 6.7377 | 0.018954 | 0.0040635 | 119.5512 | RIM | Residential | 15 SEER Air Source Heat Pump | 0.79542 | 0.59492 | 1.3925 | 0.1045 | 0.11103 | 393.6521 | TRC
Residential | Energy Star Personal Computer | 2.504 | 0.37163 | N/A | 0.018954 | 0.0040635 | 119.5512 | RIM | Residential | 17 SEER Central AC | 0.29907 | 0.6188 | N/A | 0.41818 | 0 | 677.3869 | TRC | Residential | Energy Star Personal Computer | 1.7105 | 0.34769 | 6.7377 | 0.018954 | 0.0040635 | 119.5512 | RIM | Residential | 15 SEER Air Source Heat Pump | 0.58659 | 0.59492 | 0.98438 | 0.069666 | 0.074019 | 262.4347 | TRC
Residential | Energy Star TV | 0.32753 | 0.47573 | N/A | 0.0076643 | 0.0045849 | 38.325 | RIM | Residential | 18 SEER Air Source Heat Pump | 0.51345 | 0.66519 | N/A | 0.36822 | 0.39122 | 1387.0904 | TRC | Residential | Energy Star TV | 0.31271 | 0.44508 | 0.68848 | 0.0076643 | 0.0045849 | 38.325 | RIM | Residential | 15 SEER Air Source Heat Pump | 0.79542 | 0.59492 | 1.3925 | 0.1045 | 0.11103 | 393.6521 | TRC
Residential | Energy Star TV | 0.32753 | 0.47573 | N/A | 0.0076643 | 0.0045849 | 38.325 | RIM | Residential | 18 SEER Air Source Heat Pump | 0.37737 | 0.66519 | N/A | 0.24548 | 0.26082 | 924.727 | TRC | Residential | Energy Star TV | 0.31271 | 0.44508 | 0.68848 | 0.0076643 | 0.0045849 | 38.325 | RIM | Residential | 15 SEER Air Source Heat Pump | 0.79542 | 0.59492 | 1.3925 | 0.1045 | 0.11103 | 393.6521 | TRC
Residential | Energy Star TV | 0.32753 | 0.47573 | N/A | 0.0076643 | 0.0045849 | 38.325 | RIM | Residential | 18 SEER Air Source Heat Pump | 0.51345 | 0.66519 | N/A | 0.36822 | 0.39122 | 1387.0904 | TRC | Residential | Energy Star TV | 0.31271 | 0.44508 | 0.68848 | 0.0076643 | 0.0045849 | 38.325 | RIM | Residential | 15 SEER Air Source Heat Pump | 0.58659 | 0.59492 | 0.98438 | 0.069666 | 0.074019 | 262.4347 | TRC
Residential | Energy Star TV | 0.32753 | 0.47573 | N/A | 0.0076643 | 0.0045849 | 38.325 | RIM | Residential | 18 SEER Air Source Heat Pump | 0.51345 | 0.66519 | N/A | 0.36822 | 0.39122 | 1387.0904 | TRC | Residential | Energy Star TV | 0.31271 | 0.44508 | 0.68848 | 0.0076643 | 0.0045849 | 38.325 | RIM | Residential | 15 SEER Air Source Heat Pump | 0.79542 | 0.59492 | 1.3925 | 0.1045 | 0.11103 | 393.6521 | TRC
Residential | Energy Star TV | 0.32753 | 0.47573 | N/A | 0.0076643 | 0.0045849 | 38.325 | RIM | Residential | 18 SEER Air Source Heat Pump | 0.37737 | 0.66519 | N/A | 0.24548 | 0.26082 | 924.727 | TRC | Residential | Energy Star TV | 0.31271 | 0.44508 | 0.68848 | 0.0076643 | 0.0045849 | 38.325 | RIM | Residential | 15 SEER Central AC | 0.62963 | 0.55343 | 1.1565 | 0.15798 | 0 | 255.9017 | TRC
Residential | Energy Star TV | 0.32753 | 0.47573 | N/A | 0.0076643 | 0.0045849 | 38.325 | RIM | Residential | 18 SEER Air Source Heat Pump | 0.51345 | 0.66519 | N/A | 0.36822 | 0.39122 | 1387.0904 | TRC | Residential | Energy Star TV | 0.31271 | 0.44508 | 0.68848 | 0.0076643 | 0.0045849 | 38.325 | RIM | Residential | 15 SEER Central AC | 0.4839 | 0.55343 | 0.86157 | 0.10532 | 0 | 170.6011 | TRC
Residential | 14 SEER ASHP from base electric resistance heating | 9.873 | 0.50405 | N/A | 0 | 1.5463 | 5482.4104 | RIM | Residential | 18 SEER Central AC | 0.26553 | 0.6188 | N/A | 0.5266 | 0 | 853.0057 | TRC | Residential | 14 SEER ASHP from base electric resistance heating | 2.9796 | 0.4508 | 19.5874 | 0 | 1.5463 | 5482.4104 | RIM | Residential | 15 SEER Central AC | 0.62963 | 0.55343 | 1.1565 | 0.15798 | 0 | 255.9017 | TRC
Residential | 14 SEER ASHP from base electric resistance heating | 9.873 | 0.50405 | N/A | 0 | 1.0309 | 3654.9403 | RIM | Residential | 18 SEER Central AC | 0.2432 | 0.6188 | N/A | 0.35106 | 0 | 568.6705 | TRC | Residential | 14 SEER ASHP from base electric resistance heating | 2.9796 | 0.4508 | 19.5874 | 0 | 1.0309 | 3654.9403 | RIM | Residential | 15 SEER Central AC | 0.62963 | 0.55343 | 1.1565 | 0.15798 | 0 | 255.9017 | TRC
Residential | 14 SEER ASHP from base electric resistance heating | 9.873 | 0.50405 | N/A | 0 | 1.5463 | 5482.4104 | RIM | Residential | 18 SEER Central AC | 0.26553 | 0.6188 | N/A | 0.5266 | 0 | 853.0057 | TRC | Residential | 14 SEER ASHP from base electric resistance heating | 2.9796 | 0.4508 | 19.5874 | 0 | 1.5463 | 5482.4104 | RIM | Residential | 15 SEER Central AC | 0.4839 | 0.55343 | 0.86157 | 0.10532 | 0 | 170.6011 | TRC
Residential | 14 SEER ASHP from base electric resistance heating | 9.873 | 0.50405 | N/A | 0 | 1.5463 | 5482.4104 | RIM | Residential | 18 SEER Central AC | 0.26553 | 0.6188 | N/A | 0.5266 | 0 | 853.0057 | TRC | Residential | 14 SEER ASHP from base electric resistance heating | 2.9796 | 0.4508 | 19.5874 | 0 | 1.5463 | 5482.4104 | RIM | Residential | 15 SEER Central AC | 0.62963 | 0.55343 | 1.1565 | 0.15798 | 0 | 255.9017 | TRC
Residential | 14 SEER ASHP from base electric resistance heating | 9.873 | 0.50405 | N/A | 0 | 1.0309 | 3654.9403 | RIM | Residential | 18 SEER Central AC | 0.2432 | 0.6188 | N/A | 0.35106 | 0 | 568.6705 | TRC | Residential | 14 SEER ASHP from base electric resistance heating | 2.9796 | 0.4508 | 19.5874 | 0 | 1.0309 | 3654.9403 | RIM | Residential | 16 SEER Air Source Heat Pump | 0.59537 | 0.59492 | 1.0008 | 0.21947 | 0.23318 | 826.7425 | TRC
Residential | 14 SEER ASHP from base electric resistance heating | 9.873 | 0.50405 | N/A | 0 | 1.5463 | 5482.4104 | RIM | Residential | 18 SEER Central AC | 0.26553 | 0.6188 | N/A | 0.5266 | 0 | 853.0057 | TRC | Residential | 14 SEER ASHP from base electric resistance heating | 2.9796 | 0.4508 | 19.5874 | 0 | 1.5463 | 5482.4104 | RIM | Residential | 16 SEER Air Source Heat Pump | 0.48897 | 0.59492 | 0.80498 | 0.14631 | 0.15545 | 551.1617 | TRC
Residential | 15 SEER Air Source Heat Pump | 0.92625 | 0.66519 | N/A | 0.1045 | 0.11103 | 393.6521 | RIM | Residential | 21 SEER Air Source Heat Pump | 0.46582 | 0.66441 | N/A | 0.54544 | 0.54465 | 1982.0354 | TRC | Residential | 15 SEER Air Source Heat Pump | 0.79542 | 0.59492 | 1.3925 | 0.1045 | 0.11103 | 393.6521 | RIM | Residential | 16 SEER Air Source Heat Pump | 0.59537 | 0.59492 | 1.0008 | 0.21947 | 0.23318 | 826.7425 | TRC
Residential | 15 SEER Air Source Heat Pump | 0.6548 | 0.66519 | N/A | 0.069666 | 0.074019 | 262.4347 | RIM | Residential | 21 SEER Air Source Heat Pump | 0.3243 | 0.66441 | N/A | 0.36362 | 0.3631 | 1321.3569 | TRC | Residential | 15 SEER Air Source Heat Pump | 0.58659 | 0.59492 | 0.98438 | 0.069666 | 0.074019 | 262.4347 | RIM | Residential | 16 SEER Air Source Heat Pump | 0.59537 | 0.59492 | 1.0008 | 0.21947 | 0.23318 | 826.7425 | TRC
Residential | 15 SEER Air Source Heat Pump | 0.92625 | 0.66519 | N/A | 0.1045 | 0.11103 | 393.6521 | RIM | Residential | 21 SEER Air Source Heat Pump | 0.46582 | 0.66441 | N/A | 0.54544 | 0.54465 | 1982.0354 | TRC | Residential | 15 SEER Air Source Heat Pump | 0.79542 | 0.59492 | 1.3925 | 0.1045 | 0.11103 | 393.6521 | RIM | Residential | 16 SEER Air Source Heat Pump | 0.48897 | 0.59492 | 0.80498 | 0.14631 | 0.15545 | 551.1617 | TRC
Residential | 15 SEER Air Source Heat Pump | 0.92625 | 0.66519 | N/A | 0.1045 | 0.11103 | 393.6521 | RIM | Residential | 21 SEER Air Source Heat Pump | 0.46582 | 0.66441 | N/A | 0.54544 | 0.54465 | 1982.0354 | TRC | Residential | 15 SEER Air Source Heat Pump | 0.79542 | 0.59492 | 1.3925 | 0.1045 | 0.11103 | 393.6521 | RIM | Residential | 16 SEER Air Source Heat Pump | 0.59537 | 0.59492 | 1.0008 | 0.21947 | 0.23318 | 826.7425 | TRC
Residential | 15 SEER Air Source Heat Pump | 0.6548 | 0.66519 | N/A | 0.069666 | 0.074019 | 262.4347 | RIM | Residential | 21 SEER Air Source Heat Pump | 0.3243 | 0.66441 | N/A | 0.36362 | 0.3631 | 1321.3569 | TRC | Residential | 15 SEER Air Source Heat Pump | 0.58659 | 0.59492 | 0.98438 | 0.069666 | 0.074019 | 262.4347 | RIM | Residential | 16 SEER Central AC | 0.60634 | 0.55343 | 1.1081 | 0.29621 | 0 | 479.8157 | TRC
Residential | 15 SEER Air Source Heat Pump | 0.92625 | 0.66519 | N/A | 0.1045 | 0.11103 | 393.6521 | RIM | Residential | 21 SEER Air Source Heat Pump | 0.46582 | 0.66441 | N/A | 0.54544 | 0.54465 | 1982.0354 | TRC | Residential | 15 SEER Air Source Heat Pump | 0.79542 | 0.59492 | 1.3925 | 0.1045 | 0.11103 | 393.6521 | RIM | Residential | 16 SEER Central AC | 0.46589 | 0.55343 | 0.82639 | 0.19747 | 0 | 319.8771 | TRC
Residential | 15 SEER Central AC | 0.71564 | 0.6188 | N/A | 0.15798 | 0 | 255.9017 | RIM | Residential | 21 SEER ASHP from base electric resistance heating | 0.93158 | 0.54172 | N/A | 0.36362 | 1.3674 | 4976.2972 | TRC | Residential | 15 SEER Central AC | 0.62963 | 0.55343 | 1.1565 | 0.15798 | 0 | 255.9017 | RIM | Residential | 16 SEER Central AC | 0.60634 | 0.55343 | 1.1081 | 0.29621 | 0 | 479.8157 | TRC
Residential | 15 SEER Central AC | 0.53314 | 0.6188 | N/A | 0.10532 | 0 | 170.6011 | RIM | Residential | 21 SEER ASHP from base electric resistance heating | 0.93158 | 0.54172 | N/A | 0.36362 | 1.3674 | 4976.2972 | TRC | Residential | 15 SEER Central AC | 0.4839 | 0.55343 | 0.86157 | 0.10532 | 0 | 170.6011 | RIM | Residential | 16 SEER Central AC | 0.60634 | 0.55343 | 1.1081 | 0.29621 | 0 | 479.8157 | TRC
Residential | 15 SEER Central AC | 0.71564 | 0.6188 | N/A | 0.15798 | 0 | 255.9017 | RIM | Residential | 21 SEER ASHP from base electric resistance heating | 0.48987 | 0.54172 | N/A | 0.54544 | 2.0512 | 7464.4458 | TRC | Residential | 15 SEER Central AC | 0.62963 | 0.55343 | 1.1565 | 0.15798 | 0 | 255.9017 | RIM | Residential | 16 SEER Central AC | 0.46589 | 0.55343 | 0.82639 | 0.19747 | 0 | 319.8771 | TRC
Residential | 15 SEER Central AC | 0.71564 | 0.6188 | N/A | 0.15798 | 0 | 255.9017 | RIM | Residential | 21 SEER Central AC | 0.25559 | 0.6188 | N/A | 0.78989 | 0 | 1279.5086 | TRC | Residential | 15 SEER Central AC | 0.62963 | 0.55343 | 1.1565 | 0.15798 | 0 | 255.9017 | RIM | Residential | 16 SEER Central AC | 0.60634 | 0.55343 | 1.1081 | 0.29621 | 0 | 479.8157 | TRC
Residential | 15 SEER Central AC | 0.53314 | 0.6188 | N/A | 0.10532 | 0 | 170.6011 | RIM | Residential | 21 SEER Central AC | 0.20987 | 0.6188 | N/A | 0.5266 | 0 | 853.0057 | TRC | Residential | 15 SEER Central AC | 0.4839 | 0.55343 | 0.86157 | 0.10532 | 0 | 170.6011 | RIM | Residential | 17 SEER Air Source Heat Pump | 0.54265 | 0.59492 | 0.90277 | 0.3216 | 0.34169 | 1211.4716 | TRC
Residential | 15 SEER Central AC | 0.71564 | 0.6188 | N/A | 0.15798 | 0 | 255.9017 | RIM | Residential | 21 SEER Central AC | 0.25559 | 0.6188 | N/A | 0.78989 | 0 | 1279.5086 | TRC | Residential | 15 SEER Central AC | 0.62963 | 0.55343 | 1.1565 | 0.15798 | 0 | 255.9017 | RIM | Residential | 17 SEER Air Source Heat Pump | 0.45107 | 0.59492 | 0.73716 | 0.2144 | 0.22779 | 807.6477 | TRC
Residential | 16 SEER Air Source Heat Pump | 0.66575 | 0.66519 | N/A | 0.21947 | 0.23318 | 826.7425 | RIM | Residential | 21 SEER Central AC | 0.25559 | 0.6188 | N/A | 0.78989 | 0 | 1279.5086 | TRC | Residential | 16 SEER Air Source Heat Pump | 0.59537 | 0.59492 | 1.0008 | 0.21947 | 0.23318 | 826.7425 | RIM | Residential | 17 SEER Air Source Heat Pump | 0.54265 | 0.59492 | 0.90277 | 0.3216 | 0.34169 | 1211.4716 | TRC
Residential | 16 SEER Air Source Heat Pump | 0.53546 | 0.66519 | N/A | 0.14631 | 0.15545 | 551.1617 | RIM | Residential | 21 SEER Central AC | 0.20987 | 0.6188 | N/A | 0.5266 | 0 | 853.0057 | TRC | Residential | 16 SEER Air Source Heat Pump | 0.48897 | 0.59492 | 0.80498 | 0.14631 | 0.15545 | 551.1617 | RIM | Residential | 17 SEER Air Source Heat Pump | 0.54265 | 0.59492 | 0.90277 | 0.3216 | 0.34169 | 1211.4716 | TRC
Residential | 16 SEER Air Source Heat Pump | 0.66575 | 0.66519 | N/A | 0.21947 | 0.23318 | 826.7425 | RIM | Residential | 21 SEER Central AC | 0.25559 | 0.6188 | N/A | 0.78989 | 0 | 1279.5086 | TRC | Residential | 16 SEER Air Source Heat Pump | 0.59537 | 0.59492 | 1.0008 | 0.21947 | 0.23318 | 826.7425 | RIM | Residential | 17 SEER Air Source Heat Pump | 0.45107 | 0.59492 | 0.73716 | 0.2144 | 0.22779 | 807.6477 | TRC
Residential | 16 SEER Air Source Heat Pump | 0.66575 | 0.66519 | N/A | 0.21947 | 0.23318 | 826.7425 | RIM | Residential | Ground Source Heat Pump | 0.2136 | 0.90177 | N/A | 0.39241 | 1.2172 | 2068.1269 | TRC | Residential | 16 SEER Air Source Heat Pump | 0.59537 | 0.59492 | 1.0008 | 0.21947 | 0.23318 | 826.7425 | RIM | Residential | 17 SEER Air Source Heat Pump | 0.54265 | 0.59492 | 0.90277 | 0.3216 | 0.34169 | 1211.4716 | TRC
Residential | 16 SEER Air Source Heat Pump | 0.53546 | 0.66519 | N/A | 0.14631 | 0.15545 | 551.1617 | RIM | Residential | Ground Source Heat Pump | 0.22594 | 0.90177 | N/A | 0.39241 | 1.2172 | 2068.1269 | TRC | Residential | 16 SEER Air Source Heat Pump | 0.48897 | 0.59492 | 0.80498 | 0.14631 | 0.15545 | 551.1617 | RIM | Residential | 17 SEER Central AC | 0.28291 | 0.55343 | 0.4833 | 0.41818 | 0 | 677.3869 | TRC
Residential | 16 SEER Air Source Heat Pump | 0.66575 | 0.66519 | N/A | 0.21947 | 0.23318 | 826.7425 | RIM | Residential | Ground Source Heat Pump | 0.2136 | 0.90177 | N/A | 0.39241 | 1.2172 | 2068.1269 | TRC | Residential | 16 SEER Air Source Heat Pump | 0.59537 | 0.59492 | 1.0008 | 0.21947 | 0.23318 | 826.7425 | RIM | Residential | 17 SEER Central AC | 0.2832 | 0.55343 | 0.48381 | 0.27879 | 0 | 451.5913 | TRC
Residential | 16 SEER Central AC | 0.6857 | 0.6188 | N/A | 0.29621 | 0 | 479.8157 | RIM | Residential | Ground Source Heat Pump | 0.2136 | 0.90177 | N/A | 0.39241 | 1.2172 | 2068.1269 | TRC | Residential | 16 SEER Central AC | 0.60634 | 0.55343 | 1.1081 | 0.29621 | 0 | 479.8157 | RIM | Residential | 17 SEER Central AC | 0.28291 | 0.55343 | 0.4833 | 0.41818 | 0 | 677.3869 | TRC
Residential | 16 SEER Central AC | 0.51137 | 0.6188 | N/A | 0.19747 | 0 | 319.8771 | RIM | Residential | Ground Source Heat Pump | 0.22594 | 0.90177 | N/A | 0.39241 | 1.2172 | 2068.1269 | TRC | Residential | 16 SEER Central AC | 0.46589 | 0.55343 | 0.82639 | 0.19747 | 0 | 319.8771 | RIM | Residential | 17 SEER Central AC | 0.28291 | 0.55343 | 0.4833 | 0.41818 | 0 | 677.3869 | TRC
Residential | 16 SEER Central AC | 0.6857 | 0.6188 | N/A | 0.29621 | 0 | 479.8157 | RIM | Residential | Ground Source Heat Pump | 0.2136 | 0.90177 | N/A | 0.39241 | 1.2172 | 2068.1269 | TRC | Residential | 16 SEER Central AC | 0.60634 | 0.55343 | 1.1081 | 0.29621 | 0 | 479.8157 | RIM | Residential | 17 SEER Central AC | 0.2832 | 0.55343 | 0.48381 | 0.27879 | 0 | 451.5913 | TRC
Residential | 16 SEER Central AC | 0.6857 | 0.6188 | N/A | 0.29621 | 0 | 479.8157 | RIM | Residential | Variable Refrigerant Flow (VRF) HVAC Systems | 0.33967 | 0.38029 | N/A | 0.093523 | 0.19093 | 1708.5902 | TRC | Residential | 16 SEER Central AC | 0.60634 | 0.55343 | 1.1081 | 0.29621 | 0 | 479.8157 | RIM | Residential | 17 SEER Central AC | 0.28291 | 0.55343 | 0.4833 | 0.41818 | 0 | 677.3869 | TRC
Residential | 16 SEER Central AC | 0.51137 | 0.6188 | N/A | 0.19747 | 0 | 319.8771 | RIM | Residential | Variable Refrigerant Flow (VRF) HVAC Systems | 0.2745 | 0.38029 | N/A | 0.062348 | 0.12728 | 1139.0602 | TRC | Residential | 16 SEER Central AC | 0.46589 | 0.55343 | 0.82639 | 0.19747 | 0 | 319.8771 | RIM | Residential | 18 SEER Air Source Heat Pump | 0.47055 | 0.59492 | 0.77189 | 0.36822 | 0.39122 | 1387.0904 | TRC
Residential | 16 SEER Central AC | 0.6857 | 0.6188 | N/A | 0.29621 | 0 | 479.8157 | RIM | Residential | Variable Refrigerant Flow (VRF) HVAC Systems | 0.33967 | 0.38029 | N/A | 0.093523 | 0.19093 | 1708.5902 | TRC | Residential | 16 SEER Central AC | 0.60634 | 0.55343 | 1.1081 | 0.29621 | 0 | 479.8157 | RIM | Residential | 18 SEER Air Source Heat Pump | 0.35367 | 0.59492 | 0.56731 | 0.24548 | 0.26082 | 924.727 | TRC
Residential | 17 SEER Air Source Heat Pump | 0.60051 | 0.66519 | N/A | 0.3216 | 0.34169 | 1211.4716 | RIM | Residential | Variable Refrigerant Flow (VRF) HVAC Systems | 0.43116 | 0.38029 | N/A | 0.093523 | 0.19093 | 1708.5902 | TRC | Residential | 17 SEER Air Source Heat Pump | 0.54265 | 0.59492 | 0.90277 | 0.3216 | 0.34169 | 1211.4716 | RIM | Residential | 18 SEER Air Source Heat Pump | 0.47055 | 0.59492 | 0.77189 | 0.36822 | 0.39122 | 1387.0904 | TRC
Residential | 17 SEER Air Source Heat Pump | 0.49035 | 0.66519 | N/A | 0.2144 | 0.22779 | 807.6477 | RIM | Residential | Variable Refrigerant Flow (VRF) HVAC Systems | 0.36957 | 0.38029 | N/A | 0.062348 | 0.12728 | 1139.0602 | TRC | Residential | 17 SEER Air Source Heat Pump | 0.45107 | 0.59492 | 0.73716 | 0.2144 | 0.22779 | 807.6477 | RIM | Residential | 18 SEER Air Source Heat Pump | 0.47055 | 0.59492 | 0.77189 | 0.36822 | 0.39122 | 1387.0904 | TRC
Residential | 17 SEER Air Source Heat Pump | 0.60051 | 0.66519 | N/A | 0.3216 | 0.34169 | 1211.4716 | RIM | Residential | Variable Refrigerant Flow (VRF) HVAC Systems | 0.43116 | 0.38029 | N/A | 0.093523 | 0.19093 | 1708.5902 | TRC | Residential | 17 SEER Air Source Heat Pump | 0.54265 | 0.59492 | 0.90277 | 0.3216 | 0.34169 | 1211.4716 | RIM | Residential | 18 SEER Air Source Heat Pump | 0.35367 | 0.59492 | 0.56731 | 0.24548 | 0.26082 | 924.727 | TRC
Residential | 17 SEER Air Source Heat Pump | 0.60051 | 0.66519 | N/A | 0.3216 | 0.34169 | 1211.4716 | RIM | Residential | CFL - 15W Flood | 0.77903 | 0.38259 | N/A | 0.00041875 | 0.00043966 | 4.7606 | TRC | Residential | 17 SEER Air Source Heat Pump | 0.54265 | 0.59492 | 0.90277 | 0.3216 | 0.34169 | 1211.4716 | RIM | Residential | 18 SEER Air Source Heat Pump | 0.47055 | 0.59492 | 0.77189 | 0.36822 | 0.39122 | 1387.0904 | TRC
Residential | 17 SEER Air Source Heat Pump | 0.49035 | 0.66519 | N/A | 0.2144 | 0.22779 | 807.6477 | RIM | Residential | CFL - 15W Flood | 0.77903 | 0.38259 | N/A | 0.00041875 | 0.00043966 | 4.7606 | TRC | Residential | 17 SEER Air Source Heat Pump | 0.45107 | 0.59492 | 0.73716 | 0.2144 | 0.22779 | 807.6477 | RIM | Residential | 18 SEER Central AC | 0.25272 | 0.55343 | 0.42911 | 0.5266 | 0 | 853.0057 | TRC
Residential | 17 SEER Air Source Heat Pump | 0.60051 | 0.66519 | N/A | 0.3216 | 0.34169 | 1211.4716 | RIM | Residential | CFL - 15W Flood | 0.77903 | 0.38259 | N/A | 0.00041875 | 0.00043966 | 4.7606 | TRC | Residential | 17 SEER Air Source Heat Pump | 0.54265 | 0.59492 | 0.90277 | 0.3216 | 0.34169 | 1211.4716 | RIM | Residential | 18 SEER Central AC | 0.23241 | 0.55343 | 0.39302 | 0.35106 | 0 | 568.6705 | TRC
Residential | 17 SEER Central AC | 0.29907 | 0.6188 | N/A | 0.41818 | 0 | 677.3869 | RIM | Residential | CFL - 15W Flood | 0.77903 | 0.38259 | N/A | 0.00041875 | 0.00043966 | 4.7606 | TRC | Residential | 17 SEER Central AC | 0.28291 | 0.55343 | 0.4833 | 0.41818 | 0 | 677.3869 | RIM | Residential | 18 SEER Central AC | 0.25272 | 0.55343 | 0.42911 | 0.5266 | 0 | 853.0057 | TRC
Residential | 17 SEER Central AC | 0.29938 | 0.6188 | N/A | 0.27879 | 0 | 451.5913 | RIM | Residential | CFL - 15W Flood | 0.77903 | 0.38259 | N/A | 0.00041875 | 0.00043966 | 4.7606 | TRC | Residential | 17 SEER Central AC | 0.2832 | 0.55343 | 0.48381 | 0.27879 | 0 | 451.5913 | RIM | Residential | 18 SEER Central AC | 0.25272 | 0.55343 | 0.42911 | 0.5266 | 0 | 853.0057 | TRC
Residential | 17 SEER Central AC | 0.29907 | 0.6188 | N/A | 0.41818 | 0 | 677.3869 | RIM | Residential | CFL - 15W Flood | 0.77903 | 0.38259 | N/A | 0.00041875 | 0.00043966 | 4.7606 | TRC | Residential | 17 SEER Central AC | 0.28291 | 0.55343 | 0.4833 | 0.41818 | 0 | 677.3869 | RIM | Residential | 18 SEER Central AC | 0.23241 | 0.55343 | 0.39302 | 0.35106 | 0 | 568.6705 | TRC
Residential | 17 SEER Central AC | 0.29907 | 0.6188 | N/A | 0.41818 | 0 | 677.3869 | RIM | Residential | Energy Star Bathroom Ventilating Fan | 0.32277 | 0.39437 | N/A | 0.00020675 | 0.00082699 | 5.9063 | TRC | Residential | 17 SEER Central AC | 0.28291 | 0.55343 | 0.4833 | 0.41818 | 0 | 677.3869 | RIM | Residential | 18 SEER Central AC | 0.25272 | 0.55343 | 0.42911 | 0.5266 | 0 | 853.0057 | TRC
Residential | 17 SEER Central AC | 0.29938 | 0.6188 | N/A | 0.27879 | 0 | 451.5913 | RIM | Residential | Energy Star Bathroom Ventilating Fan | 0.32277 | 0.39437 | N/A | 0.00020675 | 0.00082699 | 5.9063 | TRC | Residential | 17 SEER Central AC | 0.2832 | 0.55343 | 0.48381 | 0.27879 | 0 | 451.5913 | RIM | Residential | 21 SEER Air Source Heat Pump | 0.43019 | 0.59422 | 0.7011 | 0.54544 | 0.54465 | 1982.0354 | TRC
Residential | 17 SEER Central AC | 0.29907 | 0.6188 | N/A | 0.41818 | 0 | 677.3869 | RIM | Residential | Energy Star Bathroom Ventilating Fan | 0.32277 | 0.39437 | N/A | 0.00020675 | 0.00082699 | 5.9063 | TRC | Residential | 17 SEER Central AC | 0.28291 | 0.55343 | 0.4833 | 0.41818 | 0 | 677.3869 | RIM | Residential | 21 SEER Air Source Heat Pump | 0.30662 | 0.59422 | 0.4881 | 0.36362 | 0.3631 | 1321.3569 | TRC
Residential | 18 SEER Air Source Heat Pump | 0.51345 | 0.66519 | N/A | 0.36822 | 0.39122 | 1387.0904 | RIM | Residential | Energy Star Bathroom Ventilating Fan | 0.32277 | 0.39437 | N/A | 0.00020675 | 0.00082699 | 5.9063 | TRC | Residential | 18 SEER Air Source Heat Pump | 0.47055 | 0.59492 | 0.77189 | 0.36822 | 0.39122 | 1387.0904 | RIM | Residential | 21 SEER Air Source Heat Pump | 0.43019 | 0.59422 | 0.7011 | 0.54544 | 0.54465 | 1982.0354 | TRC
Residential | 18 SEER Air Source Heat Pump | 0.37737 | 0.66519 | N/A | 0.24548 | 0.26082 | 924.727 | RIM | Residential | Energy Star Bathroom Ventilating Fan | 0.32277 | 0.39437 | N/A | 0.00020675 | 0.00082699 | 5.9063 | TRC | Residential | 18 SEER Air Source Heat Pump | 0.35367 | 0.59492 | 0.56731 | 0.24548 | 0.26082 | 924.727 | RIM | Residential | 21 SEER Air Source Heat Pump | 0.43019 | 0.59422 | 0.7011 | 0.54544 | 0.54465 | 1982.0354 | TRC
Residential | 18 SEER Air Source Heat Pump | 0.51345 | 0.66519 | N/A | 0.36822 | 0.39122 | 1387.0904 | RIM | Residential | Energy Star Bathroom Ventilating Fan | 0.32277 | 0.39437 | N/A | 0.00020675 | 0.00082699 | 5.9063 | TRC | Residential | 18 SEER Air Source Heat Pump | 0.47055 | 0.59492 | 0.77189 | 0.36822 | 0.39122 | 1387.0904 | RIM | Residential | 21 SEER Air Source Heat Pump | 0.30662 | 0.59422 | 0.4881 | 0.36362 | 0.3631 | 1321.3569 | TRC
Residential | 18 SEER Air Source Heat Pump | 0.51345 | 0.66519 | N/A | 0.36822 | 0.39122 | 1387.0904 | RIM | Residential | Energy Star Ceiling Fan | 0.19543 | 0.24416 | N/A | 0 | 2.4186e-06 | 21.4818 | TRC | Residential | 18 SEER Air Source Heat Pump | 0.47055 | 0.59492 | 0.77189 | 0.36822 | 0.39122 | 1387.0904 | RIM | Residential | 21 SEER Air Source Heat Pump | 0.43019 | 0.59422 | 0.7011 | 0.54544 | 0.54465 | 1982.0354 | TRC
Residential | 18 SEER Air Source Heat Pump | 0.37737 | 0.66519 | N/A | 0.24548 | 0.26082 | 924.727 | RIM | Residential | Energy Star Ceiling Fan | 0.19543 | 0.24416 | N/A | 0 | 2.4186e-06 | 21.4818 | TRC | Residential | 18 SEER Air Source Heat Pump | 0.35367 | 0.59492 | 0.56731 | 0.24548 | 0.26082 | 924.727 | RIM | Residential | 21 SEER ASHP from base electric resistance heating | 0.7743 | 0.48449 | 1.7197 | 0.36362 | 1.3674 | 4976.2972 | TRC
Residential | 18 SEER Air Source Heat Pump | 0.51345 | 0.66519 | N/A | 0.36822 | 0.39122 | 1387.0904 | RIM | Residential | Energy Star Ceiling Fan | 0.19543 | 0.24416 | N/A | 0 | 2.4186e-06 | 21.4818 | TRC | Residential | 18 SEER Air Source Heat Pump | 0.47055 | 0.59492 | 0.77189 | 0.36822 | 0.39122 | 1387.0904 | RIM | Residential | 21 SEER ASHP from base electric resistance heating | 0.7743 | 0.48449 | 1.7197 | 0.36362 | 1.3674 | 4976.2972 | TRC
Residential | 18 SEER Central AC | 0.26553 | 0.6188 | N/A | 0.5266 | 0 | 853.0057 | RIM | Residential | Energy Star Ceiling Fan | 0.1955 | 0.24425 | N/A | 0 | 4.4863e-06 | 21.4818 | TRC | Residential | 18 SEER Central AC | 0.25272 | 0.55343 | 0.42911 | 0.5266 | 0 | 853.0057 | RIM | Residential | 21 SEER ASHP from base electric resistance heating | 0.4426 | 0.48449 | 0.9043 | 0.54544 | 2.0512 | 7464.4458 | TRC
Residential | 18 SEER Central AC | 0.2432 | 0.6188 | N/A | 0.35106 | 0 | 568.6705 | RIM | Residential | Energy Star Ceiling Fan | 0.1955 | 0.24425 | N/A | 0 | 4.4863e-06 | 21.4818 | TRC | Residential | 18 SEER Central AC | 0.23241 | 0.55343 | 0.39302 | 0.35106 | 0 | 568.6705 | RIM | Residential | 21 SEER Central AC | 0.2437 | 0.55343 | 0.41304 | 0.78989 | 0 | 1279.5086 | TRC
Residential | 18 SEER Central AC | 0.26553 | 0.6188 | N/A | 0.5266 | 0 | 853.0057 | RIM | Residential | Energy Star Ceiling Fan | 0.1955 | 0.24425 | N/A | 0 | 4.4863e-06 | 21.4818 | TRC | Residential | 18 SEER Central AC | 0.25272 | 0.55343 | 0.42911 | 0.5266 | 0 | 853.0057 | RIM | Residential | 21 SEER Central AC | 0.20178 | 0.55343 | 0.33915 | 0.5266 | 0 | 853.0057 | TRC
Residential | 18 SEER Central AC | 0.26553 | 0.6188 | N/A | 0.5266 | 0 | 853.0057 | RIM | Residential | Solar Powered Pool Pumps | 0.77509 | 0.57396 | N/A | 0.98883 | 0 | 1819.4417 | TRC | Residential | 18 SEER Central AC | 0.25272 | 0.55343 | 0.42911 | 0.5266 | 0 | 853.0057 | RIM | Residential | 21 SEER Central AC | 0.2437 | 0.55343 | 0.41304 | 0.78989 | 0 | 1279.5086 | TRC
Residential | 18 SEER Central AC | 0.2432 | 0.6188 | N/A | 0.35106 | 0 | 568.6705 | RIM | Residential | Solar Powered Pool Pumps | 0.77509 | 0.57396 | N/A | 0.98883 | 0 | 1819.4417 | TRC | Residential | 18 SEER Central AC | 0.23241 | 0.55343 | 0.39302 | 0.35106 | 0 | 568.6705 | RIM | Residential | 21 SEER Central AC | 0.2437 | 0.55343 | 0.41304 | 0.78989 | 0 | 1279.5086 | TRC
Residential | 18 SEER Central AC | 0.26553 | 0.6188 | N/A | 0.5266 | 0 | 853.0057 | RIM | Residential | Solar Powered Pool Pumps | 0.77509 | 0.57396 | N/A | 0.98883 | 0 | 1819.4417 | TRC | Residential | 18 SEER Central AC | 0.25272 | 0.55343 | 0.42911 | 0.5266 | 0 | 853.0057 | RIM | Residential | 21 SEER Central AC | 0.20178 | 0.55343 | 0.33915 | 0.5266 | 0 | 853.0057 | TRC
Residential | 21 SEER Air Source Heat Pump | 0.46582 | 0.66441 | N/A | 0.54544 | 0.54465 | 1982.0354 | RIM | Residential | Solar Powered Pool Pumps | 0.77509 | 0.57396 | N/A | 0.98883 | 0 | 1819.4417 | TRC | Residential | 21 SEER Air Source Heat Pump | 0.43019 | 0.59422 | 0.7011 | 0.54544 | 0.54465 | 1982.0354 | RIM | Residential | 21 SEER Central AC | 0.2437 | 0.55343 | 0.41304 | 0.78989 | 0 | 1279.5086 | TRC
Residential | 21 SEER Air Source Heat Pump | 0.3243 | 0.66441 | N/A | 0.36362 | 0.3631 | 1321.3569 | RIM | Residential | Solar Powered Pool Pumps | 0.77509 | 0.57396 | N/A | 0.98883 | 0 | 1819.4417 | TRC | Residential | 21 SEER Air Source Heat Pump | 0.30662 | 0.59422 | 0.4881 | 0.36362 | 0.3631 | 1321.3569 | RIM | Residential | Energy Star Room AC | 3.2224 | 0.55343 | 13.5288 | 0.093 | 0 | 150.6455 | 2 year Payback
Residential | 21 SEER Air Source Heat Pump | 0.46582 | 0.66441 | N/A | 0.54544 | 0.54465 | 1982.0354 | RIM | Residential | Solar Powered Pool Pumps | 0.77509 | 0.57396 | N/A | 0.98883 | 0 | 1819.4417 | TRC | Residential | 21 SEER Air Source Heat Pump | 0.43019 | 0.59422 | 0.7011 | 0.54544 | 0.54465 | 1982.0354 | RIM | Residential | Energy Star Room AC | 3.2224 | 0.55343 | 13.5288 | 0.093 | 0 | 150.6455 | 2 year Payback
Residential | 21 SEER Air Source Heat Pump | 0.46582 | 0.66441 | N/A | 0.54544 | 0.54465 | 1982.0354 | RIM | Residential | Drain Water Heat Recovery | 0.1855 | 0.47746 | N/A | 0.021393 | 0.046051 | 237.513 | TRC | Residential | 21 SEER Air Source Heat Pump | 0.43019 | 0.59422 | 0.7011 | 0.54544 | 0.54465 | 1982.0354 | RIM | Residential | Energy Star Room AC | 3.2224 | 0.55343 | 13.5288 | 0.093 | 0 | 150.6455 | 2 year Payback
Residential | 21 SEER Air Source Heat Pump | 0.3243 | 0.66441 | N/A | 0.36362 | 0.3631 | 1321.3569 | RIM | Residential | Drain Water Heat Recovery | 0.15889 | 0.47746 | N/A | 0.018324 | 0.039445 | 203.442 | TRC | Residential | 21 SEER Air Source Heat Pump | 0.30662 | 0.59422 | 0.4881 | 0.36362 | 0.3631 | 1321.3569 | RIM | Residential | Energy Star Room AC | 3.2224 | 0.55343 | 13.5288 | 0.093 | 0 | 150.6455 | 2 year Payback
Residential | 21 SEER Air Source Heat Pump | 0.46582 | 0.66441 | N/A | 0.54544 | 0.54465 | 1982.0354 | RIM | Residential | Drain Water Heat Recovery | 0.23526 | 0.47746 | N/A | 0.027132 | 0.058404 | 301.227 | TRC | Residential | 21 SEER Air Source Heat Pump | 0.43019 | 0.59422 | 0.7011 | 0.54544 | 0.54465 | 1982.0354 | RIM | Residential | Energy Star Room AC | 3.2224 | 0.55343 | 13.5288 | 0.093 | 0 | 150.6455 | 2 year Payback
Residential | 21 SEER ASHP from base electric resistance heating | 1.3015 | 0.54172 | N/A | 0.54544 | 2.0512 | 7464.4458 | RIM | Residential | Drain Water Heat Recovery | 0.2333 | 0.47746 | N/A | 0.021393 | 0.046051 | 237.513 | TRC | Residential | 21 SEER ASHP from base electric resistance heating | 1.0138 | 0.48449 | 2.4025 | 0.54544 | 2.0512 | 7464.4458 | RIM | Residential | Energy Star Room AC | 3.2224 | 0.55343 | 13.5288 | 0.093 | 0 | 150.6455 | 2 year Payback
Residential | 21 SEER ASHP from base electric resistance heating | 0.93158 | 0.54172 | N/A | 0.36362 | 1.3674 | 4976.2972 | RIM | Residential | Drain Water Heat Recovery | 0.19983 | 0.47746 | N/A | 0.018324 | 0.039445 | 203.442 | TRC | Residential | 21 SEER ASHP from base electric resistance heating | 0.7743 | 0.48449 | 1.7197 | 0.36362 | 1.3674 | 4976.2972 | RIM | Residential | Ground Source Heat Pump | 0.20778 | 0.80651 | 0.23686 | 0.39241 | 1.2172 | 2068.1269 | TRC
Residential | 21 SEER ASHP from base electric resistance heating | 1.3015 | 0.54172 | N/A | 0.54544 | 2.0512 | 7464.4458 | RIM | Residential | Drain Water Heat Recovery | 0.29588 | 0.47746 | N/A | 0.027132 | 0.058404 | 301.227 | TRC | Residential | 21 SEER ASHP from base electric resistance heating | 1.0138 | 0.48449 | 2.4025 | 0.54544 | 2.0512 | 7464.4458 | RIM | Residential | Ground Source Heat Pump | 0.21944 | 0.80651 | 0.25055 | 0.39241 | 1.2172 | 2068.1269 | TRC
Residential | 21 SEER ASHP from base electric resistance heating | 1.3015 | 0.54172 | N/A | 0.54544 | 2.0512 | 7464.4458 | RIM | Residential | Heat Trap | 0.90665 | 0.47746 | N/A | 0.011912 | 0.025641 | 132.247 | TRC | Residential | 21 SEER ASHP from base electric resistance heating | 1.0138 | 0.48449 | 2.4025 | 0.54544 | 2.0512 | 7464.4458 | RIM | Residential | Ground Source Heat Pump | 0.20778 | 0.80651 | 0.23686 | 0.39241 | 1.2172 | 2068.1269 | TRC
Residential | 21 SEER ASHP from base electric resistance heating | 0.93158 | 0.54172 | N/A | 0.36362 | 1.3674 | 4976.2972 | RIM | Residential | Heat Trap | 0.71268 | 0.47746 | N/A | 0.0093633 | 0.020155 | 103.9549 | TRC | Residential | 21 SEER ASHP from base electric resistance heating | 0.7743 | 0.48449 | 1.7197 | 0.36362 | 1.3674 | 4976.2972 | RIM | Residential | Ground Source Heat Pump | 0.20778 | 0.80651 | 0.23686 | 0.39241 | 1.2172 | 2068.1269 | TRC
Residential | 21 SEER ASHP from base electric resistance heating | 0.48987 | 0.54172 | N/A | 0.54544 | 2.0512 | 7464.4458 | RIM | Residential | Heat Trap | 0.707 | 0.47746 | N/A | 0.0092887 | 0.019995 | 103.1262 | TRC | Residential | 21 SEER ASHP from base electric resistance heating | 0.4426 | 0.48449 | 0.9043 | 0.54544 | 2.0512 | 7464.4458 | RIM | Residential | Ground Source Heat Pump | 0.21944 | 0.80651 | 0.25055 | 0.39241 | 1.2172 | 2068.1269 | TRC
Residential | 21 SEER Central AC | 0.25559 | 0.6188 | N/A | 0.78989 | 0 | 1279.5086 | RIM | Residential | Heat Trap | 0.90665 | 0.47746 | N/A | 0.011912 | 0.025641 | 132.247 | TRC | Residential | 21 SEER Central AC | 0.2437 | 0.55343 | 0.41304 | 0.78989 | 0 | 1279.5086 | RIM | Residential | Ground Source Heat Pump | 0.20778 | 0.80651 | 0.23686 | 0.39241 | 1.2172 | 2068.1269 | TRC
Residential | 21 SEER Central AC | 0.20987 | 0.6188 | N/A | 0.5266 | 0 | 853.0057 | RIM | Residential | Heat Trap | 0.71268 | 0.47746 | N/A | 0.0093633 | 0.020155 | 103.9549 | TRC | Residential | 21 SEER Central AC | 0.20178 | 0.55343 | 0.33915 | 0.5266 | 0 | 853.0057 | RIM | Residential | Variable Refrigerant Flow (VRF) HVAC Systems | 0.30725 | 0.34012 | 0.89317 | 0.093523 | 0.19093 | 1708.5902 | TRC
Residential | 21 SEER Central AC | 0.25559 | 0.6188 | N/A | 0.78989 | 0 | 1279.5086 | RIM | Residential | Heat Trap | 0.707 | 0.47746 | N/A | 0.0092887 | 0.019995 | 103.1262 | TRC | Residential | 21 SEER Central AC | 0.2437 | 0.55343 | 0.41304 | 0.78989 | 0 | 1279.5086 | RIM | Residential | Variable Refrigerant Flow (VRF) HVAC Systems | 0.25293 | 0.34012 | 0.72181 | 0.062348 | 0.12728 | 1139.0602 | TRC
Residential | 21 SEER Central AC | 0.25559 | 0.6188 | N/A | 0.78989 | 0 | 1279.5086 | RIM | Residential | Water Heater Timeclock | 0.27565 | 0.24406 | N/A | 0 | 0 | 96.55 | TRC | Residential | 21 SEER Central AC | 0.2437 | 0.55343 | 0.41304 | 0.78989 | 0 | 1279.5086 | RIM | Residential | Variable Refrigerant Flow (VRF) HVAC Systems | 0.30725 | 0.34012 | 0.89317 | 0.093523 | 0.19093 | 1708.5902 | TRC
Residential | 21 SEER Central AC | 0.20987 | 0.6188 | N/A | 0.5266 | 0 | 853.0057 | RIM | Residential | Water Heater Timeclock | 0.23611 | 0.24406 | N/A | 0 | 0 | 82.7 | TRC | Residential | 21 SEER Central AC | 0.20178 | 0.55343 | 0.33915 | 0.5266 | 0 | 853.0057 | RIM | Residential | Variable Refrigerant Flow (VRF) HVAC Systems | 0.38024 | 0.34012 | 1.1338 | 0.093523 | 0.19093 | 1708.5902 | TRC
Residential | 21 SEER Central AC | 0.25559 | 0.6188 | N/A | 0.78989 | 0 | 1279.5086 | RIM | Residential | Water Heater Timeclock | 0.3496 | 0.24406 | N/A | 0 | 0 | 122.45 | TRC | Residential | 21 SEER Central AC | 0.2437 | 0.55343 | 0.41304 | 0.78989 | 0 | 1279.5086 | RIM | Residential | Variable Refrigerant Flow (VRF) HVAC Systems | 0.33151 | 0.34012 | 0.9718 | 0.062348 | 0.12728 | 1139.0602 | TRC
Residential | Energy Star Room AC | 8.3716 | 0.6188 | N/A | 0.093 | 0 | 150.6455 | RIM | Residential | Water Heater Timeclock | 0.27565 | 0.24406 | N/A | 0 | 0 | 96.55 | TRC | Residential | Energy Star Room AC | 3.2224 | 0.55343 | 13.5288 | 0.093 | 0 | 150.6455 | RIM | Residential | Variable Refrigerant Flow (VRF) HVAC Systems | 0.38024 | 0.34012 | 1.1338 | 0.093523 | 0.19093 | 1708.5902 | TRC
Residential | Energy Star Room AC | 8.3716 | 0.6188 | N/A | 0.093 | 0 | 150.6455 | RIM | Residential | Water Heater Timeclock | 0.23611 | 0.24406 | N/A | 0 | 0 | 82.7 | TRC | Residential | Energy Star Room AC | 3.2224 | 0.55343 | 13.5288 | 0.093 | 0 | 150.6455 | RIM | Residential | CFL - 15W Flood (Exterior) | 3.0605 | 0.23684 | 20.2954 | 0 | 0 | 47.45 | 2 year Payback
Residential | Energy Star Room AC | 8.3716 | 0.6188 | N/A | 0.093 | 0 | 150.6455 | RIM | Residential | Water Heater Timeclock | 0.3496 | 0.24406 | N/A | 0 | 0 | 122.45 | TRC | Residential | Energy Star Room AC | 3.2224 | 0.55343 | 13.5288 | 0.093 | 0 | 150.6455 | RIM | Residential | CFL - 15W Flood (Exterior) | 3.0605 | 0.23684 | 20.2954 | 0 | 0 | 47.45 | 2 year Payback
Residential | Energy Star Room AC | 8.3716 | 0.6188 | N/A | 0.093 | 0 | 150.6455 | RIM | Residential | Ceiling Insulation(R19 to R38) | 0.89464 | 0.90378 | N/A | 0.14644 | 0.20845 | 426 | TRC | Residential | Energy Star Room AC | 3.2224 | 0.55343 | 13.5288 | 0.093 | 0 | 150.6455 | RIM | Residential | CFL - 15W Flood (Exterior) | 3.0605 | 0.23684 | 20.2954 | 0 | 0 | 47.45 | 2 year Payback
Residential | Energy Star Room AC | 8.3716 | 0.6188 | N/A | 0.093 | 0 | 150.6455 | RIM | Residential | Ceiling Insulation(R19 to R38) | 0.67002 | 0.90378 | N/A | 0.091093 | 0.12967 | 265 | TRC | Residential | Energy Star Room AC | 3.2224 | 0.55343 | 13.5288 | 0.093 | 0 | 150.6455 | RIM | Residential | CFL - 15W Flood (Exterior) | 3.0605 | 0.23684 | 20.2954 | 0 | 0 | 47.45 | 2 year Payback
Residential | Energy Star Room AC | 8.3716 | 0.6188 | N/A | 0.093 | 0 | 150.6455 | RIM | Residential | Ceiling Insulation(R19 to R38) | 0.60973 | 0.90378 | N/A | 0.087453 | 0.12449 | 254.41 | TRC | Residential | Energy Star Room AC | 3.2224 | 0.55343 | 13.5288 | 0.093 | 0 | 150.6455 | RIM | Residential | CFL - 15W Flood (Exterior) | 3.0605 | 0.23684 | 20.2954 | 0 | 0 | 47.45 | 2 year Payback
Residential | Ground Source Heat Pump | 0.2136 | 0.90177 | N/A | 0.39241 | 1.2172 | 2068.1269 | RIM | Residential | Ceiling Insulation(R19 to R38) | 0.89464 | 0.90378 | N/A | 0.14644 | 0.20845 | 426 | TRC | Residential | Ground Source Heat Pump | 0.20778 | 0.80651 | 0.23686 | 0.39241 | 1.2172 | 2068.1269 | RIM | Residential | CFL - 15W Flood (Exterior) | 3.0605 | 0.23684 | 20.2954 | 0 | 0 | 47.45 | 2 year Payback
Residential | Ground Source Heat Pump | 0.22594 | 0.90177 | N/A | 0.39241 | 1.2172 | 2068.1269 | RIM | Residential | Ceiling Insulation(R19 to R38) | 0.67002 | 0.90378 | N/A | 0.091093 | 0.12967 | 265 | TRC | Residential | Ground Source Heat Pump | 0.21944 | 0.80651 | 0.25055 | 0.39241 | 1.2172 | 2068.1269 | RIM | Residential | CFL - 15W Flood | 0.73352 | 0.37127 | 2.0362 | 0.00041875 | 0.00043966 | 4.7606 | TRC
Residential | Ground Source Heat Pump | 0.2136 | 0.90177 | N/A | 0.39241 | 1.2172 | 2068.1269 | RIM | Residential | Ceiling Insulation(R19 to R38) | 0.60973 | 0.90378 | N/A | 0.087453 | 0.12449 | 254.41 | TRC | Residential | Ground Source Heat Pump | 0.20778 | 0.80651 | 0.23686 | 0.39241 | 1.2172 | 2068.1269 | RIM | Residential | CFL - 15W Flood | 0.73352 | 0.37127 | 2.0362 | 0.00041875 | 0.00043966 | 4.7606 | TRC
Residential | Ground Source Heat Pump | 0.2136 | 0.90177 | N/A | 0.39241 | 1.2172 | 2068.1269 | RIM | Residential | Ceiling Insulation(R30 to R38) | 0.35394 | 0.91349 | N/A | 0.042129 | 0.061582 | 123 | TRC | Residential | Ground Source Heat Pump | 0.20778 | 0.80651 | 0.23686 | 0.39241 | 1.2172 | 2068.1269 | RIM | Residential | CFL - 15W Flood | 0.73352 | 0.37127 | 2.0362 | 0.00041875 | 0.00043966 | 4.7606 | TRC
Residential | Ground Source Heat Pump | 0.22594 | 0.90177 | N/A | 0.39241 | 1.2172 | 2068.1269 | RIM | Residential | Ceiling Insulation(R30 to R38) | 0.25983 | 0.91349 | N/A | 0.025689 | 0.03755 | 75 | TRC | Residential | Ground Source Heat Pump | 0.21944 | 0.80651 | 0.25055 | 0.39241 | 1.2172 | 2068.1269 | RIM | Residential | CFL - 15W Flood | 0.73352 | 0.37127 | 2.0362 | 0.00041875 | 0.00043966 | 4.7606 | TRC
Residential | Ground Source Heat Pump | 0.2136 | 0.90177 | N/A | 0.39241 | 1.2172 | 2068.1269 | RIM | Residential | Ceiling Insulation(R30 to R38) | 0.23545 | 0.91349 | N/A | 0.024558 | 0.035898 | 71.7 | TRC | Residential | Ground Source Heat Pump | 0.20778 | 0.80651 | 0.23686 | 0.39241 | 1.2172 | 2068.1269 | RIM | Residential | CFL - 15W Flood | 0.73352 | 0.37127 | 2.0362 | 0.00041875 | 0.00043966 | 4.7606 | TRC
Residential | Variable Refrigerant Flow (VRF) HVAC Systems | 0.33967 | 0.38029 | N/A | 0.093523 | 0.19093 | 1708.5902 | RIM | Residential | Ceiling Insulation(R30 to R38) | 0.35394 | 0.91349 | N/A | 0.042129 | 0.061582 | 123 | TRC | Residential | Variable Refrigerant Flow (VRF) HVAC Systems | 0.30725 | 0.34012 | 0.89317 | 0.093523 | 0.19093 | 1708.5902 | RIM | Residential | CFL - 15W Flood | 0.73352 | 0.37127 | 2.0362 | 0.00041875 | 0.00043966 | 4.7606 | TRC
Residential | Variable Refrigerant Flow (VRF) HVAC Systems | 0.2745 | 0.38029 | N/A | 0.062348 | 0.12728 | 1139.0602 | RIM | Residential | Ceiling Insulation(R30 to R38) | 0.25983 | 0.91349 | N/A | 0.025689 | 0.03755 | 75 | TRC | Residential | Variable Refrigerant Flow (VRF) HVAC Systems | 0.25293 | 0.34012 | 0.72181 | 0.062348 | 0.12728 | 1139.0602 | RIM | Residential | CFL-23W | 3.8672 | 0.37127 | 14.6076 | 0.00065139 | 0.00068392 | 7.4054 | 2 year Payback
Residential | Variable Refrigerant Flow (VRF) HVAC Systems | 0.33967 | 0.38029 | N/A | 0.093523 | 0.19093 | 1708.5902 | RIM | Residential | Ceiling Insulation(R30 to R38) | 0.23545 | 0.91349 | N/A | 0.024558 | 0.035898 | 71.7 | TRC | Residential | Variable Refrigerant Flow (VRF) HVAC Systems | 0.30725 | 0.34012 | 0.89317 | 0.093523 | 0.19093 | 1708.5902 | RIM | Residential | CFL-23W | 3.8672 | 0.37127 | 14.6076 | 0.00065139 | 0.00068392 | 7.4054 | 2 year Payback
Residential | Variable Refrigerant Flow (VRF) HVAC Systems | 0.43116 | 0.38029 | N/A | 0.093523 | 0.19093 | 1708.5902 | RIM | Residential | Central AC Tune Up | 0.53803 | 0.6188 | N/A | 0.056024 | 0 | 90.75 | TRC | Residential | Variable Refrigerant Flow (VRF) HVAC Systems | 0.38024 | 0.34012 | 1.1338 | 0.093523 | 0.19093 | 1708.5902 | RIM | Residential | CFL-23W | 3.8672 | 0.37127 | 14.6076 | 0.00065139 | 0.00068392 | 7.4054 | 2 year Payback
Residential | Variable Refrigerant Flow (VRF) HVAC Systems | 0.36957 | 0.38029 | N/A | 0.062348 | 0.12728 | 1139.0602 | RIM | Residential | Central AC Tune Up | 0.73901 | 0.6188 | N/A | 0.076952 | 0 | 124.65 | TRC | Residential | Variable Refrigerant Flow (VRF) HVAC Systems | 0.33151 | 0.34012 | 0.9718 | 0.062348 | 0.12728 | 1139.0602 | RIM | Residential | CFL-23W | 3.8672 | 0.37127 | 14.6076 | 0.00065139 | 0.00068392 | 7.4054 | 2 year Payback
Residential | Variable Refrigerant Flow (VRF) HVAC Systems | 0.43116 | 0.38029 | N/A | 0.093523 | 0.19093 | 1708.5902 | RIM | Residential | Duct Insulation | 0.12159 | 0.81229 | N/A | 0.047311 | 0.052273 | 135.3381 | TRC | Residential | Variable Refrigerant Flow (VRF) HVAC Systems | 0.38024 | 0.34012 | 1.1338 | 0.093523 | 0.19093 | 1708.5902 | RIM | Residential | CFL-23W | 3.8672 | 0.37127 | 14.6076 | 0.00065139 | 0.00068392 | 7.4054 | 2 year Payback
Residential | CFL - 15W Flood (Exterior) | 4.9533 | 0.24406 | N/A | 0 | 0 | 47.45 | RIM | Residential | Duct Insulation | 0.10274 | 0.87674 | N/A | 0.022916 | 0.045313 | 88.0071 | TRC | Residential | CFL - 15W Flood (Exterior) | 3.0605 | 0.23684 | 20.2954 | 0 | 0 | 47.45 | RIM | Residential | CFL-23W | 3.8672 | 0.37127 | 14.6076 | 0.00065139 | 0.00068392 | 7.4054 | 2 year Payback
Residential | CFL - 15W Flood (Exterior) | 4.9533 | 0.24406 | N/A | 0 | 0 | 47.45 | RIM | Residential | Duct Insulation | 0.14923 | 0.89309 | N/A | 0.031477 | 0.072486 | 132.389 | TRC | Residential | CFL - 15W Flood (Exterior) | 3.0605 | 0.23684 | 20.2954 | 0 | 0 | 47.45 | RIM | Residential | LED - 14W | 3.9558 | 0.37127 | 15.096 | 0.0014889 | 0.0015632 | 16.9267 | 2 year Payback
Residential | CFL - 15W Flood (Exterior) | 4.9533 | 0.24406 | N/A | 0 | 0 | 47.45 | RIM | Residential | Energy Star Door | 0.56955 | 0.86674 | N/A | 0.015627 | 0.063313 | 108.9604 | TRC | Residential | CFL - 15W Flood (Exterior) | 3.0605 | 0.23684 | 20.2954 | 0 | 0 | 47.45 | RIM | Residential | LED - 14W | 3.9558 | 0.37127 | 15.096 | 0.0014889 | 0.0015632 | 16.9267 | 2 year Payback
Residential | CFL - 15W Flood (Exterior) | 4.9533 | 0.24406 | N/A | 0 | 0 | 47.45 | RIM | Residential | Energy Star Door | 0.56955 | 0.86674 | N/A | 0.015627 | 0.063313 | 108.9604 | TRC | Residential | CFL - 15W Flood (Exterior) | 3.0605 | 0.23684 | 20.2954 | 0 | 0 | 47.45 | RIM | Residential | LED - 14W | 3.9558 | 0.37127 | 15.096 | 0.0014889 | 0.0015632 | 16.9267 | 2 year Payback
Residential | CFL - 15W Flood (Exterior) | 4.9533 | 0.24406 | N/A | 0 | 0 | 47.45 | RIM | Residential | Energy Star Door | 0.56955 | 0.86674 | N/A | 0.015627 | 0.063313 | 108.9604 | TRC | Residential | CFL - 15W Flood (Exterior) | 3.0605 | 0.23684 | 20.2954 | 0 | 0 | 47.45 | RIM | Residential | LED - 14W | 3.9558 | 0.37127 | 15.096 | 0.0014889 | 0.0015632 | 16.9267 | 2 year Payback
Residential | CFL - 15W Flood (Exterior) | 4.9533 | 0.24406 | N/A | 0 | 0 | 47.45 | RIM | Residential | Energy Star Door | 0.40419 | 0.86674 | N/A | 0.01109 | 0.044932 | 77.3267 | TRC | Residential | CFL - 15W Flood (Exterior) | 3.0605 | 0.23684 | 20.2954 | 0 | 0 | 47.45 | RIM | Residential | LED - 14W | 3.9558 | 0.37127 | 15.096 | 0.0014889 | 0.0015632 | 16.9267 | 2 year Payback
Residential | CFL - 15W Flood | 0.77903 | 0.38259 | N/A | 0.00041875 | 0.00043966 | 4.7606 | RIM | Residential | Energy Star Door | 0.40419 | 0.86674 | N/A | 0.01109 | 0.044932 | 77.3267 | TRC | Residential | CFL - 15W Flood | 0.73352 | 0.37127 | 2.0362 | 0.00041875 | 0.00043966 | 4.7606 | RIM | Residential | LED - 14W | 3.9558 | 0.37127 | 15.096 | 0.0014889 | 0.0015632 | 16.9267 | 2 year Payback
Residential | CFL - 15W Flood | 0.77903 | 0.38259 | N/A | 0.00041875 | 0.00043966 | 4.7606 | RIM | Residential | Energy Star Door | 0.40419 | 0.86674 | N/A | 0.01109 | 0.044932 | 77.3267 | TRC | Residential | CFL - 15W Flood | 0.73352 | 0.37127 | 2.0362 | 0.00041875 | 0.00043966 | 4.7606 | RIM | Residential | LED - 9W Flood (Exterior) | 3.7141 | 0.23684 | 28.3774 | 0 | 0 | 53.144 | 2 year Payback
Residential | CFL - 15W Flood | 0.77903 | 0.38259 | N/A | 0.00041875 | 0.00043966 | 4.7606 | RIM | Residential | Energy Star Windows | 0.27236 | 0.4307 | N/A | 0 | 0.02749 | 135.7757 | TRC | Residential | CFL - 15W Flood | 0.73352 | 0.37127 | 2.0362 | 0.00041875 | 0.00043966 | 4.7606 | RIM | Residential | LED - 9W Flood (Exterior) | 3.7141 | 0.23684 | 28.3774 | 0 | 0 | 53.144 | 2 year Payback
Residential | CFL - 15W Flood | 0.77903 | 0.38259 | N/A | 0.00041875 | 0.00043966 | 4.7606 | RIM | Residential | Energy Star Windows | 0.27236 | 0.4307 | N/A | 0 | 0.02749 | 135.7757 | TRC | Residential | CFL - 15W Flood | 0.73352 | 0.37127 | 2.0362 | 0.00041875 | 0.00043966 | 4.7606 | RIM | Residential | LED - 9W Flood (Exterior) | 3.7141 | 0.23684 | 28.3774 | 0 | 0 | 53.144 | 2 year Payback
Residential | CFL - 15W Flood | 0.77903 | 0.38259 | N/A | 0.00041875 | 0.00043966 | 4.7606 | RIM | Residential | Energy Star Windows | 0.27236 | 0.4307 | N/A | 0 | 0.02749 | 135.7757 | TRC | Residential | CFL - 15W Flood | 0.73352 | 0.37127 | 2.0362 | 0.00041875 | 0.00043966 | 4.7606 | RIM | Residential | LED - 9W Flood (Exterior) | 3.7141 | 0.23684 | 28.3774 | 0 | 0 | 53.144 | 2 year Payback
Residential | CFL - 15W Flood | 0.77903 | 0.38259 | N/A | 0.00041875 | 0.00043966 | 4.7606 | RIM | Residential | Floor Insulation | 0.0451 | 0.81115 | N/A | 0 | 0.04491 | 73 | TRC | Residential | CFL - 15W Flood | 0.73352 | 0.37127 | 2.0362 | 0.00041875 | 0.00043966 | 4.7606 | RIM | Residential | LED - 9W Flood (Exterior) | 3.7141 | 0.23684 | 28.3774 | 0 | 0 | 53.144 | 2 year Payback
Residential | CFL-13W | 2.5705 | 0.38259 | N/A | 0.00046528 | 0.00048851 | 5.2896 | RIM | Residential | Floor Insulation | 0.022314 | 0.81115 | N/A | 0 | 0.018456 | 30 | TRC | Residential | CFL-13W | 2.1337 | 0.37127 | 6.7189 | 0.00046528 | 0.00048851 | 5.2896 | RIM | Residential | LED - 9W Flood (Exterior) | 3.7141 | 0.23684 | 28.3774 | 0 | 0 | 53.144 | 2 year Payback
Residential | CFL-13W | 2.5705 | 0.38259 | N/A | 0.00046528 | 0.00048851 | 5.2896 | RIM | Residential | Floor Insulation | 0.041598 | 0.81115 | N/A | 0 | 0.036297 | 59 | TRC | Residential | CFL-13W | 2.1337 | 0.37127 | 6.7189 | 0.00046528 | 0.00048851 | 5.2896 | RIM | Residential | LED - 9W | 3.6215 | 0.37127 | 13.3033 | 0.0008375 | 0.00087932 | 9.5213 | 2 year Payback
Residential | CFL-13W | 2.5705 | 0.38259 | N/A | 0.00046528 | 0.00048851 | 5.2896 | RIM | Residential | Green Roof | 0.050652 | 0.81229 | N/A | 0.33897 | 0.37453 | 969.6678 | TRC | Residential | CFL-13W | 2.1337 | 0.37127 | 6.7189 | 0.00046528 | 0.00048851 | 5.2896 | RIM | Residential | LED - 9W | 3.6215 | 0.37127 | 13.3033 | 0.0008375 | 0.00087932 | 9.5213 | 2 year Payback
Residential | CFL-13W | 2.5705 | 0.38259 | N/A | 0.00046528 | 0.00048851 | 5.2896 | RIM | Residential | Green Roof | 0.042801 | 0.87674 | N/A | 0.16419 | 0.32466 | 630.5517 | TRC | Residential | CFL-13W | 2.1337 | 0.37127 | 6.7189 | 0.00046528 | 0.00048851 | 5.2896 | RIM | Residential | LED - 9W | 3.6215 | 0.37127 | 13.3033 | 0.0008375 | 0.00087932 | 9.5213 | 2 year Payback
Residential | CFL-13W | 2.5705 | 0.38259 | N/A | 0.00046528 | 0.00048851 | 5.2896 | RIM | Residential | Green Roof | 0.062169 | 0.89309 | N/A | 0.22553 | 0.51935 | 948.5385 | TRC | Residential | CFL-13W | 2.1337 | 0.37127 | 6.7189 | 0.00046528 | 0.00048851 | 5.2896 | RIM | Residential | LED - 9W | 3.6215 | 0.37127 | 13.3033 | 0.0008375 | 0.00087932 | 9.5213 | 2 year Payback
Residential | CFL-13W | 2.5705 | 0.38259 | N/A | 0.00046528 | 0.00048851 | 5.2896 | RIM | Residential | Green Roof | 0.050652 | 0.81229 | N/A | 0.33897 | 0.37453 | 969.6678 | TRC | Residential | CFL-13W | 2.1337 | 0.37127 | 6.7189 | 0.00046528 | 0.00048851 | 5.2896 | RIM | Residential | LED - 9W | 3.6215 | 0.37127 | 13.3033 | 0.0008375 | 0.00087932 | 9.5213 | 2 year Payback
Residential | CFL-23W | 5.5886 | 0.38259 | N/A | 0.00065139 | 0.00068392 | 7.4054 | RIM | Residential | Green Roof | 0.042801 | 0.87674 | N/A | 0.16419 | 0.32466 | 630.5517 | TRC | Residential | CFL-23W | 3.8672 | 0.37127 | 14.6076 | 0.00065139 | 0.00068392 | 7.4054 | RIM | Residential | LED - 9W | 3.6215 | 0.37127 | 13.3033 | 0.0008375 | 0.00087932 | 9.5213 | 2 year Payback
Residential | CFL-23W | 5.5886 | 0.38259 | N/A | 0.00065139 | 0.00068392 | 7.4054 | RIM | Residential | Green Roof | 0.062169 | 0.89309 | N/A | 0.22553 | 0.51935 | 948.5385 | TRC | Residential | CFL-23W | 3.8672 | 0.37127 | 14.6076 | 0.00065139 | 0.00068392 | 7.4054 | RIM | Residential | Linear LED | 2.0851 | 0.23684 | 11.5502 | 0 | 8.6271e-10 | 14.8108 | 2 year Payback
Residential | CFL-23W | 5.5886 | 0.38259 | N/A | 0.00065139 | 0.00068392 | 7.4054 | RIM | Residential | Home Energy Management System | 0.72397 | 0.4136 | N/A | 0.076897 | 0.04177 | 502.428 | TRC | Residential | CFL-23W | 3.8672 | 0.37127 | 14.6076 | 0.00065139 | 0.00068392 | 7.4054 | RIM | Residential | Linear LED | 2.0851 | 0.23684 | 11.5502 | 0 | 8.6271e-10 | 14.8108 | 2 year Payback
Residential | CFL-23W | 5.5886 | 0.38259 | N/A | 0.00065139 | 0.00068392 | 7.4054 | RIM | Residential | Home Energy Management System | 0.74437 | 0.42525 | N/A | 0.076568 | 0.048338 | 502.428 | TRC | Residential | CFL-23W | 3.8672 | 0.37127 | 14.6076 | 0.00065139 | 0.00068392 | 7.4054 | RIM | Residential | Linear LED | 2.0851 | 0.23684 | 11.5502 | 0 | 8.6271e-10 | 14.8108 | 2 year Payback
Residential | CFL-23W | 5.5886 | 0.38259 | N/A | 0.00065139 | 0.00068392 | 7.4054 | RIM | Residential | HVAC ECM Motor | 0.18702 | 0.66669 | N/A | 0.0082352 | 0.016593 | 48.0178 | TRC | Residential | CFL-23W | 3.8672 | 0.37127 | 14.6076 | 0.00065139 | 0.00068392 | 7.4054 | RIM | Residential | Linear LED | 2.0851 | 0.23684 | 11.5502 | 0 | 8.6271e-10 | 14.8108 | 2 year Payback
Residential | CFL-23W | 5.5886 | 0.38259 | N/A | 0.00065139 | 0.00068392 | 7.4054 | RIM | Residential | HVAC ECM Motor | 0.18702 | 0.66669 | N/A | 0.0082352 | 0.016593 | 48.0178 | TRC | Residential | CFL-23W | 3.8672 | 0.37127 | 14.6076 | 0.00065139 | 0.00068392 | 7.4054 | RIM | Residential | Linear LED | 2.0851 | 0.23684 | 11.5502 | 0 | 8.6271e-10 | 14.8108 | 2 year Payback
Residential | LED - 14W | 5.7755 | 0.38259 | N/A | 0.0014889 | 0.0015632 | 16.9267 | RIM | Residential | HVAC ECM Motor | 0.18702 | 0.66669 | N/A | 0.0082352 | 0.016593 | 48.0178 | TRC | Residential | LED - 14W | 3.9558 | 0.37127 | 15.096 | 0.0014889 | 0.0015632 | 16.9267 | RIM | Residential | Linear LED | 2.0851 | 0.23684 | 11.5502 | 0 | 8.6271e-10 | 14.8108 | 2 year Payback
Residential | LED - 14W | 5.7755 | 0.38259 | N/A | 0.0014889 | 0.0015632 | 16.9267 | RIM | Residential | HVAC ECM Motor | 0.18702 | 0.66669 | N/A | 0.0082352 | 0.016593 | 48.0178 | TRC | Residential | LED - 14W | 3.9558 | 0.37127 | 15.096 | 0.0014889 | 0.0015632 | 16.9267 | RIM | Residential | Low Wattage T8 Fixture | 3.3984 | 0.23684 | 24.1879 | 0 | 1.191e-09 | 6.3475 | 2 year Payback
Residential | LED - 14W | 5.7755 | 0.38259 | N/A | 0.0014889 | 0.0015632 | 16.9267 | RIM | Residential | HVAC ECM Motor | 0.18702 | 0.66669 | N/A | 0.0082352 | 0.016593 | 48.0178 | TRC | Residential | LED - 14W | 3.9558 | 0.37127 | 15.096 | 0.0014889 | 0.0015632 | 16.9267 | RIM | Residential | Low Wattage T8 Fixture | 3.3984 | 0.23684 | 24.1879 | 0 | 1.191e-09 | 6.3475 | 2 year Payback
Residential | LED - 14W | 5.7755 | 0.38259 | N/A | 0.0014889 | 0.0015632 | 16.9267 | RIM | Residential | HVAC ECM Motor | 0.18702 | 0.66669 | N/A | 0.0082352 | 0.016593 | 48.0178 | TRC | Residential | LED - 14W | 3.9558 | 0.37127 | 15.096 | 0.0014889 | 0.0015632 | 16.9267 | RIM | Residential | Low Wattage T8 Fixture | 3.3984 | 0.23684 | 24.1879 | 0 | 1.191e-09 | 6.3475 | 2 year Payback
Residential | LED - 14W | 5.7755 | 0.38259 | N/A | 0.0014889 | 0.0015632 | 16.9267 | RIM | Residential | Programmable Thermostat | 0.26615 | 0.24406 | N/A | 0 | 0 | 113.8157 | TRC | Residential | LED - 14W | 3.9558 | 0.37127 | 15.096 | 0.0014889 | 0.0015632 | 16.9267 | RIM | Residential | Low Wattage T8 Fixture | 3.3984 | 0.23684 | 24.1879 | 0 | 1.191e-09 | 6.3475 | 2 year Payback
Residential | LED - 14W | 5.7755 | 0.38259 | N/A | 0.0014889 | 0.0015632 | 16.9267 | RIM | Residential | Programmable Thermostat | 0.17307 | 0.24406 | N/A | 0 | 0 | 74.0116 | TRC | Residential | LED - 14W | 3.9558 | 0.37127 | 15.096 | 0.0014889 | 0.0015632 | 16.9267 | RIM | Residential | Low Wattage T8 Fixture | 3.3984 | 0.23684 | 24.1879 | 0 | 1.191e-09 | 6.3475 | 2 year Payback
Residential | LED - 9W Flood (Exterior) | 6.9258 | 0.24406 | N/A | 0 | 0 | 53.144 | RIM | Residential | Programmable Thermostat | 0.26035 | 0.24406 | N/A | 0 | 0 | 111.3356 | TRC | Residential | LED - 9W Flood (Exterior) | 3.7141 | 0.23684 | 28.3774 | 0 | 0 | 53.144 | RIM | Residential | Low Wattage T8 Fixture | 3.3984 | 0.23684 | 24.1879 | 0 | 1.191e-09 | 6.3475 | 2 year Payback
Residential | LED - 9W Flood (Exterior) | 6.9258 | 0.24406 | N/A | 0 | 0 | 53.144 | RIM | Residential | Programmable Thermostat | 0.91776 | 0.24406 | N/A | 0 | 0 | 74.0116 | TRC | Residential | LED - 9W Flood (Exterior) | 3.7141 | 0.23684 | 28.3774 | 0 | 0 | 53.144 | RIM | Residential | Energy Star Bathroom Ventilating Fan | 0.30555 | 0.36897 | 0.81843 | 0.00020675 | 0.00082699 | 5.9063 | TRC
Residential | LED - 9W Flood (Exterior) | 6.9258 | 0.24406 | N/A | 0 | 0 | 53.144 | RIM | Residential | Radiant Barrier | 0.70351 | 0.89633 | N/A | 0.22755 | 0.31839 | 661.719 | TRC | Residential | LED - 9W Flood (Exterior) | 3.7141 | 0.23684 | 28.3774 | 0 | 0 | 53.144 | RIM | Residential | Energy Star Bathroom Ventilating Fan | 0.30555 | 0.36897 | 0.81843 | 0.00020675 | 0.00082699 | 5.9063 | TRC
Residential | LED - 9W Flood (Exterior) | 6.9258 | 0.24406 | N/A | 0 | 0 | 53.144 | RIM | Residential | Radiant Barrier | 0.55989 | 0.89633 | N/A | 0.14797 | 0.20704 | 430.3 | TRC | Residential | LED - 9W Flood (Exterior) | 3.7141 | 0.23684 | 28.3774 | 0 | 0 | 53.144 | RIM | Residential | Energy Star Bathroom Ventilating Fan | 0.30555 | 0.36897 | 0.81843 | 0.00020675 | 0.00082699 | 5.9063 | TRC
Residential | LED - 9W Flood (Exterior) | 6.9258 | 0.24406 | N/A | 0 | 0 | 53.144 | RIM | Residential | Radiant Barrier | 0.81679 | 0.89633 | N/A | 0.22259 | 0.31145 | 647.3 | TRC | Residential | LED - 9W Flood (Exterior) | 3.7141 | 0.23684 | 28.3774 | 0 | 0 | 53.144 | RIM | Residential | Energy Star Bathroom Ventilating Fan | 0.30555 | 0.36897 | 0.81843 | 0.00020675 | 0.00082699 | 5.9063 | TRC
Residential | LED - 9W Flood (Exterior) | 6.9258 | 0.24406 | N/A | 0 | 0 | 53.144 | RIM | Residential | Radiant Barrier | 0.70351 | 0.89633 | N/A | 0.22755 | 0.31839 | 661.719 | TRC | Residential | LED - 9W Flood (Exterior) | 3.7141 | 0.23684 | 28.3774 | 0 | 0 | 53.144 | RIM | Residential | Energy Star Bathroom Ventilating Fan | 0.30555 | 0.36897 | 0.81843 | 0.00020675 | 0.00082699 | 5.9063 | TRC
Residential | LED - 9W Flood | 2.2693 | 0.38259 | N/A | 0.00097708 | 0.0010259 | 11.1081 | RIM | Residential | Radiant Barrier | 0.55989 | 0.89633 | N/A | 0.14797 | 0.20704 | 430.3 | TRC | Residential | LED - 9W Flood | 1.9219 | 0.37127 | 5.9314 | 0.00097708 | 0.0010259 | 11.1081 | RIM | Residential | Energy Star Bathroom Ventilating Fan | 0.30555 | 0.36897 | 0.81843 | 0.00020675 | 0.00082699 | 5.9063 | TRC
Residential | LED - 9W Flood | 2.2693 | 0.38259 | N/A | 0.00097708 | 0.0010259 | 11.1081 | RIM | Residential | Radiant Barrier | 0.81679 | 0.89633 | N/A | 0.22259 | 0.31145 | 647.3 | TRC | Residential | LED - 9W Flood | 1.9219 | 0.37127 | 5.9314 | 0.00097708 | 0.0010259 | 11.1081 | RIM | Residential | Energy Star Ceiling Fan | 0.18522 | 0.22844 | 0.8004 | 0 | 2.4186e-06 | 21.4818 | TRC
Residential | LED - 9W Flood | 2.2693 | 0.38259 | N/A | 0.00097708 | 0.0010259 | 11.1081 | RIM | Residential | Sealed crawlspace | 0.043539 | 0.88128 | N/A | 0.016469 | 0.10118 | 162.06 | TRC | Residential | LED - 9W Flood | 1.9219 | 0.37127 | 5.9314 | 0.00097708 | 0.0010259 | 11.1081 | RIM | Residential | Energy Star Ceiling Fan | 0.18522 | 0.22844 | 0.8004 | 0 | 2.4186e-06 | 21.4818 | TRC
Residential | LED - 9W Flood | 2.2693 | 0.38259 | N/A | 0.00097708 | 0.0010259 | 11.1081 | RIM | Residential | Sealed crawlspace | 0.021541 | 0.88128 | N/A | 0.0067683 | 0.041583 | 66.6 | TRC | Residential | LED - 9W Flood | 1.9219 | 0.37127 | 5.9314 | 0.00097708 | 0.0010259 | 11.1081 | RIM | Residential | Energy Star Ceiling Fan | 0.18522 | 0.22844 | 0.8004 | 0 | 2.4186e-06 | 21.4818 | TRC
Residential | LED - 9W Flood | 2.2693 | 0.38259 | N/A | 0.00097708 | 0.0010259 | 11.1081 | RIM | Residential | Sealed crawlspace | 0.040158 | 0.88128 | N/A | 0.013311 | 0.081779 | 130.98 | TRC | Residential | LED - 9W Flood | 1.9219 | 0.37127 | 5.9314 | 0.00097708 | 0.0010259 | 11.1081 | RIM | Residential | Energy Star Ceiling Fan | 0.18529 | 0.22852 | 0.8004 | 0 | 4.4863e-06 | 21.4818 | TRC
Residential | LED - 9W Flood | 2.2693 | 0.38259 | N/A | 0.00097708 | 0.0010259 | 11.1081 | RIM | Residential | Smart Thermostat | 0.3953 | 0.24406 | N/A | 0 | 0 | 264.6876 | TRC | Residential | LED - 9W Flood | 1.9219 | 0.37127 | 5.9314 | 0.00097708 | 0.0010259 | 11.1081 | RIM | Residential | Energy Star Ceiling Fan | 0.18529 | 0.22852 | 0.8004 | 0 | 4.4863e-06 | 21.4818 | TRC
Residential | LED - 9W | 5.0897 | 0.38259 | N/A | 0.0008375 | 0.00087932 | 9.5213 | RIM | Residential | Smart Thermostat | 0.25705 | 0.24406 | N/A | 0 | 0 | 172.12 | TRC | Residential | LED - 9W | 3.6215 | 0.37127 | 13.3033 | 0.0008375 | 0.00087932 | 9.5213 | RIM | Residential | Energy Star Ceiling Fan | 0.18529 | 0.22852 | 0.8004 | 0 | 4.4863e-06 | 21.4818 | TRC
Residential | LED - 9W | 5.0897 | 0.38259 | N/A | 0.0008375 | 0.00087932 | 9.5213 | RIM | Residential | Smart Thermostat | 0.38669 | 0.24406 | N/A | 0 | 0 | 258.92 | TRC | Residential | LED - 9W | 3.6215 | 0.37127 | 13.3033 | 0.0008375 | 0.00087932 | 9.5213 | RIM | Residential | Energy Star Dehumidifier | 2.9904 | 0.34827 | 17.9761 | 0.035168 | 0.0066615 | 214.4267 | 2 year Payback
Residential | LED - 9W | 5.0897 | 0.38259 | N/A | 0.0008375 | 0.00087932 | 9.5213 | RIM | Residential | Smart Thermostat | 0.82049 | 0.24406 | N/A | 0 | 0 | 264.6876 | TRC | Residential | LED - 9W | 3.6215 | 0.37127 | 13.3033 | 0.0008375 | 0.00087932 | 9.5213 | RIM | Residential | Energy Star Dehumidifier | 2.9904 | 0.34827 | 17.9761 | 0.035168 | 0.0066615 | 214.4267 | 2 year Payback
Residential | LED - 9W | 5.0897 | 0.38259 | N/A | 0.0008375 | 0.00087932 | 9.5213 | RIM | Residential | Smart Thermostat | 0.53354 | 0.24406 | N/A | 0 | 0 | 172.12 | TRC | Residential | LED - 9W | 3.6215 | 0.37127 | 13.3033 | 0.0008375 | 0.00087932 | 9.5213 | RIM | Residential | Energy Star Dehumidifier | 2.9904 | 0.34827 | 17.9761 | 0.035168 | 0.0066615 | 214.4267 | 2 year Payback
Residential | LED - 9W | 5.0897 | 0.38259 | N/A | 0.0008375 | 0.00087932 | 9.5213 | RIM | Residential | Smart Thermostat | 0.80261 | 0.24406 | N/A | 0 | 0 | 258.92 | TRC | Residential | LED - 9W | 3.6215 | 0.37127 | 13.3033 | 0.0008375 | 0.00087932 | 9.5213 | RIM | Residential | Energy Star Dehumidifier | 2.9904 | 0.34827 | 17.9761 | 0.035168 | 0.0066615 | 214.4267 | 2 year Payback
Residential | LED - 9W | 5.0897 | 0.38259 | N/A | 0.0008375 | 0.00087932 | 9.5213 | RIM | Residential | Spray Foam Insulation(Base R12) | 0.3306 | 0.82098 | N/A | 0.31324 | 0.57605 | 1250 | TRC | Residential | LED - 9W | 3.6215 | 0.37127 | 13.3033 | 0.0008375 | 0.00087932 | 9.5213 | RIM | Residential | Energy Star Dehumidifier | 2.9904 | 0.34827 | 17.9761 | 0.035168 | 0.0066615 | 214.4267 | 2 year Payback
Residential | LED Specialty Lamps-5W Chandelier | 2.4113 | 0.38259 | N/A | 0.00065139 | 0.00068392 | 7.4054 | RIM | Residential | Spray Foam Insulation(Base R12) | 0.26556 | 0.82098 | N/A | 0.209 | 0.38434 | 834 | TRC | Residential | LED Specialty Lamps-5W Chandelier | 2.0228 | 0.37127 | 6.3028 | 0.00065139 | 0.00068392 | 7.4054 | RIM | Residential | Energy Star Dehumidifier | 2.9904 | 0.34827 | 17.9761 | 0.035168 | 0.0066615 | 214.4267 | 2 year Payback
Residential | LED Specialty Lamps-5W Chandelier | 2.4113 | 0.38259 | N/A | 0.00065139 | 0.00068392 | 7.4054 | RIM | Residential | Spray Foam Insulation(Base R12) | 0.31256 | 0.82098 | N/A | 0.2595 | 0.47723 | 1035.55 | TRC | Residential | LED Specialty Lamps-5W Chandelier | 2.0228 | 0.37127 | 6.3028 | 0.00065139 | 0.00068392 | 7.4054 | RIM | Residential | Heat Pump Pool Heater | 1.932 | 0.22834 | 17.3994 | 0 | 0 | 9411.7647 | 2 year Payback
Residential | LED Specialty Lamps-5W Chandelier | 2.4113 | 0.38259 | N/A | 0.00065139 | 0.00068392 | 7.4054 | RIM | Residential | Spray Foam Insulation(Base R12) | 0.3306 | 0.82098 | N/A | 0.31324 | 0.57605 | 1250 | TRC | Residential | LED Specialty Lamps-5W Chandelier | 2.0228 | 0.37127 | 6.3028 | 0.00065139 | 0.00068392 | 7.4054 | RIM | Residential | Heat Pump Pool Heater | 1.932 | 0.22834 | 17.3994 | 0 | 0 | 9411.7647 | 2 year Payback
Residential | LED Specialty Lamps-5W Chandelier | 2.4113 | 0.38259 | N/A | 0.00065139 | 0.00068392 | 7.4054 | RIM | Residential | Spray Foam Insulation(Base R12) | 0.26556 | 0.82098 | N/A | 0.209 | 0.38434 | 834 | TRC | Residential | LED Specialty Lamps-5W Chandelier | 2.0228 | 0.37127 | 6.3028 | 0.00065139 | 0.00068392 | 7.4054 | RIM | Residential | Heat Pump Pool Heater | 1.932 | 0.22834 | 17.3994 | 0 | 0 | 9411.7647 | 2 year Payback
Residential | LED Specialty Lamps-5W Chandelier | 2.4113 | 0.38259 | N/A | 0.00065139 | 0.00068392 | 7.4054 | RIM | Residential | Spray Foam Insulation(Base R12) | 0.31256 | 0.82098 | N/A | 0.2595 | 0.47723 | 1035.55 | TRC | Residential | LED Specialty Lamps-5W Chandelier | 2.0228 | 0.37127 | 6.3028 | 0.00065139 | 0.00068392 | 7.4054 | RIM | Residential | Heat Pump Pool Heater | 1.932 | 0.22834 | 17.3994 | 0 | 0 | 9411.7647 | 2 year Payback
Residential | LED Specialty Lamps-5W Chandelier | 2.4113 | 0.38259 | N/A | 0.00065139 | 0.00068392 | 7.4054 | RIM | Residential | Spray Foam Insulation(Base R19) | 0.25622 | 0.90378 | N/A | 0.3025 | 0.4306 | 880 | TRC | Residential | LED Specialty Lamps-5W Chandelier | 2.0228 | 0.37127 | 6.3028 | 0.00065139 | 0.00068392 | 7.4054 | RIM | Residential | Heat Pump Pool Heater | 1.932 | 0.22834 | 17.3994 | 0 | 0 | 9411.7647 | 2 year Payback
Residential | Linear LED | 2.8189 | 0.24406 | N/A | 0 | 8.6271e-10 | 14.8108 | RIM | Residential | Spray Foam Insulation(Base R19) | 0.21137 | 0.90378 | N/A | 0.20728 | 0.29506 | 603 | TRC | Residential | Linear LED | 2.0851 | 0.23684 | 11.5502 | 0 | 8.6271e-10 | 14.8108 | RIM | Residential | Heat Pump Pool Heater | 1.932 | 0.22834 | 17.3994 | 0 | 0 | 9411.7647 | 2 year Payback
Residential | Linear LED | 2.8189 | 0.24406 | N/A | 0 | 8.6271e-10 | 14.8108 | RIM | Residential | Spray Foam Insulation(Base R19) | 0.26462 | 0.90378 | N/A | 0.27376 | 0.3897 | 796.41 | TRC | Residential | Linear LED | 2.0851 | 0.23684 | 11.5502 | 0 | 8.6271e-10 | 14.8108 | RIM | Residential | Solar Pool Heater | 0.89219 | 0.22834 | 4.8852 | 0 | 0 | 10130.719 | TRC
Residential | Linear LED | 2.8189 | 0.24406 | N/A | 0 | 8.6271e-10 | 14.8108 | RIM | Residential | Spray Foam Insulation(Base R19) | 0.25622 | 0.90378 | N/A | 0.3025 | 0.4306 | 880 | TRC | Residential | Linear LED | 2.0851 | 0.23684 | 11.5502 | 0 | 8.6271e-10 | 14.8108 | RIM | Residential | Solar Pool Heater | 0.89219 | 0.22834 | 4.8852 | 0 | 0 | 10130.719 | TRC
Residential | Linear LED | 2.8189 | 0.24406 | N/A | 0 | 8.6271e-10 | 14.8108 | RIM | Residential | Spray Foam Insulation(Base R19) | 0.21137 | 0.90378 | N/A | 0.20728 | 0.29506 | 603 | TRC | Residential | Linear LED | 2.0851 | 0.23684 | 11.5502 | 0 | 8.6271e-10 | 14.8108 | RIM | Residential | Solar Pool Heater | 0.89219 | 0.22834 | 4.8852 | 0 | 0 | 10130.719 | TRC
Residential | Linear LED | 2.8189 | 0.24406 | N/A | 0 | 8.6271e-10 | 14.8108 | RIM | Residential | Spray Foam Insulation(Base R19) | 0.26462 | 0.90378 | N/A | 0.27376 | 0.3897 | 796.41 | TRC | Residential | Linear LED | 2.0851 | 0.23684 | 11.5502 | 0 | 8.6271e-10 | 14.8108 | RIM | Residential | Solar Pool Heater | 0.89219 | 0.22834 | 4.8852 | 0 | 0 | 10130.719 | TRC
Residential | Linear LED | 2.8189 | 0.24406 | N/A | 0 | 8.6271e-10 | 14.8108 | RIM | Residential | Spray Foam Insulation(Base R2) | 0.99309 | 0.88455 | N/A | 1.1778 | 1.6459 | 3485 | TRC | Residential | Linear LED | 2.0851 | 0.23684 | 11.5502 | 0 | 8.6271e-10 | 14.8108 | RIM | Residential | Solar Pool Heater | 0.89219 | 0.22834 | 4.8852 | 0 | 0 | 10130.719 | TRC
Residential | Low Wattage T8 Fixture | 5.9033 | 0.24406 | N/A | 0 | 1.191e-09 | 6.3475 | RIM | Residential | Spray Foam Insulation(Base R2) | 0.73966 | 0.88455 | N/A | 0.72865 | 1.0182 | 2156 | TRC | Residential | Low Wattage T8 Fixture | 3.3984 | 0.23684 | 24.1879 | 0 | 1.191e-09 | 6.3475 | RIM | Residential | Solar Pool Heater | 0.89219 | 0.22834 | 4.8852 | 0 | 0 | 10130.719 | TRC
Residential | Low Wattage T8 Fixture | 5.9033 | 0.24406 | N/A | 0 | 1.191e-09 | 6.3475 | RIM | Residential | Spray Foam Insulation(Base R2) | 0.79482 | 0.88455 | N/A | 0.82602 | 1.1543 | 2444.11 | TRC | Residential | Low Wattage T8 Fixture | 3.3984 | 0.23684 | 24.1879 | 0 | 1.191e-09 | 6.3475 | RIM | Residential | Solar Powered Pool Pumps | 0.70915 | 0.53699 | 1.3504 | 0.98883 | 0 | 1819.4417 | TRC
Residential | Low Wattage T8 Fixture | 5.9033 | 0.24406 | N/A | 0 | 1.191e-09 | 6.3475 | RIM | Residential | Spray Foam Insulation(Base R2) | 0.99309 | 0.88455 | N/A | 1.1778 | 1.6459 | 3485 | TRC | Residential | Low Wattage T8 Fixture | 3.3984 | 0.23684 | 24.1879 | 0 | 1.191e-09 | 6.3475 | RIM | Residential | Solar Powered Pool Pumps | 0.70915 | 0.53699 | 1.3504 | 0.98883 | 0 | 1819.4417 | TRC
Residential | Low Wattage T8 Fixture | 5.9033 | 0.24406 | N/A | 0 | 1.191e-09 | 6.3475 | RIM | Residential | Spray Foam Insulation(Base R2) | 0.73966 | 0.88455 | N/A | 0.72865 | 1.0182 | 2156 | TRC | Residential | Low Wattage T8 Fixture | 3.3984 | 0.23684 | 24.1879 | 0 | 1.191e-09 | 6.3475 | RIM | Residential | Solar Powered Pool Pumps | 0.70915 | 0.53699 | 1.3504 | 0.98883 | 0 | 1819.4417 | TRC
Residential | Low Wattage T8 Fixture | 5.9033 | 0.24406 | N/A | 0 | 1.191e-09 | 6.3475 | RIM | Residential | Spray Foam Insulation(Base R2) | 0.79482 | 0.88455 | N/A | 0.82602 | 1.1543 | 2444.11 | TRC | Residential | Low Wattage T8 Fixture | 3.3984 | 0.23684 | 24.1879 | 0 | 1.191e-09 | 6.3475 | RIM | Residential | Solar Powered Pool Pumps | 0.70915 | 0.53699 | 1.3504 | 0.98883 | 0 | 1819.4417 | TRC
Residential | Low Wattage T8 Fixture | 5.9033 | 0.24406 | N/A | 0 | 1.191e-09 | 6.3475 | RIM | Residential | Spray Foam Insulation(Base R30) | 0.18187 | 0.91349 | N/A | 0.21168 | 0.30941 | 618 | TRC | Residential | Low Wattage T8 Fixture | 3.3984 | 0.23684 | 24.1879 | 0 | 1.191e-09 | 6.3475 | RIM | Residential | Solar Powered Pool Pumps | 0.70915 | 0.53699 | 1.3504 | 0.98883 | 0 | 1819.4417 | TRC
Residential | Energy Star Bathroom Ventilating Fan | 0.32277 | 0.39437 | N/A | 0.00020675 | 0.00082699 | 5.9063 | RIM | Residential | Spray Foam Insulation(Base R30) | 0.15199 | 0.91349 | N/A | 0.14694 | 0.21479 | 429 | TRC | Residential | Energy Star Bathroom Ventilating Fan | 0.30555 | 0.36897 | 0.81843 | 0.00020675 | 0.00082699 | 5.9063 | RIM | Residential | Solar Powered Pool Pumps | 0.70915 | 0.53699 | 1.3504 | 0.98883 | 0 | 1819.4417 | TRC
Residential | Energy Star Bathroom Ventilating Fan | 0.32277 | 0.39437 | N/A | 0.00020675 | 0.00082699 | 5.9063 | RIM | Residential | Spray Foam Insulation(Base R30) | 0.2134 | 0.91349 | N/A | 0.21764 | 0.31813 | 635.42 | TRC | Residential | Energy Star Bathroom Ventilating Fan | 0.30555 | 0.36897 | 0.81843 | 0.00020675 | 0.00082699 | 5.9063 | RIM | Residential | Removal of 2nd Refrigerator-Freezer | 2.0026 | 0.29748 | 35.2966 | 0.10987 | 0.036607 | 1052.5805 | 2 year Payback
Residential | Energy Star Bathroom Ventilating Fan | 0.32277 | 0.39437 | N/A | 0.00020675 | 0.00082699 | 5.9063 | RIM | Residential | Spray Foam Insulation(Base R30) | 0.22045 | 0.91349 | N/A | 0.21168 | 0.30941 | 618 | TRC | Residential | Energy Star Bathroom Ventilating Fan | 0.30555 | 0.36897 | 0.81843 | 0.00020675 | 0.00082699 | 5.9063 | RIM | Residential | Removal of 2nd Refrigerator-Freezer | 2.0026 | 0.29748 | 35.2966 | 0.10987 | 0.036607 | 1052.5805 | 2 year Payback
Residential | Energy Star Bathroom Ventilating Fan | 0.32277 | 0.39437 | N/A | 0.00020675 | 0.00082699 | 5.9063 | RIM | Residential | Spray Foam Insulation(Base R30) | 0.18423 | 0.91349 | N/A | 0.14694 | 0.21479 | 429 | TRC | Residential | Energy Star Bathroom Ventilating Fan | 0.30555 | 0.36897 | 0.81843 | 0.00020675 | 0.00082699 | 5.9063 | RIM | Residential | Removal of 2nd Refrigerator-Freezer | 2.0026 | 0.29748 | 35.2966 | 0.10987 | 0.036607 | 1052.5805 | 2 year Payback
Residential | Energy Star Bathroom Ventilating Fan | 0.32277 | 0.39437 | N/A | 0.00020675 | 0.00082699 | 5.9063 | RIM | Residential | Spray Foam Insulation(Base R30) | 0.25867 | 0.91349 | N/A | 0.21764 | 0.31813 | 635.42 | TRC | Residential | Energy Star Bathroom Ventilating Fan | 0.30555 | 0.36897 | 0.81843 | 0.00020675 | 0.00082699 | 5.9063 | RIM | Residential | Removal of 2nd Refrigerator-Freezer | 2.0026 | 0.29748 | 35.2966 | 0.10987 | 0.036607 | 1052.5805 | 2 year Payback
Residential | Energy Star Bathroom Ventilating Fan | 0.32277 | 0.39437 | N/A | 0.00020675 | 0.00082699 | 5.9063 | RIM | Residential | Storm Door | 0.42096 | 0.88138 | N/A | 0.015737 | 0.054441 | 93.7294 | TRC | Residential | Energy Star Bathroom Ventilating Fan | 0.30555 | 0.36897 | 0.81843 | 0.00020675 | 0.00082699 | 5.9063 | RIM | Residential | Removal of 2nd Refrigerator-Freezer | 2.0026 | 0.29748 | 35.2966 | 0.10987 | 0.036607 | 1052.5805 | 2 year Payback
Residential | Energy Star Ceiling Fan | 0.19543 | 0.24416 | N/A | 0 | 2.4186e-06 | 21.4818 | RIM | Residential | Storm Door | 0.42096 | 0.88138 | N/A | 0.015737 | 0.054441 | 93.7294 | TRC | Residential | Energy Star Ceiling Fan | 0.18522 | 0.22844 | 0.8004 | 0 | 2.4186e-06 | 21.4818 | RIM | Residential | Removal of 2nd Refrigerator-Freezer | 2.0026 | 0.29748 | 35.2966 | 0.10987 | 0.036607 | 1052.5805 | 2 year Payback
Residential | Energy Star Ceiling Fan | 0.19543 | 0.24416 | N/A | 0 | 2.4186e-06 | 21.4818 | RIM | Residential | Storm Door | 0.42096 | 0.88138 | N/A | 0.015737 | 0.054441 | 93.7294 | TRC | Residential | Energy Star Ceiling Fan | 0.18522 | 0.22844 | 0.8004 | 0 | 2.4186e-06 | 21.4818 | RIM | Residential | Drain Water Heat Recovery | 0.17917 | 0.43767 | 0.38852 | 0.021393 | 0.046051 | 237.513 | TRC
Residential | Energy Star Ceiling Fan | 0.19543 | 0.24416 | N/A | 0 | 2.4186e-06 | 21.4818 | RIM | Residential | Storm Door | 0.27888 | 0.88138 | N/A | 0.010426 | 0.036067 | 62.0957 | TRC | Residential | Energy Star Ceiling Fan | 0.18522 | 0.22844 | 0.8004 | 0 | 2.4186e-06 | 21.4818 | RIM | Residential | Drain Water Heat Recovery | 0.15422 | 0.43767 | 0.33279 | 0.018324 | 0.039445 | 203.442 | TRC
Residential | Energy Star Ceiling Fan | 0.1955 | 0.24425 | N/A | 0 | 4.4863e-06 | 21.4818 | RIM | Residential | Storm Door | 0.27888 | 0.88138 | N/A | 0.010426 | 0.036067 | 62.0957 | TRC | Residential | Energy Star Ceiling Fan | 0.18529 | 0.22852 | 0.8004 | 0 | 4.4863e-06 | 21.4818 | RIM | Residential | Drain Water Heat Recovery | 0.22517 | 0.43767 | 0.49274 | 0.027132 | 0.058404 | 301.227 | TRC
Residential | Energy Star Ceiling Fan | 0.1955 | 0.24425 | N/A | 0 | 4.4863e-06 | 21.4818 | RIM | Residential | Storm Door | 0.27888 | 0.88138 | N/A | 0.010426 | 0.036067 | 62.0957 | TRC | Residential | Energy Star Ceiling Fan | 0.18529 | 0.22852 | 0.8004 | 0 | 4.4863e-06 | 21.4818 | RIM | Residential | Drain Water Heat Recovery | 0.22338 | 0.43767 | 0.48863 | 0.021393 | 0.046051 | 237.513 | TRC
Residential | Energy Star Ceiling Fan | 0.1955 | 0.24425 | N/A | 0 | 4.4863e-06 | 21.4818 | RIM | Residential | Wall Insulation | 0.95718 | 0.96751 | N/A | 0.15001 | 0.77472 | 1113 | TRC | Residential | Energy Star Ceiling Fan | 0.18529 | 0.22852 | 0.8004 | 0 | 4.4863e-06 | 21.4818 | RIM | Residential | Drain Water Heat Recovery | 0.19251 | 0.43767 | 0.41853 | 0.018324 | 0.039445 | 203.442 | TRC
Residential | Energy Star Dehumidifier | 6.6917 | 0.37225 | N/A | 0.035168 | 0.0066615 | 214.4267 | RIM | Residential | Wall Insulation | 0.53443 | 1.001 | N/A | 0.034571 | 0.29831 | 391 | TRC | Residential | Energy Star Dehumidifier | 2.9904 | 0.34827 | 17.9761 | 0.035168 | 0.0066615 | 214.4267 | RIM | Residential | Drain Water Heat Recovery | 0.2801 | 0.43767 | 0.6197 | 0.027132 | 0.058404 | 301.227 | TRC
Residential | Energy Star Dehumidifier | 6.6917 | 0.37225 | N/A | 0.035168 | 0.0066615 | 214.4267 | RIM | Residential | Window Sun Protection | 0.073193 | 0.52253 | N/A | 0.13817 | -0.063238 | 91.8622 | TRC | Residential | Energy Star Dehumidifier | 2.9904 | 0.34827 | 17.9761 | 0.035168 | 0.0066615 | 214.4267 | RIM | Residential | Faucet Aerator | 4.094 | 0.43767 | 38.903 | 0.0062696 | 0.013496 | 69.6077 | 2 year Payback
Residential | Energy Star Dehumidifier | 6.6917 | 0.37225 | N/A | 0.035168 | 0.0066615 | 214.4267 | RIM | Residential | Window Sun Protection | 0.1028 | 0.52253 | N/A | 0.11514 | -0.052699 | 76.5518 | TRC | Residential | Energy Star Dehumidifier | 2.9904 | 0.34827 | 17.9761 | 0.035168 | 0.0066615 | 214.4267 | RIM | Residential | Faucet Aerator | 3.8623 | 0.43767 | 30.5803 | 0.0049283 | 0.010609 | 54.7162 | 2 year Payback
Residential | Energy Star Dehumidifier | 6.6917 | 0.37225 | N/A | 0.035168 | 0.0066615 | 214.4267 | RIM | Residential | Window Sun Protection | 0.077959 | 0.52253 | N/A | 0.092115 | -0.042159 | 61.2414 | TRC | Residential | Energy Star Dehumidifier | 2.9904 | 0.34827 | 17.9761 | 0.035168 | 0.0066615 | 214.4267 | RIM | Residential | Faucet Aerator | 3.8541 | 0.43767 | 30.3366 | 0.004889 | 0.010524 | 54.28 | 2 year Payback
Residential | Energy Star Dehumidifier | 6.6917 | 0.37225 | N/A | 0.035168 | 0.0066615 | 214.4267 | RIM | Residential | Window Sun Protection | 0.073193 | 0.52253 | N/A | 0.13817 | -0.063238 | 91.8622 | TRC | Residential | Energy Star Dehumidifier | 2.9904 | 0.34827 | 17.9761 | 0.035168 | 0.0066615 | 214.4267 | RIM | Residential | Faucet Aerator | 3.1286 | 0.43767 | 16.2096 | 0.0026123 | 0.0056233 | 29.0032 | 2 year Payback
Residential | Energy Star Dehumidifier | 6.6917 | 0.37225 | N/A | 0.035168 | 0.0066615 | 214.4267 | RIM | Residential | Window Sun Protection | 0.1028 | 0.52253 | N/A | 0.11514 | -0.052699 | 76.5518 | TRC | Residential | Energy Star Dehumidifier | 2.9904 | 0.34827 | 17.9761 | 0.035168 | 0.0066615 | 214.4267 | RIM | Residential | Faucet Aerator | 2.8185 | 0.43767 | 12.7418 | 0.0020535 | 0.0044203 | 22.7984 | 2 year Payback
Residential | Heat Pump Pool Heater | 4.2465 | 0.24406 | N/A | 0 | 0 | 9411.7647 | RIM | Residential | Window Sun Protection | 0.077959 | 0.52253 | N/A | 0.092115 | -0.042159 | 61.2414 | TRC | Residential | Heat Pump Pool Heater | 1.932 | 0.22834 | 17.3994 | 0 | 0 | 9411.7647 | RIM | Residential | Faucet Aerator | 2.808 | 0.43767 | 12.6402 | 0.0020371 | 0.0043851 | 22.6167 | 2 year Payback
Residential | Heat Pump Pool Heater | 4.2465 | 0.24406 | N/A | 0 | 0 | 9411.7647 | RIM | Residential | Exterior Lighting Controls | 0.44509 | 0.24406 | N/A | 0 | 0 | 56.94 | TRC | Residential | Heat Pump Pool Heater | 1.932 | 0.22834 | 17.3994 | 0 | 0 | 9411.7647 | RIM | Residential | Heat Trap | 0.77316 | 0.43767 | 1.8989 | 0.011912 | 0.025641 | 132.247 | TRC
Residential | Heat Pump Pool Heater | 4.2465 | 0.24406 | N/A | 0 | 0 | 9411.7647 | RIM | Residential | Exterior Lighting Controls | 0.44509 | 0.24406 | N/A | 0 | 0 | 56.94 | TRC | Residential | Heat Pump Pool Heater | 1.932 | 0.22834 | 17.3994 | 0 | 0 | 9411.7647 | RIM | Residential | Heat Trap | 0.62752 | 0.43767 | 1.4927 | 0.0093633 | 0.020155 | 103.9549 | TRC
Residential | Heat Pump Pool Heater | 4.2465 | 0.24406 | N/A | 0 | 0 | 9411.7647 | RIM | Residential | Exterior Lighting Controls | 0.44509 | 0.24406 | N/A | 0 | 0 | 56.94 | TRC | Residential | Heat Pump Pool Heater | 1.932 | 0.22834 | 17.3994 | 0 | 0 | 9411.7647 | RIM | Residential | Heat Trap | 0.62311 | 0.43767 | 1.4808 | 0.0092887 | 0.019995 | 103.1262 | TRC
Residential | Heat Pump Pool Heater | 4.2465 | 0.24406 | N/A | 0 | 0 | 9411.7647 | RIM | Residential | Exterior Lighting Controls | 0.44509 | 0.24406 | N/A | 0 | 0 | 56.94 | TRC | Residential | Heat Pump Pool Heater | 1.932 | 0.22834 | 17.3994 | 0 | 0 | 9411.7647 | RIM | Residential | Heat Trap | 0.77316 | 0.43767 | 1.8989 | 0.011912 | 0.025641 | 132.247 | TRC
Residential | Heat Pump Pool Heater | 4.2465 | 0.24406 | N/A | 0 | 0 | 9411.7647 | RIM | Residential | Exterior Lighting Controls | 0.44509 | 0.24406 | N/A | 0 | 0 | 56.94 | TRC | Residential | Heat Pump Pool Heater | 1.932 | 0.22834 | 17.3994 | 0 | 0 | 9411.7647 | RIM | Residential | Heat Trap | 0.62752 | 0.43767 | 1.4927 | 0.0093633 | 0.020155 | 103.9549 | TRC
Residential | Solar Pool Heater | 1.1923 | 0.24406 | N/A | 0 | 0 | 10130.719 | RIM | Residential | Exterior Lighting Controls | 0.44509 | 0.24406 | N/A | 0 | 0 | 56.94 | TRC | Residential | Solar Pool Heater | 0.89219 | 0.22834 | 4.8852 | 0 | 0 | 10130.719 | RIM | Residential | Heat Trap | 0.62311 | 0.43767 | 1.4808 | 0.0092887 | 0.019995 | 103.1262 | TRC
Residential | Solar Pool Heater | 1.1923 | 0.24406 | N/A | 0 | 0 | 10130.719 | RIM | Residential | Interior Lighting Controls | 0.40274 | 0.42078 | N/A | 0.0049193 | 0.0037144 | 36.2714 | TRC | Residential | Solar Pool Heater | 0.89219 | 0.22834 | 4.8852 | 0 | 0 | 10130.719 | RIM | Residential | Hot Water Pipe Insulation | 2.92 | 0.43767 | 13.775 | 0.01332 | 0.028672 | 147.8828 | 2 year Payback
Residential | Solar Pool Heater | 1.1923 | 0.24406 | N/A | 0 | 0 | 10130.719 | RIM | Residential | Interior Lighting Controls | 0.40274 | 0.42078 | N/A | 0.0049193 | 0.0037144 | 36.2714 | TRC | Residential | Solar Pool Heater | 0.89219 | 0.22834 | 4.8852 | 0 | 0 | 10130.719 | RIM | Residential | Hot Water Pipe Insulation | 2.7183 | 0.43767 | 11.8027 | 0.011413 | 0.024567 | 126.7083 | 2 year Payback
Residential | Solar Pool Heater | 1.1923 | 0.24406 | N/A | 0 | 0 | 10130.719 | RIM | Residential | Interior Lighting Controls | 0.40274 | 0.42078 | N/A | 0.0049193 | 0.0037144 | 36.2714 | TRC | Residential | Solar Pool Heater | 0.89219 | 0.22834 | 4.8852 | 0 | 0 | 10130.719 | RIM | Residential | Hot Water Pipe Insulation | 3.2222 | 0.43767 | 17.4651 | 0.016888 | 0.036353 | 187.4977 | 2 year Payback
Residential | Solar Pool Heater | 1.1923 | 0.24406 | N/A | 0 | 0 | 10130.719 | RIM | Residential | Interior Lighting Controls | 0.40274 | 0.42078 | N/A | 0.0049193 | 0.0037144 | 36.2714 | TRC | Residential | Solar Pool Heater | 0.89219 | 0.22834 | 4.8852 | 0 | 0 | 10130.719 | RIM | Residential | Hot Water Pipe Insulation | 2.92 | 0.43767 | 13.775 | 0.01332 | 0.028672 | 147.8828 | 2 year Payback
Residential | Solar Pool Heater | 1.1923 | 0.24406 | N/A | 0 | 0 | 10130.719 | RIM | Residential | Interior Lighting Controls | 0.40274 | 0.42078 | N/A | 0.0049193 | 0.0037144 | 36.2714 | TRC | Residential | Solar Pool Heater | 0.89219 | 0.22834 | 4.8852 | 0 | 0 | 10130.719 | RIM | Residential | Hot Water Pipe Insulation | 2.7183 | 0.43767 | 11.8027 | 0.011413 | 0.024567 | 126.7083 | 2 year Payback
Residential | Solar Powered Pool Pumps | 0.77509 | 0.57396 | N/A | 0.98883 | 0 | 1819.4417 | RIM | Residential | Interior Lighting Controls | 0.40274 | 0.42078 | N/A | 0.0049193 | 0.0037144 | 36.2714 | TRC | Residential | Solar Powered Pool Pumps | 0.70915 | 0.53699 | 1.3504 | 0.98883 | 0 | 1819.4417 | RIM | Residential | Hot Water Pipe Insulation | 3.2222 | 0.43767 | 17.4651 | 0.016888 | 0.036353 | 187.4977 | 2 year Payback
Residential | Solar Powered Pool Pumps | 0.77509 | 0.57396 | N/A | 0.98883 | 0 | 1819.4417 | RIM | Residential | Solar Attic Fan | 0.29684 | 0.4528 | N/A | 0.077312 | 0 | 224.8224 | TRC | Residential | Solar Powered Pool Pumps | 0.70915 | 0.53699 | 1.3504 | 0.98883 | 0 | 1819.4417 | RIM | Residential | Low Flow Showerhead | 4.5441 | 0.43767 | 70.6602 | 0.026571 | 0.057197 | 295.0025 | 2 year Payback
Residential | Solar Powered Pool Pumps | 0.77509 | 0.57396 | N/A | 0.98883 | 0 | 1819.4417 | RIM | Residential | Solar Attic Fan | 0.14379 | 0.4528 | N/A | 0.037449 | 0 | 108.9 | TRC | Residential | Solar Powered Pool Pumps | 0.70915 | 0.53699 | 1.3504 | 0.98883 | 0 | 1819.4417 | RIM | Residential | Low Flow Showerhead | 4.3834 | 0.43767 | 55.5436 | 0.020887 | 0.044961 | 231.8914 | 2 year Payback
Residential | Solar Powered Pool Pumps | 0.77509 | 0.57396 | N/A | 0.98883 | 0 | 1819.4417 | RIM | Residential | Solar Attic Fan | 0.1975 | 0.4528 | N/A | 0.051438 | 0 | 149.58 | TRC | Residential | Solar Powered Pool Pumps | 0.70915 | 0.53699 | 1.3504 | 0.98883 | 0 | 1819.4417 | RIM | Residential | Low Flow Showerhead | 4.3776 | 0.43767 | 55.1008 | 0.02072 | 0.044602 | 230.0428 | 2 year Payback
Residential | Solar Powered Pool Pumps | 0.77509 | 0.57396 | N/A | 0.98883 | 0 | 1819.4417 | RIM | Residential | Solar Attic Fan | 0.29684 | 0.4528 | N/A | 0.077312 | 0 | 224.8224 | TRC | Residential | Solar Powered Pool Pumps | 0.70915 | 0.53699 | 1.3504 | 0.98883 | 0 | 1819.4417 | RIM | Residential | Low Flow Showerhead | 4.5441 | 0.43767 | 70.6602 | 0.026571 | 0.057197 | 295.0025 | 2 year Payback
Residential | Solar Powered Pool Pumps | 0.77509 | 0.57396 | N/A | 0.98883 | 0 | 1819.4417 | RIM | Residential | Solar Attic Fan | 0.14379 | 0.4528 | N/A | 0.037449 | 0 | 108.9 | TRC | Residential | Solar Powered Pool Pumps | 0.70915 | 0.53699 | 1.3504 | 0.98883 | 0 | 1819.4417 | RIM | Residential | Low Flow Showerhead | 4.3834 | 0.43767 | 55.5436 | 0.020887 | 0.044961 | 231.8914 | 2 year Payback
Residential | Two Speed Pool Pump | 2.3367 | 0.57396 | N/A | 0.47376 | 0 | 871.725 | RIM | Residential | Solar Attic Fan | 0.1975 | 0.4528 | N/A | 0.051438 | 0 | 149.58 | TRC | Residential | Two Speed Pool Pump | 1.8251 | 0.53699 | 4.0712 | 0.47376 | 0 | 871.725 | RIM | Residential | Low Flow Showerhead | 4.3776 | 0.43767 | 55.1008 | 0.02072 | 0.044602 | 230.0428 | 2 year Payback
Residential | Two Speed Pool Pump | 2.3367 | 0.57396 | N/A | 0.47376 | 0 | 871.725 | RIM | Residential | ENERGY STAR Certified Home | 0.74614 | 0.57047 | N/A | 2.2884 | 0.69402 | 6215.787 | TRC | Residential | Two Speed Pool Pump | 1.8251 | 0.53699 | 4.0712 | 0.47376 | 0 | 871.725 | RIM | Residential | Water Heater Blanket | 0.97927 | 0.43767 | 2.5211 | 0.022742 | 0.048955 | 252.4943 | TRC
Residential | Two Speed Pool Pump | 2.3367 | 0.57396 | N/A | 0.47376 | 0 | 871.725 | RIM | Residential | ENERGY STAR Certified Home | 0.73329 | 0.57047 | N/A | 1.3343 | 0.40467 | 3624.3 | TRC | Residential | Two Speed Pool Pump | 1.8251 | 0.53699 | 4.0712 | 0.47376 | 0 | 871.725 | RIM | Residential | Water Heater Blanket | 0.97927 | 0.43767 | 2.5211 | 0.022742 | 0.048955 | 252.4943 | TRC
Residential | Two Speed Pool Pump | 2.3367 | 0.57396 | N/A | 0.47376 | 0 | 871.725 | RIM | Residential | ENERGY STAR Certified Home | 0.74614 | 0.57047 | N/A | 2.2884 | 0.69402 | 6215.787 | TRC | Residential | Two Speed Pool Pump | 1.8251 | 0.53699 | 4.0712 | 0.47376 | 0 | 871.725 | RIM | Residential | Water Heater Blanket | 0.97927 | 0.43767 | 2.5211 | 0.022742 | 0.048955 | 252.4943 | TRC
Residential | Two Speed Pool Pump | 2.3367 | 0.57396 | N/A | 0.47376 | 0 | 871.725 | RIM | Residential | ENERGY STAR Certified Home | 0.73329 | 0.57047 | N/A | 1.3343 | 0.40467 | 3624.3 | TRC | Residential | Two Speed Pool Pump | 1.8251 | 0.53699 | 4.0712 | 0.47376 | 0 | 871.725 | RIM | Residential | Water Heater Thermostat Setback | 4.0524 | 0.43767 | 37.1739 | 0.003295 | 0.0070929 | 36.5826 | 2 year Payback
Residential | Two Speed Pool Pump | 2.3367 | 0.57396 | N/A | 0.47376 | 0 | 871.725 | RIM | Residential | Solar Voltaic (17.1w/sf2) | 0.31902 | 0.36172 | N/A | 0.00296 | 0.0012655 | 25.1859 | TRC | Residential | Two Speed Pool Pump | 1.8251 | 0.53699 | 4.0712 | 0.47376 | 0 | 871.725 | RIM | Residential | Water Heater Thermostat Setback | 4.0524 | 0.43767 | 37.1739 | 0.003295 | 0.0070929 | 36.5826 | 2 year Payback
Residential | Variable Speed Pool Pump | 2.337 | 0.57396 | N/A | 1.432 | 0 | 2634.8667 | RIM | Residential | Solar Voltaic (17.1w/sf2) | 0.31902 | 0.36172 | N/A | 0.00296 | 0.0012655 | 25.1859 | TRC | Residential | Variable Speed Pool Pump | 1.8253 | 0.53699 | 4.0717 | 1.432 | 0 | 2634.8667 | RIM | Residential | Water Heater Thermostat Setback | 4.0524 | 0.43767 | 37.1739 | 0.003295 | 0.0070929 | 36.5826 | 2 year Payback
Residential | Variable Speed Pool Pump | 2.337 | 0.57396 | N/A | 1.432 | 0 | 2634.8667 | RIM | Residential | Solar Plus Storage | 0.0022497 | 99.9 | N/A | 0 | 0.037119 | 0 | TRC | Residential | Variable Speed Pool Pump | 1.8253 | 0.53699 | 4.0717 | 1.432 | 0 | 2634.8667 | RIM | Residential | Water Heater Thermostat Setback | 4.0524 | 0.43767 | 37.1739 | 0.003295 | 0.0070929 | 36.5826 | 2 year Payback
Residential | Variable Speed Pool Pump | 2.337 | 0.57396 | N/A | 1.432 | 0 | 2634.8667 | RIM | Residential | Solar Plus Storage | 0.020084 | 99.9 | N/A | 0 | 0.33137 | 0 | TRC | Residential | Variable Speed Pool Pump | 1.8253 | 0.53699 | 4.0717 | 1.432 | 0 | 2634.8667 | RIM | Residential | Water Heater Thermostat Setback | 4.0524 | 0.43767 | 37.1739 | 0.003295 | 0.0070929 | 36.5826 | 2 year Payback
Residential | Variable Speed Pool Pump | 2.337 | 0.57396 | N/A | 1.432 | 0 | 2634.8667 | RIM | Residential | Solar Plus Storage with other DSM (EE and DR) | 0.035813 | 99.9 | N/A | 0.073505 | 0.54247 | 0 | TRC | Residential | Variable Speed Pool Pump | 1.8253 | 0.53699 | 4.0717 | 1.432 | 0 | 2634.8667 | RIM | Residential | Water Heater Thermostat Setback | 4.0524 | 0.43767 | 37.1739 | 0.003295 | 0.0070929 | 36.5826 | 2 year Payback
Residential | Variable Speed Pool Pump | 2.337 | 0.57396 | N/A | 1.432 | 0 | 2634.8667 | RIM | Residential | Solar Plus Storage with other DSM (EE and DR) | 0.062485 | 99.9 | N/A | 0.39363 | 0.77173 | 0 | TRC | Residential | Variable Speed Pool Pump | 1.8253 | 0.53699 | 4.0717 | 1.432 | 0 | 2634.8667 | RIM | Residential | Water Heater Timeclock | 0.24998 | 0.22372 | 1.1294 | 0 | 0 | 96.55 | TRC
Residential | Variable Speed Pool Pump | 2.337 | 0.57396 | N/A | 1.432 | 0 | 2634.8667 | RIM | Commercial | Energy Star Fryer | 0.29753 | 0.47832 | N/A | 0.14651 | 0.045305 | 903.8223 | TRC | Residential | Variable Speed Pool Pump | 1.8253 | 0.53699 | 4.0717 | 1.432 | 0 | 2634.8667 | RIM | Residential | Water Heater Timeclock | 0.21702 | 0.22372 | 0.96742 | 0 | 0 | 82.7 | TRC
Residential | Removal of 2nd Refrigerator-Freezer | 11.9825 | 0.33948 | N/A | 0.10987 | 0.036607 | 1052.5805 | RIM | Commercial | Energy Star Fryer | 0.29753 | 0.47832 | N/A | 0.14651 | 0.045305 | 903.8223 | TRC | Residential | Removal of 2nd Refrigerator-Freezer | 2.0026 | 0.29748 | 35.2966 | 0.10987 | 0.036607 | 1052.5805 | RIM | Residential | Water Heater Timeclock | 0.30931 | 0.22372 | 1.4324 | 0 | 0 | 122.45 | TRC
Residential | Removal of 2nd Refrigerator-Freezer | 11.9825 | 0.33948 | N/A | 0.10987 | 0.036607 | 1052.5805 | RIM | Commercial | Energy Star Fryer | 0.29753 | 0.47832 | N/A | 0.14651 | 0.045305 | 903.8223 | TRC | Residential | Removal of 2nd Refrigerator-Freezer | 2.0026 | 0.29748 | 35.2966 | 0.10987 | 0.036607 | 1052.5805 | RIM | Residential | Water Heater Timeclock | 0.24998 | 0.22372 | 1.1294 | 0 | 0 | 96.55 | TRC
Residential | Removal of 2nd Refrigerator-Freezer | 11.9825 | 0.33948 | N/A | 0.10987 | 0.036607 | 1052.5805 | RIM | Commercial | Energy Star Fryer | 0.29753 | 0.47832 | N/A | 0.14651 | 0.045305 | 903.8223 | TRC | Residential | Removal of 2nd Refrigerator-Freezer | 2.0026 | 0.29748 | 35.2966 | 0.10987 | 0.036607 | 1052.5805 | RIM | Residential | Water Heater Timeclock | 0.21702 | 0.22372 | 0.96742 | 0 | 0 | 82.7 | TRC
Residential | Removal of 2nd Refrigerator-Freezer | 11.9825 | 0.33948 | N/A | 0.10987 | 0.036607 | 1052.5805 | RIM | Commercial | Energy Star Fryer | 0.29753 | 0.47832 | N/A | 0.14651 | 0.045305 | 903.8223 | TRC | Residential | Removal of 2nd Refrigerator-Freezer | 2.0026 | 0.29748 | 35.2966 | 0.10987 | 0.036607 | 1052.5805 | RIM | Residential | Water Heater Timeclock | 0.30931 | 0.22372 | 1.4324 | 0 | 0 | 122.45 | TRC
Residential | Removal of 2nd Refrigerator-Freezer | 11.9825 | 0.33948 | N/A | 0.10987 | 0.036607 | 1052.5805 | RIM | Commercial | Energy Star Fryer | 0.29753 | 0.47832 | N/A | 0.14651 | 0.045305 | 903.8223 | TRC | Residential | Removal of 2nd Refrigerator-Freezer | 2.0026 | 0.29748 | 35.2966 | 0.10987 | 0.036607 | 1052.5805 | RIM | Residential | Smart Power Strip | 2.171 | 0.36502 | 9.0206 | 0.0059262 | 0.0046242 | 53.801 | 2 year Payback
Residential | Removal of 2nd Refrigerator-Freezer | 11.9825 | 0.33948 | N/A | 0.10987 | 0.036607 | 1052.5805 | RIM | Commercial | Energy Star Fryer | 0.29753 | 0.47832 | N/A | 0.14651 | 0.045305 | 903.8223 | TRC | Residential | Removal of 2nd Refrigerator-Freezer | 2.0026 | 0.29748 | 35.2966 | 0.10987 | 0.036607 | 1052.5805 | RIM | Residential | Smart Power Strip | 2.171 | 0.36502 | 9.0206 | 0.0059262 | 0.0046242 | 53.801 | 2 year Payback
Residential | Drain Water Heat Recovery | 0.1855 | 0.47746 | N/A | 0.021393 | 0.046051 | 237.513 | RIM | Commercial | Energy Star Fryer | 0.29753 | 0.47832 | N/A | 0.14651 | 0.045305 | 903.8223 | TRC | Residential | Drain Water Heat Recovery | 0.17917 | 0.43767 | 0.38852 | 0.021393 | 0.046051 | 237.513 | RIM | Residential | Smart Power Strip | 2.171 | 0.36502 | 9.0206 | 0.0059262 | 0.0046242 | 53.801 | 2 year Payback
Residential | Drain Water Heat Recovery | 0.15889 | 0.47746 | N/A | 0.018324 | 0.039445 | 203.442 | RIM | Commercial | Energy Star Fryer | 0.29753 | 0.47832 | N/A | 0.14651 | 0.045305 | 903.8223 | TRC | Residential | Drain Water Heat Recovery | 0.15422 | 0.43767 | 0.33279 | 0.018324 | 0.039445 | 203.442 | RIM | Residential | Smart Power Strip | 2.171 | 0.36502 | 9.0206 | 0.0059262 | 0.0046242 | 53.801 | 2 year Payback
Residential | Drain Water Heat Recovery | 0.23526 | 0.47746 | N/A | 0.027132 | 0.058404 | 301.227 | RIM | Commercial | Energy Star Fryer | 0.29753 | 0.47832 | N/A | 0.14651 | 0.045305 | 903.8223 | TRC | Residential | Drain Water Heat Recovery | 0.22517 | 0.43767 | 0.49274 | 0.027132 | 0.058404 | 301.227 | RIM | Residential | Smart Power Strip | 2.171 | 0.36502 | 9.0206 | 0.0059262 | 0.0046242 | 53.801 | 2 year Payback
Residential | Drain Water Heat Recovery | 0.2333 | 0.47746 | N/A | 0.021393 | 0.046051 | 237.513 | RIM | Commercial | Energy Star Fryer | 0.29753 | 0.47832 | N/A | 0.14651 | 0.045305 | 903.8223 | TRC | Residential | Drain Water Heat Recovery | 0.22338 | 0.43767 | 0.48863 | 0.021393 | 0.046051 | 237.513 | RIM | Residential | Smart Power Strip | 2.171 | 0.36502 | 9.0206 | 0.0059262 | 0.0046242 | 53.801 | 2 year Payback
Residential | Drain Water Heat Recovery | 0.19983 | 0.47746 | N/A | 0.018324 | 0.039445 | 203.442 | RIM | Commercial | Energy Star Fryer | 0.29753 | 0.47832 | N/A | 0.14651 | 0.045305 | 903.8223 | TRC | Residential | Drain Water Heat Recovery | 0.19251 | 0.43767 | 0.41853 | 0.018324 | 0.039445 | 203.442 | RIM | Residential | Ceiling Insulation(R12 to R38) | 0.96439 | 0.79111 | 1.2514 | 0.17642 | 0.24653 | 522 | TRC
Residential | Drain Water Heat Recovery | 0.29588 | 0.47746 | N/A | 0.027132 | 0.058404 | 301.227 | RIM | Commercial | Energy Star Fryer | 0.29753 | 0.47832 | N/A | 0.14651 | 0.045305 | 903.8223 | TRC | Residential | Drain Water Heat Recovery | 0.2801 | 0.43767 | 0.6197 | 0.027132 | 0.058404 | 301.227 | RIM | Residential | Ceiling Insulation(R12 to R38) | 0.91289 | 0.79111 | 1.1753 | 0.1748 | 0.24426 | 517.2 | TRC
Residential | Faucet Aerator | 18.5746 | 0.47746 | N/A | 0.0062696 | 0.013496 | 69.6077 | RIM | Commercial | Energy Star Fryer | 0.29753 | 0.47832 | N/A | 0.14651 | 0.045305 | 903.8223 | TRC | Residential | Faucet Aerator | 4.094 | 0.43767 | 38.903 | 0.0062696 | 0.013496 | 69.6077 | RIM | Residential | Ceiling Insulation(R12 to R38) | 0.96439 | 0.79111 | 1.2514 | 0.17642 | 0.24653 | 522 | TRC
Residential | Faucet Aerator | 14.6008 | 0.47746 | N/A | 0.0049283 | 0.010609 | 54.7162 | RIM | Commercial | Energy Star Fryer | 0.29753 | 0.47832 | N/A | 0.14651 | 0.045305 | 903.8223 | TRC | Residential | Faucet Aerator | 3.8623 | 0.43767 | 30.5803 | 0.0049283 | 0.010609 | 54.7162 | RIM | Residential | Ceiling Insulation(R12 to R38) | 0.91289 | 0.79111 | 1.1753 | 0.1748 | 0.24426 | 517.2 | TRC
Residential | Faucet Aerator | 14.4844 | 0.47746 | N/A | 0.004889 | 0.010524 | 54.28 | RIM | Commercial | Energy Star Fryer | 0.29753 | 0.47832 | N/A | 0.14651 | 0.045305 | 903.8223 | TRC | Residential | Faucet Aerator | 3.8541 | 0.43767 | 30.3366 | 0.004889 | 0.010524 | 54.28 | RIM | Residential | Ceiling Insulation(R19 to R38) | 0.80099 | 0.8083 | 0.9899 | 0.14644 | 0.20845 | 426 | TRC
Residential | Faucet Aerator | 7.7394 | 0.47746 | N/A | 0.0026123 | 0.0056233 | 29.0032 | RIM | Commercial | Energy Star Fryer | 0.29753 | 0.47832 | N/A | 0.14651 | 0.045305 | 903.8223 | TRC | Residential | Faucet Aerator | 3.1286 | 0.43767 | 16.2096 | 0.0026123 | 0.0056233 | 29.0032 | RIM | Residential | Ceiling Insulation(R19 to R38) | 0.61607 | 0.8083 | 0.74135 | 0.091093 | 0.12967 | 265 | TRC
Residential | Faucet Aerator | 6.0837 | 0.47746 | N/A | 0.0020535 | 0.0044203 | 22.7984 | RIM | Commercial | Energy Star Fryer | 0.29753 | 0.47832 | N/A | 0.14651 | 0.045305 | 903.8223 | TRC | Residential | Faucet Aerator | 2.8185 | 0.43767 | 12.7418 | 0.0020535 | 0.0044203 | 22.7984 | RIM | Residential | Ceiling Insulation(R19 to R38) | 0.56473 | 0.8083 | 0.67465 | 0.087453 | 0.12449 | 254.41 | TRC
Residential | Faucet Aerator | 6.0352 | 0.47746 | N/A | 0.0020371 | 0.0043851 | 22.6167 | RIM | Commercial | Energy Star Fryer | 0.29753 | 0.47832 | N/A | 0.14651 | 0.045305 | 903.8223 | TRC | Residential | Faucet Aerator | 2.808 | 0.43767 | 12.6402 | 0.0020371 | 0.0043851 | 22.6167 | RIM | Residential | Ceiling Insulation(R19 to R38) | 0.80099 | 0.8083 | 0.9899 | 0.14644 | 0.20845 | 426 | TRC
Residential | Heat Trap | 0.90665 | 0.47746 | N/A | 0.011912 | 0.025641 | 132.247 | RIM | Commercial | Energy Star Fryer | 0.29753 | 0.47832 | N/A | 0.14651 | 0.045305 | 903.8223 | TRC | Residential | Heat Trap | 0.77316 | 0.43767 | 1.8989 | 0.011912 | 0.025641 | 132.247 | RIM | Residential | Ceiling Insulation(R19 to R38) | 0.61607 | 0.8083 | 0.74135 | 0.091093 | 0.12967 | 265 | TRC
Residential | Heat Trap | 0.71268 | 0.47746 | N/A | 0.0093633 | 0.020155 | 103.9549 | RIM | Commercial | Energy Star Fryer | 0.29753 | 0.47832 | N/A | 0.14651 | 0.045305 | 903.8223 | TRC | Residential | Heat Trap | 0.62752 | 0.43767 | 1.4927 | 0.0093633 | 0.020155 | 103.9549 | RIM | Residential | Ceiling Insulation(R19 to R38) | 0.56473 | 0.8083 | 0.67465 | 0.087453 | 0.12449 | 254.41 | TRC
Residential | Heat Trap | 0.707 | 0.47746 | N/A | 0.0092887 | 0.019995 | 103.1262 | RIM | Commercial | Energy Star Fryer | 0.29753 | 0.47832 | N/A | 0.14651 | 0.045305 | 903.8223 | TRC | Residential | Heat Trap | 0.62311 | 0.43767 | 1.4808 | 0.0092887 | 0.019995 | 103.1262 | RIM | Residential | Ceiling Insulation(R30 to R38) | 0.33845 | 0.81699 | 0.38746 | 0.042129 | 0.061582 | 123 | TRC
Residential | Heat Trap | 0.90665 | 0.47746 | N/A | 0.011912 | 0.025641 | 132.247 | RIM | Commercial | Energy Star Fryer | 0.29753 | 0.47832 | N/A | 0.14651 | 0.045305 | 903.8223 | TRC | Residential | Heat Trap | 0.77316 | 0.43767 | 1.8989 | 0.011912 | 0.025641 | 132.247 | RIM | Residential | Ceiling Insulation(R30 to R38) | 0.25138 | 0.81699 | 0.28443 | 0.025689 | 0.03755 | 75 | TRC
Residential | Heat Trap | 0.71268 | 0.47746 | N/A | 0.0093633 | 0.020155 | 103.9549 | RIM | Commercial | Energy Star Fryer | 0.29753 | 0.47832 | N/A | 0.14651 | 0.045305 | 903.8223 | TRC | Residential | Heat Trap | 0.62752 | 0.43767 | 1.4927 | 0.0093633 | 0.020155 | 103.9549 | RIM | Residential | Ceiling Insulation(R30 to R38) | 0.2285 | 0.81699 | 0.25775 | 0.024558 | 0.035898 | 71.7 | TRC
Residential | Heat Trap | 0.707 | 0.47746 | N/A | 0.0092887 | 0.019995 | 103.1262 | RIM | Commercial | Energy Star Fryer | 0.29753 | 0.47832 | N/A | 0.14651 | 0.045305 | 903.8223 | TRC | Residential | Heat Trap | 0.62311 | 0.43767 | 1.4808 | 0.0092887 | 0.019995 | 103.1262 | RIM | Residential | Ceiling Insulation(R30 to R38) | 0.33845 | 0.81699 | 0.38746 | 0.042129 | 0.061582 | 123 | TRC
Residential | Hot Water Pipe Insulation | 6.577 | 0.47746 | N/A | 0.01332 | 0.028672 | 147.8828 | RIM | Commercial | Energy Star Fryer | 0.29753 | 0.47832 | N/A | 0.14651 | 0.045305 | 903.8223 | TRC | Residential | Hot Water Pipe Insulation | 2.92 | 0.43767 | 13.775 | 0.01332 | 0.028672 | 147.8828 | RIM | Residential | Ceiling Insulation(R30 to R38) | 0.25138 | 0.81699 | 0.28443 | 0.025689 | 0.03755 | 75 | TRC
Residential | Hot Water Pipe Insulation | 5.6353 | 0.47746 | N/A | 0.011413 | 0.024567 | 126.7083 | RIM | Commercial | Induction Cooktops | 0.60849 | 0.55464 | N/A | 0.4257 | 0.17529 | 1974.24 | TRC | Residential | Hot Water Pipe Insulation | 2.7183 | 0.43767 | 11.8027 | 0.011413 | 0.024567 | 126.7083 | RIM | Residential | Ceiling Insulation(R30 to R38) | 0.2285 | 0.81699 | 0.25775 | 0.024558 | 0.035898 | 71.7 | TRC
Residential | Hot Water Pipe Insulation | 8.3389 | 0.47746 | N/A | 0.016888 | 0.036353 | 187.4977 | RIM | Commercial | Induction Cooktops | 0.60849 | 0.55464 | N/A | 0.4257 | 0.17529 | 1974.24 | TRC | Residential | Hot Water Pipe Insulation | 3.2222 | 0.43767 | 17.4651 | 0.016888 | 0.036353 | 187.4977 | RIM | Residential | Central AC Tune Up | 0.91645 | 0.55343 | 1.795 | 0.11566 | 0 | 187.352 | TRC
Residential | Hot Water Pipe Insulation | 6.577 | 0.47746 | N/A | 0.01332 | 0.028672 | 147.8828 | RIM | Commercial | Induction Cooktops | 0.60849 | 0.55464 | N/A | 0.4257 | 0.17529 | 1974.24 | TRC | Residential | Hot Water Pipe Insulation | 2.92 | 0.43767 | 13.775 | 0.01332 | 0.028672 | 147.8828 | RIM | Residential | Central AC Tune Up | 0.48792 | 0.55343 | 0.86947 | 0.056024 | 0 | 90.75 | TRC
Residential | Hot Water Pipe Insulation | 5.6353 | 0.47746 | N/A | 0.011413 | 0.024567 | 126.7083 | RIM | Commercial | Induction Cooktops | 0.60849 | 0.55464 | N/A | 0.4257 | 0.17529 | 1974.24 | TRC | Residential | Hot Water Pipe Insulation | 2.7183 | 0.43767 | 11.8027 | 0.011413 | 0.024567 | 126.7083 | RIM | Residential | Central AC Tune Up | 0.64765 | 0.55343 | 1.1943 | 0.076952 | 0 | 124.65 | TRC
Residential | Hot Water Pipe Insulation | 8.3389 | 0.47746 | N/A | 0.016888 | 0.036353 | 187.4977 | RIM | Commercial | Induction Cooktops | 0.60849 | 0.55464 | N/A | 0.4257 | 0.17529 | 1974.24 | TRC | Residential | Hot Water Pipe Insulation | 3.2222 | 0.43767 | 17.4651 | 0.016888 | 0.036353 | 187.4977 | RIM | Residential | Duct Insulation | 0.11948 | 0.72648 | 0.14968 | 0.047311 | 0.052273 | 135.3381 | TRC
Residential | Low Flow Showerhead | 33.7373 | 0.47746 | N/A | 0.026571 | 0.057197 | 295.0025 | RIM | Commercial | Induction Cooktops | 0.60849 | 0.55464 | N/A | 0.4257 | 0.17529 | 1974.24 | TRC | Residential | Low Flow Showerhead | 4.5441 | 0.43767 | 70.6602 | 0.026571 | 0.057197 | 295.0025 | RIM | Residential | Duct Insulation | 0.10133 | 0.78412 | 0.11718 | 0.022916 | 0.045313 | 88.0071 | TRC
Residential | Low Flow Showerhead | 26.5198 | 0.47746 | N/A | 0.020887 | 0.044961 | 231.8914 | RIM | Commercial | Induction Cooktops | 0.60849 | 0.55464 | N/A | 0.4257 | 0.17529 | 1974.24 | TRC | Residential | Low Flow Showerhead | 4.3834 | 0.43767 | 55.5436 | 0.020887 | 0.044961 | 231.8914 | RIM | Residential | Duct Insulation | 0.14634 | 0.79875 | 0.16709 | 0.031477 | 0.072486 | 132.389 | TRC
Residential | Low Flow Showerhead | 26.3083 | 0.47746 | N/A | 0.02072 | 0.044602 | 230.0428 | RIM | Commercial | Induction Cooktops | 0.60849 | 0.55464 | N/A | 0.4257 | 0.17529 | 1974.24 | TRC | Residential | Low Flow Showerhead | 4.3776 | 0.43767 | 55.1008 | 0.02072 | 0.044602 | 230.0428 | RIM | Residential | Energy Star Certified Roof Products | 6.8771 | 0.72648 | 0 | 0.28915 | 0.31948 | 827.1488 | PCT
Residential | Low Flow Showerhead | 33.7373 | 0.47746 | N/A | 0.026571 | 0.057197 | 295.0025 | RIM | Commercial | Induction Cooktops | 0.60849 | 0.55464 | N/A | 0.4257 | 0.17529 | 1974.24 | TRC | Residential | Low Flow Showerhead | 4.5441 | 0.43767 | 70.6602 | 0.026571 | 0.057197 | 295.0025 | RIM | Residential | Energy Star Certified Roof Products | 7.4227 | 0.78412 | 0 | 0.14006 | 0.27694 | 537.875 | PCT
Residential | Low Flow Showerhead | 26.5198 | 0.47746 | N/A | 0.020887 | 0.044961 | 231.8914 | RIM | Commercial | Induction Cooktops | 0.60849 | 0.55464 | N/A | 0.4257 | 0.17529 | 1974.24 | TRC | Residential | Low Flow Showerhead | 4.3834 | 0.43767 | 55.5436 | 0.020887 | 0.044961 | 231.8914 | RIM | Residential | Energy Star Certified Roof Products | 7.5612 | 0.79875 | 0 | 0.19238 | 0.44302 | 809.125 | PCT
Residential | Low Flow Showerhead | 26.3083 | 0.47746 | N/A | 0.02072 | 0.044602 | 230.0428 | RIM | Commercial | Induction Cooktops | 0.60849 | 0.55464 | N/A | 0.4257 | 0.17529 | 1974.24 | TRC | Residential | Low Flow Showerhead | 4.3776 | 0.43767 | 55.1008 | 0.02072 | 0.044602 | 230.0428 | RIM | Residential | Energy Star Certified Roof Products | 6.8771 | 0.72648 | 0 | 0.28915 | 0.31948 | 827.1488 | PCT
Residential | Thermostatic Shower Restriction Valve | 2.4762 | 0.47746 | N/A | 0.0083443 | 0.017962 | 92.6413 | RIM | Commercial | Induction Cooktops | 0.60849 | 0.55464 | N/A | 0.4257 | 0.17529 | 1974.24 | TRC | Residential | Thermostatic Shower Restriction Valve | 1.6828 | 0.43767 | 5.1863 | 0.0083443 | 0.017962 | 92.6413 | RIM | Residential | Energy Star Certified Roof Products | 7.4227 | 0.78412 | 0 | 0.14006 | 0.27694 | 537.875 | PCT
Residential | Thermostatic Shower Restriction Valve | 1.9465 | 0.47746 | N/A | 0.0065592 | 0.014119 | 72.8222 | RIM | Commercial | Induction Cooktops | 0.60849 | 0.55464 | N/A | 0.4257 | 0.17529 | 1974.24 | TRC | Residential | Thermostatic Shower Restriction Valve | 1.4201 | 0.43767 | 4.0768 | 0.0065592 | 0.014119 | 72.8222 | RIM | Residential | Energy Star Certified Roof Products | 7.5612 | 0.79875 | 0 | 0.19238 | 0.44302 | 809.125 | PCT
Residential | Thermostatic Shower Restriction Valve | 1.931 | 0.47746 | N/A | 0.0065069 | 0.014007 | 72.2416 | RIM | Commercial | Induction Cooktops | 0.60849 | 0.55464 | N/A | 0.4257 | 0.17529 | 1974.24 | TRC | Residential | Thermostatic Shower Restriction Valve | 1.4118 | 0.43767 | 4.0443 | 0.0065069 | 0.014007 | 72.2416 | RIM | Residential | Energy Star Door | 0.52852 | 0.77518 | 0.65711 | 0.015627 | 0.063313 | 108.9604 | TRC
Residential | Thermostatic Shower Restriction Valve | 2.4762 | 0.47746 | N/A | 0.0083443 | 0.017962 | 92.6413 | RIM | Commercial | Induction Cooktops | 0.60849 | 0.55464 | N/A | 0.4257 | 0.17529 | 1974.24 | TRC | Residential | Thermostatic Shower Restriction Valve | 1.6828 | 0.43767 | 5.1863 | 0.0083443 | 0.017962 | 92.6413 | RIM | Residential | Energy Star Door | 0.52852 | 0.77518 | 0.65711 | 0.015627 | 0.063313 | 108.9604 | TRC
Residential | Thermostatic Shower Restriction Valve | 1.9465 | 0.47746 | N/A | 0.0065592 | 0.014119 | 72.8222 | RIM | Commercial | Induction Cooktops | 0.60849 | 0.55464 | N/A | 0.4257 | 0.17529 | 1974.24 | TRC | Residential | Thermostatic Shower Restriction Valve | 1.4201 | 0.43767 | 4.0768 | 0.0065592 | 0.014119 | 72.8222 | RIM | Residential | Energy Star Door | 0.52852 | 0.77518 | 0.65711 | 0.015627 | 0.063313 | 108.9604 | TRC
Residential | Thermostatic Shower Restriction Valve | 1.931 | 0.47746 | N/A | 0.0065069 | 0.014007 | 72.2416 | RIM | Commercial | Induction Cooktops | 0.60849 | 0.55464 | N/A | 0.4257 | 0.17529 | 1974.24 | TRC | Residential | Thermostatic Shower Restriction Valve | 1.4118 | 0.43767 | 4.0443 | 0.0065069 | 0.014007 | 72.2416 | RIM | Residential | Energy Star Door | 0.38309 | 0.77518 | 0.46634 | 0.01109 | 0.044932 | 77.3267 | TRC
Residential | Water Heater Blanket | 1.2583 | 0.47746 | N/A | 0.023774 | 0.051176 | 263.9459 | RIM | Commercial | Induction Cooktops | 0.60849 | 0.55464 | N/A | 0.4257 | 0.17529 | 1974.24 | TRC | Residential | Water Heater Blanket | 1.0151 | 0.43767 | 2.6355 | 0.023774 | 0.051176 | 263.9459 | RIM | Residential | Energy Star Door | 0.38309 | 0.77518 | 0.46634 | 0.01109 | 0.044932 | 77.3267 | TRC
Residential | Water Heater Blanket | 1.2583 | 0.47746 | N/A | 0.023774 | 0.051176 | 263.9459 | RIM | Commercial | Induction Cooktops | 0.60849 | 0.55464 | N/A | 0.4257 | 0.17529 | 1974.24 | TRC | Residential | Water Heater Blanket | 1.0151 | 0.43767 | 2.6355 | 0.023774 | 0.051176 | 263.9459 | RIM | Residential | Energy Star Door | 0.38309 | 0.77518 | 0.46634 | 0.01109 | 0.044932 | 77.3267 | TRC
Residential | Water Heater Blanket | 1.2583 | 0.47746 | N/A | 0.023774 | 0.051176 | 263.9459 | RIM | Commercial | Induction Cooktops | 0.60849 | 0.55464 | N/A | 0.4257 | 0.17529 | 1974.24 | TRC | Residential | Water Heater Blanket | 1.0151 | 0.43767 | 2.6355 | 0.023774 | 0.051176 | 263.9459 | RIM | Residential | Energy Star Windows | 0.93597 | 0.55174 | 1.8484 | 0.04998 | 0.12762 | 396.8827 | TRC
Residential | Water Heater Blanket | 1.2037 | 0.47746 | N/A | 0.022742 | 0.048955 | 252.4943 | RIM | Commercial | Induction Cooktops | 0.60849 | 0.55464 | N/A | 0.4257 | 0.17529 | 1974.24 | TRC | Residential | Water Heater Blanket | 0.97927 | 0.43767 | 2.5211 | 0.022742 | 0.048955 | 252.4943 | RIM | Residential | Energy Star Windows | 0.93597 | 0.55174 | 1.8484 | 0.04998 | 0.12762 | 396.8827 | TRC
Residential | Water Heater Blanket | 1.2037 | 0.47746 | N/A | 0.022742 | 0.048955 | 252.4943 | RIM | Commercial | Induction Cooktops | 0.60849 | 0.55464 | N/A | 0.4257 | 0.17529 | 1974.24 | TRC | Residential | Water Heater Blanket | 0.97927 | 0.43767 | 2.5211 | 0.022742 | 0.048955 | 252.4943 | RIM | Residential | Energy Star Windows | 0.93597 | 0.55174 | 1.8484 | 0.04998 | 0.12762 | 396.8827 | TRC
Residential | Water Heater Blanket | 1.2037 | 0.47746 | N/A | 0.022742 | 0.048955 | 252.4943 | RIM | Commercial | Induction Cooktops | 0.60849 | 0.55464 | N/A | 0.4257 | 0.17529 | 1974.24 | TRC | Residential | Water Heater Blanket | 0.97927 | 0.43767 | 2.5211 | 0.022742 | 0.048955 | 252.4943 | RIM | Residential | Energy Star Windows | 0.25343 | 0.3852 | 0.63236 | 0 | 0.02749 | 135.7757 | TRC
Residential | Water Heater Thermostat Setback | 17.749 | 0.47746 | N/A | 0.003295 | 0.0070929 | 36.5826 | RIM | Commercial | Induction Cooktops | 0.60849 | 0.55464 | N/A | 0.4257 | 0.17529 | 1974.24 | TRC | Residential | Water Heater Thermostat Setback | 4.0524 | 0.43767 | 37.1739 | 0.003295 | 0.0070929 | 36.5826 | RIM | Residential | Energy Star Windows | 0.25343 | 0.3852 | 0.63236 | 0 | 0.02749 | 135.7757 | TRC
Residential | Water Heater Thermostat Setback | 17.749 | 0.47746 | N/A | 0.003295 | 0.0070929 | 36.5826 | RIM | Commercial | Induction Cooktops | 0.60849 | 0.55464 | N/A | 0.4257 | 0.17529 | 1974.24 | TRC | Residential | Water Heater Thermostat Setback | 4.0524 | 0.43767 | 37.1739 | 0.003295 | 0.0070929 | 36.5826 | RIM | Residential | Energy Star Windows | 0.25343 | 0.3852 | 0.63236 | 0 | 0.02749 | 135.7757 | TRC
Residential | Water Heater Thermostat Setback | 17.749 | 0.47746 | N/A | 0.003295 | 0.0070929 | 36.5826 | RIM | Commercial | Induction Cooktops | 0.60849 | 0.55464 | N/A | 0.4257 | 0.17529 | 1974.24 | TRC | Residential | Water Heater Thermostat Setback | 4.0524 | 0.43767 | 37.1739 | 0.003295 | 0.0070929 | 36.5826 | RIM | Residential | Floor Insulation | 0.044806 | 0.72546 | 0.0556 | 0 | 0.04491 | 73 | TRC
Residential | Water Heater Thermostat Setback | 17.749 | 0.47746 | N/A | 0.003295 | 0.0070929 | 36.5826 | RIM | Commercial | Instantaneous Hot Water System | 0.10033 | 0.52348 | N/A | 0.042084 | 0.048493 | 379.8836 | TRC | Residential | Water Heater Thermostat Setback | 4.0524 | 0.43767 | 37.1739 | 0.003295 | 0.0070929 | 36.5826 | RIM | Residential | Floor Insulation | 0.022242 | 0.72546 | 0.027509 | 0 | 0.018456 | 30 | TRC
Residential | Water Heater Thermostat Setback | 17.749 | 0.47746 | N/A | 0.003295 | 0.0070929 | 36.5826 | RIM | Commercial | Instantaneous Hot Water System | 0.27151 | 0.61594 | N/A | 0.82565 | 1.9915 | 8737.3234 | TRC | Residential | Water Heater Thermostat Setback | 4.0524 | 0.43767 | 37.1739 | 0.003295 | 0.0070929 | 36.5826 | RIM | Residential | Floor Insulation | 0.041347 | 0.72546 | 0.051282 | 0 | 0.036297 | 59 | TRC
Residential | Water Heater Thermostat Setback | 17.749 | 0.47746 | N/A | 0.003295 | 0.0070929 | 36.5826 | RIM | Commercial | Instantaneous Hot Water System | 0.1962 | 0.51185 | N/A | 0.084523 | 0.088194 | 759.7673 | TRC | Residential | Water Heater Thermostat Setback | 4.0524 | 0.43767 | 37.1739 | 0.003295 | 0.0070929 | 36.5826 | RIM | Residential | Green Roof | 0.050282 | 0.72648 | 0.062357 | 0.33897 | 0.37453 | 969.6678 | TRC
Residential | Water Heater Timeclock | 0.27565 | 0.24406 | N/A | 0 | 0 | 96.55 | RIM | Commercial | Instantaneous Hot Water System | 0.13377 | 0.52348 | N/A | 0.056112 | 0.064657 | 506.5115 | TRC | Residential | Water Heater Timeclock | 0.24998 | 0.22372 | 1.1294 | 0 | 0 | 96.55 | RIM | Residential | Green Roof | 0.042555 | 0.78412 | 0.048818 | 0.16419 | 0.32466 | 630.5517 | TRC
Residential | Water Heater Timeclock | 0.23611 | 0.24406 | N/A | 0 | 0 | 82.7 | RIM | Commercial | Instantaneous Hot Water System | 0.31742 | 0.61594 | N/A | 1.4479 | 3.4923 | 15321.9729 | TRC | Residential | Water Heater Timeclock | 0.21702 | 0.22372 | 0.96742 | 0 | 0 | 82.7 | RIM | Residential | Green Roof | 0.061662 | 0.79875 | 0.069611 | 0.22553 | 0.51935 | 948.5385 | TRC
Residential | Water Heater Timeclock | 0.3496 | 0.24406 | N/A | 0 | 0 | 122.45 | RIM | Commercial | Instantaneous Hot Water System | 0.32105 | 0.52348 | N/A | 3.3667 | 3.8794 | 30390.6901 | TRC | Residential | Water Heater Timeclock | 0.30931 | 0.22372 | 1.4324 | 0 | 0 | 122.45 | RIM | Residential | Green Roof | 0.050282 | 0.72648 | 0.062357 | 0.33897 | 0.37453 | 969.6678 | TRC
Residential | Water Heater Timeclock | 0.27565 | 0.24406 | N/A | 0 | 0 | 96.55 | RIM | Commercial | Instantaneous Hot Water System | 0.31391 | 0.51185 | N/A | 0.40571 | 0.42333 | 3646.8828 | TRC | Residential | Water Heater Timeclock | 0.24998 | 0.22372 | 1.1294 | 0 | 0 | 96.55 | RIM | Residential | Green Roof | 0.042555 | 0.78412 | 0.048818 | 0.16419 | 0.32466 | 630.5517 | TRC
Residential | Water Heater Timeclock | 0.23611 | 0.24406 | N/A | 0 | 0 | 82.7 | RIM | Commercial | Instantaneous Hot Water System | 0.30098 | 0.52348 | N/A | 2.525 | 2.9096 | 22793.0176 | TRC | Residential | Water Heater Timeclock | 0.21702 | 0.22372 | 0.96742 | 0 | 0 | 82.7 | RIM | Residential | Green Roof | 0.061662 | 0.79875 | 0.069611 | 0.22553 | 0.51935 | 948.5385 | TRC
Residential | Water Heater Timeclock | 0.3496 | 0.24406 | N/A | 0 | 0 | 122.45 | RIM | Commercial | Instantaneous Hot Water System | 0.27869 | 0.52348 | N/A | 0.3507 | 0.4041 | 3165.6969 | TRC | Residential | Water Heater Timeclock | 0.30931 | 0.22372 | 1.4324 | 0 | 0 | 122.45 | RIM | Residential | Home Energy Management System | 0.78075 | 0.36991 | 2.4294 | 0.10672 | 0.057972 | 697.3117 | TRC
Residential | Smart Power Strip | 3.5194 | 0.39015 | N/A | 0.0059262 | 0.0046242 | 53.801 | RIM | Commercial | Instantaneous Hot Water System | 0.1635 | 0.51185 | N/A | 0.14087 | 0.14699 | 1266.2788 | TRC | Residential | Smart Power Strip | 2.171 | 0.36502 | 9.0206 | 0.0059262 | 0.0046242 | 53.801 | RIM | Residential | Home Energy Management System | 0.59993 | 0.36991 | 1.7504 | 0.076897 | 0.04177 | 502.428 | TRC
Residential | Smart Power Strip | 3.5194 | 0.39015 | N/A | 0.0059262 | 0.0046242 | 53.801 | RIM | Commercial | Instantaneous Hot Water System | 0.19423 | 0.51185 | N/A | 0.25103 | 0.26194 | 2256.5087 | TRC | Residential | Smart Power Strip | 2.171 | 0.36502 | 9.0206 | 0.0059262 | 0.0046242 | 53.801 | RIM | Residential | Home Energy Management System | 0.84629 | 0.36991 | 2.6983 | 0.11854 | 0.064389 | 774.5016 | TRC
Residential | Smart Power Strip | 3.5194 | 0.39015 | N/A | 0.0059262 | 0.0046242 | 53.801 | RIM | Commercial | Instantaneous Hot Water System | 0.041804 | 0.52348 | N/A | 0.017535 | 0.020206 | 158.2883 | TRC | Residential | Smart Power Strip | 2.171 | 0.36502 | 9.0206 | 0.0059262 | 0.0046242 | 53.801 | RIM | Residential | Home Energy Management System | 0.80275 | 0.38033 | 2.4294 | 0.10627 | 0.067088 | 697.3117 | TRC
Residential | Smart Power Strip | 3.5194 | 0.39015 | N/A | 0.0059262 | 0.0046242 | 53.801 | RIM | Commercial | Instantaneous Hot Water System | 0.20065 | 0.52348 | N/A | 0.084168 | 0.096985 | 759.7673 | TRC | Residential | Smart Power Strip | 2.171 | 0.36502 | 9.0206 | 0.0059262 | 0.0046242 | 53.801 | RIM | Residential | Home Energy Management System | 0.61684 | 0.38033 | 1.7504 | 0.076568 | 0.048338 | 502.428 | TRC
Residential | Smart Power Strip | 3.5194 | 0.39015 | N/A | 0.0059262 | 0.0046242 | 53.801 | RIM | Commercial | Instantaneous Hot Water System | 0.10033 | 0.52348 | N/A | 0.042084 | 0.048493 | 379.8836 | TRC | Residential | Smart Power Strip | 2.171 | 0.36502 | 9.0206 | 0.0059262 | 0.0046242 | 53.801 | RIM | Residential | Home Energy Management System | 0.87014 | 0.38033 | 2.6983 | 0.11803 | 0.074515 | 774.5016 | TRC
Residential | Smart Power Strip | 3.5194 | 0.39015 | N/A | 0.0059262 | 0.0046242 | 53.801 | RIM | Commercial | Instantaneous Hot Water System | 0.27151 | 0.61594 | N/A | 0.82565 | 1.9915 | 8737.3234 | TRC | Residential | Smart Power Strip | 2.171 | 0.36502 | 9.0206 | 0.0059262 | 0.0046242 | 53.801 | RIM | Residential | HVAC ECM Motor | 0.18102 | 0.59626 | 0.28052 | 0.0082352 | 0.016593 | 48.0178 | TRC
Residential | Air Sealing-Infiltration Control | 1.4021 | 0.81229 | N/A | 0.20819 | 0.23002 | 595.5471 | RIM | Commercial | Instantaneous Hot Water System | 0.1962 | 0.51185 | N/A | 0.084523 | 0.088194 | 759.7673 | TRC | Residential | Air Sealing-Infiltration Control | 1.1646 | 0.72648 | 1.7261 | 0.20819 | 0.23002 | 595.5471 | RIM | Residential | HVAC ECM Motor | 0.18102 | 0.59626 | 0.28052 | 0.0082352 | 0.016593 | 48.0178 | TRC
Residential | Air Sealing-Infiltration Control | 1.6587 | 0.87674 | N/A | 0.10084 | 0.1994 | 387.27 | RIM | Commercial | Instantaneous Hot Water System | 0.13377 | 0.52348 | N/A | 0.056112 | 0.064657 | 506.5115 | TRC | Residential | Air Sealing-Infiltration Control | 1.3557 | 0.78412 | 1.8919 | 0.10084 | 0.1994 | 387.27 | RIM | Residential | HVAC ECM Motor | 0.18102 | 0.59626 | 0.28052 | 0.0082352 | 0.016593 | 48.0178 | TRC
Residential | Air Sealing-Infiltration Control | 2.4093 | 0.89309 | N/A | 0.13851 | 0.31897 | 582.57 | RIM | Commercial | Instantaneous Hot Water System | 0.31742 | 0.61594 | N/A | 1.4479 | 3.4923 | 15321.9729 | TRC | Residential | Air Sealing-Infiltration Control | 1.8271 | 0.79875 | 2.6977 | 0.13851 | 0.31897 | 582.57 | RIM | Residential | HVAC ECM Motor | 0.18102 | 0.59626 | 0.28052 | 0.0082352 | 0.016593 | 48.0178 | TRC
Residential | Ceiling Insulation(R12 to R38) | 1.4848 | 0.88455 | N/A | 0.2849 | 0.39813 | 843 | RIM | Commercial | Instantaneous Hot Water System | 0.32105 | 0.52348 | N/A | 3.3667 | 3.8794 | 30390.6901 | TRC | Residential | Ceiling Insulation(R12 to R38) | 1.2392 | 0.79111 | 1.6786 | 0.2849 | 0.39813 | 843 | RIM | Residential | HVAC ECM Motor | 0.18102 | 0.59626 | 0.28052 | 0.0082352 | 0.016593 | 48.0178 | TRC
Residential | Ceiling Insulation(R12 to R38) | 1.1069 | 0.88455 | N/A | 0.17642 | 0.24653 | 522 | RIM | Commercial | Instantaneous Hot Water System | 0.31391 | 0.51185 | N/A | 0.40571 | 0.42333 | 3646.8828 | TRC | Residential | Ceiling Insulation(R12 to R38) | 0.96439 | 0.79111 | 1.2514 | 0.17642 | 0.24653 | 522 | RIM | Residential | HVAC ECM Motor | 0.18102 | 0.59626 | 0.28052 | 0.0082352 | 0.016593 | 48.0178 | TRC
Residential | Ceiling Insulation(R12 to R38) | 1.0396 | 0.88455 | N/A | 0.1748 | 0.24426 | 517.2 | RIM | Commercial | Instantaneous Hot Water System | 0.30098 | 0.52348 | N/A | 2.525 | 2.9096 | 22793.0176 | TRC | Residential | Ceiling Insulation(R12 to R38) | 0.91289 | 0.79111 | 1.1753 | 0.1748 | 0.24426 | 517.2 | RIM | Residential | Programmable Thermostat | 0.23578 | 0.21828 | 1.0905 | 0 | 0 | 113.8157 | TRC
Residential | Ceiling Insulation(R12 to R38) | 1.4848 | 0.88455 | N/A | 0.2849 | 0.39813 | 843 | RIM | Commercial | Instantaneous Hot Water System | 0.27869 | 0.52348 | N/A | 0.3507 | 0.4041 | 3165.6969 | TRC | Residential | Ceiling Insulation(R12 to R38) | 1.2392 | 0.79111 | 1.6786 | 0.2849 | 0.39813 | 843 | RIM | Residential | Programmable Thermostat | 0.1597 | 0.21828 | 0.70914 | 0 | 0 | 74.0116 | TRC
Residential | Ceiling Insulation(R12 to R38) | 1.1069 | 0.88455 | N/A | 0.17642 | 0.24653 | 522 | RIM | Commercial | Instantaneous Hot Water System | 0.1635 | 0.51185 | N/A | 0.14087 | 0.14699 | 1266.2788 | TRC | Residential | Ceiling Insulation(R12 to R38) | 0.96439 | 0.79111 | 1.2514 | 0.17642 | 0.24653 | 522 | RIM | Residential | Programmable Thermostat | 0.23122 | 0.21828 | 1.0668 | 0 | 0 | 111.3356 | TRC
Residential | Ceiling Insulation(R12 to R38) | 1.0396 | 0.88455 | N/A | 0.1748 | 0.24426 | 517.2 | RIM | Commercial | Instantaneous Hot Water System | 0.19423 | 0.51185 | N/A | 0.25103 | 0.26194 | 2256.5087 | TRC | Residential | Ceiling Insulation(R12 to R38) | 0.91289 | 0.79111 | 1.1753 | 0.1748 | 0.24426 | 517.2 | RIM | Residential | Programmable Thermostat | 0.83857 | 0.21828 | 5.7828 | 0 | 0 | 113.8157 | TRC
Residential | Ceiling Insulation(R19 to R38) | 0.89464 | 0.90378 | N/A | 0.14644 | 0.20845 | 426 | RIM | Commercial | Instantaneous Hot Water System | 0.041804 | 0.52348 | N/A | 0.017535 | 0.020206 | 158.2883 | TRC | Residential | Ceiling Insulation(R19 to R38) | 0.80099 | 0.8083 | 0.9899 | 0.14644 | 0.20845 | 426 | RIM | Residential | Programmable Thermostat | 0.6355 | 0.21828 | 3.7604 | 0 | 0 | 74.0116 | TRC
Residential | Ceiling Insulation(R19 to R38) | 0.67002 | 0.90378 | N/A | 0.091093 | 0.12967 | 265 | RIM | Commercial | Instantaneous Hot Water System | 0.20065 | 0.52348 | N/A | 0.084168 | 0.096985 | 759.7673 | TRC | Residential | Ceiling Insulation(R19 to R38) | 0.61607 | 0.8083 | 0.74135 | 0.091093 | 0.12967 | 265 | RIM | Residential | Programmable Thermostat | 0.82762 | 0.21828 | 5.6568 | 0 | 0 | 111.3356 | TRC
Residential | Ceiling Insulation(R19 to R38) | 0.60973 | 0.90378 | N/A | 0.087453 | 0.12449 | 254.41 | RIM | Commercial | Solar Water Heater | 0.46108 | 0.37801 | N/A | 0.41215 | 0.057863 | 5514.2421 | TRC | Residential | Ceiling Insulation(R19 to R38) | 0.56473 | 0.8083 | 0.67465 | 0.087453 | 0.12449 | 254.41 | RIM | Residential | Radiant Barrier | 0.64382 | 0.80164 | 0.78488 | 0.22755 | 0.31839 | 661.719 | TRC
Residential | Ceiling Insulation(R19 to R38) | 0.89464 | 0.90378 | N/A | 0.14644 | 0.20845 | 426 | RIM | Commercial | Solar Water Heater | 0.92216 | 0.37801 | N/A | 0.82429 | 0.11573 | 11028.4843 | TRC | Residential | Ceiling Insulation(R19 to R38) | 0.80099 | 0.8083 | 0.9899 | 0.14644 | 0.20845 | 426 | RIM | Residential | Radiant Barrier | 0.52142 | 0.80164 | 0.62465 | 0.14797 | 0.20704 | 430.3 | TRC
Residential | Ceiling Insulation(R19 to R38) | 0.67002 | 0.90378 | N/A | 0.091093 | 0.12967 | 265 | RIM | Commercial | Solar Water Heater | 0.61477 | 0.37801 | N/A | 0.54953 | 0.07715 | 7352.3228 | TRC | Residential | Ceiling Insulation(R19 to R38) | 0.61607 | 0.8083 | 0.74135 | 0.091093 | 0.12967 | 265 | RIM | Residential | Radiant Barrier | 0.73742 | 0.80164 | 0.91126 | 0.22259 | 0.31145 | 647.3 | TRC
Residential | Ceiling Insulation(R19 to R38) | 0.60973 | 0.90378 | N/A | 0.087453 | 0.12449 | 254.41 | RIM | Commercial | Solar Water Heater | 0.76847 | 0.37801 | N/A | 1.3738 | 0.19288 | 18380.8071 | TRC | Residential | Ceiling Insulation(R19 to R38) | 0.56473 | 0.8083 | 0.67465 | 0.087453 | 0.12449 | 254.41 | RIM | Residential | Radiant Barrier | 0.64382 | 0.80164 | 0.78488 | 0.22755 | 0.31839 | 661.719 | TRC
Residential | Ceiling Insulation(R2 to R38) | 4.3925 | 0.82098 | N/A | 0.81093 | 1.4913 | 3236 | RIM | Commercial | Solar Water Heater | 0.91294 | 0.37801 | N/A | 2.4481 | 0.3437 | 32754.5983 | TRC | Residential | Ceiling Insulation(R2 to R38) | 2.6916 | 0.73425 | 5.3503 | 0.81093 | 1.4913 | 3236 | RIM | Residential | Radiant Barrier | 0.52142 | 0.80164 | 0.62465 | 0.14797 | 0.20704 | 430.3 | TRC
Residential | Ceiling Insulation(R2 to R38) | 3.1851 | 0.82098 | N/A | 0.48841 | 0.89818 | 1949 | RIM | Commercial | Solar Water Heater | 0.19212 | 0.37801 | N/A | 0.17173 | 0.02411 | 2297.6512 | TRC | Residential | Ceiling Insulation(R2 to R38) | 2.1842 | 0.73425 | 3.8796 | 0.48841 | 0.89818 | 1949 | RIM | Residential | Radiant Barrier | 0.73742 | 0.80164 | 0.91126 | 0.22259 | 0.31145 | 647.3 | TRC
Residential | Ceiling Insulation(R2 to R38) | 3.1099 | 0.82098 | N/A | 0.5031 | 0.92519 | 2007.61 | RIM | Commercial | Solar Water Heater | 0.92216 | 0.37801 | N/A | 0.82429 | 0.11573 | 11028.4843 | TRC | Residential | Ceiling Insulation(R2 to R38) | 2.1486 | 0.73425 | 3.788 | 0.5031 | 0.92519 | 2007.61 | RIM | Residential | Sealed crawlspace | 0.043286 | 0.78819 | 0.049404 | 0.016469 | 0.10118 | 162.06 | TRC
Residential | Ceiling Insulation(R2 to R38) | 4.3925 | 0.82098 | N/A | 0.81093 | 1.4913 | 3236 | RIM | Commercial | Solar Water Heater | 0.46108 | 0.37801 | N/A | 0.41215 | 0.057863 | 5514.2421 | TRC | Residential | Ceiling Insulation(R2 to R38) | 2.6916 | 0.73425 | 5.3503 | 0.81093 | 1.4913 | 3236 | RIM | Residential | Sealed crawlspace | 0.021479 | 0.78819 | 0.024443 | 0.0067683 | 0.041583 | 66.6 | TRC
Residential | Ceiling Insulation(R2 to R38) | 3.1851 | 0.82098 | N/A | 0.48841 | 0.89818 | 1949 | RIM | Commercial | Solar Water Heater | 0.92216 | 0.37801 | N/A | 0.82429 | 0.11573 | 11028.4843 | TRC | Residential | Ceiling Insulation(R2 to R38) | 2.1842 | 0.73425 | 3.8796 | 0.48841 | 0.89818 | 1949 | RIM | Residential | Sealed crawlspace | 0.039943 | 0.78819 | 0.045567 | 0.013311 | 0.081779 | 130.98 | TRC
Residential | Ceiling Insulation(R2 to R38) | 3.1099 | 0.82098 | N/A | 0.5031 | 0.92519 | 2007.61 | RIM | Commercial | Solar Water Heater | 0.61477 | 0.37801 | N/A | 0.54953 | 0.07715 | 7352.3228 | TRC | Residential | Ceiling Insulation(R2 to R38) | 2.1486 | 0.73425 | 3.788 | 0.5031 | 0.92519 | 2007.61 | RIM | Residential | Smart Thermostat | 0.33182 | 0.21828 | 1.6197 | 0 | 0 | 264.6876 | TRC
Residential | Ceiling Insulation(R30 to R38) | 0.35394 | 0.91349 | N/A | 0.042129 | 0.061582 | 123 | RIM | Commercial | Solar Water Heater | 0.76847 | 0.37801 | N/A | 1.3738 | 0.19288 | 18380.8071 | TRC | Residential | Ceiling Insulation(R30 to R38) | 0.33845 | 0.81699 | 0.38746 | 0.042129 | 0.061582 | 123 | RIM | Residential | Smart Thermostat | 0.22861 | 0.21828 | 1.0532 | 0 | 0 | 172.12 | TRC
Residential | Ceiling Insulation(R30 to R38) | 0.25983 | 0.91349 | N/A | 0.025689 | 0.03755 | 75 | RIM | Commercial | Solar Water Heater | 0.91294 | 0.37801 | N/A | 2.4481 | 0.3437 | 32754.5983 | TRC | Residential | Ceiling Insulation(R30 to R38) | 0.25138 | 0.81699 | 0.28443 | 0.025689 | 0.03755 | 75 | RIM | Residential | Smart Thermostat | 0.32573 | 0.21828 | 1.5844 | 0 | 0 | 258.92 | TRC
Residential | Ceiling Insulation(R30 to R38) | 0.23545 | 0.91349 | N/A | 0.024558 | 0.035898 | 71.7 | RIM | Commercial | Solar Water Heater | 0.19212 | 0.37801 | N/A | 0.17173 | 0.02411 | 2297.6512 | TRC | Residential | Ceiling Insulation(R30 to R38) | 0.2285 | 0.81699 | 0.25775 | 0.024558 | 0.035898 | 71.7 | RIM | Residential | Smart Thermostat | 0.58728 | 0.21828 | 3.3618 | 0 | 0 | 264.6876 | TRC
Residential | Ceiling Insulation(R30 to R38) | 0.35394 | 0.91349 | N/A | 0.042129 | 0.061582 | 123 | RIM | Commercial | Solar Water Heater | 0.92216 | 0.37801 | N/A | 0.82429 | 0.11573 | 11028.4843 | TRC | Residential | Ceiling Insulation(R30 to R38) | 0.33845 | 0.81699 | 0.38746 | 0.042129 | 0.061582 | 123 | RIM | Residential | Smart Thermostat | 0.42405 | 0.21828 | 2.1861 | 0 | 0 | 172.12 | TRC
Residential | Ceiling Insulation(R30 to R38) | 0.25983 | 0.91349 | N/A | 0.025689 | 0.03755 | 75 | RIM | Commercial | LED Traffic and Crosswalk Lighting | 0.25318 | 0.31635 | N/A | 0 | 0 | 37.96 | TRC | Residential | Ceiling Insulation(R30 to R38) | 0.25138 | 0.81699 | 0.28443 | 0.025689 | 0.03755 | 75 | RIM | Residential | Smart Thermostat | 0.57807 | 0.21828 | 3.2886 | 0 | 0 | 258.92 | TRC
Residential | Ceiling Insulation(R30 to R38) | 0.23545 | 0.91349 | N/A | 0.024558 | 0.035898 | 71.7 | RIM | Commercial | LED Traffic and Crosswalk Lighting | 0.25318 | 0.31635 | N/A | 0 | 0 | 37.96 | TRC | Residential | Ceiling Insulation(R30 to R38) | 0.2285 | 0.81699 | 0.25775 | 0.024558 | 0.035898 | 71.7 | RIM | Residential | Spray Foam Insulation(Base R12) | 0.31559 | 0.73425 | 0.40269 | 0.31324 | 0.57605 | 1250 | TRC
Residential | Central AC Tune Up | 1.1108 | 0.6188 | N/A | 0.11566 | 0 | 187.352 | RIM | Commercial | LED Traffic and Crosswalk Lighting | 0.25318 | 0.31635 | N/A | 0 | 0 | 37.96 | TRC | Residential | Central AC Tune Up | 0.91645 | 0.55343 | 1.795 | 0.11566 | 0 | 187.352 | RIM | Residential | Spray Foam Insulation(Base R12) | 0.25579 | 0.73425 | 0.32347 | 0.209 | 0.38434 | 834 | TRC
Residential | Central AC Tune Up | 0.53803 | 0.6188 | N/A | 0.056024 | 0 | 90.75 | RIM | Commercial | LED Traffic and Crosswalk Lighting | 0.25318 | 0.31635 | N/A | 0 | 0 | 37.96 | TRC | Residential | Central AC Tune Up | 0.48792 | 0.55343 | 0.86947 | 0.056024 | 0 | 90.75 | RIM | Residential | Spray Foam Insulation(Base R12) | 0.29911 | 0.73425 | 0.38071 | 0.2595 | 0.47723 | 1035.55 | TRC
Residential | Central AC Tune Up | 0.73901 | 0.6188 | N/A | 0.076952 | 0 | 124.65 | RIM | Commercial | LED Traffic and Crosswalk Lighting | 0.25318 | 0.31635 | N/A | 0 | 0 | 37.96 | TRC | Residential | Central AC Tune Up | 0.64765 | 0.55343 | 1.1943 | 0.076952 | 0 | 124.65 | RIM | Residential | Spray Foam Insulation(Base R12) | 0.31559 | 0.73425 | 0.40269 | 0.31324 | 0.57605 | 1250 | TRC
Residential | Duct Insulation | 0.12159 | 0.81229 | N/A | 0.047311 | 0.052273 | 135.3381 | RIM | Commercial | LED Traffic and Crosswalk Lighting | 0.25318 | 0.31635 | N/A | 0 | 0 | 37.96 | TRC | Residential | Duct Insulation | 0.11948 | 0.72648 | 0.14968 | 0.047311 | 0.052273 | 135.3381 | RIM | Residential | Spray Foam Insulation(Base R12) | 0.25579 | 0.73425 | 0.32347 | 0.209 | 0.38434 | 834 | TRC
Residential | Duct Insulation | 0.10274 | 0.87674 | N/A | 0.022916 | 0.045313 | 88.0071 | RIM | Commercial | LED Traffic and Crosswalk Lighting | 0.25318 | 0.31635 | N/A | 0 | 0 | 37.96 | TRC | Residential | Duct Insulation | 0.10133 | 0.78412 | 0.11718 | 0.022916 | 0.045313 | 88.0071 | RIM | Residential | Spray Foam Insulation(Base R12) | 0.29911 | 0.73425 | 0.38071 | 0.2595 | 0.47723 | 1035.55 | TRC
Residential | Duct Insulation | 0.14923 | 0.89309 | N/A | 0.031477 | 0.072486 | 132.389 | RIM | Commercial | LED Traffic and Crosswalk Lighting | 0.25318 | 0.31635 | N/A | 0 | 0 | 37.96 | TRC | Residential | Duct Insulation | 0.14634 | 0.79875 | 0.16709 | 0.031477 | 0.072486 | 132.389 | RIM | Residential | Spray Foam Insulation(Base R19) | 0.24791 | 0.8083 | 0.28349 | 0.3025 | 0.4306 | 880 | TRC
Residential | Duct Repair | 3.9326 | 0.81229 | N/A | 0.27758 | 0.3067 | 794.0628 | RIM | Commercial | LED Traffic and Crosswalk Lighting | 0.25318 | 0.31635 | N/A | 0 | 0 | 37.96 | TRC | Residential | Duct Repair | 2.5019 | 0.72648 | 4.8414 | 0.27758 | 0.3067 | 794.0628 | RIM | Residential | Spray Foam Insulation(Base R19) | 0.20569 | 0.8083 | 0.23387 | 0.20728 | 0.29506 | 603 | TRC
Residential | Duct Repair | 2.7602 | 0.87674 | N/A | 0.13446 | 0.26586 | 516.36 | RIM | Commercial | LED Traffic and Crosswalk Lighting | 0.25318 | 0.31635 | N/A | 0 | 0 | 37.96 | TRC | Residential | Duct Repair | 2.012 | 0.78412 | 3.1482 | 0.13446 | 0.26586 | 516.36 | RIM | Residential | Spray Foam Insulation(Base R19) | 0.25577 | 0.8083 | 0.29279 | 0.27376 | 0.3897 | 796.41 | TRC
Residential | Duct Repair | 4.2296 | 0.89309 | N/A | 0.18468 | 0.4253 | 776.76 | RIM | Commercial | LED Traffic and Crosswalk Lighting | 0.25318 | 0.31635 | N/A | 0 | 0 | 37.96 | TRC | Residential | Duct Repair | 2.7124 | 0.79875 | 4.7359 | 0.18468 | 0.4253 | 776.76 | RIM | Residential | Spray Foam Insulation(Base R19) | 0.24791 | 0.8083 | 0.28349 | 0.3025 | 0.4306 | 880 | TRC
Residential | Energy Star Certified Roof Products | 99.9 | 0.81229 | N/A | 0.28915 | 0.31948 | 827.1488 | RIM | Commercial | LED Traffic and Crosswalk Lighting | 0.25318 | 0.31635 | N/A | 0 | 0 | 37.96 | TRC | Residential | Energy Star Certified Roof Products | 6.8771 | 0.72648 | 0 | 0.28915 | 0.31948 | 827.1488 | RIM | Residential | Spray Foam Insulation(Base R19) | 0.20569 | 0.8083 | 0.23387 | 0.20728 | 0.29506 | 603 | TRC
Residential | Energy Star Certified Roof Products | 99.9 | 0.87674 | N/A | 0.14006 | 0.27694 | 537.875 | RIM | Commercial | LED Traffic and Crosswalk Lighting | 0.25318 | 0.31635 | N/A | 0 | 0 | 37.96 | TRC | Residential | Energy Star Certified Roof Products | 7.4227 | 0.78412 | 0 | 0.14006 | 0.27694 | 537.875 | RIM | Residential | Spray Foam Insulation(Base R19) | 0.25577 | 0.8083 | 0.29279 | 0.27376 | 0.3897 | 796.41 | TRC
Residential | Energy Star Certified Roof Products | 99.9 | 0.89309 | N/A | 0.19238 | 0.44302 | 809.125 | RIM | Commercial | LED Traffic and Crosswalk Lighting | 0.25318 | 0.31635 | N/A | 0 | 0 | 37.96 | TRC | Residential | Energy Star Certified Roof Products | 7.5612 | 0.79875 | 0 | 0.19238 | 0.44302 | 809.125 | RIM | Residential | Spray Foam Insulation(Base R2) | 0.87682 | 0.79111 | 1.1227 | 1.1778 | 1.6459 | 3485 | TRC
Residential | Energy Star Certified Roof Products | 99.9 | 0.81229 | N/A | 0.28915 | 0.31948 | 827.1488 | RIM | Commercial | LED Traffic and Crosswalk Lighting | 0.25318 | 0.31635 | N/A | 0 | 0 | 37.96 | TRC | Residential | Energy Star Certified Roof Products | 6.8771 | 0.72648 | 0 | 0.28915 | 0.31948 | 827.1488 | RIM | Residential | Spray Foam Insulation(Base R2) | 0.67317 | 0.79111 | 0.8362 | 0.72865 | 1.0182 | 2156 | TRC
Residential | Energy Star Certified Roof Products | 99.9 | 0.87674 | N/A | 0.14006 | 0.27694 | 537.875 | RIM | Commercial | LED Traffic and Crosswalk Lighting | 0.25318 | 0.31635 | N/A | 0 | 0 | 37.96 | TRC | Residential | Energy Star Certified Roof Products | 7.4227 | 0.78412 | 0 | 0.14006 | 0.27694 | 537.875 | RIM | Residential | Spray Foam Insulation(Base R2) | 0.71856 | 0.79111 | 0.89856 | 0.82602 | 1.1543 | 2444.11 | TRC
Residential | Energy Star Certified Roof Products | 99.9 | 0.89309 | N/A | 0.19238 | 0.44302 | 809.125 | RIM | Commercial | LED Traffic and Crosswalk Lighting | 0.25318 | 0.31635 | N/A | 0 | 0 | 37.96 | TRC | Residential | Energy Star Certified Roof Products | 7.5612 | 0.79875 | 0 | 0.19238 | 0.44302 | 809.125 | RIM | Residential | Spray Foam Insulation(Base R2) | 0.87682 | 0.79111 | 1.1227 | 1.1778 | 1.6459 | 3485 | TRC
Residential | Energy Star Door | 0.56955 | 0.86674 | N/A | 0.015627 | 0.063313 | 108.9604 | RIM | Commercial | LED Traffic and Crosswalk Lighting | 0.25318 | 0.31635 | N/A | 0 | 0 | 37.96 | TRC | Residential | Energy Star Door | 0.52852 | 0.77518 | 0.65711 | 0.015627 | 0.063313 | 108.9604 | RIM | Residential | Spray Foam Insulation(Base R2) | 0.67317 | 0.79111 | 0.8362 | 0.72865 | 1.0182 | 2156 | TRC
Residential | Energy Star Door | 0.56955 | 0.86674 | N/A | 0.015627 | 0.063313 | 108.9604 | RIM | Commercial | LED Traffic and Crosswalk Lighting | 0.25318 | 0.31635 | N/A | 0 | 0 | 37.96 | TRC | Residential | Energy Star Door | 0.52852 | 0.77518 | 0.65711 | 0.015627 | 0.063313 | 108.9604 | RIM | Residential | Spray Foam Insulation(Base R2) | 0.71856 | 0.79111 | 0.89856 | 0.82602 | 1.1543 | 2444.11 | TRC
Residential | Energy Star Door | 0.56955 | 0.86674 | N/A | 0.015627 | 0.063313 | 108.9604 | RIM | Commercial | LED Traffic and Crosswalk Lighting | 0.25318 | 0.31635 | N/A | 0 | 0 | 37.96 | TRC | Residential | Energy Star Door | 0.52852 | 0.77518 | 0.65711 | 0.015627 | 0.063313 | 108.9604 | RIM | Residential | Spray Foam Insulation(Base R30) | 0.17769 | 0.81699 | 0.19909 | 0.21168 | 0.30941 | 618 | TRC
Residential | Energy Star Door | 0.40419 | 0.86674 | N/A | 0.01109 | 0.044932 | 77.3267 | RIM | Commercial | LED Traffic and Crosswalk Lighting | 0.25318 | 0.31635 | N/A | 0 | 0 | 37.96 | TRC | Residential | Energy Star Door | 0.38309 | 0.77518 | 0.46634 | 0.01109 | 0.044932 | 77.3267 | RIM | Residential | Spray Foam Insulation(Base R30) | 0.14906 | 0.81699 | 0.16639 | 0.14694 | 0.21479 | 429 | TRC
Residential | Energy Star Door | 0.40419 | 0.86674 | N/A | 0.01109 | 0.044932 | 77.3267 | RIM | Commercial | LED Traffic and Crosswalk Lighting | 0.25318 | 0.31635 | N/A | 0 | 0 | 37.96 | TRC | Residential | Energy Star Door | 0.38309 | 0.77518 | 0.46634 | 0.01109 | 0.044932 | 77.3267 | RIM | Residential | Spray Foam Insulation(Base R30) | 0.20767 | 0.81699 | 0.23361 | 0.21764 | 0.31813 | 635.42 | TRC
Residential | Energy Star Door | 0.40419 | 0.86674 | N/A | 0.01109 | 0.044932 | 77.3267 | RIM | Commercial | LED Traffic and Crosswalk Lighting | 0.25318 | 0.31635 | N/A | 0 | 0 | 37.96 | TRC | Residential | Energy Star Door | 0.38309 | 0.77518 | 0.46634 | 0.01109 | 0.044932 | 77.3267 | RIM | Residential | Spray Foam Insulation(Base R30) | 0.21434 | 0.81699 | 0.24132 | 0.21168 | 0.30941 | 618 | TRC
Residential | Energy Star Windows | 1.1403 | 0.61691 | N/A | 0.04998 | 0.12762 | 396.8827 | RIM | Commercial | LED Traffic and Crosswalk Lighting | 0.25318 | 0.31635 | N/A | 0 | 0 | 37.96 | TRC | Residential | Energy Star Windows | 0.93597 | 0.55174 | 1.8484 | 0.04998 | 0.12762 | 396.8827 | RIM | Residential | Spray Foam Insulation(Base R30) | 0.17995 | 0.81699 | 0.20168 | 0.14694 | 0.21479 | 429 | TRC
Residential | Energy Star Windows | 1.1403 | 0.61691 | N/A | 0.04998 | 0.12762 | 396.8827 | RIM | Commercial | LED Traffic and Crosswalk Lighting | 0.25318 | 0.31635 | N/A | 0 | 0 | 37.96 | TRC | Residential | Energy Star Windows | 0.93597 | 0.55174 | 1.8484 | 0.04998 | 0.12762 | 396.8827 | RIM | Residential | Spray Foam Insulation(Base R30) | 0.25029 | 0.81699 | 0.28316 | 0.21764 | 0.31813 | 635.42 | TRC
Residential | Energy Star Windows | 1.1403 | 0.61691 | N/A | 0.04998 | 0.12762 | 396.8827 | RIM | Commercial | LED Traffic and Crosswalk Lighting | 0.25318 | 0.31635 | N/A | 0 | 0 | 37.96 | TRC | Residential | Energy Star Windows | 0.93597 | 0.55174 | 1.8484 | 0.04998 | 0.12762 | 396.8827 | RIM | Residential | Storm Door | 0.39848 | 0.78828 | 0.47761 | 0.015737 | 0.054441 | 93.7294 | TRC
Residential | Energy Star Windows | 0.27236 | 0.4307 | N/A | 0 | 0.02749 | 135.7757 | RIM | Commercial | Geothermal Heat Pump | 0.089797 | 0.9498 | N/A | 1.3254 | 1.018 | 3082.1028 | TRC | Residential | Energy Star Windows | 0.25343 | 0.3852 | 0.63236 | 0 | 0.02749 | 135.7757 | RIM | Residential | Storm Door | 0.39848 | 0.78828 | 0.47761 | 0.015737 | 0.054441 | 93.7294 | TRC
Residential | Energy Star Windows | 0.27236 | 0.4307 | N/A | 0 | 0.02749 | 135.7757 | RIM | Commercial | Geothermal Heat Pump | 0.063524 | 0.60576 | N/A | 0.60103 | 0.56244 | 3418.6395 | TRC | Residential | Energy Star Windows | 0.25343 | 0.3852 | 0.63236 | 0 | 0.02749 | 135.7757 | RIM | Residential | Storm Door | 0.39848 | 0.78828 | 0.47761 | 0.015737 | 0.054441 | 93.7294 | TRC
Residential | Energy Star Windows | 0.27236 | 0.4307 | N/A | 0 | 0.02749 | 135.7757 | RIM | Commercial | Geothermal Heat Pump | 0.049816 | 0.9498 | N/A | 0.7353 | 0.56477 | 1709.8289 | TRC | Residential | Energy Star Windows | 0.25343 | 0.3852 | 0.63236 | 0 | 0.02749 | 135.7757 | RIM | Residential | Storm Door | 0.26884 | 0.78828 | 0.31642 | 0.010426 | 0.036067 | 62.0957 | TRC
Residential | Floor Insulation | 0.0451 | 0.81115 | N/A | 0 | 0.04491 | 73 | RIM | Commercial | Geothermal Heat Pump | 0.19529 | 0.9498 | N/A | 2.8825 | 2.214 | 6702.8082 | TRC | Residential | Floor Insulation | 0.044806 | 0.72546 | 0.0556 | 0 | 0.04491 | 73 | RIM | Residential | Storm Door | 0.26884 | 0.78828 | 0.31642 | 0.010426 | 0.036067 | 62.0957 | TRC
Residential | Floor Insulation | 0.022314 | 0.81115 | N/A | 0 | 0.018456 | 30 | RIM | Commercial | Geothermal Heat Pump | 0.11801 | 0.60576 | N/A | 1.1166 | 1.0449 | 6351.1378 | TRC | Residential | Floor Insulation | 0.022242 | 0.72546 | 0.027509 | 0 | 0.018456 | 30 | RIM | Residential | Storm Door | 0.26884 | 0.78828 | 0.31642 | 0.010426 | 0.036067 | 62.0957 | TRC
Residential | Floor Insulation | 0.041598 | 0.81115 | N/A | 0 | 0.036297 | 59 | RIM | Commercial | Geothermal Heat Pump | 0.048565 | 0.9498 | N/A | 0.71685 | 0.5506 | 1666.9131 | TRC | Residential | Floor Insulation | 0.041347 | 0.72546 | 0.051282 | 0 | 0.036297 | 59 | RIM | Residential | Wall Insulation | 0.85703 | 0.8653 | 0.98933 | 0.15001 | 0.77472 | 1113 | TRC
Residential | Green Roof | 0.050652 | 0.81229 | N/A | 0.33897 | 0.37453 | 969.6678 | RIM | Commercial | Geothermal Heat Pump | 0.14823 | 0.9498 | N/A | 2.1879 | 1.6805 | 5087.5501 | TRC | Residential | Green Roof | 0.050282 | 0.72648 | 0.062357 | 0.33897 | 0.37453 | 969.6678 | RIM | Residential | Wall Insulation | 0.50273 | 0.89527 | 0.53389 | 0.034571 | 0.29831 | 391 | TRC
Residential | Green Roof | 0.042801 | 0.87674 | N/A | 0.16419 | 0.32466 | 630.5517 | RIM | Commercial | Geothermal Heat Pump | 0.050153 | 0.9498 | N/A | 0.74028 | 0.5686 | 1721.4094 | TRC | Residential | Green Roof | 0.042555 | 0.78412 | 0.048818 | 0.16419 | 0.32466 | 630.5517 | RIM | Residential | Wall Insulation | 0.98636 | 0.8767 | 1.142 | 0.10063 | 0.61978 | 859 | TRC
Residential | Green Roof | 0.062169 | 0.89309 | N/A | 0.22553 | 0.51935 | 948.5385 | RIM | Commercial | Geothermal Heat Pump | 0.10097 | 0.9498 | N/A | 1.4903 | 1.1447 | 3465.48 | TRC | Residential | Green Roof | 0.061662 | 0.79875 | 0.069611 | 0.22553 | 0.51935 | 948.5385 | RIM | Residential | Window Sun Protection | 0.072001 | 0.46733 | 0.14007 | 0.13817 | -0.063238 | 91.8622 | TRC
Residential | Green Roof | 0.050652 | 0.81229 | N/A | 0.33897 | 0.37453 | 969.6678 | RIM | Commercial | Geothermal Heat Pump | 0.14589 | 0.9498 | N/A | 2.1534 | 1.654 | 5007.3906 | TRC | Residential | Green Roof | 0.050282 | 0.72648 | 0.062357 | 0.33897 | 0.37453 | 969.6678 | RIM | Residential | Window Sun Protection | 0.10047 | 0.46733 | 0.19674 | 0.11514 | -0.052699 | 76.5518 | TRC
Residential | Green Roof | 0.042801 | 0.87674 | N/A | 0.16419 | 0.32466 | 630.5517 | RIM | Commercial | Geothermal Heat Pump | 0.11424 | 0.9498 | N/A | 1.6862 | 1.2951 | 3920.9945 | TRC | Residential | Green Roof | 0.042555 | 0.78412 | 0.048818 | 0.16419 | 0.32466 | 630.5517 | RIM | Residential | Window Sun Protection | 0.076609 | 0.46733 | 0.1492 | 0.092115 | -0.042159 | 61.2414 | TRC
Residential | Green Roof | 0.062169 | 0.89309 | N/A | 0.22553 | 0.51935 | 948.5385 | RIM | Commercial | Geothermal Heat Pump | 0.099326 | 0.9498 | N/A | 1.4661 | 1.1261 | 3409.1643 | TRC | Residential | Green Roof | 0.061662 | 0.79875 | 0.069611 | 0.22553 | 0.51935 | 948.5385 | RIM | Residential | Window Sun Protection | 0.072001 | 0.46733 | 0.14007 | 0.13817 | -0.063238 | 91.8622 | TRC
Residential | Heat Pump Tune Up | 2.5749 | 0.81229 | N/A | 0.11566 | 0.12779 | 330.8595 | RIM | Commercial | Geothermal Heat Pump | 0.021835 | 0.9498 | N/A | 0.3223 | 0.24755 | 749.4538 | TRC | Residential | Heat Pump Tune Up | 1.8735 | 0.72648 | 3.17 | 0.11566 | 0.12779 | 330.8595 | RIM | Residential | Window Sun Protection | 0.10047 | 0.46733 | 0.19674 | 0.11514 | -0.052699 | 76.5518 | TRC
Residential | Heat Pump Tune Up | 1.8073 | 0.87674 | N/A | 0.056024 | 0.11078 | 215.15 | RIM | Commercial | Geothermal Heat Pump | 0.089797 | 0.9498 | N/A | 1.3254 | 1.018 | 3082.1028 | TRC | Residential | Heat Pump Tune Up | 1.4534 | 0.78412 | 2.0613 | 0.056024 | 0.11078 | 215.15 | RIM | Residential | Window Sun Protection | 0.076609 | 0.46733 | 0.1492 | 0.092115 | -0.042159 | 61.2414 | TRC
Residential | Heat Pump Tune Up | 2.7694 | 0.89309 | N/A | 0.076952 | 0.17721 | 323.65 | RIM | Commercial | Geothermal Heat Pump | 0.063524 | 0.60576 | N/A | 0.60103 | 0.56244 | 3418.6395 | TRC | Residential | Heat Pump Tune Up | 2.027 | 0.79875 | 3.1009 | 0.076952 | 0.17721 | 323.65 | RIM | Residential | Exterior Lighting Controls | 0.42166 | 0.23684 | 1.8237 | 0 | 0 | 56.94 | TRC
Residential | Home Energy Management System | 1.0048 | 0.4136 | N/A | 0.10672 | 0.057972 | 697.3117 | RIM | Commercial | Geothermal Heat Pump | 0.049816 | 0.9498 | N/A | 0.7353 | 0.56477 | 1709.8289 | TRC | Residential | Home Energy Management System | 0.78075 | 0.36991 | 2.4294 | 0.10672 | 0.057972 | 697.3117 | RIM | Residential | Exterior Lighting Controls | 0.42166 | 0.23684 | 1.8237 | 0 | 0 | 56.94 | TRC
Residential | Home Energy Management System | 0.72397 | 0.4136 | N/A | 0.076897 | 0.04177 | 502.428 | RIM | Commercial | Geothermal Heat Pump | 0.19529 | 0.9498 | N/A | 2.8825 | 2.214 | 6702.8082 | TRC | Residential | Home Energy Management System | 0.59993 | 0.36991 | 1.7504 | 0.076897 | 0.04177 | 502.428 | RIM | Residential | Exterior Lighting Controls | 0.42166 | 0.23684 | 1.8237 | 0 | 0 | 56.94 | TRC
Residential | Home Energy Management System | 1.116 | 0.4136 | N/A | 0.11854 | 0.064389 | 774.5016 | RIM | Commercial | Geothermal Heat Pump | 0.11801 | 0.60576 | N/A | 1.1166 | 1.0449 | 6351.1378 | TRC | Residential | Home Energy Management System | 0.84629 | 0.36991 | 2.6983 | 0.11854 | 0.064389 | 774.5016 | RIM | Residential | Exterior Lighting Controls | 0.42166 | 0.23684 | 1.8237 | 0 | 0 | 56.94 | TRC
Residential | Home Energy Management System | 1.0331 | 0.42525 | N/A | 0.10627 | 0.067088 | 697.3117 | RIM | Commercial | Geothermal Heat Pump | 0.048565 | 0.9498 | N/A | 0.71685 | 0.5506 | 1666.9131 | TRC | Residential | Home Energy Management System | 0.80275 | 0.38033 | 2.4294 | 0.10627 | 0.067088 | 697.3117 | RIM | Residential | Exterior Lighting Controls | 0.42166 | 0.23684 | 1.8237 | 0 | 0 | 56.94 | TRC
Residential | Home Energy Management System | 0.74437 | 0.42525 | N/A | 0.076568 | 0.048338 | 502.428 | RIM | Commercial | Geothermal Heat Pump | 0.14823 | 0.9498 | N/A | 2.1879 | 1.6805 | 5087.5501 | TRC | Residential | Home Energy Management System | 0.61684 | 0.38033 | 1.7504 | 0.076568 | 0.048338 | 502.428 | RIM | Residential | Exterior Lighting Controls | 0.42166 | 0.23684 | 1.8237 | 0 | 0 | 56.94 | TRC
Residential | Home Energy Management System | 1.1475 | 0.42525 | N/A | 0.11803 | 0.074515 | 774.5016 | RIM | Commercial | Geothermal Heat Pump | 0.050153 | 0.9498 | N/A | 0.74028 | 0.5686 | 1721.4094 | TRC | Residential | Home Energy Management System | 0.87014 | 0.38033 | 2.6983 | 0.11803 | 0.074515 | 774.5016 | RIM | Residential | Interior Lighting Controls | 0.39133 | 0.40834 | 0.95712 | 0.0049193 | 0.0037144 | 36.2714 | TRC
Residential | HVAC ECM Motor | 0.18702 | 0.66669 | N/A | 0.0082352 | 0.016593 | 48.0178 | RIM | Commercial | Geothermal Heat Pump | 0.10097 | 0.9498 | N/A | 1.4903 | 1.1447 | 3465.48 | TRC | Residential | HVAC ECM Motor | 0.18102 | 0.59626 | 0.28052 | 0.0082352 | 0.016593 | 48.0178 | RIM | Residential | Interior Lighting Controls | 0.39133 | 0.40834 | 0.95712 | 0.0049193 | 0.0037144 | 36.2714 | TRC
Residential | HVAC ECM Motor | 0.18702 | 0.66669 | N/A | 0.0082352 | 0.016593 | 48.0178 | RIM | Commercial | Geothermal Heat Pump | 0.14589 | 0.9498 | N/A | 2.1534 | 1.654 | 5007.3906 | TRC | Residential | HVAC ECM Motor | 0.18102 | 0.59626 | 0.28052 | 0.0082352 | 0.016593 | 48.0178 | RIM | Residential | Interior Lighting Controls | 0.39133 | 0.40834 | 0.95712 | 0.0049193 | 0.0037144 | 36.2714 | TRC
Residential | HVAC ECM Motor | 0.18702 | 0.66669 | N/A | 0.0082352 | 0.016593 | 48.0178 | RIM | Commercial | Geothermal Heat Pump | 0.11424 | 0.9498 | N/A | 1.6862 | 1.2951 | 3920.9945 | TRC | Residential | HVAC ECM Motor | 0.18102 | 0.59626 | 0.28052 | 0.0082352 | 0.016593 | 48.0178 | RIM | Residential | Interior Lighting Controls | 0.39133 | 0.40834 | 0.95712 | 0.0049193 | 0.0037144 | 36.2714 | TRC
Residential | HVAC ECM Motor | 0.18702 | 0.66669 | N/A | 0.0082352 | 0.016593 | 48.0178 | RIM | Commercial | Geothermal Heat Pump | 0.099326 | 0.9498 | N/A | 1.4661 | 1.1261 | 3409.1643 | TRC | Residential | HVAC ECM Motor | 0.18102 | 0.59626 | 0.28052 | 0.0082352 | 0.016593 | 48.0178 | RIM | Residential | Interior Lighting Controls | 0.39133 | 0.40834 | 0.95712 | 0.0049193 | 0.0037144 | 36.2714 | TRC
Residential | HVAC ECM Motor | 0.18702 | 0.66669 | N/A | 0.0082352 | 0.016593 | 48.0178 | RIM | Commercial | Geothermal Heat Pump | 0.021835 | 0.9498 | N/A | 0.3223 | 0.24755 | 749.4538 | TRC | Residential | HVAC ECM Motor | 0.18102 | 0.59626 | 0.28052 | 0.0082352 | 0.016593 | 48.0178 | RIM | Residential | Interior Lighting Controls | 0.39133 | 0.40834 | 0.95712 | 0.0049193 | 0.0037144 | 36.2714 | TRC
Residential | HVAC ECM Motor | 0.18702 | 0.66669 | N/A | 0.0082352 | 0.016593 | 48.0178 | RIM | Commercial | High Efficiency Chiller (Air Cooled, 50 tons) | 0.58844 | 0.8081 | N/A | 0.94149 | 0.95545 | 3307.9394 | TRC | Residential | HVAC ECM Motor | 0.18102 | 0.59626 | 0.28052 | 0.0082352 | 0.016593 | 48.0178 | RIM | Residential | Solar Attic Fan | 0.27551 | 0.40497 | 0.65557 | 0.077312 | 0 | 224.8224 | TRC
Residential | Programmable Thermostat | 0.26615 | 0.24406 | N/A | 0 | 0 | 113.8157 | RIM | Commercial | High Efficiency Chiller (Air Cooled, 50 tons) | 0.58844 | 0.8081 | N/A | 0.94149 | 0.95545 | 3307.9394 | TRC | Residential | Programmable Thermostat | 0.23578 | 0.21828 | 1.0905 | 0 | 0 | 113.8157 | RIM | Residential | Solar Attic Fan | 0.13859 | 0.40497 | 0.31755 | 0.037449 | 0 | 108.9 | TRC
Residential | Programmable Thermostat | 0.17307 | 0.24406 | N/A | 0 | 0 | 74.0116 | RIM | Commercial | High Efficiency Chiller (Water cooled-centrifugal, 200 tons) | 0.88029 | 0.60166 | N/A | 3.6687 | 0.15891 | 9318.3048 | TRC | Residential | Programmable Thermostat | 0.1597 | 0.21828 | 0.70914 | 0 | 0 | 74.0116 | RIM | Residential | Solar Attic Fan | 0.18782 | 0.40497 | 0.43617 | 0.051438 | 0 | 149.58 | TRC
Residential | Programmable Thermostat | 0.26035 | 0.24406 | N/A | 0 | 0 | 111.3356 | RIM | Commercial | High Efficiency Chiller (Water cooled-centrifugal, 200 tons) | 0.86078 | 0.60166 | N/A | 3.5874 | 0.15539 | 9111.8049 | TRC | Residential | Programmable Thermostat | 0.23122 | 0.21828 | 1.0668 | 0 | 0 | 111.3356 | RIM | Residential | Solar Attic Fan | 0.27551 | 0.40497 | 0.65557 | 0.077312 | 0 | 224.8224 | TRC
Residential | Programmable Thermostat | 1.4113 | 0.24406 | N/A | 0 | 0 | 113.8157 | RIM | Commercial | High Efficiency Chiller (Water cooled-centrifugal, 200 tons) | 0.89005 | 0.60166 | N/A | 3.7093 | 0.16067 | 9421.5547 | TRC | Residential | Programmable Thermostat | 0.83857 | 0.21828 | 5.7828 | 0 | 0 | 113.8157 | RIM | Residential | Solar Attic Fan | 0.13859 | 0.40497 | 0.31755 | 0.037449 | 0 | 108.9 | TRC
Residential | Programmable Thermostat | 0.91776 | 0.24406 | N/A | 0 | 0 | 74.0116 | RIM | Commercial | High Efficiency Chiller (Water cooled-centrifugal, 200 tons) | 0.3865 | 0.60166 | N/A | 1.6108 | 0.069769 | 4091.2778 | TRC | Residential | Programmable Thermostat | 0.6355 | 0.21828 | 3.7604 | 0 | 0 | 74.0116 | RIM | Residential | Solar Attic Fan | 0.18782 | 0.40497 | 0.43617 | 0.051438 | 0 | 149.58 | TRC
Residential | Programmable Thermostat | 1.3806 | 0.24406 | N/A | 0 | 0 | 111.3356 | RIM | Commercial | High Efficiency Chiller (Water cooled-centrifugal, 200 tons) | 0.88029 | 0.60166 | N/A | 3.6687 | 0.15891 | 9318.3048 | TRC | Residential | Programmable Thermostat | 0.82762 | 0.21828 | 5.6568 | 0 | 0 | 111.3356 | RIM | Residential | ENERGY STAR Certified Home | 0.6845 | 0.53372 | 1.308 | 2.2884 | 0.69402 | 6215.787 | TRC
Residential | Radiant Barrier | 0.70351 | 0.89633 | N/A | 0.22755 | 0.31839 | 661.719 | RIM | Commercial | High Efficiency Chiller (Water cooled-centrifugal, 200 tons) | 0.86078 | 0.60166 | N/A | 3.5874 | 0.15539 | 9111.8049 | TRC | Residential | Radiant Barrier | 0.64382 | 0.80164 | 0.78488 | 0.22755 | 0.31839 | 661.719 | RIM | Residential | ENERGY STAR Certified Home | 0.67367 | 0.53372 | 1.2854 | 1.3343 | 0.40467 | 3624.3 | TRC
Residential | Radiant Barrier | 0.55989 | 0.89633 | N/A | 0.14797 | 0.20704 | 430.3 | RIM | Commercial | High Efficiency Chiller (Water cooled-centrifugal, 200 tons) | 0.89005 | 0.60166 | N/A | 3.7093 | 0.16067 | 9421.5547 | TRC | Residential | Radiant Barrier | 0.52142 | 0.80164 | 0.62465 | 0.14797 | 0.20704 | 430.3 | RIM | Residential | ENERGY STAR Certified Home | 0.91728 | 0.53372 | 1.8081 | 1.9801 | 0.60051 | 5378.2595 | TRC
Residential | Radiant Barrier | 0.81679 | 0.89633 | N/A | 0.22259 | 0.31145 | 647.3 | RIM | Commercial | High Efficiency Chiller (Water cooled-centrifugal, 200 tons) | 0.3865 | 0.60166 | N/A | 1.6108 | 0.069769 | 4091.2778 | TRC | Residential | Radiant Barrier | 0.73742 | 0.80164 | 0.91126 | 0.22259 | 0.31145 | 647.3 | RIM | Residential | ENERGY STAR Certified Home | 0.6845 | 0.53372 | 1.308 | 2.2884 | 0.69402 | 6215.787 | TRC
Residential | Radiant Barrier | 0.70351 | 0.89633 | N/A | 0.22755 | 0.31839 | 661.719 | RIM | Commercial | High Efficiency Chiller (Water cooled-positive displacement, 100 tons) | 0.92702 | 0.60166 | N/A | 2.1073 | 0.091277 | 5352.4904 | TRC | Residential | Radiant Barrier | 0.64382 | 0.80164 | 0.78488 | 0.22755 | 0.31839 | 661.719 | RIM | Residential | ENERGY STAR Certified Home | 0.67367 | 0.53372 | 1.2854 | 1.3343 | 0.40467 | 3624.3 | TRC
Residential | Radiant Barrier | 0.55989 | 0.89633 | N/A | 0.14797 | 0.20704 | 430.3 | RIM | Commercial | High Efficiency Chiller (Water cooled-positive displacement, 100 tons) | 0.51209 | 0.60166 | N/A | 1.1641 | 0.050422 | 2956.7698 | TRC | Residential | Radiant Barrier | 0.52142 | 0.80164 | 0.62465 | 0.14797 | 0.20704 | 430.3 | RIM | Residential | ENERGY STAR Certified Home | 0.91728 | 0.53372 | 1.8081 | 1.9801 | 0.60051 | 5378.2595 | TRC
Residential | Radiant Barrier | 0.81679 | 0.89633 | N/A | 0.22259 | 0.31145 | 647.3 | RIM | Commercial | High Efficiency Chiller (Water cooled-positive displacement, 100 tons) | 0.50074 | 0.60166 | N/A | 1.1383 | 0.049305 | 2891.2458 | TRC | Residential | Radiant Barrier | 0.73742 | 0.80164 | 0.91126 | 0.22259 | 0.31145 | 647.3 | RIM | Residential | Solar Voltaic (17.1w/sf2) | 0.31703 | 0.35917 | 0.88196 | 0.00296 | 0.0012655 | 25.1859 | TRC
Residential | Sealed crawlspace | 0.043539 | 0.88128 | N/A | 0.016469 | 0.10118 | 162.06 | RIM | Commercial | High Efficiency Chiller (Water cooled-positive displacement, 100 tons) | 0.51777 | 0.60166 | N/A | 1.177 | 0.050981 | 2989.5318 | TRC | Residential | Sealed crawlspace | 0.043286 | 0.78819 | 0.049404 | 0.016469 | 0.10118 | 162.06 | RIM | Residential | Solar Voltaic (17.1w/sf2) | 0.31703 | 0.35917 | 0.88196 | 0.00296 | 0.0012655 | 25.1859 | TRC
Residential | Sealed crawlspace | 0.021541 | 0.88128 | N/A | 0.0067683 | 0.041583 | 66.6 | RIM | Commercial | High Efficiency Chiller (Water cooled-positive displacement, 100 tons) | 0.22484 | 0.60166 | N/A | 0.51111 | 0.022138 | 1298.1939 | TRC | Residential | Sealed crawlspace | 0.021479 | 0.78819 | 0.024443 | 0.0067683 | 0.041583 | 66.6 | RIM | Residential | Solar Plus Storage | 0.0020638 | 0.024966 | 0 | 0 | 0.037119 | 0 | TRC
Residential | Sealed crawlspace | 0.040158 | 0.88128 | N/A | 0.013311 | 0.081779 | 130.98 | RIM | Commercial | High Efficiency Chiller (Water cooled-positive displacement, 100 tons) | 0.92702 | 0.60166 | N/A | 2.1073 | 0.091277 | 5352.4904 | TRC | Residential | Sealed crawlspace | 0.039943 | 0.78819 | 0.045567 | 0.013311 | 0.081779 | 130.98 | RIM | Residential | Solar Plus Storage | 0.018424 | 0.22288 | 0 | 0 | 0.33137 | 0 | TRC
Residential | Smart Thermostat | 0.3953 | 0.24406 | N/A | 0 | 0 | 264.6876 | RIM | Commercial | High Efficiency Chiller (Water cooled-positive displacement, 100 tons) | 0.51209 | 0.60166 | N/A | 1.1641 | 0.050422 | 2956.7698 | TRC | Residential | Smart Thermostat | 0.33182 | 0.21828 | 1.6197 | 0 | 0 | 264.6876 | RIM | Residential | Solar Plus Storage with other DSM (EE and DR) | 0.032852 | 0.39742 | 0 | 0.073505 | 0.54247 | 0 | TRC
Residential | Smart Thermostat | 0.25705 | 0.24406 | N/A | 0 | 0 | 172.12 | RIM | Commercial | High Efficiency Chiller (Water cooled-positive displacement, 100 tons) | 0.50074 | 0.60166 | N/A | 1.1383 | 0.049305 | 2891.2458 | TRC | Residential | Smart Thermostat | 0.22861 | 0.21828 | 1.0532 | 0 | 0 | 172.12 | RIM | Residential | Solar Plus Storage with other DSM (EE and DR) | 0.05732 | 0.69341 | 0 | 0.39363 | 0.77173 | 0 | TRC
Residential | Smart Thermostat | 0.38669 | 0.24406 | N/A | 0 | 0 | 258.92 | RIM | Commercial | High Efficiency Chiller (Water cooled-positive displacement, 100 tons) | 0.51777 | 0.60166 | N/A | 1.177 | 0.050981 | 2989.5318 | TRC | Residential | Smart Thermostat | 0.32573 | 0.21828 | 1.5844 | 0 | 0 | 258.92 | RIM | Commercial | Energy Star Commercial Oven | 3.6801 | 0.50697 | 8.0035 | 1.0341 | 0.54113 | 6368 | 2 year Payback
Residential | Smart Thermostat | 0.82049 | 0.24406 | N/A | 0 | 0 | 264.6876 | RIM | Commercial | High Efficiency Chiller (Water cooled-positive displacement, 100 tons) | 0.22484 | 0.60166 | N/A | 0.51111 | 0.022138 | 1298.1939 | TRC | Residential | Smart Thermostat | 0.58728 | 0.21828 | 3.3618 | 0 | 0 | 264.6876 | RIM | Commercial | Energy Star Commercial Oven | 3.6801 | 0.50697 | 8.0035 | 1.0341 | 0.54113 | 6368 | 2 year Payback
Residential | Smart Thermostat | 0.53354 | 0.24406 | N/A | 0 | 0 | 172.12 | RIM | Commercial | High Efficiency Data Center Cooling | 0.55546 | 0.60895 | N/A | 29.7567 | 17.1868 | 129796.7956 | TRC | Residential | Smart Thermostat | 0.42405 | 0.21828 | 2.1861 | 0 | 0 | 172.12 | RIM | Commercial | Energy Star Commercial Oven | 3.6801 | 0.50697 | 8.0035 | 1.0341 | 0.54113 | 6368 | 2 year Payback
Residential | Smart Thermostat | 0.80261 | 0.24406 | N/A | 0 | 0 | 258.92 | RIM | Commercial | High Efficiency Data Center Cooling | 0.55546 | 0.60895 | N/A | 29.7567 | 17.1868 | 129796.7956 | TRC | Residential | Smart Thermostat | 0.57807 | 0.21828 | 3.2886 | 0 | 0 | 258.92 | RIM | Commercial | Energy Star Commercial Oven | 3.6801 | 0.50697 | 8.0035 | 1.0341 | 0.54113 | 6368 | 2 year Payback
Residential | Spray Foam Insulation(Base R12) | 0.3306 | 0.82098 | N/A | 0.31324 | 0.57605 | 1250 | RIM | Commercial | High Efficiency Data Center Cooling | 0.55546 | 0.60895 | N/A | 29.7567 | 17.1868 | 129796.7956 | TRC | Residential | Spray Foam Insulation(Base R12) | 0.31559 | 0.73425 | 0.40269 | 0.31324 | 0.57605 | 1250 | RIM | Commercial | Energy Star Commercial Oven | 3.6801 | 0.50697 | 8.0035 | 1.0341 | 0.54113 | 6368 | 2 year Payback
Residential | Spray Foam Insulation(Base R12) | 0.26556 | 0.82098 | N/A | 0.209 | 0.38434 | 834 | RIM | Commercial | High Efficiency Data Center Cooling | 0.55546 | 0.60895 | N/A | 29.7567 | 17.1868 | 129796.7956 | TRC | Residential | Spray Foam Insulation(Base R12) | 0.25579 | 0.73425 | 0.32347 | 0.209 | 0.38434 | 834 | RIM | Commercial | Energy Star Commercial Oven | 3.6801 | 0.50697 | 8.0035 | 1.0341 | 0.54113 | 6368 | 2 year Payback
Residential | Spray Foam Insulation(Base R12) | 0.31256 | 0.82098 | N/A | 0.2595 | 0.47723 | 1035.55 | RIM | Commercial | High Efficiency Data Center Cooling | 0.55546 | 0.60895 | N/A | 29.7567 | 17.1868 | 129796.7956 | TRC | Residential | Spray Foam Insulation(Base R12) | 0.29911 | 0.73425 | 0.38071 | 0.2595 | 0.47723 | 1035.55 | RIM | Commercial | Energy Star Commercial Oven | 3.6801 | 0.50697 | 8.0035 | 1.0341 | 0.54113 | 6368 | 2 year Payback
Residential | Spray Foam Insulation(Base R12) | 0.3306 | 0.82098 | N/A | 0.31324 | 0.57605 | 1250 | RIM | Commercial | High Efficiency Data Center Cooling | 0.55546 | 0.60895 | N/A | 29.7567 | 17.1868 | 129796.7956 | TRC | Residential | Spray Foam Insulation(Base R12) | 0.31559 | 0.73425 | 0.40269 | 0.31324 | 0.57605 | 1250 | RIM | Commercial | Energy Star Commercial Oven | 3.6801 | 0.50697 | 8.0035 | 1.0341 | 0.54113 | 6368 | 2 year Payback
Residential | Spray Foam Insulation(Base R12) | 0.26556 | 0.82098 | N/A | 0.209 | 0.38434 | 834 | RIM | Commercial | High Efficiency Data Center Cooling | 0.55546 | 0.60895 | N/A | 29.7567 | 17.1868 | 129796.7956 | TRC | Residential | Spray Foam Insulation(Base R12) | 0.25579 | 0.73425 | 0.32347 | 0.209 | 0.38434 | 834 | RIM | Commercial | Energy Star Commercial Oven | 3.6801 | 0.50697 | 8.0035 | 1.0341 | 0.54113 | 6368 | 2 year Payback
Residential | Spray Foam Insulation(Base R12) | 0.31256 | 0.82098 | N/A | 0.2595 | 0.47723 | 1035.55 | RIM | Commercial | High Efficiency Data Center Cooling | 0.55546 | 0.60895 | N/A | 29.7567 | 17.1868 | 129796.7956 | TRC | Residential | Spray Foam Insulation(Base R12) | 0.29911 | 0.73425 | 0.38071 | 0.2595 | 0.47723 | 1035.55 | RIM | Commercial | Energy Star Commercial Oven | 3.6801 | 0.50697 | 8.0035 | 1.0341 | 0.54113 | 6368 | 2 year Payback
Residential | Spray Foam Insulation(Base R19) | 0.25622 | 0.90378 | N/A | 0.3025 | 0.4306 | 880 | RIM | Commercial | High Efficiency Data Center Cooling | 0.55546 | 0.60895 | N/A | 29.7567 | 17.1868 | 129796.7956 | TRC | Residential | Spray Foam Insulation(Base R19) | 0.24791 | 0.8083 | 0.28349 | 0.3025 | 0.4306 | 880 | RIM | Commercial | Energy Star Commercial Oven | 3.6801 | 0.50697 | 8.0035 | 1.0341 | 0.54113 | 6368 | 2 year Payback
Residential | Spray Foam Insulation(Base R19) | 0.21137 | 0.90378 | N/A | 0.20728 | 0.29506 | 603 | RIM | Commercial | High Efficiency Data Center Cooling | 0.55546 | 0.60895 | N/A | 29.7567 | 17.1868 | 129796.7956 | TRC | Residential | Spray Foam Insulation(Base R19) | 0.20569 | 0.8083 | 0.23387 | 0.20728 | 0.29506 | 603 | RIM | Commercial | Energy Star Commercial Oven | 3.6801 | 0.50697 | 8.0035 | 1.0341 | 0.54113 | 6368 | 2 year Payback
Residential | Spray Foam Insulation(Base R19) | 0.26462 | 0.90378 | N/A | 0.27376 | 0.3897 | 796.41 | RIM | Commercial | High Efficiency Data Center Cooling | 0.55546 | 0.60895 | N/A | 29.7567 | 17.1868 | 129796.7956 | TRC | Residential | Spray Foam Insulation(Base R19) | 0.25577 | 0.8083 | 0.29279 | 0.27376 | 0.3897 | 796.41 | RIM | Commercial | Energy Star Commercial Oven | 3.6801 | 0.50697 | 8.0035 | 1.0341 | 0.54113 | 6368 | 2 year Payback
Residential | Spray Foam Insulation(Base R19) | 0.25622 | 0.90378 | N/A | 0.3025 | 0.4306 | 880 | RIM | Commercial | High Efficiency Data Center Cooling | 0.55546 | 0.60895 | N/A | 29.7567 | 17.1868 | 129796.7956 | TRC | Residential | Spray Foam Insulation(Base R19) | 0.24791 | 0.8083 | 0.28349 | 0.3025 | 0.4306 | 880 | RIM | Commercial | Energy Star Commercial Oven | 3.6801 | 0.50697 | 8.0035 | 1.0341 | 0.54113 | 6368 | 2 year Payback
Residential | Spray Foam Insulation(Base R19) | 0.21137 | 0.90378 | N/A | 0.20728 | 0.29506 | 603 | RIM | Commercial | High Efficiency Data Center Cooling | 0.55546 | 0.60895 | N/A | 29.7567 | 17.1868 | 129796.7956 | TRC | Residential | Spray Foam Insulation(Base R19) | 0.20569 | 0.8083 | 0.23387 | 0.20728 | 0.29506 | 603 | RIM | Commercial | Energy Star Commercial Oven | 3.6801 | 0.50697 | 8.0035 | 1.0341 | 0.54113 | 6368 | 2 year Payback
Residential | Spray Foam Insulation(Base R19) | 0.26462 | 0.90378 | N/A | 0.27376 | 0.3897 | 796.41 | RIM | Commercial | High Efficiency Data Center Cooling | 0.55546 | 0.60895 | N/A | 29.7567 | 17.1868 | 129796.7956 | TRC | Residential | Spray Foam Insulation(Base R19) | 0.25577 | 0.8083 | 0.29279 | 0.27376 | 0.3897 | 796.41 | RIM | Commercial | Energy Star Commercial Oven | 3.6801 | 0.50697 | 8.0035 | 1.0341 | 0.54113 | 6368 | 2 year Payback
Residential | Spray Foam Insulation(Base R2) | 0.99309 | 0.88455 | N/A | 1.1778 | 1.6459 | 3485 | RIM | Commercial | High Efficiency Data Center Cooling | 0.55546 | 0.60895 | N/A | 29.7567 | 17.1868 | 129796.7956 | TRC | Residential | Spray Foam Insulation(Base R2) | 0.87682 | 0.79111 | 1.1227 | 1.1778 | 1.6459 | 3485 | RIM | Commercial | Energy Star Commercial Oven | 3.6801 | 0.50697 | 8.0035 | 1.0341 | 0.54113 | 6368 | 2 year Payback
Residential | Spray Foam Insulation(Base R2) | 0.73966 | 0.88455 | N/A | 0.72865 | 1.0182 | 2156 | RIM | Commercial | High Efficiency Data Center Cooling | 0.55546 | 0.60895 | N/A | 29.7567 | 17.1868 | 129796.7956 | TRC | Residential | Spray Foam Insulation(Base R2) | 0.67317 | 0.79111 | 0.8362 | 0.72865 | 1.0182 | 2156 | RIM | Commercial | Energy Star Commercial Oven | 3.6801 | 0.50697 | 8.0035 | 1.0341 | 0.54113 | 6368 | 2 year Payback
Residential | Spray Foam Insulation(Base R2) | 0.79482 | 0.88455 | N/A | 0.82602 | 1.1543 | 2444.11 | RIM | Commercial | High Efficiency Data Center Cooling | 0.55546 | 0.60895 | N/A | 29.7567 | 17.1868 | 129796.7956 | TRC | Residential | Spray Foam Insulation(Base R2) | 0.71856 | 0.79111 | 0.89856 | 0.82602 | 1.1543 | 2444.11 | RIM | Commercial | Energy Star Commercial Oven | 3.6801 | 0.50697 | 8.0035 | 1.0341 | 0.54113 | 6368 | 2 year Payback
Residential | Spray Foam Insulation(Base R2) | 0.99309 | 0.88455 | N/A | 1.1778 | 1.6459 | 3485 | RIM | Commercial | High Efficiency Data Center Cooling | 0.55546 | 0.60895 | N/A | 29.7567 | 17.1868 | 129796.7956 | TRC | Residential | Spray Foam Insulation(Base R2) | 0.87682 | 0.79111 | 1.1227 | 1.1778 | 1.6459 | 3485 | RIM | Commercial | Energy Star Commercial Oven | 3.6801 | 0.50697 | 8.0035 | 1.0341 | 0.54113 | 6368 | 2 year Payback
Residential | Spray Foam Insulation(Base R2) | 0.73966 | 0.88455 | N/A | 0.72865 | 1.0182 | 2156 | RIM | Commercial | High Efficiency Data Center Cooling | 0.55546 | 0.60895 | N/A | 29.7567 | 17.1868 | 129796.7956 | TRC | Residential | Spray Foam Insulation(Base R2) | 0.67317 | 0.79111 | 0.8362 | 0.72865 | 1.0182 | 2156 | RIM | Commercial | Energy Star Commercial Oven | 3.6801 | 0.50697 | 8.0035 | 1.0341 | 0.54113 | 6368 | 2 year Payback
Residential | Spray Foam Insulation(Base R2) | 0.79482 | 0.88455 | N/A | 0.82602 | 1.1543 | 2444.11 | RIM | Commercial | High Efficiency Data Center Cooling | 0.55546 | 0.60895 | N/A | 29.7567 | 17.1868 | 129796.7956 | TRC | Residential | Spray Foam Insulation(Base R2) | 0.71856 | 0.79111 | 0.89856 | 0.82602 | 1.1543 | 2444.11 | RIM | Commercial | Energy Star Commercial Oven | 3.6801 | 0.50697 | 8.0035 | 1.0341 | 0.54113 | 6368 | 2 year Payback
Residential | Spray Foam Insulation(Base R30) | 0.18187 | 0.91349 | N/A | 0.21168 | 0.30941 | 618 | RIM | Commercial | High Efficiency Data Center Cooling | 0.55546 | 0.60895 | N/A | 29.7567 | 17.1868 | 129796.7956 | TRC | Residential | Spray Foam Insulation(Base R30) | 0.17769 | 0.81699 | 0.19909 | 0.21168 | 0.30941 | 618 | RIM | Commercial | Energy Star Commercial Oven | 3.6801 | 0.50697 | 8.0035 | 1.0341 | 0.54113 | 6368 | 2 year Payback
Residential | Spray Foam Insulation(Base R30) | 0.15199 | 0.91349 | N/A | 0.14694 | 0.21479 | 429 | RIM | Commercial | High Efficiency Data Center Cooling | 0.55546 | 0.60895 | N/A | 29.7567 | 17.1868 | 129796.7956 | TRC | Residential | Spray Foam Insulation(Base R30) | 0.14906 | 0.81699 | 0.16639 | 0.14694 | 0.21479 | 429 | RIM | Commercial | Energy Star Commercial Oven | 3.6801 | 0.50697 | 8.0035 | 1.0341 | 0.54113 | 6368 | 2 year Payback
Residential | Spray Foam Insulation(Base R30) | 0.2134 | 0.91349 | N/A | 0.21764 | 0.31813 | 635.42 | RIM | Commercial | High Efficiency Data Center Cooling | 0.55546 | 0.60895 | N/A | 29.7567 | 17.1868 | 129796.7956 | TRC | Residential | Spray Foam Insulation(Base R30) | 0.20767 | 0.81699 | 0.23361 | 0.21764 | 0.31813 | 635.42 | RIM | Commercial | Energy Star Commercial Oven | 3.6801 | 0.50697 | 8.0035 | 1.0341 | 0.54113 | 6368 | 2 year Payback
Residential | Spray Foam Insulation(Base R30) | 0.22045 | 0.91349 | N/A | 0.21168 | 0.30941 | 618 | RIM | Commercial | High Efficiency Data Center Cooling | 0.55546 | 0.60895 | N/A | 29.7567 | 17.1868 | 129796.7956 | TRC | Residential | Spray Foam Insulation(Base R30) | 0.21434 | 0.81699 | 0.24132 | 0.21168 | 0.30941 | 618 | RIM | Commercial | Energy Star Commercial Oven | 3.6801 | 0.50697 | 8.0035 | 1.0341 | 0.54113 | 6368 | 2 year Payback
Residential | Spray Foam Insulation(Base R30) | 0.18423 | 0.91349 | N/A | 0.14694 | 0.21479 | 429 | RIM | Commercial | High Efficiency Data Center Cooling | 0.55546 | 0.60895 | N/A | 29.7567 | 17.1868 | 129796.7956 | TRC | Residential | Spray Foam Insulation(Base R30) | 0.17995 | 0.81699 | 0.20168 | 0.14694 | 0.21479 | 429 | RIM | Commercial | Energy Star Fryer | 0.29481 | 0.47132 | 0.62203 | 0.14651 | 0.045305 | 903.8223 | TRC
Residential | Spray Foam Insulation(Base R30) | 0.25867 | 0.91349 | N/A | 0.21764 | 0.31813 | 635.42 | RIM | Commercial | High Efficiency Data Center Cooling | 0.55546 | 0.60895 | N/A | 29.7567 | 17.1868 | 129796.7956 | TRC | Residential | Spray Foam Insulation(Base R30) | 0.25029 | 0.81699 | 0.28316 | 0.21764 | 0.31813 | 635.42 | RIM | Commercial | Energy Star Fryer | 0.29481 | 0.47132 | 0.62203 | 0.14651 | 0.045305 | 903.8223 | TRC
Residential | Storm Door | 0.42096 | 0.88138 | N/A | 0.015737 | 0.054441 | 93.7294 | RIM | Commercial | High Efficiency DX 135k- less than 240k BTU | 0.52764 | 0.59751 | N/A | 0.81225 | 0 | 1964.2604 | TRC | Residential | Storm Door | 0.39848 | 0.78828 | 0.47761 | 0.015737 | 0.054441 | 93.7294 | RIM | Commercial | Energy Star Fryer | 0.29481 | 0.47132 | 0.62203 | 0.14651 | 0.045305 | 903.8223 | TRC
Residential | Storm Door | 0.42096 | 0.88138 | N/A | 0.015737 | 0.054441 | 93.7294 | RIM | Commercial | High Efficiency DX 135k- less than 240k BTU | 0.58537 | 0.59751 | N/A | 0.90112 | 0 | 2179.1719 | TRC | Residential | Storm Door | 0.39848 | 0.78828 | 0.47761 | 0.015737 | 0.054441 | 93.7294 | RIM | Commercial | Energy Star Fryer | 0.29481 | 0.47132 | 0.62203 | 0.14651 | 0.045305 | 903.8223 | TRC
Residential | Storm Door | 0.42096 | 0.88138 | N/A | 0.015737 | 0.054441 | 93.7294 | RIM | Commercial | High Efficiency DX 135k- less than 240k BTU | 0.29148 | 0.59751 | N/A | 0.44869 | 0 | 1085.0773 | TRC | Residential | Storm Door | 0.39848 | 0.78828 | 0.47761 | 0.015737 | 0.054441 | 93.7294 | RIM | Commercial | Energy Star Fryer | 0.29481 | 0.47132 | 0.62203 | 0.14651 | 0.045305 | 903.8223 | TRC
Residential | Storm Door | 0.27888 | 0.88138 | N/A | 0.010426 | 0.036067 | 62.0957 | RIM | Commercial | High Efficiency DX 135k- less than 240k BTU | 0.28502 | 0.59751 | N/A | 0.43875 | 0 | 1061.0313 | TRC | Residential | Storm Door | 0.26884 | 0.78828 | 0.31642 | 0.010426 | 0.036067 | 62.0957 | RIM | Commercial | Energy Star Fryer | 0.29481 | 0.47132 | 0.62203 | 0.14651 | 0.045305 | 903.8223 | TRC
Residential | Storm Door | 0.27888 | 0.88138 | N/A | 0.010426 | 0.036067 | 62.0957 | RIM | Commercial | High Efficiency DX 135k- less than 240k BTU | 0.8716 | 0.59751 | N/A | 1.3417 | 0 | 3244.7118 | TRC | Residential | Storm Door | 0.26884 | 0.78828 | 0.31642 | 0.010426 | 0.036067 | 62.0957 | RIM | Commercial | Energy Star Fryer | 0.29481 | 0.47132 | 0.62203 | 0.14651 | 0.045305 | 903.8223 | TRC
Residential | Storm Door | 0.27888 | 0.88138 | N/A | 0.010426 | 0.036067 | 62.0957 | RIM | Commercial | High Efficiency DX 135k- less than 240k BTU | 0.29471 | 0.59751 | N/A | 0.45367 | 0 | 1097.1003 | TRC | Residential | Storm Door | 0.26884 | 0.78828 | 0.31642 | 0.010426 | 0.036067 | 62.0957 | RIM | Commercial | Energy Star Fryer | 0.29481 | 0.47132 | 0.62203 | 0.14651 | 0.045305 | 903.8223 | TRC
Residential | Wall Insulation | 0.95718 | 0.96751 | N/A | 0.15001 | 0.77472 | 1113 | RIM | Commercial | High Efficiency DX 135k- less than 240k BTU | 0.59385 | 0.59751 | N/A | 0.91417 | 0 | 2210.7323 | TRC | Residential | Wall Insulation | 0.85703 | 0.8653 | 0.98933 | 0.15001 | 0.77472 | 1113 | RIM | Commercial | Energy Star Fryer | 0.29481 | 0.47132 | 0.62203 | 0.14651 | 0.045305 | 903.8223 | TRC
Residential | Wall Insulation | 1.1194 | 0.98025 | N/A | 0.10063 | 0.61978 | 859 | RIM | Commercial | High Efficiency DX 135k- less than 240k BTU | 0.85505 | 0.59751 | N/A | 1.3163 | 0 | 3183.0938 | TRC | Residential | Wall Insulation | 0.50273 | 0.89527 | 0.53389 | 0.034571 | 0.29831 | 391 | RIM | Commercial | Energy Star Fryer | 0.29481 | 0.47132 | 0.62203 | 0.14651 | 0.045305 | 903.8223 | TRC
Residential | Window Sun Protection | 0.073193 | 0.52253 | N/A | 0.13817 | -0.063238 | 91.8622 | RIM | Commercial | High Efficiency DX 135k- less than 240k BTU | 0.67015 | 0.59751 | N/A | 1.0316 | 0 | 2494.7761 | TRC | Residential | Wall Insulation | 0.98636 | 0.8767 | 1.142 | 0.10063 | 0.61978 | 859 | RIM | Commercial | Energy Star Fryer | 0.29481 | 0.47132 | 0.62203 | 0.14651 | 0.045305 | 903.8223 | TRC
Residential | Window Sun Protection | 0.1028 | 0.52253 | N/A | 0.11514 | -0.052699 | 76.5518 | RIM | Commercial | High Efficiency DX 135k- less than 240k BTU | 0.58255 | 0.59751 | N/A | 0.89677 | 0 | 2168.6517 | TRC | Residential | Window Sun Protection | 0.072001 | 0.46733 | 0.14007 | 0.13817 | -0.063238 | 91.8622 | RIM | Commercial | Energy Star Fryer | 0.29481 | 0.47132 | 0.62203 | 0.14651 | 0.045305 | 903.8223 | TRC
Residential | Window Sun Protection | 0.077959 | 0.52253 | N/A | 0.092115 | -0.042159 | 61.2414 | RIM | Commercial | High Efficiency DX 135k- less than 240k BTU | 0.12797 | 0.59751 | N/A | 0.197 | 0 | 476.4121 | TRC | Residential | Window Sun Protection | 0.10047 | 0.46733 | 0.19674 | 0.11514 | -0.052699 | 76.5518 | RIM | Commercial | Energy Star Fryer | 0.29481 | 0.47132 | 0.62203 | 0.14651 | 0.045305 | 903.8223 | TRC
Residential | Window Sun Protection | 0.073193 | 0.52253 | N/A | 0.13817 | -0.063238 | 91.8622 | RIM | Commercial | High Efficiency DX 135k- less than 240k BTU | 0.52764 | 0.59751 | N/A | 0.81225 | 0 | 1964.2604 | TRC | Residential | Window Sun Protection | 0.076609 | 0.46733 | 0.1492 | 0.092115 | -0.042159 | 61.2414 | RIM | Commercial | Energy Star Fryer | 0.29481 | 0.47132 | 0.62203 | 0.14651 | 0.045305 | 903.8223 | TRC
Residential | Window Sun Protection | 0.1028 | 0.52253 | N/A | 0.11514 | -0.052699 | 76.5518 | RIM | Commercial | High Efficiency DX 135k- less than 240k BTU | 0.58537 | 0.59751 | N/A | 0.90112 | 0 | 2179.1719 | TRC | Residential | Window Sun Protection | 0.072001 | 0.46733 | 0.14007 | 0.13817 | -0.063238 | 91.8622 | RIM | Commercial | Energy Star Fryer | 0.29481 | 0.47132 | 0.62203 | 0.14651 | 0.045305 | 903.8223 | TRC
Residential | Window Sun Protection | 0.077959 | 0.52253 | N/A | 0.092115 | -0.042159 | 61.2414 | RIM | Commercial | High Efficiency DX 135k- less than 240k BTU | 0.29148 | 0.59751 | N/A | 0.44869 | 0 | 1085.0773 | TRC | Residential | Window Sun Protection | 0.10047 | 0.46733 | 0.19674 | 0.11514 | -0.052699 | 76.5518 | RIM | Commercial | Energy Star Fryer | 0.29481 | 0.47132 | 0.62203 | 0.14651 | 0.045305 | 903.8223 | TRC
Residential | Exterior Lighting Controls | 0.44509 | 0.24406 | N/A | 0 | 0 | 56.94 | RIM | Commercial | High Efficiency DX 135k- less than 240k BTU | 0.28502 | 0.59751 | N/A | 0.43875 | 0 | 1061.0313 | TRC | Residential | Window Sun Protection | 0.076609 | 0.46733 | 0.1492 | 0.092115 | -0.042159 | 61.2414 | RIM | Commercial | Energy Star Fryer | 0.29481 | 0.47132 | 0.62203 | 0.14651 | 0.045305 | 903.8223 | TRC
Residential | Exterior Lighting Controls | 0.44509 | 0.24406 | N/A | 0 | 0 | 56.94 | RIM | Commercial | High Efficiency DX 135k- less than 240k BTU | 0.8716 | 0.59751 | N/A | 1.3417 | 0 | 3244.7118 | TRC | Residential | Exterior Lighting Controls | 0.42166 | 0.23684 | 1.8237 | 0 | 0 | 56.94 | RIM | Commercial | Energy Star Fryer | 0.29481 | 0.47132 | 0.62203 | 0.14651 | 0.045305 | 903.8223 | TRC
Residential | Exterior Lighting Controls | 0.44509 | 0.24406 | N/A | 0 | 0 | 56.94 | RIM | Commercial | High Efficiency DX 135k- less than 240k BTU | 0.29471 | 0.59751 | N/A | 0.45367 | 0 | 1097.1003 | TRC | Residential | Exterior Lighting Controls | 0.42166 | 0.23684 | 1.8237 | 0 | 0 | 56.94 | RIM | Commercial | Energy Star Fryer | 0.29481 | 0.47132 | 0.62203 | 0.14651 | 0.045305 | 903.8223 | TRC
Residential | Exterior Lighting Controls | 0.44509 | 0.24406 | N/A | 0 | 0 | 56.94 | RIM | Commercial | High Efficiency DX 135k- less than 240k BTU | 0.59385 | 0.59751 | N/A | 0.91417 | 0 | 2210.7323 | TRC | Residential | Exterior Lighting Controls | 0.42166 | 0.23684 | 1.8237 | 0 | 0 | 56.94 | RIM | Commercial | Energy Star Fryer | 0.29481 | 0.47132 | 0.62203 | 0.14651 | 0.045305 | 903.8223 | TRC
Residential | Exterior Lighting Controls | 0.44509 | 0.24406 | N/A | 0 | 0 | 56.94 | RIM | Commercial | High Efficiency DX 135k- less than 240k BTU | 0.85505 | 0.59751 | N/A | 1.3163 | 0 | 3183.0938 | TRC | Residential | Exterior Lighting Controls | 0.42166 | 0.23684 | 1.8237 | 0 | 0 | 56.94 | RIM | Commercial | Energy Star Fryer | 0.29481 | 0.47132 | 0.62203 | 0.14651 | 0.045305 | 903.8223 | TRC
Residential | Exterior Lighting Controls | 0.44509 | 0.24406 | N/A | 0 | 0 | 56.94 | RIM | Commercial | High Efficiency DX 135k- less than 240k BTU | 0.67015 | 0.59751 | N/A | 1.0316 | 0 | 2494.7761 | TRC | Residential | Exterior Lighting Controls | 0.42166 | 0.23684 | 1.8237 | 0 | 0 | 56.94 | RIM | Commercial | Energy Star Fryer | 0.29481 | 0.47132 | 0.62203 | 0.14651 | 0.045305 | 903.8223 | TRC
Residential | Interior Lighting Controls | 0.40274 | 0.42078 | N/A | 0.0049193 | 0.0037144 | 36.2714 | RIM | Commercial | High Efficiency DX 135k- less than 240k BTU | 0.58255 | 0.59751 | N/A | 0.89677 | 0 | 2168.6517 | TRC | Residential | Exterior Lighting Controls | 0.42166 | 0.23684 | 1.8237 | 0 | 0 | 56.94 | RIM | Commercial | Energy Star Fryer | 0.29481 | 0.47132 | 0.62203 | 0.14651 | 0.045305 | 903.8223 | TRC
Residential | Interior Lighting Controls | 0.40274 | 0.42078 | N/A | 0.0049193 | 0.0037144 | 36.2714 | RIM | Commercial | High Efficiency DX 135k- less than 240k BTU | 0.12797 | 0.59751 | N/A | 0.197 | 0 | 476.4121 | TRC | Residential | Interior Lighting Controls | 0.39133 | 0.40834 | 0.95712 | 0.0049193 | 0.0037144 | 36.2714 | RIM | Commercial | Energy Star Fryer | 0.29481 | 0.47132 | 0.62203 | 0.14651 | 0.045305 | 903.8223 | TRC
Residential | Interior Lighting Controls | 0.40274 | 0.42078 | N/A | 0.0049193 | 0.0037144 | 36.2714 | RIM | Commercial | Variable Refrigerant Flow (VRF) HVAC Systems | 0.90313 | 0.62156 | N/A | 0.6786 | 0.49856 | 3198.4374 | TRC | Residential | Interior Lighting Controls | 0.39133 | 0.40834 | 0.95712 | 0.0049193 | 0.0037144 | 36.2714 | RIM | Commercial | Energy Star Fryer | 0.29481 | 0.47132 | 0.62203 | 0.14651 | 0.045305 | 903.8223 | TRC
Residential | Interior Lighting Controls | 0.40274 | 0.42078 | N/A | 0.0049193 | 0.0037144 | 36.2714 | RIM | Commercial | Variable Refrigerant Flow (VRF) HVAC Systems | 0.62932 | 0.84081 | N/A | 0.50134 | 0.50673 | 1647.5762 | TRC | Residential | Interior Lighting Controls | 0.39133 | 0.40834 | 0.95712 | 0.0049193 | 0.0037144 | 36.2714 | RIM | Commercial | Energy Star Fryer | 0.29481 | 0.47132 | 0.62203 | 0.14651 | 0.045305 | 903.8223 | TRC
Residential | Interior Lighting Controls | 0.40274 | 0.42078 | N/A | 0.0049193 | 0.0037144 | 36.2714 | RIM | Commercial | Variable Refrigerant Flow (VRF) HVAC Systems | 0.60146 | 0.84081 | N/A | 0.47915 | 0.48429 | 1574.6321 | TRC | Residential | Interior Lighting Controls | 0.39133 | 0.40834 | 0.95712 | 0.0049193 | 0.0037144 | 36.2714 | RIM | Commercial | Energy Star Griddle | 31.7851 | 0.46545 | 2859038.8782 | 0.3156 | 0.080771 | 1910 | 2 year Payback
Residential | Interior Lighting Controls | 0.40274 | 0.42078 | N/A | 0.0049193 | 0.0037144 | 36.2714 | RIM | Commercial | Variable Refrigerant Flow (VRF) HVAC Systems | 0.6159 | 0.84081 | N/A | 0.49065 | 0.49592 | 1612.4319 | TRC | Residential | Interior Lighting Controls | 0.39133 | 0.40834 | 0.95712 | 0.0049193 | 0.0037144 | 36.2714 | RIM | Commercial | Energy Star Griddle | 31.7851 | 0.46545 | 2859038.8782 | 0.3156 | 0.080771 | 1910 | 2 year Payback
Residential | Solar Attic Fan | 0.29684 | 0.4528 | N/A | 0.077312 | 0 | 224.8224 | RIM | Commercial | Variable Refrigerant Flow (VRF) HVAC Systems | 0.27282 | 0.84081 | N/A | 0.21734 | 0.21967 | 714.2417 | TRC | Residential | Interior Lighting Controls | 0.39133 | 0.40834 | 0.95712 | 0.0049193 | 0.0037144 | 36.2714 | RIM | Commercial | Energy Star Griddle | 31.7851 | 0.46545 | 2859038.8782 | 0.3156 | 0.080771 | 1910 | 2 year Payback
Residential | Solar Attic Fan | 0.14379 | 0.4528 | N/A | 0.037449 | 0 | 108.9 | RIM | Commercial | Variable Refrigerant Flow (VRF) HVAC Systems | 0.90313 | 0.62156 | N/A | 0.6786 | 0.49856 | 3198.4374 | TRC | Residential | Solar Attic Fan | 0.27551 | 0.40497 | 0.65557 | 0.077312 | 0 | 224.8224 | RIM | Commercial | Energy Star Griddle | 31.7851 | 0.46545 | 2859038.8782 | 0.3156 | 0.080771 | 1910 | 2 year Payback
Residential | Solar Attic Fan | 0.1975 | 0.4528 | N/A | 0.051438 | 0 | 149.58 | RIM | Commercial | Variable Refrigerant Flow (VRF) HVAC Systems | 0.62932 | 0.84081 | N/A | 0.50134 | 0.50673 | 1647.5762 | TRC | Residential | Solar Attic Fan | 0.13859 | 0.40497 | 0.31755 | 0.037449 | 0 | 108.9 | RIM | Commercial | Energy Star Griddle | 31.7851 | 0.46545 | 2859038.8782 | 0.3156 | 0.080771 | 1910 | 2 year Payback
Residential | Solar Attic Fan | 0.29684 | 0.4528 | N/A | 0.077312 | 0 | 224.8224 | RIM | Commercial | Variable Refrigerant Flow (VRF) HVAC Systems | 0.60146 | 0.84081 | N/A | 0.47915 | 0.48429 | 1574.6321 | TRC | Residential | Solar Attic Fan | 0.18782 | 0.40497 | 0.43617 | 0.051438 | 0 | 149.58 | RIM | Commercial | Energy Star Griddle | 31.7851 | 0.46545 | 2859038.8782 | 0.3156 | 0.080771 | 1910 | 2 year Payback
Residential | Solar Attic Fan | 0.14379 | 0.4528 | N/A | 0.037449 | 0 | 108.9 | RIM | Commercial | Variable Refrigerant Flow (VRF) HVAC Systems | 0.6159 | 0.84081 | N/A | 0.49065 | 0.49592 | 1612.4319 | TRC | Residential | Solar Attic Fan | 0.27551 | 0.40497 | 0.65557 | 0.077312 | 0 | 224.8224 | RIM | Commercial | Energy Star Griddle | 31.7851 | 0.46545 | 2859038.8782 | 0.3156 | 0.080771 | 1910 | 2 year Payback
Residential | Solar Attic Fan | 0.1975 | 0.4528 | N/A | 0.051438 | 0 | 149.58 | RIM | Commercial | Variable Refrigerant Flow (VRF) HVAC Systems | 0.27282 | 0.84081 | N/A | 0.21734 | 0.21967 | 714.2417 | TRC | Residential | Solar Attic Fan | 0.13859 | 0.40497 | 0.31755 | 0.037449 | 0 | 108.9 | RIM | Commercial | Energy Star Griddle | 31.7851 | 0.46545 | 2859038.8782 | 0.3156 | 0.080771 | 1910 | 2 year Payback
Residential | ENERGY STAR Certified Home | 0.74614 | 0.57047 | N/A | 2.2884 | 0.69402 | 6215.787 | RIM | Commercial | ENERGY STAR Commercial Clothes Washer | 0.91278 | 0.31635 | N/A | 0 | 0 | 1060.1591 | TRC | Residential | Solar Attic Fan | 0.18782 | 0.40497 | 0.43617 | 0.051438 | 0 | 149.58 | RIM | Commercial | Energy Star Griddle | 31.7851 | 0.46545 | 2859038.8782 | 0.3156 | 0.080771 | 1910 | 2 year Payback
Residential | ENERGY STAR Certified Home | 0.73329 | 0.57047 | N/A | 1.3343 | 0.40467 | 3624.3 | RIM | Commercial | ENERGY STAR Commercial Clothes Washer | 0.91278 | 0.31635 | N/A | 0 | 0 | 1060.1591 | TRC | Residential | ENERGY STAR Certified Home | 0.6845 | 0.53372 | 1.308 | 2.2884 | 0.69402 | 6215.787 | RIM | Commercial | Energy Star Griddle | 31.7851 | 0.46545 | 2859038.8782 | 0.3156 | 0.080771 | 1910 | 2 year Payback
Residential | ENERGY STAR Certified Home | 1.0315 | 0.57047 | N/A | 1.9801 | 0.60051 | 5378.2595 | RIM | Commercial | ENERGY STAR Commercial Clothes Washer | 0.91278 | 0.31635 | N/A | 0 | 0 | 1060.1591 | TRC | Residential | ENERGY STAR Certified Home | 0.67367 | 0.53372 | 1.2854 | 1.3343 | 0.40467 | 3624.3 | RIM | Commercial | Energy Star Griddle | 31.7851 | 0.46545 | 2859038.8782 | 0.3156 | 0.080771 | 1910 | 2 year Payback
Residential | ENERGY STAR Certified Home | 0.74614 | 0.57047 | N/A | 2.2884 | 0.69402 | 6215.787 | RIM | Commercial | ENERGY STAR Commercial Clothes Washer | 0.91278 | 0.31635 | N/A | 0 | 0 | 1060.1591 | TRC | Residential | ENERGY STAR Certified Home | 0.91728 | 0.53372 | 1.8081 | 1.9801 | 0.60051 | 5378.2595 | RIM | Commercial | Energy Star Griddle | 31.7851 | 0.46545 | 2859038.8782 | 0.3156 | 0.080771 | 1910 | 2 year Payback
Residential | ENERGY STAR Certified Home | 0.73329 | 0.57047 | N/A | 1.3343 | 0.40467 | 3624.3 | RIM | Commercial | ENERGY STAR Commercial Clothes Washer | 0.91278 | 0.31635 | N/A | 0 | 0 | 1060.1591 | TRC | Residential | ENERGY STAR Certified Home | 0.6845 | 0.53372 | 1.308 | 2.2884 | 0.69402 | 6215.787 | RIM | Commercial | Energy Star Griddle | 31.7851 | 0.46545 | 2859038.8782 | 0.3156 | 0.080771 | 1910 | 2 year Payback
Residential | ENERGY STAR Certified Home | 1.0315 | 0.57047 | N/A | 1.9801 | 0.60051 | 5378.2595 | RIM | Commercial | ENERGY STAR Commercial Clothes Washer | 0.91278 | 0.31635 | N/A | 0 | 0 | 1060.1591 | TRC | Residential | ENERGY STAR Certified Home | 0.67367 | 0.53372 | 1.2854 | 1.3343 | 0.40467 | 3624.3 | RIM | Commercial | Energy Star Griddle | 31.7851 | 0.46545 | 2859038.8782 | 0.3156 | 0.080771 | 1910 | 2 year Payback
Residential | Solar Voltaic (17.1w/sf2) | 0.31902 | 0.36172 | N/A | 0.00296 | 0.0012655 | 25.1859 | RIM | Commercial | ENERGY STAR Commercial Clothes Washer | 0.91278 | 0.31635 | N/A | 0 | 0 | 1060.1591 | TRC | Residential | ENERGY STAR Certified Home | 0.91728 | 0.53372 | 1.8081 | 1.9801 | 0.60051 | 5378.2595 | RIM | Commercial | Energy Star Griddle | 31.7851 | 0.46545 | 2859038.8782 | 0.3156 | 0.080771 | 1910 | 2 year Payback
Residential | Solar Voltaic (17.1w/sf2) | 0.31902 | 0.36172 | N/A | 0.00296 | 0.0012655 | 25.1859 | RIM | Commercial | ENERGY STAR Commercial Clothes Washer | 0.91278 | 0.31635 | N/A | 0 | 0 | 1060.1591 | TRC | Residential | Central air conditioner - Load Shed | 4.2196 | 0.269 | 99.9 | 1.4724 | 0 | 0 | RIM | Commercial | Energy Star Griddle | 31.7851 | 0.46545 | 2859038.8782 | 0.3156 | 0.080771 | 1910 | 2 year Payback
Commercial | Efficient Exhaust Hood | 3.3624 | 0.5536 | N/A | 1.7635 | 0.69217 | 8066.5 | RIM | Commercial | ENERGY STAR Commercial Clothes Washer | 0.91278 | 0.31635 | N/A | 0 | 0 | 1060.1591 | TRC | Residential | Central air conditioner - Load Shed | 3.0208 | 0.269 | 99.9 | 1.0541 | 0 | 0 | RIM | Commercial | Energy Star Griddle | 31.7851 | 0.46545 | 2859038.8782 | 0.3156 | 0.080771 | 1910 | 2 year Payback
Commercial | Efficient Exhaust Hood | 3.3624 | 0.5536 | N/A | 1.7635 | 0.69217 | 8066.5 | RIM | Commercial | ENERGY STAR Commercial Clothes Washer | 0.91278 | 0.31635 | N/A | 0 | 0 | 1060.1591 | TRC | Residential | Central air conditioner - Load Shed | 3.2245 | 0.269 | 99.9 | 1.1252 | 0 | 0 | RIM | Commercial | Energy Star Griddle | 31.7851 | 0.46545 | 2859038.8782 | 0.3156 | 0.080771 | 1910 | 2 year Payback
Commercial | Efficient Exhaust Hood | 3.3624 | 0.5536 | N/A | 1.7635 | 0.69217 | 8066.5 | RIM | Commercial | ENERGY STAR Imaging Equipment | 0.54036 | 0.50679 | N/A | 0.0578 | 0.038813 | 416.8 | TRC | Residential | Central air conditioner - 50% cycling | 2.1098 | 0.134 | 99.9 | 0.7362 | 0 | 0 | RIM | Commercial | Energy Star Griddle | 31.7851 | 0.46545 | 2859038.8782 | 0.3156 | 0.080771 | 1910 | 2 year Payback
Commercial | Efficient Exhaust Hood | 3.3624 | 0.5536 | N/A | 1.7635 | 0.69217 | 8066.5 | RIM | Commercial | ENERGY STAR Imaging Equipment | 0.54036 | 0.50679 | N/A | 0.0578 | 0.038813 | 416.8 | TRC | Residential | Central air conditioner - 50% cycling | 1.5104 | 0.134 | 99.9 | 0.52705 | 0 | 0 | RIM | Commercial | Energy Star Griddle | 31.7851 | 0.46545 | 2859038.8782 | 0.3156 | 0.080771 | 1910 | 2 year Payback
Commercial | Efficient Exhaust Hood | 3.3624 | 0.5536 | N/A | 1.7635 | 0.69217 | 8066.5 | RIM | Commercial | ENERGY STAR Imaging Equipment | 0.54036 | 0.50679 | N/A | 0.0578 | 0.038813 | 416.8 | TRC | Residential | Central air conditioner - 50% cycling | 1.6123 | 0.134 | 99.9 | 0.56259 | 0 | 0 | RIM | Commercial | Energy Star Griddle | 31.7851 | 0.46545 | 2859038.8782 | 0.3156 | 0.080771 | 1910 | 2 year Payback
Commercial | Efficient Exhaust Hood | 3.3624 | 0.5536 | N/A | 1.7635 | 0.69217 | 8066.5 | RIM | Commercial | ENERGY STAR Imaging Equipment | 0.54036 | 0.50679 | N/A | 0.0578 | 0.038813 | 416.8 | TRC | Residential | Water heater switches | 1.4361 | 0.069 | 99.9 | 0.207 | 0.19369 | 0 | RIM | Commercial | Energy Star Griddle | 31.7851 | 0.46545 | 2859038.8782 | 0.3156 | 0.080771 | 1910 | 2 year Payback
Commercial | Efficient Exhaust Hood | 3.3624 | 0.5536 | N/A | 1.7635 | 0.69217 | 8066.5 | RIM | Commercial | ENERGY STAR Imaging Equipment | 0.54036 | 0.50679 | N/A | 0.0578 | 0.038813 | 416.8 | TRC | Residential | Water heater switches | 1.4361 | 0.069 | 99.9 | 0.207 | 0.19369 | 0 | RIM | Commercial | Energy Star Griddle | 31.7851 | 0.46545 | 2859038.8782 | 0.3156 | 0.080771 | 1910 | 2 year Payback
Commercial | Efficient Exhaust Hood | 3.3624 | 0.5536 | N/A | 1.7635 | 0.69217 | 8066.5 | RIM | Commercial | ENERGY STAR Imaging Equipment | 0.54036 | 0.50679 | N/A | 0.0578 | 0.038813 | 416.8 | TRC | Residential | Water heater switches | 1.4361 | 0.069 | 99.9 | 0.207 | 0.19369 | 0 | RIM | Commercial | Energy Star Griddle | 31.7851 | 0.46545 | 2859038.8782 | 0.3156 | 0.080771 | 1910 | 2 year Payback
Commercial | Efficient Exhaust Hood | 3.3624 | 0.5536 | N/A | 1.7635 | 0.69217 | 8066.5 | RIM | Commercial | ENERGY STAR Imaging Equipment | 0.54036 | 0.50679 | N/A | 0.0578 | 0.038813 | 416.8 | TRC | Residential | Pool pump switches | 4.3383 | 0.208 | 99.9 | 0.76233 | 0.49487 | 0 | RIM | Commercial | Energy Star Griddle | 31.7851 | 0.46545 | 2859038.8782 | 0.3156 | 0.080771 | 1910 | 2 year Payback
Commercial | Efficient Exhaust Hood | 3.3624 | 0.5536 | N/A | 1.7635 | 0.69217 | 8066.5 | RIM | Commercial | ENERGY STAR Imaging Equipment | 0.54036 | 0.50679 | N/A | 0.0578 | 0.038813 | 416.8 | TRC | Residential | Pool pump switches | 4.3383 | 0.208 | 99.9 | 0.76233 | 0.49487 | 0 | RIM | Commercial | Energy Star Griddle | 31.7851 | 0.46545 | 2859038.8782 | 0.3156 | 0.080771 | 1910 | 2 year Payback
Commercial | Efficient Exhaust Hood | 3.3624 | 0.5536 | N/A | 1.7635 | 0.69217 | 8066.5 | RIM | Commercial | ENERGY STAR Imaging Equipment | 0.54036 | 0.50679 | N/A | 0.0578 | 0.038813 | 416.8 | TRC | Residential | Pool pump switches | 4.3383 | 0.208 | 99.9 | 0.76233 | 0.49487 | 0 | RIM | Commercial | Energy Star Steamer | 7.1839 | 0.49697 | 18.0683 | 1.4645 | 0.85037 | 9967 | 2 year Payback
Commercial | Efficient Exhaust Hood | 3.3624 | 0.5536 | N/A | 1.7635 | 0.69217 | 8066.5 | RIM | Commercial | ENERGY STAR Imaging Equipment | 0.54036 | 0.50679 | N/A | 0.0578 | 0.038813 | 416.8 | TRC | Residential | Room AC control | 1.777 | 0.478 | 99.9 | 0.18405 | 0.27218 | 0 | RIM | Commercial | Energy Star Steamer | 7.1839 | 0.49697 | 18.0683 | 1.4645 | 0.85037 | 9967 | 2 year Payback
Commercial | Efficient Exhaust Hood | 3.3624 | 0.5536 | N/A | 1.7635 | 0.69217 | 8066.5 | RIM | Commercial | ENERGY STAR Imaging Equipment | 0.54036 | 0.50679 | N/A | 0.0578 | 0.038813 | 416.8 | TRC | Residential | Room AC control | 1.0249 | 0.478 | 99.9 | 0.13176 | 0.14012 | 0 | RIM | Commercial | Energy Star Steamer | 7.1839 | 0.49697 | 18.0683 | 1.4645 | 0.85037 | 9967 | 2 year Payback
Commercial | Efficient Exhaust Hood | 3.3624 | 0.5536 | N/A | 1.7635 | 0.69217 | 8066.5 | RIM | Commercial | ENERGY STAR Imaging Equipment | 0.54036 | 0.50679 | N/A | 0.0578 | 0.038813 | 416.8 | TRC | Residential | Room AC control | 2.0672 | 0.478 | 99.9 | 0.14065 | 0.365 | 0 | RIM | Commercial | Energy Star Steamer | 7.1839 | 0.49697 | 18.0683 | 1.4645 | 0.85037 | 9967 | 2 year Payback
Commercial | Efficient Exhaust Hood | 3.3624 | 0.5536 | N/A | 1.7635 | 0.69217 | 8066.5 | RIM | Commercial | ENERGY STAR Imaging Equipment | 0.54036 | 0.50679 | N/A | 0.0578 | 0.038813 | 416.8 | TRC | Residential | Smart thermostats - Utility Installation | 3.5814 | 0.85 | 99.9 | 0.7362 | 0.46271 | 264.6876 | RIM | Commercial | Energy Star Steamer | 7.1839 | 0.49697 | 18.0683 | 1.4645 | 0.85037 | 9967 | 2 year Payback
Commercial | Efficient Exhaust Hood | 3.3624 | 0.5536 | N/A | 1.7635 | 0.69217 | 8066.5 | RIM | Commercial | ENERGY STAR Imaging Equipment | 0.54036 | 0.50679 | N/A | 0.0578 | 0.038813 | 416.8 | TRC | Residential | Smart thermostats - Utility Installation | 2.2202 | 0.85 | 99.9 | 0.52705 | 0.2382 | 172.12 | RIM | Commercial | Energy Star Steamer | 7.1839 | 0.49697 | 18.0683 | 1.4645 | 0.85037 | 9967 | 2 year Payback
Commercial | Efficient Exhaust Hood | 3.3624 | 0.5536 | N/A | 1.7635 | 0.69217 | 8066.5 | RIM | Commercial | ENERGY STAR Imaging Equipment | 0.54036 | 0.50679 | N/A | 0.0578 | 0.038813 | 416.8 | TRC | Residential | Smart thermostats - Utility Installation | 3.7289 | 0.85 | 99.9 | 0.56259 | 0.6205 | 258.92 | RIM | Commercial | Energy Star Steamer | 7.1839 | 0.49697 | 18.0683 | 1.4645 | 0.85037 | 9967 | 2 year Payback
Commercial | Efficient Exhaust Hood | 3.3624 | 0.5536 | N/A | 1.7635 | 0.69217 | 8066.5 | RIM | Commercial | ENERGY STAR Imaging Equipment | 0.54036 | 0.50679 | N/A | 0.0578 | 0.038813 | 416.8 | TRC | Residential | CPP + Tech | 5.1614 | 0.315 | 99.9 | 1.167 | 0.87173 | 264.6876 | RIM | Commercial | Energy Star Steamer | 7.1839 | 0.49697 | 18.0683 | 1.4645 | 0.85037 | 9967 | 2 year Payback
Commercial | Efficient Exhaust Hood | 3.3624 | 0.5536 | N/A | 1.7635 | 0.69217 | 8066.5 | RIM | Commercial | ENERGY STAR Imaging Equipment | 0.54036 | 0.50679 | N/A | 0.0578 | 0.038813 | 416.8 | TRC | Residential | CPP + Tech | 3.6754 | 0.315 | 99.9 | 0.95787 | 0.54156 | 172.12 | RIM | Commercial | Energy Star Steamer | 7.1839 | 0.49697 | 18.0683 | 1.4645 | 0.85037 | 9967 | 2 year Payback
Commercial | Efficient Exhaust Hood | 3.3624 | 0.5536 | N/A | 1.7635 | 0.69217 | 8066.5 | RIM | Commercial | ENERGY STAR Imaging Equipment | 0.54036 | 0.50679 | N/A | 0.0578 | 0.038813 | 416.8 | TRC | Residential | CPP + Tech | 5.512 | 0.315 | 99.9 | 0.9934 | 1.1038 | 258.92 | RIM | Commercial | Energy Star Steamer | 7.1839 | 0.49697 | 18.0683 | 1.4645 | 0.85037 | 9967 | 2 year Payback
Commercial | Efficient Exhaust Hood | 3.3624 | 0.5536 | N/A | 1.7635 | 0.69217 | 8066.5 | RIM | Commercial | ENERGY STAR Imaging Equipment | 0.54036 | 0.50679 | N/A | 0.0578 | 0.038813 | 416.8 | TRC | Residential | Central Heating - Load Shed | 9.4761 | 0.557 | 99.9 | 0 | 2.1775 | 0 | RIM | Commercial | Energy Star Steamer | 7.1839 | 0.49697 | 18.0683 | 1.4645 | 0.85037 | 9967 | 2 year Payback
Commercial | Efficient Exhaust Hood | 3.3624 | 0.5536 | N/A | 1.7635 | 0.69217 | 8066.5 | RIM | Commercial | ENERGY STAR Imaging Equipment | 0.54036 | 0.50679 | N/A | 0.0578 | 0.038813 | 416.8 | TRC | Residential | Central Heating - Load Shed | 4.8781 | 0.557 | 99.9 | 0 | 1.1209 | 0 | RIM | Commercial | Energy Star Steamer | 7.1839 | 0.49697 | 18.0683 | 1.4645 | 0.85037 | 9967 | 2 year Payback
Commercial | Efficient Exhaust Hood | 3.3624 | 0.5536 | N/A | 1.7635 | 0.69217 | 8066.5 | RIM | Commercial | ENERGY STAR Imaging Equipment | 0.54036 | 0.50679 | N/A | 0.0578 | 0.038813 | 416.8 | TRC | Residential | Central Heating - Load Shed | 12.7074 | 0.557 | 99.9 | 0 | 2.92 | 0 | RIM | Commercial | Energy Star Steamer | 7.1839 | 0.49697 | 18.0683 | 1.4645 | 0.85037 | 9967 | 2 year Payback
Commercial | Efficient Exhaust Hood | 3.3624 | 0.5536 | N/A | 1.7635 | 0.69217 | 8066.5 | RIM | Commercial | ENERGY STAR Imaging Equipment | 0.54036 | 0.50679 | N/A | 0.0578 | 0.038813 | 416.8 | TRC | Residential | Central Heating - 50% cycling | 4.738 | 0.294 | 99.9 | 0 | 1.0887 | 0 | RIM | Commercial | Energy Star Steamer | 7.1839 | 0.49697 | 18.0683 | 1.4645 | 0.85037 | 9967 | 2 year Payback
Commercial | Efficient Exhaust Hood | 3.3624 | 0.5536 | N/A | 1.7635 | 0.69217 | 8066.5 | RIM | Commercial | ENERGY STAR Imaging Equipment | 0.54036 | 0.50679 | N/A | 0.0578 | 0.038813 | 416.8 | TRC | Residential | Central Heating - 50% cycling | 2.4391 | 0.294 | 99.9 | 0 | 0.56047 | 0 | RIM | Commercial | Energy Star Steamer | 7.1839 | 0.49697 | 18.0683 | 1.4645 | 0.85037 | 9967 | 2 year Payback
Commercial | Efficient Exhaust Hood | 3.3624 | 0.5536 | N/A | 1.7635 | 0.69217 | 8066.5 | RIM | Commercial | ENERGY STAR Imaging Equipment | 0.54036 | 0.50679 | N/A | 0.0578 | 0.038813 | 416.8 | TRC | Residential | Central Heating - 50% cycling | 6.3537 | 0.294 | 99.9 | 0 | 1.46 | 0 | RIM | Commercial | Energy Star Steamer | 7.1839 | 0.49697 | 18.0683 | 1.4645 | 0.85037 | 9967 | 2 year Payback
Commercial | Energy Star Commercial Oven | 4.1178 | 0.51451 | N/A | 1.0341 | 0.54113 | 6368 | RIM | Commercial | ENERGY STAR Imaging Equipment | 0.54036 | 0.50679 | N/A | 0.0578 | 0.038813 | 416.8 | TRC | Residential | Solar Voltaic (17.1w/sf2) | 0.31703 | 0.35917 | 0.88196 | 0.00296 | 0.0012655 | 25.1859 | RIM | Commercial | Energy Star Steamer | 7.1839 | 0.49697 | 18.0683 | 1.4645 | 0.85037 | 9967 | 2 year Payback
Commercial | Energy Star Commercial Oven | 4.1178 | 0.51451 | N/A | 1.0341 | 0.54113 | 6368 | RIM | Commercial | ENERGY STAR Imaging Equipment | 0.54036 | 0.50679 | N/A | 0.0578 | 0.038813 | 416.8 | TRC | Residential | Solar Voltaic (17.1w/sf2) | 0.31703 | 0.35917 | 0.88196 | 0.00296 | 0.0012655 | 25.1859 | RIM | Commercial | Energy Star Steamer | 7.1839 | 0.49697 | 18.0683 | 1.4645 | 0.85037 | 9967 | 2 year Payback
Commercial | Energy Star Commercial Oven | 4.1178 | 0.51451 | N/A | 1.0341 | 0.54113 | 6368 | RIM | Commercial | Server Virtualization | 0.93245 | 0.52444 | N/A | 3.1292 | 2.1764 | 21024 | TRC | Residential | Solar Plus Storage | 0.0020638 | 0.024966 | 0 | 0 | 0.037119 | 0 | RIM | Commercial | Energy Star Steamer | 7.1839 | 0.49697 | 18.0683 | 1.4645 | 0.85037 | 9967 | 2 year Payback
Commercial | Energy Star Commercial Oven | 4.1178 | 0.51451 | N/A | 1.0341 | 0.54113 | 6368 | RIM | Commercial | Server Virtualization | 0.93245 | 0.52444 | N/A | 3.1292 | 2.1764 | 21024 | TRC | Residential | Solar Plus Storage | 0.018424 | 0.22288 | 0 | 0 | 0.33137 | 0 | RIM | Commercial | Energy Star Steamer | 7.1839 | 0.49697 | 18.0683 | 1.4645 | 0.85037 | 9967 | 2 year Payback
Commercial | Energy Star Commercial Oven | 4.1178 | 0.51451 | N/A | 1.0341 | 0.54113 | 6368 | RIM | Commercial | Server Virtualization | 0.93245 | 0.52444 | N/A | 3.1292 | 2.1764 | 21024 | TRC | Residential | Solar Plus Storage with other DSM (EE and DR) | 0.032852 | 0.39742 | 0 | 0.073505 | 0.54247 | 0 | RIM | Commercial | Energy Star Steamer | 7.1839 | 0.49697 | 18.0683 | 1.4645 | 0.85037 | 9967 | 2 year Payback
Commercial | Energy Star Commercial Oven | 4.1178 | 0.51451 | N/A | 1.0341 | 0.54113 | 6368 | RIM | Commercial | Server Virtualization | 0.93245 | 0.52444 | N/A | 3.1292 | 2.1764 | 21024 | TRC | Residential | Solar Plus Storage with other DSM (EE and DR) | 0.05732 | 0.69341 | 0 | 0.39363 | 0.77173 | 0 | RIM | Commercial | Energy Star Steamer | 7.1839 | 0.49697 | 18.0683 | 1.4645 | 0.85037 | 9967 | 2 year Payback
Commercial | Energy Star Commercial Oven | 4.1178 | 0.51451 | N/A | 1.0341 | 0.54113 | 6368 | RIM | Commercial | Server Virtualization | 0.93245 | 0.52444 | N/A | 3.1292 | 2.1764 | 21024 | TRC | Commercial | Efficient Exhaust Hood | 3.084 | 0.54549 | 6.0737 | 1.7635 | 0.69217 | 8066.5 | RIM | Commercial | Energy Star Steamer | 7.1839 | 0.49697 | 18.0683 | 1.4645 | 0.85037 | 9967 | 2 year Payback
Commercial | Energy Star Commercial Oven | 4.1178 | 0.51451 | N/A | 1.0341 | 0.54113 | 6368 | RIM | Commercial | Server Virtualization | 0.93245 | 0.52444 | N/A | 3.1292 | 2.1764 | 21024 | TRC | Commercial | Efficient Exhaust Hood | 3.084 | 0.54549 | 6.0737 | 1.7635 | 0.69217 | 8066.5 | RIM | Commercial | Energy Star Steamer | 7.1839 | 0.49697 | 18.0683 | 1.4645 | 0.85037 | 9967 | 2 year Payback
Commercial | Energy Star Commercial Oven | 4.1178 | 0.51451 | N/A | 1.0341 | 0.54113 | 6368 | RIM | Commercial | Server Virtualization | 0.93245 | 0.52444 | N/A | 3.1292 | 2.1764 | 21024 | TRC | Commercial | Efficient Exhaust Hood | 3.084 | 0.54549 | 6.0737 | 1.7635 | 0.69217 | 8066.5 | RIM | Commercial | Energy Star Steamer | 7.1839 | 0.49697 | 18.0683 | 1.4645 | 0.85037 | 9967 | 2 year Payback
Commercial | Energy Star Commercial Oven | 4.1178 | 0.51451 | N/A | 1.0341 | 0.54113 | 6368 | RIM | Commercial | Server Virtualization | 0.93245 | 0.52444 | N/A | 3.1292 | 2.1764 | 21024 | TRC | Commercial | Efficient Exhaust Hood | 3.084 | 0.54549 | 6.0737 | 1.7635 | 0.69217 | 8066.5 | RIM | Commercial | Energy Star Steamer | 7.1839 | 0.49697 | 18.0683 | 1.4645 | 0.85037 | 9967 | 2 year Payback
Commercial | Energy Star Commercial Oven | 4.1178 | 0.51451 | N/A | 1.0341 | 0.54113 | 6368 | RIM | Commercial | Server Virtualization | 0.93245 | 0.52444 | N/A | 3.1292 | 2.1764 | 21024 | TRC | Commercial | Efficient Exhaust Hood | 3.084 | 0.54549 | 6.0737 | 1.7635 | 0.69217 | 8066.5 | RIM | Commercial | Induction Cooktops | 0.59873 | 0.54652 | 1.0971 | 0.4257 | 0.17529 | 1974.24 | TRC
Commercial | Energy Star Commercial Oven | 4.1178 | 0.51451 | N/A | 1.0341 | 0.54113 | 6368 | RIM | Commercial | Server Virtualization | 0.93245 | 0.52444 | N/A | 3.1292 | 2.1764 | 21024 | TRC | Commercial | Efficient Exhaust Hood | 3.084 | 0.54549 | 6.0737 | 1.7635 | 0.69217 | 8066.5 | RIM | Commercial | Induction Cooktops | 0.59873 | 0.54652 | 1.0971 | 0.4257 | 0.17529 | 1974.24 | TRC
Commercial | Energy Star Commercial Oven | 4.1178 | 0.51451 | N/A | 1.0341 | 0.54113 | 6368 | RIM | Commercial | Server Virtualization | 0.93245 | 0.52444 | N/A | 3.1292 | 2.1764 | 21024 | TRC | Commercial | Efficient Exhaust Hood | 3.084 | 0.54549 | 6.0737 | 1.7635 | 0.69217 | 8066.5 | RIM | Commercial | Induction Cooktops | 0.59873 | 0.54652 | 1.0971 | 0.4257 | 0.17529 | 1974.24 | TRC
Commercial | Energy Star Commercial Oven | 4.1178 | 0.51451 | N/A | 1.0341 | 0.54113 | 6368 | RIM | Commercial | Server Virtualization | 0.93245 | 0.52444 | N/A | 3.1292 | 2.1764 | 21024 | TRC | Commercial | Efficient Exhaust Hood | 3.084 | 0.54549 | 6.0737 | 1.7635 | 0.69217 | 8066.5 | RIM | Commercial | Induction Cooktops | 0.59873 | 0.54652 | 1.0971 | 0.4257 | 0.17529 | 1974.24 | TRC
Commercial | Energy Star Commercial Oven | 4.1178 | 0.51451 | N/A | 1.0341 | 0.54113 | 6368 | RIM | Commercial | Server Virtualization | 0.93245 | 0.52444 | N/A | 3.1292 | 2.1764 | 21024 | TRC | Commercial | Efficient Exhaust Hood | 3.084 | 0.54549 | 6.0737 | 1.7635 | 0.69217 | 8066.5 | RIM | Commercial | Induction Cooktops | 0.59873 | 0.54652 | 1.0971 | 0.4257 | 0.17529 | 1974.24 | TRC
Commercial | Energy Star Commercial Oven | 4.1178 | 0.51451 | N/A | 1.0341 | 0.54113 | 6368 | RIM | Commercial | Server Virtualization | 0.93245 | 0.52444 | N/A | 3.1292 | 2.1764 | 21024 | TRC | Commercial | Efficient Exhaust Hood | 3.084 | 0.54549 | 6.0737 | 1.7635 | 0.69217 | 8066.5 | RIM | Commercial | Induction Cooktops | 0.59873 | 0.54652 | 1.0971 | 0.4257 | 0.17529 | 1974.24 | TRC
Commercial | Energy Star Commercial Oven | 4.1178 | 0.51451 | N/A | 1.0341 | 0.54113 | 6368 | RIM | Commercial | Server Virtualization | 0.93245 | 0.52444 | N/A | 3.1292 | 2.1764 | 21024 | TRC | Commercial | Efficient Exhaust Hood | 3.084 | 0.54549 | 6.0737 | 1.7635 | 0.69217 | 8066.5 | RIM | Commercial | Induction Cooktops | 0.59873 | 0.54652 | 1.0971 | 0.4257 | 0.17529 | 1974.24 | TRC
Commercial | Energy Star Commercial Oven | 4.1178 | 0.51451 | N/A | 1.0341 | 0.54113 | 6368 | RIM | Commercial | Server Virtualization | 0.93245 | 0.52444 | N/A | 3.1292 | 2.1764 | 21024 | TRC | Commercial | Efficient Exhaust Hood | 3.084 | 0.54549 | 6.0737 | 1.7635 | 0.69217 | 8066.5 | RIM | Commercial | Induction Cooktops | 0.59873 | 0.54652 | 1.0971 | 0.4257 | 0.17529 | 1974.24 | TRC
Commercial | Energy Star Commercial Oven | 4.1178 | 0.51451 | N/A | 1.0341 | 0.54113 | 6368 | RIM | Commercial | Server Virtualization | 0.93245 | 0.52444 | N/A | 3.1292 | 2.1764 | 21024 | TRC | Commercial | Efficient Exhaust Hood | 3.084 | 0.54549 | 6.0737 | 1.7635 | 0.69217 | 8066.5 | RIM | Commercial | Induction Cooktops | 0.59873 | 0.54652 | 1.0971 | 0.4257 | 0.17529 | 1974.24 | TRC
Commercial | Energy Star Commercial Oven | 4.1178 | 0.51451 | N/A | 1.0341 | 0.54113 | 6368 | RIM | Commercial | Server Virtualization | 0.93245 | 0.52444 | N/A | 3.1292 | 2.1764 | 21024 | TRC | Commercial | Efficient Exhaust Hood | 3.084 | 0.54549 | 6.0737 | 1.7635 | 0.69217 | 8066.5 | RIM | Commercial | Induction Cooktops | 0.59873 | 0.54652 | 1.0971 | 0.4257 | 0.17529 | 1974.24 | TRC
Commercial | Energy Star Commercial Oven | 4.1178 | 0.51451 | N/A | 1.0341 | 0.54113 | 6368 | RIM | Commercial | Server Virtualization | 0.93245 | 0.52444 | N/A | 3.1292 | 2.1764 | 21024 | TRC | Commercial | Efficient Exhaust Hood | 3.084 | 0.54549 | 6.0737 | 1.7635 | 0.69217 | 8066.5 | RIM | Commercial | Induction Cooktops | 0.59873 | 0.54652 | 1.0971 | 0.4257 | 0.17529 | 1974.24 | TRC
Commercial | Energy Star Commercial Oven | 4.1178 | 0.51451 | N/A | 1.0341 | 0.54113 | 6368 | RIM | Commercial | Server Virtualization | 0.93245 | 0.52444 | N/A | 3.1292 | 2.1764 | 21024 | TRC | Commercial | Efficient Exhaust Hood | 3.084 | 0.54549 | 6.0737 | 1.7635 | 0.69217 | 8066.5 | RIM | Commercial | Induction Cooktops | 0.59873 | 0.54652 | 1.0971 | 0.4257 | 0.17529 | 1974.24 | TRC
Commercial | Energy Star Commercial Oven | 4.1178 | 0.51451 | N/A | 1.0341 | 0.54113 | 6368 | RIM | Commercial | Server Virtualization | 0.93245 | 0.52444 | N/A | 3.1292 | 2.1764 | 21024 | TRC | Commercial | Efficient Exhaust Hood | 3.084 | 0.54549 | 6.0737 | 1.7635 | 0.69217 | 8066.5 | RIM | Commercial | Induction Cooktops | 0.59873 | 0.54652 | 1.0971 | 0.4257 | 0.17529 | 1974.24 | TRC
Commercial | Energy Star Commercial Oven | 4.1178 | 0.51451 | N/A | 1.0341 | 0.54113 | 6368 | RIM | Commercial | Server Virtualization | 0.93245 | 0.52444 | N/A | 3.1292 | 2.1764 | 21024 | TRC | Commercial | Efficient Exhaust Hood | 3.084 | 0.54549 | 6.0737 | 1.7635 | 0.69217 | 8066.5 | RIM | Commercial | Induction Cooktops | 0.59873 | 0.54652 | 1.0971 | 0.4257 | 0.17529 | 1974.24 | TRC
Commercial | Energy Star Commercial Oven | 4.1178 | 0.51451 | N/A | 1.0341 | 0.54113 | 6368 | RIM | Commercial | Server Virtualization | 0.93245 | 0.52444 | N/A | 3.1292 | 2.1764 | 21024 | TRC | Commercial | Efficient Exhaust Hood | 3.084 | 0.54549 | 6.0737 | 1.7635 | 0.69217 | 8066.5 | RIM | Commercial | Induction Cooktops | 0.59873 | 0.54652 | 1.0971 | 0.4257 | 0.17529 | 1974.24 | TRC
Commercial | Energy Star Commercial Oven | 4.1178 | 0.51451 | N/A | 1.0341 | 0.54113 | 6368 | RIM | Commercial | Server Virtualization | 0.93245 | 0.52444 | N/A | 3.1292 | 2.1764 | 21024 | TRC | Commercial | Efficient Exhaust Hood | 3.084 | 0.54549 | 6.0737 | 1.7635 | 0.69217 | 8066.5 | RIM | Commercial | Induction Cooktops | 0.59873 | 0.54652 | 1.0971 | 0.4257 | 0.17529 | 1974.24 | TRC
Commercial | Energy Star Fryer | 0.29753 | 0.47832 | N/A | 0.14651 | 0.045305 | 903.8223 | RIM | Commercial | Server Virtualization | 0.93245 | 0.52444 | N/A | 3.1292 | 2.1764 | 21024 | TRC | Commercial | Efficient Exhaust Hood | 3.084 | 0.54549 | 6.0737 | 1.7635 | 0.69217 | 8066.5 | RIM | Commercial | Induction Cooktops | 0.59873 | 0.54652 | 1.0971 | 0.4257 | 0.17529 | 1974.24 | TRC
Commercial | Energy Star Fryer | 0.29753 | 0.47832 | N/A | 0.14651 | 0.045305 | 903.8223 | RIM | Commercial | Server Virtualization | 0.93245 | 0.52444 | N/A | 3.1292 | 2.1764 | 21024 | TRC | Commercial | Efficient Exhaust Hood | 3.084 | 0.54549 | 6.0737 | 1.7635 | 0.69217 | 8066.5 | RIM | Commercial | Induction Cooktops | 0.59873 | 0.54652 | 1.0971 | 0.4257 | 0.17529 | 1974.24 | TRC
Commercial | Energy Star Fryer | 0.29753 | 0.47832 | N/A | 0.14651 | 0.045305 | 903.8223 | RIM | Commercial | Energy Star Ice Maker | 0.7475 | 0.52276 | N/A | 0.036863 | 0.023275 | 237.861 | TRC | Commercial | Efficient Exhaust Hood | 3.084 | 0.54549 | 6.0737 | 1.7635 | 0.69217 | 8066.5 | RIM | Commercial | Induction Cooktops | 0.59873 | 0.54652 | 1.0971 | 0.4257 | 0.17529 | 1974.24 | TRC
Commercial | Energy Star Fryer | 0.29753 | 0.47832 | N/A | 0.14651 | 0.045305 | 903.8223 | RIM | Commercial | Energy Star Ice Maker | 0.73876 | 0.51664 | N/A | 0.03084 | 0.025832 | 237.861 | TRC | Commercial | Efficient Exhaust Hood | 3.084 | 0.54549 | 6.0737 | 1.7635 | 0.69217 | 8066.5 | RIM | Commercial | Induction Cooktops | 0.59873 | 0.54652 | 1.0971 | 0.4257 | 0.17529 | 1974.24 | TRC
Commercial | Energy Star Fryer | 0.29753 | 0.47832 | N/A | 0.14651 | 0.045305 | 903.8223 | RIM | Commercial | Energy Star Ice Maker | 0.7475 | 0.52276 | N/A | 0.036863 | 0.023275 | 237.861 | TRC | Commercial | Efficient Exhaust Hood | 3.084 | 0.54549 | 6.0737 | 1.7635 | 0.69217 | 8066.5 | RIM | Commercial | Induction Cooktops | 0.59873 | 0.54652 | 1.0971 | 0.4257 | 0.17529 | 1974.24 | TRC
Commercial | Energy Star Fryer | 0.29753 | 0.47832 | N/A | 0.14651 | 0.045305 | 903.8223 | RIM | Commercial | Energy Star Ice Maker | 0.73876 | 0.51664 | N/A | 0.03084 | 0.025832 | 237.861 | TRC | Commercial | Efficient Exhaust Hood | 3.084 | 0.54549 | 6.0737 | 1.7635 | 0.69217 | 8066.5 | RIM | Commercial | Induction Cooktops | 0.59873 | 0.54652 | 1.0971 | 0.4257 | 0.17529 | 1974.24 | TRC
Commercial | Energy Star Fryer | 0.29753 | 0.47832 | N/A | 0.14651 | 0.045305 | 903.8223 | RIM | Commercial | Energy Star Ice Maker | 0.73876 | 0.51664 | N/A | 0.03084 | 0.025832 | 237.861 | TRC | Commercial | Energy Star Commercial Oven | 3.6801 | 0.50697 | 8.0035 | 1.0341 | 0.54113 | 6368 | RIM | Commercial | Induction Cooktops | 0.59873 | 0.54652 | 1.0971 | 0.4257 | 0.17529 | 1974.24 | TRC
Commercial | Energy Star Fryer | 0.29753 | 0.47832 | N/A | 0.14651 | 0.045305 | 903.8223 | RIM | Commercial | Energy Star Ice Maker | 0.7475 | 0.52276 | N/A | 0.036863 | 0.023275 | 237.861 | TRC | Commercial | Energy Star Commercial Oven | 3.6801 | 0.50697 | 8.0035 | 1.0341 | 0.54113 | 6368 | RIM | Commercial | Induction Cooktops | 0.59873 | 0.54652 | 1.0971 | 0.4257 | 0.17529 | 1974.24 | TRC
Commercial | Energy Star Fryer | 0.29753 | 0.47832 | N/A | 0.14651 | 0.045305 | 903.8223 | RIM | Commercial | Energy Star Ice Maker | 0.73876 | 0.51664 | N/A | 0.03084 | 0.025832 | 237.861 | TRC | Commercial | Energy Star Commercial Oven | 3.6801 | 0.50697 | 8.0035 | 1.0341 | 0.54113 | 6368 | RIM | Commercial | Induction Cooktops | 0.59873 | 0.54652 | 1.0971 | 0.4257 | 0.17529 | 1974.24 | TRC
Commercial | Energy Star Fryer | 0.29753 | 0.47832 | N/A | 0.14651 | 0.045305 | 903.8223 | RIM | Commercial | Energy Star Ice Maker | 0.7475 | 0.52276 | N/A | 0.036863 | 0.023275 | 237.861 | TRC | Commercial | Energy Star Commercial Oven | 3.6801 | 0.50697 | 8.0035 | 1.0341 | 0.54113 | 6368 | RIM | Commercial | Induction Cooktops | 0.59873 | 0.54652 | 1.0971 | 0.4257 | 0.17529 | 1974.24 | TRC
Commercial | Energy Star Fryer | 0.29753 | 0.47832 | N/A | 0.14651 | 0.045305 | 903.8223 | RIM | Commercial | Energy Star Ice Maker | 0.7475 | 0.52276 | N/A | 0.036863 | 0.023275 | 237.861 | TRC | Commercial | Energy Star Commercial Oven | 3.6801 | 0.50697 | 8.0035 | 1.0341 | 0.54113 | 6368 | RIM | Commercial | Energy Star Commercial Dishwasher | 8.9786 | 0.36033 | 38.659 | 1.3826 | -0.0001471 | 19054.1268 | 2 year Payback
Commercial | Energy Star Fryer | 0.29753 | 0.47832 | N/A | 0.14651 | 0.045305 | 903.8223 | RIM | Commercial | Energy Star Ice Maker | 0.73876 | 0.51664 | N/A | 0.03084 | 0.025832 | 237.861 | TRC | Commercial | Energy Star Commercial Oven | 3.6801 | 0.50697 | 8.0035 | 1.0341 | 0.54113 | 6368 | RIM | Commercial | Energy Star Commercial Dishwasher | 8.9786 | 0.36033 | 38.659 | 1.3826 | -0.0001471 | 19054.1268 | 2 year Payback
Commercial | Energy Star Fryer | 0.29753 | 0.47832 | N/A | 0.14651 | 0.045305 | 903.8223 | RIM | Commercial | Energy Star Ice Maker | 0.7475 | 0.52276 | N/A | 0.036863 | 0.023275 | 237.861 | TRC | Commercial | Energy Star Commercial Oven | 3.6801 | 0.50697 | 8.0035 | 1.0341 | 0.54113 | 6368 | RIM | Commercial | Energy Star Commercial Dishwasher | 8.9786 | 0.36033 | 38.659 | 1.3826 | -0.0001471 | 19054.1268 | 2 year Payback
Commercial | Energy Star Fryer | 0.29753 | 0.47832 | N/A | 0.14651 | 0.045305 | 903.8223 | RIM | Commercial | Energy Star Ice Maker | 0.73876 | 0.51664 | N/A | 0.03084 | 0.025832 | 237.861 | TRC | Commercial | Energy Star Commercial Oven | 3.6801 | 0.50697 | 8.0035 | 1.0341 | 0.54113 | 6368 | RIM | Commercial | Energy Star Commercial Dishwasher | 8.9786 | 0.36033 | 38.659 | 1.3826 | -0.0001471 | 19054.1268 | 2 year Payback
Commercial | Energy Star Fryer | 0.29753 | 0.47832 | N/A | 0.14651 | 0.045305 | 903.8223 | RIM | Commercial | Energy Star Ice Maker | 0.7475 | 0.52276 | N/A | 0.036863 | 0.023275 | 237.861 | TRC | Commercial | Energy Star Commercial Oven | 3.6801 | 0.50697 | 8.0035 | 1.0341 | 0.54113 | 6368 | RIM | Commercial | Energy Star Commercial Dishwasher | 8.9786 | 0.36033 | 38.659 | 1.3826 | -0.0001471 | 19054.1268 | 2 year Payback
Commercial | Energy Star Fryer | 0.29753 | 0.47832 | N/A | 0.14651 | 0.045305 | 903.8223 | RIM | Commercial | Energy Star Ice Maker | 0.7475 | 0.52276 | N/A | 0.036863 | 0.023275 | 237.861 | TRC | Commercial | Energy Star Commercial Oven | 3.6801 | 0.50697 | 8.0035 | 1.0341 | 0.54113 | 6368 | RIM | Commercial | Energy Star Commercial Dishwasher | 8.9786 | 0.36033 | 38.659 | 1.3826 | -0.0001471 | 19054.1268 | 2 year Payback
Commercial | Energy Star Fryer | 0.29753 | 0.47832 | N/A | 0.14651 | 0.045305 | 903.8223 | RIM | Commercial | Energy Star Ice Maker | 0.73876 | 0.51664 | N/A | 0.03084 | 0.025832 | 237.861 | TRC | Commercial | Energy Star Commercial Oven | 3.6801 | 0.50697 | 8.0035 | 1.0341 | 0.54113 | 6368 | RIM | Commercial | Energy Star Commercial Dishwasher | 8.9786 | 0.36033 | 38.659 | 1.3826 | -0.0001471 | 19054.1268 | 2 year Payback
Commercial | Energy Star Fryer | 0.29753 | 0.47832 | N/A | 0.14651 | 0.045305 | 903.8223 | RIM | Commercial | Energy Star Ice Maker | 0.7475 | 0.52276 | N/A | 0.036863 | 0.023275 | 237.861 | TRC | Commercial | Energy Star Commercial Oven | 3.6801 | 0.50697 | 8.0035 | 1.0341 | 0.54113 | 6368 | RIM | Commercial | Energy Star Commercial Dishwasher | 8.9786 | 0.36033 | 38.659 | 1.3826 | -0.0001471 | 19054.1268 | 2 year Payback
Commercial | Energy Star Fryer | 0.29753 | 0.47832 | N/A | 0.14651 | 0.045305 | 903.8223 | RIM | Commercial | Energy Star Ice Maker | 0.73876 | 0.51664 | N/A | 0.03084 | 0.025832 | 237.861 | TRC | Commercial | Energy Star Commercial Oven | 3.6801 | 0.50697 | 8.0035 | 1.0341 | 0.54113 | 6368 | RIM | Commercial | Energy Star Commercial Dishwasher | 8.9786 | 0.36033 | 38.659 | 1.3826 | -0.0001471 | 19054.1268 | 2 year Payback
Commercial | Energy Star Fryer | 0.29753 | 0.47832 | N/A | 0.14651 | 0.045305 | 903.8223 | RIM | Commercial | Energy Star Ice Maker | 0.73876 | 0.51664 | N/A | 0.03084 | 0.025832 | 237.861 | TRC | Commercial | Energy Star Commercial Oven | 3.6801 | 0.50697 | 8.0035 | 1.0341 | 0.54113 | 6368 | RIM | Commercial | Energy Star Commercial Dishwasher | 8.9786 | 0.36033 | 38.659 | 1.3826 | -0.0001471 | 19054.1268 | 2 year Payback
Commercial | Energy Star Fryer | 0.29753 | 0.47832 | N/A | 0.14651 | 0.045305 | 903.8223 | RIM | Commercial | Energy Star Ice Maker | 0.7475 | 0.52276 | N/A | 0.036863 | 0.023275 | 237.861 | TRC | Commercial | Energy Star Commercial Oven | 3.6801 | 0.50697 | 8.0035 | 1.0341 | 0.54113 | 6368 | RIM | Commercial | Energy Star Commercial Dishwasher | 8.9786 | 0.36033 | 38.659 | 1.3826 | -0.0001471 | 19054.1268 | 2 year Payback
Commercial | Energy Star Fryer | 0.29753 | 0.47832 | N/A | 0.14651 | 0.045305 | 903.8223 | RIM | Commercial | Energy Star Ice Maker | 0.73876 | 0.51664 | N/A | 0.03084 | 0.025832 | 237.861 | TRC | Commercial | Energy Star Commercial Oven | 3.6801 | 0.50697 | 8.0035 | 1.0341 | 0.54113 | 6368 | RIM | Commercial | Energy Star Commercial Dishwasher | 8.9786 | 0.36033 | 38.659 | 1.3826 | -0.0001471 | 19054.1268 | 2 year Payback
Commercial | Energy Star Fryer | 0.29753 | 0.47832 | N/A | 0.14651 | 0.045305 | 903.8223 | RIM | Commercial | Energy Star Ice Maker | 0.7475 | 0.52276 | N/A | 0.036863 | 0.023275 | 237.861 | TRC | Commercial | Energy Star Commercial Oven | 3.6801 | 0.50697 | 8.0035 | 1.0341 | 0.54113 | 6368 | RIM | Commercial | Energy Star Commercial Dishwasher | 8.9786 | 0.36033 | 38.659 | 1.3826 | -0.0001471 | 19054.1268 | 2 year Payback
Commercial | Energy Star Fryer | 0.29753 | 0.47832 | N/A | 0.14651 | 0.045305 | 903.8223 | RIM | Commercial | Energy Star Ice Maker | 0.7475 | 0.52276 | N/A | 0.036863 | 0.023275 | 237.861 | TRC | Commercial | Energy Star Commercial Oven | 3.6801 | 0.50697 | 8.0035 | 1.0341 | 0.54113 | 6368 | RIM | Commercial | Energy Star Commercial Dishwasher | 8.9786 | 0.36033 | 38.659 | 1.3826 | -0.0001471 | 19054.1268 | 2 year Payback
Commercial | Energy Star Fryer | 0.29753 | 0.47832 | N/A | 0.14651 | 0.045305 | 903.8223 | RIM | Commercial | Energy Star Ice Maker | 0.73876 | 0.51664 | N/A | 0.03084 | 0.025832 | 237.861 | TRC | Commercial | Energy Star Commercial Oven | 3.6801 | 0.50697 | 8.0035 | 1.0341 | 0.54113 | 6368 | RIM | Commercial | Energy Star Commercial Dishwasher | 8.9786 | 0.36033 | 38.659 | 1.3826 | -0.0001471 | 19054.1268 | 2 year Payback
Commercial | Energy Star Fryer | 0.29753 | 0.47832 | N/A | 0.14651 | 0.045305 | 903.8223 | RIM | Commercial | Energy Star Ice Maker | 0.7475 | 0.52276 | N/A | 0.036863 | 0.023275 | 237.861 | TRC | Commercial | Energy Star Commercial Oven | 3.6801 | 0.50697 | 8.0035 | 1.0341 | 0.54113 | 6368 | RIM | Commercial | Energy Star Commercial Dishwasher | 8.9786 | 0.36033 | 38.659 | 1.3826 | -0.0001471 | 19054.1268 | 2 year Payback
Commercial | Energy Star Griddle | 1350512.9283 | 0.47237 | N/A | 0.3156 | 0.080771 | 1910 | RIM | Commercial | Energy Star Ice Maker | 0.73876 | 0.51664 | N/A | 0.03084 | 0.025832 | 237.861 | TRC | Commercial | Energy Star Commercial Oven | 3.6801 | 0.50697 | 8.0035 | 1.0341 | 0.54113 | 6368 | RIM | Commercial | Energy Star Commercial Dishwasher | 8.9786 | 0.36033 | 38.659 | 1.3826 | -0.0001471 | 19054.1268 | 2 year Payback
Commercial | Energy Star Griddle | 1350512.9283 | 0.47237 | N/A | 0.3156 | 0.080771 | 1910 | RIM | Commercial | Energy Star Ice Maker | 0.7475 | 0.52276 | N/A | 0.036863 | 0.023275 | 237.861 | TRC | Commercial | Energy Star Commercial Oven | 3.6801 | 0.50697 | 8.0035 | 1.0341 | 0.54113 | 6368 | RIM | Commercial | Energy Star Commercial Dishwasher | 8.9786 | 0.36033 | 38.659 | 1.3826 | -0.0001471 | 19054.1268 | 2 year Payback
Commercial | Energy Star Griddle | 1350512.9283 | 0.47237 | N/A | 0.3156 | 0.080771 | 1910 | RIM | Commercial | Energy Star Refrigerator | 0.84002 | 0.51284 | N/A | 0.017577 | 0.01383 | 133.5 | TRC | Commercial | Energy Star Commercial Oven | 3.6801 | 0.50697 | 8.0035 | 1.0341 | 0.54113 | 6368 | RIM | Commercial | Energy Star Commercial Dishwasher | 8.9786 | 0.36033 | 38.659 | 1.3826 | -0.0001471 | 19054.1268 | 2 year Payback
Commercial | Energy Star Griddle | 1350512.9283 | 0.47237 | N/A | 0.3156 | 0.080771 | 1910 | RIM | Commercial | Energy Star Refrigerator | 0.84002 | 0.51284 | N/A | 0.017577 | 0.01383 | 133.5 | TRC | Commercial | Energy Star Commercial Oven | 3.6801 | 0.50697 | 8.0035 | 1.0341 | 0.54113 | 6368 | RIM | Commercial | Energy Star Commercial Dishwasher | 8.9786 | 0.36033 | 38.659 | 1.3826 | -0.0001471 | 19054.1268 | 2 year Payback
Commercial | Energy Star Griddle | 1350512.9283 | 0.47237 | N/A | 0.3156 | 0.080771 | 1910 | RIM | Commercial | Energy Star Refrigerator | 0.84002 | 0.51284 | N/A | 0.017577 | 0.01383 | 133.5 | TRC | Commercial | Energy Star Commercial Oven | 3.6801 | 0.50697 | 8.0035 | 1.0341 | 0.54113 | 6368 | RIM | Commercial | Energy Star Commercial Dishwasher | 8.9786 | 0.36033 | 38.659 | 1.3826 | -0.0001471 | 19054.1268 | 2 year Payback
Commercial | Energy Star Griddle | 1350512.9283 | 0.47237 | N/A | 0.3156 | 0.080771 | 1910 | RIM | Commercial | Energy Star Refrigerator | 0.84002 | 0.51284 | N/A | 0.017577 | 0.01383 | 133.5 | TRC | Commercial | Energy Star Commercial Oven | 3.6801 | 0.50697 | 8.0035 | 1.0341 | 0.54113 | 6368 | RIM | Commercial | Energy Star Commercial Dishwasher | 8.9786 | 0.36033 | 38.659 | 1.3826 | -0.0001471 | 19054.1268 | 2 year Payback
Commercial | Energy Star Griddle | 1350512.9283 | 0.47237 | N/A | 0.3156 | 0.080771 | 1910 | RIM | Commercial | Energy Star Refrigerator | 0.84002 | 0.51284 | N/A | 0.017577 | 0.01383 | 133.5 | TRC | Commercial | Energy Star Fryer | 0.29481 | 0.47132 | 0.62203 | 0.14651 | 0.045305 | 903.8223 | RIM | Commercial | Energy Star Commercial Dishwasher | 8.9786 | 0.36033 | 38.659 | 1.3826 | -0.0001471 | 19054.1268 | 2 year Payback
Commercial | Energy Star Griddle | 1350512.9283 | 0.47237 | N/A | 0.3156 | 0.080771 | 1910 | RIM | Commercial | Energy Star Refrigerator | 0.84002 | 0.51284 | N/A | 0.017577 | 0.01383 | 133.5 | TRC | Commercial | Energy Star Fryer | 0.29481 | 0.47132 | 0.62203 | 0.14651 | 0.045305 | 903.8223 | RIM | Commercial | Energy Star Commercial Dishwasher | 8.9786 | 0.36033 | 38.659 | 1.3826 | -0.0001471 | 19054.1268 | 2 year Payback
Commercial | Energy Star Griddle | 1350512.9283 | 0.47237 | N/A | 0.3156 | 0.080771 | 1910 | RIM | Commercial | Energy Star Refrigerator | 0.84002 | 0.51284 | N/A | 0.017577 | 0.01383 | 133.5 | TRC | Commercial | Energy Star Fryer | 0.29481 | 0.47132 | 0.62203 | 0.14651 | 0.045305 | 903.8223 | RIM | Commercial | Energy Star Commercial Dishwasher | 8.9786 | 0.36033 | 38.659 | 1.3826 | -0.0001471 | 19054.1268 | 2 year Payback
Commercial | Energy Star Griddle | 1350512.9283 | 0.47237 | N/A | 0.3156 | 0.080771 | 1910 | RIM | Commercial | Energy Star Refrigerator | 0.84002 | 0.51284 | N/A | 0.017577 | 0.01383 | 133.5 | TRC | Commercial | Energy Star Fryer | 0.29481 | 0.47132 | 0.62203 | 0.14651 | 0.045305 | 903.8223 | RIM | Commercial | Energy Star Commercial Dishwasher | 8.9786 | 0.36033 | 38.659 | 1.3826 | -0.0001471 | 19054.1268 | 2 year Payback
Commercial | Energy Star Griddle | 1350512.9283 | 0.47237 | N/A | 0.3156 | 0.080771 | 1910 | RIM | Commercial | Energy Star Refrigerator | 0.84002 | 0.51284 | N/A | 0.017577 | 0.01383 | 133.5 | TRC | Commercial | Energy Star Fryer | 0.29481 | 0.47132 | 0.62203 | 0.14651 | 0.045305 | 903.8223 | RIM | Commercial | Heat Pump Water Heater | 8.4304 | 0.64009 | 16.0786 | 5.7477 | 31.0919 | 108058.9101 | 2 year Payback
Commercial | Energy Star Griddle | 1350512.9283 | 0.47237 | N/A | 0.3156 | 0.080771 | 1910 | RIM | Commercial | Energy Star Refrigerator | 0.84002 | 0.51284 | N/A | 0.017577 | 0.01383 | 133.5 | TRC | Commercial | Energy Star Fryer | 0.29481 | 0.47132 | 0.62203 | 0.14651 | 0.045305 | 903.8223 | RIM | Commercial | Heat Pump Water Heater | 8.6138 | 0.7332 | 13.9814 | 0.65925 | 3.4586 | 9396.427 | 2 year Payback
Commercial | Energy Star Griddle | 1350512.9283 | 0.47237 | N/A | 0.3156 | 0.080771 | 1910 | RIM | Commercial | Energy Star Refrigerator | 0.84002 | 0.51284 | N/A | 0.017577 | 0.01383 | 133.5 | TRC | Commercial | Energy Star Fryer | 0.29481 | 0.47132 | 0.62203 | 0.14651 | 0.045305 | 903.8223 | RIM | Commercial | Heat Pump Water Heater | 4.4808 | 0.5393 | 9.321 | 1.0586 | 0.70411 | 6264.2846 | 2 year Payback
Commercial | Energy Star Griddle | 1350512.9283 | 0.47237 | N/A | 0.3156 | 0.080771 | 1910 | RIM | Commercial | Energy Star Refrigerator | 0.84002 | 0.51284 | N/A | 0.017577 | 0.01383 | 133.5 | TRC | Commercial | Energy Star Fryer | 0.29481 | 0.47132 | 0.62203 | 0.14651 | 0.045305 | 903.8223 | RIM | Commercial | Heat Pump Water Heater | 9.5446 | 0.64009 | 18.7972 | 10.0793 | 54.5234 | 189494.6105 | 2 year Payback
Commercial | Energy Star Griddle | 1350512.9283 | 0.47237 | N/A | 0.3156 | 0.080771 | 1910 | RIM | Commercial | Energy Star Refrigerator | 0.84002 | 0.51284 | N/A | 0.017577 | 0.01383 | 133.5 | TRC | Commercial | Energy Star Fryer | 0.29481 | 0.47132 | 0.62203 | 0.14651 | 0.045305 | 903.8223 | RIM | Commercial | Heat Pump Water Heater | 9.1888 | 0.5393 | 22.3703 | 63.5174 | 42.2467 | 375857.0786 | 2 year Payback
Commercial | Energy Star Griddle | 1350512.9283 | 0.47237 | N/A | 0.3156 | 0.080771 | 1910 | RIM | Commercial | Energy Star Refrigerator | 0.84002 | 0.51284 | N/A | 0.017577 | 0.01383 | 133.5 | TRC | Commercial | Energy Star Fryer | 0.29481 | 0.47132 | 0.62203 | 0.14651 | 0.045305 | 903.8223 | RIM | Commercial | Heat Pump Water Heater | 12.4926 | 0.7332 | 22.3703 | 3.1644 | 16.6011 | 45102.8494 | 2 year Payback
Commercial | Energy Star Griddle | 1350512.9283 | 0.47237 | N/A | 0.3156 | 0.080771 | 1910 | RIM | Commercial | Energy Star Refrigerator | 0.84002 | 0.51284 | N/A | 0.017577 | 0.01383 | 133.5 | TRC | Commercial | Energy Star Fryer | 0.29481 | 0.47132 | 0.62203 | 0.14651 | 0.045305 | 903.8223 | RIM | Commercial | Heat Pump Water Heater | 8.751 | 0.5393 | 20.9721 | 47.638 | 31.685 | 281892.809 | 2 year Payback
Commercial | Energy Star Griddle | 1350512.9283 | 0.47237 | N/A | 0.3156 | 0.080771 | 1910 | RIM | Commercial | Energy Star Refrigerator | 0.84002 | 0.51284 | N/A | 0.017577 | 0.01383 | 133.5 | TRC | Commercial | Energy Star Fryer | 0.29481 | 0.47132 | 0.62203 | 0.14651 | 0.045305 | 903.8223 | RIM | Commercial | Heat Pump Water Heater | 8.2479 | 0.5393 | 19.4186 | 6.6164 | 4.4007 | 39151.779 | 2 year Payback
Commercial | Energy Star Griddle | 1350512.9283 | 0.47237 | N/A | 0.3156 | 0.080771 | 1910 | RIM | Commercial | Energy Star Refrigerator | 0.84002 | 0.51284 | N/A | 0.017577 | 0.01383 | 133.5 | TRC | Commercial | Energy Star Fryer | 0.29481 | 0.47132 | 0.62203 | 0.14651 | 0.045305 | 903.8223 | RIM | Commercial | Heat Pump Water Heater | 7.39 | 0.7332 | 11.6512 | 1.0987 | 5.7643 | 15660.7116 | 2 year Payback
Commercial | Energy Star Griddle | 1350512.9283 | 0.47237 | N/A | 0.3156 | 0.080771 | 1910 | RIM | Commercial | Energy Star Refrigerator | 0.84002 | 0.51284 | N/A | 0.017577 | 0.01383 | 133.5 | TRC | Commercial | Energy Star Fryer | 0.29481 | 0.47132 | 0.62203 | 0.14651 | 0.045305 | 903.8223 | RIM | Commercial | Heat Pump Water Heater | 8.5423 | 0.7332 | 13.8416 | 1.958 | 10.2719 | 27907.3881 | 2 year Payback
Commercial | Energy Star Griddle | 1350512.9283 | 0.47237 | N/A | 0.3156 | 0.080771 | 1910 | RIM | Commercial | Energy Star Refrigerator | 0.84002 | 0.51284 | N/A | 0.017577 | 0.01383 | 133.5 | TRC | Commercial | Energy Star Fryer | 0.29481 | 0.47132 | 0.62203 | 0.14651 | 0.045305 | 903.8223 | RIM | Commercial | Heat Pump Water Heater | 6.3358 | 0.5393 | 13.9814 | 1.5879 | 1.0562 | 9396.427 | 2 year Payback
Commercial | Energy Star Griddle | 1350512.9283 | 0.47237 | N/A | 0.3156 | 0.080771 | 1910 | RIM | Commercial | Energy Star Refrigerator | 0.84002 | 0.51284 | N/A | 0.017577 | 0.01383 | 133.5 | TRC | Commercial | Energy Star Fryer | 0.29481 | 0.47132 | 0.62203 | 0.14651 | 0.045305 | 903.8223 | RIM | Commercial | Heat Pump Water Heater | 8.4304 | 0.64009 | 16.0786 | 5.7477 | 31.0919 | 108058.9101 | 2 year Payback
Commercial | Energy Star Griddle | 1350512.9283 | 0.47237 | N/A | 0.3156 | 0.080771 | 1910 | RIM | Commercial | Energy Star Refrigerator | 0.84002 | 0.51284 | N/A | 0.017577 | 0.01383 | 133.5 | TRC | Commercial | Energy Star Fryer | 0.29481 | 0.47132 | 0.62203 | 0.14651 | 0.045305 | 903.8223 | RIM | Commercial | Heat Pump Water Heater | 8.6138 | 0.7332 | 13.9814 | 0.65925 | 3.4586 | 9396.427 | 2 year Payback
Commercial | Energy Star Griddle | 1350512.9283 | 0.47237 | N/A | 0.3156 | 0.080771 | 1910 | RIM | Commercial | Energy Star Refrigerator | 0.84002 | 0.51284 | N/A | 0.017577 | 0.01383 | 133.5 | TRC | Commercial | Energy Star Fryer | 0.29481 | 0.47132 | 0.62203 | 0.14651 | 0.045305 | 903.8223 | RIM | Commercial | Heat Pump Water Heater | 4.4808 | 0.5393 | 9.321 | 1.0586 | 0.70411 | 6264.2846 | 2 year Payback
Commercial | Energy Star Griddle | 1350512.9283 | 0.47237 | N/A | 0.3156 | 0.080771 | 1910 | RIM | Commercial | Energy Star Refrigerator | 0.84002 | 0.51284 | N/A | 0.017577 | 0.01383 | 133.5 | TRC | Commercial | Energy Star Fryer | 0.29481 | 0.47132 | 0.62203 | 0.14651 | 0.045305 | 903.8223 | RIM | Commercial | Heat Pump Water Heater | 9.5446 | 0.64009 | 18.7972 | 10.0793 | 54.5234 | 189494.6105 | 2 year Payback
Commercial | Energy Star Griddle | 1350512.9283 | 0.47237 | N/A | 0.3156 | 0.080771 | 1910 | RIM | Commercial | Energy Star Refrigerator | 0.84002 | 0.51284 | N/A | 0.017577 | 0.01383 | 133.5 | TRC | Commercial | Energy Star Fryer | 0.29481 | 0.47132 | 0.62203 | 0.14651 | 0.045305 | 903.8223 | RIM | Commercial | Heat Pump Water Heater | 9.1888 | 0.5393 | 22.3703 | 63.5174 | 42.2467 | 375857.0786 | 2 year Payback
Commercial | Energy Star Hot Food Holding Cabinet | 1.7039 | 0.53358 | N/A | 0.31862 | 0.15417 | 1730.1 | RIM | Commercial | Energy Star Refrigerator | 0.84002 | 0.51284 | N/A | 0.017577 | 0.01383 | 133.5 | TRC | Commercial | Energy Star Fryer | 0.29481 | 0.47132 | 0.62203 | 0.14651 | 0.045305 | 903.8223 | RIM | Commercial | Heat Pump Water Heater | 12.4926 | 0.7332 | 22.3703 | 3.1644 | 16.6011 | 45102.8494 | 2 year Payback
Commercial | Energy Star Hot Food Holding Cabinet | 1.7039 | 0.53358 | N/A | 0.31862 | 0.15417 | 1730.1 | RIM | Commercial | Energy Star Refrigerator | 0.84002 | 0.51284 | N/A | 0.017577 | 0.01383 | 133.5 | TRC | Commercial | Energy Star Fryer | 0.29481 | 0.47132 | 0.62203 | 0.14651 | 0.045305 | 903.8223 | RIM | Commercial | Heat Pump Water Heater | 8.751 | 0.5393 | 20.9721 | 47.638 | 31.685 | 281892.809 | 2 year Payback
Commercial | Energy Star Hot Food Holding Cabinet | 1.7039 | 0.53358 | N/A | 0.31862 | 0.15417 | 1730.1 | RIM | Commercial | Energy Star Vending Machine | 0.82407 | 0.52358 | N/A | 0.082226 | 0.051367 | 525.7314 | TRC | Commercial | Energy Star Fryer | 0.29481 | 0.47132 | 0.62203 | 0.14651 | 0.045305 | 903.8223 | RIM | Commercial | Heat Pump Water Heater | 8.2479 | 0.5393 | 19.4186 | 6.6164 | 4.4007 | 39151.779 | 2 year Payback
Commercial | Energy Star Hot Food Holding Cabinet | 1.7039 | 0.53358 | N/A | 0.31862 | 0.15417 | 1730.1 | RIM | Commercial | Energy Star Vending Machine | 0.82436 | 0.52376 | N/A | 0.082504 | 0.051277 | 525.7314 | TRC | Commercial | Energy Star Fryer | 0.29481 | 0.47132 | 0.62203 | 0.14651 | 0.045305 | 903.8223 | RIM | Commercial | Heat Pump Water Heater | 7.39 | 0.7332 | 11.6512 | 1.0987 | 5.7643 | 15660.7116 | 2 year Payback
Commercial | Energy Star Hot Food Holding Cabinet | 1.7039 | 0.53358 | N/A | 0.31862 | 0.15417 | 1730.1 | RIM | Commercial | Energy Star Vending Machine | 0.82407 | 0.52358 | N/A | 0.082226 | 0.051367 | 525.7314 | TRC | Commercial | Energy Star Fryer | 0.29481 | 0.47132 | 0.62203 | 0.14651 | 0.045305 | 903.8223 | RIM | Commercial | Heat Pump Water Heater | 8.5423 | 0.7332 | 13.8416 | 1.958 | 10.2719 | 27907.3881 | 2 year Payback
Commercial | Energy Star Hot Food Holding Cabinet | 1.7039 | 0.53358 | N/A | 0.31862 | 0.15417 | 1730.1 | RIM | Commercial | Energy Star Vending Machine | 0.82436 | 0.52376 | N/A | 0.082504 | 0.051277 | 525.7314 | TRC | Commercial | Energy Star Fryer | 0.29481 | 0.47132 | 0.62203 | 0.14651 | 0.045305 | 903.8223 | RIM | Commercial | Heat Pump Water Heater | 6.3358 | 0.5393 | 13.9814 | 1.5879 | 1.0562 | 9396.427 | 2 year Payback
Commercial | Energy Star Hot Food Holding Cabinet | 1.7039 | 0.53358 | N/A | 0.31862 | 0.15417 | 1730.1 | RIM | Commercial | Energy Star Vending Machine | 0.82436 | 0.52376 | N/A | 0.082504 | 0.051277 | 525.7314 | TRC | Commercial | Energy Star Griddle | 31.7851 | 0.46545 | 2859038.8782 | 0.3156 | 0.080771 | 1910 | RIM | Commercial | Instantaneous Hot Water System | 0.10004 | 0.51581 | 0.19165 | 0.042084 | 0.048493 | 379.8836 | TRC
Commercial | Energy Star Hot Food Holding Cabinet | 1.7039 | 0.53358 | N/A | 0.31862 | 0.15417 | 1730.1 | RIM | Commercial | Energy Star Vending Machine | 0.82407 | 0.52358 | N/A | 0.082226 | 0.051367 | 525.7314 | TRC | Commercial | Energy Star Griddle | 31.7851 | 0.46545 | 2859038.8782 | 0.3156 | 0.080771 | 1910 | RIM | Commercial | Instantaneous Hot Water System | 0.26974 | 0.60692 | 0.44081 | 0.82565 | 1.9915 | 8737.3234 | TRC
Commercial | Energy Star Hot Food Holding Cabinet | 1.7039 | 0.53358 | N/A | 0.31862 | 0.15417 | 1730.1 | RIM | Commercial | Energy Star Vending Machine | 0.82436 | 0.52376 | N/A | 0.082504 | 0.051277 | 525.7314 | TRC | Commercial | Energy Star Griddle | 31.7851 | 0.46545 | 2859038.8782 | 0.3156 | 0.080771 | 1910 | RIM | Commercial | Instantaneous Hot Water System | 0.19509 | 0.50435 | 0.38331 | 0.084523 | 0.088194 | 759.7673 | TRC
Commercial | Energy Star Hot Food Holding Cabinet | 1.7039 | 0.53358 | N/A | 0.31862 | 0.15417 | 1730.1 | RIM | Commercial | Energy Star Vending Machine | 0.82407 | 0.52358 | N/A | 0.082226 | 0.051367 | 525.7314 | TRC | Commercial | Energy Star Griddle | 31.7851 | 0.46545 | 2859038.8782 | 0.3156 | 0.080771 | 1910 | RIM | Commercial | Instantaneous Hot Water System | 0.13326 | 0.51581 | 0.25554 | 0.056112 | 0.064657 | 506.5115 | TRC
Commercial | Energy Star Hot Food Holding Cabinet | 1.7039 | 0.53358 | N/A | 0.31862 | 0.15417 | 1730.1 | RIM | Commercial | Energy Star Vending Machine | 0.82407 | 0.52358 | N/A | 0.082226 | 0.051367 | 525.7314 | TRC | Commercial | Energy Star Griddle | 31.7851 | 0.46545 | 2859038.8782 | 0.3156 | 0.080771 | 1910 | RIM | Commercial | Instantaneous Hot Water System | 0.315 | 0.60692 | 0.51534 | 1.4479 | 3.4923 | 15321.9729 | TRC
Commercial | Energy Star Hot Food Holding Cabinet | 1.7039 | 0.53358 | N/A | 0.31862 | 0.15417 | 1730.1 | RIM | Commercial | Energy Star Vending Machine | 0.82436 | 0.52376 | N/A | 0.082504 | 0.051277 | 525.7314 | TRC | Commercial | Energy Star Griddle | 31.7851 | 0.46545 | 2859038.8782 | 0.3156 | 0.080771 | 1910 | RIM | Commercial | Instantaneous Hot Water System | 0.31815 | 0.51581 | 0.6133 | 3.3667 | 3.8794 | 30390.6901 | TRC
Commercial | Energy Star Hot Food Holding Cabinet | 1.7039 | 0.53358 | N/A | 0.31862 | 0.15417 | 1730.1 | RIM | Commercial | Energy Star Vending Machine | 0.82407 | 0.52358 | N/A | 0.082226 | 0.051367 | 525.7314 | TRC | Commercial | Energy Star Griddle | 31.7851 | 0.46545 | 2859038.8782 | 0.3156 | 0.080771 | 1910 | RIM | Commercial | Instantaneous Hot Water System | 0.31108 | 0.50435 | 0.6133 | 0.40571 | 0.42333 | 3646.8828 | TRC
Commercial | Energy Star Hot Food Holding Cabinet | 1.7039 | 0.53358 | N/A | 0.31862 | 0.15417 | 1730.1 | RIM | Commercial | Energy Star Vending Machine | 0.82436 | 0.52376 | N/A | 0.082504 | 0.051277 | 525.7314 | TRC | Commercial | Energy Star Griddle | 31.7851 | 0.46545 | 2859038.8782 | 0.3156 | 0.080771 | 1910 | RIM | Commercial | Instantaneous Hot Water System | 0.29843 | 0.51581 | 0.57496 | 2.525 | 2.9096 | 22793.0176 | TRC
Commercial | Energy Star Hot Food Holding Cabinet | 1.7039 | 0.53358 | N/A | 0.31862 | 0.15417 | 1730.1 | RIM | Commercial | Energy Star Vending Machine | 0.82407 | 0.52358 | N/A | 0.082226 | 0.051367 | 525.7314 | TRC | Commercial | Energy Star Griddle | 31.7851 | 0.46545 | 2859038.8782 | 0.3156 | 0.080771 | 1910 | RIM | Commercial | Instantaneous Hot Water System | 0.2765 | 0.51581 | 0.53237 | 0.3507 | 0.4041 | 3165.6969 | TRC
Commercial | Energy Star Hot Food Holding Cabinet | 1.7039 | 0.53358 | N/A | 0.31862 | 0.15417 | 1730.1 | RIM | Commercial | Energy Star Vending Machine | 0.82407 | 0.52358 | N/A | 0.082226 | 0.051367 | 525.7314 | TRC | Commercial | Energy Star Griddle | 31.7851 | 0.46545 | 2859038.8782 | 0.3156 | 0.080771 | 1910 | RIM | Commercial | Instantaneous Hot Water System | 0.16272 | 0.50435 | 0.31942 | 0.14087 | 0.14699 | 1266.2788 | TRC
Commercial | Energy Star Hot Food Holding Cabinet | 1.7039 | 0.53358 | N/A | 0.31862 | 0.15417 | 1730.1 | RIM | Commercial | Energy Star Vending Machine | 0.82436 | 0.52376 | N/A | 0.082504 | 0.051277 | 525.7314 | TRC | Commercial | Energy Star Griddle | 31.7851 | 0.46545 | 2859038.8782 | 0.3156 | 0.080771 | 1910 | RIM | Commercial | Instantaneous Hot Water System | 0.19315 | 0.50435 | 0.37948 | 0.25103 | 0.26194 | 2256.5087 | TRC
Commercial | Energy Star Hot Food Holding Cabinet | 1.7039 | 0.53358 | N/A | 0.31862 | 0.15417 | 1730.1 | RIM | Commercial | Energy Star Vending Machine | 0.82407 | 0.52358 | N/A | 0.082226 | 0.051367 | 525.7314 | TRC | Commercial | Energy Star Griddle | 31.7851 | 0.46545 | 2859038.8782 | 0.3156 | 0.080771 | 1910 | RIM | Commercial | Instantaneous Hot Water System | 0.041754 | 0.51581 | 0.079858 | 0.017535 | 0.020206 | 158.2883 | TRC
Commercial | Energy Star Hot Food Holding Cabinet | 1.7039 | 0.53358 | N/A | 0.31862 | 0.15417 | 1730.1 | RIM | Commercial | Energy Star Vending Machine | 0.82436 | 0.52376 | N/A | 0.082504 | 0.051277 | 525.7314 | TRC | Commercial | Energy Star Griddle | 31.7851 | 0.46545 | 2859038.8782 | 0.3156 | 0.080771 | 1910 | RIM | Commercial | Instantaneous Hot Water System | 0.19952 | 0.51581 | 0.38331 | 0.084168 | 0.096985 | 759.7673 | TRC
Commercial | Energy Star Hot Food Holding Cabinet | 1.7039 | 0.53358 | N/A | 0.31862 | 0.15417 | 1730.1 | RIM | Commercial | Energy Star Vending Machine | 0.82436 | 0.52376 | N/A | 0.082504 | 0.051277 | 525.7314 | TRC | Commercial | Energy Star Griddle | 31.7851 | 0.46545 | 2859038.8782 | 0.3156 | 0.080771 | 1910 | RIM | Commercial | Instantaneous Hot Water System | 0.10004 | 0.51581 | 0.19165 | 0.042084 | 0.048493 | 379.8836 | TRC
Commercial | Energy Star Hot Food Holding Cabinet | 1.7039 | 0.53358 | N/A | 0.31862 | 0.15417 | 1730.1 | RIM | Commercial | Energy Star Vending Machine | 0.82407 | 0.52358 | N/A | 0.082226 | 0.051367 | 525.7314 | TRC | Commercial | Energy Star Griddle | 31.7851 | 0.46545 | 2859038.8782 | 0.3156 | 0.080771 | 1910 | RIM | Commercial | Instantaneous Hot Water System | 0.26974 | 0.60692 | 0.44081 | 0.82565 | 1.9915 | 8737.3234 | TRC
Commercial | Energy Star Hot Food Holding Cabinet | 1.7039 | 0.53358 | N/A | 0.31862 | 0.15417 | 1730.1 | RIM | Commercial | Energy Star Vending Machine | 0.82436 | 0.52376 | N/A | 0.082504 | 0.051277 | 525.7314 | TRC | Commercial | Energy Star Griddle | 31.7851 | 0.46545 | 2859038.8782 | 0.3156 | 0.080771 | 1910 | RIM | Commercial | Instantaneous Hot Water System | 0.19509 | 0.50435 | 0.38331 | 0.084523 | 0.088194 | 759.7673 | TRC
Commercial | Energy Star Hot Food Holding Cabinet | 1.7039 | 0.53358 | N/A | 0.31862 | 0.15417 | 1730.1 | RIM | Commercial | Energy Star Vending Machine | 0.82407 | 0.52358 | N/A | 0.082226 | 0.051367 | 525.7314 | TRC | Commercial | Energy Star Griddle | 31.7851 | 0.46545 | 2859038.8782 | 0.3156 | 0.080771 | 1910 | RIM | Commercial | Instantaneous Hot Water System | 0.13326 | 0.51581 | 0.25554 | 0.056112 | 0.064657 | 506.5115 | TRC
Commercial | Energy Star Hot Food Holding Cabinet | 1.7039 | 0.53358 | N/A | 0.31862 | 0.15417 | 1730.1 | RIM | Commercial | Energy Star Vending Machine | 0.82407 | 0.52358 | N/A | 0.082226 | 0.051367 | 525.7314 | TRC | Commercial | Energy Star Griddle | 31.7851 | 0.46545 | 2859038.8782 | 0.3156 | 0.080771 | 1910 | RIM | Commercial | Instantaneous Hot Water System | 0.315 | 0.60692 | 0.51534 | 1.4479 | 3.4923 | 15321.9729 | TRC
Commercial | Energy Star Hot Food Holding Cabinet | 1.7039 | 0.53358 | N/A | 0.31862 | 0.15417 | 1730.1 | RIM | Commercial | Energy Star Vending Machine | 0.82436 | 0.52376 | N/A | 0.082504 | 0.051277 | 525.7314 | TRC | Commercial | Energy Star Griddle | 31.7851 | 0.46545 | 2859038.8782 | 0.3156 | 0.080771 | 1910 | RIM | Commercial | Instantaneous Hot Water System | 0.31815 | 0.51581 | 0.6133 | 3.3667 | 3.8794 | 30390.6901 | TRC
Commercial | Energy Star Hot Food Holding Cabinet | 1.7039 | 0.53358 | N/A | 0.31862 | 0.15417 | 1730.1 | RIM | Commercial | Energy Star Vending Machine | 0.82407 | 0.52358 | N/A | 0.082226 | 0.051367 | 525.7314 | TRC | Commercial | Energy Star Griddle | 31.7851 | 0.46545 | 2859038.8782 | 0.3156 | 0.080771 | 1910 | RIM | Commercial | Instantaneous Hot Water System | 0.31108 | 0.50435 | 0.6133 | 0.40571 | 0.42333 | 3646.8828 | TRC
Commercial | Energy Star Steamer | 9.1128 | 0.50435 | N/A | 1.4645 | 0.85037 | 9967 | RIM | Commercial | Energy Star Vending Machine | 0.82436 | 0.52376 | N/A | 0.082504 | 0.051277 | 525.7314 | TRC | Commercial | Energy Star Griddle | 31.7851 | 0.46545 | 2859038.8782 | 0.3156 | 0.080771 | 1910 | RIM | Commercial | Instantaneous Hot Water System | 0.29843 | 0.51581 | 0.57496 | 2.525 | 2.9096 | 22793.0176 | TRC
Commercial | Energy Star Steamer | 9.1128 | 0.50435 | N/A | 1.4645 | 0.85037 | 9967 | RIM | Commercial | Energy Star Vending Machine | 0.82407 | 0.52358 | N/A | 0.082226 | 0.051367 | 525.7314 | TRC | Commercial | Energy Star Griddle | 31.7851 | 0.46545 | 2859038.8782 | 0.3156 | 0.080771 | 1910 | RIM | Commercial | Instantaneous Hot Water System | 0.2765 | 0.51581 | 0.53237 | 0.3507 | 0.4041 | 3165.6969 | TRC
Commercial | Energy Star Steamer | 9.1128 | 0.50435 | N/A | 1.4645 | 0.85037 | 9967 | RIM | Commercial | Refrigerated Display Case LED Lighting | 0 | 0 | N/A | 0 | 0 | 0 | TRC | Commercial | Energy Star Griddle | 31.7851 | 0.46545 | 2859038.8782 | 0.3156 | 0.080771 | 1910 | RIM | Commercial | Instantaneous Hot Water System | 0.16272 | 0.50435 | 0.31942 | 0.14087 | 0.14699 | 1266.2788 | TRC
Commercial | Energy Star Steamer | 9.1128 | 0.50435 | N/A | 1.4645 | 0.85037 | 9967 | RIM | Commercial | Refrigerated Display Case LED Lighting | 0 | 0 | N/A | 0 | 0 | 0 | TRC | Commercial | Energy Star Griddle | 31.7851 | 0.46545 | 2859038.8782 | 0.3156 | 0.080771 | 1910 | RIM | Commercial | Instantaneous Hot Water System | 0.19315 | 0.50435 | 0.37948 | 0.25103 | 0.26194 | 2256.5087 | TRC
Commercial | Energy Star Steamer | 9.1128 | 0.50435 | N/A | 1.4645 | 0.85037 | 9967 | RIM | Commercial | Refrigerated Display Case LED Lighting | 0 | 0 | N/A | 0 | 0 | 0 | TRC | Commercial | Energy Star Griddle | 31.7851 | 0.46545 | 2859038.8782 | 0.3156 | 0.080771 | 1910 | RIM | Commercial | Instantaneous Hot Water System | 0.041754 | 0.51581 | 0.079858 | 0.017535 | 0.020206 | 158.2883 | TRC
Commercial | Energy Star Steamer | 9.1128 | 0.50435 | N/A | 1.4645 | 0.85037 | 9967 | RIM | Commercial | Refrigerated Display Case LED Lighting | 0 | 0 | N/A | 0 | 0 | 0 | TRC | Commercial | Energy Star Griddle | 31.7851 | 0.46545 | 2859038.8782 | 0.3156 | 0.080771 | 1910 | RIM | Commercial | Instantaneous Hot Water System | 0.19952 | 0.51581 | 0.38331 | 0.084168 | 0.096985 | 759.7673 | TRC
Commercial | Energy Star Steamer | 9.1128 | 0.50435 | N/A | 1.4645 | 0.85037 | 9967 | RIM | Commercial | Refrigerated Display Case LED Lighting | 0 | 0 | N/A | 0 | 0 | 0 | TRC | Commercial | Energy Star Hot Food Holding Cabinet | 1.6267 | 0.52577 | 3.1933 | 0.31862 | 0.15417 | 1730.1 | RIM | Commercial | Solar Water Heater | 0.45287 | 0.37247 | 1.2198 | 0.41215 | 0.057863 | 5514.2421 | TRC
Commercial | Energy Star Steamer | 9.1128 | 0.50435 | N/A | 1.4645 | 0.85037 | 9967 | RIM | Commercial | Refrigerated Display Case LED Lighting | 0 | 0 | N/A | 0 | 0 | 0 | TRC | Commercial | Energy Star Hot Food Holding Cabinet | 1.6267 | 0.52577 | 3.1933 | 0.31862 | 0.15417 | 1730.1 | RIM | Commercial | Solar Water Heater | 0.8899 | 0.37247 | 2.4395 | 0.82429 | 0.11573 | 11028.4843 | TRC
Commercial | Energy Star Steamer | 9.1128 | 0.50435 | N/A | 1.4645 | 0.85037 | 9967 | RIM | Commercial | Refrigerated Display Case LED Lighting | 0 | 0 | N/A | 0 | 0 | 0 | TRC | Commercial | Energy Star Hot Food Holding Cabinet | 1.6267 | 0.52577 | 3.1933 | 0.31862 | 0.15417 | 1730.1 | RIM | Commercial | Solar Water Heater | 0.60027 | 0.37247 | 1.6264 | 0.54953 | 0.07715 | 7352.3228 | TRC
Commercial | Energy Star Steamer | 9.1128 | 0.50435 | N/A | 1.4645 | 0.85037 | 9967 | RIM | Commercial | Refrigerated Display Case LED Lighting | 0 | 0 | N/A | 0 | 0 | 0 | TRC | Commercial | Energy Star Hot Food Holding Cabinet | 1.6267 | 0.52577 | 3.1933 | 0.31862 | 0.15417 | 1730.1 | RIM | Commercial | Solar Water Heater | 0.74593 | 0.37247 | 2.0329 | 1.3738 | 0.19288 | 18380.8071 | TRC
Commercial | Energy Star Steamer | 9.1128 | 0.50435 | N/A | 1.4645 | 0.85037 | 9967 | RIM | Commercial | Refrigerated Display Case LED Lighting | 0 | 0 | N/A | 0 | 0 | 0 | TRC | Commercial | Energy Star Hot Food Holding Cabinet | 1.6267 | 0.52577 | 3.1933 | 0.31862 | 0.15417 | 1730.1 | RIM | Commercial | Solar Water Heater | 0.88131 | 0.37247 | 2.4151 | 2.4481 | 0.3437 | 32754.5983 | TRC
Commercial | Energy Star Steamer | 9.1128 | 0.50435 | N/A | 1.4645 | 0.85037 | 9967 | RIM | Commercial | Refrigerated Display Case LED Lighting | 0 | 0 | N/A | 0 | 0 | 0 | TRC | Commercial | Energy Star Hot Food Holding Cabinet | 1.6267 | 0.52577 | 3.1933 | 0.31862 | 0.15417 | 1730.1 | RIM | Commercial | Solar Water Heater | 0.19068 | 0.37247 | 0.50825 | 0.17173 | 0.02411 | 2297.6512 | TRC
Commercial | Energy Star Steamer | 9.1128 | 0.50435 | N/A | 1.4645 | 0.85037 | 9967 | RIM | Commercial | Refrigerated Display Case LED Lighting | 0 | 0 | N/A | 0 | 0 | 0 | TRC | Commercial | Energy Star Hot Food Holding Cabinet | 1.6267 | 0.52577 | 3.1933 | 0.31862 | 0.15417 | 1730.1 | RIM | Commercial | Solar Water Heater | 0.8899 | 0.37247 | 2.4395 | 0.82429 | 0.11573 | 11028.4843 | TRC
Commercial | Energy Star Steamer | 9.1128 | 0.50435 | N/A | 1.4645 | 0.85037 | 9967 | RIM | Commercial | Refrigerated Display Case LED Lighting | 0 | 0 | N/A | 0 | 0 | 0 | TRC | Commercial | Energy Star Hot Food Holding Cabinet | 1.6267 | 0.52577 | 3.1933 | 0.31862 | 0.15417 | 1730.1 | RIM | Commercial | Solar Water Heater | 0.45287 | 0.37247 | 1.2198 | 0.41215 | 0.057863 | 5514.2421 | TRC
Commercial | Energy Star Steamer | 9.1128 | 0.50435 | N/A | 1.4645 | 0.85037 | 9967 | RIM | Commercial | Refrigerated Display Case LED Lighting | 0 | 0 | N/A | 0 | 0 | 0 | TRC | Commercial | Energy Star Hot Food Holding Cabinet | 1.6267 | 0.52577 | 3.1933 | 0.31862 | 0.15417 | 1730.1 | RIM | Commercial | Solar Water Heater | 0.8899 | 0.37247 | 2.4395 | 0.82429 | 0.11573 | 11028.4843 | TRC
Commercial | Energy Star Steamer | 9.1128 | 0.50435 | N/A | 1.4645 | 0.85037 | 9967 | RIM | Commercial | 10HP Open Drip-Proof(ODP) Motor | 0.1993 | 0.44451 | N/A | 0.030596 | 0.0075551 | 223.1921 | TRC | Commercial | Energy Star Hot Food Holding Cabinet | 1.6267 | 0.52577 | 3.1933 | 0.31862 | 0.15417 | 1730.1 | RIM | Commercial | Solar Water Heater | 0.60027 | 0.37247 | 1.6264 | 0.54953 | 0.07715 | 7352.3228 | TRC
Commercial | Energy Star Steamer | 9.1128 | 0.50435 | N/A | 1.4645 | 0.85037 | 9967 | RIM | Commercial | 10HP Open Drip-Proof(ODP) Motor | 0.23164 | 0.51664 | N/A | 0.028938 | 0.024239 | 223.1921 | TRC | Commercial | Energy Star Hot Food Holding Cabinet | 1.6267 | 0.52577 | 3.1933 | 0.31862 | 0.15417 | 1730.1 | RIM | Commercial | Solar Water Heater | 0.74593 | 0.37247 | 2.0329 | 1.3738 | 0.19288 | 18380.8071 | TRC
Commercial | Energy Star Steamer | 9.1128 | 0.50435 | N/A | 1.4645 | 0.85037 | 9967 | RIM | Commercial | 10HP Open Drip-Proof(ODP) Motor | 0.1993 | 0.44451 | N/A | 0.030596 | 0.0075551 | 223.1921 | TRC | Commercial | Energy Star Hot Food Holding Cabinet | 1.6267 | 0.52577 | 3.1933 | 0.31862 | 0.15417 | 1730.1 | RIM | Commercial | Solar Water Heater | 0.88131 | 0.37247 | 2.4151 | 2.4481 | 0.3437 | 32754.5983 | TRC
Commercial | Energy Star Steamer | 9.1128 | 0.50435 | N/A | 1.4645 | 0.85037 | 9967 | RIM | Commercial | 10HP Open Drip-Proof(ODP) Motor | 0.23164 | 0.51664 | N/A | 0.028938 | 0.024239 | 223.1921 | TRC | Commercial | Energy Star Hot Food Holding Cabinet | 1.6267 | 0.52577 | 3.1933 | 0.31862 | 0.15417 | 1730.1 | RIM | Commercial | Solar Water Heater | 0.19068 | 0.37247 | 0.50825 | 0.17173 | 0.02411 | 2297.6512 | TRC
Commercial | Energy Star Steamer | 9.1128 | 0.50435 | N/A | 1.4645 | 0.85037 | 9967 | RIM | Commercial | 10HP Open Drip-Proof(ODP) Motor | 0.23164 | 0.51664 | N/A | 0.028938 | 0.024239 | 223.1921 | TRC | Commercial | Energy Star Hot Food Holding Cabinet | 1.6267 | 0.52577 | 3.1933 | 0.31862 | 0.15417 | 1730.1 | RIM | Commercial | Solar Water Heater | 0.8899 | 0.37247 | 2.4395 | 0.82429 | 0.11573 | 11028.4843 | TRC
Commercial | Energy Star Steamer | 9.1128 | 0.50435 | N/A | 1.4645 | 0.85037 | 9967 | RIM | Commercial | 10HP Open Drip-Proof(ODP) Motor | 0.1993 | 0.44451 | N/A | 0.030596 | 0.0075551 | 223.1921 | TRC | Commercial | Energy Star Hot Food Holding Cabinet | 1.6267 | 0.52577 | 3.1933 | 0.31862 | 0.15417 | 1730.1 | RIM | Commercial | CFL - 15W Flood | 11.3404 | 0.31172 | 76.715 | 0 | 0 | 200.9 | 2 year Payback
Commercial | Energy Star Steamer | 9.1128 | 0.50435 | N/A | 1.4645 | 0.85037 | 9967 | RIM | Commercial | 10HP Open Drip-Proof(ODP) Motor | 0.23164 | 0.51664 | N/A | 0.028938 | 0.024239 | 223.1921 | TRC | Commercial | Energy Star Hot Food Holding Cabinet | 1.6267 | 0.52577 | 3.1933 | 0.31862 | 0.15417 | 1730.1 | RIM | Commercial | CFL - 15W Flood | 11.3404 | 0.31172 | 76.715 | 0 | 0 | 200.9 | 2 year Payback
Commercial | Energy Star Steamer | 9.1128 | 0.50435 | N/A | 1.4645 | 0.85037 | 9967 | RIM | Commercial | 10HP Open Drip-Proof(ODP) Motor | 0.1993 | 0.44451 | N/A | 0.030596 | 0.0075551 | 223.1921 | TRC | Commercial | Energy Star Hot Food Holding Cabinet | 1.6267 | 0.52577 | 3.1933 | 0.31862 | 0.15417 | 1730.1 | RIM | Commercial | CFL - 15W Flood | 11.3404 | 0.31172 | 76.715 | 0 | 0 | 200.9 | 2 year Payback
Commercial | Energy Star Steamer | 9.1128 | 0.50435 | N/A | 1.4645 | 0.85037 | 9967 | RIM | Commercial | 10HP Open Drip-Proof(ODP) Motor | 0.1993 | 0.44451 | N/A | 0.030596 | 0.0075551 | 223.1921 | TRC | Commercial | Energy Star Hot Food Holding Cabinet | 1.6267 | 0.52577 | 3.1933 | 0.31862 | 0.15417 | 1730.1 | RIM | Commercial | CFL - 15W Flood | 11.3404 | 0.31172 | 76.715 | 0 | 0 | 200.9 | 2 year Payback
Commercial | Energy Star Steamer | 9.1128 | 0.50435 | N/A | 1.4645 | 0.85037 | 9967 | RIM | Commercial | 10HP Open Drip-Proof(ODP) Motor | 0.23164 | 0.51664 | N/A | 0.028938 | 0.024239 | 223.1921 | TRC | Commercial | Energy Star Hot Food Holding Cabinet | 1.6267 | 0.52577 | 3.1933 | 0.31862 | 0.15417 | 1730.1 | RIM | Commercial | CFL - 15W Flood | 11.3404 | 0.31172 | 76.715 | 0 | 0 | 200.9 | 2 year Payback
Commercial | Energy Star Steamer | 9.1128 | 0.50435 | N/A | 1.4645 | 0.85037 | 9967 | RIM | Commercial | 10HP Open Drip-Proof(ODP) Motor | 0.1993 | 0.44451 | N/A | 0.030596 | 0.0075551 | 223.1921 | TRC | Commercial | Energy Star Hot Food Holding Cabinet | 1.6267 | 0.52577 | 3.1933 | 0.31862 | 0.15417 | 1730.1 | RIM | Commercial | CFL - 15W Flood | 11.3404 | 0.31172 | 76.715 | 0 | 0 | 200.9 | 2 year Payback
Commercial | Induction Cooktops | 0.60849 | 0.55464 | N/A | 0.4257 | 0.17529 | 1974.24 | RIM | Commercial | 10HP Open Drip-Proof(ODP) Motor | 0.23164 | 0.51664 | N/A | 0.028938 | 0.024239 | 223.1921 | TRC | Commercial | Energy Star Hot Food Holding Cabinet | 1.6267 | 0.52577 | 3.1933 | 0.31862 | 0.15417 | 1730.1 | RIM | Commercial | CFL - 15W Flood | 11.3404 | 0.31172 | 76.715 | 0 | 0 | 200.9 | 2 year Payback
Commercial | Induction Cooktops | 0.60849 | 0.55464 | N/A | 0.4257 | 0.17529 | 1974.24 | RIM | Commercial | 10HP Open Drip-Proof(ODP) Motor | 0.1993 | 0.44451 | N/A | 0.030596 | 0.0075551 | 223.1921 | TRC | Commercial | Energy Star Hot Food Holding Cabinet | 1.6267 | 0.52577 | 3.1933 | 0.31862 | 0.15417 | 1730.1 | RIM | Commercial | CFL - 15W Flood | 11.3404 | 0.31172 | 76.715 | 0 | 0 | 200.9 | 2 year Payback
Commercial | Induction Cooktops | 0.60849 | 0.55464 | N/A | 0.4257 | 0.17529 | 1974.24 | RIM | Commercial | 10HP Open Drip-Proof(ODP) Motor | 0.1993 | 0.44451 | N/A | 0.030596 | 0.0075551 | 223.1921 | TRC | Commercial | Energy Star Hot Food Holding Cabinet | 1.6267 | 0.52577 | 3.1933 | 0.31862 | 0.15417 | 1730.1 | RIM | Commercial | CFL - 15W Flood | 11.3404 | 0.31172 | 76.715 | 0 | 0 | 200.9 | 2 year Payback
Commercial | Induction Cooktops | 0.60849 | 0.55464 | N/A | 0.4257 | 0.17529 | 1974.24 | RIM | Commercial | 10HP Open Drip-Proof(ODP) Motor | 0.23164 | 0.51664 | N/A | 0.028938 | 0.024239 | 223.1921 | TRC | Commercial | Energy Star Hot Food Holding Cabinet | 1.6267 | 0.52577 | 3.1933 | 0.31862 | 0.15417 | 1730.1 | RIM | Commercial | CFL - 15W Flood | 11.3404 | 0.31172 | 76.715 | 0 | 0 | 200.9 | 2 year Payback
Commercial | Induction Cooktops | 0.60849 | 0.55464 | N/A | 0.4257 | 0.17529 | 1974.24 | RIM | Commercial | 10HP Open Drip-Proof(ODP) Motor | 0.1993 | 0.44451 | N/A | 0.030596 | 0.0075551 | 223.1921 | TRC | Commercial | Energy Star Hot Food Holding Cabinet | 1.6267 | 0.52577 | 3.1933 | 0.31862 | 0.15417 | 1730.1 | RIM | Commercial | CFL - 15W Flood | 11.3404 | 0.31172 | 76.715 | 0 | 0 | 200.9 | 2 year Payback
Commercial | Induction Cooktops | 0.60849 | 0.55464 | N/A | 0.4257 | 0.17529 | 1974.24 | RIM | Commercial | 10HP Open Drip-Proof(ODP) Motor | 0.23164 | 0.51664 | N/A | 0.028938 | 0.024239 | 223.1921 | TRC | Commercial | Energy Star Hot Food Holding Cabinet | 1.6267 | 0.52577 | 3.1933 | 0.31862 | 0.15417 | 1730.1 | RIM | Commercial | CFL - 15W Flood | 11.3404 | 0.31172 | 76.715 | 0 | 0 | 200.9 | 2 year Payback
Commercial | Induction Cooktops | 0.60849 | 0.55464 | N/A | 0.4257 | 0.17529 | 1974.24 | RIM | Commercial | 10HP Open Drip-Proof(ODP) Motor | 0.23164 | 0.51664 | N/A | 0.028938 | 0.024239 | 223.1921 | TRC | Commercial | Energy Star Steamer | 7.1839 | 0.49697 | 18.0683 | 1.4645 | 0.85037 | 9967 | RIM | Commercial | CFL - 15W Flood | 11.3404 | 0.31172 | 76.715 | 0 | 0 | 200.9 | 2 year Payback
Commercial | Induction Cooktops | 0.60849 | 0.55464 | N/A | 0.4257 | 0.17529 | 1974.24 | RIM | Commercial | 10HP Open Drip-Proof(ODP) Motor | 0.1993 | 0.44451 | N/A | 0.030596 | 0.0075551 | 223.1921 | TRC | Commercial | Energy Star Steamer | 7.1839 | 0.49697 | 18.0683 | 1.4645 | 0.85037 | 9967 | RIM | Commercial | CFL - 15W Flood | 11.3404 | 0.31172 | 76.715 | 0 | 0 | 200.9 | 2 year Payback
Commercial | Induction Cooktops | 0.60849 | 0.55464 | N/A | 0.4257 | 0.17529 | 1974.24 | RIM | Commercial | 10HP Open Drip-Proof(ODP) Motor | 0.23164 | 0.51664 | N/A | 0.028938 | 0.024239 | 223.1921 | TRC | Commercial | Energy Star Steamer | 7.1839 | 0.49697 | 18.0683 | 1.4645 | 0.85037 | 9967 | RIM | Commercial | CFL - 15W Flood | 11.3404 | 0.31172 | 76.715 | 0 | 0 | 200.9 | 2 year Payback
Commercial | Induction Cooktops | 0.60849 | 0.55464 | N/A | 0.4257 | 0.17529 | 1974.24 | RIM | Commercial | 10HP Open Drip-Proof(ODP) Motor | 0.1993 | 0.44451 | N/A | 0.030596 | 0.0075551 | 223.1921 | TRC | Commercial | Energy Star Steamer | 7.1839 | 0.49697 | 18.0683 | 1.4645 | 0.85037 | 9967 | RIM | Commercial | CFL - 15W Flood | 11.3404 | 0.31172 | 76.715 | 0 | 0 | 200.9 | 2 year Payback
Commercial | Induction Cooktops | 0.60849 | 0.55464 | N/A | 0.4257 | 0.17529 | 1974.24 | RIM | Commercial | 10HP Open Drip-Proof(ODP) Motor | 0.1993 | 0.44451 | N/A | 0.030596 | 0.0075551 | 223.1921 | TRC | Commercial | Energy Star Steamer | 7.1839 | 0.49697 | 18.0683 | 1.4645 | 0.85037 | 9967 | RIM | Commercial | CFL - 15W Flood | 11.3404 | 0.31172 | 76.715 | 0 | 0 | 200.9 | 2 year Payback
Commercial | Induction Cooktops | 0.60849 | 0.55464 | N/A | 0.4257 | 0.17529 | 1974.24 | RIM | Commercial | 10HP Open Drip-Proof(ODP) Motor | 0.23164 | 0.51664 | N/A | 0.028938 | 0.024239 | 223.1921 | TRC | Commercial | Energy Star Steamer | 7.1839 | 0.49697 | 18.0683 | 1.4645 | 0.85037 | 9967 | RIM | Commercial | CFL - 15W Flood | 11.3404 | 0.31172 | 76.715 | 0 | 0 | 200.9 | 2 year Payback
Commercial | Induction Cooktops | 0.60849 | 0.55464 | N/A | 0.4257 | 0.17529 | 1974.24 | RIM | Commercial | 10HP Open Drip-Proof(ODP) Motor | 0.1993 | 0.44451 | N/A | 0.030596 | 0.0075551 | 223.1921 | TRC | Commercial | Energy Star Steamer | 7.1839 | 0.49697 | 18.0683 | 1.4645 | 0.85037 | 9967 | RIM | Commercial | CFL - 15W Flood | 11.3404 | 0.31172 | 76.715 | 0 | 0 | 200.9 | 2 year Payback
Commercial | Induction Cooktops | 0.60849 | 0.55464 | N/A | 0.4257 | 0.17529 | 1974.24 | RIM | Commercial | 10HP Open Drip-Proof(ODP) Motor | 0.23164 | 0.51664 | N/A | 0.028938 | 0.024239 | 223.1921 | TRC | Commercial | Energy Star Steamer | 7.1839 | 0.49697 | 18.0683 | 1.4645 | 0.85037 | 9967 | RIM | Commercial | CFL - 15W Flood | 11.3404 | 0.31172 | 76.715 | 0 | 0 | 200.9 | 2 year Payback
Commercial | Induction Cooktops | 0.60849 | 0.55464 | N/A | 0.4257 | 0.17529 | 1974.24 | RIM | Commercial | 10HP Open Drip-Proof(ODP) Motor | 0.1993 | 0.44451 | N/A | 0.030596 | 0.0075551 | 223.1921 | TRC | Commercial | Energy Star Steamer | 7.1839 | 0.49697 | 18.0683 | 1.4645 | 0.85037 | 9967 | RIM | Commercial | CFL - 15W Flood | 11.3404 | 0.31172 | 76.715 | 0 | 0 | 200.9 | 2 year Payback
Commercial | Induction Cooktops | 0.60849 | 0.55464 | N/A | 0.4257 | 0.17529 | 1974.24 | RIM | Commercial | Drain Water Heat Recovery | 0.10912 | 0.59978 | N/A | 0.22336 | 0.10621 | 922.7493 | TRC | Commercial | Energy Star Steamer | 7.1839 | 0.49697 | 18.0683 | 1.4645 | 0.85037 | 9967 | RIM | Commercial | CFL - 15W Flood | 11.3404 | 0.31172 | 76.715 | 0 | 0 | 200.9 | 2 year Payback
Commercial | Induction Cooktops | 0.60849 | 0.55464 | N/A | 0.4257 | 0.17529 | 1974.24 | RIM | Commercial | Drain Water Heat Recovery | 0.25936 | 0.6198 | N/A | 2.1673 | 4.8102 | 21223.2333 | TRC | Commercial | Energy Star Steamer | 7.1839 | 0.49697 | 18.0683 | 1.4645 | 0.85037 | 9967 | RIM | Commercial | CFL - 15W Flood | 11.3404 | 0.31172 | 76.715 | 0 | 0 | 200.9 | 2 year Payback
Commercial | Induction Cooktops | 0.60849 | 0.55464 | N/A | 0.4257 | 0.17529 | 1974.24 | RIM | Commercial | Drain Water Heat Recovery | 0.28777 | 0.79086 | N/A | 0.11154 | 0.77467 | 1845.4985 | TRC | Commercial | Energy Star Steamer | 7.1839 | 0.49697 | 18.0683 | 1.4645 | 0.85037 | 9967 | RIM | Commercial | CFL - 15W Flood | 11.3404 | 0.31172 | 76.715 | 0 | 0 | 200.9 | 2 year Payback
Commercial | Induction Cooktops | 0.60849 | 0.55464 | N/A | 0.4257 | 0.17529 | 1974.24 | RIM | Commercial | Drain Water Heat Recovery | 0.14549 | 0.59978 | N/A | 0.29781 | 0.14162 | 1230.3324 | TRC | Commercial | Energy Star Steamer | 7.1839 | 0.49697 | 18.0683 | 1.4645 | 0.85037 | 9967 | RIM | Commercial | CFL - 15W Flood | 11.3404 | 0.31172 | 76.715 | 0 | 0 | 200.9 | 2 year Payback
Commercial | Induction Cooktops | 0.60849 | 0.55464 | N/A | 0.4257 | 0.17529 | 1974.24 | RIM | Commercial | Drain Water Heat Recovery | 0.30321 | 0.6198 | N/A | 3.8005 | 8.4354 | 37217.5541 | TRC | Commercial | Energy Star Steamer | 7.1839 | 0.49697 | 18.0683 | 1.4645 | 0.85037 | 9967 | RIM | Commercial | CFL - 15W Flood | 11.3404 | 0.31172 | 76.715 | 0 | 0 | 200.9 | 2 year Payback
Commercial | Induction Cooktops | 0.60849 | 0.55464 | N/A | 0.4257 | 0.17529 | 1974.24 | RIM | Commercial | Drain Water Heat Recovery | 0.34919 | 0.59978 | N/A | 17.8685 | 8.497 | 73819.942 | TRC | Commercial | Energy Star Steamer | 7.1839 | 0.49697 | 18.0683 | 1.4645 | 0.85037 | 9967 | RIM | Commercial | LED - 9W Flood | 13.0813 | 0.31172 | 107.2643 | 0 | 0 | 225.008 | 2 year Payback
Commercial | Induction Cooktops | 0.60849 | 0.55464 | N/A | 0.4257 | 0.17529 | 1974.24 | RIM | Commercial | Drain Water Heat Recovery | 0.46043 | 0.79086 | N/A | 0.53539 | 3.7184 | 8858.393 | TRC | Commercial | Energy Star Steamer | 7.1839 | 0.49697 | 18.0683 | 1.4645 | 0.85037 | 9967 | RIM | Commercial | LED - 9W Flood | 13.0813 | 0.31172 | 107.2643 | 0 | 0 | 225.008 | 2 year Payback
Commercial | Induction Cooktops | 0.60849 | 0.55464 | N/A | 0.4257 | 0.17529 | 1974.24 | RIM | Commercial | Drain Water Heat Recovery | 0.32736 | 0.59978 | N/A | 13.4013 | 6.3728 | 55364.9565 | TRC | Commercial | Energy Star Steamer | 7.1839 | 0.49697 | 18.0683 | 1.4645 | 0.85037 | 9967 | RIM | Commercial | LED - 9W Flood | 13.0813 | 0.31172 | 107.2643 | 0 | 0 | 225.008 | 2 year Payback
Commercial | Induction Cooktops | 0.60849 | 0.55464 | N/A | 0.4257 | 0.17529 | 1974.24 | RIM | Commercial | Drain Water Heat Recovery | 0.30311 | 0.59978 | N/A | 1.8613 | 0.88511 | 7689.5773 | TRC | Commercial | Energy Star Steamer | 7.1839 | 0.49697 | 18.0683 | 1.4645 | 0.85037 | 9967 | RIM | Commercial | LED - 9W Flood | 13.0813 | 0.31172 | 107.2643 | 0 | 0 | 225.008 | 2 year Payback
Commercial | Induction Cooktops | 0.60849 | 0.55464 | N/A | 0.4257 | 0.17529 | 1974.24 | RIM | Commercial | Drain Water Heat Recovery | 0.23981 | 0.79086 | N/A | 0.1859 | 1.2911 | 3075.8309 | TRC | Commercial | Energy Star Steamer | 7.1839 | 0.49697 | 18.0683 | 1.4645 | 0.85037 | 9967 | RIM | Commercial | LED - 9W Flood | 13.0813 | 0.31172 | 107.2643 | 0 | 0 | 225.008 | 2 year Payback
Commercial | Induction Cooktops | 0.60849 | 0.55464 | N/A | 0.4257 | 0.17529 | 1974.24 | RIM | Commercial | Drain Water Heat Recovery | 0.28489 | 0.79086 | N/A | 0.33127 | 2.3008 | 5481.1307 | TRC | Commercial | Energy Star Steamer | 7.1839 | 0.49697 | 18.0683 | 1.4645 | 0.85037 | 9967 | RIM | Commercial | LED - 9W Flood | 13.0813 | 0.31172 | 107.2643 | 0 | 0 | 225.008 | 2 year Payback
Commercial | Energy Star Commercial Dishwasher | 14.1369 | 0.36568 | N/A | 1.3826 | -0.0001471 | 19054.1268 | RIM | Commercial | Drain Water Heat Recovery | 0.045468 | 0.59978 | N/A | 0.093067 | 0.044256 | 384.4873 | TRC | Commercial | Energy Star Steamer | 7.1839 | 0.49697 | 18.0683 | 1.4645 | 0.85037 | 9967 | RIM | Commercial | LED - 9W Flood | 13.0813 | 0.31172 | 107.2643 | 0 | 0 | 225.008 | 2 year Payback
Commercial | Energy Star Commercial Dishwasher | 14.1369 | 0.36568 | N/A | 1.3826 | -0.0001471 | 19054.1268 | RIM | Commercial | Drain Water Heat Recovery | 0.21824 | 0.59978 | N/A | 0.44671 | 0.21243 | 1845.4985 | TRC | Commercial | Energy Star Steamer | 7.1839 | 0.49697 | 18.0683 | 1.4645 | 0.85037 | 9967 | RIM | Commercial | LED - 9W Flood | 13.0813 | 0.31172 | 107.2643 | 0 | 0 | 225.008 | 2 year Payback
Commercial | Energy Star Commercial Dishwasher | 14.1369 | 0.36568 | N/A | 1.3826 | -0.0001471 | 19054.1268 | RIM | Commercial | Drain Water Heat Recovery | 0.10439 | 0.59978 | N/A | 0.21367 | 0.1016 | 882.7147 | TRC | Commercial | Energy Star Steamer | 7.1839 | 0.49697 | 18.0683 | 1.4645 | 0.85037 | 9967 | RIM | Commercial | LED - 9W Flood | 13.0813 | 0.31172 | 107.2643 | 0 | 0 | 225.008 | 2 year Payback
Commercial | Energy Star Commercial Dishwasher | 14.1369 | 0.36568 | N/A | 1.3826 | -0.0001471 | 19054.1268 | RIM | Commercial | Drain Water Heat Recovery | 0.2481 | 0.6198 | N/A | 2.0732 | 4.6015 | 20302.437 | TRC | Commercial | Energy Star Steamer | 7.1839 | 0.49697 | 18.0683 | 1.4645 | 0.85037 | 9967 | RIM | Commercial | LED - 9W Flood | 13.0813 | 0.31172 | 107.2643 | 0 | 0 | 225.008 | 2 year Payback
Commercial | Energy Star Commercial Dishwasher | 14.1369 | 0.36568 | N/A | 1.3826 | -0.0001471 | 19054.1268 | RIM | Commercial | Drain Water Heat Recovery | 0.27528 | 0.79086 | N/A | 0.1067 | 0.74106 | 1765.4293 | TRC | Commercial | Energy Star Steamer | 7.1839 | 0.49697 | 18.0683 | 1.4645 | 0.85037 | 9967 | RIM | Commercial | LED - 9W Flood | 13.0813 | 0.31172 | 107.2643 | 0 | 0 | 225.008 | 2 year Payback
Commercial | Energy Star Commercial Dishwasher | 14.1369 | 0.36568 | N/A | 1.3826 | -0.0001471 | 19054.1268 | RIM | Commercial | Drain Water Heat Recovery | 0.13918 | 0.59978 | N/A | 0.28489 | 0.13547 | 1176.9529 | TRC | Commercial | Energy Star Steamer | 7.1839 | 0.49697 | 18.0683 | 1.4645 | 0.85037 | 9967 | RIM | Commercial | LED - 9W Flood | 13.0813 | 0.31172 | 107.2643 | 0 | 0 | 225.008 | 2 year Payback
Commercial | Energy Star Commercial Dishwasher | 14.1369 | 0.36568 | N/A | 1.3826 | -0.0001471 | 19054.1268 | RIM | Commercial | Drain Water Heat Recovery | 0.29005 | 0.6198 | N/A | 3.6357 | 8.0694 | 35602.8242 | TRC | Commercial | Induction Cooktops | 0.59873 | 0.54652 | 1.0971 | 0.4257 | 0.17529 | 1974.24 | RIM | Commercial | LED - 9W Flood | 13.0813 | 0.31172 | 107.2643 | 0 | 0 | 225.008 | 2 year Payback
Commercial | Energy Star Commercial Dishwasher | 14.1369 | 0.36568 | N/A | 1.3826 | -0.0001471 | 19054.1268 | RIM | Commercial | Drain Water Heat Recovery | 0.33404 | 0.59978 | N/A | 17.0932 | 8.1284 | 70617.172 | TRC | Commercial | Induction Cooktops | 0.59873 | 0.54652 | 1.0971 | 0.4257 | 0.17529 | 1974.24 | RIM | Commercial | LED - 9W Flood | 13.0813 | 0.31172 | 107.2643 | 0 | 0 | 225.008 | 2 year Payback
Commercial | Energy Star Commercial Dishwasher | 14.1369 | 0.36568 | N/A | 1.3826 | -0.0001471 | 19054.1268 | RIM | Commercial | Drain Water Heat Recovery | 0.44045 | 0.79086 | N/A | 0.51216 | 3.5571 | 8474.0606 | TRC | Commercial | Induction Cooktops | 0.59873 | 0.54652 | 1.0971 | 0.4257 | 0.17529 | 1974.24 | RIM | Commercial | LED - 9W Flood | 13.0813 | 0.31172 | 107.2643 | 0 | 0 | 225.008 | 2 year Payback
Commercial | Energy Star Commercial Dishwasher | 14.1369 | 0.36568 | N/A | 1.3826 | -0.0001471 | 19054.1268 | RIM | Commercial | Drain Water Heat Recovery | 0.31316 | 0.59978 | N/A | 12.8199 | 6.0963 | 52962.879 | TRC | Commercial | Induction Cooktops | 0.59873 | 0.54652 | 1.0971 | 0.4257 | 0.17529 | 1974.24 | RIM | Commercial | LED - 9W Flood | 13.0813 | 0.31172 | 107.2643 | 0 | 0 | 225.008 | 2 year Payback
Commercial | Energy Star Commercial Dishwasher | 14.1369 | 0.36568 | N/A | 1.3826 | -0.0001471 | 19054.1268 | RIM | Commercial | Drain Water Heat Recovery | 0.28996 | 0.59978 | N/A | 1.7805 | 0.8467 | 7355.9554 | TRC | Commercial | Induction Cooktops | 0.59873 | 0.54652 | 1.0971 | 0.4257 | 0.17529 | 1974.24 | RIM | Commercial | LED - 9W Flood | 13.0813 | 0.31172 | 107.2643 | 0 | 0 | 225.008 | 2 year Payback
Commercial | Energy Star Commercial Dishwasher | 14.1369 | 0.36568 | N/A | 1.3826 | -0.0001471 | 19054.1268 | RIM | Commercial | Drain Water Heat Recovery | 0.2294 | 0.79086 | N/A | 0.17783 | 1.2351 | 2942.3822 | TRC | Commercial | Induction Cooktops | 0.59873 | 0.54652 | 1.0971 | 0.4257 | 0.17529 | 1974.24 | RIM | Commercial | LED - 9W Flood | 13.0813 | 0.31172 | 107.2643 | 0 | 0 | 225.008 | 2 year Payback
Commercial | Energy Star Commercial Dishwasher | 14.1369 | 0.36568 | N/A | 1.3826 | -0.0001471 | 19054.1268 | RIM | Commercial | Drain Water Heat Recovery | 0.27253 | 0.79086 | N/A | 0.3169 | 2.201 | 5243.325 | TRC | Commercial | Induction Cooktops | 0.59873 | 0.54652 | 1.0971 | 0.4257 | 0.17529 | 1974.24 | RIM | Commercial | LED - 9W Flood | 13.0813 | 0.31172 | 107.2643 | 0 | 0 | 225.008 | 2 year Payback
Commercial | Energy Star Commercial Dishwasher | 14.1369 | 0.36568 | N/A | 1.3826 | -0.0001471 | 19054.1268 | RIM | Commercial | Drain Water Heat Recovery | 0.043495 | 0.59978 | N/A | 0.089029 | 0.042336 | 367.8058 | TRC | Commercial | Induction Cooktops | 0.59873 | 0.54652 | 1.0971 | 0.4257 | 0.17529 | 1974.24 | RIM | Commercial | LED - 9W Flood | 13.0813 | 0.31172 | 107.2643 | 0 | 0 | 225.008 | 2 year Payback
Commercial | Energy Star Commercial Dishwasher | 14.1369 | 0.36568 | N/A | 1.3826 | -0.0001471 | 19054.1268 | RIM | Commercial | Drain Water Heat Recovery | 0.20877 | 0.59978 | N/A | 0.42733 | 0.20321 | 1765.4293 | TRC | Commercial | Induction Cooktops | 0.59873 | 0.54652 | 1.0971 | 0.4257 | 0.17529 | 1974.24 | RIM | Commercial | LED - 9W Flood | 13.0813 | 0.31172 | 107.2643 | 0 | 0 | 225.008 | 2 year Payback
Commercial | Energy Star Commercial Dishwasher | 14.1369 | 0.36568 | N/A | 1.3826 | -0.0001471 | 19054.1268 | RIM | Commercial | Hot Water Circulation Pump Control | 0.8498 | 0.40028 | N/A | 0.030962 | 0.032526 | 651 | TRC | Commercial | Induction Cooktops | 0.59873 | 0.54652 | 1.0971 | 0.4257 | 0.17529 | 1974.24 | RIM | Commercial | LED - 9W Flood | 13.0813 | 0.31172 | 107.2643 | 0 | 0 | 225.008 | 2 year Payback
Commercial | Energy Star Commercial Dishwasher | 14.1369 | 0.36568 | N/A | 1.3826 | -0.0001471 | 19054.1268 | RIM | Commercial | Hot Water Circulation Pump Control | 0.67163 | 0.31635 | N/A | 0 | 0 | 651 | TRC | Commercial | Induction Cooktops | 0.59873 | 0.54652 | 1.0971 | 0.4257 | 0.17529 | 1974.24 | RIM | Commercial | LED - 9W Flood | 13.0813 | 0.31172 | 107.2643 | 0 | 0 | 225.008 | 2 year Payback
Commercial | Energy Star Commercial Dishwasher | 14.1369 | 0.36568 | N/A | 1.3826 | -0.0001471 | 19054.1268 | RIM | Commercial | Hot Water Circulation Pump Control | 0.8498 | 0.40028 | N/A | 0.030962 | 0.032526 | 651 | TRC | Commercial | Induction Cooktops | 0.59873 | 0.54652 | 1.0971 | 0.4257 | 0.17529 | 1974.24 | RIM | Commercial | LED - 9W Flood | 13.0813 | 0.31172 | 107.2643 | 0 | 0 | 225.008 | 2 year Payback
Commercial | Energy Star Commercial Dishwasher | 14.1369 | 0.36568 | N/A | 1.3826 | -0.0001471 | 19054.1268 | RIM | Commercial | Hot Water Circulation Pump Control | 0.8498 | 0.40028 | N/A | 0.77405 | 0.81316 | 16275 | TRC | Commercial | Induction Cooktops | 0.59873 | 0.54652 | 1.0971 | 0.4257 | 0.17529 | 1974.24 | RIM | Commercial | LED - 9W Flood | 13.0813 | 0.31172 | 107.2643 | 0 | 0 | 225.008 | 2 year Payback
Commercial | Energy Star Commercial Dishwasher | 14.1369 | 0.36568 | N/A | 1.3826 | -0.0001471 | 19054.1268 | RIM | Commercial | Hot Water Circulation Pump Control | 0.67163 | 0.31635 | N/A | 0 | 0 | 1953 | TRC | Commercial | Induction Cooktops | 0.59873 | 0.54652 | 1.0971 | 0.4257 | 0.17529 | 1974.24 | RIM | Commercial | LED - 9W Flood | 13.0813 | 0.31172 | 107.2643 | 0 | 0 | 225.008 | 2 year Payback
Commercial | Energy Star Commercial Dishwasher | 14.1369 | 0.36568 | N/A | 1.3826 | -0.0001471 | 19054.1268 | RIM | Commercial | Hot Water Circulation Pump Control | 0.8498 | 0.40028 | N/A | 0.61924 | 0.65053 | 13020 | TRC | Commercial | Induction Cooktops | 0.59873 | 0.54652 | 1.0971 | 0.4257 | 0.17529 | 1974.24 | RIM | Commercial | LED Display Lighting (Exterior) | 4.1209 | 0.31172 | 16.1531 | 0 | 0 | 377.692 | 2 year Payback
Commercial | Energy Star Commercial Dishwasher | 14.1369 | 0.36568 | N/A | 1.3826 | -0.0001471 | 19054.1268 | RIM | Commercial | Hot Water Circulation Pump Control | 0.8498 | 0.40028 | N/A | 0.092886 | 0.097579 | 1953 | TRC | Commercial | Induction Cooktops | 0.59873 | 0.54652 | 1.0971 | 0.4257 | 0.17529 | 1974.24 | RIM | Commercial | LED Display Lighting (Exterior) | 4.1209 | 0.31172 | 16.1531 | 0 | 0 | 377.692 | 2 year Payback
Commercial | Energy Star Commercial Dishwasher | 14.1369 | 0.36568 | N/A | 1.3826 | -0.0001471 | 19054.1268 | RIM | Commercial | Hot Water Circulation Pump Control | 0.67163 | 0.31635 | N/A | 0 | 0 | 1302 | TRC | Commercial | Induction Cooktops | 0.59873 | 0.54652 | 1.0971 | 0.4257 | 0.17529 | 1974.24 | RIM | Commercial | LED Display Lighting (Exterior) | 4.1209 | 0.31172 | 16.1531 | 0 | 0 | 377.692 | 2 year Payback
Commercial | Energy Star Commercial Dishwasher | 14.1369 | 0.36568 | N/A | 1.3826 | -0.0001471 | 19054.1268 | RIM | Commercial | Hot Water Circulation Pump Control | 0.67163 | 0.31635 | N/A | 0 | 0 | 1953 | TRC | Commercial | Induction Cooktops | 0.59873 | 0.54652 | 1.0971 | 0.4257 | 0.17529 | 1974.24 | RIM | Commercial | LED Display Lighting (Exterior) | 4.1209 | 0.31172 | 16.1531 | 0 | 0 | 377.692 | 2 year Payback
Commercial | Energy Star Commercial Dishwasher | 14.1369 | 0.36568 | N/A | 1.3826 | -0.0001471 | 19054.1268 | RIM | Commercial | Hot Water Circulation Pump Control | 0.8498 | 0.40028 | N/A | 0.030962 | 0.032526 | 651 | TRC | Commercial | Induction Cooktops | 0.59873 | 0.54652 | 1.0971 | 0.4257 | 0.17529 | 1974.24 | RIM | Commercial | LED Display Lighting (Exterior) | 4.1209 | 0.31172 | 16.1531 | 0 | 0 | 377.692 | 2 year Payback
Commercial | Energy Star Commercial Dishwasher | 14.1369 | 0.36568 | N/A | 1.3826 | -0.0001471 | 19054.1268 | RIM | Commercial | Hot Water Circulation Pump Control | 0.8498 | 0.40028 | N/A | 0.030962 | 0.032526 | 651 | TRC | Commercial | Induction Cooktops | 0.59873 | 0.54652 | 1.0971 | 0.4257 | 0.17529 | 1974.24 | RIM | Commercial | LED Display Lighting (Exterior) | 4.1209 | 0.31172 | 16.1531 | 0 | 0 | 377.692 | 2 year Payback
Commercial | Heat Pump Water Heater | 3.8261 | 0.54731 | N/A | 0.79397 | 0.52808 | 4698.2135 | RIM | Commercial | Hot Water Circulation Pump Control | 0.8498 | 0.40028 | N/A | 0.030962 | 0.032526 | 651 | TRC | Commercial | Induction Cooktops | 0.59873 | 0.54652 | 1.0971 | 0.4257 | 0.17529 | 1974.24 | RIM | Commercial | LED Display Lighting (Exterior) | 4.1209 | 0.31172 | 16.1531 | 0 | 0 | 377.692 | 2 year Payback
Commercial | Heat Pump Water Heater | 10.4448 | 0.6496 | N/A | 5.7477 | 31.0919 | 108058.9101 | RIM | Commercial | Hot Water Circulation Pump Control | 0.67163 | 0.31635 | N/A | 0 | 0 | 651 | TRC | Commercial | Induction Cooktops | 0.59873 | 0.54652 | 1.0971 | 0.4257 | 0.17529 | 1974.24 | RIM | Commercial | LED Display Lighting (Exterior) | 4.1209 | 0.31172 | 16.1531 | 0 | 0 | 377.692 | 2 year Payback
Commercial | Heat Pump Water Heater | 10.4035 | 0.7441 | N/A | 0.65925 | 3.4586 | 9396.427 | RIM | Commercial | Hot Water Circulation Pump Control | 0.8498 | 0.40028 | N/A | 0.030962 | 0.032526 | 651 | TRC | Commercial | Induction Cooktops | 0.59873 | 0.54652 | 1.0971 | 0.4257 | 0.17529 | 1974.24 | RIM | Commercial | LED Display Lighting (Exterior) | 4.1209 | 0.31172 | 16.1531 | 0 | 0 | 377.692 | 2 year Payback
Commercial | Heat Pump Water Heater | 5.1015 | 0.54731 | N/A | 1.0586 | 0.70411 | 6264.2846 | RIM | Commercial | Hot Water Circulation Pump Control | 0.8498 | 0.40028 | N/A | 0.77405 | 0.81316 | 16275 | TRC | Commercial | Induction Cooktops | 0.59873 | 0.54652 | 1.0971 | 0.4257 | 0.17529 | 1974.24 | RIM | Commercial | LED Display Lighting (Exterior) | 4.1209 | 0.31172 | 16.1531 | 0 | 0 | 377.692 | 2 year Payback
Commercial | Heat Pump Water Heater | 12.2108 | 0.6496 | N/A | 10.0793 | 54.5234 | 189494.6105 | RIM | Commercial | Hot Water Circulation Pump Control | 0.67163 | 0.31635 | N/A | 0 | 0 | 1953 | TRC | Commercial | Induction Cooktops | 0.59873 | 0.54652 | 1.0971 | 0.4257 | 0.17529 | 1974.24 | RIM | Commercial | LED Display Lighting (Exterior) | 4.1209 | 0.31172 | 16.1531 | 0 | 0 | 377.692 | 2 year Payback
Commercial | Heat Pump Water Heater | 12.2435 | 0.54731 | N/A | 63.5174 | 42.2467 | 375857.0786 | RIM | Commercial | Hot Water Circulation Pump Control | 0.8498 | 0.40028 | N/A | 0.61924 | 0.65053 | 13020 | TRC | Commercial | Induction Cooktops | 0.59873 | 0.54652 | 1.0971 | 0.4257 | 0.17529 | 1974.24 | RIM | Commercial | LED Display Lighting (Exterior) | 4.1209 | 0.31172 | 16.1531 | 0 | 0 | 377.692 | 2 year Payback
Commercial | Heat Pump Water Heater | 16.6456 | 0.7441 | N/A | 3.1644 | 16.6011 | 45102.8494 | RIM | Commercial | Hot Water Circulation Pump Control | 0.8498 | 0.40028 | N/A | 0.092886 | 0.097579 | 1953 | TRC | Commercial | Energy Star Commercial Dishwasher | 8.9786 | 0.36033 | 38.659 | 1.3826 | -0.0001471 | 19054.1268 | RIM | Commercial | LED Display Lighting (Exterior) | 4.1209 | 0.31172 | 16.1531 | 0 | 0 | 377.692 | 2 year Payback
Commercial | Heat Pump Water Heater | 11.4783 | 0.54731 | N/A | 47.638 | 31.685 | 281892.809 | RIM | Commercial | Hot Water Circulation Pump Control | 0.67163 | 0.31635 | N/A | 0 | 0 | 1302 | TRC | Commercial | Energy Star Commercial Dishwasher | 8.9786 | 0.36033 | 38.659 | 1.3826 | -0.0001471 | 19054.1268 | RIM | Commercial | LED Display Lighting (Exterior) | 4.1209 | 0.31172 | 16.1531 | 0 | 0 | 377.692 | 2 year Payback
Commercial | Heat Pump Water Heater | 10.6281 | 0.54731 | N/A | 6.6164 | 4.4007 | 39151.779 | RIM | Commercial | Hot Water Circulation Pump Control | 0.67163 | 0.31635 | N/A | 0 | 0 | 1953 | TRC | Commercial | Energy Star Commercial Dishwasher | 8.9786 | 0.36033 | 38.659 | 1.3826 | -0.0001471 | 19054.1268 | RIM | Commercial | LED Display Lighting (Exterior) | 4.1209 | 0.31172 | 16.1531 | 0 | 0 | 377.692 | 2 year Payback
Commercial | Heat Pump Water Heater | 8.6696 | 0.7441 | N/A | 1.0987 | 5.7643 | 15660.7116 | RIM | Commercial | Hot Water Circulation Pump Control | 0.8498 | 0.40028 | N/A | 0.030962 | 0.032526 | 651 | TRC | Commercial | Energy Star Commercial Dishwasher | 8.9786 | 0.36033 | 38.659 | 1.3826 | -0.0001471 | 19054.1268 | RIM | Commercial | LED Display Lighting (Exterior) | 4.1209 | 0.31172 | 16.1531 | 0 | 0 | 377.692 | 2 year Payback
Commercial | Heat Pump Water Heater | 10.2995 | 0.7441 | N/A | 1.958 | 10.2719 | 27907.3881 | RIM | Commercial | Hot Water Circulation Pump Control | 0.8498 | 0.40028 | N/A | 0.030962 | 0.032526 | 651 | TRC | Commercial | Energy Star Commercial Dishwasher | 8.9786 | 0.36033 | 38.659 | 1.3826 | -0.0001471 | 19054.1268 | RIM | Commercial | LED Display Lighting (Exterior) | 4.1209 | 0.31172 | 16.1531 | 0 | 0 | 377.692 | 2 year Payback
Commercial | Heat Pump Water Heater | 1.5942 | 0.54731 | N/A | 0.33083 | 0.22004 | 1957.6319 | RIM | Commercial | Air Curtains | 0.015366 | 0.45577 | N/A | 0.011723 | 0.0032285 | 81.081 | TRC | Commercial | Energy Star Commercial Dishwasher | 8.9786 | 0.36033 | 38.659 | 1.3826 | -0.0001471 | 19054.1268 | RIM | Commercial | LED Display Lighting (Exterior) | 4.1209 | 0.31172 | 16.1531 | 0 | 0 | 377.692 | 2 year Payback
Commercial | Heat Pump Water Heater | 7.6522 | 0.54731 | N/A | 1.5879 | 1.0562 | 9396.427 | RIM | Commercial | Air Curtains | 0.017418 | 0.51664 | N/A | 0.010513 | 0.0088056 | 81.081 | TRC | Commercial | Energy Star Commercial Dishwasher | 8.9786 | 0.36033 | 38.659 | 1.3826 | -0.0001471 | 19054.1268 | RIM | Commercial | LED Display Lighting (Exterior) | 4.1209 | 0.31172 | 16.1531 | 0 | 0 | 377.692 | 2 year Payback
Commercial | Heat Pump Water Heater | 3.8261 | 0.54731 | N/A | 0.79397 | 0.52808 | 4698.2135 | RIM | Commercial | Air Curtains | 0.015366 | 0.45577 | N/A | 0.011723 | 0.0032285 | 81.081 | TRC | Commercial | Energy Star Commercial Dishwasher | 8.9786 | 0.36033 | 38.659 | 1.3826 | -0.0001471 | 19054.1268 | RIM | Commercial | LED Display Lighting (Exterior) | 4.1209 | 0.31172 | 16.1531 | 0 | 0 | 377.692 | 2 year Payback
Commercial | Heat Pump Water Heater | 10.4448 | 0.6496 | N/A | 5.7477 | 31.0919 | 108058.9101 | RIM | Commercial | Air Curtains | 0.017418 | 0.51664 | N/A | 0.010513 | 0.0088056 | 81.081 | TRC | Commercial | Energy Star Commercial Dishwasher | 8.9786 | 0.36033 | 38.659 | 1.3826 | -0.0001471 | 19054.1268 | RIM | Commercial | LED Display Lighting (Exterior) | 4.1209 | 0.31172 | 16.1531 | 0 | 0 | 377.692 | 2 year Payback
Commercial | Heat Pump Water Heater | 10.4035 | 0.7441 | N/A | 0.65925 | 3.4586 | 9396.427 | RIM | Commercial | Air Curtains | 0.017418 | 0.51664 | N/A | 0.010513 | 0.0088056 | 81.081 | TRC | Commercial | Energy Star Commercial Dishwasher | 8.9786 | 0.36033 | 38.659 | 1.3826 | -0.0001471 | 19054.1268 | RIM | Commercial | LED Display Lighting (Exterior) | 4.1209 | 0.31172 | 16.1531 | 0 | 0 | 377.692 | 2 year Payback
Commercial | Heat Pump Water Heater | 5.1015 | 0.54731 | N/A | 1.0586 | 0.70411 | 6264.2846 | RIM | Commercial | Air Curtains | 0.015366 | 0.45577 | N/A | 0.011723 | 0.0032285 | 81.081 | TRC | Commercial | Energy Star Commercial Dishwasher | 8.9786 | 0.36033 | 38.659 | 1.3826 | -0.0001471 | 19054.1268 | RIM | Commercial | LED Display Lighting (Exterior) | 4.1209 | 0.31172 | 16.1531 | 0 | 0 | 377.692 | 2 year Payback
Commercial | Heat Pump Water Heater | 12.2108 | 0.6496 | N/A | 10.0793 | 54.5234 | 189494.6105 | RIM | Commercial | Air Curtains | 0.017418 | 0.51664 | N/A | 0.010513 | 0.0088056 | 81.081 | TRC | Commercial | Energy Star Commercial Dishwasher | 8.9786 | 0.36033 | 38.659 | 1.3826 | -0.0001471 | 19054.1268 | RIM | Commercial | LED Display Lighting (Exterior) | 4.1209 | 0.31172 | 16.1531 | 0 | 0 | 377.692 | 2 year Payback
Commercial | Heat Pump Water Heater | 12.2435 | 0.54731 | N/A | 63.5174 | 42.2467 | 375857.0786 | RIM | Commercial | Air Curtains | 0.015366 | 0.45577 | N/A | 0.011723 | 0.0032285 | 81.081 | TRC | Commercial | Energy Star Commercial Dishwasher | 8.9786 | 0.36033 | 38.659 | 1.3826 | -0.0001471 | 19054.1268 | RIM | Commercial | LED Display Lighting (Exterior) | 4.1209 | 0.31172 | 16.1531 | 0 | 0 | 377.692 | 2 year Payback
Commercial | Heat Pump Water Heater | 16.6456 | 0.7441 | N/A | 3.1644 | 16.6011 | 45102.8494 | RIM | Commercial | Air Curtains | 0.015366 | 0.45577 | N/A | 0.011723 | 0.0032285 | 81.081 | TRC | Commercial | Energy Star Commercial Dishwasher | 8.9786 | 0.36033 | 38.659 | 1.3826 | -0.0001471 | 19054.1268 | RIM | Commercial | LED Display Lighting (Exterior) | 4.1209 | 0.31172 | 16.1531 | 0 | 0 | 377.692 | 2 year Payback
Commercial | Heat Pump Water Heater | 11.4783 | 0.54731 | N/A | 47.638 | 31.685 | 281892.809 | RIM | Commercial | Air Curtains | 0.017418 | 0.51664 | N/A | 0.010513 | 0.0088056 | 81.081 | TRC | Commercial | Energy Star Commercial Dishwasher | 8.9786 | 0.36033 | 38.659 | 1.3826 | -0.0001471 | 19054.1268 | RIM | Commercial | LED Parking Lighting | 6.7457 | 0.31172 | 31.215 | 0 | 0 | 3375.12 | 2 year Payback
Commercial | Heat Pump Water Heater | 10.6281 | 0.54731 | N/A | 6.6164 | 4.4007 | 39151.779 | RIM | Commercial | Air Curtains | 0.015366 | 0.45577 | N/A | 0.011723 | 0.0032285 | 81.081 | TRC | Commercial | Energy Star Commercial Dishwasher | 8.9786 | 0.36033 | 38.659 | 1.3826 | -0.0001471 | 19054.1268 | RIM | Commercial | LED Parking Lighting | 6.7457 | 0.31172 | 31.215 | 0 | 0 | 3375.12 | 2 year Payback
Commercial | Heat Pump Water Heater | 8.6696 | 0.7441 | N/A | 1.0987 | 5.7643 | 15660.7116 | RIM | Commercial | Air Curtains | 0.017418 | 0.51664 | N/A | 0.010513 | 0.0088056 | 81.081 | TRC | Commercial | Energy Star Commercial Dishwasher | 8.9786 | 0.36033 | 38.659 | 1.3826 | -0.0001471 | 19054.1268 | RIM | Commercial | LED Parking Lighting | 6.7457 | 0.31172 | 31.215 | 0 | 0 | 3375.12 | 2 year Payback
Commercial | Heat Pump Water Heater | 10.2995 | 0.7441 | N/A | 1.958 | 10.2719 | 27907.3881 | RIM | Commercial | Air Curtains | 0.015366 | 0.45577 | N/A | 0.011723 | 0.0032285 | 81.081 | TRC | Commercial | Energy Star Commercial Dishwasher | 8.9786 | 0.36033 | 38.659 | 1.3826 | -0.0001471 | 19054.1268 | RIM | Commercial | LED Parking Lighting | 6.7457 | 0.31172 | 31.215 | 0 | 0 | 3375.12 | 2 year Payback
Commercial | Heat Pump Water Heater | 1.5942 | 0.54731 | N/A | 0.33083 | 0.22004 | 1957.6319 | RIM | Commercial | Air Curtains | 0.015366 | 0.45577 | N/A | 0.011723 | 0.0032285 | 81.081 | TRC | Commercial | Energy Star Commercial Dishwasher | 8.9786 | 0.36033 | 38.659 | 1.3826 | -0.0001471 | 19054.1268 | RIM | Commercial | LED Parking Lighting | 6.7457 | 0.31172 | 31.215 | 0 | 0 | 3375.12 | 2 year Payback
Commercial | Heat Pump Water Heater | 7.6522 | 0.54731 | N/A | 1.5879 | 1.0562 | 9396.427 | RIM | Commercial | Air Curtains | 0.017418 | 0.51664 | N/A | 0.010513 | 0.0088056 | 81.081 | TRC | Commercial | Energy Star Commercial Dishwasher | 8.9786 | 0.36033 | 38.659 | 1.3826 | -0.0001471 | 19054.1268 | RIM | Commercial | LED Parking Lighting | 6.7457 | 0.31172 | 31.215 | 0 | 0 | 3375.12 | 2 year Payback
Commercial | Instantaneous Hot Water System | 0.10033 | 0.52348 | N/A | 0.042084 | 0.048493 | 379.8836 | RIM | Commercial | Air Curtains | 0.015366 | 0.45577 | N/A | 0.011723 | 0.0032285 | 81.081 | TRC | Commercial | Energy Star Commercial Dishwasher | 8.9786 | 0.36033 | 38.659 | 1.3826 | -0.0001471 | 19054.1268 | RIM | Commercial | LED Parking Lighting | 6.7457 | 0.31172 | 31.215 | 0 | 0 | 3375.12 | 2 year Payback
Commercial | Instantaneous Hot Water System | 0.27151 | 0.61594 | N/A | 0.82565 | 1.9915 | 8737.3234 | RIM | Commercial | Air Curtains | 0.017418 | 0.51664 | N/A | 0.010513 | 0.0088056 | 81.081 | TRC | Commercial | Energy Star Commercial Dishwasher | 8.9786 | 0.36033 | 38.659 | 1.3826 | -0.0001471 | 19054.1268 | RIM | Commercial | LED Parking Lighting | 6.7457 | 0.31172 | 31.215 | 0 | 0 | 3375.12 | 2 year Payback
Commercial | Instantaneous Hot Water System | 0.1962 | 0.51185 | N/A | 0.084523 | 0.088194 | 759.7673 | RIM | Commercial | Air Curtains | 0.017418 | 0.51664 | N/A | 0.010513 | 0.0088056 | 81.081 | TRC | Commercial | Energy Star Commercial Dishwasher | 8.9786 | 0.36033 | 38.659 | 1.3826 | -0.0001471 | 19054.1268 | RIM | Commercial | LED Parking Lighting | 6.7457 | 0.31172 | 31.215 | 0 | 0 | 3375.12 | 2 year Payback
Commercial | Instantaneous Hot Water System | 0.13377 | 0.52348 | N/A | 0.056112 | 0.064657 | 506.5115 | RIM | Commercial | Air Curtains | 0.015366 | 0.45577 | N/A | 0.011723 | 0.0032285 | 81.081 | TRC | Commercial | Energy Star Commercial Dishwasher | 8.9786 | 0.36033 | 38.659 | 1.3826 | -0.0001471 | 19054.1268 | RIM | Commercial | LED Parking Lighting | 6.7457 | 0.31172 | 31.215 | 0 | 0 | 3375.12 | 2 year Payback
Commercial | Instantaneous Hot Water System | 0.31742 | 0.61594 | N/A | 1.4479 | 3.4923 | 15321.9729 | RIM | Commercial | Air Curtains | 0.017418 | 0.51664 | N/A | 0.010513 | 0.0088056 | 81.081 | TRC | Commercial | Energy Star Commercial Dishwasher | 8.9786 | 0.36033 | 38.659 | 1.3826 | -0.0001471 | 19054.1268 | RIM | Commercial | LED Parking Lighting | 6.7457 | 0.31172 | 31.215 | 0 | 0 | 3375.12 | 2 year Payback
Commercial | Instantaneous Hot Water System | 0.32105 | 0.52348 | N/A | 3.3667 | 3.8794 | 30390.6901 | RIM | Commercial | Air Curtains | 0.015366 | 0.45577 | N/A | 0.011723 | 0.0032285 | 81.081 | TRC | Commercial | Energy Star Commercial Dishwasher | 8.9786 | 0.36033 | 38.659 | 1.3826 | -0.0001471 | 19054.1268 | RIM | Commercial | LED Parking Lighting | 6.7457 | 0.31172 | 31.215 | 0 | 0 | 3375.12 | 2 year Payback
Commercial | Instantaneous Hot Water System | 0.31391 | 0.51185 | N/A | 0.40571 | 0.42333 | 3646.8828 | RIM | Commercial | Air Curtains | 0.015366 | 0.45577 | N/A | 0.011723 | 0.0032285 | 81.081 | TRC | Commercial | Heat Pump Water Heater | 3.466 | 0.5393 | 6.9907 | 0.79397 | 0.52808 | 4698.2135 | RIM | Commercial | LED Parking Lighting | 6.7457 | 0.31172 | 31.215 | 0 | 0 | 3375.12 | 2 year Payback
Commercial | Instantaneous Hot Water System | 0.30098 | 0.52348 | N/A | 2.525 | 2.9096 | 22793.0176 | RIM | Commercial | Air Curtains | 0.017418 | 0.51664 | N/A | 0.010513 | 0.0088056 | 81.081 | TRC | Commercial | Heat Pump Water Heater | 8.4304 | 0.64009 | 16.0786 | 5.7477 | 31.0919 | 108058.9101 | RIM | Commercial | LED Parking Lighting | 6.7457 | 0.31172 | 31.215 | 0 | 0 | 3375.12 | 2 year Payback
Commercial | Instantaneous Hot Water System | 0.27869 | 0.52348 | N/A | 0.3507 | 0.4041 | 3165.6969 | RIM | Commercial | Air Curtains | 0.015366 | 0.45577 | N/A | 0.011723 | 0.0032285 | 81.081 | TRC | Commercial | Heat Pump Water Heater | 8.6138 | 0.7332 | 13.9814 | 0.65925 | 3.4586 | 9396.427 | RIM | Commercial | LED Parking Lighting | 6.7457 | 0.31172 | 31.215 | 0 | 0 | 3375.12 | 2 year Payback
Commercial | Instantaneous Hot Water System | 0.1635 | 0.51185 | N/A | 0.14087 | 0.14699 | 1266.2788 | RIM | Commercial | Air Curtains | 0.017418 | 0.51664 | N/A | 0.010513 | 0.0088056 | 81.081 | TRC | Commercial | Heat Pump Water Heater | 4.4808 | 0.5393 | 9.321 | 1.0586 | 0.70411 | 6264.2846 | RIM | Commercial | LED Parking Lighting | 6.7457 | 0.31172 | 31.215 | 0 | 0 | 3375.12 | 2 year Payback
Commercial | Instantaneous Hot Water System | 0.19423 | 0.51185 | N/A | 0.25103 | 0.26194 | 2256.5087 | RIM | Commercial | Air Curtains | 0.015366 | 0.45577 | N/A | 0.011723 | 0.0032285 | 81.081 | TRC | Commercial | Heat Pump Water Heater | 9.5446 | 0.64009 | 18.7972 | 10.0793 | 54.5234 | 189494.6105 | RIM | Commercial | LED Parking Lighting | 6.7457 | 0.31172 | 31.215 | 0 | 0 | 3375.12 | 2 year Payback
Commercial | Instantaneous Hot Water System | 0.041804 | 0.52348 | N/A | 0.017535 | 0.020206 | 158.2883 | RIM | Commercial | Ceiling Insulation(R12 to R38) | 0.45833 | 0.7957 | N/A | 4.1109e-06 | 9.2669e-05 | 0.20544 | TRC | Commercial | Heat Pump Water Heater | 9.1888 | 0.5393 | 22.3703 | 63.5174 | 42.2467 | 375857.0786 | RIM | Commercial | LED Parking Lighting | 6.7457 | 0.31172 | 31.215 | 0 | 0 | 3375.12 | 2 year Payback
Commercial | Instantaneous Hot Water System | 0.20065 | 0.52348 | N/A | 0.084168 | 0.096985 | 759.7673 | RIM | Commercial | Ceiling Insulation(R12 to R38) | 0.48908 | 0.84909 | N/A | 8.4965e-05 | 5.0047e-05 | 0.20544 | TRC | Commercial | Heat Pump Water Heater | 12.4926 | 0.7332 | 22.3703 | 3.1644 | 16.6011 | 45102.8494 | RIM | Commercial | LED Parking Lighting | 6.7457 | 0.31172 | 31.215 | 0 | 0 | 3375.12 | 2 year Payback
Commercial | Instantaneous Hot Water System | 0.10033 | 0.52348 | N/A | 0.042084 | 0.048493 | 379.8836 | RIM | Commercial | Ceiling Insulation(R12 to R38) | 0.5397 | 0.93698 | N/A | 4.1924e-05 | 9.5878e-05 | 0.20544 | TRC | Commercial | Heat Pump Water Heater | 8.751 | 0.5393 | 20.9721 | 47.638 | 31.685 | 281892.809 | RIM | Commercial | LED Parking Lighting | 6.7457 | 0.31172 | 31.215 | 0 | 0 | 3375.12 | 2 year Payback
Commercial | Instantaneous Hot Water System | 0.27151 | 0.61594 | N/A | 0.82565 | 1.9915 | 8737.3234 | RIM | Commercial | Ceiling Insulation(R12 to R38) | 0.45833 | 0.7957 | N/A | 4.1109e-06 | 9.2669e-05 | 0.20544 | TRC | Commercial | Heat Pump Water Heater | 8.2479 | 0.5393 | 19.4186 | 6.6164 | 4.4007 | 39151.779 | RIM | Commercial | LED Parking Lighting | 6.7457 | 0.31172 | 31.215 | 0 | 0 | 3375.12 | 2 year Payback
Commercial | Instantaneous Hot Water System | 0.1962 | 0.51185 | N/A | 0.084523 | 0.088194 | 759.7673 | RIM | Commercial | Ceiling Insulation(R12 to R38) | 0.48908 | 0.84909 | N/A | 8.4965e-05 | 5.0047e-05 | 0.20544 | TRC | Commercial | Heat Pump Water Heater | 7.39 | 0.7332 | 11.6512 | 1.0987 | 5.7643 | 15660.7116 | RIM | Commercial | LED Parking Lighting | 6.7457 | 0.31172 | 31.215 | 0 | 0 | 3375.12 | 2 year Payback
Commercial | Instantaneous Hot Water System | 0.13377 | 0.52348 | N/A | 0.056112 | 0.064657 | 506.5115 | RIM | Commercial | Ceiling Insulation(R12 to R38) | 0.45833 | 0.7957 | N/A | 4.1109e-06 | 9.2669e-05 | 0.20544 | TRC | Commercial | Heat Pump Water Heater | 8.5423 | 0.7332 | 13.8416 | 1.958 | 10.2719 | 27907.3881 | RIM | Commercial | LED Parking Lighting | 6.7457 | 0.31172 | 31.215 | 0 | 0 | 3375.12 | 2 year Payback
Commercial | Instantaneous Hot Water System | 0.31742 | 0.61594 | N/A | 1.4479 | 3.4923 | 15321.9729 | RIM | Commercial | Ceiling Insulation(R12 to R38) | 0.48908 | 0.84909 | N/A | 8.4965e-05 | 5.0047e-05 | 0.20544 | TRC | Commercial | Heat Pump Water Heater | 1.5281 | 0.5393 | 2.9129 | 0.33083 | 0.22004 | 1957.6319 | RIM | Commercial | LED Parking Lighting | 6.7457 | 0.31172 | 31.215 | 0 | 0 | 3375.12 | 2 year Payback
Commercial | Instantaneous Hot Water System | 0.32105 | 0.52348 | N/A | 3.3667 | 3.8794 | 30390.6901 | RIM | Commercial | Ceiling Insulation(R12 to R38) | 0.45833 | 0.7957 | N/A | 4.1109e-06 | 9.2669e-05 | 0.20544 | TRC | Commercial | Heat Pump Water Heater | 6.3358 | 0.5393 | 13.9814 | 1.5879 | 1.0562 | 9396.427 | RIM | Commercial | LED Parking Lighting | 6.7457 | 0.31172 | 31.215 | 0 | 0 | 3375.12 | 2 year Payback
Commercial | Instantaneous Hot Water System | 0.31391 | 0.51185 | N/A | 0.40571 | 0.42333 | 3646.8828 | RIM | Commercial | Ceiling Insulation(R12 to R38) | 0.45833 | 0.7957 | N/A | 4.1109e-06 | 9.2669e-05 | 0.20544 | TRC | Commercial | Heat Pump Water Heater | 3.466 | 0.5393 | 6.9907 | 0.79397 | 0.52808 | 4698.2135 | RIM | Commercial | LED Parking Lighting | 6.7457 | 0.31172 | 31.215 | 0 | 0 | 3375.12 | 2 year Payback
Commercial | Instantaneous Hot Water System | 0.30098 | 0.52348 | N/A | 2.525 | 2.9096 | 22793.0176 | RIM | Commercial | Ceiling Insulation(R12 to R38) | 0.5397 | 0.93698 | N/A | 4.1924e-05 | 9.5878e-05 | 0.20544 | TRC | Commercial | Heat Pump Water Heater | 8.4304 | 0.64009 | 16.0786 | 5.7477 | 31.0919 | 108058.9101 | RIM | Commercial | LED Street Lights | 2.8995 | 0.31172 | 10.6107 | 0 | 0 | 1691.1226 | 2 year Payback
Commercial | Instantaneous Hot Water System | 0.27869 | 0.52348 | N/A | 0.3507 | 0.4041 | 3165.6969 | RIM | Commercial | Ceiling Insulation(R12 to R38) | 0.5397 | 0.93698 | N/A | 4.1924e-05 | 9.5878e-05 | 0.20544 | TRC | Commercial | Heat Pump Water Heater | 8.6138 | 0.7332 | 13.9814 | 0.65925 | 3.4586 | 9396.427 | RIM | Commercial | LED Street Lights | 2.8995 | 0.31172 | 10.6107 | 0 | 0 | 1691.1226 | 2 year Payback
Commercial | Instantaneous Hot Water System | 0.1635 | 0.51185 | N/A | 0.14087 | 0.14699 | 1266.2788 | RIM | Commercial | Ceiling Insulation(R12 to R38) | 0.45833 | 0.7957 | N/A | 4.1109e-06 | 9.2669e-05 | 0.20544 | TRC | Commercial | Heat Pump Water Heater | 4.4808 | 0.5393 | 9.321 | 1.0586 | 0.70411 | 6264.2846 | RIM | Commercial | LED Street Lights | 2.8995 | 0.31172 | 10.6107 | 0 | 0 | 1691.1226 | 2 year Payback
Commercial | Instantaneous Hot Water System | 0.19423 | 0.51185 | N/A | 0.25103 | 0.26194 | 2256.5087 | RIM | Commercial | Ceiling Insulation(R12 to R38) | 0.34708 | 0.60256 | N/A | 2.3313e-05 | 4.1595e-05 | 0.20544 | TRC | Commercial | Heat Pump Water Heater | 9.5446 | 0.64009 | 18.7972 | 10.0793 | 54.5234 | 189494.6105 | RIM | Commercial | LED Street Lights | 2.8995 | 0.31172 | 10.6107 | 0 | 0 | 1691.1226 | 2 year Payback
Commercial | Instantaneous Hot Water System | 0.041804 | 0.52348 | N/A | 0.017535 | 0.020206 | 158.2883 | RIM | Commercial | Ceiling Insulation(R12 to R38) | 0.45545 | 0.7957 | N/A | 4.0851e-06 | 9.2088e-05 | 0.20415 | TRC | Commercial | Heat Pump Water Heater | 9.1888 | 0.5393 | 22.3703 | 63.5174 | 42.2467 | 375857.0786 | RIM | Commercial | LED Street Lights | 2.8995 | 0.31172 | 10.6107 | 0 | 0 | 1691.1226 | 2 year Payback
Commercial | Instantaneous Hot Water System | 0.20065 | 0.52348 | N/A | 0.084168 | 0.096985 | 759.7673 | RIM | Commercial | Ceiling Insulation(R12 to R38) | 0.48601 | 0.84909 | N/A | 8.4432e-05 | 4.9733e-05 | 0.20415 | TRC | Commercial | Heat Pump Water Heater | 12.4926 | 0.7332 | 22.3703 | 3.1644 | 16.6011 | 45102.8494 | RIM | Commercial | LED Street Lights | 2.8995 | 0.31172 | 10.6107 | 0 | 0 | 1691.1226 | 2 year Payback
Commercial | Solar Water Heater | 0.46108 | 0.37801 | N/A | 0.41215 | 0.057863 | 5514.2421 | RIM | Commercial | Ceiling Insulation(R12 to R38) | 0.53632 | 0.93698 | N/A | 4.1661e-05 | 9.5277e-05 | 0.20415 | TRC | Commercial | Heat Pump Water Heater | 8.751 | 0.5393 | 20.9721 | 47.638 | 31.685 | 281892.809 | RIM | Commercial | LED Street Lights | 2.8995 | 0.31172 | 10.6107 | 0 | 0 | 1691.1226 | 2 year Payback
Commercial | Solar Water Heater | 1.0605 | 0.37801 | N/A | 9.4793 | 1.3308 | 126827.5691 | RIM | Commercial | Ceiling Insulation(R12 to R38) | 0.45545 | 0.7957 | N/A | 4.0851e-06 | 9.2088e-05 | 0.20415 | TRC | Commercial | Heat Pump Water Heater | 8.2479 | 0.5393 | 19.4186 | 6.6164 | 4.4007 | 39151.779 | RIM | Commercial | LED Street Lights | 2.8995 | 0.31172 | 10.6107 | 0 | 0 | 1691.1226 | 2 year Payback
Commercial | Solar Water Heater | 0.92216 | 0.37801 | N/A | 0.82429 | 0.11573 | 11028.4843 | RIM | Commercial | Ceiling Insulation(R12 to R38) | 0.48601 | 0.84909 | N/A | 8.4432e-05 | 4.9733e-05 | 0.20415 | TRC | Commercial | Heat Pump Water Heater | 7.39 | 0.7332 | 11.6512 | 1.0987 | 5.7643 | 15660.7116 | RIM | Commercial | LED Street Lights | 2.8995 | 0.31172 | 10.6107 | 0 | 0 | 1691.1226 | 2 year Payback
Commercial | Solar Water Heater | 0.61477 | 0.37801 | N/A | 0.54953 | 0.07715 | 7352.3228 | RIM | Commercial | Ceiling Insulation(R12 to R38) | 0.45545 | 0.7957 | N/A | 4.0851e-06 | 9.2088e-05 | 0.20415 | TRC | Commercial | Heat Pump Water Heater | 8.5423 | 0.7332 | 13.8416 | 1.958 | 10.2719 | 27907.3881 | RIM | Commercial | LED Street Lights | 2.8995 | 0.31172 | 10.6107 | 0 | 0 | 1691.1226 | 2 year Payback
Commercial | Solar Water Heater | 1.2398 | 0.37801 | N/A | 16.6232 | 2.3338 | 222407.7661 | RIM | Commercial | Ceiling Insulation(R12 to R38) | 0.48601 | 0.84909 | N/A | 8.4432e-05 | 4.9733e-05 | 0.20415 | TRC | Commercial | Heat Pump Water Heater | 1.5281 | 0.5393 | 2.9129 | 0.33083 | 0.22004 | 1957.6319 | RIM | Commercial | LED Street Lights | 2.8995 | 0.31172 | 10.6107 | 0 | 0 | 1691.1226 | 2 year Payback
Commercial | Solar Water Heater | 1.4755 | 0.37801 | N/A | 32.9716 | 4.629 | 441139.3708 | RIM | Commercial | Ceiling Insulation(R12 to R38) | 0.45545 | 0.7957 | N/A | 4.0851e-06 | 9.2088e-05 | 0.20415 | TRC | Commercial | Heat Pump Water Heater | 6.3358 | 0.5393 | 13.9814 | 1.5879 | 1.0562 | 9396.427 | RIM | Commercial | LED Street Lights | 2.8995 | 0.31172 | 10.6107 | 0 | 0 | 1691.1226 | 2 year Payback
Commercial | Solar Water Heater | 1.4755 | 0.37801 | N/A | 3.9566 | 0.55548 | 52936.7245 | RIM | Commercial | Ceiling Insulation(R12 to R38) | 0.45545 | 0.7957 | N/A | 4.0851e-06 | 9.2088e-05 | 0.20415 | TRC | Commercial | Instantaneous Hot Water System | 0.10004 | 0.51581 | 0.19165 | 0.042084 | 0.048493 | 379.8836 | RIM | Commercial | LED Street Lights | 2.8995 | 0.31172 | 10.6107 | 0 | 0 | 1691.1226 | 2 year Payback
Commercial | Solar Water Heater | 1.3832 | 0.37801 | N/A | 24.7287 | 3.4718 | 330854.5281 | RIM | Commercial | Ceiling Insulation(R12 to R38) | 0.53632 | 0.93698 | N/A | 4.1661e-05 | 9.5277e-05 | 0.20415 | TRC | Commercial | Instantaneous Hot Water System | 0.26974 | 0.60692 | 0.44081 | 0.82565 | 1.9915 | 8737.3234 | RIM | Commercial | LED Street Lights | 2.8995 | 0.31172 | 10.6107 | 0 | 0 | 1691.1226 | 2 year Payback
Commercial | Solar Water Heater | 1.2808 | 0.37801 | N/A | 3.4345 | 0.48219 | 45952.0178 | RIM | Commercial | Ceiling Insulation(R12 to R38) | 0.53632 | 0.93698 | N/A | 4.1661e-05 | 9.5277e-05 | 0.20415 | TRC | Commercial | Instantaneous Hot Water System | 0.19509 | 0.50435 | 0.38331 | 0.084523 | 0.088194 | 759.7673 | RIM | Commercial | LED Street Lights | 2.8995 | 0.31172 | 10.6107 | 0 | 0 | 1691.1226 | 2 year Payback
Commercial | Solar Water Heater | 0.76847 | 0.37801 | N/A | 1.3738 | 0.19288 | 18380.8071 | RIM | Commercial | Ceiling Insulation(R12 to R38) | 0.45545 | 0.7957 | N/A | 4.0851e-06 | 9.2088e-05 | 0.20415 | TRC | Commercial | Instantaneous Hot Water System | 0.13326 | 0.51581 | 0.25554 | 0.056112 | 0.064657 | 506.5115 | RIM | Commercial | LED Street Lights | 2.8995 | 0.31172 | 10.6107 | 0 | 0 | 1691.1226 | 2 year Payback
Commercial | Solar Water Heater | 0.91294 | 0.37801 | N/A | 2.4481 | 0.3437 | 32754.5983 | RIM | Commercial | Ceiling Insulation(R12 to R38) | 0.3449 | 0.60256 | N/A | 2.3166e-05 | 4.1334e-05 | 0.20415 | TRC | Commercial | Instantaneous Hot Water System | 0.315 | 0.60692 | 0.51534 | 1.4479 | 3.4923 | 15321.9729 | RIM | Commercial | LED Street Lights | 2.8995 | 0.31172 | 10.6107 | 0 | 0 | 1691.1226 | 2 year Payback
Commercial | Solar Water Heater | 0.19212 | 0.37801 | N/A | 0.17173 | 0.02411 | 2297.6512 | RIM | Commercial | Ceiling Insulation(R19 to R38) | 0.24685 | 0.7957 | N/A | 1.8973e-06 | 4.277e-05 | 0.094818 | TRC | Commercial | Instantaneous Hot Water System | 0.31815 | 0.51581 | 0.6133 | 3.3667 | 3.8794 | 30390.6901 | RIM | Commercial | LED Street Lights | 2.8995 | 0.31172 | 10.6107 | 0 | 0 | 1691.1226 | 2 year Payback
Commercial | Solar Water Heater | 0.92216 | 0.37801 | N/A | 0.82429 | 0.11573 | 11028.4843 | RIM | Commercial | Ceiling Insulation(R19 to R38) | 0.26341 | 0.84909 | N/A | 3.9215e-05 | 2.3099e-05 | 0.094818 | TRC | Commercial | Instantaneous Hot Water System | 0.31108 | 0.50435 | 0.6133 | 0.40571 | 0.42333 | 3646.8828 | RIM | Commercial | LED Street Lights | 2.8995 | 0.31172 | 10.6107 | 0 | 0 | 1691.1226 | 2 year Payback
Commercial | Solar Water Heater | 0.46108 | 0.37801 | N/A | 0.41215 | 0.057863 | 5514.2421 | RIM | Commercial | Ceiling Insulation(R19 to R38) | 0.29068 | 0.93698 | N/A | 1.9349e-05 | 4.4252e-05 | 0.094818 | TRC | Commercial | Instantaneous Hot Water System | 0.29843 | 0.51581 | 0.57496 | 2.525 | 2.9096 | 22793.0176 | RIM | Commercial | LED Street Lights | 2.8995 | 0.31172 | 10.6107 | 0 | 0 | 1691.1226 | 2 year Payback
Commercial | Solar Water Heater | 1.0605 | 0.37801 | N/A | 9.4793 | 1.3308 | 126827.5691 | RIM | Commercial | Ceiling Insulation(R19 to R38) | 0.24685 | 0.7957 | N/A | 1.8973e-06 | 4.277e-05 | 0.094818 | TRC | Commercial | Instantaneous Hot Water System | 0.2765 | 0.51581 | 0.53237 | 0.3507 | 0.4041 | 3165.6969 | RIM | Commercial | LED Street Lights | 2.8995 | 0.31172 | 10.6107 | 0 | 0 | 1691.1226 | 2 year Payback
Commercial | Solar Water Heater | 0.92216 | 0.37801 | N/A | 0.82429 | 0.11573 | 11028.4843 | RIM | Commercial | Ceiling Insulation(R19 to R38) | 0.26341 | 0.84909 | N/A | 3.9215e-05 | 2.3099e-05 | 0.094818 | TRC | Commercial | Instantaneous Hot Water System | 0.16272 | 0.50435 | 0.31942 | 0.14087 | 0.14699 | 1266.2788 | RIM | Commercial | LED Street Lights | 2.8995 | 0.31172 | 10.6107 | 0 | 0 | 1691.1226 | 2 year Payback
Commercial | Solar Water Heater | 0.61477 | 0.37801 | N/A | 0.54953 | 0.07715 | 7352.3228 | RIM | Commercial | Ceiling Insulation(R19 to R38) | 0.24685 | 0.7957 | N/A | 1.8973e-06 | 4.277e-05 | 0.094818 | TRC | Commercial | Instantaneous Hot Water System | 0.19315 | 0.50435 | 0.37948 | 0.25103 | 0.26194 | 2256.5087 | RIM | Commercial | LED Street Lights | 2.8995 | 0.31172 | 10.6107 | 0 | 0 | 1691.1226 | 2 year Payback
Commercial | Solar Water Heater | 1.2398 | 0.37801 | N/A | 16.6232 | 2.3338 | 222407.7661 | RIM | Commercial | Ceiling Insulation(R19 to R38) | 0.26341 | 0.84909 | N/A | 3.9215e-05 | 2.3099e-05 | 0.094818 | TRC | Commercial | Instantaneous Hot Water System | 0.041754 | 0.51581 | 0.079858 | 0.017535 | 0.020206 | 158.2883 | RIM | Commercial | LED Street Lights | 2.8995 | 0.31172 | 10.6107 | 0 | 0 | 1691.1226 | 2 year Payback
Commercial | Solar Water Heater | 1.4755 | 0.37801 | N/A | 32.9716 | 4.629 | 441139.3708 | RIM | Commercial | Ceiling Insulation(R19 to R38) | 0.24685 | 0.7957 | N/A | 1.8973e-06 | 4.277e-05 | 0.094818 | TRC | Commercial | Instantaneous Hot Water System | 0.19952 | 0.51581 | 0.38331 | 0.084168 | 0.096985 | 759.7673 | RIM | Commercial | LED Street Lights | 2.8995 | 0.31172 | 10.6107 | 0 | 0 | 1691.1226 | 2 year Payback
Commercial | Solar Water Heater | 1.4755 | 0.37801 | N/A | 3.9566 | 0.55548 | 52936.7245 | RIM | Commercial | Ceiling Insulation(R19 to R38) | 0.24685 | 0.7957 | N/A | 1.8973e-06 | 4.277e-05 | 0.094818 | TRC | Commercial | Instantaneous Hot Water System | 0.10004 | 0.51581 | 0.19165 | 0.042084 | 0.048493 | 379.8836 | RIM | Commercial | LED Street Lights | 2.8995 | 0.31172 | 10.6107 | 0 | 0 | 1691.1226 | 2 year Payback
Commercial | Solar Water Heater | 1.3832 | 0.37801 | N/A | 24.7287 | 3.4718 | 330854.5281 | RIM | Commercial | Ceiling Insulation(R19 to R38) | 0.29068 | 0.93698 | N/A | 1.9349e-05 | 4.4252e-05 | 0.094818 | TRC | Commercial | Instantaneous Hot Water System | 0.26974 | 0.60692 | 0.44081 | 0.82565 | 1.9915 | 8737.3234 | RIM | Commercial | LED Traffic and Crosswalk Lighting | 0.2502 | 0.31172 | 0.8003 | 0 | 0 | 37.96 | TRC
Commercial | Solar Water Heater | 1.2808 | 0.37801 | N/A | 3.4345 | 0.48219 | 45952.0178 | RIM | Commercial | Ceiling Insulation(R19 to R38) | 0.29068 | 0.93698 | N/A | 1.9349e-05 | 4.4252e-05 | 0.094818 | TRC | Commercial | Instantaneous Hot Water System | 0.19509 | 0.50435 | 0.38331 | 0.084523 | 0.088194 | 759.7673 | RIM | Commercial | LED Traffic and Crosswalk Lighting | 0.2502 | 0.31172 | 0.8003 | 0 | 0 | 37.96 | TRC
Commercial | Solar Water Heater | 0.76847 | 0.37801 | N/A | 1.3738 | 0.19288 | 18380.8071 | RIM | Commercial | Ceiling Insulation(R19 to R38) | 0.24685 | 0.7957 | N/A | 1.8973e-06 | 4.277e-05 | 0.094818 | TRC | Commercial | Instantaneous Hot Water System | 0.13326 | 0.51581 | 0.25554 | 0.056112 | 0.064657 | 506.5115 | RIM | Commercial | LED Traffic and Crosswalk Lighting | 0.2502 | 0.31172 | 0.8003 | 0 | 0 | 37.96 | TRC
Commercial | Solar Water Heater | 0.91294 | 0.37801 | N/A | 2.4481 | 0.3437 | 32754.5983 | RIM | Commercial | Ceiling Insulation(R19 to R38) | 0.18693 | 0.60256 | N/A | 1.076e-05 | 1.9198e-05 | 0.094818 | TRC | Commercial | Instantaneous Hot Water System | 0.315 | 0.60692 | 0.51534 | 1.4479 | 3.4923 | 15321.9729 | RIM | Commercial | LED Traffic and Crosswalk Lighting | 0.2502 | 0.31172 | 0.8003 | 0 | 0 | 37.96 | TRC
Commercial | Solar Water Heater | 0.19212 | 0.37801 | N/A | 0.17173 | 0.02411 | 2297.6512 | RIM | Commercial | Ceiling Insulation(R19 to R38) | 0.2453 | 0.7957 | N/A | 1.8854e-06 | 4.2502e-05 | 0.094223 | TRC | Commercial | Instantaneous Hot Water System | 0.31815 | 0.51581 | 0.6133 | 3.3667 | 3.8794 | 30390.6901 | RIM | Commercial | LED Traffic and Crosswalk Lighting | 0.2502 | 0.31172 | 0.8003 | 0 | 0 | 37.96 | TRC
Commercial | Solar Water Heater | 0.92216 | 0.37801 | N/A | 0.82429 | 0.11573 | 11028.4843 | RIM | Commercial | Ceiling Insulation(R19 to R38) | 0.26176 | 0.84909 | N/A | 3.8969e-05 | 2.2954e-05 | 0.094223 | TRC | Commercial | Instantaneous Hot Water System | 0.31108 | 0.50435 | 0.6133 | 0.40571 | 0.42333 | 3646.8828 | RIM | Commercial | LED Traffic and Crosswalk Lighting | 0.2502 | 0.31172 | 0.8003 | 0 | 0 | 37.96 | TRC
Commercial | CFL - 15W Flood | 24.2691 | 0.31635 | N/A | 0 | 0 | 200.9 | RIM | Commercial | Ceiling Insulation(R19 to R38) | 0.28885 | 0.93698 | N/A | 1.9228e-05 | 4.3974e-05 | 0.094223 | TRC | Commercial | Instantaneous Hot Water System | 0.29843 | 0.51581 | 0.57496 | 2.525 | 2.9096 | 22793.0176 | RIM | Commercial | LED Traffic and Crosswalk Lighting | 0.2502 | 0.31172 | 0.8003 | 0 | 0 | 37.96 | TRC
Commercial | CFL - 15W Flood | 24.2691 | 0.31635 | N/A | 0 | 0 | 200.9 | RIM | Commercial | Ceiling Insulation(R19 to R38) | 0.2453 | 0.7957 | N/A | 1.8854e-06 | 4.2502e-05 | 0.094223 | TRC | Commercial | Instantaneous Hot Water System | 0.2765 | 0.51581 | 0.53237 | 0.3507 | 0.4041 | 3165.6969 | RIM | Commercial | LED Traffic and Crosswalk Lighting | 0.2502 | 0.31172 | 0.8003 | 0 | 0 | 37.96 | TRC
Commercial | CFL - 15W Flood | 24.2691 | 0.31635 | N/A | 0 | 0 | 200.9 | RIM | Commercial | Ceiling Insulation(R19 to R38) | 0.26176 | 0.84909 | N/A | 3.8969e-05 | 2.2954e-05 | 0.094223 | TRC | Commercial | Instantaneous Hot Water System | 0.16272 | 0.50435 | 0.31942 | 0.14087 | 0.14699 | 1266.2788 | RIM | Commercial | LED Traffic and Crosswalk Lighting | 0.2502 | 0.31172 | 0.8003 | 0 | 0 | 37.96 | TRC
Commercial | CFL - 15W Flood | 24.2691 | 0.31635 | N/A | 0 | 0 | 200.9 | RIM | Commercial | Ceiling Insulation(R19 to R38) | 0.2453 | 0.7957 | N/A | 1.8854e-06 | 4.2502e-05 | 0.094223 | TRC | Commercial | Instantaneous Hot Water System | 0.19315 | 0.50435 | 0.37948 | 0.25103 | 0.26194 | 2256.5087 | RIM | Commercial | LED Traffic and Crosswalk Lighting | 0.2502 | 0.31172 | 0.8003 | 0 | 0 | 37.96 | TRC
Commercial | CFL - 15W Flood | 24.2691 | 0.31635 | N/A | 0 | 0 | 200.9 | RIM | Commercial | Ceiling Insulation(R19 to R38) | 0.26176 | 0.84909 | N/A | 3.8969e-05 | 2.2954e-05 | 0.094223 | TRC | Commercial | Instantaneous Hot Water System | 0.041754 | 0.51581 | 0.079858 | 0.017535 | 0.020206 | 158.2883 | RIM | Commercial | LED Traffic and Crosswalk Lighting | 0.2502 | 0.31172 | 0.8003 | 0 | 0 | 37.96 | TRC
Commercial | CFL - 15W Flood | 24.2691 | 0.31635 | N/A | 0 | 0 | 200.9 | RIM | Commercial | Ceiling Insulation(R19 to R38) | 0.2453 | 0.7957 | N/A | 1.8854e-06 | 4.2502e-05 | 0.094223 | TRC | Commercial | Instantaneous Hot Water System | 0.19952 | 0.51581 | 0.38331 | 0.084168 | 0.096985 | 759.7673 | RIM | Commercial | LED Traffic and Crosswalk Lighting | 0.2502 | 0.31172 | 0.8003 | 0 | 0 | 37.96 | TRC
Commercial | CFL - 15W Flood | 24.2691 | 0.31635 | N/A | 0 | 0 | 200.9 | RIM | Commercial | Ceiling Insulation(R19 to R38) | 0.2453 | 0.7957 | N/A | 1.8854e-06 | 4.2502e-05 | 0.094223 | TRC | Commercial | Solar Water Heater | 0.45287 | 0.37247 | 1.2198 | 0.41215 | 0.057863 | 5514.2421 | RIM | Commercial | LED Traffic and Crosswalk Lighting | 0.2502 | 0.31172 | 0.8003 | 0 | 0 | 37.96 | TRC
Commercial | CFL - 15W Flood | 24.2691 | 0.31635 | N/A | 0 | 0 | 200.9 | RIM | Commercial | Ceiling Insulation(R19 to R38) | 0.28885 | 0.93698 | N/A | 1.9228e-05 | 4.3974e-05 | 0.094223 | TRC | Commercial | Solar Water Heater | 1.018 | 0.37247 | 2.8055 | 9.4793 | 1.3308 | 126827.5691 | RIM | Commercial | LED Traffic and Crosswalk Lighting | 0.2502 | 0.31172 | 0.8003 | 0 | 0 | 37.96 | TRC
Commercial | CFL - 15W Flood | 24.2691 | 0.31635 | N/A | 0 | 0 | 200.9 | RIM | Commercial | Ceiling Insulation(R19 to R38) | 0.28885 | 0.93698 | N/A | 1.9228e-05 | 4.3974e-05 | 0.094223 | TRC | Commercial | Solar Water Heater | 0.8899 | 0.37247 | 2.4395 | 0.82429 | 0.11573 | 11028.4843 | RIM | Commercial | LED Traffic and Crosswalk Lighting | 0.2502 | 0.31172 | 0.8003 | 0 | 0 | 37.96 | TRC
Commercial | CFL - 15W Flood | 24.2691 | 0.31635 | N/A | 0 | 0 | 200.9 | RIM | Commercial | Ceiling Insulation(R19 to R38) | 0.2453 | 0.7957 | N/A | 1.8854e-06 | 4.2502e-05 | 0.094223 | TRC | Commercial | Solar Water Heater | 0.60027 | 0.37247 | 1.6264 | 0.54953 | 0.07715 | 7352.3228 | RIM | Commercial | LED Traffic and Crosswalk Lighting | 0.2502 | 0.31172 | 0.8003 | 0 | 0 | 37.96 | TRC
Commercial | CFL - 15W Flood | 24.2691 | 0.31635 | N/A | 0 | 0 | 200.9 | RIM | Commercial | Ceiling Insulation(R19 to R38) | 0.18576 | 0.60256 | N/A | 1.0692e-05 | 1.9077e-05 | 0.094223 | TRC | Commercial | Solar Water Heater | 1.1822 | 0.37247 | 3.2798 | 16.6232 | 2.3338 | 222407.7661 | RIM | Commercial | LED Traffic and Crosswalk Lighting | 0.2502 | 0.31172 | 0.8003 | 0 | 0 | 37.96 | TRC
Commercial | CFL - 15W Flood | 24.2691 | 0.31635 | N/A | 0 | 0 | 200.9 | RIM | Commercial | Ceiling Insulation(R30 to R38) | 0.086441 | 0.7957 | N/A | 5.0596e-07 | 1.1405e-05 | 0.025285 | TRC | Commercial | Solar Water Heater | 1.3946 | 0.37247 | 3.9032 | 32.9716 | 4.629 | 441139.3708 | RIM | Commercial | LED Traffic and Crosswalk Lighting | 0.2502 | 0.31172 | 0.8003 | 0 | 0 | 37.96 | TRC
Commercial | CFL - 15W Flood | 24.2691 | 0.31635 | N/A | 0 | 0 | 200.9 | RIM | Commercial | Ceiling Insulation(R30 to R38) | 0.092241 | 0.84909 | N/A | 1.0457e-05 | 6.1597e-06 | 0.025285 | TRC | Commercial | Solar Water Heater | 1.3946 | 0.37247 | 3.9032 | 3.9566 | 0.55548 | 52936.7245 | RIM | Commercial | LED Traffic and Crosswalk Lighting | 0.2502 | 0.31172 | 0.8003 | 0 | 0 | 37.96 | TRC
Commercial | CFL - 15W Flood | 24.2691 | 0.31635 | N/A | 0 | 0 | 200.9 | RIM | Commercial | Ceiling Insulation(R30 to R38) | 0.10179 | 0.93698 | N/A | 5.1599e-06 | 1.18e-05 | 0.025285 | TRC | Commercial | Solar Water Heater | 1.3119 | 0.37247 | 3.6593 | 24.7287 | 3.4718 | 330854.5281 | RIM | Commercial | LED Traffic and Crosswalk Lighting | 0.2502 | 0.31172 | 0.8003 | 0 | 0 | 37.96 | TRC
Commercial | CFL - 15W Flood | 24.2691 | 0.31635 | N/A | 0 | 0 | 200.9 | RIM | Commercial | Ceiling Insulation(R30 to R38) | 0.086441 | 0.7957 | N/A | 5.0596e-07 | 1.1405e-05 | 0.025285 | TRC | Commercial | Solar Water Heater | 1.2194 | 0.37247 | 3.3882 | 3.4345 | 0.48219 | 45952.0178 | RIM | Commercial | LED Traffic and Crosswalk Lighting | 0.2502 | 0.31172 | 0.8003 | 0 | 0 | 37.96 | TRC
Commercial | CFL - 15W Flood | 24.2691 | 0.31635 | N/A | 0 | 0 | 200.9 | RIM | Commercial | Ceiling Insulation(R30 to R38) | 0.092241 | 0.84909 | N/A | 1.0457e-05 | 6.1597e-06 | 0.025285 | TRC | Commercial | Solar Water Heater | 0.74593 | 0.37247 | 2.0329 | 1.3738 | 0.19288 | 18380.8071 | RIM | Commercial | LED Traffic and Crosswalk Lighting | 0.2502 | 0.31172 | 0.8003 | 0 | 0 | 37.96 | TRC
Commercial | CFL - 15W Flood | 24.2691 | 0.31635 | N/A | 0 | 0 | 200.9 | RIM | Commercial | Ceiling Insulation(R30 to R38) | 0.086441 | 0.7957 | N/A | 5.0596e-07 | 1.1405e-05 | 0.025285 | TRC | Commercial | Solar Water Heater | 0.88131 | 0.37247 | 2.4151 | 2.4481 | 0.3437 | 32754.5983 | RIM | Commercial | LED Traffic and Crosswalk Lighting | 0.2502 | 0.31172 | 0.8003 | 0 | 0 | 37.96 | TRC
Commercial | CFL - 15W Flood | 24.2691 | 0.31635 | N/A | 0 | 0 | 200.9 | RIM | Commercial | Ceiling Insulation(R30 to R38) | 0.092241 | 0.84909 | N/A | 1.0457e-05 | 6.1597e-06 | 0.025285 | TRC | Commercial | Solar Water Heater | 0.19068 | 0.37247 | 0.50825 | 0.17173 | 0.02411 | 2297.6512 | RIM | Commercial | LED Traffic and Crosswalk Lighting | 0.2502 | 0.31172 | 0.8003 | 0 | 0 | 37.96 | TRC
Commercial | CFL - 15W Flood | 24.2691 | 0.31635 | N/A | 0 | 0 | 200.9 | RIM | Commercial | Ceiling Insulation(R30 to R38) | 0.086441 | 0.7957 | N/A | 5.0596e-07 | 1.1405e-05 | 0.025285 | TRC | Commercial | Solar Water Heater | 0.8899 | 0.37247 | 2.4395 | 0.82429 | 0.11573 | 11028.4843 | RIM | Commercial | LED Traffic and Crosswalk Lighting | 0.2502 | 0.31172 | 0.8003 | 0 | 0 | 37.96 | TRC
Commercial | CFL - 15W Flood | 24.2691 | 0.31635 | N/A | 0 | 0 | 200.9 | RIM | Commercial | Ceiling Insulation(R30 to R38) | 0.086441 | 0.7957 | N/A | 5.0596e-07 | 1.1405e-05 | 0.025285 | TRC | Commercial | Solar Water Heater | 0.45287 | 0.37247 | 1.2198 | 0.41215 | 0.057863 | 5514.2421 | RIM | Commercial | LED Traffic and Crosswalk Lighting | 0.2502 | 0.31172 | 0.8003 | 0 | 0 | 37.96 | TRC
Commercial | CFL - 15W Flood | 24.2691 | 0.31635 | N/A | 0 | 0 | 200.9 | RIM | Commercial | Ceiling Insulation(R30 to R38) | 0.10179 | 0.93698 | N/A | 5.1599e-06 | 1.18e-05 | 0.025285 | TRC | Commercial | Solar Water Heater | 1.018 | 0.37247 | 2.8055 | 9.4793 | 1.3308 | 126827.5691 | RIM | Commercial | Geothermal Heat Pump | 0.089548 | 0.92264 | 0.094543 | 1.3254 | 1.018 | 3082.1028 | TRC
Commercial | CFL - 15W Flood | 24.2691 | 0.31635 | N/A | 0 | 0 | 200.9 | RIM | Commercial | Ceiling Insulation(R30 to R38) | 0.10179 | 0.93698 | N/A | 5.1599e-06 | 1.18e-05 | 0.025285 | TRC | Commercial | Solar Water Heater | 0.8899 | 0.37247 | 2.4395 | 0.82429 | 0.11573 | 11028.4843 | RIM | Commercial | Geothermal Heat Pump | 0.063328 | 0.58844 | 0.10487 | 0.60103 | 0.56244 | 3418.6395 | TRC
Commercial | CFL - 15W Flood | 24.2691 | 0.31635 | N/A | 0 | 0 | 200.9 | RIM | Commercial | Ceiling Insulation(R30 to R38) | 0.086441 | 0.7957 | N/A | 5.0596e-07 | 1.1405e-05 | 0.025285 | TRC | Commercial | Solar Water Heater | 0.60027 | 0.37247 | 1.6264 | 0.54953 | 0.07715 | 7352.3228 | RIM | Commercial | Geothermal Heat Pump | 0.049739 | 0.92264 | 0.052449 | 0.7353 | 0.56477 | 1709.8289 | TRC
Commercial | CFL - 15W Flood | 24.2691 | 0.31635 | N/A | 0 | 0 | 200.9 | RIM | Commercial | Ceiling Insulation(R30 to R38) | 0.065459 | 0.60256 | N/A | 2.8692e-06 | 5.1194e-06 | 0.025285 | TRC | Commercial | Solar Water Heater | 1.1822 | 0.37247 | 3.2798 | 16.6232 | 2.3338 | 222407.7661 | RIM | Commercial | Geothermal Heat Pump | 0.19411 | 0.92264 | 0.20561 | 2.8825 | 2.214 | 6702.8082 | TRC
Commercial | CFL - 15W Flood | 24.2691 | 0.31635 | N/A | 0 | 0 | 200.9 | RIM | Commercial | Ceiling Insulation(R30 to R38) | 0.085899 | 0.7957 | N/A | 5.0278e-07 | 1.1334e-05 | 0.025126 | TRC | Commercial | Solar Water Heater | 1.3946 | 0.37247 | 3.9032 | 32.9716 | 4.629 | 441139.3708 | RIM | Commercial | Geothermal Heat Pump | 0.11734 | 0.58844 | 0.19482 | 1.1166 | 1.0449 | 6351.1378 | TRC
Commercial | CFL - 15W Flood | 24.2691 | 0.31635 | N/A | 0 | 0 | 200.9 | RIM | Commercial | Ceiling Insulation(R30 to R38) | 0.091663 | 0.84909 | N/A | 1.0392e-05 | 6.121e-06 | 0.025126 | TRC | Commercial | Solar Water Heater | 1.3946 | 0.37247 | 3.9032 | 3.9566 | 0.55548 | 52936.7245 | RIM | Commercial | Geothermal Heat Pump | 0.048492 | 0.92264 | 0.051132 | 0.71685 | 0.5506 | 1666.9131 | TRC
Commercial | High Efficiency HID Lighting | 1.1853 | 0.31635 | N/A | 0 | 0 | 484.169 | RIM | Commercial | Ceiling Insulation(R30 to R38) | 0.10115 | 0.93698 | N/A | 5.1275e-06 | 1.1726e-05 | 0.025126 | TRC | Commercial | Solar Water Heater | 1.3119 | 0.37247 | 3.6593 | 24.7287 | 3.4718 | 330854.5281 | RIM | Commercial | Geothermal Heat Pump | 0.14755 | 0.92264 | 0.15606 | 2.1879 | 1.6805 | 5087.5501 | TRC
Commercial | High Efficiency HID Lighting | 1.1853 | 0.31635 | N/A | 0 | 0 | 484.169 | RIM | Commercial | Ceiling Insulation(R30 to R38) | 0.085899 | 0.7957 | N/A | 5.0278e-07 | 1.1334e-05 | 0.025126 | TRC | Commercial | Solar Water Heater | 1.2194 | 0.37247 | 3.3882 | 3.4345 | 0.48219 | 45952.0178 | RIM | Commercial | Geothermal Heat Pump | 0.050075 | 0.92264 | 0.052804 | 0.74028 | 0.5686 | 1721.4094 | TRC
Commercial | High Efficiency HID Lighting | 1.1853 | 0.31635 | N/A | 0 | 0 | 484.169 | RIM | Commercial | Ceiling Insulation(R30 to R38) | 0.091663 | 0.84909 | N/A | 1.0392e-05 | 6.121e-06 | 0.025126 | TRC | Commercial | Solar Water Heater | 0.74593 | 0.37247 | 2.0329 | 1.3738 | 0.19288 | 18380.8071 | RIM | Commercial | Geothermal Heat Pump | 0.10065 | 0.92264 | 0.1063 | 1.4903 | 1.1447 | 3465.48 | TRC
Commercial | High Efficiency HID Lighting | 1.1853 | 0.31635 | N/A | 0 | 0 | 484.169 | RIM | Commercial | Ceiling Insulation(R30 to R38) | 0.085899 | 0.7957 | N/A | 5.0278e-07 | 1.1334e-05 | 0.025126 | TRC | Commercial | Solar Water Heater | 0.88131 | 0.37247 | 2.4151 | 2.4481 | 0.3437 | 32754.5983 | RIM | Commercial | Geothermal Heat Pump | 0.14523 | 0.92264 | 0.1536 | 2.1534 | 1.654 | 5007.3906 | TRC
Commercial | High Efficiency HID Lighting | 1.1853 | 0.31635 | N/A | 0 | 0 | 484.169 | RIM | Commercial | Ceiling Insulation(R30 to R38) | 0.091663 | 0.84909 | N/A | 1.0392e-05 | 6.121e-06 | 0.025126 | TRC | Commercial | Solar Water Heater | 0.19068 | 0.37247 | 0.50825 | 0.17173 | 0.02411 | 2297.6512 | RIM | Commercial | Geothermal Heat Pump | 0.11383 | 0.92264 | 0.12028 | 1.6862 | 1.2951 | 3920.9945 | TRC
Commercial | High Efficiency HID Lighting | 1.1853 | 0.31635 | N/A | 0 | 0 | 484.169 | RIM | Commercial | Ceiling Insulation(R30 to R38) | 0.085899 | 0.7957 | N/A | 5.0278e-07 | 1.1334e-05 | 0.025126 | TRC | Commercial | Solar Water Heater | 0.8899 | 0.37247 | 2.4395 | 0.82429 | 0.11573 | 11028.4843 | RIM | Commercial | Geothermal Heat Pump | 0.099021 | 0.92264 | 0.10458 | 1.4661 | 1.1261 | 3409.1643 | TRC
Commercial | High Efficiency HID Lighting | 1.1853 | 0.31635 | N/A | 0 | 0 | 484.169 | RIM | Commercial | Ceiling Insulation(R30 to R38) | 0.085899 | 0.7957 | N/A | 5.0278e-07 | 1.1334e-05 | 0.025126 | TRC | Commercial | CFL - 15W Flood | 11.3404 | 0.31172 | 76.715 | 0 | 0 | 200.9 | RIM | Commercial | Geothermal Heat Pump | 0.021821 | 0.92264 | 0.022989 | 0.3223 | 0.24755 | 749.4538 | TRC
Commercial | High Efficiency HID Lighting | 1.1853 | 0.31635 | N/A | 0 | 0 | 484.169 | RIM | Commercial | Ceiling Insulation(R30 to R38) | 0.10115 | 0.93698 | N/A | 5.1275e-06 | 1.1726e-05 | 0.025126 | TRC | Commercial | CFL - 15W Flood | 11.3404 | 0.31172 | 76.715 | 0 | 0 | 200.9 | RIM | Commercial | Geothermal Heat Pump | 0.089548 | 0.92264 | 0.094543 | 1.3254 | 1.018 | 3082.1028 | TRC
Commercial | High Efficiency HID Lighting | 1.1853 | 0.31635 | N/A | 0 | 0 | 484.169 | RIM | Commercial | Ceiling Insulation(R30 to R38) | 0.10115 | 0.93698 | N/A | 5.1275e-06 | 1.1726e-05 | 0.025126 | TRC | Commercial | CFL - 15W Flood | 11.3404 | 0.31172 | 76.715 | 0 | 0 | 200.9 | RIM | Commercial | Geothermal Heat Pump | 0.063328 | 0.58844 | 0.10487 | 0.60103 | 0.56244 | 3418.6395 | TRC
Commercial | High Efficiency HID Lighting | 1.1853 | 0.31635 | N/A | 0 | 0 | 484.169 | RIM | Commercial | Ceiling Insulation(R30 to R38) | 0.085899 | 0.7957 | N/A | 5.0278e-07 | 1.1334e-05 | 0.025126 | TRC | Commercial | CFL - 15W Flood | 11.3404 | 0.31172 | 76.715 | 0 | 0 | 200.9 | RIM | Commercial | Geothermal Heat Pump | 0.049739 | 0.92264 | 0.052449 | 0.7353 | 0.56477 | 1709.8289 | TRC
Commercial | High Efficiency HID Lighting | 1.1853 | 0.31635 | N/A | 0 | 0 | 484.169 | RIM | Commercial | Ceiling Insulation(R30 to R38) | 0.065049 | 0.60256 | N/A | 2.8512e-06 | 5.0873e-06 | 0.025126 | TRC | Commercial | CFL - 15W Flood | 11.3404 | 0.31172 | 76.715 | 0 | 0 | 200.9 | RIM | Commercial | Geothermal Heat Pump | 0.19411 | 0.92264 | 0.20561 | 2.8825 | 2.214 | 6702.8082 | TRC
Commercial | High Efficiency HID Lighting | 1.1853 | 0.31635 | N/A | 0 | 0 | 484.169 | RIM | Commercial | Chilled Water Controls Optimization | 0 | 0 | N/A | 0 | 0 | 0 | TRC | Commercial | CFL - 15W Flood | 11.3404 | 0.31172 | 76.715 | 0 | 0 | 200.9 | RIM | Commercial | Geothermal Heat Pump | 0.11734 | 0.58844 | 0.19482 | 1.1166 | 1.0449 | 6351.1378 | TRC
Commercial | High Efficiency HID Lighting | 1.1853 | 0.31635 | N/A | 0 | 0 | 484.169 | RIM | Commercial | Chilled Water Controls Optimization | 0 | 0 | N/A | 0 | 0 | 0 | TRC | Commercial | CFL - 15W Flood | 11.3404 | 0.31172 | 76.715 | 0 | 0 | 200.9 | RIM | Commercial | Geothermal Heat Pump | 0.048492 | 0.92264 | 0.051132 | 0.71685 | 0.5506 | 1666.9131 | TRC
Commercial | High Efficiency HID Lighting | 1.1853 | 0.31635 | N/A | 0 | 0 | 484.169 | RIM | Commercial | Cool Roof | 0.10134 | 0.6052 | N/A | 7.5697e-05 | 0 | 0.17819 | TRC | Commercial | CFL - 15W Flood | 11.3404 | 0.31172 | 76.715 | 0 | 0 | 200.9 | RIM | Commercial | Geothermal Heat Pump | 0.14755 | 0.92264 | 0.15606 | 2.1879 | 1.6805 | 5087.5501 | TRC
Commercial | High Efficiency HID Lighting | 1.1853 | 0.31635 | N/A | 0 | 0 | 484.169 | RIM | Commercial | Cool Roof | 0.10134 | 0.6052 | N/A | 7.5697e-05 | 0 | 0.17819 | TRC | Commercial | CFL - 15W Flood | 11.3404 | 0.31172 | 76.715 | 0 | 0 | 200.9 | RIM | Commercial | Geothermal Heat Pump | 0.050075 | 0.92264 | 0.052804 | 0.74028 | 0.5686 | 1721.4094 | TRC
Commercial | High Efficiency HID Lighting | 1.1853 | 0.31635 | N/A | 0 | 0 | 484.169 | RIM | Commercial | Cool Roof | 0.10134 | 0.6052 | N/A | 7.5697e-05 | 0 | 0.17819 | TRC | Commercial | CFL - 15W Flood | 11.3404 | 0.31172 | 76.715 | 0 | 0 | 200.9 | RIM | Commercial | Geothermal Heat Pump | 0.10065 | 0.92264 | 0.1063 | 1.4903 | 1.1447 | 3465.48 | TRC
Commercial | High Efficiency HID Lighting | 1.1853 | 0.31635 | N/A | 0 | 0 | 484.169 | RIM | Commercial | Cool Roof | 0.10134 | 0.6052 | N/A | 7.5697e-05 | 0 | 0.17819 | TRC | Commercial | CFL - 15W Flood | 11.3404 | 0.31172 | 76.715 | 0 | 0 | 200.9 | RIM | Commercial | Geothermal Heat Pump | 0.14523 | 0.92264 | 0.1536 | 2.1534 | 1.654 | 5007.3906 | TRC
Commercial | High Efficiency HID Lighting | 1.1853 | 0.31635 | N/A | 0 | 0 | 484.169 | RIM | Commercial | Cool Roof | 0.10134 | 0.6052 | N/A | 7.5697e-05 | 0 | 0.17819 | TRC | Commercial | CFL - 15W Flood | 11.3404 | 0.31172 | 76.715 | 0 | 0 | 200.9 | RIM | Commercial | Geothermal Heat Pump | 0.11383 | 0.92264 | 0.12028 | 1.6862 | 1.2951 | 3920.9945 | TRC
Commercial | High Efficiency HID Lighting | 1.1853 | 0.31635 | N/A | 0 | 0 | 484.169 | RIM | Commercial | Cool Roof | 0.10134 | 0.6052 | N/A | 7.5697e-05 | 0 | 0.17819 | TRC | Commercial | CFL - 15W Flood | 11.3404 | 0.31172 | 76.715 | 0 | 0 | 200.9 | RIM | Commercial | Geothermal Heat Pump | 0.099021 | 0.92264 | 0.10458 | 1.4661 | 1.1261 | 3409.1643 | TRC
Commercial | High Efficiency HID Lighting | 1.1853 | 0.31635 | N/A | 0 | 0 | 484.169 | RIM | Commercial | Cool Roof | 0.11713 | 0.6995 | N/A | 0.00010041 | 0 | 0.17819 | TRC | Commercial | CFL - 15W Flood | 11.3404 | 0.31172 | 76.715 | 0 | 0 | 200.9 | RIM | Commercial | Geothermal Heat Pump | 0.021821 | 0.92264 | 0.022989 | 0.3223 | 0.24755 | 749.4538 | TRC
Commercial | High Efficiency HID Lighting | 1.1853 | 0.31635 | N/A | 0 | 0 | 484.169 | RIM | Commercial | Cool Roof | 0.067662 | 0.40408 | N/A | 2.2991e-05 | 0 | 0.17819 | TRC | Commercial | CFL - 15W Flood | 11.3404 | 0.31172 | 76.715 | 0 | 0 | 200.9 | RIM | Commercial | High Efficiency Chiller (Air Cooled, 50 tons) | 0.57609 | 0.78499 | 0.72817 | 0.94149 | 0.95545 | 3307.9394 | TRC
Commercial | High Efficiency HID Lighting | 1.1853 | 0.31635 | N/A | 0 | 0 | 484.169 | RIM | Commercial | Cool Roof | 0.10134 | 0.6052 | N/A | 7.5697e-05 | 0 | 0.17819 | TRC | Commercial | CFL - 15W Flood | 11.3404 | 0.31172 | 76.715 | 0 | 0 | 200.9 | RIM | Commercial | High Efficiency Chiller (Air Cooled, 50 tons) | 0.57609 | 0.78499 | 0.72817 | 0.94149 | 0.95545 | 3307.9394 | TRC
Commercial | High Efficiency HID Lighting | 1.1853 | 0.31635 | N/A | 0 | 0 | 484.169 | RIM | Commercial | Cool Roof | 0.10134 | 0.6052 | N/A | 7.5697e-05 | 0 | 0.17819 | TRC | Commercial | CFL - 15W Flood | 11.3404 | 0.31172 | 76.715 | 0 | 0 | 200.9 | RIM | Commercial | High Efficiency Chiller (Water cooled-centrifugal, 200 tons) | 0.84394 | 0.58445 | 1.4631 | 3.6687 | 0.15891 | 9318.3048 | TRC
Commercial | High Efficiency HID Lighting | 1.1853 | 0.31635 | N/A | 0 | 0 | 484.169 | RIM | Commercial | Cool Roof | 0.10134 | 0.6052 | N/A | 7.5697e-05 | 0 | 0.17819 | TRC | Commercial | CFL - 15W Flood | 11.3404 | 0.31172 | 76.715 | 0 | 0 | 200.9 | RIM | Commercial | High Efficiency Chiller (Water cooled-centrifugal, 200 tons) | 0.82599 | 0.58445 | 1.4307 | 3.5874 | 0.15539 | 9111.8049 | TRC
Commercial | High Efficiency HID Lighting | 1.1853 | 0.31635 | N/A | 0 | 0 | 484.169 | RIM | Commercial | Cool Roof | 0.10134 | 0.6052 | N/A | 7.5697e-05 | 0 | 0.17819 | TRC | Commercial | CFL - 15W Flood | 11.3404 | 0.31172 | 76.715 | 0 | 0 | 200.9 | RIM | Commercial | High Efficiency Chiller (Water cooled-centrifugal, 200 tons) | 0.8529 | 0.58445 | 1.4793 | 3.7093 | 0.16067 | 9421.5547 | TRC
Commercial | High Efficiency HID Lighting | 1.1853 | 0.31635 | N/A | 0 | 0 | 484.169 | RIM | Commercial | Cool Roof | 0.067662 | 0.40408 | N/A | 2.2991e-05 | 0 | 0.17819 | TRC | Commercial | CFL - 15W Flood | 11.3404 | 0.31172 | 76.715 | 0 | 0 | 200.9 | RIM | Commercial | High Efficiency Chiller (Water cooled-centrifugal, 200 tons) | 0.37933 | 0.58445 | 0.64239 | 1.6108 | 0.069769 | 4091.2778 | TRC
Commercial | LED - 9W Flood | 33.9334 | 0.31635 | N/A | 0 | 0 | 225.008 | RIM | Commercial | Cool Roof | 0.10109 | 0.6052 | N/A | 7.5512e-05 | 0 | 0.17775 | TRC | Commercial | CFL - 15W Flood | 11.3404 | 0.31172 | 76.715 | 0 | 0 | 200.9 | RIM | Commercial | High Efficiency Chiller (Water cooled-centrifugal, 200 tons) | 0.84394 | 0.58445 | 1.4631 | 3.6687 | 0.15891 | 9318.3048 | TRC
Commercial | LED - 9W Flood | 33.9334 | 0.31635 | N/A | 0 | 0 | 225.008 | RIM | Commercial | Cool Roof | 0.10109 | 0.6052 | N/A | 7.5512e-05 | 0 | 0.17775 | TRC | Commercial | CFL - 15W Flood | 11.3404 | 0.31172 | 76.715 | 0 | 0 | 200.9 | RIM | Commercial | High Efficiency Chiller (Water cooled-centrifugal, 200 tons) | 0.82599 | 0.58445 | 1.4307 | 3.5874 | 0.15539 | 9111.8049 | TRC
Commercial | LED - 9W Flood | 33.9334 | 0.31635 | N/A | 0 | 0 | 225.008 | RIM | Commercial | Cool Roof | 0.10109 | 0.6052 | N/A | 7.5512e-05 | 0 | 0.17775 | TRC | Commercial | CFL - 15W Flood | 11.3404 | 0.31172 | 76.715 | 0 | 0 | 200.9 | RIM | Commercial | High Efficiency Chiller (Water cooled-centrifugal, 200 tons) | 0.8529 | 0.58445 | 1.4793 | 3.7093 | 0.16067 | 9421.5547 | TRC
Commercial | LED - 9W Flood | 33.9334 | 0.31635 | N/A | 0 | 0 | 225.008 | RIM | Commercial | Cool Roof | 0.10109 | 0.6052 | N/A | 7.5512e-05 | 0 | 0.17775 | TRC | Commercial | CFL - 15W Flood | 11.3404 | 0.31172 | 76.715 | 0 | 0 | 200.9 | RIM | Commercial | High Efficiency Chiller (Water cooled-centrifugal, 200 tons) | 0.37933 | 0.58445 | 0.64239 | 1.6108 | 0.069769 | 4091.2778 | TRC
Commercial | LED - 9W Flood | 33.9334 | 0.31635 | N/A | 0 | 0 | 225.008 | RIM | Commercial | Cool Roof | 0.10109 | 0.6052 | N/A | 7.5512e-05 | 0 | 0.17775 | TRC | Commercial | CFL - 15W Flood | 11.3404 | 0.31172 | 76.715 | 0 | 0 | 200.9 | RIM | Commercial | High Efficiency Chiller (Water cooled-positive displacement, 100 tons) | 0.88679 | 0.58445 | 1.5408 | 2.1073 | 0.091277 | 5352.4904 | TRC
Commercial | LED - 9W Flood | 33.9334 | 0.31635 | N/A | 0 | 0 | 225.008 | RIM | Commercial | Cool Roof | 0.10109 | 0.6052 | N/A | 7.5512e-05 | 0 | 0.17775 | TRC | Commercial | CFL - 15W Flood | 11.3404 | 0.31172 | 76.715 | 0 | 0 | 200.9 | RIM | Commercial | High Efficiency Chiller (Water cooled-positive displacement, 100 tons) | 0.97916 | 0.58445 | 1.7094 | 2.3379 | 0.10126 | 5938.111 | TRC
Commercial | LED - 9W Flood | 33.9334 | 0.31635 | N/A | 0 | 0 | 225.008 | RIM | Commercial | Cool Roof | 0.11684 | 0.6995 | N/A | 0.00010016 | 0 | 0.17775 | TRC | Commercial | High Efficiency HID Lighting | 1.1227 | 0.31172 | 3.7466 | 0 | 0 | 484.169 | RIM | Commercial | High Efficiency Chiller (Water cooled-positive displacement, 100 tons) | 0.49957 | 0.58445 | 0.85114 | 1.1641 | 0.050422 | 2956.7698 | TRC
Commercial | LED - 9W Flood | 33.9334 | 0.31635 | N/A | 0 | 0 | 225.008 | RIM | Commercial | Cool Roof | 0.067496 | 0.40408 | N/A | 2.2935e-05 | 0 | 0.17775 | TRC | Commercial | High Efficiency HID Lighting | 1.1227 | 0.31172 | 3.7466 | 0 | 0 | 484.169 | RIM | Commercial | High Efficiency Chiller (Water cooled-positive displacement, 100 tons) | 0.48877 | 0.58445 | 0.83228 | 1.1383 | 0.049305 | 2891.2458 | TRC
Commercial | LED - 9W Flood | 33.9334 | 0.31635 | N/A | 0 | 0 | 225.008 | RIM | Commercial | Cool Roof | 0.10109 | 0.6052 | N/A | 7.5512e-05 | 0 | 0.17775 | TRC | Commercial | High Efficiency HID Lighting | 1.1227 | 0.31172 | 3.7466 | 0 | 0 | 484.169 | RIM | Commercial | High Efficiency Chiller (Water cooled-positive displacement, 100 tons) | 0.50497 | 0.58445 | 0.86057 | 1.177 | 0.050981 | 2989.5318 | TRC
Commercial | LED - 9W Flood | 33.9334 | 0.31635 | N/A | 0 | 0 | 225.008 | RIM | Commercial | Cool Roof | 0.10109 | 0.6052 | N/A | 7.5512e-05 | 0 | 0.17775 | TRC | Commercial | High Efficiency HID Lighting | 1.1227 | 0.31172 | 3.7466 | 0 | 0 | 484.169 | RIM | Commercial | High Efficiency Chiller (Water cooled-positive displacement, 100 tons) | 0.99266 | 0.58445 | 1.7341 | 2.3717 | 0.10273 | 6024.1113 | TRC
Commercial | LED - 9W Flood | 33.9334 | 0.31635 | N/A | 0 | 0 | 225.008 | RIM | Commercial | Cool Roof | 0.10109 | 0.6052 | N/A | 7.5512e-05 | 0 | 0.17775 | TRC | Commercial | High Efficiency HID Lighting | 1.1227 | 0.31172 | 3.7466 | 0 | 0 | 484.169 | RIM | Commercial | High Efficiency Chiller (Water cooled-positive displacement, 100 tons) | 0.97466 | 0.58445 | 1.7011 | 2.3266 | 0.10077 | 5909.4443 | TRC
Commercial | LED - 9W Flood | 33.9334 | 0.31635 | N/A | 0 | 0 | 225.008 | RIM | Commercial | Cool Roof | 0.10109 | 0.6052 | N/A | 7.5512e-05 | 0 | 0.17775 | TRC | Commercial | High Efficiency HID Lighting | 1.1227 | 0.31172 | 3.7466 | 0 | 0 | 484.169 | RIM | Commercial | High Efficiency Chiller (Water cooled-positive displacement, 100 tons) | 0.22239 | 0.58445 | 0.3737 | 0.51111 | 0.022138 | 1298.1939 | TRC
Commercial | LED - 9W Flood | 33.9334 | 0.31635 | N/A | 0 | 0 | 225.008 | RIM | Commercial | Cool Roof | 0.067496 | 0.40408 | N/A | 2.2935e-05 | 0 | 0.17775 | TRC | Commercial | High Efficiency HID Lighting | 1.1227 | 0.31172 | 3.7466 | 0 | 0 | 484.169 | RIM | Commercial | High Efficiency Chiller (Water cooled-positive displacement, 100 tons) | 0.88679 | 0.58445 | 1.5408 | 2.1073 | 0.091277 | 5352.4904 | TRC
Commercial | LED - 9W Flood | 33.9334 | 0.31635 | N/A | 0 | 0 | 225.008 | RIM | Commercial | Dedicated Outdoor Air System on VRF unit | 0.8222 | 0.62156 | N/A | 0.1876 | 0.13783 | 884.2265 | TRC | Commercial | High Efficiency HID Lighting | 1.1227 | 0.31172 | 3.7466 | 0 | 0 | 484.169 | RIM | Commercial | High Efficiency Chiller (Water cooled-positive displacement, 100 tons) | 0.97916 | 0.58445 | 1.7094 | 2.3379 | 0.10126 | 5938.111 | TRC
Commercial | LED - 9W Flood | 33.9334 | 0.31635 | N/A | 0 | 0 | 225.008 | RIM | Commercial | Dedicated Outdoor Air System on VRF unit | 0.60225 | 0.84081 | N/A | 0.14569 | 0.14726 | 478.7875 | TRC | Commercial | High Efficiency HID Lighting | 1.1227 | 0.31172 | 3.7466 | 0 | 0 | 484.169 | RIM | Commercial | High Efficiency Chiller (Water cooled-positive displacement, 100 tons) | 0.49957 | 0.58445 | 0.85114 | 1.1641 | 0.050422 | 2956.7698 | TRC
Commercial | LED - 9W Flood | 33.9334 | 0.31635 | N/A | 0 | 0 | 225.008 | RIM | Commercial | Dedicated Outdoor Air System on VRF unit | 0.5568 | 0.84081 | N/A | 0.1347 | 0.13614 | 442.6603 | TRC | Commercial | High Efficiency HID Lighting | 1.1227 | 0.31172 | 3.7466 | 0 | 0 | 484.169 | RIM | Commercial | High Efficiency Chiller (Water cooled-positive displacement, 100 tons) | 0.48877 | 0.58445 | 0.83228 | 1.1383 | 0.049305 | 2891.2458 | TRC
Commercial | LED - 9W Flood | 33.9334 | 0.31635 | N/A | 0 | 0 | 225.008 | RIM | Commercial | Dedicated Outdoor Air System on VRF unit | 0.56188 | 0.84081 | N/A | 0.13592 | 0.13738 | 446.692 | TRC | Commercial | High Efficiency HID Lighting | 1.1227 | 0.31172 | 3.7466 | 0 | 0 | 484.169 | RIM | Commercial | High Efficiency Chiller (Water cooled-positive displacement, 100 tons) | 0.50497 | 0.58445 | 0.86057 | 1.177 | 0.050981 | 2989.5318 | TRC
Commercial | LED - 9W Flood | 33.9334 | 0.31635 | N/A | 0 | 0 | 225.008 | RIM | Commercial | Dedicated Outdoor Air System on VRF unit | 0.25637 | 0.84081 | N/A | 0.062019 | 0.062685 | 203.814 | TRC | Commercial | High Efficiency HID Lighting | 1.1227 | 0.31172 | 3.7466 | 0 | 0 | 484.169 | RIM | Commercial | High Efficiency Chiller (Water cooled-positive displacement, 100 tons) | 0.99266 | 0.58445 | 1.7341 | 2.3717 | 0.10273 | 6024.1113 | TRC
Commercial | LED - 9W Flood | 33.9334 | 0.31635 | N/A | 0 | 0 | 225.008 | RIM | Commercial | Dedicated Outdoor Air System on VRF unit | 0.8222 | 0.62156 | N/A | 0.1876 | 0.13783 | 884.2265 | TRC | Commercial | High Efficiency HID Lighting | 1.1227 | 0.31172 | 3.7466 | 0 | 0 | 484.169 | RIM | Commercial | High Efficiency Chiller (Water cooled-positive displacement, 100 tons) | 0.97466 | 0.58445 | 1.7011 | 2.3266 | 0.10077 | 5909.4443 | TRC
Commercial | LED - 9W Flood | 33.9334 | 0.31635 | N/A | 0 | 0 | 225.008 | RIM | Commercial | Dedicated Outdoor Air System on VRF unit | 0.60225 | 0.84081 | N/A | 0.14569 | 0.14726 | 478.7875 | TRC | Commercial | High Efficiency HID Lighting | 1.1227 | 0.31172 | 3.7466 | 0 | 0 | 484.169 | RIM | Commercial | High Efficiency Chiller (Water cooled-positive displacement, 100 tons) | 0.22239 | 0.58445 | 0.3737 | 0.51111 | 0.022138 | 1298.1939 | TRC
Commercial | LED - 9W Flood | 33.9334 | 0.31635 | N/A | 0 | 0 | 225.008 | RIM | Commercial | Dedicated Outdoor Air System on VRF unit | 0.5568 | 0.84081 | N/A | 0.1347 | 0.13614 | 442.6603 | TRC | Commercial | High Efficiency HID Lighting | 1.1227 | 0.31172 | 3.7466 | 0 | 0 | 484.169 | RIM | Commercial | High Efficiency Data Center Cooling | 0.54803 | 0.60003 | 0.91216 | 29.7567 | 17.1868 | 129796.7956 | TRC
Commercial | LED - 9W Flood | 33.9334 | 0.31635 | N/A | 0 | 0 | 225.008 | RIM | Commercial | Dedicated Outdoor Air System on VRF unit | 0.56188 | 0.84081 | N/A | 0.13592 | 0.13738 | 446.692 | TRC | Commercial | High Efficiency HID Lighting | 1.1227 | 0.31172 | 3.7466 | 0 | 0 | 484.169 | RIM | Commercial | High Efficiency Data Center Cooling | 0.54803 | 0.60003 | 0.91216 | 29.7567 | 17.1868 | 129796.7956 | TRC
Commercial | LED - 9W Flood | 33.9334 | 0.31635 | N/A | 0 | 0 | 225.008 | RIM | Commercial | Dedicated Outdoor Air System on VRF unit | 0.25637 | 0.84081 | N/A | 0.062019 | 0.062685 | 203.814 | TRC | Commercial | High Efficiency HID Lighting | 1.1227 | 0.31172 | 3.7466 | 0 | 0 | 484.169 | RIM | Commercial | High Efficiency Data Center Cooling | 0.54803 | 0.60003 | 0.91216 | 29.7567 | 17.1868 | 129796.7956 | TRC
Commercial | LED - 9W Flood | 33.9334 | 0.31635 | N/A | 0 | 0 | 225.008 | RIM | Commercial | Destratification Fans | 0.032739 | 0.52541 | N/A | 0 | 0.057314 | 283.0728 | TRC | Commercial | High Efficiency HID Lighting | 1.1227 | 0.31172 | 3.7466 | 0 | 0 | 484.169 | RIM | Commercial | High Efficiency Data Center Cooling | 0.54803 | 0.60003 | 0.91216 | 29.7567 | 17.1868 | 129796.7956 | TRC
Commercial | LED - 9W Flood | 33.9334 | 0.31635 | N/A | 0 | 0 | 225.008 | RIM | Commercial | Destratification Fans | 0.059557 | 0.52541 | N/A | 0 | 0.10426 | 514.9463 | TRC | Commercial | High Efficiency HID Lighting | 1.1227 | 0.31172 | 3.7466 | 0 | 0 | 484.169 | RIM | Commercial | High Efficiency Data Center Cooling | 0.54803 | 0.60003 | 0.91216 | 29.7567 | 17.1868 | 129796.7956 | TRC
Commercial | LED - 9W Flood | 33.9334 | 0.31635 | N/A | 0 | 0 | 225.008 | RIM | Commercial | Destratification Fans | 0.02145 | 0.52541 | N/A | 0 | 0.037551 | 185.4658 | TRC | Commercial | High Efficiency HID Lighting | 1.1227 | 0.31172 | 3.7466 | 0 | 0 | 484.169 | RIM | Commercial | High Efficiency Data Center Cooling | 0.54803 | 0.60003 | 0.91216 | 29.7567 | 17.1868 | 129796.7956 | TRC
Commercial | LED Display Lighting (Exterior) | 5.1101 | 0.31635 | N/A | 0 | 0 | 377.692 | RIM | Commercial | Destratification Fans | 0.053651 | 0.52541 | N/A | 0 | 0.093921 | 463.8758 | TRC | Commercial | High Efficiency HID Lighting | 1.1227 | 0.31172 | 3.7466 | 0 | 0 | 484.169 | RIM | Commercial | High Efficiency Data Center Cooling | 0.54803 | 0.60003 | 0.91216 | 29.7567 | 17.1868 | 129796.7956 | TRC
Commercial | LED Display Lighting (Exterior) | 5.1101 | 0.31635 | N/A | 0 | 0 | 377.692 | RIM | Commercial | Destratification Fans | 0.10594 | 0.52541 | N/A | 0 | 0.18546 | 915.9872 | TRC | Commercial | High Efficiency HID Lighting | 1.1227 | 0.31172 | 3.7466 | 0 | 0 | 484.169 | RIM | Commercial | High Efficiency Data Center Cooling | 0.54803 | 0.60003 | 0.91216 | 29.7567 | 17.1868 | 129796.7956 | TRC
Commercial | LED Display Lighting (Exterior) | 5.1101 | 0.31635 | N/A | 0 | 0 | 377.692 | RIM | Commercial | Destratification Fans | 0.011793 | 0.52541 | N/A | 0 | 0.020645 | 101.9648 | TRC | Commercial | High Efficiency HID Lighting | 1.1227 | 0.31172 | 3.7466 | 0 | 0 | 484.169 | RIM | Commercial | High Efficiency Data Center Cooling | 0.54803 | 0.60003 | 0.91216 | 29.7567 | 17.1868 | 129796.7956 | TRC
Commercial | LED Display Lighting (Exterior) | 5.1101 | 0.31635 | N/A | 0 | 0 | 377.692 | RIM | Commercial | Destratification Fans | 0.01779 | 0.52541 | N/A | 0 | 0.031143 | 153.8175 | TRC | Commercial | High Efficiency HID Lighting | 1.1227 | 0.31172 | 3.7466 | 0 | 0 | 484.169 | RIM | Commercial | High Efficiency Data Center Cooling | 0.54803 | 0.60003 | 0.91216 | 29.7567 | 17.1868 | 129796.7956 | TRC
Commercial | LED Display Lighting (Exterior) | 5.1101 | 0.31635 | N/A | 0 | 0 | 377.692 | RIM | Commercial | Destratification Fans | 0.027188 | 0.52541 | N/A | 0 | 0.047596 | 235.0753 | TRC | Commercial | High Efficiency HID Lighting | 1.1227 | 0.31172 | 3.7466 | 0 | 0 | 484.169 | RIM | Commercial | High Efficiency Data Center Cooling | 0.54803 | 0.60003 | 0.91216 | 29.7567 | 17.1868 | 129796.7956 | TRC
Commercial | LED Display Lighting (Exterior) | 5.1101 | 0.31635 | N/A | 0 | 0 | 377.692 | RIM | Commercial | Destratification Fans | 0.0059546 | 0.52541 | N/A | 0 | 0.010424 | 51.4847 | TRC | Commercial | High Efficiency HID Lighting | 1.1227 | 0.31172 | 3.7466 | 0 | 0 | 484.169 | RIM | Commercial | High Efficiency Data Center Cooling | 0.54803 | 0.60003 | 0.91216 | 29.7567 | 17.1868 | 129796.7956 | TRC
Commercial | LED Display Lighting (Exterior) | 5.1101 | 0.31635 | N/A | 0 | 0 | 377.692 | RIM | Commercial | Destratification Fans | 0.047062 | 0.52541 | N/A | 0 | 0.082387 | 406.91 | TRC | Commercial | LED - 9W Flood | 13.0813 | 0.31172 | 107.2643 | 0 | 0 | 225.008 | RIM | Commercial | High Efficiency Data Center Cooling | 0.54803 | 0.60003 | 0.91216 | 29.7567 | 17.1868 | 129796.7956 | TRC
Commercial | LED Display Lighting (Exterior) | 5.1101 | 0.31635 | N/A | 0 | 0 | 377.692 | RIM | Commercial | Destratification Fans | 0.056318 | 0.52541 | N/A | 0 | 0.09859 | 486.9386 | TRC | Commercial | LED - 9W Flood | 13.0813 | 0.31172 | 107.2643 | 0 | 0 | 225.008 | RIM | Commercial | High Efficiency Data Center Cooling | 0.54803 | 0.60003 | 0.91216 | 29.7567 | 17.1868 | 129796.7956 | TRC
Commercial | LED Display Lighting (Exterior) | 5.1101 | 0.31635 | N/A | 0 | 0 | 377.692 | RIM | Commercial | Destratification Fans | 0.17807 | 0.52541 | N/A | 0 | 0.31173 | 1539.6462 | TRC | Commercial | LED - 9W Flood | 13.0813 | 0.31172 | 107.2643 | 0 | 0 | 225.008 | RIM | Commercial | High Efficiency Data Center Cooling | 0.54803 | 0.60003 | 0.91216 | 29.7567 | 17.1868 | 129796.7956 | TRC
Commercial | LED Display Lighting (Exterior) | 5.1101 | 0.31635 | N/A | 0 | 0 | 377.692 | RIM | Commercial | Destratification Fans | 0.01952 | 0.52541 | N/A | 0 | 0.034172 | 168.7765 | TRC | Commercial | LED - 9W Flood | 13.0813 | 0.31172 | 107.2643 | 0 | 0 | 225.008 | RIM | Commercial | High Efficiency Data Center Cooling | 0.54803 | 0.60003 | 0.91216 | 29.7567 | 17.1868 | 129796.7956 | TRC
Commercial | LED Display Lighting (Exterior) | 5.1101 | 0.31635 | N/A | 0 | 0 | 377.692 | RIM | Commercial | Destratification Fans | 0.032739 | 0.52541 | N/A | 0 | 0.057314 | 283.0728 | TRC | Commercial | LED - 9W Flood | 13.0813 | 0.31172 | 107.2643 | 0 | 0 | 225.008 | RIM | Commercial | High Efficiency Data Center Cooling | 0.54803 | 0.60003 | 0.91216 | 29.7567 | 17.1868 | 129796.7956 | TRC
Commercial | LED Display Lighting (Exterior) | 5.1101 | 0.31635 | N/A | 0 | 0 | 377.692 | RIM | Commercial | Destratification Fans | 0.059557 | 0.52541 | N/A | 0 | 0.10426 | 514.9463 | TRC | Commercial | LED - 9W Flood | 13.0813 | 0.31172 | 107.2643 | 0 | 0 | 225.008 | RIM | Commercial | High Efficiency Data Center Cooling | 0.54803 | 0.60003 | 0.91216 | 29.7567 | 17.1868 | 129796.7956 | TRC
Commercial | LED Display Lighting (Exterior) | 5.1101 | 0.31635 | N/A | 0 | 0 | 377.692 | RIM | Commercial | Destratification Fans | 0.02145 | 0.52541 | N/A | 0 | 0.037551 | 185.4658 | TRC | Commercial | LED - 9W Flood | 13.0813 | 0.31172 | 107.2643 | 0 | 0 | 225.008 | RIM | Commercial | High Efficiency Data Center Cooling | 0.54803 | 0.60003 | 0.91216 | 29.7567 | 17.1868 | 129796.7956 | TRC
Commercial | LED Display Lighting (Exterior) | 5.1101 | 0.31635 | N/A | 0 | 0 | 377.692 | RIM | Commercial | Destratification Fans | 0.053651 | 0.52541 | N/A | 0 | 0.093921 | 463.8758 | TRC | Commercial | LED - 9W Flood | 13.0813 | 0.31172 | 107.2643 | 0 | 0 | 225.008 | RIM | Commercial | High Efficiency Data Center Cooling | 0.54803 | 0.60003 | 0.91216 | 29.7567 | 17.1868 | 129796.7956 | TRC
Commercial | LED Display Lighting (Exterior) | 5.1101 | 0.31635 | N/A | 0 | 0 | 377.692 | RIM | Commercial | Destratification Fans | 0.10594 | 0.52541 | N/A | 0 | 0.18546 | 915.9872 | TRC | Commercial | LED - 9W Flood | 13.0813 | 0.31172 | 107.2643 | 0 | 0 | 225.008 | RIM | Commercial | High Efficiency Data Center Cooling | 0.54803 | 0.60003 | 0.91216 | 29.7567 | 17.1868 | 129796.7956 | TRC
Commercial | LED Display Lighting (Exterior) | 5.1101 | 0.31635 | N/A | 0 | 0 | 377.692 | RIM | Commercial | Destratification Fans | 0.011793 | 0.52541 | N/A | 0 | 0.020645 | 101.9648 | TRC | Commercial | LED - 9W Flood | 13.0813 | 0.31172 | 107.2643 | 0 | 0 | 225.008 | RIM | Commercial | High Efficiency Data Center Cooling | 0.54803 | 0.60003 | 0.91216 | 29.7567 | 17.1868 | 129796.7956 | TRC
Commercial | LED Display Lighting (Exterior) | 5.1101 | 0.31635 | N/A | 0 | 0 | 377.692 | RIM | Commercial | Destratification Fans | 0.01779 | 0.52541 | N/A | 0 | 0.031143 | 153.8175 | TRC | Commercial | LED - 9W Flood | 13.0813 | 0.31172 | 107.2643 | 0 | 0 | 225.008 | RIM | Commercial | High Efficiency Data Center Cooling | 0.54803 | 0.60003 | 0.91216 | 29.7567 | 17.1868 | 129796.7956 | TRC
Commercial | LED Display Lighting (Exterior) | 5.1101 | 0.31635 | N/A | 0 | 0 | 377.692 | RIM | Commercial | Destratification Fans | 0.027188 | 0.52541 | N/A | 0 | 0.047596 | 235.0753 | TRC | Commercial | LED - 9W Flood | 13.0813 | 0.31172 | 107.2643 | 0 | 0 | 225.008 | RIM | Commercial | High Efficiency Data Center Cooling | 0.54803 | 0.60003 | 0.91216 | 29.7567 | 17.1868 | 129796.7956 | TRC
Commercial | LED Display Lighting (Exterior) | 5.1101 | 0.31635 | N/A | 0 | 0 | 377.692 | RIM | Commercial | Destratification Fans | 0.0059546 | 0.52541 | N/A | 0 | 0.010424 | 51.4847 | TRC | Commercial | LED - 9W Flood | 13.0813 | 0.31172 | 107.2643 | 0 | 0 | 225.008 | RIM | Commercial | High Efficiency Data Center Cooling | 0.54803 | 0.60003 | 0.91216 | 29.7567 | 17.1868 | 129796.7956 | TRC
Commercial | LED Display Lighting (Exterior) | 5.1101 | 0.31635 | N/A | 0 | 0 | 377.692 | RIM | Commercial | Destratification Fans | 0.047062 | 0.52541 | N/A | 0 | 0.082387 | 406.91 | TRC | Commercial | LED - 9W Flood | 13.0813 | 0.31172 | 107.2643 | 0 | 0 | 225.008 | RIM | Commercial | High Efficiency Data Center Cooling | 0.54803 | 0.60003 | 0.91216 | 29.7567 | 17.1868 | 129796.7956 | TRC
Commercial | LED Display Lighting (Exterior) | 5.1101 | 0.31635 | N/A | 0 | 0 | 377.692 | RIM | Commercial | Destratification Fans | 0.056318 | 0.52541 | N/A | 0 | 0.09859 | 486.9386 | TRC | Commercial | LED - 9W Flood | 13.0813 | 0.31172 | 107.2643 | 0 | 0 | 225.008 | RIM | Commercial | High Efficiency DX 135k- less than 240k BTU | 0.51427 | 0.58043 | 0.88306 | 0.81225 | 0 | 1964.2604 | TRC
Commercial | LED Display Lighting (Exterior) | 5.1101 | 0.31635 | N/A | 0 | 0 | 377.692 | RIM | Commercial | Destratification Fans | 0.17807 | 0.52541 | N/A | 0 | 0.31173 | 1539.6462 | TRC | Commercial | LED - 9W Flood | 13.0813 | 0.31172 | 107.2643 | 0 | 0 | 225.008 | RIM | Commercial | High Efficiency DX 135k- less than 240k BTU | 0.56896 | 0.58043 | 0.97968 | 0.90112 | 0 | 2179.1719 | TRC
Commercial | LED Display Lighting (Exterior) | 5.1101 | 0.31635 | N/A | 0 | 0 | 377.692 | RIM | Commercial | Destratification Fans | 0.01952 | 0.52541 | N/A | 0 | 0.034172 | 168.7765 | TRC | Commercial | LED - 9W Flood | 13.0813 | 0.31172 | 107.2643 | 0 | 0 | 225.008 | RIM | Commercial | High Efficiency DX 135k- less than 240k BTU | 0.28735 | 0.58043 | 0.48781 | 0.44869 | 0 | 1085.0773 | TRC
Commercial | LED Display Lighting (Exterior) | 5.1101 | 0.31635 | N/A | 0 | 0 | 377.692 | RIM | Commercial | Duct Insulation | 0.087732 | 1.1039 | N/A | 0.26713 | 0.57411 | 983.3201 | TRC | Commercial | LED - 9W Flood | 13.0813 | 0.31172 | 107.2643 | 0 | 0 | 225.008 | RIM | Commercial | High Efficiency DX 135k- less than 240k BTU | 0.28107 | 0.58043 | 0.477 | 0.43875 | 0 | 1061.0313 | TRC
Commercial | LED Display Lighting (Exterior) | 5.1101 | 0.31635 | N/A | 0 | 0 | 377.692 | RIM | Commercial | Duct Insulation | 0.13296 | 1.1039 | N/A | 1.5955 | 3.429 | 5872.9828 | TRC | Commercial | LED - 9W Flood | 13.0813 | 0.31172 | 107.2643 | 0 | 0 | 225.008 | RIM | Commercial | High Efficiency DX 135k- less than 240k BTU | 0.83571 | 0.58043 | 1.4587 | 1.3417 | 0 | 3244.7118 | TRC
Commercial | LED Display Lighting (Exterior) | 5.1101 | 0.31635 | N/A | 0 | 0 | 377.692 | RIM | Commercial | Duct Insulation | 0.86374 | 1.1039 | N/A | 0.64315 | 1.3822 | 2367.4384 | TRC | Commercial | LED - 9W Flood | 13.0813 | 0.31172 | 107.2643 | 0 | 0 | 225.008 | RIM | Commercial | High Efficiency DX 135k- less than 240k BTU | 0.29049 | 0.58043 | 0.49322 | 0.45367 | 0 | 1097.1003 | TRC
Commercial | LED Exterior Lighting | 1.2596 | 0.31635 | N/A | 0 | 0 | 763.42 | RIM | Commercial | Duct Insulation | 0.35305 | 1.1039 | N/A | 1.1226 | 2.4127 | 4132.3741 | TRC | Commercial | LED - 9W Flood | 13.0813 | 0.31172 | 107.2643 | 0 | 0 | 225.008 | RIM | Commercial | High Efficiency DX 135k- less than 240k BTU | 0.57697 | 0.58043 | 0.99387 | 0.91417 | 0 | 2210.7323 | TRC
Commercial | LED Exterior Lighting | 1.2596 | 0.31635 | N/A | 0 | 0 | 763.42 | RIM | Commercial | Duct Insulation | 0.35305 | 1.1039 | N/A | 11.6976 | 25.1399 | 43058.6877 | TRC | Commercial | LED - 9W Flood | 13.0813 | 0.31172 | 107.2643 | 0 | 0 | 225.008 | RIM | Commercial | High Efficiency DX 135k- less than 240k BTU | 0.82048 | 0.58043 | 1.431 | 1.3163 | 0 | 3183.0938 | TRC
Commercial | LED Exterior Lighting | 1.2596 | 0.31635 | N/A | 0 | 0 | 763.42 | RIM | Commercial | Duct Insulation | 0.39805 | 1.1039 | N/A | 1.2978 | 2.7891 | 4777.0684 | TRC | Commercial | LED - 9W Flood | 13.0813 | 0.31172 | 107.2643 | 0 | 0 | 225.008 | RIM | Commercial | High Efficiency DX 135k- less than 240k BTU | 0.64873 | 0.58043 | 1.1216 | 1.0316 | 0 | 2494.7761 | TRC
Commercial | LED Exterior Lighting | 1.2596 | 0.31635 | N/A | 0 | 0 | 763.42 | RIM | Commercial | Duct Insulation | 0.19927 | 1.1039 | N/A | 1.0646 | 2.288 | 3918.7435 | TRC | Commercial | LED - 9W Flood | 13.0813 | 0.31172 | 107.2643 | 0 | 0 | 225.008 | RIM | Commercial | High Efficiency DX 135k- less than 240k BTU | 0.56629 | 0.58043 | 0.97495 | 0.89677 | 0 | 2168.6517 | TRC
Commercial | LED Exterior Lighting | 1.2596 | 0.31635 | N/A | 0 | 0 | 763.42 | RIM | Commercial | Duct Insulation | 0.27119 | 1.1039 | N/A | 12.3725 | 26.5904 | 45543.0611 | TRC | Commercial | LED - 9W Flood | 13.0813 | 0.31172 | 107.2643 | 0 | 0 | 225.008 | RIM | Commercial | High Efficiency DX 135k- less than 240k BTU | 0.12717 | 0.58043 | 0.21418 | 0.197 | 0 | 476.4121 | TRC
Commercial | LED Exterior Lighting | 1.2596 | 0.31635 | N/A | 0 | 0 | 763.42 | RIM | Commercial | Duct Insulation | 0.36428 | 1.1039 | N/A | 0.92485 | 1.9876 | 3404.3613 | TRC | Commercial | LED - 9W Flood | 13.0813 | 0.31172 | 107.2643 | 0 | 0 | 225.008 | RIM | Commercial | High Efficiency DX 135k- less than 240k BTU | 0.51427 | 0.58043 | 0.88306 | 0.81225 | 0 | 1964.2604 | TRC
Commercial | LED Exterior Lighting | 1.2596 | 0.31635 | N/A | 0 | 0 | 763.42 | RIM | Commercial | Duct Insulation | 0.8348 | 1.1039 | N/A | 0.67017 | 1.4403 | 2466.8853 | TRC | Commercial | LED Display Lighting (Exterior) | 4.1209 | 0.31172 | 16.1531 | 0 | 0 | 377.692 | RIM | Commercial | High Efficiency DX 135k- less than 240k BTU | 0.56896 | 0.58043 | 0.97968 | 0.90112 | 0 | 2179.1719 | TRC
Commercial | LED Exterior Lighting | 1.2596 | 0.31635 | N/A | 0 | 0 | 763.42 | RIM | Commercial | Duct Insulation | 0.16185 | 1.1039 | N/A | 0.29271 | 0.62909 | 1077.4754 | TRC | Commercial | LED Display Lighting (Exterior) | 4.1209 | 0.31172 | 16.1531 | 0 | 0 | 377.692 | RIM | Commercial | High Efficiency DX 135k- less than 240k BTU | 0.28735 | 0.58043 | 0.48781 | 0.44869 | 0 | 1085.0773 | TRC
Commercial | LED Exterior Lighting | 1.2596 | 0.31635 | N/A | 0 | 0 | 763.42 | RIM | Commercial | Duct Insulation | 0.13296 | 1.1039 | N/A | 1.0939 | 2.351 | 4026.6263 | TRC | Commercial | LED Display Lighting (Exterior) | 4.1209 | 0.31172 | 16.1531 | 0 | 0 | 377.692 | RIM | Commercial | High Efficiency DX 135k- less than 240k BTU | 0.28107 | 0.58043 | 0.477 | 0.43875 | 0 | 1061.0313 | TRC
Commercial | LED Exterior Lighting | 1.2596 | 0.31635 | N/A | 0 | 0 | 763.42 | RIM | Commercial | Duct Insulation | 0.042805 | 1.1039 | N/A | 0.10867 | 0.23354 | 400.0066 | TRC | Commercial | LED Display Lighting (Exterior) | 4.1209 | 0.31172 | 16.1531 | 0 | 0 | 377.692 | RIM | Commercial | High Efficiency DX 135k- less than 240k BTU | 0.83571 | 0.58043 | 1.4587 | 1.3417 | 0 | 3244.7118 | TRC
Commercial | LED Exterior Lighting | 1.2596 | 0.31635 | N/A | 0 | 0 | 763.42 | RIM | Commercial | Duct Insulation | 0.087732 | 1.1039 | N/A | 0.26713 | 0.57411 | 983.3201 | TRC | Commercial | LED Display Lighting (Exterior) | 4.1209 | 0.31172 | 16.1531 | 0 | 0 | 377.692 | RIM | Commercial | High Efficiency DX 135k- less than 240k BTU | 0.29049 | 0.58043 | 0.49322 | 0.45367 | 0 | 1097.1003 | TRC
Commercial | LED Exterior Lighting | 1.2596 | 0.31635 | N/A | 0 | 0 | 763.42 | RIM | Commercial | Duct Insulation | 0.13296 | 1.1039 | N/A | 1.5955 | 3.429 | 5872.9828 | TRC | Commercial | LED Display Lighting (Exterior) | 4.1209 | 0.31172 | 16.1531 | 0 | 0 | 377.692 | RIM | Commercial | High Efficiency DX 135k- less than 240k BTU | 0.57697 | 0.58043 | 0.99387 | 0.91417 | 0 | 2210.7323 | TRC
Commercial | LED Exterior Lighting | 1.2596 | 0.31635 | N/A | 0 | 0 | 763.42 | RIM | Commercial | Duct Insulation | 0.86374 | 1.1039 | N/A | 0.64315 | 1.3822 | 2367.4384 | TRC | Commercial | LED Display Lighting (Exterior) | 4.1209 | 0.31172 | 16.1531 | 0 | 0 | 377.692 | RIM | Commercial | High Efficiency DX 135k- less than 240k BTU | 0.82048 | 0.58043 | 1.431 | 1.3163 | 0 | 3183.0938 | TRC
Commercial | LED Exterior Lighting | 1.2596 | 0.31635 | N/A | 0 | 0 | 763.42 | RIM | Commercial | Duct Insulation | 0.35305 | 1.1039 | N/A | 1.1226 | 2.4127 | 4132.3741 | TRC | Commercial | LED Display Lighting (Exterior) | 4.1209 | 0.31172 | 16.1531 | 0 | 0 | 377.692 | RIM | Commercial | High Efficiency DX 135k- less than 240k BTU | 0.64873 | 0.58043 | 1.1216 | 1.0316 | 0 | 2494.7761 | TRC
Commercial | LED Exterior Lighting | 1.2596 | 0.31635 | N/A | 0 | 0 | 763.42 | RIM | Commercial | Duct Insulation | 0.35305 | 1.1039 | N/A | 11.6976 | 25.1399 | 43058.6877 | TRC | Commercial | LED Display Lighting (Exterior) | 4.1209 | 0.31172 | 16.1531 | 0 | 0 | 377.692 | RIM | Commercial | High Efficiency DX 135k- less than 240k BTU | 0.56629 | 0.58043 | 0.97495 | 0.89677 | 0 | 2168.6517 | TRC
Commercial | LED Exterior Lighting | 1.2596 | 0.31635 | N/A | 0 | 0 | 763.42 | RIM | Commercial | Duct Insulation | 0.39805 | 1.1039 | N/A | 1.2978 | 2.7891 | 4777.0684 | TRC | Commercial | LED Display Lighting (Exterior) | 4.1209 | 0.31172 | 16.1531 | 0 | 0 | 377.692 | RIM | Commercial | High Efficiency DX 135k- less than 240k BTU | 0.12717 | 0.58043 | 0.21418 | 0.197 | 0 | 476.4121 | TRC
Commercial | LED Exterior Lighting | 1.2596 | 0.31635 | N/A | 0 | 0 | 763.42 | RIM | Commercial | Duct Insulation | 0.19927 | 1.1039 | N/A | 1.0646 | 2.288 | 3918.7435 | TRC | Commercial | LED Display Lighting (Exterior) | 4.1209 | 0.31172 | 16.1531 | 0 | 0 | 377.692 | RIM | Commercial | High Efficiency PTAC | 4.9629 | 0.63591 | 9.7596 | 0.40872 | 0 | 821.5157 | 2 year Payback
Commercial | LED Exterior Lighting | 1.2596 | 0.31635 | N/A | 0 | 0 | 763.42 | RIM | Commercial | Duct Insulation | 0.27119 | 1.1039 | N/A | 12.3725 | 26.5904 | 45543.0611 | TRC | Commercial | LED Display Lighting (Exterior) | 4.1209 | 0.31172 | 16.1531 | 0 | 0 | 377.692 | RIM | Commercial | High Efficiency PTAC | 4.1918 | 0.49596 | 10.8274 | 0.26032 | 0 | 911.3984 | 2 year Payback
Commercial | LED Exterior Lighting | 1.2596 | 0.31635 | N/A | 0 | 0 | 763.42 | RIM | Commercial | Duct Insulation | 0.36428 | 1.1039 | N/A | 0.92485 | 1.9876 | 3404.3613 | TRC | Commercial | LED Display Lighting (Exterior) | 4.1209 | 0.31172 | 16.1531 | 0 | 0 | 377.692 | RIM | Commercial | High Efficiency PTAC | 8.5539 | 0.63591 | 21.2366 | 0.88935 | 0 | 1787.5979 | 2 year Payback
Commercial | LED Exterior Lighting | 1.2596 | 0.31635 | N/A | 0 | 0 | 763.42 | RIM | Commercial | Duct Insulation | 0.8348 | 1.1039 | N/A | 0.67017 | 1.4403 | 2466.8853 | TRC | Commercial | LED Display Lighting (Exterior) | 4.1209 | 0.31172 | 16.1531 | 0 | 0 | 377.692 | RIM | Commercial | High Efficiency PTAC | 6.4504 | 0.49596 | 20.1166 | 0.48365 | 0 | 1693.3154 | 2 year Payback
Commercial | LED Exterior Lighting | 1.2596 | 0.31635 | N/A | 0 | 0 | 763.42 | RIM | Commercial | Duct Insulation | 0.16185 | 1.1039 | N/A | 0.29271 | 0.62909 | 1077.4754 | TRC | Commercial | LED Display Lighting (Exterior) | 4.1209 | 0.31172 | 16.1531 | 0 | 0 | 377.692 | RIM | Commercial | High Efficiency PTAC | 7.1568 | 0.63591 | 16.1216 | 0.67515 | 0 | 1357.0408 | 2 year Payback
Commercial | LED Exterior Lighting | 1.2596 | 0.31635 | N/A | 0 | 0 | 763.42 | RIM | Commercial | Duct Insulation | 0.13296 | 1.1039 | N/A | 1.0939 | 2.351 | 4026.6263 | TRC | Commercial | LED Display Lighting (Exterior) | 4.1209 | 0.31172 | 16.1531 | 0 | 0 | 377.692 | RIM | Commercial | High Efficiency PTAC | 4.9621 | 0.58074 | 10.9842 | 0.38277 | 0 | 924.598 | 2 year Payback
Commercial | LED Exterior Lighting | 1.2596 | 0.31635 | N/A | 0 | 0 | 763.42 | RIM | Commercial | Duct Insulation | 0.042805 | 1.1039 | N/A | 0.10867 | 0.23354 | 400.0066 | TRC | Commercial | LED Display Lighting (Exterior) | 4.1209 | 0.31172 | 16.1531 | 0 | 0 | 377.692 | RIM | Commercial | High Efficiency PTAC | 7.064 | 0.63591 | 15.8155 | 0.66233 | 0 | 1331.2702 | 2 year Payback
Commercial | LED Exterior Lighting | 1.2596 | 0.31635 | N/A | 0 | 0 | 763.42 | RIM | Commercial | ECM Motors on Furnaces | 0.29393 | 0.31635 | N/A | 0 | 0 | 178.1411 | TRC | Commercial | LED Display Lighting (Exterior) | 4.1209 | 0.31172 | 16.1531 | 0 | 0 | 377.692 | RIM | Commercial | High Efficiency PTAC | 5.9449 | 0.63591 | 12.3955 | 0.5191 | 0 | 1043.394 | 2 year Payback
Commercial | LED Exterior Lighting | 1.2596 | 0.31635 | N/A | 0 | 0 | 763.42 | RIM | Commercial | ECM Motors on Furnaces | 0.44031 | 0.4739 | N/A | 0 | 0.027183 | 178.1411 | TRC | Commercial | LED Display Lighting (Exterior) | 4.1209 | 0.31172 | 16.1531 | 0 | 0 | 377.692 | RIM | Commercial | High Efficiency PTAC | 5.3549 | 0.63591 | 10.7751 | 0.45124 | 0 | 906.9985 | 2 year Payback
Commercial | LED Exterior Lighting | 1.2596 | 0.31635 | N/A | 0 | 0 | 763.42 | RIM | Commercial | ECM Motors on Furnaces | 0.69392 | 0.43422 | N/A | 0 | 0.034977 | 306.4028 | TRC | Commercial | LED Display Lighting (Exterior) | 4.1209 | 0.31172 | 16.1531 | 0 | 0 | 377.692 | RIM | Commercial | High Efficiency PTAC | 4.9629 | 0.63591 | 9.7596 | 0.40872 | 0 | 821.5157 | 2 year Payback
Commercial | LED Parking Lighting | 9.875 | 0.31635 | N/A | 0 | 0 | 3375.12 | RIM | Commercial | ECM Motors on Furnaces | 0.46088 | 0.31635 | N/A | 0 | 0 | 279.3253 | TRC | Commercial | LED Display Lighting (Exterior) | 4.1209 | 0.31172 | 16.1531 | 0 | 0 | 377.692 | RIM | Commercial | High Efficiency PTAC | 4.1918 | 0.49596 | 10.8274 | 0.26032 | 0 | 911.3984 | 2 year Payback
Commercial | LED Parking Lighting | 9.875 | 0.31635 | N/A | 0 | 0 | 3375.12 | RIM | Commercial | ECM Motors on Furnaces | 0.78552 | 0.4739 | N/A | 0 | 0.048494 | 317.8038 | TRC | Commercial | LED Display Lighting (Exterior) | 4.1209 | 0.31172 | 16.1531 | 0 | 0 | 377.692 | RIM | Commercial | High Efficiency PTAC | 8.5539 | 0.63591 | 21.2366 | 0.88935 | 0 | 1787.5979 | 2 year Payback
Commercial | LED Parking Lighting | 9.875 | 0.31635 | N/A | 0 | 0 | 3375.12 | RIM | Commercial | ECM Motors on Furnaces | 0.25631 | 0.31635 | N/A | 0 | 0 | 155.3391 | TRC | Commercial | LED Display Lighting (Exterior) | 4.1209 | 0.31172 | 16.1531 | 0 | 0 | 377.692 | RIM | Commercial | High Efficiency PTAC | 6.4504 | 0.49596 | 20.1166 | 0.48365 | 0 | 1693.3154 | 2 year Payback
Commercial | LED Parking Lighting | 9.875 | 0.31635 | N/A | 0 | 0 | 3375.12 | RIM | Commercial | ECM Motors on Furnaces | 0.42603 | 0.43422 | N/A | 0 | 0.021475 | 188.117 | TRC | Commercial | LED Display Lighting (Exterior) | 4.1209 | 0.31172 | 16.1531 | 0 | 0 | 377.692 | RIM | Commercial | High Efficiency PTAC | 7.1568 | 0.63591 | 16.1216 | 0.67515 | 0 | 1357.0408 | 2 year Payback
Commercial | LED Parking Lighting | 9.875 | 0.31635 | N/A | 0 | 0 | 3375.12 | RIM | Commercial | ECM Motors on Furnaces | 0.16225 | 0.31635 | N/A | 0 | 0 | 98.3339 | TRC | Commercial | LED Display Lighting (Exterior) | 4.1209 | 0.31172 | 16.1531 | 0 | 0 | 377.692 | RIM | Commercial | High Efficiency PTAC | 4.9621 | 0.58074 | 10.9842 | 0.38277 | 0 | 924.598 | 2 year Payback
Commercial | LED Parking Lighting | 9.875 | 0.31635 | N/A | 0 | 0 | 3375.12 | RIM | Commercial | ECM Motors on Furnaces | 0.17165 | 0.31635 | N/A | 0 | 0 | 104.0344 | TRC | Commercial | LED Display Lighting (Exterior) | 4.1209 | 0.31172 | 16.1531 | 0 | 0 | 377.692 | RIM | Commercial | High Efficiency PTAC | 7.064 | 0.63591 | 15.8155 | 0.66233 | 0 | 1331.2702 | 2 year Payback
Commercial | LED Parking Lighting | 9.875 | 0.31635 | N/A | 0 | 0 | 3375.12 | RIM | Commercial | ECM Motors on Furnaces | 0.93275 | 0.43422 | N/A | 0 | 0.047016 | 411.8623 | TRC | Commercial | LED Exterior Lighting | 1.1893 | 0.31172 | 3.9817 | 0 | 0 | 763.42 | RIM | Commercial | High Efficiency PTAC | 5.9449 | 0.63591 | 12.3955 | 0.5191 | 0 | 1043.394 | 2 year Payback
Commercial | LED Parking Lighting | 9.875 | 0.31635 | N/A | 0 | 0 | 3375.12 | RIM | Commercial | ECM Motors on Furnaces | 0.62548 | 0.31635 | N/A | 0 | 0 | 379.0843 | TRC | Commercial | LED Exterior Lighting | 1.1893 | 0.31172 | 3.9817 | 0 | 0 | 763.42 | RIM | Commercial | High Efficiency PTAC | 5.3549 | 0.63591 | 10.7751 | 0.45124 | 0 | 906.9985 | 2 year Payback
Commercial | LED Parking Lighting | 9.875 | 0.31635 | N/A | 0 | 0 | 3375.12 | RIM | Commercial | ECM Motors on Furnaces | 0.16225 | 0.31635 | N/A | 0 | 0 | 98.3339 | TRC | Commercial | LED Exterior Lighting | 1.1893 | 0.31172 | 3.9817 | 0 | 0 | 763.42 | RIM | Commercial | High Efficiency PTHP | 4.9794 | 0.63599 | 9.7997 | 0.41028 | 0.00015022 | 824.8913 | 2 year Payback
Commercial | LED Parking Lighting | 9.875 | 0.31635 | N/A | 0 | 0 | 3375.12 | RIM | Commercial | ECM Motors on Furnaces | 0.29393 | 0.31635 | N/A | 0 | 0 | 178.1411 | TRC | Commercial | LED Exterior Lighting | 1.1893 | 0.31172 | 3.9817 | 0 | 0 | 763.42 | RIM | Commercial | High Efficiency PTHP | 4.9286 | 0.5815 | 10.8675 | 0.26026 | 0.078693 | 914.774 | 2 year Payback
Commercial | LED Parking Lighting | 9.875 | 0.31635 | N/A | 0 | 0 | 3375.12 | RIM | Commercial | ECM Motors on Furnaces | 0.44031 | 0.4739 | N/A | 0 | 0.027183 | 178.1411 | TRC | Commercial | LED Exterior Lighting | 1.1893 | 0.31172 | 3.9817 | 0 | 0 | 763.42 | RIM | Commercial | High Efficiency PTHP | 8.5707 | 0.63599 | 21.2995 | 0.89173 | 0.0003265 | 1792.891 | 2 year Payback
Commercial | LED Parking Lighting | 9.875 | 0.31635 | N/A | 0 | 0 | 3375.12 | RIM | Commercial | ECM Motors on Furnaces | 0.69392 | 0.43422 | N/A | 0 | 0.034977 | 306.4028 | TRC | Commercial | LED Exterior Lighting | 1.1893 | 0.31172 | 3.9817 | 0 | 0 | 763.42 | RIM | Commercial | High Efficiency PTHP | 7.5798 | 0.5815 | 20.1881 | 0.48347 | 0.14619 | 1699.3375 | 2 year Payback
Commercial | LED Parking Lighting | 9.875 | 0.31635 | N/A | 0 | 0 | 3375.12 | RIM | Commercial | ECM Motors on Furnaces | 0.46088 | 0.31635 | N/A | 0 | 0 | 279.3253 | TRC | Commercial | LED Exterior Lighting | 1.1893 | 0.31172 | 3.9817 | 0 | 0 | 763.42 | RIM | Commercial | High Efficiency PTHP | 7.1705 | 0.63599 | 16.164 | 0.67672 | 0.00024778 | 1360.6055 | 2 year Payback
Commercial | LED Parking Lighting | 9.875 | 0.31635 | N/A | 0 | 0 | 3375.12 | RIM | Commercial | ECM Motors on Furnaces | 0.78552 | 0.4739 | N/A | 0 | 0.048494 | 317.8038 | TRC | Commercial | LED Exterior Lighting | 1.1893 | 0.31172 | 3.9817 | 0 | 0 | 763.42 | RIM | Commercial | High Efficiency PTHP | 5.4429 | 0.63599 | 11.0076 | 0.46085 | 0.00016873 | 926.5693 | 2 year Payback
Commercial | LED Parking Lighting | 9.875 | 0.31635 | N/A | 0 | 0 | 3375.12 | RIM | Commercial | ECM Motors on Furnaces | 0.25631 | 0.31635 | N/A | 0 | 0 | 155.3391 | TRC | Commercial | LED Exterior Lighting | 1.1893 | 0.31172 | 3.9817 | 0 | 0 | 763.42 | RIM | Commercial | High Efficiency PTHP | 7.11 | 0.63599 | 15.9634 | 0.66832 | 0.0002447 | 1343.7196 | 2 year Payback
Commercial | LED Parking Lighting | 9.875 | 0.31635 | N/A | 0 | 0 | 3375.12 | RIM | Commercial | ECM Motors on Furnaces | 0.42603 | 0.43422 | N/A | 0 | 0.021475 | 188.117 | TRC | Commercial | LED Exterior Lighting | 1.1893 | 0.31172 | 3.9817 | 0 | 0 | 763.42 | RIM | Commercial | High Efficiency PTHP | 5.9782 | 0.63599 | 12.4882 | 0.52283 | 0.00019143 | 1051.1985 | 2 year Payback
Commercial | LED Parking Lighting | 9.875 | 0.31635 | N/A | 0 | 0 | 3375.12 | RIM | Commercial | ECM Motors on Furnaces | 0.16225 | 0.31635 | N/A | 0 | 0 | 98.3339 | TRC | Commercial | LED Exterior Lighting | 1.1893 | 0.31172 | 3.9817 | 0 | 0 | 763.42 | RIM | Commercial | High Efficiency PTHP | 5.3878 | 0.63599 | 10.8605 | 0.45469 | 0.00016648 | 914.1819 | 2 year Payback
Commercial | LED Parking Lighting | 9.875 | 0.31635 | N/A | 0 | 0 | 3375.12 | RIM | Commercial | ECM Motors on Furnaces | 0.17165 | 0.31635 | N/A | 0 | 0 | 104.0344 | TRC | Commercial | LED Exterior Lighting | 1.1893 | 0.31172 | 3.9817 | 0 | 0 | 763.42 | RIM | Commercial | High Efficiency PTHP | 4.9794 | 0.63599 | 9.7997 | 0.41028 | 0.00015022 | 824.8913 | 2 year Payback
Commercial | LED Parking Lighting | 9.875 | 0.31635 | N/A | 0 | 0 | 3375.12 | RIM | Commercial | ECM Motors on Furnaces | 0.93275 | 0.43422 | N/A | 0 | 0.047016 | 411.8623 | TRC | Commercial | LED Exterior Lighting | 1.1893 | 0.31172 | 3.9817 | 0 | 0 | 763.42 | RIM | Commercial | High Efficiency PTHP | 4.9286 | 0.5815 | 10.8675 | 0.26026 | 0.078693 | 914.774 | 2 year Payback
Commercial | LED Parking Lighting | 9.875 | 0.31635 | N/A | 0 | 0 | 3375.12 | RIM | Commercial | ECM Motors on Furnaces | 0.62548 | 0.31635 | N/A | 0 | 0 | 379.0843 | TRC | Commercial | LED Exterior Lighting | 1.1893 | 0.31172 | 3.9817 | 0 | 0 | 763.42 | RIM | Commercial | High Efficiency PTHP | 8.5707 | 0.63599 | 21.2995 | 0.89173 | 0.0003265 | 1792.891 | 2 year Payback
Commercial | LED Parking Lighting | 9.875 | 0.31635 | N/A | 0 | 0 | 3375.12 | RIM | Commercial | ECM Motors on Furnaces | 0.16225 | 0.31635 | N/A | 0 | 0 | 98.3339 | TRC | Commercial | LED Exterior Lighting | 1.1893 | 0.31172 | 3.9817 | 0 | 0 | 763.42 | RIM | Commercial | High Efficiency PTHP | 7.5798 | 0.5815 | 20.1881 | 0.48347 | 0.14619 | 1699.3375 | 2 year Payback
Commercial | LED Parking Lighting | 9.875 | 0.31635 | N/A | 0 | 0 | 3375.12 | RIM | Commercial | Energy Recovery Ventilation System (ERV) | 0.29926 | 3.1241 | N/A | 13.3127 | 11.3508 | 7397.8089 | TRC | Commercial | LED Exterior Lighting | 1.1893 | 0.31172 | 3.9817 | 0 | 0 | 763.42 | RIM | Commercial | High Efficiency PTHP | 7.1705 | 0.63599 | 16.164 | 0.67672 | 0.00024778 | 1360.6055 | 2 year Payback
Commercial | LED Parking Lighting | 9.875 | 0.31635 | N/A | 0 | 0 | 3375.12 | RIM | Commercial | Energy Recovery Ventilation System (ERV) | 0.25461 | 3.1241 | N/A | 44.638 | 38.0597 | 24805.1607 | TRC | Commercial | LED Exterior Lighting | 1.1893 | 0.31172 | 3.9817 | 0 | 0 | 763.42 | RIM | Commercial | High Efficiency PTHP | 5.4429 | 0.63599 | 11.0076 | 0.46085 | 0.00016873 | 926.5693 | 2 year Payback
Commercial | LED Parking Lighting | 9.875 | 0.31635 | N/A | 0 | 0 | 3375.12 | RIM | Commercial | Energy Recovery Ventilation System (ERV) | 0.65595 | 3.1241 | N/A | 30.4729 | 25.9821 | 16933.6609 | TRC | Commercial | LED Exterior Lighting | 1.1893 | 0.31172 | 3.9817 | 0 | 0 | 763.42 | RIM | Commercial | High Efficiency PTHP | 7.11 | 0.63599 | 15.9634 | 0.66832 | 0.0002447 | 1343.7196 | 2 year Payback
Commercial | LED Parking Lighting | 9.875 | 0.31635 | N/A | 0 | 0 | 3375.12 | RIM | Commercial | Energy Recovery Ventilation System (ERV) | 0.65595 | 3.1241 | N/A | 317.5226 | 270.7292 | 176446.0823 | TRC | Commercial | LED Exterior Lighting | 1.1893 | 0.31172 | 3.9817 | 0 | 0 | 763.42 | RIM | Commercial | High Efficiency PTHP | 5.9782 | 0.63599 | 12.4882 | 0.52283 | 0.00019143 | 1051.1985 | 2 year Payback
Commercial | LED Parking Lighting | 9.875 | 0.31635 | N/A | 0 | 0 | 3375.12 | RIM | Commercial | Energy Recovery Ventilation System (ERV) | 0.73956 | 3.1241 | N/A | 35.227 | 30.0356 | 19575.4923 | TRC | Commercial | LED Exterior Lighting | 1.1893 | 0.31172 | 3.9817 | 0 | 0 | 763.42 | RIM | Commercial | High Efficiency PTHP | 5.3878 | 0.63599 | 10.8605 | 0.45469 | 0.00016648 | 914.1819 | 2 year Payback
Commercial | LED Street Lights | 3.3567 | 0.31635 | N/A | 0 | 0 | 1691.1226 | RIM | Commercial | Energy Recovery Ventilation System (ERV) | 0.37024 | 3.1241 | N/A | 28.8975 | 24.6389 | 16058.2446 | TRC | Commercial | LED Exterior Lighting | 1.1893 | 0.31172 | 3.9817 | 0 | 0 | 763.42 | RIM | Commercial | Variable Refrigerant Flow (VRF) HVAC Systems | 0.86608 | 0.60378 | 1.453 | 0.6786 | 0.49856 | 3198.4374 | TRC
Commercial | LED Street Lights | 3.3567 | 0.31635 | N/A | 0 | 0 | 1691.1226 | RIM | Commercial | Energy Recovery Ventilation System (ERV) | 0.50402 | 3.1241 | N/A | 335.8429 | 286.3496 | 186626.5586 | TRC | Commercial | LED Exterior Lighting | 1.1893 | 0.31172 | 3.9817 | 0 | 0 | 763.42 | RIM | Commercial | Variable Refrigerant Flow (VRF) HVAC Systems | 0.61575 | 0.81676 | 0.74847 | 0.50134 | 0.50673 | 1647.5762 | TRC
Commercial | LED Street Lights | 3.3567 | 0.31635 | N/A | 0 | 0 | 1691.1226 | RIM | Commercial | Energy Recovery Ventilation System (ERV) | 0.41692 | 3.1241 | N/A | 15.4644 | 13.1854 | 8593.5069 | TRC | Commercial | LED Exterior Lighting | 1.1893 | 0.31172 | 3.9817 | 0 | 0 | 763.42 | RIM | Commercial | Variable Refrigerant Flow (VRF) HVAC Systems | 0.58906 | 0.81676 | 0.71534 | 0.47915 | 0.48429 | 1574.6321 | TRC
Commercial | LED Street Lights | 3.3567 | 0.31635 | N/A | 0 | 0 | 1691.1226 | RIM | Commercial | Energy Recovery Ventilation System (ERV) | 0.37775 | 3.1241 | N/A | 9.9809 | 8.51 | 5546.325 | TRC | Commercial | LED Exterior Lighting | 1.1893 | 0.31172 | 3.9817 | 0 | 0 | 763.42 | RIM | Commercial | Variable Refrigerant Flow (VRF) HVAC Systems | 0.6029 | 0.81676 | 0.73251 | 0.49065 | 0.49592 | 1612.4319 | TRC
Commercial | LED Street Lights | 3.3567 | 0.31635 | N/A | 0 | 0 | 1691.1226 | RIM | Commercial | Energy Recovery Ventilation System (ERV) | 0.25461 | 3.1241 | N/A | 30.6046 | 26.0944 | 17006.8797 | TRC | Commercial | LED Exterior Lighting | 1.1893 | 0.31172 | 3.9817 | 0 | 0 | 763.42 | RIM | Commercial | Variable Refrigerant Flow (VRF) HVAC Systems | 0.27024 | 0.81676 | 0.32447 | 0.21734 | 0.21967 | 714.2417 | TRC
Commercial | LED Street Lights | 3.3567 | 0.31635 | N/A | 0 | 0 | 1691.1226 | RIM | Commercial | Energy Recovery Ventilation System (ERV) | 0.07953 | 3.1241 | N/A | 2.9497 | 2.515 | 1639.1488 | TRC | Commercial | LED Exterior Lighting | 1.1893 | 0.31172 | 3.9817 | 0 | 0 | 763.42 | RIM | Commercial | Variable Refrigerant Flow (VRF) HVAC Systems | 0.86608 | 0.60378 | 1.453 | 0.6786 | 0.49856 | 3198.4374 | TRC
Commercial | LED Street Lights | 3.3567 | 0.31635 | N/A | 0 | 0 | 1691.1226 | RIM | Commercial | Energy Recovery Ventilation System (ERV) | 0.29926 | 3.1241 | N/A | 13.3127 | 11.3508 | 7397.8089 | TRC | Commercial | LED Parking Lighting | 6.7457 | 0.31172 | 31.215 | 0 | 0 | 3375.12 | RIM | Commercial | Variable Refrigerant Flow (VRF) HVAC Systems | 0.61575 | 0.81676 | 0.74847 | 0.50134 | 0.50673 | 1647.5762 | TRC
Commercial | LED Street Lights | 3.3567 | 0.31635 | N/A | 0 | 0 | 1691.1226 | RIM | Commercial | Energy Recovery Ventilation System (ERV) | 0.25461 | 3.1241 | N/A | 44.638 | 38.0597 | 24805.1607 | TRC | Commercial | LED Parking Lighting | 6.7457 | 0.31172 | 31.215 | 0 | 0 | 3375.12 | RIM | Commercial | Variable Refrigerant Flow (VRF) HVAC Systems | 0.58906 | 0.81676 | 0.71534 | 0.47915 | 0.48429 | 1574.6321 | TRC
Commercial | LED Street Lights | 3.3567 | 0.31635 | N/A | 0 | 0 | 1691.1226 | RIM | Commercial | Energy Recovery Ventilation System (ERV) | 0.65595 | 3.1241 | N/A | 30.4729 | 25.9821 | 16933.6609 | TRC | Commercial | LED Parking Lighting | 6.7457 | 0.31172 | 31.215 | 0 | 0 | 3375.12 | RIM | Commercial | Variable Refrigerant Flow (VRF) HVAC Systems | 0.6029 | 0.81676 | 0.73251 | 0.49065 | 0.49592 | 1612.4319 | TRC
Commercial | LED Street Lights | 3.3567 | 0.31635 | N/A | 0 | 0 | 1691.1226 | RIM | Commercial | Energy Recovery Ventilation System (ERV) | 0.65595 | 3.1241 | N/A | 317.5226 | 270.7292 | 176446.0823 | TRC | Commercial | LED Parking Lighting | 6.7457 | 0.31172 | 31.215 | 0 | 0 | 3375.12 | RIM | Commercial | Variable Refrigerant Flow (VRF) HVAC Systems | 0.27024 | 0.81676 | 0.32447 | 0.21734 | 0.21967 | 714.2417 | TRC
Commercial | LED Street Lights | 3.3567 | 0.31635 | N/A | 0 | 0 | 1691.1226 | RIM | Commercial | Energy Recovery Ventilation System (ERV) | 0.73956 | 3.1241 | N/A | 35.227 | 30.0356 | 19575.4923 | TRC | Commercial | LED Parking Lighting | 6.7457 | 0.31172 | 31.215 | 0 | 0 | 3375.12 | RIM | Commercial | CFL-23W | 12.4636 | 0.52891 | 35.4531 | 0.0048304 | 0.0011168 | 20.132 | 2 year Payback
Commercial | LED Street Lights | 3.3567 | 0.31635 | N/A | 0 | 0 | 1691.1226 | RIM | Commercial | Energy Recovery Ventilation System (ERV) | 0.37024 | 3.1241 | N/A | 28.8975 | 24.6389 | 16058.2446 | TRC | Commercial | LED Parking Lighting | 6.7457 | 0.31172 | 31.215 | 0 | 0 | 3375.12 | RIM | Commercial | CFL-23W | 14.6777 | 0.48109 | 54.3385 | 0.0031363 | 0.0030714 | 30.856 | 2 year Payback
Commercial | LED Street Lights | 3.3567 | 0.31635 | N/A | 0 | 0 | 1691.1226 | RIM | Commercial | Energy Recovery Ventilation System (ERV) | 0.50402 | 3.1241 | N/A | 335.8429 | 286.3496 | 186626.5586 | TRC | Commercial | LED Parking Lighting | 6.7457 | 0.31172 | 31.215 | 0 | 0 | 3375.12 | RIM | Commercial | CFL-23W | 16.2811 | 0.47315 | 68.3422 | 0.0093469 | 2.5304e-06 | 38.808 | 2 year Payback
Commercial | LED Street Lights | 3.3567 | 0.31635 | N/A | 0 | 0 | 1691.1226 | RIM | Commercial | Energy Recovery Ventilation System (ERV) | 0.41692 | 3.1241 | N/A | 15.4644 | 13.1854 | 8593.5069 | TRC | Commercial | LED Parking Lighting | 6.7457 | 0.31172 | 31.215 | 0 | 0 | 3375.12 | RIM | Commercial | CFL-23W | 17.3181 | 0.52891 | 61.9814 | 0.0084448 | 0.0019525 | 35.196 | 2 year Payback
Commercial | LED Street Lights | 3.3567 | 0.31635 | N/A | 0 | 0 | 1691.1226 | RIM | Commercial | Energy Recovery Ventilation System (ERV) | 0.37775 | 3.1241 | N/A | 9.9809 | 8.51 | 5546.325 | TRC | Commercial | LED Parking Lighting | 6.7457 | 0.31172 | 31.215 | 0 | 0 | 3375.12 | RIM | Commercial | CFL-23W | 18.2268 | 0.48109 | 83.8499 | 0.0048396 | 0.0047395 | 47.614 | 2 year Payback
Commercial | LED Street Lights | 3.3567 | 0.31635 | N/A | 0 | 0 | 1691.1226 | RIM | Commercial | Energy Recovery Ventilation System (ERV) | 0.25461 | 3.1241 | N/A | 30.6046 | 26.0944 | 17006.8797 | TRC | Commercial | LED Parking Lighting | 6.7457 | 0.31172 | 31.215 | 0 | 0 | 3375.12 | RIM | Commercial | CFL-23W | 13.6062 | 0.52891 | 40.6676 | 0.0055408 | 0.0012811 | 23.093 | 2 year Payback
Commercial | LED Street Lights | 3.3567 | 0.31635 | N/A | 0 | 0 | 1691.1226 | RIM | Commercial | Energy Recovery Ventilation System (ERV) | 0.07953 | 3.1241 | N/A | 2.9497 | 2.515 | 1639.1488 | TRC | Commercial | LED Parking Lighting | 6.7457 | 0.31172 | 31.215 | 0 | 0 | 3375.12 | RIM | Commercial | CFL-23W | 13.1664 | 0.47315 | 46.2765 | 0.006329 | 1.7134e-06 | 26.278 | 2 year Payback
Commercial | LED Street Lights | 3.3567 | 0.31635 | N/A | 0 | 0 | 1691.1226 | RIM | Commercial | Facility Commissioning | 0 | 0 | N/A | 0 | 0 | 0 | TRC | Commercial | LED Parking Lighting | 6.7457 | 0.31172 | 31.215 | 0 | 0 | 3375.12 | RIM | Commercial | CFL-23W | 16.1367 | 0.52891 | 54.3385 | 0.0074035 | 0.0017117 | 30.856 | 2 year Payback
Commercial | LED Street Lights | 3.3567 | 0.31635 | N/A | 0 | 0 | 1691.1226 | RIM | Commercial | Facility Commissioning | 0 | 0 | N/A | 0 | 0 | 0 | TRC | Commercial | LED Parking Lighting | 6.7457 | 0.31172 | 31.215 | 0 | 0 | 3375.12 | RIM | Commercial | CFL-23W | 13.4873 | 0.52891 | 40.1005 | 0.0054636 | 0.0012632 | 22.771 | 2 year Payback
Commercial | LED Street Lights | 3.3567 | 0.31635 | N/A | 0 | 0 | 1691.1226 | RIM | Commercial | Facility Commissioning | 0 | 0 | N/A | 0 | 0 | 0 | TRC | Commercial | LED Parking Lighting | 6.7457 | 0.31172 | 31.215 | 0 | 0 | 3375.12 | RIM | Commercial | CFL-23W | 12.3043 | 0.47315 | 41.3825 | 0.0056597 | 1.5322e-06 | 23.499 | 2 year Payback
Commercial | LED Street Lights | 3.3567 | 0.31635 | N/A | 0 | 0 | 1691.1226 | RIM | Commercial | Facility Commissioning | 0 | 0 | N/A | 0 | 0 | 0 | TRC | Commercial | LED Parking Lighting | 6.7457 | 0.31172 | 31.215 | 0 | 0 | 3375.12 | RIM | Commercial | CFL-23W | 15.4215 | 0.47315 | 61.439 | 0.0084028 | 2.2748e-06 | 34.888 | 2 year Payback
Commercial | LED Street Lights | 3.3567 | 0.31635 | N/A | 0 | 0 | 1691.1226 | RIM | Commercial | Facility Commissioning | 0 | 0 | N/A | 0 | 0 | 0 | TRC | Commercial | LED Parking Lighting | 6.7457 | 0.31172 | 31.215 | 0 | 0 | 3375.12 | RIM | Commercial | CFL-23W | 10.9635 | 0.52891 | 29.3265 | 0.0039956 | 0.00092383 | 16.653 | 2 year Payback
Commercial | LED Street Lights | 3.3567 | 0.31635 | N/A | 0 | 0 | 1691.1226 | RIM | Commercial | Facility Commissioning | 0 | 0 | N/A | 0 | 0 | 0 | TRC | Commercial | LED Parking Lighting | 6.7457 | 0.31172 | 31.215 | 0 | 0 | 3375.12 | RIM | Commercial | CFL-23W | 14.8795 | 0.52891 | 47.1394 | 0.0064226 | 0.001485 | 26.768 | 2 year Payback
Commercial | LED Street Lights | 3.3567 | 0.31635 | N/A | 0 | 0 | 1691.1226 | RIM | Commercial | Facility Commissioning | 0 | 0 | N/A | 0 | 0 | 0 | TRC | Commercial | LED Parking Lighting | 6.7457 | 0.31172 | 31.215 | 0 | 0 | 3375.12 | RIM | Commercial | CFL-23W | 12.4636 | 0.52891 | 35.4531 | 0.0048304 | 0.0011168 | 20.132 | 2 year Payback
Commercial | LED Street Lights | 3.3567 | 0.31635 | N/A | 0 | 0 | 1691.1226 | RIM | Commercial | Facility Commissioning | 0 | 0 | N/A | 0 | 0 | 0 | TRC | Commercial | LED Parking Lighting | 6.7457 | 0.31172 | 31.215 | 0 | 0 | 3375.12 | RIM | Commercial | CFL-23W | 14.6777 | 0.48109 | 54.3385 | 0.0031363 | 0.0030714 | 30.856 | 2 year Payback
Commercial | LED Street Lights | 3.3567 | 0.31635 | N/A | 0 | 0 | 1691.1226 | RIM | Commercial | Facility Commissioning | 0 | 0 | N/A | 0 | 0 | 0 | TRC | Commercial | LED Parking Lighting | 6.7457 | 0.31172 | 31.215 | 0 | 0 | 3375.12 | RIM | Commercial | CFL-23W | 16.2811 | 0.47315 | 68.3422 | 0.0093469 | 2.5304e-06 | 38.808 | 2 year Payback
Commercial | LED Traffic and Crosswalk Lighting | 0.25318 | 0.31635 | N/A | 0 | 0 | 37.96 | RIM | Commercial | Facility Commissioning | 0 | 0 | N/A | 0 | 0 | 0 | TRC | Commercial | LED Parking Lighting | 6.7457 | 0.31172 | 31.215 | 0 | 0 | 3375.12 | RIM | Commercial | CFL-23W | 17.3181 | 0.52891 | 61.9814 | 0.0084448 | 0.0019525 | 35.196 | 2 year Payback
Commercial | LED Traffic and Crosswalk Lighting | 0.25318 | 0.31635 | N/A | 0 | 0 | 37.96 | RIM | Commercial | Facility Commissioning | 0 | 0 | N/A | 0 | 0 | 0 | TRC | Commercial | LED Parking Lighting | 6.7457 | 0.31172 | 31.215 | 0 | 0 | 3375.12 | RIM | Commercial | CFL-23W | 18.2268 | 0.48109 | 83.8499 | 0.0048396 | 0.0047395 | 47.614 | 2 year Payback
Commercial | LED Traffic and Crosswalk Lighting | 0.25318 | 0.31635 | N/A | 0 | 0 | 37.96 | RIM | Commercial | Facility Commissioning | 0 | 0 | N/A | 0 | 0 | 0 | TRC | Commercial | LED Parking Lighting | 6.7457 | 0.31172 | 31.215 | 0 | 0 | 3375.12 | RIM | Commercial | CFL-23W | 13.6062 | 0.52891 | 40.6676 | 0.0055408 | 0.0012811 | 23.093 | 2 year Payback
Commercial | LED Traffic and Crosswalk Lighting | 0.25318 | 0.31635 | N/A | 0 | 0 | 37.96 | RIM | Commercial | Facility Commissioning | 0 | 0 | N/A | 0 | 0 | 0 | TRC | Commercial | LED Parking Lighting | 6.7457 | 0.31172 | 31.215 | 0 | 0 | 3375.12 | RIM | Commercial | CFL-23W | 13.1664 | 0.47315 | 46.2765 | 0.006329 | 1.7134e-06 | 26.278 | 2 year Payback
Commercial | LED Traffic and Crosswalk Lighting | 0.25318 | 0.31635 | N/A | 0 | 0 | 37.96 | RIM | Commercial | Facility Commissioning | 0.21067 | 0.48473 | N/A | 1.3944 | 0.13997 | 6489.3061 | TRC | Commercial | LED Parking Lighting | 6.7457 | 0.31172 | 31.215 | 0 | 0 | 3375.12 | RIM | Commercial | CFL-23W | 16.1367 | 0.52891 | 54.3385 | 0.0074035 | 0.0017117 | 30.856 | 2 year Payback
Commercial | LED Traffic and Crosswalk Lighting | 0.25318 | 0.31635 | N/A | 0 | 0 | 37.96 | RIM | Commercial | Facility Commissioning | 0.39525 | 0.60008 | N/A | 7.1769 | 5.9242 | 38758.0637 | TRC | Commercial | LED Parking Lighting | 6.7457 | 0.31172 | 31.215 | 0 | 0 | 3375.12 | RIM | Commercial | CFL-23W | 13.4873 | 0.52891 | 40.1005 | 0.0054636 | 0.0012632 | 22.771 | 2 year Payback
Commercial | LED Traffic and Crosswalk Lighting | 0.25318 | 0.31635 | N/A | 0 | 0 | 37.96 | RIM | Commercial | Facility Commissioning | 0.84778 | 0.48473 | N/A | 5.8599 | 0.5882 | 27271.1197 | TRC | Commercial | LED Street Lights | 2.8995 | 0.31172 | 10.6107 | 0 | 0 | 1691.1226 | RIM | Commercial | CFL-23W | 12.3043 | 0.47315 | 41.3825 | 0.0056597 | 1.5322e-06 | 23.499 | 2 year Payback
Commercial | LED Traffic and Crosswalk Lighting | 0.25318 | 0.31635 | N/A | 0 | 0 | 37.96 | RIM | Commercial | Facility Commissioning | 0.95584 | 0.48473 | N/A | 6.7742 | 0.67996 | 31525.7048 | TRC | Commercial | LED Street Lights | 2.8995 | 0.31172 | 10.6107 | 0 | 0 | 1691.1226 | RIM | Commercial | CFL-23W | 15.4215 | 0.47315 | 61.439 | 0.0084028 | 2.2748e-06 | 34.888 | 2 year Payback
Commercial | LED Traffic and Crosswalk Lighting | 0.25318 | 0.31635 | N/A | 0 | 0 | 37.96 | RIM | Commercial | Facility Commissioning | 0.47851 | 0.48473 | N/A | 5.557 | 0.55779 | 25861.2898 | TRC | Commercial | LED Street Lights | 2.8995 | 0.31172 | 10.6107 | 0 | 0 | 1691.1226 | RIM | Commercial | CFL-23W | 10.9635 | 0.52891 | 29.3265 | 0.0039956 | 0.00092383 | 16.653 | 2 year Payback
Commercial | LED Traffic and Crosswalk Lighting | 0.25318 | 0.31635 | N/A | 0 | 0 | 37.96 | RIM | Commercial | Facility Commissioning | 0.65281 | 0.48473 | N/A | 64.5827 | 6.4826 | 300556.1084 | TRC | Commercial | LED Street Lights | 2.8995 | 0.31172 | 10.6107 | 0 | 0 | 1691.1226 | RIM | Commercial | CFL-23W | 14.8795 | 0.52891 | 47.1394 | 0.0064226 | 0.001485 | 26.768 | 2 year Payback
Commercial | LED Traffic and Crosswalk Lighting | 0.25318 | 0.31635 | N/A | 0 | 0 | 37.96 | RIM | Commercial | Facility Commissioning | 0.87475 | 0.48473 | N/A | 4.8276 | 0.48457 | 22466.6847 | TRC | Commercial | LED Street Lights | 2.8995 | 0.31172 | 10.6107 | 0 | 0 | 1691.1226 | RIM | Commercial | High Bay Fluorescent (T5) | 4.8117 | 0.62021 | 8.6244 | 0.10655 | 0.10454 | 576.1587 | 2 year Payback
Commercial | LED Traffic and Crosswalk Lighting | 0.25318 | 0.31635 | N/A | 0 | 0 | 37.96 | RIM | Commercial | Facility Commissioning | 0.38865 | 0.48473 | N/A | 1.5279 | 0.15337 | 7110.6731 | TRC | Commercial | LED Street Lights | 2.8995 | 0.31172 | 10.6107 | 0 | 0 | 1691.1226 | RIM | Commercial | High Bay Fluorescent (T5) | 6.9541 | 0.62021 | 13.2185 | 0.16331 | 0.16022 | 883.0693 | 2 year Payback
Commercial | LED Traffic and Crosswalk Lighting | 0.25318 | 0.31635 | N/A | 0 | 0 | 37.96 | RIM | Commercial | Facility Commissioning | 0.31927 | 0.48473 | N/A | 5.71 | 0.57315 | 26573.2496 | TRC | Commercial | LED Street Lights | 2.8995 | 0.31172 | 10.6107 | 0 | 0 | 1691.1226 | RIM | Commercial | High Bay Fluorescent (T5) | 8.3912 | 0.62021 | 16.6251 | 0.20539 | 0.20151 | 1110.648 | 2 year Payback
Commercial | LED Traffic and Crosswalk Lighting | 0.25318 | 0.31635 | N/A | 0 | 0 | 37.96 | RIM | Commercial | Facility Commissioning | 0.10279 | 0.48473 | N/A | 0.56723 | 0.056937 | 2639.7968 | TRC | Commercial | LED Street Lights | 2.8995 | 0.31172 | 10.6107 | 0 | 0 | 1691.1226 | RIM | Commercial | High Bay Fluorescent (T5) | 7.7531 | 0.62021 | 15.0777 | 0.18628 | 0.18276 | 1007.276 | 2 year Payback
Commercial | LED Traffic and Crosswalk Lighting | 0.25318 | 0.31635 | N/A | 0 | 0 | 37.96 | RIM | Commercial | Facility Energy Management System | 0.90998 | 0.47747 | N/A | 3.8562 | 0.3316 | 18398.4231 | TRC | Commercial | LED Street Lights | 2.8995 | 0.31172 | 10.6107 | 0 | 0 | 1691.1226 | RIM | Commercial | High Bay Fluorescent (T5) | 9.8523 | 0.62021 | 20.3975 | 0.252 | 0.24724 | 1362.6673 | 2 year Payback
Commercial | LED Traffic and Crosswalk Lighting | 0.25318 | 0.31635 | N/A | 0 | 0 | 37.96 | RIM | Commercial | Facility Energy Management System | 0.44399 | 0.47747 | N/A | 1.5687 | 0.13489 | 7484.3286 | TRC | Commercial | LED Street Lights | 2.8995 | 0.31172 | 10.6107 | 0 | 0 | 1691.1226 | RIM | Commercial | High Bay Fluorescent (T5) | 5.4287 | 0.62021 | 9.8929 | 0.12222 | 0.11991 | 660.8997 | 2 year Payback
Commercial | LED Traffic and Crosswalk Lighting | 0.25318 | 0.31635 | N/A | 0 | 0 | 37.96 | RIM | Commercial | Facility Energy Management System | 0.90998 | 0.47747 | N/A | 3.8562 | 0.3316 | 18398.4231 | TRC | Commercial | LED Street Lights | 2.8995 | 0.31172 | 10.6107 | 0 | 0 | 1691.1226 | RIM | Commercial | High Bay Fluorescent (T5) | 6.0702 | 0.62021 | 11.2573 | 0.13908 | 0.13645 | 752.0513 | 2 year Payback
Commercial | LED Traffic and Crosswalk Lighting | 0.25318 | 0.31635 | N/A | 0 | 0 | 37.96 | RIM | Commercial | Facility Energy Management System | 0.44399 | 0.47747 | N/A | 1.5687 | 0.13489 | 7484.3286 | TRC | Commercial | LED Street Lights | 2.8995 | 0.31172 | 10.6107 | 0 | 0 | 1691.1226 | RIM | Commercial | High Bay Fluorescent (T5) | 6.9541 | 0.62021 | 13.2185 | 0.16331 | 0.16022 | 883.0693 | 2 year Payback
Commercial | LED Traffic and Crosswalk Lighting | 0.25318 | 0.31635 | N/A | 0 | 0 | 37.96 | RIM | Commercial | Floor Insulation | 0.056015 | 0.7957 | N/A | 1.3135e-06 | 2.961e-05 | 0.065643 | TRC | Commercial | LED Street Lights | 2.8995 | 0.31172 | 10.6107 | 0 | 0 | 1691.1226 | RIM | Commercial | High Bay Fluorescent (T5) | 5.3626 | 0.62021 | 9.7549 | 0.12052 | 0.11824 | 651.6843 | 2 year Payback
Commercial | LED Traffic and Crosswalk Lighting | 0.25318 | 0.31635 | N/A | 0 | 0 | 37.96 | RIM | Commercial | Floor Insulation | 0.059773 | 0.84909 | N/A | 2.7149e-05 | 1.5991e-05 | 0.065643 | TRC | Commercial | LED Street Lights | 2.8995 | 0.31172 | 10.6107 | 0 | 0 | 1691.1226 | RIM | Commercial | High Bay Fluorescent (T5) | 5.5118 | 0.62021 | 10.0668 | 0.12437 | 0.12202 | 672.519 | 2 year Payback
Commercial | LED Traffic and Crosswalk Lighting | 0.25318 | 0.31635 | N/A | 0 | 0 | 37.96 | RIM | Commercial | Floor Insulation | 0.06596 | 0.93698 | N/A | 1.3396e-05 | 3.0636e-05 | 0.065643 | TRC | Commercial | LED Street Lights | 2.8995 | 0.31172 | 10.6107 | 0 | 0 | 1691.1226 | RIM | Commercial | High Bay Fluorescent (T5) | 7.6976 | 0.62021 | 14.9458 | 0.18465 | 0.18116 | 998.4613 | 2 year Payback
Commercial | LED Traffic and Crosswalk Lighting | 0.25318 | 0.31635 | N/A | 0 | 0 | 37.96 | RIM | Commercial | Floor Insulation | 0.056015 | 0.7957 | N/A | 1.3135e-06 | 2.961e-05 | 0.065643 | TRC | Commercial | LED Street Lights | 2.8995 | 0.31172 | 10.6107 | 0 | 0 | 1691.1226 | RIM | Commercial | High Bay Fluorescent (T5) | 6.1669 | 0.62021 | 11.4672 | 0.14167 | 0.13899 | 766.0747 | 2 year Payback
Commercial | LED Traffic and Crosswalk Lighting | 0.25318 | 0.31635 | N/A | 0 | 0 | 37.96 | RIM | Commercial | Floor Insulation | 0.059773 | 0.84909 | N/A | 2.7149e-05 | 1.5991e-05 | 0.065643 | TRC | Commercial | LED Street Lights | 2.8995 | 0.31172 | 10.6107 | 0 | 0 | 1691.1226 | RIM | Commercial | High Bay Fluorescent (T5) | 4.8117 | 0.62021 | 8.6244 | 0.10655 | 0.10454 | 576.1587 | 2 year Payback
Commercial | LED Traffic and Crosswalk Lighting | 0.25318 | 0.31635 | N/A | 0 | 0 | 37.96 | RIM | Commercial | Floor Insulation | 0.056015 | 0.7957 | N/A | 1.3135e-06 | 2.961e-05 | 0.065643 | TRC | Commercial | LED Street Lights | 2.8995 | 0.31172 | 10.6107 | 0 | 0 | 1691.1226 | RIM | Commercial | High Bay Fluorescent (T5) | 6.9541 | 0.62021 | 13.2185 | 0.16331 | 0.16022 | 883.0693 | 2 year Payback
Commercial | LED Traffic and Crosswalk Lighting | 0.25318 | 0.31635 | N/A | 0 | 0 | 37.96 | RIM | Commercial | Floor Insulation | 0.059773 | 0.84909 | N/A | 2.7149e-05 | 1.5991e-05 | 0.065643 | TRC | Commercial | LED Street Lights | 2.8995 | 0.31172 | 10.6107 | 0 | 0 | 1691.1226 | RIM | Commercial | High Bay Fluorescent (T5) | 8.3912 | 0.62021 | 16.6251 | 0.20539 | 0.20151 | 1110.648 | 2 year Payback
Commercial | LED Traffic and Crosswalk Lighting | 0.25318 | 0.31635 | N/A | 0 | 0 | 37.96 | RIM | Commercial | Floor Insulation | 0.056015 | 0.7957 | N/A | 1.3135e-06 | 2.961e-05 | 0.065643 | TRC | Commercial | LED Street Lights | 2.8995 | 0.31172 | 10.6107 | 0 | 0 | 1691.1226 | RIM | Commercial | High Bay Fluorescent (T5) | 7.7531 | 0.62021 | 15.0777 | 0.18628 | 0.18276 | 1007.276 | 2 year Payback
Commercial | Geothermal Heat Pump | 0.089797 | 0.9498 | N/A | 1.3254 | 1.018 | 3082.1028 | RIM | Commercial | Floor Insulation | 0.056015 | 0.7957 | N/A | 1.3135e-06 | 2.961e-05 | 0.065643 | TRC | Commercial | LED Street Lights | 2.8995 | 0.31172 | 10.6107 | 0 | 0 | 1691.1226 | RIM | Commercial | High Bay Fluorescent (T5) | 9.8523 | 0.62021 | 20.3975 | 0.252 | 0.24724 | 1362.6673 | 2 year Payback
Commercial | Geothermal Heat Pump | 0.063524 | 0.60576 | N/A | 0.60103 | 0.56244 | 3418.6395 | RIM | Commercial | Floor Insulation | 0.06596 | 0.93698 | N/A | 1.3396e-05 | 3.0636e-05 | 0.065643 | TRC | Commercial | LED Street Lights | 2.8995 | 0.31172 | 10.6107 | 0 | 0 | 1691.1226 | RIM | Commercial | High Bay Fluorescent (T5) | 5.4287 | 0.62021 | 9.8929 | 0.12222 | 0.11991 | 660.8997 | 2 year Payback
Commercial | Geothermal Heat Pump | 0.049816 | 0.9498 | N/A | 0.7353 | 0.56477 | 1709.8289 | RIM | Commercial | Floor Insulation | 0.06596 | 0.93698 | N/A | 1.3396e-05 | 3.0636e-05 | 0.065643 | TRC | Commercial | LED Street Lights | 2.8995 | 0.31172 | 10.6107 | 0 | 0 | 1691.1226 | RIM | Commercial | High Bay Fluorescent (T5) | 6.0702 | 0.62021 | 11.2573 | 0.13908 | 0.13645 | 752.0513 | 2 year Payback
Commercial | Geothermal Heat Pump | 0.19529 | 0.9498 | N/A | 2.8825 | 2.214 | 6702.8082 | RIM | Commercial | Floor Insulation | 0.056015 | 0.7957 | N/A | 1.3135e-06 | 2.961e-05 | 0.065643 | TRC | Commercial | LED Street Lights | 2.8995 | 0.31172 | 10.6107 | 0 | 0 | 1691.1226 | RIM | Commercial | High Bay Fluorescent (T5) | 6.9541 | 0.62021 | 13.2185 | 0.16331 | 0.16022 | 883.0693 | 2 year Payback
Commercial | Geothermal Heat Pump | 0.11801 | 0.60576 | N/A | 1.1166 | 1.0449 | 6351.1378 | RIM | Commercial | Floor Insulation | 0.042418 | 0.60256 | N/A | 7.449e-06 | 1.3291e-05 | 0.065643 | TRC | Commercial | LED Street Lights | 2.8995 | 0.31172 | 10.6107 | 0 | 0 | 1691.1226 | RIM | Commercial | High Bay Fluorescent (T5) | 5.3626 | 0.62021 | 9.7549 | 0.12052 | 0.11824 | 651.6843 | 2 year Payback
Commercial | Geothermal Heat Pump | 0.048565 | 0.9498 | N/A | 0.71685 | 0.5506 | 1666.9131 | RIM | Commercial | Floor Insulation | 0.055663 | 0.7957 | N/A | 1.3053e-06 | 2.9424e-05 | 0.065231 | TRC | Commercial | LED Street Lights | 2.8995 | 0.31172 | 10.6107 | 0 | 0 | 1691.1226 | RIM | Commercial | High Bay Fluorescent (T5) | 5.5118 | 0.62021 | 10.0668 | 0.12437 | 0.12202 | 672.519 | 2 year Payback
Commercial | Geothermal Heat Pump | 0.14823 | 0.9498 | N/A | 2.1879 | 1.6805 | 5087.5501 | RIM | Commercial | Floor Insulation | 0.059398 | 0.84909 | N/A | 2.6978e-05 | 1.5891e-05 | 0.065231 | TRC | Commercial | LED Traffic and Crosswalk Lighting | 0.2502 | 0.31172 | 0.8003 | 0 | 0 | 37.96 | RIM | Commercial | High Bay Fluorescent (T5) | 7.6976 | 0.62021 | 14.9458 | 0.18465 | 0.18116 | 998.4613 | 2 year Payback
Commercial | Geothermal Heat Pump | 0.050153 | 0.9498 | N/A | 0.74028 | 0.5686 | 1721.4094 | RIM | Commercial | Floor Insulation | 0.065547 | 0.93698 | N/A | 1.3312e-05 | 3.0444e-05 | 0.065231 | TRC | Commercial | LED Traffic and Crosswalk Lighting | 0.2502 | 0.31172 | 0.8003 | 0 | 0 | 37.96 | RIM | Commercial | High Bay Fluorescent (T5) | 6.1669 | 0.62021 | 11.4672 | 0.14167 | 0.13899 | 766.0747 | 2 year Payback
Commercial | Geothermal Heat Pump | 0.10097 | 0.9498 | N/A | 1.4903 | 1.1447 | 3465.48 | RIM | Commercial | Floor Insulation | 0.055663 | 0.7957 | N/A | 1.3053e-06 | 2.9424e-05 | 0.065231 | TRC | Commercial | LED Traffic and Crosswalk Lighting | 0.2502 | 0.31172 | 0.8003 | 0 | 0 | 37.96 | RIM | Commercial | High Bay LED | 4.977 | 0.62021 | 8.96 | 0.16494 | 0.16182 | 891.8853 | 2 year Payback
Commercial | Geothermal Heat Pump | 0.14589 | 0.9498 | N/A | 2.1534 | 1.654 | 5007.3906 | RIM | Commercial | Floor Insulation | 0.059398 | 0.84909 | N/A | 2.6978e-05 | 1.5891e-05 | 0.065231 | TRC | Commercial | LED Traffic and Crosswalk Lighting | 0.2502 | 0.31172 | 0.8003 | 0 | 0 | 37.96 | RIM | Commercial | High Bay LED | 6.0756 | 0.62021 | 11.2691 | 0.20744 | 0.20353 | 1121.736 | 2 year Payback
Commercial | Geothermal Heat Pump | 0.11424 | 0.9498 | N/A | 1.6862 | 1.2951 | 3920.9945 | RIM | Commercial | Floor Insulation | 0.055663 | 0.7957 | N/A | 1.3053e-06 | 2.9424e-05 | 0.065231 | TRC | Commercial | LED Traffic and Crosswalk Lighting | 0.2502 | 0.31172 | 0.8003 | 0 | 0 | 37.96 | RIM | Commercial | High Bay LED | 5.5847 | 0.62021 | 10.2203 | 0.18814 | 0.18458 | 1017.332 | 2 year Payback
Commercial | Geothermal Heat Pump | 0.099326 | 0.9498 | N/A | 1.4661 | 1.1261 | 3409.1643 | RIM | Commercial | Floor Insulation | 0.059398 | 0.84909 | N/A | 2.6978e-05 | 1.5891e-05 | 0.065231 | TRC | Commercial | LED Traffic and Crosswalk Lighting | 0.2502 | 0.31172 | 0.8003 | 0 | 0 | 37.96 | RIM | Commercial | High Bay LED | 7.2193 | 0.62021 | 13.8263 | 0.25451 | 0.24971 | 1376.2713 | 2 year Payback
Commercial | Geothermal Heat Pump | 0.021835 | 0.9498 | N/A | 0.3223 | 0.24755 | 749.4538 | RIM | Commercial | Floor Insulation | 0.055663 | 0.7957 | N/A | 1.3053e-06 | 2.9424e-05 | 0.065231 | TRC | Commercial | LED Traffic and Crosswalk Lighting | 0.2502 | 0.31172 | 0.8003 | 0 | 0 | 37.96 | RIM | Commercial | High Bay LED | 4.977 | 0.62021 | 8.96 | 0.16494 | 0.16182 | 891.8853 | 2 year Payback
Commercial | Geothermal Heat Pump | 0.089797 | 0.9498 | N/A | 1.3254 | 1.018 | 3082.1028 | RIM | Commercial | Floor Insulation | 0.055663 | 0.7957 | N/A | 1.3053e-06 | 2.9424e-05 | 0.065231 | TRC | Commercial | LED Traffic and Crosswalk Lighting | 0.2502 | 0.31172 | 0.8003 | 0 | 0 | 37.96 | RIM | Commercial | High Bay LED | 5.5422 | 0.62021 | 10.1309 | 0.18649 | 0.18297 | 1008.4293 | 2 year Payback
Commercial | Geothermal Heat Pump | 0.063524 | 0.60576 | N/A | 0.60103 | 0.56244 | 3418.6395 | RIM | Commercial | Floor Insulation | 0.065547 | 0.93698 | N/A | 1.3312e-05 | 3.0444e-05 | 0.065231 | TRC | Commercial | LED Traffic and Crosswalk Lighting | 0.2502 | 0.31172 | 0.8003 | 0 | 0 | 37.96 | RIM | Commercial | High Bay LED | 4.3859 | 0.62021 | 7.7729 | 0.14308 | 0.14038 | 773.7227 | 2 year Payback
Commercial | Geothermal Heat Pump | 0.049816 | 0.9498 | N/A | 0.7353 | 0.56477 | 1709.8289 | RIM | Commercial | Floor Insulation | 0.065547 | 0.93698 | N/A | 1.3312e-05 | 3.0444e-05 | 0.065231 | TRC | Commercial | LED Traffic and Crosswalk Lighting | 0.2502 | 0.31172 | 0.8003 | 0 | 0 | 37.96 | RIM | Commercial | High Bay LED | 4.977 | 0.62021 | 8.96 | 0.16494 | 0.16182 | 891.8853 | 2 year Payback
Commercial | Geothermal Heat Pump | 0.19529 | 0.9498 | N/A | 2.8825 | 2.214 | 6702.8082 | RIM | Commercial | Floor Insulation | 0.055663 | 0.7957 | N/A | 1.3053e-06 | 2.9424e-05 | 0.065231 | TRC | Commercial | LED Traffic and Crosswalk Lighting | 0.2502 | 0.31172 | 0.8003 | 0 | 0 | 37.96 | RIM | Commercial | High Bay LED | 6.0756 | 0.62021 | 11.2691 | 0.20744 | 0.20353 | 1121.736 | 2 year Payback
Commercial | Geothermal Heat Pump | 0.11801 | 0.60576 | N/A | 1.1166 | 1.0449 | 6351.1378 | RIM | Commercial | Floor Insulation | 0.042152 | 0.60256 | N/A | 7.4023e-06 | 1.3207e-05 | 0.065231 | TRC | Commercial | LED Traffic and Crosswalk Lighting | 0.2502 | 0.31172 | 0.8003 | 0 | 0 | 37.96 | RIM | Commercial | High Bay LED | 5.5847 | 0.62021 | 10.2203 | 0.18814 | 0.18458 | 1017.332 | 2 year Payback
Commercial | Geothermal Heat Pump | 0.048565 | 0.9498 | N/A | 0.71685 | 0.5506 | 1666.9131 | RIM | Commercial | Green Roof | 0.0083661 | 0.6052 | N/A | 6.2976e-05 | 0 | 0.14824 | TRC | Commercial | LED Traffic and Crosswalk Lighting | 0.2502 | 0.31172 | 0.8003 | 0 | 0 | 37.96 | RIM | Commercial | High Bay LED | 7.2193 | 0.62021 | 13.8263 | 0.25451 | 0.24971 | 1376.2713 | 2 year Payback
Commercial | Geothermal Heat Pump | 0.14823 | 0.9498 | N/A | 2.1879 | 1.6805 | 5087.5501 | RIM | Commercial | Green Roof | 0.0083661 | 0.6052 | N/A | 6.2976e-05 | 0 | 0.14824 | TRC | Commercial | LED Traffic and Crosswalk Lighting | 0.2502 | 0.31172 | 0.8003 | 0 | 0 | 37.96 | RIM | Commercial | High Bay LED | 4.977 | 0.62021 | 8.96 | 0.16494 | 0.16182 | 891.8853 | 2 year Payback
Commercial | Geothermal Heat Pump | 0.050153 | 0.9498 | N/A | 0.74028 | 0.5686 | 1721.4094 | RIM | Commercial | Green Roof | 0.0083661 | 0.6052 | N/A | 6.2976e-05 | 0 | 0.14824 | TRC | Commercial | LED Traffic and Crosswalk Lighting | 0.2502 | 0.31172 | 0.8003 | 0 | 0 | 37.96 | RIM | Commercial | High Bay LED | 5.5422 | 0.62021 | 10.1309 | 0.18649 | 0.18297 | 1008.4293 | 2 year Payback
Commercial | Geothermal Heat Pump | 0.10097 | 0.9498 | N/A | 1.4903 | 1.1447 | 3465.48 | RIM | Commercial | Green Roof | 0.0083661 | 0.6052 | N/A | 6.2976e-05 | 0 | 0.14824 | TRC | Commercial | LED Traffic and Crosswalk Lighting | 0.2502 | 0.31172 | 0.8003 | 0 | 0 | 37.96 | RIM | Commercial | High Bay LED | 4.3859 | 0.62021 | 7.7729 | 0.14308 | 0.14038 | 773.7227 | 2 year Payback
Commercial | Geothermal Heat Pump | 0.14589 | 0.9498 | N/A | 2.1534 | 1.654 | 5007.3906 | RIM | Commercial | Green Roof | 0.0083661 | 0.6052 | N/A | 6.2976e-05 | 0 | 0.14824 | TRC | Commercial | LED Traffic and Crosswalk Lighting | 0.2502 | 0.31172 | 0.8003 | 0 | 0 | 37.96 | RIM | Commercial | LED - 14W | 12.7334 | 0.52891 | 36.6385 | 0.011041 | 0.0025527 | 46.016 | 2 year Payback
Commercial | Geothermal Heat Pump | 0.11424 | 0.9498 | N/A | 1.6862 | 1.2951 | 3920.9945 | RIM | Commercial | Green Roof | 0.0083661 | 0.6052 | N/A | 6.2976e-05 | 0 | 0.14824 | TRC | Commercial | LED Traffic and Crosswalk Lighting | 0.2502 | 0.31172 | 0.8003 | 0 | 0 | 37.96 | RIM | Commercial | LED - 14W | 14.9452 | 0.48109 | 56.1553 | 0.0071686 | 0.0070204 | 70.528 | 2 year Payback
Commercial | Geothermal Heat Pump | 0.099326 | 0.9498 | N/A | 1.4661 | 1.1261 | 3409.1643 | RIM | Commercial | Green Roof | 0.0096696 | 0.6995 | N/A | 8.3535e-05 | 0 | 0.14824 | TRC | Commercial | LED Traffic and Crosswalk Lighting | 0.2502 | 0.31172 | 0.8003 | 0 | 0 | 37.96 | RIM | Commercial | LED - 14W | 16.5467 | 0.47315 | 70.6272 | 0.021364 | 5.7838e-06 | 88.704 | 2 year Payback
Commercial | Geothermal Heat Pump | 0.021835 | 0.9498 | N/A | 0.3223 | 0.24755 | 749.4538 | RIM | Commercial | Green Roof | 0.0055859 | 0.40408 | N/A | 1.9127e-05 | 0 | 0.14824 | TRC | Commercial | LED Traffic and Crosswalk Lighting | 0.2502 | 0.31172 | 0.8003 | 0 | 0 | 37.96 | RIM | Commercial | LED - 14W | 17.6148 | 0.52891 | 64.0537 | 0.019302 | 0.0044629 | 80.448 | 2 year Payback
Commercial | High Efficiency Chiller (Air Cooled, 50 tons) | 2.4261 | 0.8081 | N/A | 3.8818 | 3.9394 | 13638.7281 | RIM | Commercial | Green Roof | 0.0083661 | 0.6052 | N/A | 6.2976e-05 | 0 | 0.14824 | TRC | Commercial | LED Traffic and Crosswalk Lighting | 0.2502 | 0.31172 | 0.8003 | 0 | 0 | 37.96 | RIM | Commercial | LED - 14W | 18.4931 | 0.48109 | 86.6534 | 0.011062 | 0.010833 | 108.832 | 2 year Payback
Commercial | High Efficiency Chiller (Air Cooled, 50 tons) | 2.6916 | 0.8081 | N/A | 4.3065 | 4.3704 | 15130.9532 | RIM | Commercial | Green Roof | 0.0083661 | 0.6052 | N/A | 6.2976e-05 | 0 | 0.14824 | TRC | Commercial | LED Traffic and Crosswalk Lighting | 0.2502 | 0.31172 | 0.8003 | 0 | 0 | 37.96 | RIM | Commercial | LED - 14W | 13.8862 | 0.52891 | 42.0273 | 0.012665 | 0.0029282 | 52.784 | 2 year Payback
Commercial | High Efficiency Chiller (Air Cooled, 50 tons) | 1.3402 | 0.8081 | N/A | 2.1443 | 2.1761 | 7534.1712 | RIM | Commercial | Green Roof | 0.0083661 | 0.6052 | N/A | 6.2976e-05 | 0 | 0.14824 | TRC | Commercial | LED Traffic and Crosswalk Lighting | 0.2502 | 0.31172 | 0.8003 | 0 | 0 | 37.96 | RIM | Commercial | LED - 14W | 13.4238 | 0.47315 | 47.8237 | 0.014466 | 3.9164e-06 | 60.064 | 2 year Payback
Commercial | High Efficiency Chiller (Air Cooled, 50 tons) | 5.2792 | 0.8081 | N/A | 8.4466 | 8.5719 | 29677.5385 | RIM | Commercial | Green Roof | 0.0083661 | 0.6052 | N/A | 6.2976e-05 | 0 | 0.14824 | TRC | Commercial | LED Traffic and Crosswalk Lighting | 0.2502 | 0.31172 | 0.8003 | 0 | 0 | 37.96 | RIM | Commercial | LED - 14W | 16.4308 | 0.52891 | 56.1553 | 0.016922 | 0.0039125 | 70.528 | 2 year Payback
Commercial | High Efficiency Chiller (Air Cooled, 50 tons) | 5.0008 | 0.8081 | N/A | 8.0011 | 8.1198 | 28112.2675 | RIM | Commercial | Green Roof | 0.0055859 | 0.40408 | N/A | 1.9127e-05 | 0 | 0.14824 | TRC | Commercial | LED Traffic and Crosswalk Lighting | 0.2502 | 0.31172 | 0.8003 | 0 | 0 | 37.96 | RIM | Commercial | LED - 14W | 13.7664 | 0.52891 | 41.4413 | 0.012488 | 0.0028874 | 52.048 | 2 year Payback
Commercial | High Efficiency Chiller (Air Cooled, 50 tons) | 1.3105 | 0.8081 | N/A | 2.0968 | 2.1279 | 7367.2089 | RIM | Commercial | Green Roof | 0.0082976 | 0.6052 | N/A | 6.2461e-05 | 0 | 0.14703 | TRC | Commercial | LED Traffic and Crosswalk Lighting | 0.2502 | 0.31172 | 0.8003 | 0 | 0 | 37.96 | RIM | Commercial | LED - 14W | 12.5558 | 0.47315 | 42.7662 | 0.012937 | 3.5022e-06 | 53.712 | 2 year Payback
Commercial | High Efficiency Chiller (Air Cooled, 50 tons) | 4.0077 | 0.8081 | N/A | 6.4122 | 6.5073 | 22529.4675 | RIM | Commercial | Green Roof | 0.0082976 | 0.6052 | N/A | 6.2461e-05 | 0 | 0.14703 | TRC | Commercial | Geothermal Heat Pump | 0.089548 | 0.92264 | 0.094543 | 1.3254 | 1.018 | 3082.1028 | RIM | Commercial | LED - 14W | 15.6868 | 0.47315 | 63.4931 | 0.019206 | 5.1996e-06 | 79.744 | 2 year Payback
Commercial | High Efficiency Chiller (Air Cooled, 50 tons) | 1.3551 | 0.8081 | N/A | 2.1681 | 2.2003 | 7617.6523 | RIM | Commercial | Green Roof | 0.0082976 | 0.6052 | N/A | 6.2461e-05 | 0 | 0.14703 | TRC | Commercial | Geothermal Heat Pump | 0.063328 | 0.58844 | 0.10487 | 0.60103 | 0.56244 | 3418.6395 | RIM | Commercial | LED - 14W | 11.2163 | 0.52891 | 30.307 | 0.0091329 | 0.0021116 | 38.064 | 2 year Payback
Commercial | High Efficiency Chiller (Air Cooled, 50 tons) | 2.7306 | 0.8081 | N/A | 4.3689 | 4.4337 | 15350.0911 | RIM | Commercial | Green Roof | 0.0082976 | 0.6052 | N/A | 6.2461e-05 | 0 | 0.14703 | TRC | Commercial | Geothermal Heat Pump | 0.049739 | 0.92264 | 0.052449 | 0.7353 | 0.56477 | 1709.8289 | RIM | Commercial | LED - 14W | 15.1681 | 0.52891 | 48.7154 | 0.01468 | 0.0033942 | 61.184 | 2 year Payback
Commercial | High Efficiency Chiller (Air Cooled, 50 tons) | 3.9316 | 0.8081 | N/A | 6.2904 | 6.3837 | 22101.6268 | RIM | Commercial | Green Roof | 0.0082976 | 0.6052 | N/A | 6.2461e-05 | 0 | 0.14703 | TRC | Commercial | Geothermal Heat Pump | 0.19411 | 0.92264 | 0.20561 | 2.8825 | 2.214 | 6702.8082 | RIM | Commercial | LED - 14W | 12.7334 | 0.52891 | 36.6385 | 0.011041 | 0.0025527 | 46.016 | 2 year Payback
Commercial | High Efficiency Chiller (Air Cooled, 50 tons) | 3.0814 | 0.8081 | N/A | 4.9302 | 5.0033 | 17322.3326 | RIM | Commercial | Green Roof | 0.0082976 | 0.6052 | N/A | 6.2461e-05 | 0 | 0.14703 | TRC | Commercial | Geothermal Heat Pump | 0.11734 | 0.58844 | 0.19482 | 1.1166 | 1.0449 | 6351.1378 | RIM | Commercial | LED - 14W | 14.9452 | 0.48109 | 56.1553 | 0.0071686 | 0.0070204 | 70.528 | 2 year Payback
Commercial | High Efficiency Chiller (Air Cooled, 50 tons) | 2.6786 | 0.8081 | N/A | 4.2857 | 4.3493 | 15057.9072 | RIM | Commercial | Green Roof | 0.0095905 | 0.6995 | N/A | 8.2852e-05 | 0 | 0.14703 | TRC | Commercial | Geothermal Heat Pump | 0.048492 | 0.92264 | 0.051132 | 0.71685 | 0.5506 | 1666.9131 | RIM | Commercial | LED - 14W | 16.5467 | 0.47315 | 70.6272 | 0.021364 | 5.7838e-06 | 88.704 | 2 year Payback
Commercial | High Efficiency Chiller (Air Cooled, 50 tons) | 0.58844 | 0.8081 | N/A | 0.94149 | 0.95545 | 3307.9394 | RIM | Commercial | Green Roof | 0.0055402 | 0.40408 | N/A | 1.8971e-05 | 0 | 0.14703 | TRC | Commercial | Geothermal Heat Pump | 0.14755 | 0.92264 | 0.15606 | 2.1879 | 1.6805 | 5087.5501 | RIM | Commercial | LED - 14W | 17.6148 | 0.52891 | 64.0537 | 0.019302 | 0.0044629 | 80.448 | 2 year Payback
Commercial | High Efficiency Chiller (Air Cooled, 50 tons) | 2.4261 | 0.8081 | N/A | 3.8818 | 3.9394 | 13638.7281 | RIM | Commercial | Green Roof | 0.0082976 | 0.6052 | N/A | 6.2461e-05 | 0 | 0.14703 | TRC | Commercial | Geothermal Heat Pump | 0.050075 | 0.92264 | 0.052804 | 0.74028 | 0.5686 | 1721.4094 | RIM | Commercial | LED - 14W | 18.4931 | 0.48109 | 86.6534 | 0.011062 | 0.010833 | 108.832 | 2 year Payback
Commercial | High Efficiency Chiller (Air Cooled, 50 tons) | 2.6916 | 0.8081 | N/A | 4.3065 | 4.3704 | 15130.9532 | RIM | Commercial | Green Roof | 0.0082976 | 0.6052 | N/A | 6.2461e-05 | 0 | 0.14703 | TRC | Commercial | Geothermal Heat Pump | 0.10065 | 0.92264 | 0.1063 | 1.4903 | 1.1447 | 3465.48 | RIM | Commercial | LED - 14W | 13.8862 | 0.52891 | 42.0273 | 0.012665 | 0.0029282 | 52.784 | 2 year Payback
Commercial | High Efficiency Chiller (Air Cooled, 50 tons) | 1.3402 | 0.8081 | N/A | 2.1443 | 2.1761 | 7534.1712 | RIM | Commercial | Green Roof | 0.0082976 | 0.6052 | N/A | 6.2461e-05 | 0 | 0.14703 | TRC | Commercial | Geothermal Heat Pump | 0.14523 | 0.92264 | 0.1536 | 2.1534 | 1.654 | 5007.3906 | RIM | Commercial | LED - 14W | 13.4238 | 0.47315 | 47.8237 | 0.014466 | 3.9164e-06 | 60.064 | 2 year Payback
Commercial | High Efficiency Chiller (Air Cooled, 50 tons) | 5.2792 | 0.8081 | N/A | 8.4466 | 8.5719 | 29677.5385 | RIM | Commercial | Green Roof | 0.0082976 | 0.6052 | N/A | 6.2461e-05 | 0 | 0.14703 | TRC | Commercial | Geothermal Heat Pump | 0.11383 | 0.92264 | 0.12028 | 1.6862 | 1.2951 | 3920.9945 | RIM | Commercial | LED - 14W | 16.4308 | 0.52891 | 56.1553 | 0.016922 | 0.0039125 | 70.528 | 2 year Payback
Commercial | High Efficiency Chiller (Air Cooled, 50 tons) | 5.0008 | 0.8081 | N/A | 8.0011 | 8.1198 | 28112.2675 | RIM | Commercial | Green Roof | 0.0055402 | 0.40408 | N/A | 1.8971e-05 | 0 | 0.14703 | TRC | Commercial | Geothermal Heat Pump | 0.099021 | 0.92264 | 0.10458 | 1.4661 | 1.1261 | 3409.1643 | RIM | Commercial | LED - 14W | 13.7664 | 0.52891 | 41.4413 | 0.012488 | 0.0028874 | 52.048 | 2 year Payback
Commercial | High Efficiency Chiller (Air Cooled, 50 tons) | 1.3105 | 0.8081 | N/A | 2.0968 | 2.1279 | 7367.2089 | RIM | Commercial | Hotel Card Energy Control Systems | 0 | 0 | N/A | 0 | 0 | 0 | TRC | Commercial | Geothermal Heat Pump | 0.021821 | 0.92264 | 0.022989 | 0.3223 | 0.24755 | 749.4538 | RIM | Commercial | LED - 14W | 12.5558 | 0.47315 | 42.7662 | 0.012937 | 3.5022e-06 | 53.712 | 2 year Payback
Commercial | High Efficiency Chiller (Air Cooled, 50 tons) | 4.0077 | 0.8081 | N/A | 6.4122 | 6.5073 | 22529.4675 | RIM | Commercial | Hotel Card Energy Control Systems | 0 | 0 | N/A | 0 | 0 | 0 | TRC | Commercial | Geothermal Heat Pump | 0.089548 | 0.92264 | 0.094543 | 1.3254 | 1.018 | 3082.1028 | RIM | Commercial | LED - 14W | 15.6868 | 0.47315 | 63.4931 | 0.019206 | 5.1996e-06 | 79.744 | 2 year Payback
Commercial | High Efficiency Chiller (Air Cooled, 50 tons) | 1.3551 | 0.8081 | N/A | 2.1681 | 2.2003 | 7617.6523 | RIM | Commercial | Hotel Card Energy Control Systems | 0 | 0 | N/A | 0 | 0 | 0 | TRC | Commercial | Geothermal Heat Pump | 0.063328 | 0.58844 | 0.10487 | 0.60103 | 0.56244 | 3418.6395 | RIM | Commercial | LED - 14W | 11.2163 | 0.52891 | 30.307 | 0.0091329 | 0.0021116 | 38.064 | 2 year Payback
Commercial | High Efficiency Chiller (Air Cooled, 50 tons) | 2.7306 | 0.8081 | N/A | 4.3689 | 4.4337 | 15350.0911 | RIM | Commercial | Hotel Card Energy Control Systems | 0 | 0 | N/A | 0 | 0 | 0 | TRC | Commercial | Geothermal Heat Pump | 0.049739 | 0.92264 | 0.052449 | 0.7353 | 0.56477 | 1709.8289 | RIM | Commercial | LED - 14W | 15.1681 | 0.52891 | 48.7154 | 0.01468 | 0.0033942 | 61.184 | 2 year Payback
Commercial | High Efficiency Chiller (Air Cooled, 50 tons) | 3.9316 | 0.8081 | N/A | 6.2904 | 6.3837 | 22101.6268 | RIM | Commercial | Hotel Card Energy Control Systems | 0 | 0 | N/A | 0 | 0 | 0 | TRC | Commercial | Geothermal Heat Pump | 0.19411 | 0.92264 | 0.20561 | 2.8825 | 2.214 | 6702.8082 | RIM | Commercial | LED Display Lighting (Interior) | 5.3339 | 0.53268 | 11.5621 | 0.066388 | 0.014997 | 270.344 | 2 year Payback
Commercial | High Efficiency Chiller (Air Cooled, 50 tons) | 3.0814 | 0.8081 | N/A | 4.9302 | 5.0033 | 17322.3326 | RIM | Commercial | Hotel Card Energy Control Systems | 0 | 0 | N/A | 0 | 0 | 0 | TRC | Commercial | Geothermal Heat Pump | 0.11734 | 0.58844 | 0.19482 | 1.1166 | 1.0449 | 6351.1378 | RIM | Commercial | LED Display Lighting (Interior) | 6.8649 | 0.48224 | 17.721 | 0.043517 | 0.04079 | 414.352 | 2 year Payback
Commercial | High Efficiency Chiller (Air Cooled, 50 tons) | 2.6786 | 0.8081 | N/A | 4.2857 | 4.3493 | 15057.9072 | RIM | Commercial | Hotel Card Energy Control Systems | 0.94429 | 0.30845 | N/A | 0.0044883 | -0.016893 | 561.42 | TRC | Commercial | Geothermal Heat Pump | 0.048492 | 0.92264 | 0.051132 | 0.71685 | 0.5506 | 1666.9131 | RIM | Commercial | LED Display Lighting (Interior) | 8.0579 | 0.47424 | 22.2879 | 0.1264 | 9.1014e-06 | 521.136 | 2 year Payback
Commercial | High Efficiency Chiller (Air Cooled, 50 tons) | 0.58844 | 0.8081 | N/A | 0.94149 | 0.95545 | 3307.9394 | RIM | Commercial | Hotel Card Energy Control Systems | 0 | 0 | N/A | 0 | 0 | 0 | TRC | Commercial | Geothermal Heat Pump | 0.14755 | 0.92264 | 0.15606 | 2.1879 | 1.6805 | 5087.5501 | RIM | Commercial | LED Display Lighting (Interior) | 8.4032 | 0.53268 | 20.2135 | 0.11606 | 0.026219 | 472.632 | 2 year Payback
Commercial | High Efficiency Chiller (Water cooled-centrifugal, 200 tons) | 1.5935 | 0.60166 | N/A | 6.6412 | 0.28766 | 16868.4547 | RIM | Commercial | Hotel Card Energy Control Systems | 0 | 0 | N/A | 0 | 0 | 0 | TRC | Commercial | Geothermal Heat Pump | 0.050075 | 0.92264 | 0.052804 | 0.74028 | 0.5686 | 1721.4094 | RIM | Commercial | LED Display Lighting (Interior) | 9.5159 | 0.48224 | 27.3453 | 0.067152 | 0.062943 | 639.388 | 2 year Payback
Commercial | High Efficiency Chiller (Water cooled-centrifugal, 200 tons) | 1.7679 | 0.60166 | N/A | 7.3679 | 0.31913 | 18714.0469 | RIM | Commercial | Hotel Card Energy Control Systems | 0 | 0 | N/A | 0 | 0 | 0 | TRC | Commercial | Geothermal Heat Pump | 0.10065 | 0.92264 | 0.1063 | 1.4903 | 1.1447 | 3465.48 | RIM | Commercial | LED Display Lighting (Interior) | 5.9893 | 0.53268 | 13.2626 | 0.076152 | 0.017203 | 310.106 | 2 year Payback
Commercial | High Efficiency Chiller (Water cooled-centrifugal, 200 tons) | 0.88029 | 0.60166 | N/A | 3.6687 | 0.15891 | 9318.3048 | RIM | Commercial | Hotel Card Energy Control Systems | 0 | 0 | N/A | 0 | 0 | 0 | TRC | Commercial | Geothermal Heat Pump | 0.14523 | 0.92264 | 0.1536 | 2.1534 | 1.654 | 5007.3906 | RIM | Commercial | LED Display Lighting (Interior) | 5.9329 | 0.47424 | 15.0918 | 0.085589 | 6.1628e-06 | 352.876 | 2 year Payback
Commercial | High Efficiency Chiller (Water cooled-centrifugal, 200 tons) | 3.4675 | 0.60166 | N/A | 14.4512 | 0.62594 | 36705.3445 | RIM | Commercial | Hotel Card Energy Control Systems | 0 | 0 | N/A | 0 | 0 | 0 | TRC | Commercial | Geothermal Heat Pump | 0.11383 | 0.92264 | 0.12028 | 1.6862 | 1.2951 | 3920.9945 | RIM | Commercial | LED Display Lighting (Interior) | 7.583 | 0.53268 | 17.721 | 0.10175 | 0.022986 | 414.352 | 2 year Payback
Commercial | High Efficiency Chiller (Water cooled-centrifugal, 200 tons) | 3.2846 | 0.60166 | N/A | 13.689 | 0.59293 | 34769.4086 | RIM | Commercial | Hotel Card Energy Control Systems | 0 | 0 | N/A | 0 | 0 | 0 | TRC | Commercial | Geothermal Heat Pump | 0.099021 | 0.92264 | 0.10458 | 1.4661 | 1.1261 | 3409.1643 | RIM | Commercial | LED Display Lighting (Interior) | 5.9194 | 0.53268 | 13.0777 | 0.07509 | 0.016963 | 305.782 | 2 year Payback
Commercial | High Efficiency Chiller (Water cooled-centrifugal, 200 tons) | 0.86078 | 0.60166 | N/A | 3.5874 | 0.15539 | 9111.8049 | RIM | Commercial | Hotel Card Energy Control Systems | 0 | 0 | N/A | 0 | 0 | 0 | TRC | Commercial | Geothermal Heat Pump | 0.021821 | 0.92264 | 0.022989 | 0.3223 | 0.24755 | 749.4538 | RIM | Commercial | LED Display Lighting (Interior) | 5.4102 | 0.47424 | 13.4958 | 0.076537 | 5.511e-06 | 315.558 | 2 year Payback
Commercial | High Efficiency Chiller (Water cooled-centrifugal, 200 tons) | 2.6323 | 0.60166 | N/A | 10.9705 | 0.47518 | 27864.5706 | RIM | Commercial | Hotel Card Energy Control Systems | 0 | 0 | N/A | 0 | 0 | 0 | TRC | Commercial | High Efficiency Chiller (Air Cooled, 50 tons) | 2.2291 | 0.78499 | 3.0023 | 3.8818 | 3.9394 | 13638.7281 | RIM | Commercial | LED Display Lighting (Interior) | 7.4307 | 0.47424 | 20.0366 | 0.11363 | 8.182e-06 | 468.496 | 2 year Payback
Commercial | High Efficiency Chiller (Water cooled-centrifugal, 200 tons) | 0.89005 | 0.60166 | N/A | 3.7093 | 0.16067 | 9421.5547 | RIM | Commercial | Hotel Card Energy Control Systems | 0 | 0 | N/A | 0 | 0 | 0 | TRC | Commercial | High Efficiency Chiller (Air Cooled, 50 tons) | 2.4512 | 0.78499 | 3.3308 | 4.3065 | 4.3704 | 15130.9532 | RIM | Commercial | LED Display Lighting (Interior) | 4.5269 | 0.53268 | 9.564 | 0.054915 | 0.012405 | 223.626 | 2 year Payback
Commercial | High Efficiency Chiller (Water cooled-centrifugal, 200 tons) | 1.7935 | 0.60166 | N/A | 7.4746 | 0.32376 | 18985.078 | RIM | Commercial | Hotel Card Energy Control Systems | 0 | 0 | N/A | 0 | 0 | 0 | TRC | Commercial | High Efficiency Chiller (Air Cooled, 50 tons) | 1.2778 | 0.78499 | 1.6585 | 2.1443 | 2.1761 | 7534.1712 | RIM | Commercial | LED Display Lighting (Interior) | 6.7652 | 0.53268 | 15.3732 | 0.08827 | 0.01994 | 359.456 | 2 year Payback
Commercial | High Efficiency Chiller (Water cooled-centrifugal, 200 tons) | 2.5824 | 0.60166 | N/A | 10.7622 | 0.46616 | 27335.4148 | RIM | Commercial | Hotel Card Energy Control Systems | 0 | 0 | N/A | 0 | 0 | 0 | TRC | Commercial | High Efficiency Chiller (Air Cooled, 50 tons) | 4.4276 | 0.78499 | 6.5329 | 8.4466 | 8.5719 | 29677.5385 | RIM | Commercial | LED Display Lighting (Interior) | 5.3339 | 0.53268 | 11.5621 | 0.066388 | 0.014997 | 270.344 | 2 year Payback
Commercial | High Efficiency Chiller (Water cooled-centrifugal, 200 tons) | 2.0239 | 0.60166 | N/A | 8.4349 | 0.36535 | 21424.3572 | RIM | Commercial | Hotel Card Energy Control Systems | 0 | 0 | N/A | 0 | 0 | 0 | TRC | Commercial | High Efficiency Chiller (Air Cooled, 50 tons) | 4.2301 | 0.78499 | 6.1883 | 8.0011 | 8.1198 | 28112.2675 | RIM | Commercial | LED Display Lighting (Interior) | 6.8649 | 0.48224 | 17.721 | 0.043517 | 0.04079 | 414.352 | 2 year Payback
Commercial | High Efficiency Chiller (Water cooled-centrifugal, 200 tons) | 1.7594 | 0.60166 | N/A | 7.3323 | 0.31759 | 18623.7033 | RIM | Commercial | Hotel Card Energy Control Systems | 0.94429 | 0.30845 | N/A | 0.0044883 | -0.016893 | 561.42 | TRC | Commercial | High Efficiency Chiller (Air Cooled, 50 tons) | 1.2508 | 0.78499 | 1.6217 | 2.0968 | 2.1279 | 7367.2089 | RIM | Commercial | LED Display Lighting (Interior) | 8.0579 | 0.47424 | 22.2879 | 0.1264 | 9.1014e-06 | 521.136 | 2 year Payback
Commercial | High Efficiency Chiller (Water cooled-centrifugal, 200 tons) | 0.3865 | 0.60166 | N/A | 1.6108 | 0.069769 | 4091.2778 | RIM | Commercial | Hotel Card Energy Control Systems | 0 | 0 | N/A | 0 | 0 | 0 | TRC | Commercial | High Efficiency Chiller (Air Cooled, 50 tons) | 3.4971 | 0.78499 | 4.9594 | 6.4122 | 6.5073 | 22529.4675 | RIM | Commercial | LED Display Lighting (Interior) | 8.4032 | 0.53268 | 20.2135 | 0.11606 | 0.026219 | 472.632 | 2 year Payback
Commercial | High Efficiency Chiller (Water cooled-centrifugal, 200 tons) | 1.5935 | 0.60166 | N/A | 6.6412 | 0.28766 | 16868.4547 | RIM | Commercial | Hotel Card Energy Control Systems | 0 | 0 | N/A | 0 | 0 | 0 | TRC | Commercial | High Efficiency Chiller (Air Cooled, 50 tons) | 1.2913 | 0.78499 | 1.6769 | 2.1681 | 2.2003 | 7617.6523 | RIM | Commercial | LED Display Lighting (Interior) | 9.5159 | 0.48224 | 27.3453 | 0.067152 | 0.062943 | 639.388 | 2 year Payback
Commercial | High Efficiency Chiller (Water cooled-centrifugal, 200 tons) | 1.7679 | 0.60166 | N/A | 7.3679 | 0.31913 | 18714.0469 | RIM | Commercial | Hotel Card Energy Control Systems | 0 | 0 | N/A | 0 | 0 | 0 | TRC | Commercial | High Efficiency Chiller (Air Cooled, 50 tons) | 2.4835 | 0.78499 | 3.379 | 4.3689 | 4.4337 | 15350.0911 | RIM | Commercial | LED Display Lighting (Interior) | 5.9893 | 0.53268 | 13.2626 | 0.076152 | 0.017203 | 310.106 | 2 year Payback
Commercial | High Efficiency Chiller (Water cooled-centrifugal, 200 tons) | 0.88029 | 0.60166 | N/A | 3.6687 | 0.15891 | 9318.3048 | RIM | Commercial | Hotel Card Energy Control Systems | 0 | 0 | N/A | 0 | 0 | 0 | TRC | Commercial | High Efficiency Chiller (Air Cooled, 50 tons) | 3.439 | 0.78499 | 4.8652 | 6.2904 | 6.3837 | 22101.6268 | RIM | Commercial | LED Display Lighting (Interior) | 5.9329 | 0.47424 | 15.0918 | 0.085589 | 6.1628e-06 | 352.876 | 2 year Payback
Commercial | High Efficiency Chiller (Water cooled-centrifugal, 200 tons) | 3.4675 | 0.60166 | N/A | 14.4512 | 0.62594 | 36705.3445 | RIM | Commercial | Hotel Card Energy Control Systems | 0 | 0 | N/A | 0 | 0 | 0 | TRC | Commercial | High Efficiency Chiller (Air Cooled, 50 tons) | 2.7704 | 0.78499 | 3.8132 | 4.9302 | 5.0033 | 17322.3326 | RIM | Commercial | LED Display Lighting (Interior) | 7.583 | 0.53268 | 17.721 | 0.10175 | 0.022986 | 414.352 | 2 year Payback
Commercial | High Efficiency Chiller (Water cooled-centrifugal, 200 tons) | 3.2846 | 0.60166 | N/A | 13.689 | 0.59293 | 34769.4086 | RIM | Commercial | Hotel Card Energy Control Systems | 0 | 0 | N/A | 0 | 0 | 0 | TRC | Commercial | High Efficiency Chiller (Air Cooled, 50 tons) | 2.4404 | 0.78499 | 3.3147 | 4.2857 | 4.3493 | 15057.9072 | RIM | Commercial | LED Display Lighting (Interior) | 5.9194 | 0.53268 | 13.0777 | 0.07509 | 0.016963 | 305.782 | 2 year Payback
Commercial | High Efficiency Chiller (Water cooled-centrifugal, 200 tons) | 0.86078 | 0.60166 | N/A | 3.5874 | 0.15539 | 9111.8049 | RIM | Commercial | HVAC tune-up | 0.58725 | 0.48866 | N/A | 0.008368 | 0.0015233 | 42.1492 | TRC | Commercial | High Efficiency Chiller (Air Cooled, 50 tons) | 0.57609 | 0.78499 | 0.72817 | 0.94149 | 0.95545 | 3307.9394 | RIM | Commercial | LED Display Lighting (Interior) | 5.4102 | 0.47424 | 13.4958 | 0.076537 | 5.511e-06 | 315.558 | 2 year Payback
Commercial | High Efficiency Chiller (Water cooled-centrifugal, 200 tons) | 2.6323 | 0.60166 | N/A | 10.9705 | 0.47518 | 27864.5706 | RIM | Commercial | HVAC tune-up | 0.58725 | 0.48866 | N/A | 0.008368 | 0.0015233 | 42.1492 | TRC | Commercial | High Efficiency Chiller (Air Cooled, 50 tons) | 2.2291 | 0.78499 | 3.0023 | 3.8818 | 3.9394 | 13638.7281 | RIM | Commercial | LED Display Lighting (Interior) | 7.4307 | 0.47424 | 20.0366 | 0.11363 | 8.182e-06 | 468.496 | 2 year Payback
Commercial | High Efficiency Chiller (Water cooled-centrifugal, 200 tons) | 0.89005 | 0.60166 | N/A | 3.7093 | 0.16067 | 9421.5547 | RIM | Commercial | HVAC tune-up_RTU | 0.90547 | 0.48866 | N/A | 0.086017 | 0.015659 | 433.2607 | TRC | Commercial | High Efficiency Chiller (Air Cooled, 50 tons) | 2.4512 | 0.78499 | 3.3308 | 4.3065 | 4.3704 | 15130.9532 | RIM | Commercial | LED Display Lighting (Interior) | 4.5269 | 0.53268 | 9.564 | 0.054915 | 0.012405 | 223.626 | 2 year Payback
Commercial | High Efficiency Chiller (Water cooled-centrifugal, 200 tons) | 1.7935 | 0.60166 | N/A | 7.4746 | 0.32376 | 18985.078 | RIM | Commercial | HVAC tune-up_RTU | 0.8854 | 0.48866 | N/A | 0.084111 | 0.015312 | 423.6594 | TRC | Commercial | High Efficiency Chiller (Air Cooled, 50 tons) | 1.2778 | 0.78499 | 1.6585 | 2.1443 | 2.1761 | 7534.1712 | RIM | Commercial | LED Display Lighting (Interior) | 6.7652 | 0.53268 | 15.3732 | 0.08827 | 0.01994 | 359.456 | 2 year Payback
Commercial | High Efficiency Chiller (Water cooled-centrifugal, 200 tons) | 2.5824 | 0.60166 | N/A | 10.7622 | 0.46616 | 27335.4148 | RIM | Commercial | HVAC tune-up_RTU | 0.9155 | 0.48866 | N/A | 0.08697 | 0.015832 | 438.0614 | TRC | Commercial | High Efficiency Chiller (Air Cooled, 50 tons) | 4.4276 | 0.78499 | 6.5329 | 8.4466 | 8.5719 | 29677.5385 | RIM | Commercial | LED Linear - Fixture Replacement | 7.7424 | 0.53054 | 18.2877 | 0.05923 | 0.01355 | 244.345 | 2 year Payback
Commercial | High Efficiency Chiller (Water cooled-centrifugal, 200 tons) | 2.0239 | 0.60166 | N/A | 8.4349 | 0.36535 | 21424.3572 | RIM | Commercial | HVAC tune-up_RTU | 0.39755 | 0.48866 | N/A | 0.037766 | 0.006875 | 190.2267 | TRC | Commercial | High Efficiency Chiller (Air Cooled, 50 tons) | 4.2301 | 0.78499 | 6.1883 | 8.0011 | 8.1198 | 28112.2675 | RIM | Commercial | LED Linear - Fixture Replacement | 9.6554 | 0.48082 | 28.0293 | 0.039245 | 0.036402 | 374.5037 | 2 year Payback
Commercial | High Efficiency Chiller (Water cooled-centrifugal, 200 tons) | 1.7594 | 0.60166 | N/A | 7.3323 | 0.31759 | 18623.7033 | RIM | Commercial | HVAC tune-up_RTU | 0.90547 | 0.48866 | N/A | 0.086017 | 0.015659 | 433.2607 | TRC | Commercial | High Efficiency Chiller (Air Cooled, 50 tons) | 1.2508 | 0.78499 | 1.6217 | 2.0968 | 2.1279 | 7367.2089 | RIM | Commercial | LED Linear - Fixture Replacement | 11.1546 | 0.47512 | 35.2529 | 0.11487 | 6.293e-06 | 471.0182 | 2 year Payback
Commercial | High Efficiency Chiller (Water cooled-centrifugal, 200 tons) | 0.3865 | 0.60166 | N/A | 1.6108 | 0.069769 | 4091.2778 | RIM | Commercial | HVAC tune-up_RTU | 0.8854 | 0.48866 | N/A | 0.084111 | 0.015312 | 423.6594 | TRC | Commercial | High Efficiency Chiller (Air Cooled, 50 tons) | 3.4971 | 0.78499 | 4.9594 | 6.4122 | 6.5073 | 22529.4675 | RIM | Commercial | LED Linear - Fixture Replacement | 11.6698 | 0.53054 | 31.9718 | 0.10355 | 0.023688 | 427.1789 | 2 year Payback
Commercial | High Efficiency Chiller (Water cooled-positive displacement, 100 tons) | 0.92702 | 0.60166 | N/A | 2.1073 | 0.091277 | 5352.4904 | RIM | Commercial | HVAC tune-up_RTU | 0.9155 | 0.48866 | N/A | 0.08697 | 0.015832 | 438.0614 | TRC | Commercial | High Efficiency Chiller (Air Cooled, 50 tons) | 1.2913 | 0.78499 | 1.6769 | 2.1681 | 2.2003 | 7617.6523 | RIM | Commercial | LED Linear - Fixture Replacement | 12.8476 | 0.48082 | 43.2522 | 0.060559 | 0.056172 | 577.8979 | 2 year Payback
Commercial | High Efficiency Chiller (Water cooled-positive displacement, 100 tons) | 1.0284 | 0.60166 | N/A | 2.3379 | 0.10126 | 5938.111 | RIM | Commercial | HVAC tune-up_RTU | 0.39755 | 0.48866 | N/A | 0.037766 | 0.006875 | 190.2267 | TRC | Commercial | High Efficiency Chiller (Air Cooled, 50 tons) | 2.4835 | 0.78499 | 3.379 | 4.3689 | 4.4337 | 15350.0911 | RIM | Commercial | LED Linear - Fixture Replacement | 8.6106 | 0.53054 | 20.9775 | 0.067942 | 0.015543 | 280.283 | 2 year Payback
Commercial | High Efficiency Chiller (Water cooled-positive displacement, 100 tons) | 0.51209 | 0.60166 | N/A | 1.1641 | 0.050422 | 2956.7698 | RIM | Commercial | Infiltration Reduction - Air Sealing | 0.20889 | 1.1449 | N/A | 7.0636e-06 | 2.0975e-05 | 0.031934 | TRC | Commercial | High Efficiency Chiller (Air Cooled, 50 tons) | 3.439 | 0.78499 | 4.8652 | 6.2904 | 6.3837 | 22101.6268 | RIM | Commercial | LED Linear - Fixture Replacement | 8.4961 | 0.47512 | 23.8707 | 0.07778 | 4.2611e-06 | 318.9398 | 2 year Payback
Commercial | High Efficiency Chiller (Water cooled-positive displacement, 100 tons) | 2.0172 | 0.60166 | N/A | 4.5855 | 0.19862 | 11646.8882 | RIM | Commercial | Infiltration Reduction - Air Sealing | 0.10204 | 1.1449 | N/A | 3.4505e-06 | 1.0246e-05 | 0.015599 | TRC | Commercial | High Efficiency Chiller (Air Cooled, 50 tons) | 2.7704 | 0.78499 | 3.8132 | 4.9302 | 5.0033 | 17322.3326 | RIM | Commercial | LED Linear - Fixture Replacement | 10.6539 | 0.53054 | 28.0293 | 0.090781 | 0.020767 | 374.5037 | 2 year Payback
Commercial | High Efficiency Chiller (Water cooled-positive displacement, 100 tons) | 1.9108 | 0.60166 | N/A | 4.3436 | 0.18814 | 11032.6008 | RIM | Commercial | Infiltration Reduction - Air Sealing | 0.71034 | 1.1449 | N/A | 2.402e-05 | 7.1327e-05 | 0.10859 | TRC | Commercial | High Efficiency Chiller (Air Cooled, 50 tons) | 2.4404 | 0.78499 | 3.3147 | 4.2857 | 4.3493 | 15057.9072 | RIM | Commercial | LED Linear - Fixture Replacement | 8.5187 | 0.53054 | 20.685 | 0.066994 | 0.015326 | 276.3749 | 2 year Payback
Commercial | High Efficiency Chiller (Water cooled-positive displacement, 100 tons) | 0.50074 | 0.60166 | N/A | 1.1383 | 0.049305 | 2891.2458 | RIM | Commercial | Infiltration Reduction - Air Sealing | 0.19794 | 1.1449 | N/A | 6.6932e-06 | 1.9875e-05 | 0.030259 | TRC | Commercial | High Efficiency Chiller (Air Cooled, 50 tons) | 0.57609 | 0.78499 | 0.72817 | 0.94149 | 0.95545 | 3307.9394 | RIM | Commercial | LED Linear - Fixture Replacement | 7.814 | 0.47512 | 21.3463 | 0.069555 | 3.8105e-06 | 285.2107 | 2 year Payback
Commercial | High Efficiency Chiller (Water cooled-positive displacement, 100 tons) | 1.5313 | 0.60166 | N/A | 3.481 | 0.15078 | 8841.6426 | RIM | Commercial | Infiltration Reduction - Air Sealing | 0.10239 | 1.1449 | N/A | 3.4623e-06 | 1.0281e-05 | 0.015653 | TRC | Commercial | High Efficiency Chiller (Water cooled-centrifugal, 200 tons) | 1.4783 | 0.58445 | 2.6486 | 6.6412 | 0.28766 | 16868.4547 | RIM | Commercial | LED Linear - Fixture Replacement | 10.3886 | 0.47512 | 31.692 | 0.10326 | 5.6573e-06 | 423.4406 | 2 year Payback
Commercial | High Efficiency Chiller (Water cooled-positive displacement, 100 tons) | 0.51777 | 0.60166 | N/A | 1.177 | 0.050981 | 2989.5318 | RIM | Commercial | Infiltration Reduction - Air Sealing | 0.63881 | 1.1449 | N/A | 2.1601e-05 | 6.4144e-05 | 0.097657 | TRC | Commercial | High Efficiency Chiller (Water cooled-centrifugal, 200 tons) | 1.6271 | 0.58445 | 2.9384 | 7.3679 | 0.31913 | 18714.0469 | RIM | Commercial | LED Linear - Fixture Replacement | 6.65 | 0.53054 | 15.1274 | 0.048995 | 0.011208 | 202.1198 | 2 year Payback
Commercial | High Efficiency Chiller (Water cooled-positive displacement, 100 tons) | 1.0433 | 0.60166 | N/A | 2.3717 | 0.10273 | 6024.1113 | RIM | Commercial | Infiltration Reduction - Air Sealing | 0.48055 | 1.1449 | N/A | 1.625e-05 | 4.8254e-05 | 0.073464 | TRC | Commercial | High Efficiency Chiller (Water cooled-centrifugal, 200 tons) | 0.84394 | 0.58445 | 1.4631 | 3.6687 | 0.15891 | 9318.3048 | RIM | Commercial | LED Linear - Fixture Replacement | 9.6171 | 0.53054 | 24.3158 | 0.078754 | 0.018016 | 324.887 | 2 year Payback
Commercial | High Efficiency Chiller (Water cooled-positive displacement, 100 tons) | 1.5022 | 0.60166 | N/A | 3.4149 | 0.14791 | 8673.7374 | RIM | Commercial | Infiltration Reduction - Air Sealing | 0.12769 | 1.1449 | N/A | 4.3178e-06 | 1.2821e-05 | 0.01952 | TRC | Commercial | High Efficiency Chiller (Water cooled-centrifugal, 200 tons) | 2.9645 | 0.58445 | 5.7633 | 14.4512 | 0.62594 | 36705.3445 | RIM | Commercial | LED Linear - Fixture Replacement | 7.7424 | 0.53054 | 18.2877 | 0.05923 | 0.01355 | 244.345 | 2 year Payback
Commercial | High Efficiency Chiller (Water cooled-positive displacement, 100 tons) | 1.1774 | 0.60166 | N/A | 2.6765 | 0.11593 | 6798.1133 | RIM | Commercial | Infiltration Reduction - Air Sealing | 0.92706 | 1.1449 | N/A | 3.1349e-05 | 9.3089e-05 | 0.14172 | TRC | Commercial | High Efficiency Chiller (Water cooled-centrifugal, 200 tons) | 2.8298 | 0.58445 | 5.4593 | 13.689 | 0.59293 | 34769.4086 | RIM | Commercial | LED Linear - Fixture Replacement | 9.6554 | 0.48082 | 28.0293 | 0.039245 | 0.036402 | 374.5037 | 2 year Payback
Commercial | High Efficiency Chiller (Water cooled-positive displacement, 100 tons) | 1.0235 | 0.60166 | N/A | 2.3266 | 0.10077 | 5909.4443 | RIM | Commercial | Infiltration Reduction - Air Sealing | 0.68926 | 1.1449 | N/A | 2.3307e-05 | 6.921e-05 | 0.10537 | TRC | Commercial | High Efficiency Chiller (Water cooled-centrifugal, 200 tons) | 0.82599 | 0.58445 | 1.4307 | 3.5874 | 0.15539 | 9111.8049 | RIM | Commercial | LED Linear - Fixture Replacement | 11.1546 | 0.47512 | 35.2529 | 0.11487 | 6.293e-06 | 471.0182 | 2 year Payback
Commercial | High Efficiency Chiller (Water cooled-positive displacement, 100 tons) | 0.22484 | 0.60166 | N/A | 0.51111 | 0.022138 | 1298.1939 | RIM | Commercial | Infiltration Reduction - Air Sealing | 0.30109 | 1.1449 | N/A | 1.0182e-05 | 3.0234e-05 | 0.046029 | TRC | Commercial | High Efficiency Chiller (Water cooled-centrifugal, 200 tons) | 2.332 | 0.58445 | 4.3752 | 10.9705 | 0.47518 | 27864.5706 | RIM | Commercial | LED Linear - Fixture Replacement | 11.6698 | 0.53054 | 31.9718 | 0.10355 | 0.023688 | 427.1789 | 2 year Payback
Commercial | High Efficiency Chiller (Water cooled-positive displacement, 100 tons) | 0.92702 | 0.60166 | N/A | 2.1073 | 0.091277 | 5352.4904 | RIM | Commercial | Infiltration Reduction - Air Sealing | 0.068763 | 1.1449 | N/A | 2.3252e-06 | 6.9047e-06 | 0.010512 | TRC | Commercial | High Efficiency Chiller (Water cooled-centrifugal, 200 tons) | 0.8529 | 0.58445 | 1.4793 | 3.7093 | 0.16067 | 9421.5547 | RIM | Commercial | LED Linear - Fixture Replacement | 12.8476 | 0.48082 | 43.2522 | 0.060559 | 0.056172 | 577.8979 | 2 year Payback
Commercial | High Efficiency Chiller (Water cooled-positive displacement, 100 tons) | 1.0284 | 0.60166 | N/A | 2.3379 | 0.10126 | 5938.111 | RIM | Commercial | Infiltration Reduction - Air Sealing | 0.19015 | 1.1449 | N/A | 6.4299e-06 | 1.9093e-05 | 0.029069 | TRC | Commercial | High Efficiency Chiller (Water cooled-centrifugal, 200 tons) | 1.6488 | 0.58445 | 2.9809 | 7.4746 | 0.32376 | 18985.078 | RIM | Commercial | LED Linear - Fixture Replacement | 8.6106 | 0.53054 | 20.9775 | 0.067942 | 0.015543 | 280.283 | 2 year Payback
Commercial | High Efficiency Chiller (Water cooled-positive displacement, 100 tons) | 0.51209 | 0.60166 | N/A | 1.1641 | 0.050422 | 2956.7698 | RIM | Commercial | Infiltration Reduction - Air Sealing | 0.20758 | 1.1449 | N/A | 7.0193e-06 | 2.0844e-05 | 0.031733 | TRC | Commercial | High Efficiency Chiller (Water cooled-centrifugal, 200 tons) | 2.2926 | 0.58445 | 4.2921 | 10.7622 | 0.46616 | 27335.4148 | RIM | Commercial | LED Linear - Fixture Replacement | 8.4961 | 0.47512 | 23.8707 | 0.07778 | 4.2611e-06 | 318.9398 | 2 year Payback
Commercial | High Efficiency Chiller (Water cooled-positive displacement, 100 tons) | 2.0172 | 0.60166 | N/A | 4.5855 | 0.19862 | 11646.8882 | RIM | Commercial | Infiltration Reduction - Air Sealing | 0.1014 | 1.1449 | N/A | 3.4288e-06 | 1.0182e-05 | 0.015501 | TRC | Commercial | High Efficiency Chiller (Water cooled-centrifugal, 200 tons) | 1.8416 | 0.58445 | 3.364 | 8.4349 | 0.36535 | 21424.3572 | RIM | Commercial | LED Linear - Fixture Replacement | 10.6539 | 0.53054 | 28.0293 | 0.090781 | 0.020767 | 374.5037 | 2 year Payback
Commercial | High Efficiency Chiller (Water cooled-positive displacement, 100 tons) | 1.9108 | 0.60166 | N/A | 4.3436 | 0.18814 | 11032.6008 | RIM | Commercial | Infiltration Reduction - Air Sealing | 0.70589 | 1.1449 | N/A | 2.387e-05 | 7.088e-05 | 0.10791 | TRC | Commercial | High Efficiency Chiller (Water cooled-centrifugal, 200 tons) | 1.6199 | 0.58445 | 2.9242 | 7.3323 | 0.31759 | 18623.7033 | RIM | Commercial | LED Linear - Fixture Replacement | 8.5187 | 0.53054 | 20.685 | 0.066994 | 0.015326 | 276.3749 | 2 year Payback
Commercial | High Efficiency Chiller (Water cooled-positive displacement, 100 tons) | 0.50074 | 0.60166 | N/A | 1.1383 | 0.049305 | 2891.2458 | RIM | Commercial | Infiltration Reduction - Air Sealing | 0.19669 | 1.1449 | N/A | 6.6513e-06 | 1.9751e-05 | 0.030069 | TRC | Commercial | High Efficiency Chiller (Water cooled-centrifugal, 200 tons) | 0.37933 | 0.58445 | 0.64239 | 1.6108 | 0.069769 | 4091.2778 | RIM | Commercial | LED Linear - Fixture Replacement | 7.814 | 0.47512 | 21.3463 | 0.069555 | 3.8105e-06 | 285.2107 | 2 year Payback
Commercial | High Efficiency Chiller (Water cooled-positive displacement, 100 tons) | 1.5313 | 0.60166 | N/A | 3.481 | 0.15078 | 8841.6426 | RIM | Commercial | Infiltration Reduction - Air Sealing | 0.10175 | 1.1449 | N/A | 3.4406e-06 | 1.0217e-05 | 0.015554 | TRC | Commercial | High Efficiency Chiller (Water cooled-centrifugal, 200 tons) | 1.4783 | 0.58445 | 2.6486 | 6.6412 | 0.28766 | 16868.4547 | RIM | Commercial | LED Linear - Fixture Replacement | 10.3886 | 0.47512 | 31.692 | 0.10326 | 5.6573e-06 | 423.4406 | 2 year Payback
Commercial | High Efficiency Chiller (Water cooled-positive displacement, 100 tons) | 0.51777 | 0.60166 | N/A | 1.177 | 0.050981 | 2989.5318 | RIM | Commercial | Infiltration Reduction - Air Sealing | 0.6348 | 1.1449 | N/A | 2.1466e-05 | 6.3742e-05 | 0.097044 | TRC | Commercial | High Efficiency Chiller (Water cooled-centrifugal, 200 tons) | 1.6271 | 0.58445 | 2.9384 | 7.3679 | 0.31913 | 18714.0469 | RIM | Commercial | LED Linear - Fixture Replacement | 6.65 | 0.53054 | 15.1274 | 0.048995 | 0.011208 | 202.1198 | 2 year Payback
Commercial | High Efficiency Chiller (Water cooled-positive displacement, 100 tons) | 1.0433 | 0.60166 | N/A | 2.3717 | 0.10273 | 6024.1113 | RIM | Commercial | Infiltration Reduction - Air Sealing | 0.47754 | 1.1449 | N/A | 1.6148e-05 | 4.7951e-05 | 0.073003 | TRC | Commercial | High Efficiency Chiller (Water cooled-centrifugal, 200 tons) | 0.84394 | 0.58445 | 1.4631 | 3.6687 | 0.15891 | 9318.3048 | RIM | Commercial | LED Linear - Fixture Replacement | 9.6171 | 0.53054 | 24.3158 | 0.078754 | 0.018016 | 324.887 | 2 year Payback
Commercial | High Efficiency Chiller (Water cooled-positive displacement, 100 tons) | 1.5022 | 0.60166 | N/A | 3.4149 | 0.14791 | 8673.7374 | RIM | Commercial | Infiltration Reduction - Air Sealing | 0.12689 | 1.1449 | N/A | 4.2907e-06 | 1.2741e-05 | 0.019398 | TRC | Commercial | High Efficiency Chiller (Water cooled-centrifugal, 200 tons) | 2.9645 | 0.58445 | 5.7633 | 14.4512 | 0.62594 | 36705.3445 | RIM | Commercial | LED Linear - Lamp Replacement | 6.3568 | 0.52998 | 14.3367 | 0.0049742 | 0.0011421 | 20.5922 | 2 year Payback
Commercial | High Efficiency Chiller (Water cooled-positive displacement, 100 tons) | 1.1774 | 0.60166 | N/A | 2.6765 | 0.11593 | 6798.1133 | RIM | Commercial | Infiltration Reduction - Air Sealing | 0.92125 | 1.1449 | N/A | 3.1152e-05 | 9.2505e-05 | 0.14083 | TRC | Commercial | High Efficiency Chiller (Water cooled-centrifugal, 200 tons) | 2.8298 | 0.58445 | 5.4593 | 13.689 | 0.59293 | 34769.4086 | RIM | Commercial | LED Linear - Lamp Replacement | 8.1076 | 0.48229 | 21.9737 | 0.0032689 | 0.0031387 | 31.5613 | 2 year Payback
Commercial | High Efficiency Chiller (Water cooled-positive displacement, 100 tons) | 1.0235 | 0.60166 | N/A | 2.3266 | 0.10077 | 5909.4443 | RIM | Commercial | Infiltration Reduction - Air Sealing | 0.68494 | 1.1449 | N/A | 2.3161e-05 | 6.8776e-05 | 0.10471 | TRC | Commercial | High Efficiency Chiller (Water cooled-centrifugal, 200 tons) | 0.82599 | 0.58445 | 1.4307 | 3.5874 | 0.15539 | 9111.8049 | RIM | Commercial | LED Linear - Lamp Replacement | 9.4116 | 0.47338 | 27.6366 | 0.0095754 | 1.6038e-06 | 39.695 | 2 year Payback
Commercial | High Efficiency Chiller (Water cooled-positive displacement, 100 tons) | 0.22484 | 0.60166 | N/A | 0.51111 | 0.022138 | 1298.1939 | RIM | Commercial | Infiltration Reduction - Air Sealing | 0.29921 | 1.1449 | N/A | 1.0118e-05 | 3.0044e-05 | 0.045741 | TRC | Commercial | High Efficiency Chiller (Water cooled-centrifugal, 200 tons) | 2.332 | 0.58445 | 4.3752 | 10.9705 | 0.47518 | 27864.5706 | RIM | Commercial | LED Linear - Lamp Replacement | 9.8225 | 0.52998 | 25.0644 | 0.0086962 | 0.0019966 | 36.0005 | 2 year Payback
Commercial | High Efficiency Data Center Cooling | 0.55546 | 0.60895 | N/A | 29.7567 | 17.1868 | 129796.7956 | RIM | Commercial | Infiltration Reduction - Air Sealing | 0.068332 | 1.1449 | N/A | 2.3107e-06 | 6.8614e-06 | 0.010446 | TRC | Commercial | High Efficiency Chiller (Water cooled-centrifugal, 200 tons) | 0.8529 | 0.58445 | 1.4793 | 3.7093 | 0.16067 | 9421.5547 | RIM | Commercial | LED Linear - Lamp Replacement | 11.0355 | 0.48229 | 33.9077 | 0.0050442 | 0.0048434 | 48.7023 | 2 year Payback
Commercial | High Efficiency Data Center Cooling | 0.55546 | 0.60895 | N/A | 29.7567 | 17.1868 | 129796.7956 | RIM | Commercial | Infiltration Reduction - Air Sealing | 0.18896 | 1.1449 | N/A | 6.3896e-06 | 1.8973e-05 | 0.028886 | TRC | Commercial | High Efficiency Chiller (Water cooled-centrifugal, 200 tons) | 1.6488 | 0.58445 | 2.9809 | 7.4746 | 0.32376 | 18985.078 | RIM | Commercial | LED Linear - Lamp Replacement | 7.1081 | 0.52998 | 16.4454 | 0.0057058 | 0.00131 | 23.6208 | 2 year Payback
Commercial | High Efficiency Data Center Cooling | 0.55546 | 0.60895 | N/A | 29.7567 | 17.1868 | 129796.7956 | RIM | Commercial | Low U-Value Windows | 0.80371 | 0.57338 | N/A | 0.12531 | 0.0014011 | 337.1148 | TRC | Commercial | High Efficiency Chiller (Water cooled-centrifugal, 200 tons) | 2.2926 | 0.58445 | 4.2921 | 10.7622 | 0.46616 | 27335.4148 | RIM | Commercial | LED Linear - Lamp Replacement | 7.034 | 0.47338 | 18.7135 | 0.0064838 | 1.086e-06 | 26.8786 | 2 year Payback
Commercial | High Efficiency Data Center Cooling | 0.55546 | 0.60895 | N/A | 29.7567 | 17.1868 | 129796.7956 | RIM | Commercial | Low U-Value Windows | 0.80371 | 0.57338 | N/A | 0.12531 | 0.0014011 | 337.1148 | TRC | Commercial | High Efficiency Chiller (Water cooled-centrifugal, 200 tons) | 1.8416 | 0.58445 | 3.364 | 8.4349 | 0.36535 | 21424.3572 | RIM | Commercial | LED Linear - Lamp Replacement | 8.9094 | 0.52998 | 21.9737 | 0.0076239 | 0.0017504 | 31.5613 | 2 year Payback
Commercial | High Efficiency Data Center Cooling | 0.55546 | 0.60895 | N/A | 29.7567 | 17.1868 | 129796.7956 | RIM | Commercial | Low U-Value Windows | 0.80371 | 0.57338 | N/A | 0.12531 | 0.0014011 | 337.1148 | TRC | Commercial | High Efficiency Chiller (Water cooled-centrifugal, 200 tons) | 1.6199 | 0.58445 | 2.9242 | 7.3323 | 0.31759 | 18623.7033 | RIM | Commercial | LED Linear - Lamp Replacement | 7.0283 | 0.52998 | 16.2161 | 0.0056262 | 0.0012918 | 23.2915 | 2 year Payback
Commercial | High Efficiency Data Center Cooling | 0.55546 | 0.60895 | N/A | 29.7567 | 17.1868 | 129796.7956 | RIM | Commercial | Low U-Value Windows | 0.80371 | 0.57338 | N/A | 0.12531 | 0.0014011 | 337.1148 | TRC | Commercial | High Efficiency Chiller (Water cooled-centrifugal, 200 tons) | 0.37933 | 0.58445 | 0.64239 | 1.6108 | 0.069769 | 4091.2778 | RIM | Commercial | LED Linear - Lamp Replacement | 6.4383 | 0.47338 | 16.7345 | 0.0057981 | 9.7112e-07 | 24.0361 | 2 year Payback
Commercial | High Efficiency Data Center Cooling | 0.55546 | 0.60895 | N/A | 29.7567 | 17.1868 | 129796.7956 | RIM | Commercial | Low U-Value Windows | 0.80371 | 0.57338 | N/A | 0.12531 | 0.0014011 | 337.1148 | TRC | Commercial | High Efficiency Chiller (Water cooled-positive displacement, 100 tons) | 0.88679 | 0.58445 | 1.5408 | 2.1073 | 0.091277 | 5352.4904 | RIM | Commercial | LED Linear - Lamp Replacement | 8.7172 | 0.47338 | 24.845 | 0.0086082 | 1.4418e-06 | 35.6854 | 2 year Payback
Commercial | High Efficiency Data Center Cooling | 0.55546 | 0.60895 | N/A | 29.7567 | 17.1868 | 129796.7956 | RIM | Commercial | Low U-Value Windows | 0.80371 | 0.57338 | N/A | 0.12531 | 0.0014011 | 337.1148 | TRC | Commercial | High Efficiency Chiller (Water cooled-positive displacement, 100 tons) | 0.97916 | 0.58445 | 1.7094 | 2.3379 | 0.10126 | 5938.111 | RIM | Commercial | LED Linear - Lamp Replacement | 5.4229 | 0.52998 | 11.8592 | 0.0041146 | 0.00094471 | 17.0336 | 2 year Payback
Commercial | High Efficiency Data Center Cooling | 0.55546 | 0.60895 | N/A | 29.7567 | 17.1868 | 129796.7956 | RIM | Commercial | Low U-Value Windows | 0.72027 | 0.51385 | N/A | 0.14876 | -0.033477 | 337.1148 | TRC | Commercial | High Efficiency Chiller (Water cooled-positive displacement, 100 tons) | 0.49957 | 0.58445 | 0.85114 | 1.1641 | 0.050422 | 2956.7698 | RIM | Commercial | LED Linear - Lamp Replacement | 7.9896 | 0.52998 | 19.0625 | 0.0066138 | 0.0015185 | 27.3798 | 2 year Payback
Commercial | High Efficiency Data Center Cooling | 0.55546 | 0.60895 | N/A | 29.7567 | 17.1868 | 129796.7956 | RIM | Commercial | Low U-Value Windows | 0.68741 | 0.49041 | N/A | 0.11606 | -0.019598 | 337.1148 | TRC | Commercial | High Efficiency Chiller (Water cooled-positive displacement, 100 tons) | 1.8359 | 0.58445 | 3.3527 | 4.5855 | 0.19862 | 11646.8882 | RIM | Commercial | LED Linear - Lamp Replacement | 6.3568 | 0.52998 | 14.3367 | 0.0049742 | 0.0011421 | 20.5922 | 2 year Payback
Commercial | High Efficiency Data Center Cooling | 0.55546 | 0.60895 | N/A | 29.7567 | 17.1868 | 129796.7956 | RIM | Commercial | Low U-Value Windows | 0.80371 | 0.57338 | N/A | 0.12531 | 0.0014011 | 337.1148 | TRC | Commercial | High Efficiency Chiller (Water cooled-positive displacement, 100 tons) | 1.7474 | 0.58445 | 3.1759 | 4.3436 | 0.18814 | 11032.6008 | RIM | Commercial | LED Linear - Lamp Replacement | 8.1076 | 0.48229 | 21.9737 | 0.0032689 | 0.0031387 | 31.5613 | 2 year Payback
Commercial | High Efficiency Data Center Cooling | 0.55546 | 0.60895 | N/A | 29.7567 | 17.1868 | 129796.7956 | RIM | Commercial | Low U-Value Windows | 0.80371 | 0.57338 | N/A | 0.12531 | 0.0014011 | 337.1148 | TRC | Commercial | High Efficiency Chiller (Water cooled-positive displacement, 100 tons) | 0.48877 | 0.58445 | 0.83228 | 1.1383 | 0.049305 | 2891.2458 | RIM | Commercial | LED Linear - Lamp Replacement | 9.4116 | 0.47338 | 27.6366 | 0.0095754 | 1.6038e-06 | 39.695 | 2 year Payback
Commercial | High Efficiency Data Center Cooling | 0.55546 | 0.60895 | N/A | 29.7567 | 17.1868 | 129796.7956 | RIM | Commercial | Low U-Value Windows | 0.80371 | 0.57338 | N/A | 0.12531 | 0.0014011 | 337.1148 | TRC | Commercial | High Efficiency Chiller (Water cooled-positive displacement, 100 tons) | 1.4246 | 0.58445 | 2.5452 | 3.481 | 0.15078 | 8841.6426 | RIM | Commercial | LED Linear - Lamp Replacement | 9.8225 | 0.52998 | 25.0644 | 0.0086962 | 0.0019966 | 36.0005 | 2 year Payback
Commercial | High Efficiency Data Center Cooling | 0.55546 | 0.60895 | N/A | 29.7567 | 17.1868 | 129796.7956 | RIM | Commercial | Low U-Value Windows | 0.80371 | 0.57338 | N/A | 0.12531 | 0.0014011 | 337.1148 | TRC | Commercial | High Efficiency Chiller (Water cooled-positive displacement, 100 tons) | 0.50497 | 0.58445 | 0.86057 | 1.177 | 0.050981 | 2989.5318 | RIM | Commercial | LED Linear - Lamp Replacement | 11.0355 | 0.48229 | 33.9077 | 0.0050442 | 0.0048434 | 48.7023 | 2 year Payback
Commercial | High Efficiency Data Center Cooling | 0.55546 | 0.60895 | N/A | 29.7567 | 17.1868 | 129796.7956 | RIM | Commercial | Low U-Value Windows | 0.68741 | 0.49041 | N/A | 0.11606 | -0.019598 | 337.1148 | TRC | Commercial | High Efficiency Chiller (Water cooled-positive displacement, 100 tons) | 0.99266 | 0.58445 | 1.7341 | 2.3717 | 0.10273 | 6024.1113 | RIM | Commercial | LED Linear - Lamp Replacement | 7.1081 | 0.52998 | 16.4454 | 0.0057058 | 0.00131 | 23.6208 | 2 year Payback
Commercial | High Efficiency Data Center Cooling | 0.55546 | 0.60895 | N/A | 29.7567 | 17.1868 | 129796.7956 | RIM | Commercial | Low U-Value Windows | 0.10483 | 0.57338 | N/A | 0.016344 | 0.00018275 | 43.9715 | TRC | Commercial | High Efficiency Chiller (Water cooled-positive displacement, 100 tons) | 1.3994 | 0.58445 | 2.4968 | 3.4149 | 0.14791 | 8673.7374 | RIM | Commercial | LED Linear - Lamp Replacement | 7.034 | 0.47338 | 18.7135 | 0.0064838 | 1.086e-06 | 26.8786 | 2 year Payback
Commercial | High Efficiency Data Center Cooling | 0.55546 | 0.60895 | N/A | 29.7567 | 17.1868 | 129796.7956 | RIM | Commercial | Low U-Value Windows | 0.10483 | 0.57338 | N/A | 0.016344 | 0.00018275 | 43.9715 | TRC | Commercial | High Efficiency Chiller (Water cooled-positive displacement, 100 tons) | 1.1132 | 0.58445 | 1.9569 | 2.6765 | 0.11593 | 6798.1133 | RIM | Commercial | LED Linear - Lamp Replacement | 8.9094 | 0.52998 | 21.9737 | 0.0076239 | 0.0017504 | 31.5613 | 2 year Payback
Commercial | High Efficiency Data Center Cooling | 0.55546 | 0.60895 | N/A | 29.7567 | 17.1868 | 129796.7956 | RIM | Commercial | Low U-Value Windows | 0.10483 | 0.57338 | N/A | 0.016344 | 0.00018275 | 43.9715 | TRC | Commercial | High Efficiency Chiller (Water cooled-positive displacement, 100 tons) | 0.97466 | 0.58445 | 1.7011 | 2.3266 | 0.10077 | 5909.4443 | RIM | Commercial | LED Linear - Lamp Replacement | 7.0283 | 0.52998 | 16.2161 | 0.0056262 | 0.0012918 | 23.2915 | 2 year Payback
Commercial | High Efficiency Data Center Cooling | 0.55546 | 0.60895 | N/A | 29.7567 | 17.1868 | 129796.7956 | RIM | Commercial | Low U-Value Windows | 0.10483 | 0.57338 | N/A | 0.016344 | 0.00018275 | 43.9715 | TRC | Commercial | High Efficiency Chiller (Water cooled-positive displacement, 100 tons) | 0.22239 | 0.58445 | 0.3737 | 0.51111 | 0.022138 | 1298.1939 | RIM | Commercial | LED Linear - Lamp Replacement | 6.4383 | 0.47338 | 16.7345 | 0.0057981 | 9.7112e-07 | 24.0361 | 2 year Payback
Commercial | High Efficiency Data Center Cooling | 0.55546 | 0.60895 | N/A | 29.7567 | 17.1868 | 129796.7956 | RIM | Commercial | Low U-Value Windows | 0.10483 | 0.57338 | N/A | 0.016344 | 0.00018275 | 43.9715 | TRC | Commercial | High Efficiency Chiller (Water cooled-positive displacement, 100 tons) | 0.88679 | 0.58445 | 1.5408 | 2.1073 | 0.091277 | 5352.4904 | RIM | Commercial | LED Linear - Lamp Replacement | 8.7172 | 0.47338 | 24.845 | 0.0086082 | 1.4418e-06 | 35.6854 | 2 year Payback
Commercial | High Efficiency Data Center Cooling | 0.55546 | 0.60895 | N/A | 29.7567 | 17.1868 | 129796.7956 | RIM | Commercial | Low U-Value Windows | 0.10483 | 0.57338 | N/A | 0.016344 | 0.00018275 | 43.9715 | TRC | Commercial | High Efficiency Chiller (Water cooled-positive displacement, 100 tons) | 0.97916 | 0.58445 | 1.7094 | 2.3379 | 0.10126 | 5938.111 | RIM | Commercial | LED Linear - Lamp Replacement | 5.4229 | 0.52998 | 11.8592 | 0.0041146 | 0.00094471 | 17.0336 | 2 year Payback
Commercial | High Efficiency Data Center Cooling | 0.55546 | 0.60895 | N/A | 29.7567 | 17.1868 | 129796.7956 | RIM | Commercial | Low U-Value Windows | 0.093949 | 0.51385 | N/A | 0.019403 | -0.0043666 | 43.9715 | TRC | Commercial | High Efficiency Chiller (Water cooled-positive displacement, 100 tons) | 0.49957 | 0.58445 | 0.85114 | 1.1641 | 0.050422 | 2956.7698 | RIM | Commercial | LED Linear - Lamp Replacement | 7.9896 | 0.52998 | 19.0625 | 0.0066138 | 0.0015185 | 27.3798 | 2 year Payback
Commercial | High Efficiency Data Center Cooling | 0.55546 | 0.60895 | N/A | 29.7567 | 17.1868 | 129796.7956 | RIM | Commercial | Low U-Value Windows | 0.089662 | 0.49041 | N/A | 0.015138 | -0.0025562 | 43.9715 | TRC | Commercial | High Efficiency Chiller (Water cooled-positive displacement, 100 tons) | 1.8359 | 0.58445 | 3.3527 | 4.5855 | 0.19862 | 11646.8882 | RIM | Commercial | Premium T8 - Fixture Replacement | 0.98486 | 0.53054 | 1.8802 | 0.0060897 | 0.0013931 | 25.1222 | TRC
Commercial | High Efficiency Data Center Cooling | 0.55546 | 0.60895 | N/A | 29.7567 | 17.1868 | 129796.7956 | RIM | Commercial | Low U-Value Windows | 0.10483 | 0.57338 | N/A | 0.016344 | 0.00018275 | 43.9715 | TRC | Commercial | High Efficiency Chiller (Water cooled-positive displacement, 100 tons) | 1.7474 | 0.58445 | 3.1759 | 4.3436 | 0.18814 | 11032.6008 | RIM | Commercial | Premium T8 - Fixture Replacement | 0.98486 | 0.53054 | 1.8802 | 0.0060897 | 0.0013931 | 25.1222 | TRC
Commercial | High Efficiency Data Center Cooling | 0.55546 | 0.60895 | N/A | 29.7567 | 17.1868 | 129796.7956 | RIM | Commercial | Low U-Value Windows | 0.10483 | 0.57338 | N/A | 0.016344 | 0.00018275 | 43.9715 | TRC | Commercial | High Efficiency Chiller (Water cooled-positive displacement, 100 tons) | 0.48877 | 0.58445 | 0.83228 | 1.1383 | 0.049305 | 2891.2458 | RIM | Commercial | Premium T8 - Lamp Replacement | 12.2529 | 0.52998 | 34.4402 | 0.0024454 | 0.00056146 | 10.1235 | 2 year Payback
Commercial | High Efficiency Data Center Cooling | 0.55546 | 0.60895 | N/A | 29.7567 | 17.1868 | 129796.7956 | RIM | Commercial | Low U-Value Windows | 0.10483 | 0.57338 | N/A | 0.016344 | 0.00018275 | 43.9715 | TRC | Commercial | High Efficiency Chiller (Water cooled-positive displacement, 100 tons) | 1.4246 | 0.58445 | 2.5452 | 3.481 | 0.15078 | 8841.6426 | RIM | Commercial | Premium T8 - Lamp Replacement | 14.4787 | 0.48229 | 52.7859 | 0.001607 | 0.0015431 | 15.5162 | 2 year Payback
Commercial | High Efficiency DX 135k- less than 240k BTU | 0.52764 | 0.59751 | N/A | 0.81225 | 0 | 1964.2604 | RIM | Commercial | Low U-Value Windows | 0.10483 | 0.57338 | N/A | 0.016344 | 0.00018275 | 43.9715 | TRC | Commercial | High Efficiency Chiller (Water cooled-positive displacement, 100 tons) | 0.50497 | 0.58445 | 0.86057 | 1.177 | 0.050981 | 2989.5318 | RIM | Commercial | Premium T8 - Lamp Replacement | 16.0546 | 0.47338 | 66.3896 | 0.0047075 | 7.8845e-07 | 19.5149 | 2 year Payback
Commercial | High Efficiency DX 135k- less than 240k BTU | 0.58537 | 0.59751 | N/A | 0.90112 | 0 | 2179.1719 | RIM | Commercial | Low U-Value Windows | 0.089662 | 0.49041 | N/A | 0.015138 | -0.0025562 | 43.9715 | TRC | Commercial | High Efficiency Chiller (Water cooled-positive displacement, 100 tons) | 0.99266 | 0.58445 | 1.7341 | 2.3717 | 0.10273 | 6024.1113 | RIM | Commercial | Premium T8 - Lamp Replacement | 17.0916 | 0.52998 | 60.2105 | 0.0042752 | 0.00098159 | 17.6986 | 2 year Payback
Commercial | High Efficiency DX 135k- less than 240k BTU | 0.29148 | 0.59751 | N/A | 0.44869 | 0 | 1085.0773 | RIM | Commercial | Programmable Thermostat | 0.25466 | 0.27235 | N/A | 0.020551 | -0.2844 | 1730.8165 | TRC | Commercial | High Efficiency Chiller (Water cooled-positive displacement, 100 tons) | 1.3994 | 0.58445 | 2.4968 | 3.4149 | 0.14791 | 8673.7374 | RIM | Commercial | Premium T8 - Lamp Replacement | 18.036 | 0.48229 | 81.4542 | 0.0024798 | 0.0023811 | 23.943 | 2 year Payback
Commercial | High Efficiency DX 135k- less than 240k BTU | 1.1481 | 0.59751 | N/A | 1.7674 | 0 | 4274.1826 | RIM | Commercial | Programmable Thermostat | 0.57795 | 0.39868 | N/A | 0.86408 | 0.25527 | 10337.4835 | TRC | Commercial | High Efficiency Chiller (Water cooled-positive displacement, 100 tons) | 1.1132 | 0.58445 | 1.9569 | 2.6765 | 0.11593 | 6798.1133 | RIM | Commercial | Premium T8 - Lamp Replacement | 13.3884 | 0.52998 | 39.5056 | 0.0028051 | 0.00064404 | 11.6125 | 2 year Payback
Commercial | High Efficiency DX 135k- less than 240k BTU | 1.0876 | 0.59751 | N/A | 1.6742 | 0 | 4048.751 | RIM | Commercial | Programmable Thermostat | 0.72757 | 0.27235 | N/A | 0.086367 | -1.1952 | 7273.7057 | TRC | Commercial | High Efficiency Chiller (Water cooled-positive displacement, 100 tons) | 0.97466 | 0.58445 | 1.7011 | 2.3266 | 0.10077 | 5909.4443 | RIM | Commercial | Premium T8 - Lamp Replacement | 12.9471 | 0.47338 | 44.9543 | 0.0031876 | 5.3388e-07 | 13.2141 | 2 year Payback
Commercial | High Efficiency DX 135k- less than 240k BTU | 0.28502 | 0.59751 | N/A | 0.43875 | 0 | 1061.0313 | RIM | Commercial | Programmable Thermostat | 0.79499 | 0.27235 | N/A | 0.099841 | -1.3816 | 8408.4813 | TRC | Commercial | High Efficiency Chiller (Water cooled-positive displacement, 100 tons) | 0.22239 | 0.58445 | 0.3737 | 0.51111 | 0.022138 | 1298.1939 | RIM | Commercial | Premium T8 - Lamp Replacement | 15.9105 | 0.52998 | 52.7859 | 0.003748 | 0.00086055 | 15.5162 | 2 year Payback
Commercial | High Efficiency DX 135k- less than 240k BTU | 0.8716 | 0.59751 | N/A | 1.3417 | 0 | 3244.7118 | RIM | Commercial | Programmable Thermostat | 0.63467 | 0.27235 | N/A | 0.95185 | -13.172 | 80163.8039 | TRC | Commercial | High Efficiency Data Center Cooling | 0.54803 | 0.60003 | 0.91216 | 29.7567 | 17.1868 | 129796.7956 | RIM | Commercial | Premium T8 - Lamp Replacement | 13.2701 | 0.52998 | 38.9548 | 0.002766 | 0.00063506 | 11.4506 | 2 year Payback
Commercial | High Efficiency DX 135k- less than 240k BTU | 0.29471 | 0.59751 | N/A | 0.45367 | 0 | 1097.1003 | RIM | Commercial | Programmable Thermostat | 0.76193 | 0.27235 | N/A | 0.071151 | -0.98461 | 5992.2752 | TRC | Commercial | High Efficiency Data Center Cooling | 0.54803 | 0.60003 | 0.91216 | 29.7567 | 17.1868 | 129796.7956 | RIM | Commercial | Premium T8 - Lamp Replacement | 12.0899 | 0.47338 | 40.2002 | 0.0028505 | 4.7742e-07 | 11.8166 | 2 year Payback
Commercial | High Efficiency DX 135k- less than 240k BTU | 0.59385 | 0.59751 | N/A | 0.91417 | 0 | 2210.7323 | RIM | Commercial | Programmable Thermostat | 0.92082 | 0.5676 | N/A | 0.70282 | -0.0013337 | 1896.5464 | TRC | Commercial | High Efficiency Data Center Cooling | 0.54803 | 0.60003 | 0.91216 | 29.7567 | 17.1868 | 129796.7956 | RIM | Commercial | Premium T8 - Lamp Replacement | 15.1952 | 0.47338 | 59.6836 | 0.004232 | 7.0881e-07 | 17.5437 | 2 year Payback
Commercial | High Efficiency DX 135k- less than 240k BTU | 0.85505 | 0.59751 | N/A | 1.3163 | 0 | 3183.0938 | RIM | Commercial | Programmable Thermostat | 0.37029 | 0.27235 | N/A | 0.084157 | -1.1646 | 7087.571 | TRC | Commercial | High Efficiency Data Center Cooling | 0.54803 | 0.60003 | 0.91216 | 29.7567 | 17.1868 | 129796.7956 | RIM | Commercial | Premium T8 - Lamp Replacement | 10.7652 | 0.52998 | 28.4886 | 0.0020228 | 0.00046444 | 8.3741 | 2 year Payback
Commercial | High Efficiency DX 135k- less than 240k BTU | 0.67015 | 0.59751 | N/A | 1.0316 | 0 | 2494.7761 | RIM | Commercial | Programmable Thermostat | 0.13636 | 0.27235 | N/A | 0.0083602 | -0.11569 | 704.082 | TRC | Commercial | High Efficiency Data Center Cooling | 0.54803 | 0.60003 | 0.91216 | 29.7567 | 17.1868 | 129796.7956 | RIM | Commercial | Premium T8 - Lamp Replacement | 14.6562 | 0.52998 | 45.7925 | 0.0032515 | 0.00074654 | 13.4605 | 2 year Payback
Commercial | High Efficiency DX 135k- less than 240k BTU | 0.58255 | 0.59751 | N/A | 0.89677 | 0 | 2168.6517 | RIM | Commercial | Programmable Thermostat | 0.25466 | 0.27235 | N/A | 0.020551 | -0.2844 | 1730.8165 | TRC | Commercial | High Efficiency Data Center Cooling | 0.54803 | 0.60003 | 0.91216 | 29.7567 | 17.1868 | 129796.7956 | RIM | Commercial | Premium T8 - Lamp Replacement | 12.2529 | 0.52998 | 34.4402 | 0.0024454 | 0.00056146 | 10.1235 | 2 year Payback
Commercial | High Efficiency DX 135k- less than 240k BTU | 0.12797 | 0.59751 | N/A | 0.197 | 0 | 476.4121 | RIM | Commercial | Programmable Thermostat | 0.57795 | 0.39868 | N/A | 0.86408 | 0.25527 | 10337.4835 | TRC | Commercial | High Efficiency Data Center Cooling | 0.54803 | 0.60003 | 0.91216 | 29.7567 | 17.1868 | 129796.7956 | RIM | Commercial | Premium T8 - Lamp Replacement | 14.4787 | 0.48229 | 52.7859 | 0.001607 | 0.0015431 | 15.5162 | 2 year Payback
Commercial | High Efficiency DX 135k- less than 240k BTU | 0.52764 | 0.59751 | N/A | 0.81225 | 0 | 1964.2604 | RIM | Commercial | Programmable Thermostat | 0.72757 | 0.27235 | N/A | 0.086367 | -1.1952 | 7273.7057 | TRC | Commercial | High Efficiency Data Center Cooling | 0.54803 | 0.60003 | 0.91216 | 29.7567 | 17.1868 | 129796.7956 | RIM | Commercial | Premium T8 - Lamp Replacement | 16.0546 | 0.47338 | 66.3896 | 0.0047075 | 7.8845e-07 | 19.5149 | 2 year Payback
Commercial | High Efficiency DX 135k- less than 240k BTU | 0.58537 | 0.59751 | N/A | 0.90112 | 0 | 2179.1719 | RIM | Commercial | Programmable Thermostat | 0.79499 | 0.27235 | N/A | 0.099841 | -1.3816 | 8408.4813 | TRC | Commercial | High Efficiency Data Center Cooling | 0.54803 | 0.60003 | 0.91216 | 29.7567 | 17.1868 | 129796.7956 | RIM | Commercial | Premium T8 - Lamp Replacement | 17.0916 | 0.52998 | 60.2105 | 0.0042752 | 0.00098159 | 17.6986 | 2 year Payback
Commercial | High Efficiency DX 135k- less than 240k BTU | 0.29148 | 0.59751 | N/A | 0.44869 | 0 | 1085.0773 | RIM | Commercial | Programmable Thermostat | 0.63467 | 0.27235 | N/A | 0.95185 | -13.172 | 80163.8039 | TRC | Commercial | High Efficiency Data Center Cooling | 0.54803 | 0.60003 | 0.91216 | 29.7567 | 17.1868 | 129796.7956 | RIM | Commercial | Premium T8 - Lamp Replacement | 18.036 | 0.48229 | 81.4542 | 0.0024798 | 0.0023811 | 23.943 | 2 year Payback
Commercial | High Efficiency DX 135k- less than 240k BTU | 1.1481 | 0.59751 | N/A | 1.7674 | 0 | 4274.1826 | RIM | Commercial | Programmable Thermostat | 0.76193 | 0.27235 | N/A | 0.071151 | -0.98461 | 5992.2752 | TRC | Commercial | High Efficiency Data Center Cooling | 0.54803 | 0.60003 | 0.91216 | 29.7567 | 17.1868 | 129796.7956 | RIM | Commercial | Premium T8 - Lamp Replacement | 13.3884 | 0.52998 | 39.5056 | 0.0028051 | 0.00064404 | 11.6125 | 2 year Payback
Commercial | High Efficiency DX 135k- less than 240k BTU | 1.0876 | 0.59751 | N/A | 1.6742 | 0 | 4048.751 | RIM | Commercial | Programmable Thermostat | 0.92082 | 0.5676 | N/A | 0.70282 | -0.0013337 | 1896.5464 | TRC | Commercial | High Efficiency Data Center Cooling | 0.54803 | 0.60003 | 0.91216 | 29.7567 | 17.1868 | 129796.7956 | RIM | Commercial | Premium T8 - Lamp Replacement | 12.9471 | 0.47338 | 44.9543 | 0.0031876 | 5.3388e-07 | 13.2141 | 2 year Payback
Commercial | High Efficiency DX 135k- less than 240k BTU | 0.28502 | 0.59751 | N/A | 0.43875 | 0 | 1061.0313 | RIM | Commercial | Programmable Thermostat | 0.37029 | 0.27235 | N/A | 0.084157 | -1.1646 | 7087.571 | TRC | Commercial | High Efficiency Data Center Cooling | 0.54803 | 0.60003 | 0.91216 | 29.7567 | 17.1868 | 129796.7956 | RIM | Commercial | Premium T8 - Lamp Replacement | 15.9105 | 0.52998 | 52.7859 | 0.003748 | 0.00086055 | 15.5162 | 2 year Payback
Commercial | High Efficiency DX 135k- less than 240k BTU | 0.8716 | 0.59751 | N/A | 1.3417 | 0 | 3244.7118 | RIM | Commercial | Programmable Thermostat | 0.13636 | 0.27235 | N/A | 0.0083602 | -0.11569 | 704.082 | TRC | Commercial | High Efficiency Data Center Cooling | 0.54803 | 0.60003 | 0.91216 | 29.7567 | 17.1868 | 129796.7956 | RIM | Commercial | Premium T8 - Lamp Replacement | 13.2701 | 0.52998 | 38.9548 | 0.002766 | 0.00063506 | 11.4506 | 2 year Payback
Commercial | High Efficiency DX 135k- less than 240k BTU | 0.29471 | 0.59751 | N/A | 0.45367 | 0 | 1097.1003 | RIM | Commercial | Roof Insulation | 0.43827 | 0.7957 | N/A | 5.0069e-06 | 0.00011287 | 0.25021 | TRC | Commercial | High Efficiency Data Center Cooling | 0.54803 | 0.60003 | 0.91216 | 29.7567 | 17.1868 | 129796.7956 | RIM | Commercial | Premium T8 - Lamp Replacement | 12.0899 | 0.47338 | 40.2002 | 0.0028505 | 4.7742e-07 | 11.8166 | 2 year Payback
Commercial | High Efficiency DX 135k- less than 240k BTU | 0.59385 | 0.59751 | N/A | 0.91417 | 0 | 2210.7323 | RIM | Commercial | Roof Insulation | 0.46767 | 0.84909 | N/A | 0.00010348 | 6.0955e-05 | 0.25021 | TRC | Commercial | High Efficiency Data Center Cooling | 0.54803 | 0.60003 | 0.91216 | 29.7567 | 17.1868 | 129796.7956 | RIM | Commercial | Premium T8 - Lamp Replacement | 15.1952 | 0.47338 | 59.6836 | 0.004232 | 7.0881e-07 | 17.5437 | 2 year Payback
Commercial | High Efficiency DX 135k- less than 240k BTU | 0.85505 | 0.59751 | N/A | 1.3163 | 0 | 3183.0938 | RIM | Commercial | Roof Insulation | 0.51608 | 0.93698 | N/A | 5.1061e-05 | 0.00011677 | 0.25021 | TRC | Commercial | High Efficiency Data Center Cooling | 0.54803 | 0.60003 | 0.91216 | 29.7567 | 17.1868 | 129796.7956 | RIM | Commercial | Premium T8 - Lamp Replacement | 10.7652 | 0.52998 | 28.4886 | 0.0020228 | 0.00046444 | 8.3741 | 2 year Payback
Commercial | High Efficiency DX 135k- less than 240k BTU | 0.67015 | 0.59751 | N/A | 1.0316 | 0 | 2494.7761 | RIM | Commercial | Roof Insulation | 0.43827 | 0.7957 | N/A | 5.0069e-06 | 0.00011287 | 0.25021 | TRC | Commercial | High Efficiency Data Center Cooling | 0.54803 | 0.60003 | 0.91216 | 29.7567 | 17.1868 | 129796.7956 | RIM | Commercial | Premium T8 - Lamp Replacement | 14.6562 | 0.52998 | 45.7925 | 0.0032515 | 0.00074654 | 13.4605 | 2 year Payback
Commercial | High Efficiency DX 135k- less than 240k BTU | 0.58255 | 0.59751 | N/A | 0.89677 | 0 | 2168.6517 | RIM | Commercial | Roof Insulation | 0.46767 | 0.84909 | N/A | 0.00010348 | 6.0955e-05 | 0.25021 | TRC | Commercial | High Efficiency Data Center Cooling | 0.54803 | 0.60003 | 0.91216 | 29.7567 | 17.1868 | 129796.7956 | RIM | Commercial | ENERGY STAR Commercial Clothes Washer | 0.85615 | 0.30926 | 2.8853 | 0 | 0 | 1060.1591 | TRC
Commercial | High Efficiency DX 135k- less than 240k BTU | 0.12797 | 0.59751 | N/A | 0.197 | 0 | 476.4121 | RIM | Commercial | Roof Insulation | 0.43827 | 0.7957 | N/A | 5.0069e-06 | 0.00011287 | 0.25021 | TRC | Commercial | High Efficiency Data Center Cooling | 0.54803 | 0.60003 | 0.91216 | 29.7567 | 17.1868 | 129796.7956 | RIM | Commercial | ENERGY STAR Commercial Clothes Washer | 0.85615 | 0.30926 | 2.8853 | 0 | 0 | 1060.1591 | TRC
Commercial | High Efficiency PTAC | 6.3889 | 0.65463 | N/A | 0.40872 | 0 | 821.5157 | RIM | Commercial | Roof Insulation | 0.46767 | 0.84909 | N/A | 0.00010348 | 6.0955e-05 | 0.25021 | TRC | Commercial | High Efficiency Data Center Cooling | 0.54803 | 0.60003 | 0.91216 | 29.7567 | 17.1868 | 129796.7956 | RIM | Commercial | ENERGY STAR Commercial Clothes Washer | 0.85615 | 0.30926 | 2.8853 | 0 | 0 | 1060.1591 | TRC
Commercial | High Efficiency PTAC | 5.528 | 0.51056 | N/A | 0.26032 | 0 | 911.3984 | RIM | Commercial | Roof Insulation | 0.43827 | 0.7957 | N/A | 5.0069e-06 | 0.00011287 | 0.25021 | TRC | Commercial | High Efficiency Data Center Cooling | 0.54803 | 0.60003 | 0.91216 | 29.7567 | 17.1868 | 129796.7956 | RIM | Commercial | ENERGY STAR Commercial Clothes Washer | 0.85615 | 0.30926 | 2.8853 | 0 | 0 | 1060.1591 | TRC
Commercial | High Efficiency PTAC | 3.5293 | 0.65463 | N/A | 0.22578 | 0 | 453.8135 | RIM | Commercial | Roof Insulation | 0.43827 | 0.7957 | N/A | 5.0069e-06 | 0.00011287 | 0.25021 | TRC | Commercial | High Efficiency Data Center Cooling | 0.54803 | 0.60003 | 0.91216 | 29.7567 | 17.1868 | 129796.7956 | RIM | Commercial | ENERGY STAR Commercial Clothes Washer | 0.85615 | 0.30926 | 2.8853 | 0 | 0 | 1060.1591 | TRC
Commercial | High Efficiency PTAC | 13.9021 | 0.65463 | N/A | 0.88935 | 0 | 1787.5979 | RIM | Commercial | Roof Insulation | 0.51608 | 0.93698 | N/A | 5.1061e-05 | 0.00011677 | 0.25021 | TRC | Commercial | High Efficiency Data Center Cooling | 0.54803 | 0.60003 | 0.91216 | 29.7567 | 17.1868 | 129796.7956 | RIM | Commercial | ENERGY STAR Commercial Clothes Washer | 0.85615 | 0.30926 | 2.8853 | 0 | 0 | 1060.1591 | TRC
Commercial | High Efficiency PTAC | 10.2707 | 0.51056 | N/A | 0.48365 | 0 | 1693.3154 | RIM | Commercial | Roof Insulation | 0.51608 | 0.93698 | N/A | 5.1061e-05 | 0.00011677 | 0.25021 | TRC | Commercial | High Efficiency Data Center Cooling | 0.54803 | 0.60003 | 0.91216 | 29.7567 | 17.1868 | 129796.7956 | RIM | Commercial | ENERGY STAR Commercial Clothes Washer | 0.85615 | 0.30926 | 2.8853 | 0 | 0 | 1060.1591 | TRC
Commercial | High Efficiency PTAC | 3.4511 | 0.65463 | N/A | 0.22078 | 0 | 443.7567 | RIM | Commercial | Roof Insulation | 0.43827 | 0.7957 | N/A | 5.0069e-06 | 0.00011287 | 0.25021 | TRC | Commercial | High Efficiency Data Center Cooling | 0.54803 | 0.60003 | 0.91216 | 29.7567 | 17.1868 | 129796.7956 | RIM | Commercial | ENERGY STAR Commercial Clothes Washer | 0.85615 | 0.30926 | 2.8853 | 0 | 0 | 1060.1591 | TRC
Commercial | High Efficiency PTAC | 10.5537 | 0.65463 | N/A | 0.67515 | 0 | 1357.0408 | RIM | Commercial | Roof Insulation | 0.33189 | 0.60256 | N/A | 2.8393e-05 | 5.0661e-05 | 0.25021 | TRC | Commercial | High Efficiency DX 135k- less than 240k BTU | 0.51427 | 0.58043 | 0.88306 | 0.81225 | 0 | 1964.2604 | RIM | Commercial | ENERGY STAR Commercial Clothes Washer | 0.85615 | 0.30926 | 2.8853 | 0 | 0 | 1060.1591 | TRC
Commercial | High Efficiency PTAC | 3.2588 | 0.59784 | N/A | 0.18996 | 0 | 458.8419 | RIM | Commercial | Roof Insulation | 0.21776 | 0.7957 | N/A | 2.4877e-06 | 5.6079e-05 | 0.12432 | TRC | Commercial | High Efficiency DX 135k- less than 240k BTU | 0.56896 | 0.58043 | 0.97968 | 0.90112 | 0 | 2179.1719 | RIM | Commercial | ENERGY STAR Commercial Clothes Washer | 0.85615 | 0.30926 | 2.8853 | 0 | 0 | 1060.1591 | TRC
Commercial | High Efficiency PTAC | 6.5668 | 0.59784 | N/A | 0.38277 | 0 | 924.598 | RIM | Commercial | Roof Insulation | 0.23237 | 0.84909 | N/A | 5.1417e-05 | 3.0286e-05 | 0.12432 | TRC | Commercial | High Efficiency DX 135k- less than 240k BTU | 0.28735 | 0.58043 | 0.48781 | 0.44869 | 0 | 1085.0773 | RIM | Commercial | ENERGY STAR Water Cooler | 4.8497 | 0.60041 | 9.6417 | 0.095219 | 0.095219 | 547.5 | 2 year Payback
Commercial | High Efficiency PTAC | 10.3533 | 0.65463 | N/A | 0.66233 | 0 | 1331.2702 | RIM | Commercial | Roof Insulation | 0.25642 | 0.93698 | N/A | 2.537e-05 | 5.8021e-05 | 0.12432 | TRC | Commercial | High Efficiency DX 135k- less than 240k BTU | 1.0867 | 0.58043 | 1.9215 | 1.7674 | 0 | 4274.1826 | RIM | Commercial | ENERGY STAR Water Cooler | 4.8497 | 0.60041 | 9.6417 | 0.095219 | 0.095219 | 547.5 | 2 year Payback
Commercial | High Efficiency PTAC | 8.1145 | 0.65463 | N/A | 0.5191 | 0 | 1043.394 | RIM | Commercial | Roof Insulation | 0.21776 | 0.7957 | N/A | 2.4877e-06 | 5.6079e-05 | 0.12432 | TRC | Commercial | High Efficiency DX 135k- less than 240k BTU | 1.0323 | 0.58043 | 1.8202 | 1.6742 | 0 | 4048.751 | RIM | Commercial | ENERGY STAR Water Cooler | 4.8497 | 0.60041 | 9.6417 | 0.095219 | 0.095219 | 547.5 | 2 year Payback
Commercial | High Efficiency PTAC | 7.0537 | 0.65463 | N/A | 0.45124 | 0 | 906.9985 | RIM | Commercial | Roof Insulation | 0.23237 | 0.84909 | N/A | 5.1417e-05 | 3.0286e-05 | 0.12432 | TRC | Commercial | High Efficiency DX 135k- less than 240k BTU | 0.28107 | 0.58043 | 0.477 | 0.43875 | 0 | 1061.0313 | RIM | Commercial | ENERGY STAR Water Cooler | 4.8497 | 0.60041 | 9.6417 | 0.095219 | 0.095219 | 547.5 | 2 year Payback
Commercial | High Efficiency PTAC | 1.5496 | 0.65463 | N/A | 0.09913 | 0 | 199.2505 | RIM | Commercial | Roof Insulation | 0.21776 | 0.7957 | N/A | 2.4877e-06 | 5.6079e-05 | 0.12432 | TRC | Commercial | High Efficiency DX 135k- less than 240k BTU | 0.83571 | 0.58043 | 1.4587 | 1.3417 | 0 | 3244.7118 | RIM | Commercial | ENERGY STAR Water Cooler | 4.8497 | 0.60041 | 9.6417 | 0.095219 | 0.095219 | 547.5 | 2 year Payback
Commercial | High Efficiency PTAC | 6.3889 | 0.65463 | N/A | 0.40872 | 0 | 821.5157 | RIM | Commercial | Roof Insulation | 0.23237 | 0.84909 | N/A | 5.1417e-05 | 3.0286e-05 | 0.12432 | TRC | Commercial | High Efficiency DX 135k- less than 240k BTU | 0.29049 | 0.58043 | 0.49322 | 0.45367 | 0 | 1097.1003 | RIM | Commercial | ENERGY STAR Water Cooler | 4.8497 | 0.60041 | 9.6417 | 0.095219 | 0.095219 | 547.5 | 2 year Payback
Commercial | High Efficiency PTAC | 5.528 | 0.51056 | N/A | 0.26032 | 0 | 911.3984 | RIM | Commercial | Roof Insulation | 0.21776 | 0.7957 | N/A | 2.4877e-06 | 5.6079e-05 | 0.12432 | TRC | Commercial | High Efficiency DX 135k- less than 240k BTU | 0.57697 | 0.58043 | 0.99387 | 0.91417 | 0 | 2210.7323 | RIM | Commercial | ENERGY STAR Water Cooler | 4.8497 | 0.60041 | 9.6417 | 0.095219 | 0.095219 | 547.5 | 2 year Payback
Commercial | High Efficiency PTAC | 3.5293 | 0.65463 | N/A | 0.22578 | 0 | 453.8135 | RIM | Commercial | Roof Insulation | 0.21776 | 0.7957 | N/A | 2.4877e-06 | 5.6079e-05 | 0.12432 | TRC | Commercial | High Efficiency DX 135k- less than 240k BTU | 0.82048 | 0.58043 | 1.431 | 1.3163 | 0 | 3183.0938 | RIM | Commercial | ENERGY STAR Water Cooler | 4.8497 | 0.60041 | 9.6417 | 0.095219 | 0.095219 | 547.5 | 2 year Payback
Commercial | High Efficiency PTAC | 13.9021 | 0.65463 | N/A | 0.88935 | 0 | 1787.5979 | RIM | Commercial | Roof Insulation | 0.25642 | 0.93698 | N/A | 2.537e-05 | 5.8021e-05 | 0.12432 | TRC | Commercial | High Efficiency DX 135k- less than 240k BTU | 0.64873 | 0.58043 | 1.1216 | 1.0316 | 0 | 2494.7761 | RIM | Commercial | ENERGY STAR Water Cooler | 4.8497 | 0.60041 | 9.6417 | 0.095219 | 0.095219 | 547.5 | 2 year Payback
Commercial | High Efficiency PTAC | 10.2707 | 0.51056 | N/A | 0.48365 | 0 | 1693.3154 | RIM | Commercial | Roof Insulation | 0.25642 | 0.93698 | N/A | 2.537e-05 | 5.8021e-05 | 0.12432 | TRC | Commercial | High Efficiency DX 135k- less than 240k BTU | 0.56629 | 0.58043 | 0.97495 | 0.89677 | 0 | 2168.6517 | RIM | Commercial | ENERGY STAR Water Cooler | 4.8497 | 0.60041 | 9.6417 | 0.095219 | 0.095219 | 547.5 | 2 year Payback
Commercial | High Efficiency PTAC | 3.4511 | 0.65463 | N/A | 0.22078 | 0 | 443.7567 | RIM | Commercial | Roof Insulation | 0.21776 | 0.7957 | N/A | 2.4877e-06 | 5.6079e-05 | 0.12432 | TRC | Commercial | High Efficiency DX 135k- less than 240k BTU | 0.12717 | 0.58043 | 0.21418 | 0.197 | 0 | 476.4121 | RIM | Commercial | ENERGY STAR Water Cooler | 4.8497 | 0.60041 | 9.6417 | 0.095219 | 0.095219 | 547.5 | 2 year Payback
Commercial | High Efficiency PTAC | 10.5537 | 0.65463 | N/A | 0.67515 | 0 | 1357.0408 | RIM | Commercial | Roof Insulation | 0.1649 | 0.60256 | N/A | 1.4108e-05 | 2.5171e-05 | 0.12432 | TRC | Commercial | High Efficiency DX 135k- less than 240k BTU | 0.51427 | 0.58043 | 0.88306 | 0.81225 | 0 | 1964.2604 | RIM | Commercial | ENERGY STAR Water Cooler | 4.8497 | 0.60041 | 9.6417 | 0.095219 | 0.095219 | 547.5 | 2 year Payback
Commercial | High Efficiency PTAC | 3.2588 | 0.59784 | N/A | 0.18996 | 0 | 458.8419 | RIM | Commercial | Smart Thermostat | 0.41045 | 0.27235 | N/A | 0.057087 | -0.78999 | 4807.8235 | TRC | Commercial | High Efficiency DX 135k- less than 240k BTU | 0.56896 | 0.58043 | 0.97968 | 0.90112 | 0 | 2179.1719 | RIM | Commercial | ENERGY STAR Water Cooler | 4.8497 | 0.60041 | 9.6417 | 0.095219 | 0.095219 | 547.5 | 2 year Payback
Commercial | High Efficiency PTAC | 6.5668 | 0.59784 | N/A | 0.38277 | 0 | 924.598 | RIM | Commercial | Smart Thermostat | 0.90008 | 0.27235 | N/A | 2.644 | -36.5889 | 222677.233 | TRC | Commercial | High Efficiency DX 135k- less than 240k BTU | 0.28735 | 0.58043 | 0.48781 | 0.44869 | 0 | 1085.0773 | RIM | Commercial | ENERGY STAR Water Cooler | 4.8497 | 0.60041 | 9.6417 | 0.095219 | 0.095219 | 547.5 | 2 year Payback
Commercial | High Efficiency PTAC | 10.3533 | 0.65463 | N/A | 0.66233 | 0 | 1331.2702 | RIM | Commercial | Smart Thermostat | 0.57302 | 0.27235 | N/A | 0.23377 | -3.235 | 19687.6973 | TRC | Commercial | High Efficiency DX 135k- less than 240k BTU | 1.0867 | 0.58043 | 1.9215 | 1.7674 | 0 | 4274.1826 | RIM | Commercial | ENERGY STAR Water Cooler | 4.8497 | 0.60041 | 9.6417 | 0.095219 | 0.095219 | 547.5 | 2 year Payback
Commercial | High Efficiency PTAC | 8.1145 | 0.65463 | N/A | 0.5191 | 0 | 1043.394 | RIM | Commercial | Smart Thermostat | 0.22953 | 0.27235 | N/A | 0.023223 | -0.32136 | 1955.7834 | TRC | Commercial | High Efficiency DX 135k- less than 240k BTU | 1.0323 | 0.58043 | 1.8202 | 1.6742 | 0 | 4048.751 | RIM | Commercial | ENERGY STAR Water Cooler | 4.8497 | 0.60041 | 9.6417 | 0.095219 | 0.095219 | 547.5 | 2 year Payback
Commercial | High Efficiency PTAC | 7.0537 | 0.65463 | N/A | 0.45124 | 0 | 906.9985 | RIM | Commercial | Smart Thermostat | 0.41045 | 0.27235 | N/A | 0.057087 | -0.78999 | 4807.8235 | TRC | Commercial | High Efficiency DX 135k- less than 240k BTU | 0.28107 | 0.58043 | 0.477 | 0.43875 | 0 | 1061.0313 | RIM | Commercial | ENERGY STAR Water Cooler | 4.8497 | 0.60041 | 9.6417 | 0.095219 | 0.095219 | 547.5 | 2 year Payback
Commercial | High Efficiency PTAC | 1.5496 | 0.65463 | N/A | 0.09913 | 0 | 199.2505 | RIM | Commercial | Smart Thermostat | 0.90008 | 0.27235 | N/A | 2.644 | -36.5889 | 222677.233 | TRC | Commercial | High Efficiency DX 135k- less than 240k BTU | 0.83571 | 0.58043 | 1.4587 | 1.3417 | 0 | 3244.7118 | RIM | Commercial | ENERGY STAR Water Cooler | 4.8497 | 0.60041 | 9.6417 | 0.095219 | 0.095219 | 547.5 | 2 year Payback
Commercial | High Efficiency PTHP | 6.416 | 0.65472 | N/A | 0.41028 | 0.00015022 | 824.8913 | RIM | Commercial | Smart Thermostat | 0.57302 | 0.27235 | N/A | 0.23377 | -3.235 | 19687.6973 | TRC | Commercial | High Efficiency DX 135k- less than 240k BTU | 0.29049 | 0.58043 | 0.49322 | 0.45367 | 0 | 1097.1003 | RIM | Commercial | ENERGY STAR Water Cooler | 4.8497 | 0.60041 | 9.6417 | 0.095219 | 0.095219 | 547.5 | 2 year Payback
Commercial | High Efficiency PTHP | 6.5055 | 0.59862 | N/A | 0.26026 | 0.078693 | 914.774 | RIM | Commercial | Smart Thermostat | 0.22953 | 0.27235 | N/A | 0.023223 | -0.32136 | 1955.7834 | TRC | Commercial | High Efficiency DX 135k- less than 240k BTU | 0.57697 | 0.58043 | 0.99387 | 0.91417 | 0 | 2210.7323 | RIM | Commercial | ENERGY STAR Water Cooler | 4.8497 | 0.60041 | 9.6417 | 0.095219 | 0.095219 | 547.5 | 2 year Payback
Commercial | High Efficiency PTHP | 3.5749 | 0.65472 | N/A | 0.2286 | 8.37e-05 | 459.6197 | RIM | Commercial | Wall Insulation | 0 | 0 | N/A | 0 | 0 | 0 | TRC | Commercial | High Efficiency DX 135k- less than 240k BTU | 0.82048 | 0.58043 | 1.431 | 1.3163 | 0 | 3183.0938 | RIM | Commercial | ENERGY STAR Water Cooler | 4.8497 | 0.60041 | 9.6417 | 0.095219 | 0.095219 | 547.5 | 2 year Payback
Commercial | High Efficiency PTHP | 13.9452 | 0.65472 | N/A | 0.89173 | 0.0003265 | 1792.891 | RIM | Commercial | Wall Insulation | 0 | 0 | N/A | 0 | 0 | 0 | TRC | Commercial | High Efficiency DX 135k- less than 240k BTU | 0.64873 | 0.58043 | 1.1216 | 1.0316 | 0 | 2494.7761 | RIM | Commercial | ENERGY STAR Water Cooler | 4.8497 | 0.60041 | 9.6417 | 0.095219 | 0.095219 | 547.5 | 2 year Payback
Commercial | High Efficiency PTHP | 12.085 | 0.59862 | N/A | 0.48347 | 0.14619 | 1699.3375 | RIM | Commercial | Wall Insulation | 0 | 0 | N/A | 0 | 0 | 0 | TRC | Commercial | High Efficiency DX 135k- less than 240k BTU | 0.56629 | 0.58043 | 0.97495 | 0.89677 | 0 | 2168.6517 | RIM | Commercial | ENERGY STAR Water Cooler | 4.8497 | 0.60041 | 9.6417 | 0.095219 | 0.095219 | 547.5 | 2 year Payback
Commercial | High Efficiency PTHP | 3.4745 | 0.65472 | N/A | 0.22217 | 8.1347e-05 | 446.7003 | RIM | Commercial | Wall Insulation | 0 | 0 | N/A | 0 | 0 | 0 | TRC | Commercial | High Efficiency DX 135k- less than 240k BTU | 0.12717 | 0.58043 | 0.21418 | 0.197 | 0 | 476.4121 | RIM | Commercial | ENERGY STAR Water Cooler | 4.8497 | 0.60041 | 9.6417 | 0.095219 | 0.095219 | 547.5 | 2 year Payback
Commercial | High Efficiency PTHP | 10.5828 | 0.65472 | N/A | 0.67672 | 0.00024778 | 1360.6055 | RIM | Commercial | Wall Insulation | 0 | 0 | N/A | 0 | 0 | 0 | TRC | Commercial | High Efficiency PTAC | 4.9629 | 0.63591 | 9.7596 | 0.40872 | 0 | 821.5157 | RIM | Commercial | ENERGY STAR Water Cooler | 4.8497 | 0.60041 | 9.6417 | 0.095219 | 0.095219 | 547.5 | 2 year Payback
Commercial | High Efficiency PTHP | 3.5834 | 0.65472 | N/A | 0.22914 | 8.3898e-05 | 460.7053 | RIM | Commercial | Wall Insulation | 0 | 0 | N/A | 0 | 0 | 0 | TRC | Commercial | High Efficiency PTAC | 4.1918 | 0.49596 | 10.8274 | 0.26032 | 0 | 911.3984 | RIM | Commercial | ENERGY STAR Water Cooler | 4.8497 | 0.60041 | 9.6417 | 0.095219 | 0.095219 | 547.5 | 2 year Payback
Commercial | High Efficiency PTHP | 7.2069 | 0.65472 | N/A | 0.46085 | 0.00016873 | 926.5693 | RIM | Commercial | Wall Insulation | 0 | 0 | N/A | 0 | 0 | 0 | TRC | Commercial | High Efficiency PTAC | 3.0458 | 0.63591 | 5.3913 | 0.22578 | 0 | 453.8135 | RIM | Commercial | Heat Pump Pool Heater | 4.0557 | 0.34614 | 15.5337 | 0 | 0.34381 | 9411.7647 | 2 year Payback
Commercial | High Efficiency PTHP | 10.4515 | 0.65472 | N/A | 0.66832 | 0.0002447 | 1343.7196 | RIM | Commercial | Wall Insulation | 0 | 0 | N/A | 0 | 0 | 0 | TRC | Commercial | High Efficiency PTAC | 8.5539 | 0.63591 | 21.2366 | 0.88935 | 0 | 1787.5979 | RIM | Commercial | Heat Pump Pool Heater | 4.0557 | 0.34614 | 15.5337 | 0 | 0.34381 | 9411.7647 | 2 year Payback
Commercial | High Efficiency PTHP | 8.1763 | 0.65472 | N/A | 0.52283 | 0.00019143 | 1051.1985 | RIM | Commercial | Wall Insulation | 0 | 0 | N/A | 0 | 0 | 0 | TRC | Commercial | High Efficiency PTAC | 6.4504 | 0.49596 | 20.1166 | 0.48365 | 0 | 1693.3154 | RIM | Commercial | Heat Pump Pool Heater | 4.0557 | 0.34614 | 15.5337 | 0 | 0.34381 | 9411.7647 | 2 year Payback
Commercial | High Efficiency PTHP | 7.1105 | 0.65472 | N/A | 0.45469 | 0.00016648 | 914.1819 | RIM | Commercial | Wall Insulation | 0 | 0 | N/A | 0 | 0 | 0 | TRC | Commercial | High Efficiency PTAC | 2.9874 | 0.63591 | 5.2718 | 0.22078 | 0 | 443.7567 | RIM | Commercial | Heat Pump Pool Heater | 4.0557 | 0.34614 | 15.5337 | 0 | 0.34381 | 9411.7647 | 2 year Payback
Commercial | High Efficiency PTHP | 1.5643 | 0.65472 | N/A | 0.10003 | 3.6624e-05 | 201.1139 | RIM | Commercial | Wall Insulation | 0 | 0 | N/A | 0 | 0 | 0 | TRC | Commercial | High Efficiency PTAC | 7.1568 | 0.63591 | 16.1216 | 0.67515 | 0 | 1357.0408 | RIM | Commercial | Heat Pump Pool Heater | 4.0557 | 0.34614 | 15.5337 | 0 | 0.34381 | 9411.7647 | 2 year Payback
Commercial | High Efficiency PTHP | 6.416 | 0.65472 | N/A | 0.41028 | 0.00015022 | 824.8913 | RIM | Commercial | Wall Insulation | 0 | 0 | N/A | 0 | 0 | 0 | TRC | Commercial | High Efficiency PTAC | 2.8082 | 0.58074 | 5.451 | 0.18996 | 0 | 458.8419 | RIM | Commercial | Heat Pump Pool Heater | 4.0557 | 0.34614 | 15.5337 | 0 | 0.34381 | 9411.7647 | 2 year Payback
Commercial | High Efficiency PTHP | 6.5055 | 0.59862 | N/A | 0.26026 | 0.078693 | 914.774 | RIM | Commercial | Wall Insulation | 0 | 0 | N/A | 0 | 0 | 0 | TRC | Commercial | High Efficiency PTAC | 4.9621 | 0.58074 | 10.9842 | 0.38277 | 0 | 924.598 | RIM | Commercial | Heat Pump Pool Heater | 4.0557 | 0.34614 | 15.5337 | 0 | 0.34381 | 9411.7647 | 2 year Payback
Commercial | High Efficiency PTHP | 3.5749 | 0.65472 | N/A | 0.2286 | 8.37e-05 | 459.6197 | RIM | Commercial | Warehouse Loading Dock Seals | 0.20163 | 0.60256 | N/A | 7.2475e-06 | 1.2931e-05 | 0.063867 | TRC | Commercial | High Efficiency PTAC | 7.064 | 0.63591 | 15.8155 | 0.66233 | 0 | 1331.2702 | RIM | Commercial | Heat Pump Pool Heater | 4.0557 | 0.34614 | 15.5337 | 0 | 0.34381 | 9411.7647 | 2 year Payback
Commercial | High Efficiency PTHP | 13.9452 | 0.65472 | N/A | 0.89173 | 0.0003265 | 1792.891 | RIM | Commercial | Warehouse Loading Dock Seals | 0.098494 | 0.60256 | N/A | 3.5403e-06 | 6.3167e-06 | 0.031198 | TRC | Commercial | High Efficiency PTAC | 5.9449 | 0.63591 | 12.3955 | 0.5191 | 0 | 1043.394 | RIM | Commercial | Heat Pump Pool Heater | 4.0557 | 0.34614 | 15.5337 | 0 | 0.34381 | 9411.7647 | 2 year Payback
Commercial | High Efficiency PTHP | 12.085 | 0.59862 | N/A | 0.48347 | 0.14619 | 1699.3375 | RIM | Commercial | Warehouse Loading Dock Seals | 0.68566 | 0.60256 | N/A | 2.4646e-05 | 4.3973e-05 | 0.21719 | TRC | Commercial | High Efficiency PTAC | 5.3549 | 0.63591 | 10.7751 | 0.45124 | 0 | 906.9985 | RIM | Commercial | Heat Pump Pool Heater | 4.0557 | 0.34614 | 15.5337 | 0 | 0.34381 | 9411.7647 | 2 year Payback
Commercial | High Efficiency PTHP | 3.4745 | 0.65472 | N/A | 0.22217 | 8.1347e-05 | 446.7003 | RIM | Commercial | Warehouse Loading Dock Seals | 0.19106 | 0.60256 | N/A | 6.8675e-06 | 1.2253e-05 | 0.060518 | TRC | Commercial | High Efficiency PTAC | 1.4486 | 0.63591 | 2.3671 | 0.09913 | 0 | 199.2505 | RIM | Commercial | Heat Pump Pool Heater | 4.0557 | 0.34614 | 15.5337 | 0 | 0.34381 | 9411.7647 | 2 year Payback
Commercial | High Efficiency PTHP | 10.5828 | 0.65472 | N/A | 0.67672 | 0.00024778 | 1360.6055 | RIM | Commercial | Warehouse Loading Dock Seals | 0.098831 | 0.60256 | N/A | 3.5524e-06 | 6.3384e-06 | 0.031305 | TRC | Commercial | High Efficiency PTAC | 4.9629 | 0.63591 | 9.7596 | 0.40872 | 0 | 821.5157 | RIM | Commercial | Heat Pump Pool Heater | 4.0557 | 0.34614 | 15.5337 | 0 | 0.34381 | 9411.7647 | 2 year Payback
Commercial | High Efficiency PTHP | 3.5834 | 0.65472 | N/A | 0.22914 | 8.3898e-05 | 460.7053 | RIM | Commercial | Warehouse Loading Dock Seals | 0.61661 | 0.60256 | N/A | 2.2164e-05 | 3.9545e-05 | 0.19531 | TRC | Commercial | High Efficiency PTAC | 4.1918 | 0.49596 | 10.8274 | 0.26032 | 0 | 911.3984 | RIM | Commercial | Heat Pump Pool Heater | 4.0557 | 0.34614 | 15.5337 | 0 | 0.34381 | 9411.7647 | 2 year Payback
Commercial | High Efficiency PTHP | 7.2069 | 0.65472 | N/A | 0.46085 | 0.00016873 | 926.5693 | RIM | Commercial | Warehouse Loading Dock Seals | 0.46386 | 0.60256 | N/A | 1.6673e-05 | 2.9748e-05 | 0.14693 | TRC | Commercial | High Efficiency PTAC | 3.0458 | 0.63591 | 5.3913 | 0.22578 | 0 | 453.8135 | RIM | Commercial | Heat Pump Pool Heater | 4.0557 | 0.34614 | 15.5337 | 0 | 0.34381 | 9411.7647 | 2 year Payback
Commercial | High Efficiency PTHP | 10.4515 | 0.65472 | N/A | 0.66832 | 0.0002447 | 1343.7196 | RIM | Commercial | Warehouse Loading Dock Seals | 0.12325 | 0.60256 | N/A | 4.4302e-06 | 7.9045e-06 | 0.03904 | TRC | Commercial | High Efficiency PTAC | 8.5539 | 0.63591 | 21.2366 | 0.88935 | 0 | 1787.5979 | RIM | Commercial | Heat Pump Pool Heater | 4.0557 | 0.34614 | 15.5337 | 0 | 0.34381 | 9411.7647 | 2 year Payback
Commercial | High Efficiency PTHP | 8.1763 | 0.65472 | N/A | 0.52283 | 0.00019143 | 1051.1985 | RIM | Commercial | Warehouse Loading Dock Seals | 0.89485 | 0.60256 | N/A | 3.2165e-05 | 5.7389e-05 | 0.28345 | TRC | Commercial | High Efficiency PTAC | 6.4504 | 0.49596 | 20.1166 | 0.48365 | 0 | 1693.3154 | RIM | Commercial | Heat Pump Pool Heater | 4.0557 | 0.34614 | 15.5337 | 0 | 0.34381 | 9411.7647 | 2 year Payback
Commercial | High Efficiency PTHP | 7.1105 | 0.65472 | N/A | 0.45469 | 0.00016648 | 914.1819 | RIM | Commercial | Warehouse Loading Dock Seals | 0.66531 | 0.60256 | N/A | 2.3914e-05 | 4.2668e-05 | 0.21074 | TRC | Commercial | High Efficiency PTAC | 2.9874 | 0.63591 | 5.2718 | 0.22078 | 0 | 443.7567 | RIM | Commercial | Heat Pump Pool Heater | 4.0557 | 0.34614 | 15.5337 | 0 | 0.34381 | 9411.7647 | 2 year Payback
Commercial | High Efficiency PTHP | 1.5643 | 0.65472 | N/A | 0.10003 | 3.6624e-05 | 201.1139 | RIM | Commercial | Warehouse Loading Dock Seals | 0.29063 | 0.60256 | N/A | 1.0447e-05 | 1.8639e-05 | 0.092059 | TRC | Commercial | High Efficiency PTAC | 7.1568 | 0.63591 | 16.1216 | 0.67515 | 0 | 1357.0408 | RIM | Commercial | Heat Pump Pool Heater | 4.0557 | 0.34614 | 15.5337 | 0 | 0.34381 | 9411.7647 | 2 year Payback
Commercial | Variable Refrigerant Flow (VRF) HVAC Systems | 1.1029 | 0.84081 | N/A | 0.87862 | 0.88806 | 2887.4418 | RIM | Commercial | Warehouse Loading Dock Seals | 0.066374 | 0.60256 | N/A | 2.3858e-06 | 4.2568e-06 | 0.021024 | TRC | Commercial | High Efficiency PTAC | 2.8082 | 0.58074 | 5.451 | 0.18996 | 0 | 458.8419 | RIM | Commercial | Heat Pump Pool Heater | 4.0557 | 0.34614 | 15.5337 | 0 | 0.34381 | 9411.7647 | 2 year Payback
Commercial | Variable Refrigerant Flow (VRF) HVAC Systems | 0.90313 | 0.62156 | N/A | 0.6786 | 0.49856 | 3198.4374 | RIM | Commercial | Warehouse Loading Dock Seals | 0.18354 | 0.60256 | N/A | 6.5973e-06 | 1.1771e-05 | 0.058137 | TRC | Commercial | High Efficiency PTAC | 4.9621 | 0.58074 | 10.9842 | 0.38277 | 0 | 924.598 | RIM | Commercial | Heat Pump Pool Heater | 4.0557 | 0.34614 | 15.5337 | 0 | 0.34381 | 9411.7647 | 2 year Payback
Commercial | Variable Refrigerant Flow (VRF) HVAC Systems | 0.62932 | 0.84081 | N/A | 0.50134 | 0.50673 | 1647.5762 | RIM | Commercial | Warehouse Loading Dock Seals | 0.20037 | 0.60256 | N/A | 7.202e-06 | 1.285e-05 | 0.063467 | TRC | Commercial | High Efficiency PTAC | 7.064 | 0.63591 | 15.8155 | 0.66233 | 0 | 1331.2702 | RIM | Commercial | Heat Pump Pool Heater | 4.0557 | 0.34614 | 15.5337 | 0 | 0.34381 | 9411.7647 | 2 year Payback
Commercial | Variable Refrigerant Flow (VRF) HVAC Systems | 2.3895 | 0.84081 | N/A | 1.9035 | 1.924 | 6255.6528 | RIM | Commercial | Warehouse Loading Dock Seals | 0.097876 | 0.60256 | N/A | 3.5181e-06 | 6.2771e-06 | 0.031003 | TRC | Commercial | High Efficiency PTAC | 5.9449 | 0.63591 | 12.3955 | 0.5191 | 0 | 1043.394 | RIM | Commercial | Heat Pump Pool Heater | 4.0557 | 0.34614 | 15.5337 | 0 | 0.34381 | 9411.7647 | 2 year Payback
Commercial | Variable Refrigerant Flow (VRF) HVAC Systems | 2.2686 | 0.84081 | N/A | 1.8072 | 1.8266 | 5939.1504 | RIM | Commercial | Warehouse Loading Dock Seals | 0.68136 | 0.60256 | N/A | 2.4491e-05 | 4.3698e-05 | 0.21582 | TRC | Commercial | High Efficiency PTAC | 5.3549 | 0.63591 | 10.7751 | 0.45124 | 0 | 906.9985 | RIM | Commercial | Heat Pump Pool Heater | 4.0557 | 0.34614 | 15.5337 | 0 | 0.34381 | 9411.7647 | 2 year Payback
Commercial | Variable Refrigerant Flow (VRF) HVAC Systems | 0.60146 | 0.84081 | N/A | 0.47915 | 0.48429 | 1574.6321 | RIM | Commercial | Warehouse Loading Dock Seals | 0.18986 | 0.60256 | N/A | 6.8244e-06 | 1.2176e-05 | 0.060139 | TRC | Commercial | High Efficiency PTAC | 1.4486 | 0.63591 | 2.3671 | 0.09913 | 0 | 199.2505 | RIM | Commercial | Heat Pump Pool Heater | 4.0557 | 0.34614 | 15.5337 | 0 | 0.34381 | 9411.7647 | 2 year Payback
Commercial | Variable Refrigerant Flow (VRF) HVAC Systems | 1.3392 | 0.62156 | N/A | 1.0063 | 0.7393 | 4742.8861 | RIM | Commercial | Warehouse Loading Dock Seals | 0.098212 | 0.60256 | N/A | 3.5302e-06 | 6.2986e-06 | 0.031109 | TRC | Commercial | High Efficiency PTHP | 4.9794 | 0.63599 | 9.7997 | 0.41028 | 0.00015022 | 824.8913 | RIM | Commercial | Heat Pump Pool Heater | 4.0557 | 0.34614 | 15.5337 | 0 | 0.34381 | 9411.7647 | 2 year Payback
Commercial | Variable Refrigerant Flow (VRF) HVAC Systems | 0.6159 | 0.84081 | N/A | 0.49065 | 0.49592 | 1612.4319 | RIM | Commercial | Warehouse Loading Dock Seals | 0.61274 | 0.60256 | N/A | 2.2025e-05 | 3.9297e-05 | 0.19409 | TRC | Commercial | High Efficiency PTHP | 4.9286 | 0.5815 | 10.8675 | 0.26026 | 0.078693 | 914.774 | RIM | Commercial | Heat Pump Pool Heater | 4.0557 | 0.34614 | 15.5337 | 0 | 0.34381 | 9411.7647 | 2 year Payback
Commercial | Variable Refrigerant Flow (VRF) HVAC Systems | 1.232 | 0.84081 | N/A | 0.98146 | 0.992 | 3225.3943 | RIM | Commercial | Warehouse Loading Dock Seals | 0.46095 | 0.60256 | N/A | 1.6568e-05 | 2.9562e-05 | 0.14601 | TRC | Commercial | High Efficiency PTHP | 3.0798 | 0.63599 | 5.4603 | 0.2286 | 8.37e-05 | 459.6197 | RIM | Commercial | Two Speed Pool Pump | 5.1269 | 0.50256 | 12.9288 | 0.72975 | 0.11327 | 3100.8409 | 2 year Payback
Commercial | Variable Refrigerant Flow (VRF) HVAC Systems | 1.8228 | 0.84081 | N/A | 1.4521 | 1.4677 | 4772.1203 | RIM | Commercial | Warehouse Loading Dock Seals | 0.12248 | 0.60256 | N/A | 4.4024e-06 | 7.8549e-06 | 0.038795 | TRC | Commercial | High Efficiency PTHP | 8.5707 | 0.63599 | 21.2995 | 0.89173 | 0.0003265 | 1792.891 | RIM | Commercial | Two Speed Pool Pump | 5.1269 | 0.50256 | 12.9288 | 0.72975 | 0.11327 | 3100.8409 | 2 year Payback
Commercial | Variable Refrigerant Flow (VRF) HVAC Systems | 1.4187 | 0.84081 | N/A | 1.1302 | 1.1423 | 3714.1648 | RIM | Commercial | Warehouse Loading Dock Seals | 0.88924 | 0.60256 | N/A | 3.1963e-05 | 5.703e-05 | 0.28167 | TRC | Commercial | High Efficiency PTHP | 7.5798 | 0.5815 | 20.1881 | 0.48347 | 0.14619 | 1699.3375 | RIM | Commercial | Two Speed Pool Pump | 5.1269 | 0.50256 | 12.9288 | 0.72975 | 0.11327 | 3100.8409 | 2 year Payback
Commercial | Variable Refrigerant Flow (VRF) HVAC Systems | 1.2353 | 0.84081 | N/A | 0.98407 | 0.99463 | 3233.9571 | RIM | Commercial | Warehouse Loading Dock Seals | 0.66114 | 0.60256 | N/A | 2.3764e-05 | 4.2401e-05 | 0.20942 | TRC | Commercial | High Efficiency PTHP | 3.005 | 0.63599 | 5.3068 | 0.22217 | 8.1347e-05 | 446.7003 | RIM | Commercial | Two Speed Pool Pump | 5.1269 | 0.50256 | 12.9288 | 0.72975 | 0.11327 | 3100.8409 | 2 year Payback
Commercial | Variable Refrigerant Flow (VRF) HVAC Systems | 0.27282 | 0.84081 | N/A | 0.21734 | 0.21967 | 714.2417 | RIM | Commercial | Warehouse Loading Dock Seals | 0.28881 | 0.60256 | N/A | 1.0381e-05 | 1.8522e-05 | 0.091482 | TRC | Commercial | High Efficiency PTHP | 7.1705 | 0.63599 | 16.164 | 0.67672 | 0.00024778 | 1360.6055 | RIM | Commercial | Two Speed Pool Pump | 5.1269 | 0.50256 | 12.9288 | 0.72975 | 0.11327 | 3100.8409 | 2 year Payback
Commercial | Variable Refrigerant Flow (VRF) HVAC Systems | 1.1029 | 0.84081 | N/A | 0.87862 | 0.88806 | 2887.4418 | RIM | Commercial | Warehouse Loading Dock Seals | 0.065958 | 0.60256 | N/A | 2.3708e-06 | 4.2301e-06 | 0.020892 | TRC | Commercial | High Efficiency PTHP | 3.0861 | 0.63599 | 5.4732 | 0.22914 | 8.3898e-05 | 460.7053 | RIM | Commercial | Two Speed Pool Pump | 5.1269 | 0.50256 | 12.9288 | 0.72975 | 0.11327 | 3100.8409 | 2 year Payback
Commercial | Variable Refrigerant Flow (VRF) HVAC Systems | 0.90313 | 0.62156 | N/A | 0.6786 | 0.49856 | 3198.4374 | RIM | Commercial | Warehouse Loading Dock Seals | 0.18239 | 0.60256 | N/A | 6.5559e-06 | 1.1697e-05 | 0.057773 | TRC | Commercial | High Efficiency PTHP | 5.4429 | 0.63599 | 11.0076 | 0.46085 | 0.00016873 | 926.5693 | RIM | Commercial | Two Speed Pool Pump | 5.1269 | 0.50256 | 12.9288 | 0.72975 | 0.11327 | 3100.8409 | 2 year Payback
Commercial | Variable Refrigerant Flow (VRF) HVAC Systems | 0.62932 | 0.84081 | N/A | 0.50134 | 0.50673 | 1647.5762 | RIM | Commercial | Water Cooled Refrigeration Heat Recovery | 0.035457 | 0.38538 | N/A | 0 | 0.050273 | 752.0072 | TRC | Commercial | High Efficiency PTHP | 7.11 | 0.63599 | 15.9634 | 0.66832 | 0.0002447 | 1343.7196 | RIM | Commercial | Two Speed Pool Pump | 5.1269 | 0.50256 | 12.9288 | 0.72975 | 0.11327 | 3100.8409 | 2 year Payback
Commercial | Variable Refrigerant Flow (VRF) HVAC Systems | 2.3895 | 0.84081 | N/A | 1.9035 | 1.924 | 6255.6528 | RIM | Commercial | Water Cooled Refrigeration Heat Recovery | 0.059745 | 0.42849 | N/A | 0 | 0.48778 | 4491.4422 | TRC | Commercial | High Efficiency PTHP | 5.9782 | 0.63599 | 12.4882 | 0.52283 | 0.00019143 | 1051.1985 | RIM | Commercial | Two Speed Pool Pump | 5.1269 | 0.50256 | 12.9288 | 0.72975 | 0.11327 | 3100.8409 | 2 year Payback
Commercial | Variable Refrigerant Flow (VRF) HVAC Systems | 2.2686 | 0.84081 | N/A | 1.8072 | 1.8266 | 5939.1504 | RIM | Commercial | Water Cooled Refrigeration Heat Recovery | 0.34908 | 0.38538 | N/A | 0 | 0.12104 | 1810.5302 | TRC | Commercial | High Efficiency PTHP | 5.3878 | 0.63599 | 10.8605 | 0.45469 | 0.00016648 | 914.1819 | RIM | Commercial | Two Speed Pool Pump | 5.1269 | 0.50256 | 12.9288 | 0.72975 | 0.11327 | 3100.8409 | 2 year Payback
Commercial | Variable Refrigerant Flow (VRF) HVAC Systems | 0.60146 | 0.84081 | N/A | 0.47915 | 0.48429 | 1574.6321 | RIM | Commercial | Water Cooled Refrigeration Heat Recovery | 0.15865 | 0.42849 | N/A | 0 | 0.34321 | 3160.2884 | TRC | Commercial | High Efficiency PTHP | 1.4615 | 0.63599 | 2.3892 | 0.10003 | 3.6624e-05 | 201.1139 | RIM | Commercial | Two Speed Pool Pump | 5.1269 | 0.50256 | 12.9288 | 0.72975 | 0.11327 | 3100.8409 | 2 year Payback
Commercial | Variable Refrigerant Flow (VRF) HVAC Systems | 1.3392 | 0.62156 | N/A | 1.0063 | 0.7393 | 4742.8861 | RIM | Commercial | Water Cooled Refrigeration Heat Recovery | 0.15865 | 0.42849 | N/A | 0 | 3.5762 | 32929.7074 | TRC | Commercial | High Efficiency PTHP | 4.9794 | 0.63599 | 9.7997 | 0.41028 | 0.00015022 | 824.8913 | RIM | Commercial | Two Speed Pool Pump | 5.1269 | 0.50256 | 12.9288 | 0.72975 | 0.11327 | 3100.8409 | 2 year Payback
Commercial | Variable Refrigerant Flow (VRF) HVAC Systems | 0.6159 | 0.84081 | N/A | 0.49065 | 0.49592 | 1612.4319 | RIM | Commercial | Water Cooled Refrigeration Heat Recovery | 0.16087 | 0.38538 | N/A | 0 | 0.24423 | 3653.327 | TRC | Commercial | High Efficiency PTHP | 4.9286 | 0.5815 | 10.8675 | 0.26026 | 0.078693 | 914.774 | RIM | Commercial | Two Speed Pool Pump | 5.1269 | 0.50256 | 12.9288 | 0.72975 | 0.11327 | 3100.8409 | 2 year Payback
Commercial | Variable Refrigerant Flow (VRF) HVAC Systems | 1.232 | 0.84081 | N/A | 0.98146 | 0.992 | 3225.3943 | RIM | Commercial | Water Cooled Refrigeration Heat Recovery | 0.089545 | 0.42849 | N/A | 0 | 0.32547 | 2996.9115 | TRC | Commercial | High Efficiency PTHP | 3.0798 | 0.63599 | 5.4603 | 0.2286 | 8.37e-05 | 459.6197 | RIM | Commercial | Two Speed Pool Pump | 5.1269 | 0.50256 | 12.9288 | 0.72975 | 0.11327 | 3100.8409 | 2 year Payback
Commercial | Variable Refrigerant Flow (VRF) HVAC Systems | 1.8228 | 0.84081 | N/A | 1.4521 | 1.4677 | 4772.1203 | RIM | Commercial | Water Cooled Refrigeration Heat Recovery | 0.14723 | 0.38538 | N/A | 0 | 0.17405 | 2603.5309 | TRC | Commercial | High Efficiency PTHP | 8.5707 | 0.63599 | 21.2995 | 0.89173 | 0.0003265 | 1792.891 | RIM | Commercial | Two Speed Pool Pump | 5.1269 | 0.50256 | 12.9288 | 0.72975 | 0.11327 | 3100.8409 | 2 year Payback
Commercial | Variable Refrigerant Flow (VRF) HVAC Systems | 1.4187 | 0.84081 | N/A | 1.1302 | 1.1423 | 3714.1648 | RIM | Commercial | Water Cooled Refrigeration Heat Recovery | 0.37513 | 0.42849 | N/A | 0 | 0.20489 | 1886.5835 | TRC | Commercial | High Efficiency PTHP | 7.5798 | 0.5815 | 20.1881 | 0.48347 | 0.14619 | 1699.3375 | RIM | Commercial | Two Speed Pool Pump | 5.1269 | 0.50256 | 12.9288 | 0.72975 | 0.11327 | 3100.8409 | 2 year Payback
Commercial | Variable Refrigerant Flow (VRF) HVAC Systems | 1.2353 | 0.84081 | N/A | 0.98407 | 0.99463 | 3233.9571 | RIM | Commercial | Water Cooled Refrigeration Heat Recovery | 0.065413 | 0.38538 | N/A | 0 | 0.055087 | 824.0137 | TRC | Commercial | High Efficiency PTHP | 3.005 | 0.63599 | 5.3068 | 0.22217 | 8.1347e-05 | 446.7003 | RIM | Commercial | Two Speed Pool Pump | 5.1269 | 0.50256 | 12.9288 | 0.72975 | 0.11327 | 3100.8409 | 2 year Payback
Commercial | Variable Refrigerant Flow (VRF) HVAC Systems | 0.27282 | 0.84081 | N/A | 0.21734 | 0.21967 | 714.2417 | RIM | Commercial | Water Cooled Refrigeration Heat Recovery | 0.059745 | 0.42849 | N/A | 0 | 0.33443 | 3079.4163 | TRC | Commercial | High Efficiency PTHP | 7.1705 | 0.63599 | 16.164 | 0.67672 | 0.00024778 | 1360.6055 | RIM | Commercial | Two Speed Pool Pump | 5.1269 | 0.50256 | 12.9288 | 0.72975 | 0.11327 | 3100.8409 | 2 year Payback
Commercial | CFL-23W | 19.0302 | 0.53677 | N/A | 0.0048304 | 0.0011168 | 20.132 | RIM | Commercial | Water Cooled Refrigeration Heat Recovery | 0.0173 | 0.38538 | N/A | 0 | 0.020451 | 305.9104 | TRC | Commercial | High Efficiency PTHP | 3.0861 | 0.63599 | 5.4732 | 0.22914 | 8.3898e-05 | 460.7053 | RIM | Commercial | Two Speed Pool Pump | 5.1269 | 0.50256 | 12.9288 | 0.72975 | 0.11327 | 3100.8409 | 2 year Payback
Commercial | CFL-23W | 26.5302 | 0.48824 | N/A | 0.0031363 | 0.0030714 | 30.856 | RIM | Commercial | Water Cooled Refrigeration Heat Recovery | 0.035457 | 0.38538 | N/A | 0 | 0.050273 | 752.0072 | TRC | Commercial | High Efficiency PTHP | 5.4429 | 0.63599 | 11.0076 | 0.46085 | 0.00016873 | 926.5693 | RIM | Commercial | Two Speed Pool Pump | 5.1269 | 0.50256 | 12.9288 | 0.72975 | 0.11327 | 3100.8409 | 2 year Payback
Commercial | CFL-23W | 32.8167 | 0.48018 | N/A | 0.0093469 | 2.5304e-06 | 38.808 | RIM | Commercial | Water Cooled Refrigeration Heat Recovery | 0.059745 | 0.42849 | N/A | 0 | 0.48778 | 4491.4422 | TRC | Commercial | High Efficiency PTHP | 7.11 | 0.63599 | 15.9634 | 0.66832 | 0.0002447 | 1343.7196 | RIM | Commercial | Two Speed Pool Pump | 5.1269 | 0.50256 | 12.9288 | 0.72975 | 0.11327 | 3100.8409 | 2 year Payback
Commercial | CFL-23W | 33.2698 | 0.53677 | N/A | 0.0084448 | 0.0019525 | 35.196 | RIM | Commercial | Water Cooled Refrigeration Heat Recovery | 0.34908 | 0.38538 | N/A | 0 | 0.12104 | 1810.5302 | TRC | Commercial | High Efficiency PTHP | 5.9782 | 0.63599 | 12.4882 | 0.52283 | 0.00019143 | 1051.1985 | RIM | Commercial | Two Speed Pool Pump | 5.1269 | 0.50256 | 12.9288 | 0.72975 | 0.11327 | 3100.8409 | 2 year Payback
Commercial | CFL-23W | 40.9388 | 0.48824 | N/A | 0.0048396 | 0.0047395 | 47.614 | RIM | Commercial | Water Cooled Refrigeration Heat Recovery | 0.15865 | 0.42849 | N/A | 0 | 0.34321 | 3160.2884 | TRC | Commercial | High Efficiency PTHP | 5.3878 | 0.63599 | 10.8605 | 0.45469 | 0.00016648 | 914.1819 | RIM | Commercial | Two Speed Pool Pump | 5.1269 | 0.50256 | 12.9288 | 0.72975 | 0.11327 | 3100.8409 | 2 year Payback
Commercial | CFL-23W | 21.8292 | 0.53677 | N/A | 0.0055408 | 0.0012811 | 23.093 | RIM | Commercial | Water Cooled Refrigeration Heat Recovery | 0.15865 | 0.42849 | N/A | 0 | 3.5762 | 32929.7074 | TRC | Commercial | High Efficiency PTHP | 1.4615 | 0.63599 | 2.3892 | 0.10003 | 3.6624e-05 | 201.1139 | RIM | Commercial | Two Speed Pool Pump | 5.1269 | 0.50256 | 12.9288 | 0.72975 | 0.11327 | 3100.8409 | 2 year Payback
Commercial | CFL-23W | 22.2211 | 0.48018 | N/A | 0.006329 | 1.7134e-06 | 26.278 | RIM | Commercial | Water Cooled Refrigeration Heat Recovery | 0.16087 | 0.38538 | N/A | 0 | 0.24423 | 3653.327 | TRC | Commercial | Variable Refrigerant Flow (VRF) HVAC Systems | 1.0619 | 0.81676 | 1.3117 | 0.87862 | 0.88806 | 2887.4418 | RIM | Commercial | Two Speed Pool Pump | 5.1269 | 0.50256 | 12.9288 | 0.72975 | 0.11327 | 3100.8409 | 2 year Payback
Commercial | CFL-23W | 29.1674 | 0.53677 | N/A | 0.0074035 | 0.0017117 | 30.856 | RIM | Commercial | Water Cooled Refrigeration Heat Recovery | 0.089545 | 0.42849 | N/A | 0 | 0.32547 | 2996.9115 | TRC | Commercial | Variable Refrigerant Flow (VRF) HVAC Systems | 0.86608 | 0.60378 | 1.453 | 0.6786 | 0.49856 | 3198.4374 | RIM | Commercial | Two Speed Pool Pump | 5.1269 | 0.50256 | 12.9288 | 0.72975 | 0.11327 | 3100.8409 | 2 year Payback
Commercial | CFL-23W | 21.5248 | 0.53677 | N/A | 0.0054636 | 0.0012632 | 22.771 | RIM | Commercial | Water Cooled Refrigeration Heat Recovery | 0.14723 | 0.38538 | N/A | 0 | 0.17405 | 2603.5309 | TRC | Commercial | Variable Refrigerant Flow (VRF) HVAC Systems | 0.61575 | 0.81676 | 0.74847 | 0.50134 | 0.50673 | 1647.5762 | RIM | Commercial | ENERGY STAR Imaging Equipment | 0.53193 | 0.49937 | 1.0662 | 0.0578 | 0.038813 | 416.8 | TRC
Commercial | CFL-23W | 19.8711 | 0.48018 | N/A | 0.0056597 | 1.5322e-06 | 23.499 | RIM | Commercial | Water Cooled Refrigeration Heat Recovery | 0.37513 | 0.42849 | N/A | 0 | 0.20489 | 1886.5835 | TRC | Commercial | Variable Refrigerant Flow (VRF) HVAC Systems | 2.205 | 0.81676 | 2.8419 | 1.9035 | 1.924 | 6255.6528 | RIM | Commercial | ENERGY STAR Imaging Equipment | 0.53193 | 0.49937 | 1.0662 | 0.0578 | 0.038813 | 416.8 | TRC
Commercial | CFL-23W | 29.5019 | 0.48018 | N/A | 0.0084028 | 2.2748e-06 | 34.888 | RIM | Commercial | Water Cooled Refrigeration Heat Recovery | 0.065413 | 0.38538 | N/A | 0 | 0.055087 | 824.0137 | TRC | Commercial | Variable Refrigerant Flow (VRF) HVAC Systems | 2.1016 | 0.81676 | 2.6981 | 1.8072 | 1.8266 | 5939.1504 | RIM | Commercial | ENERGY STAR Imaging Equipment | 0.53193 | 0.49937 | 1.0662 | 0.0578 | 0.038813 | 416.8 | TRC
Commercial | CFL-23W | 15.7416 | 0.53677 | N/A | 0.0039956 | 0.00092383 | 16.653 | RIM | Commercial | Water Cooled Refrigeration Heat Recovery | 0.059745 | 0.42849 | N/A | 0 | 0.33443 | 3079.4163 | TRC | Commercial | Variable Refrigerant Flow (VRF) HVAC Systems | 0.58906 | 0.81676 | 0.71534 | 0.47915 | 0.48429 | 1574.6321 | RIM | Commercial | ENERGY STAR Imaging Equipment | 0.53193 | 0.49937 | 1.0662 | 0.0578 | 0.038813 | 416.8 | TRC
Commercial | CFL-23W | 25.3031 | 0.53677 | N/A | 0.0064226 | 0.001485 | 26.768 | RIM | Commercial | Water Cooled Refrigeration Heat Recovery | 0.0173 | 0.38538 | N/A | 0 | 0.020451 | 305.9104 | TRC | Commercial | Variable Refrigerant Flow (VRF) HVAC Systems | 1.2593 | 0.60378 | 2.1546 | 1.0063 | 0.7393 | 4742.8861 | RIM | Commercial | ENERGY STAR Imaging Equipment | 0.53193 | 0.49937 | 1.0662 | 0.0578 | 0.038813 | 416.8 | TRC
Commercial | CFL-23W | 19.0302 | 0.53677 | N/A | 0.0048304 | 0.0011168 | 20.132 | RIM | Commercial | Waterside Economizer | 0.033253 | 0.59238 | N/A | 4.3604 | 0 | 10741.0246 | TRC | Commercial | Variable Refrigerant Flow (VRF) HVAC Systems | 0.6029 | 0.81676 | 0.73251 | 0.49065 | 0.49592 | 1612.4319 | RIM | Commercial | ENERGY STAR Imaging Equipment | 0.53193 | 0.49937 | 1.0662 | 0.0578 | 0.038813 | 416.8 | TRC
Commercial | CFL-23W | 26.5302 | 0.48824 | N/A | 0.0031363 | 0.0030714 | 30.856 | RIM | Commercial | Waterside Economizer | 0.036891 | 0.59238 | N/A | 4.8375 | 0 | 11916.2094 | TRC | Commercial | Variable Refrigerant Flow (VRF) HVAC Systems | 1.1811 | 0.81676 | 1.4653 | 0.98146 | 0.992 | 3225.3943 | RIM | Commercial | ENERGY STAR Imaging Equipment | 0.53193 | 0.49937 | 1.0662 | 0.0578 | 0.038813 | 416.8 | TRC
Commercial | CFL-23W | 32.8167 | 0.48018 | N/A | 0.0093469 | 2.5304e-06 | 38.808 | RIM | Commercial | Waterside Economizer | 0.018369 | 0.59238 | N/A | 2.4088 | 0 | 5933.4505 | TRC | Commercial | Variable Refrigerant Flow (VRF) HVAC Systems | 1.7134 | 0.81676 | 2.1679 | 1.4521 | 1.4677 | 4772.1203 | RIM | Commercial | ENERGY STAR Imaging Equipment | 0.53193 | 0.49937 | 1.0662 | 0.0578 | 0.038813 | 416.8 | TRC
Commercial | CFL-23W | 33.2698 | 0.53677 | N/A | 0.0084448 | 0.0019525 | 35.196 | RIM | Commercial | Waterside Economizer | 0.072357 | 0.59238 | N/A | 9.4882 | 0 | 23372.2065 | TRC | Commercial | Variable Refrigerant Flow (VRF) HVAC Systems | 1.3516 | 0.81676 | 1.6873 | 1.1302 | 1.1423 | 3714.1648 | RIM | Commercial | ENERGY STAR Imaging Equipment | 0.53193 | 0.49937 | 1.0662 | 0.0578 | 0.038813 | 416.8 | TRC
Commercial | CFL-23W | 40.9388 | 0.48824 | N/A | 0.0048396 | 0.0047395 | 47.614 | RIM | Commercial | Waterside Economizer | 0.068541 | 0.59238 | N/A | 8.9878 | 0 | 22139.4952 | TRC | Commercial | Variable Refrigerant Flow (VRF) HVAC Systems | 1.1841 | 0.81676 | 1.4691 | 0.98407 | 0.99463 | 3233.9571 | RIM | Commercial | ENERGY STAR Imaging Equipment | 0.53193 | 0.49937 | 1.0662 | 0.0578 | 0.038813 | 416.8 | TRC
Commercial | CFL-23W | 21.8292 | 0.53677 | N/A | 0.0055408 | 0.0012811 | 23.093 | RIM | Commercial | Waterside Economizer | 0.017962 | 0.59238 | N/A | 2.3554 | 0 | 5801.9613 | TRC | Commercial | Variable Refrigerant Flow (VRF) HVAC Systems | 0.27024 | 0.81676 | 0.32447 | 0.21734 | 0.21967 | 714.2417 | RIM | Commercial | ENERGY STAR Imaging Equipment | 0.53193 | 0.49937 | 1.0662 | 0.0578 | 0.038813 | 416.8 | TRC
Commercial | CFL-23W | 22.2211 | 0.48018 | N/A | 0.006329 | 1.7134e-06 | 26.278 | RIM | Commercial | Waterside Economizer | 0.054929 | 0.59238 | N/A | 7.2029 | 0 | 17742.8249 | TRC | Commercial | Variable Refrigerant Flow (VRF) HVAC Systems | 1.0619 | 0.81676 | 1.3117 | 0.87862 | 0.88806 | 2887.4418 | RIM | Commercial | ENERGY STAR Imaging Equipment | 0.53193 | 0.49937 | 1.0662 | 0.0578 | 0.038813 | 416.8 | TRC
Commercial | CFL-23W | 29.1674 | 0.53677 | N/A | 0.0074035 | 0.0017117 | 30.856 | RIM | Commercial | Waterside Economizer | 0.018573 | 0.59238 | N/A | 2.4354 | 0 | 5999.1951 | TRC | Commercial | Variable Refrigerant Flow (VRF) HVAC Systems | 0.86608 | 0.60378 | 1.453 | 0.6786 | 0.49856 | 3198.4374 | RIM | Commercial | ENERGY STAR Imaging Equipment | 0.53193 | 0.49937 | 1.0662 | 0.0578 | 0.038813 | 416.8 | TRC
Commercial | CFL-23W | 21.5248 | 0.53677 | N/A | 0.0054636 | 0.0012632 | 22.771 | RIM | Commercial | Waterside Economizer | 0.037425 | 0.59238 | N/A | 4.9076 | 0 | 12088.789 | TRC | Commercial | Variable Refrigerant Flow (VRF) HVAC Systems | 0.61575 | 0.81676 | 0.74847 | 0.50134 | 0.50673 | 1647.5762 | RIM | Commercial | ENERGY STAR Imaging Equipment | 0.53193 | 0.49937 | 1.0662 | 0.0578 | 0.038813 | 416.8 | TRC
Commercial | CFL-23W | 19.8711 | 0.48018 | N/A | 0.0056597 | 1.5322e-06 | 23.499 | RIM | Commercial | Waterside Economizer | 0.053886 | 0.59238 | N/A | 7.0661 | 0 | 17405.8838 | TRC | Commercial | Variable Refrigerant Flow (VRF) HVAC Systems | 2.205 | 0.81676 | 2.8419 | 1.9035 | 1.924 | 6255.6528 | RIM | Commercial | ENERGY STAR Imaging Equipment | 0.53193 | 0.49937 | 1.0662 | 0.0578 | 0.038813 | 416.8 | TRC
Commercial | CFL-23W | 29.5019 | 0.48018 | N/A | 0.0084028 | 2.2748e-06 | 34.888 | RIM | Commercial | Waterside Economizer | 0.042234 | 0.59238 | N/A | 5.5381 | 0 | 13642.0052 | TRC | Commercial | Variable Refrigerant Flow (VRF) HVAC Systems | 2.1016 | 0.81676 | 2.6981 | 1.8072 | 1.8266 | 5939.1504 | RIM | Commercial | ENERGY STAR Imaging Equipment | 0.53193 | 0.49937 | 1.0662 | 0.0578 | 0.038813 | 416.8 | TRC
Commercial | CFL-23W | 15.7416 | 0.53677 | N/A | 0.0039956 | 0.00092383 | 16.653 | RIM | Commercial | Waterside Economizer | 0.036713 | 0.59238 | N/A | 4.8142 | 0 | 11858.6828 | TRC | Commercial | Variable Refrigerant Flow (VRF) HVAC Systems | 0.58906 | 0.81676 | 0.71534 | 0.47915 | 0.48429 | 1574.6321 | RIM | Commercial | ENERGY STAR Imaging Equipment | 0.53193 | 0.49937 | 1.0662 | 0.0578 | 0.038813 | 416.8 | TRC
Commercial | CFL-23W | 25.3031 | 0.53677 | N/A | 0.0064226 | 0.001485 | 26.768 | RIM | Commercial | Waterside Economizer | 0.0080651 | 0.59238 | N/A | 1.0576 | 0 | 2605.1299 | TRC | Commercial | Variable Refrigerant Flow (VRF) HVAC Systems | 1.2593 | 0.60378 | 2.1546 | 1.0063 | 0.7393 | 4742.8861 | RIM | Commercial | ENERGY STAR Imaging Equipment | 0.53193 | 0.49937 | 1.0662 | 0.0578 | 0.038813 | 416.8 | TRC
Commercial | High Bay Fluorescent (T5) | 5.4284 | 0.62943 | N/A | 0.10655 | 0.10454 | 576.1587 | RIM | Commercial | Waterside Economizer | 0.033253 | 0.59238 | N/A | 4.3604 | 0 | 10741.0246 | TRC | Commercial | Variable Refrigerant Flow (VRF) HVAC Systems | 0.6029 | 0.81676 | 0.73251 | 0.49065 | 0.49592 | 1612.4319 | RIM | Commercial | ENERGY STAR Imaging Equipment | 0.53193 | 0.49937 | 1.0662 | 0.0578 | 0.038813 | 416.8 | TRC
Commercial | High Bay Fluorescent (T5) | 8.3201 | 0.62943 | N/A | 0.16331 | 0.16022 | 883.0693 | RIM | Commercial | Waterside Economizer | 0.036891 | 0.59238 | N/A | 4.8375 | 0 | 11916.2094 | TRC | Commercial | Variable Refrigerant Flow (VRF) HVAC Systems | 1.1811 | 0.81676 | 1.4653 | 0.98146 | 0.992 | 3225.3943 | RIM | Commercial | ENERGY STAR Imaging Equipment | 0.53193 | 0.49937 | 1.0662 | 0.0578 | 0.038813 | 416.8 | TRC
Commercial | High Bay Fluorescent (T5) | 10.4643 | 0.62943 | N/A | 0.20539 | 0.20151 | 1110.648 | RIM | Commercial | Waterside Economizer | 0.018369 | 0.59238 | N/A | 2.4088 | 0 | 5933.4505 | TRC | Commercial | Variable Refrigerant Flow (VRF) HVAC Systems | 1.7134 | 0.81676 | 2.1679 | 1.4521 | 1.4677 | 4772.1203 | RIM | Commercial | ENERGY STAR Imaging Equipment | 0.53193 | 0.49937 | 1.0662 | 0.0578 | 0.038813 | 416.8 | TRC
Commercial | High Bay Fluorescent (T5) | 9.4903 | 0.62943 | N/A | 0.18628 | 0.18276 | 1007.276 | RIM | Commercial | Waterside Economizer | 0.072357 | 0.59238 | N/A | 9.4882 | 0 | 23372.2065 | TRC | Commercial | Variable Refrigerant Flow (VRF) HVAC Systems | 1.3516 | 0.81676 | 1.6873 | 1.1302 | 1.1423 | 3714.1648 | RIM | Commercial | ENERGY STAR Imaging Equipment | 0.53193 | 0.49937 | 1.0662 | 0.0578 | 0.038813 | 416.8 | TRC
Commercial | High Bay Fluorescent (T5) | 12.8388 | 0.62943 | N/A | 0.252 | 0.24724 | 1362.6673 | RIM | Commercial | Waterside Economizer | 0.068541 | 0.59238 | N/A | 8.9878 | 0 | 22139.4952 | TRC | Commercial | Variable Refrigerant Flow (VRF) HVAC Systems | 1.1841 | 0.81676 | 1.4691 | 0.98407 | 0.99463 | 3233.9571 | RIM | Commercial | ENERGY STAR Imaging Equipment | 0.53193 | 0.49937 | 1.0662 | 0.0578 | 0.038813 | 416.8 | TRC
Commercial | High Bay Fluorescent (T5) | 6.2269 | 0.62943 | N/A | 0.12222 | 0.11991 | 660.8997 | RIM | Commercial | Waterside Economizer | 0.017962 | 0.59238 | N/A | 2.3554 | 0 | 5801.9613 | TRC | Commercial | Variable Refrigerant Flow (VRF) HVAC Systems | 0.27024 | 0.81676 | 0.32447 | 0.21734 | 0.21967 | 714.2417 | RIM | Commercial | ENERGY STAR Imaging Equipment | 0.53193 | 0.49937 | 1.0662 | 0.0578 | 0.038813 | 416.8 | TRC
Commercial | High Bay Fluorescent (T5) | 7.0857 | 0.62943 | N/A | 0.13908 | 0.13645 | 752.0513 | RIM | Commercial | Waterside Economizer | 0.054929 | 0.59238 | N/A | 7.2029 | 0 | 17742.8249 | TRC | Commercial | CFL-23W | 12.4636 | 0.52891 | 35.4531 | 0.0048304 | 0.0011168 | 20.132 | RIM | Commercial | ENERGY STAR Imaging Equipment | 0.53193 | 0.49937 | 1.0662 | 0.0578 | 0.038813 | 416.8 | TRC
Commercial | High Bay Fluorescent (T5) | 8.3201 | 0.62943 | N/A | 0.16331 | 0.16022 | 883.0693 | RIM | Commercial | Waterside Economizer | 0.018573 | 0.59238 | N/A | 2.4354 | 0 | 5999.1951 | TRC | Commercial | CFL-23W | 14.6777 | 0.48109 | 54.3385 | 0.0031363 | 0.0030714 | 30.856 | RIM | Commercial | ENERGY STAR Imaging Equipment | 0.53193 | 0.49937 | 1.0662 | 0.0578 | 0.038813 | 416.8 | TRC
Commercial | High Bay Fluorescent (T5) | 6.14 | 0.62943 | N/A | 0.12052 | 0.11824 | 651.6843 | RIM | Commercial | Waterside Economizer | 0.037425 | 0.59238 | N/A | 4.9076 | 0 | 12088.789 | TRC | Commercial | CFL-23W | 16.2811 | 0.47315 | 68.3422 | 0.0093469 | 2.5304e-06 | 38.808 | RIM | Commercial | Energy Star PCs | 3.3583 | 0.40714 | 9.2444 | 0.017591 | 0 | 123.5154 | 2 year Payback
Commercial | High Bay Fluorescent (T5) | 6.3363 | 0.62943 | N/A | 0.12437 | 0.12202 | 672.519 | RIM | Commercial | Waterside Economizer | 0.053886 | 0.59238 | N/A | 7.0661 | 0 | 17405.8838 | TRC | Commercial | CFL-23W | 17.3181 | 0.52891 | 61.9814 | 0.0084448 | 0.0019525 | 35.196 | RIM | Commercial | Energy Star PCs | 5.2423 | 0.63554 | 9.2444 | 0.023703 | 0.023703 | 123.5154 | 2 year Payback
Commercial | High Bay Fluorescent (T5) | 9.4073 | 0.62943 | N/A | 0.18465 | 0.18116 | 998.4613 | RIM | Commercial | Waterside Economizer | 0.042234 | 0.59238 | N/A | 5.5381 | 0 | 13642.0052 | TRC | Commercial | CFL-23W | 18.2268 | 0.48109 | 83.8499 | 0.0048396 | 0.0047395 | 47.614 | RIM | Commercial | Energy Star PCs | 3.8219 | 0.46334 | 9.2444 | 0.017591 | 0.0068231 | 123.5154 | 2 year Payback
Commercial | High Bay Fluorescent (T5) | 4.4904 | 0.62943 | N/A | 0.088136 | 0.086472 | 476.593 | RIM | Commercial | Waterside Economizer | 0.036713 | 0.59238 | N/A | 4.8142 | 0 | 11858.6828 | TRC | Commercial | CFL-23W | 13.6062 | 0.52891 | 40.6676 | 0.0055408 | 0.0012811 | 23.093 | RIM | Commercial | Energy Star PCs | 3.8219 | 0.46334 | 9.2444 | 0.017591 | 0.0068231 | 123.5154 | 2 year Payback
Commercial | High Bay Fluorescent (T5) | 7.2178 | 0.62943 | N/A | 0.14167 | 0.13899 | 766.0747 | RIM | Commercial | Waterside Economizer | 0.0080651 | 0.59238 | N/A | 1.0576 | 0 | 2605.1299 | TRC | Commercial | CFL-23W | 13.1664 | 0.47315 | 46.2765 | 0.006329 | 1.7134e-06 | 26.278 | RIM | Commercial | Energy Star PCs | 5.2423 | 0.63554 | 9.2444 | 0.023703 | 0.023703 | 123.5154 | 2 year Payback
Commercial | High Bay Fluorescent (T5) | 5.4284 | 0.62943 | N/A | 0.10655 | 0.10454 | 576.1587 | RIM | Commercial | Window Sun Protection | 0.22749 | 0.47838 | N/A | 0.042491 | -0.010532 | 111.1908 | TRC | Commercial | CFL-23W | 16.1367 | 0.52891 | 54.3385 | 0.0074035 | 0.0017117 | 30.856 | RIM | Commercial | Energy Star PCs | 3.3583 | 0.40714 | 9.2444 | 0.017591 | 0 | 123.5154 | 2 year Payback
Commercial | High Bay Fluorescent (T5) | 8.3201 | 0.62943 | N/A | 0.16331 | 0.16022 | 883.0693 | RIM | Commercial | Window Sun Protection | 0.22749 | 0.47838 | N/A | 0.042491 | -0.010532 | 111.1908 | TRC | Commercial | CFL-23W | 13.4873 | 0.52891 | 40.1005 | 0.0054636 | 0.0012632 | 22.771 | RIM | Commercial | Energy Star PCs | 3.8219 | 0.46334 | 9.2444 | 0.017591 | 0.0068231 | 123.5154 | 2 year Payback
Commercial | High Bay Fluorescent (T5) | 10.4643 | 0.62943 | N/A | 0.20539 | 0.20151 | 1110.648 | RIM | Commercial | Window Sun Protection | 0.22749 | 0.47838 | N/A | 0.042491 | -0.010532 | 111.1908 | TRC | Commercial | CFL-23W | 12.3043 | 0.47315 | 41.3825 | 0.0056597 | 1.5322e-06 | 23.499 | RIM | Commercial | Energy Star PCs | 3.3583 | 0.40714 | 9.2444 | 0.017591 | 0 | 123.5154 | 2 year Payback
Commercial | High Bay Fluorescent (T5) | 9.4903 | 0.62943 | N/A | 0.18628 | 0.18276 | 1007.276 | RIM | Commercial | Window Sun Protection | 0.22749 | 0.47838 | N/A | 0.042491 | -0.010532 | 111.1908 | TRC | Commercial | CFL-23W | 15.4215 | 0.47315 | 61.439 | 0.0084028 | 2.2748e-06 | 34.888 | RIM | Commercial | Energy Star PCs | 3.8219 | 0.46334 | 9.2444 | 0.017591 | 0.0068231 | 123.5154 | 2 year Payback
Commercial | High Bay Fluorescent (T5) | 12.8388 | 0.62943 | N/A | 0.252 | 0.24724 | 1362.6673 | RIM | Commercial | Window Sun Protection | 0.22749 | 0.47838 | N/A | 0.042491 | -0.010532 | 111.1908 | TRC | Commercial | CFL-23W | 10.9635 | 0.52891 | 29.3265 | 0.0039956 | 0.00092383 | 16.653 | RIM | Commercial | Energy Star PCs | 3.3583 | 0.40714 | 9.2444 | 0.017591 | 0 | 123.5154 | 2 year Payback
Commercial | High Bay Fluorescent (T5) | 6.2269 | 0.62943 | N/A | 0.12222 | 0.11991 | 660.8997 | RIM | Commercial | Window Sun Protection | 0.22749 | 0.47838 | N/A | 0.042491 | -0.010532 | 111.1908 | TRC | Commercial | CFL-23W | 14.8795 | 0.52891 | 47.1394 | 0.0064226 | 0.001485 | 26.768 | RIM | Commercial | Energy Star PCs | 3.8219 | 0.46334 | 9.2444 | 0.017591 | 0.0068231 | 123.5154 | 2 year Payback
Commercial | High Bay Fluorescent (T5) | 7.0857 | 0.62943 | N/A | 0.13908 | 0.13645 | 752.0513 | RIM | Commercial | Window Sun Protection | 0.18641 | 0.39199 | N/A | 0.049635 | -0.024541 | 111.1908 | TRC | Commercial | CFL-23W | 12.4636 | 0.52891 | 35.4531 | 0.0048304 | 0.0011168 | 20.132 | RIM | Commercial | Energy Star PCs | 3.8219 | 0.46334 | 9.2444 | 0.017591 | 0.0068231 | 123.5154 | 2 year Payback
Commercial | High Bay Fluorescent (T5) | 8.3201 | 0.62943 | N/A | 0.16331 | 0.16022 | 883.0693 | RIM | Commercial | Window Sun Protection | 0.14759 | 0.30402 | N/A | 0.058425 | -0.042841 | 111.1908 | TRC | Commercial | CFL-23W | 14.6777 | 0.48109 | 54.3385 | 0.0031363 | 0.0030714 | 30.856 | RIM | Commercial | Energy Star PCs | 3.3583 | 0.40714 | 9.2444 | 0.017591 | 0 | 123.5154 | 2 year Payback
Commercial | High Bay Fluorescent (T5) | 6.14 | 0.62943 | N/A | 0.12052 | 0.11824 | 651.6843 | RIM | Commercial | Window Sun Protection | 0.22749 | 0.47838 | N/A | 0.042491 | -0.010532 | 111.1908 | TRC | Commercial | CFL-23W | 16.2811 | 0.47315 | 68.3422 | 0.0093469 | 2.5304e-06 | 38.808 | RIM | Commercial | Energy Star PCs | 3.3583 | 0.40714 | 9.2444 | 0.017591 | 0 | 123.5154 | 2 year Payback
Commercial | High Bay Fluorescent (T5) | 6.3363 | 0.62943 | N/A | 0.12437 | 0.12202 | 672.519 | RIM | Commercial | Window Sun Protection | 0.22749 | 0.47838 | N/A | 0.042491 | -0.010532 | 111.1908 | TRC | Commercial | CFL-23W | 17.3181 | 0.52891 | 61.9814 | 0.0084448 | 0.0019525 | 35.196 | RIM | Commercial | Energy Star PCs | 5.2423 | 0.63554 | 9.2444 | 0.023703 | 0.023703 | 123.5154 | 2 year Payback
Commercial | High Bay Fluorescent (T5) | 9.4073 | 0.62943 | N/A | 0.18465 | 0.18116 | 998.4613 | RIM | Commercial | Window Sun Protection | 0.22749 | 0.47838 | N/A | 0.042491 | -0.010532 | 111.1908 | TRC | Commercial | CFL-23W | 18.2268 | 0.48109 | 83.8499 | 0.0048396 | 0.0047395 | 47.614 | RIM | Commercial | Energy Star PCs | 3.8219 | 0.46334 | 9.2444 | 0.017591 | 0.0068231 | 123.5154 | 2 year Payback
Commercial | High Bay Fluorescent (T5) | 4.4904 | 0.62943 | N/A | 0.088136 | 0.086472 | 476.593 | RIM | Commercial | Window Sun Protection | 0.22749 | 0.47838 | N/A | 0.042491 | -0.010532 | 111.1908 | TRC | Commercial | CFL-23W | 13.6062 | 0.52891 | 40.6676 | 0.0055408 | 0.0012811 | 23.093 | RIM | Commercial | Energy Star PCs | 3.8219 | 0.46334 | 9.2444 | 0.017591 | 0.0068231 | 123.5154 | 2 year Payback
Commercial | High Bay Fluorescent (T5) | 7.2178 | 0.62943 | N/A | 0.14167 | 0.13899 | 766.0747 | RIM | Commercial | Window Sun Protection | 0.14759 | 0.30402 | N/A | 0.058425 | -0.042841 | 111.1908 | TRC | Commercial | CFL-23W | 13.1664 | 0.47315 | 46.2765 | 0.006329 | 1.7134e-06 | 26.278 | RIM | Commercial | Energy Star PCs | 5.2423 | 0.63554 | 9.2444 | 0.023703 | 0.023703 | 123.5154 | 2 year Payback
Commercial | High Bay LED | 3.6796 | 0.62943 | N/A | 0.10761 | 0.10558 | 581.9107 | RIM | Commercial | Window Sun Protection | 0.13649 | 0.47838 | N/A | 0.025494 | -0.0063194 | 66.7145 | TRC | Commercial | CFL-23W | 16.1367 | 0.52891 | 54.3385 | 0.0074035 | 0.0017117 | 30.856 | RIM | Commercial | Energy Star PCs | 3.3583 | 0.40714 | 9.2444 | 0.017591 | 0 | 123.5154 | 2 year Payback
Commercial | High Bay LED | 5.6397 | 0.62943 | N/A | 0.16494 | 0.16182 | 891.8853 | RIM | Commercial | Window Sun Protection | 0.13649 | 0.47838 | N/A | 0.025494 | -0.0063194 | 66.7145 | TRC | Commercial | CFL-23W | 13.4873 | 0.52891 | 40.1005 | 0.0054636 | 0.0012632 | 22.771 | RIM | Commercial | Energy Star PCs | 3.8219 | 0.46334 | 9.2444 | 0.017591 | 0.0068231 | 123.5154 | 2 year Payback
Commercial | High Bay LED | 7.0931 | 0.62943 | N/A | 0.20744 | 0.20353 | 1121.736 | RIM | Commercial | Window Sun Protection | 0.13649 | 0.47838 | N/A | 0.025494 | -0.0063194 | 66.7145 | TRC | Commercial | CFL-23W | 12.3043 | 0.47315 | 41.3825 | 0.0056597 | 1.5322e-06 | 23.499 | RIM | Commercial | Energy Star PCs | 3.3583 | 0.40714 | 9.2444 | 0.017591 | 0 | 123.5154 | 2 year Payback
Commercial | High Bay LED | 6.4329 | 0.62943 | N/A | 0.18814 | 0.18458 | 1017.332 | RIM | Commercial | Window Sun Protection | 0.13649 | 0.47838 | N/A | 0.025494 | -0.0063194 | 66.7145 | TRC | Commercial | CFL-23W | 15.4215 | 0.47315 | 61.439 | 0.0084028 | 2.2748e-06 | 34.888 | RIM | Commercial | Energy Star PCs | 3.8219 | 0.46334 | 9.2444 | 0.017591 | 0.0068231 | 123.5154 | 2 year Payback
Commercial | High Bay LED | 8.7026 | 0.62943 | N/A | 0.25451 | 0.24971 | 1376.2713 | RIM | Commercial | Window Sun Protection | 0.13649 | 0.47838 | N/A | 0.025494 | -0.0063194 | 66.7145 | TRC | Commercial | CFL-23W | 10.9635 | 0.52891 | 29.3265 | 0.0039956 | 0.00092383 | 16.653 | RIM | Commercial | Energy Star PCs | 3.3583 | 0.40714 | 9.2444 | 0.017591 | 0 | 123.5154 | 2 year Payback
Commercial | High Bay LED | 4.2208 | 0.62943 | N/A | 0.12344 | 0.12111 | 667.4977 | RIM | Commercial | Window Sun Protection | 0.13649 | 0.47838 | N/A | 0.025494 | -0.0063194 | 66.7145 | TRC | Commercial | CFL-23W | 14.8795 | 0.52891 | 47.1394 | 0.0064226 | 0.001485 | 26.768 | RIM | Commercial | Energy Star PCs | 3.8219 | 0.46334 | 9.2444 | 0.017591 | 0.0068231 | 123.5154 | 2 year Payback
Commercial | High Bay LED | 4.803 | 0.62943 | N/A | 0.14047 | 0.13781 | 759.5593 | RIM | Commercial | Window Sun Protection | 0.11184 | 0.39199 | N/A | 0.029781 | -0.014724 | 66.7145 | TRC | Commercial | High Bay Fluorescent (T5) | 4.8117 | 0.62021 | 8.6244 | 0.10655 | 0.10454 | 576.1587 | RIM | Commercial | Energy Star PCs | 3.8219 | 0.46334 | 9.2444 | 0.017591 | 0.0068231 | 123.5154 | 2 year Payback
Commercial | High Bay LED | 5.6397 | 0.62943 | N/A | 0.16494 | 0.16182 | 891.8853 | RIM | Commercial | Window Sun Protection | 0.089231 | 0.30402 | N/A | 0.035055 | -0.025705 | 66.7145 | TRC | Commercial | High Bay Fluorescent (T5) | 6.9541 | 0.62021 | 13.2185 | 0.16331 | 0.16022 | 883.0693 | RIM | Commercial | Energy Star PCs | 3.3583 | 0.40714 | 9.2444 | 0.017591 | 0 | 123.5154 | 2 year Payback
Commercial | High Bay LED | 4.162 | 0.62943 | N/A | 0.12172 | 0.11942 | 658.1903 | RIM | Commercial | Window Sun Protection | 0.13649 | 0.47838 | N/A | 0.025494 | -0.0063194 | 66.7145 | TRC | Commercial | High Bay Fluorescent (T5) | 8.3912 | 0.62021 | 16.6251 | 0.20539 | 0.20151 | 1110.648 | RIM | Commercial | Energy Star Servers | 9.3648 | 0.51676 | 24.3072 | 0.16919 | 0.11767 | 1136.6997 | 2 year Payback
Commercial | High Bay LED | 4.295 | 0.62943 | N/A | 0.12561 | 0.12324 | 679.233 | RIM | Commercial | Window Sun Protection | 0.13649 | 0.47838 | N/A | 0.025494 | -0.0063194 | 66.7145 | TRC | Commercial | High Bay Fluorescent (T5) | 7.7531 | 0.62021 | 15.0777 | 0.18628 | 0.18276 | 1007.276 | RIM | Commercial | Energy Star Servers | 9.3648 | 0.51676 | 24.3072 | 0.16919 | 0.11767 | 1136.6997 | 2 year Payback
Commercial | High Bay LED | 6.3767 | 0.62943 | N/A | 0.18649 | 0.18297 | 1008.4293 | RIM | Commercial | Window Sun Protection | 0.13649 | 0.47838 | N/A | 0.025494 | -0.0063194 | 66.7145 | TRC | Commercial | High Bay Fluorescent (T5) | 9.8523 | 0.62021 | 20.3975 | 0.252 | 0.24724 | 1362.6673 | RIM | Commercial | Energy Star Servers | 9.3648 | 0.51676 | 24.3072 | 0.16919 | 0.11767 | 1136.6997 | 2 year Payback
Commercial | High Bay LED | 3.0438 | 0.62943 | N/A | 0.089016 | 0.087335 | 481.351 | RIM | Commercial | Window Sun Protection | 0.13649 | 0.47838 | N/A | 0.025494 | -0.0063194 | 66.7145 | TRC | Commercial | High Bay Fluorescent (T5) | 5.4287 | 0.62021 | 9.8929 | 0.12222 | 0.11991 | 660.8997 | RIM | Commercial | Energy Star Servers | 9.3648 | 0.51676 | 24.3072 | 0.16919 | 0.11767 | 1136.6997 | 2 year Payback
Commercial | High Bay LED | 4.8925 | 0.62943 | N/A | 0.14308 | 0.14038 | 773.7227 | RIM | Commercial | Window Sun Protection | 0.089231 | 0.30402 | N/A | 0.035055 | -0.025705 | 66.7145 | TRC | Commercial | High Bay Fluorescent (T5) | 6.0702 | 0.62021 | 11.2573 | 0.13908 | 0.13645 | 752.0513 | RIM | Commercial | Energy Star Servers | 9.3648 | 0.51676 | 24.3072 | 0.16919 | 0.11767 | 1136.6997 | 2 year Payback
Commercial | High Bay LED | 3.6796 | 0.62943 | N/A | 0.10761 | 0.10558 | 581.9107 | RIM | Commercial | Bi-Level Lighting Control (Interior) | 0.56929 | 0.31822 | N/A | 0.0012256 | 0 | 445.78 | TRC | Commercial | High Bay Fluorescent (T5) | 6.9541 | 0.62021 | 13.2185 | 0.16331 | 0.16022 | 883.0693 | RIM | Commercial | Energy Star Servers | 9.3648 | 0.51676 | 24.3072 | 0.16919 | 0.11767 | 1136.6997 | 2 year Payback
Commercial | High Bay LED | 5.6397 | 0.62943 | N/A | 0.16494 | 0.16182 | 891.8853 | RIM | Commercial | Bi-Level Lighting Control (Interior) | 0.87253 | 0.31822 | N/A | 0.0018785 | 0 | 683.24 | TRC | Commercial | High Bay Fluorescent (T5) | 5.3626 | 0.62021 | 9.7549 | 0.12052 | 0.11824 | 651.6843 | RIM | Commercial | Energy Star Servers | 9.3648 | 0.51676 | 24.3072 | 0.16919 | 0.11767 | 1136.6997 | 2 year Payback
Commercial | High Bay LED | 7.0931 | 0.62943 | N/A | 0.20744 | 0.20353 | 1121.736 | RIM | Commercial | Bi-Level Lighting Control (Interior) | 0.99526 | 0.31822 | N/A | 0.0021427 | 0 | 779.34 | TRC | Commercial | High Bay Fluorescent (T5) | 5.5118 | 0.62021 | 10.0668 | 0.12437 | 0.12202 | 672.519 | RIM | Commercial | Energy Star Servers | 9.3648 | 0.51676 | 24.3072 | 0.16919 | 0.11767 | 1136.6997 | 2 year Payback
Commercial | High Bay LED | 6.4329 | 0.62943 | N/A | 0.18814 | 0.18458 | 1017.332 | RIM | Commercial | Bi-Level Lighting Control (Interior) | 0.65302 | 0.31822 | N/A | 0.0014059 | 0 | 511.345 | TRC | Commercial | High Bay Fluorescent (T5) | 7.6976 | 0.62021 | 14.9458 | 0.18465 | 0.18116 | 998.4613 | RIM | Commercial | Energy Star Servers | 9.3648 | 0.51676 | 24.3072 | 0.16919 | 0.11767 | 1136.6997 | 2 year Payback
Commercial | High Bay LED | 8.7026 | 0.62943 | N/A | 0.25451 | 0.24971 | 1376.2713 | RIM | Commercial | Bi-Level Lighting Control (Interior) | 0.75833 | 0.32475 | N/A | 0.0071882 | 0 | 581.87 | TRC | Commercial | High Bay Fluorescent (T5) | 4.0599 | 0.62021 | 7.134 | 0.088136 | 0.086472 | 476.593 | RIM | Commercial | Energy Star Servers | 9.3648 | 0.51676 | 24.3072 | 0.16919 | 0.11767 | 1136.6997 | 2 year Payback
Commercial | High Bay LED | 4.2208 | 0.62943 | N/A | 0.12344 | 0.12111 | 667.4977 | RIM | Commercial | Bi-Level Lighting Control (Interior) | 0.87253 | 0.31822 | N/A | 0.0018785 | 0 | 683.24 | TRC | Commercial | High Bay Fluorescent (T5) | 6.1669 | 0.62021 | 11.4672 | 0.14167 | 0.13899 | 766.0747 | RIM | Commercial | Energy Star Servers | 9.3648 | 0.51676 | 24.3072 | 0.16919 | 0.11767 | 1136.6997 | 2 year Payback
Commercial | High Bay LED | 4.803 | 0.62943 | N/A | 0.14047 | 0.13781 | 759.5593 | RIM | Commercial | Bi-Level Lighting Control (Interior) | 0.64391 | 0.31822 | N/A | 0.0013863 | 0 | 504.215 | TRC | Commercial | High Bay Fluorescent (T5) | 4.8117 | 0.62021 | 8.6244 | 0.10655 | 0.10454 | 576.1587 | RIM | Commercial | Energy Star Servers | 9.3648 | 0.51676 | 24.3072 | 0.16919 | 0.11767 | 1136.6997 | 2 year Payback
Commercial | High Bay LED | 5.6397 | 0.62943 | N/A | 0.16494 | 0.16182 | 891.8853 | RIM | Commercial | Bi-Level Lighting Control (Interior) | 0.67813 | 0.32475 | N/A | 0.006428 | 0 | 520.335 | TRC | Commercial | High Bay Fluorescent (T5) | 6.9541 | 0.62021 | 13.2185 | 0.16331 | 0.16022 | 883.0693 | RIM | Commercial | Energy Star Servers | 9.3648 | 0.51676 | 24.3072 | 0.16919 | 0.11767 | 1136.6997 | 2 year Payback
Commercial | High Bay LED | 4.162 | 0.62943 | N/A | 0.12172 | 0.11942 | 658.1903 | RIM | Commercial | Bi-Level Lighting Control (Interior) | 0.47091 | 0.31822 | N/A | 0.0010138 | 0 | 368.745 | TRC | Commercial | High Bay Fluorescent (T5) | 8.3912 | 0.62021 | 16.6251 | 0.20539 | 0.20151 | 1110.648 | RIM | Commercial | Energy Star Servers | 9.3648 | 0.51676 | 24.3072 | 0.16919 | 0.11767 | 1136.6997 | 2 year Payback
Commercial | High Bay LED | 4.295 | 0.62943 | N/A | 0.12561 | 0.12324 | 679.233 | RIM | Commercial | Bi-Level Lighting Control (Interior) | 0.75694 | 0.31822 | N/A | 0.0016296 | 0 | 592.72 | TRC | Commercial | High Bay Fluorescent (T5) | 7.7531 | 0.62021 | 15.0777 | 0.18628 | 0.18276 | 1007.276 | RIM | Commercial | Energy Star Servers | 9.3648 | 0.51676 | 24.3072 | 0.16919 | 0.11767 | 1136.6997 | 2 year Payback
Commercial | High Bay LED | 6.3767 | 0.62943 | N/A | 0.18649 | 0.18297 | 1008.4293 | RIM | Commercial | Bi-Level Lighting Control (Interior) | 0.56929 | 0.31822 | N/A | 0.0012256 | 0 | 445.78 | TRC | Commercial | High Bay Fluorescent (T5) | 9.8523 | 0.62021 | 20.3975 | 0.252 | 0.24724 | 1362.6673 | RIM | Commercial | Energy Star Servers | 9.3648 | 0.51676 | 24.3072 | 0.16919 | 0.11767 | 1136.6997 | 2 year Payback
Commercial | High Bay LED | 3.0438 | 0.62943 | N/A | 0.089016 | 0.087335 | 481.351 | RIM | Commercial | Bi-Level Lighting Control (Interior) | 0.87253 | 0.31822 | N/A | 0.0018785 | 0 | 683.24 | TRC | Commercial | High Bay Fluorescent (T5) | 5.4287 | 0.62021 | 9.8929 | 0.12222 | 0.11991 | 660.8997 | RIM | Commercial | Energy Star Servers | 9.3648 | 0.51676 | 24.3072 | 0.16919 | 0.11767 | 1136.6997 | 2 year Payback
Commercial | High Bay LED | 4.8925 | 0.62943 | N/A | 0.14308 | 0.14038 | 773.7227 | RIM | Commercial | Bi-Level Lighting Control (Interior) | 0.99526 | 0.31822 | N/A | 0.0021427 | 0 | 779.34 | TRC | Commercial | High Bay Fluorescent (T5) | 6.0702 | 0.62021 | 11.2573 | 0.13908 | 0.13645 | 752.0513 | RIM | Commercial | Energy Star Servers | 9.3648 | 0.51676 | 24.3072 | 0.16919 | 0.11767 | 1136.6997 | 2 year Payback
Commercial | LED - 14W | 19.6665 | 0.53677 | N/A | 0.011041 | 0.0025527 | 46.016 | RIM | Commercial | Bi-Level Lighting Control (Interior) | 0.65302 | 0.31822 | N/A | 0.0014059 | 0 | 511.345 | TRC | Commercial | High Bay Fluorescent (T5) | 6.9541 | 0.62021 | 13.2185 | 0.16331 | 0.16022 | 883.0693 | RIM | Commercial | Energy Star Servers | 9.3648 | 0.51676 | 24.3072 | 0.16919 | 0.11767 | 1136.6997 | 2 year Payback
Commercial | LED - 14W | 27.4172 | 0.48824 | N/A | 0.0071686 | 0.0070204 | 70.528 | RIM | Commercial | Bi-Level Lighting Control (Interior) | 0.75833 | 0.32475 | N/A | 0.0071882 | 0 | 581.87 | TRC | Commercial | High Bay Fluorescent (T5) | 5.3626 | 0.62021 | 9.7549 | 0.12052 | 0.11824 | 651.6843 | RIM | Commercial | Energy Star Servers | 9.3648 | 0.51676 | 24.3072 | 0.16919 | 0.11767 | 1136.6997 | 2 year Payback
Commercial | LED - 14W | 33.9139 | 0.48018 | N/A | 0.021364 | 5.7838e-06 | 88.704 | RIM | Commercial | Bi-Level Lighting Control (Interior) | 0.87253 | 0.31822 | N/A | 0.0018785 | 0 | 683.24 | TRC | Commercial | High Bay Fluorescent (T5) | 5.5118 | 0.62021 | 10.0668 | 0.12437 | 0.12202 | 672.519 | RIM | Commercial | Energy Star Servers | 9.3648 | 0.51676 | 24.3072 | 0.16919 | 0.11767 | 1136.6997 | 2 year Payback
Commercial | LED - 14W | 34.3822 | 0.53677 | N/A | 0.019302 | 0.0044629 | 80.448 | RIM | Commercial | Bi-Level Lighting Control (Interior) | 0.64391 | 0.31822 | N/A | 0.0013863 | 0 | 504.215 | TRC | Commercial | High Bay Fluorescent (T5) | 7.6976 | 0.62021 | 14.9458 | 0.18465 | 0.18116 | 998.4613 | RIM | Commercial | Energy Star Servers | 9.3648 | 0.51676 | 24.3072 | 0.16919 | 0.11767 | 1136.6997 | 2 year Payback
Commercial | LED - 14W | 42.3076 | 0.48824 | N/A | 0.011062 | 0.010833 | 108.832 | RIM | Commercial | Bi-Level Lighting Control (Interior) | 0.67813 | 0.32475 | N/A | 0.006428 | 0 | 520.335 | TRC | Commercial | High Bay Fluorescent (T5) | 4.0599 | 0.62021 | 7.134 | 0.088136 | 0.086472 | 476.593 | RIM | Commercial | Energy Star Servers | 9.3648 | 0.51676 | 24.3072 | 0.16919 | 0.11767 | 1136.6997 | 2 year Payback
Commercial | LED - 14W | 22.559 | 0.53677 | N/A | 0.012665 | 0.0029282 | 52.784 | RIM | Commercial | Bi-Level Lighting Control (Interior) | 0.47091 | 0.31822 | N/A | 0.0010138 | 0 | 368.745 | TRC | Commercial | High Bay Fluorescent (T5) | 6.1669 | 0.62021 | 11.4672 | 0.14167 | 0.13899 | 766.0747 | RIM | Commercial | Energy Star Servers | 9.3648 | 0.51676 | 24.3072 | 0.16919 | 0.11767 | 1136.6997 | 2 year Payback
Commercial | LED - 14W | 22.9641 | 0.48018 | N/A | 0.014466 | 3.9164e-06 | 60.064 | RIM | Commercial | Bi-Level Lighting Control (Interior) | 0.75694 | 0.31822 | N/A | 0.0016296 | 0 | 592.72 | TRC | Commercial | High Bay LED | 3.3855 | 0.62021 | 5.846 | 0.10761 | 0.10558 | 581.9107 | RIM | Commercial | Energy Star Servers | 9.3648 | 0.51676 | 24.3072 | 0.16919 | 0.11767 | 1136.6997 | 2 year Payback
Commercial | LED - 14W | 30.1426 | 0.53677 | N/A | 0.016922 | 0.0039125 | 70.528 | RIM | Commercial | Efficient Motor Belts | 0.1591 | 0.44451 | N/A | 0.012997 | 0.0032092 | 94.8071 | TRC | Commercial | High Bay LED | 4.977 | 0.62021 | 8.96 | 0.16494 | 0.16182 | 891.8853 | RIM | Commercial | Energy Star Servers | 9.3648 | 0.51676 | 24.3072 | 0.16919 | 0.11767 | 1136.6997 | 2 year Payback
Commercial | LED - 14W | 22.2445 | 0.53677 | N/A | 0.012488 | 0.0028874 | 52.048 | RIM | Commercial | Efficient Motor Belts | 0.18491 | 0.51664 | N/A | 0.012292 | 0.010296 | 94.8071 | TRC | Commercial | High Bay LED | 6.0756 | 0.62021 | 11.2691 | 0.20744 | 0.20353 | 1121.736 | RIM | Commercial | Server Virtualization | 0.90845 | 0.51676 | 1.778 | 3.1292 | 2.1764 | 21024 | TRC
Commercial | LED - 14W | 20.5355 | 0.48018 | N/A | 0.012937 | 3.5022e-06 | 53.712 | RIM | Commercial | Efficient Motor Belts | 0.1591 | 0.44451 | N/A | 0.012997 | 0.0032092 | 94.8071 | TRC | Commercial | High Bay LED | 5.5847 | 0.62021 | 10.2203 | 0.18814 | 0.18458 | 1017.332 | RIM | Commercial | Server Virtualization | 0.90845 | 0.51676 | 1.778 | 3.1292 | 2.1764 | 21024 | TRC
Commercial | LED - 14W | 30.4883 | 0.48018 | N/A | 0.019206 | 5.1996e-06 | 79.744 | RIM | Commercial | Efficient Motor Belts | 0.18491 | 0.51664 | N/A | 0.012292 | 0.010296 | 94.8071 | TRC | Commercial | High Bay LED | 7.2193 | 0.62021 | 13.8263 | 0.25451 | 0.24971 | 1376.2713 | RIM | Commercial | Server Virtualization | 0.90845 | 0.51676 | 1.778 | 3.1292 | 2.1764 | 21024 | TRC
Commercial | LED - 14W | 16.268 | 0.53677 | N/A | 0.0091329 | 0.0021116 | 38.064 | RIM | Commercial | Efficient Motor Belts | 0.18491 | 0.51664 | N/A | 0.012292 | 0.010296 | 94.8071 | TRC | Commercial | High Bay LED | 3.8383 | 0.62021 | 6.7058 | 0.12344 | 0.12111 | 667.4977 | RIM | Commercial | Server Virtualization | 0.90845 | 0.51676 | 1.778 | 3.1292 | 2.1764 | 21024 | TRC
Commercial | LED - 14W | 26.1491 | 0.53677 | N/A | 0.01468 | 0.0033942 | 61.184 | RIM | Commercial | Efficient Motor Belts | 0.1591 | 0.44451 | N/A | 0.012997 | 0.0032092 | 94.8071 | TRC | Commercial | High Bay LED | 4.3138 | 0.62021 | 7.6307 | 0.14047 | 0.13781 | 759.5593 | RIM | Commercial | Server Virtualization | 0.90845 | 0.51676 | 1.778 | 3.1292 | 2.1764 | 21024 | TRC
Commercial | LED - 14W | 19.6665 | 0.53677 | N/A | 0.011041 | 0.0025527 | 46.016 | RIM | Commercial | Efficient Motor Belts | 0.18491 | 0.51664 | N/A | 0.012292 | 0.010296 | 94.8071 | TRC | Commercial | High Bay LED | 4.977 | 0.62021 | 8.96 | 0.16494 | 0.16182 | 891.8853 | RIM | Commercial | Server Virtualization | 0.90845 | 0.51676 | 1.778 | 3.1292 | 2.1764 | 21024 | TRC
Commercial | LED - 14W | 27.4172 | 0.48824 | N/A | 0.0071686 | 0.0070204 | 70.528 | RIM | Commercial | Efficient Motor Belts | 0.1591 | 0.44451 | N/A | 0.012997 | 0.0032092 | 94.8071 | TRC | Commercial | High Bay LED | 3.7896 | 0.62021 | 6.6123 | 0.12172 | 0.11942 | 658.1903 | RIM | Commercial | Server Virtualization | 0.90845 | 0.51676 | 1.778 | 3.1292 | 2.1764 | 21024 | TRC
Commercial | LED - 14W | 33.9139 | 0.48018 | N/A | 0.021364 | 5.7838e-06 | 88.704 | RIM | Commercial | Efficient Motor Belts | 0.1591 | 0.44451 | N/A | 0.012997 | 0.0032092 | 94.8071 | TRC | Commercial | High Bay LED | 3.8996 | 0.62021 | 6.8237 | 0.12561 | 0.12324 | 679.233 | RIM | Commercial | Server Virtualization | 0.90845 | 0.51676 | 1.778 | 3.1292 | 2.1764 | 21024 | TRC
Commercial | LED - 14W | 34.3822 | 0.53677 | N/A | 0.019302 | 0.0044629 | 80.448 | RIM | Commercial | Efficient Motor Belts | 0.18491 | 0.51664 | N/A | 0.012292 | 0.010296 | 94.8071 | TRC | Commercial | High Bay LED | 5.5422 | 0.62021 | 10.1309 | 0.18649 | 0.18297 | 1008.4293 | RIM | Commercial | Server Virtualization | 0.90845 | 0.51676 | 1.778 | 3.1292 | 2.1764 | 21024 | TRC
Commercial | LED - 14W | 42.3076 | 0.48824 | N/A | 0.011062 | 0.010833 | 108.832 | RIM | Commercial | Efficient Motor Belts | 0.1591 | 0.44451 | N/A | 0.012997 | 0.0032092 | 94.8071 | TRC | Commercial | High Bay LED | 2.8397 | 0.62021 | 4.8357 | 0.089016 | 0.087335 | 481.351 | RIM | Commercial | Server Virtualization | 0.90845 | 0.51676 | 1.778 | 3.1292 | 2.1764 | 21024 | TRC
Commercial | LED - 14W | 22.559 | 0.53677 | N/A | 0.012665 | 0.0029282 | 52.784 | RIM | Commercial | Efficient Motor Belts | 0.18491 | 0.51664 | N/A | 0.012292 | 0.010296 | 94.8071 | TRC | Commercial | High Bay LED | 4.3859 | 0.62021 | 7.7729 | 0.14308 | 0.14038 | 773.7227 | RIM | Commercial | Server Virtualization | 0.90845 | 0.51676 | 1.778 | 3.1292 | 2.1764 | 21024 | TRC
Commercial | LED - 14W | 22.9641 | 0.48018 | N/A | 0.014466 | 3.9164e-06 | 60.064 | RIM | Commercial | Efficient Motor Belts | 0.1591 | 0.44451 | N/A | 0.012997 | 0.0032092 | 94.8071 | TRC | Commercial | High Bay LED | 3.3855 | 0.62021 | 5.846 | 0.10761 | 0.10558 | 581.9107 | RIM | Commercial | Server Virtualization | 0.90845 | 0.51676 | 1.778 | 3.1292 | 2.1764 | 21024 | TRC
Commercial | LED - 14W | 30.1426 | 0.53677 | N/A | 0.016922 | 0.0039125 | 70.528 | RIM | Commercial | Efficient Motor Belts | 0.1591 | 0.44451 | N/A | 0.012997 | 0.0032092 | 94.8071 | TRC | Commercial | High Bay LED | 4.977 | 0.62021 | 8.96 | 0.16494 | 0.16182 | 891.8853 | RIM | Commercial | Server Virtualization | 0.90845 | 0.51676 | 1.778 | 3.1292 | 2.1764 | 21024 | TRC
Commercial | LED - 14W | 22.2445 | 0.53677 | N/A | 0.012488 | 0.0028874 | 52.048 | RIM | Commercial | Efficient Motor Belts | 0.18491 | 0.51664 | N/A | 0.012292 | 0.010296 | 94.8071 | TRC | Commercial | High Bay LED | 6.0756 | 0.62021 | 11.2691 | 0.20744 | 0.20353 | 1121.736 | RIM | Commercial | Server Virtualization | 0.90845 | 0.51676 | 1.778 | 3.1292 | 2.1764 | 21024 | TRC
Commercial | LED - 14W | 20.5355 | 0.48018 | N/A | 0.012937 | 3.5022e-06 | 53.712 | RIM | Commercial | Efficient Motor Belts | 0.1591 | 0.44451 | N/A | 0.012997 | 0.0032092 | 94.8071 | TRC | Commercial | High Bay LED | 5.5847 | 0.62021 | 10.2203 | 0.18814 | 0.18458 | 1017.332 | RIM | Commercial | Server Virtualization | 0.90845 | 0.51676 | 1.778 | 3.1292 | 2.1764 | 21024 | TRC
Commercial | LED - 14W | 30.4883 | 0.48018 | N/A | 0.019206 | 5.1996e-06 | 79.744 | RIM | Commercial | Efficient Motor Belts | 0.18491 | 0.51664 | N/A | 0.012292 | 0.010296 | 94.8071 | TRC | Commercial | High Bay LED | 7.2193 | 0.62021 | 13.8263 | 0.25451 | 0.24971 | 1376.2713 | RIM | Commercial | Server Virtualization | 0.90845 | 0.51676 | 1.778 | 3.1292 | 2.1764 | 21024 | TRC
Commercial | LED - 14W | 16.268 | 0.53677 | N/A | 0.0091329 | 0.0021116 | 38.064 | RIM | Commercial | Efficient Motor Belts | 0.18491 | 0.51664 | N/A | 0.012292 | 0.010296 | 94.8071 | TRC | Commercial | High Bay LED | 3.8383 | 0.62021 | 6.7058 | 0.12344 | 0.12111 | 667.4977 | RIM | Commercial | Server Virtualization | 0.90845 | 0.51676 | 1.778 | 3.1292 | 2.1764 | 21024 | TRC
Commercial | LED - 14W | 26.1491 | 0.53677 | N/A | 0.01468 | 0.0033942 | 61.184 | RIM | Commercial | Efficient Motor Belts | 0.1591 | 0.44451 | N/A | 0.012997 | 0.0032092 | 94.8071 | TRC | Commercial | High Bay LED | 4.3138 | 0.62021 | 7.6307 | 0.14047 | 0.13781 | 759.5593 | RIM | Commercial | Server Virtualization | 0.90845 | 0.51676 | 1.778 | 3.1292 | 2.1764 | 21024 | TRC
Commercial | LED Display Lighting (Interior) | 6.2504 | 0.5406 | N/A | 0.066388 | 0.014997 | 270.344 | RIM | Commercial | Efficient Motor Belts | 0.18491 | 0.51664 | N/A | 0.012292 | 0.010296 | 94.8071 | TRC | Commercial | High Bay LED | 4.977 | 0.62021 | 8.96 | 0.16494 | 0.16182 | 891.8853 | RIM | Commercial | Server Virtualization | 0.90845 | 0.51676 | 1.778 | 3.1292 | 2.1764 | 21024 | TRC
Commercial | LED Display Lighting (Interior) | 8.6728 | 0.48941 | N/A | 0.043517 | 0.04079 | 414.352 | RIM | Commercial | Efficient Motor Belts | 0.1591 | 0.44451 | N/A | 0.012997 | 0.0032092 | 94.8071 | TRC | Commercial | High Bay LED | 3.7896 | 0.62021 | 6.6123 | 0.12172 | 0.11942 | 658.1903 | RIM | Commercial | Server Virtualization | 0.90845 | 0.51676 | 1.778 | 3.1292 | 2.1764 | 21024 | TRC
Commercial | LED Display Lighting (Interior) | 10.7269 | 0.48129 | N/A | 0.1264 | 9.1014e-06 | 521.136 | RIM | Commercial | Efficient Motor Belts | 0.1591 | 0.44451 | N/A | 0.012997 | 0.0032092 | 94.8071 | TRC | Commercial | High Bay LED | 3.8996 | 0.62021 | 6.8237 | 0.12561 | 0.12324 | 679.233 | RIM | Commercial | Server Virtualization | 0.90845 | 0.51676 | 1.778 | 3.1292 | 2.1764 | 21024 | TRC
Commercial | LED Display Lighting (Interior) | 10.9274 | 0.5406 | N/A | 0.11606 | 0.026219 | 472.632 | RIM | Commercial | Efficient Motor Belts | 0.18491 | 0.51664 | N/A | 0.012292 | 0.010296 | 94.8071 | TRC | Commercial | High Bay LED | 5.5422 | 0.62021 | 10.1309 | 0.18649 | 0.18297 | 1008.4293 | RIM | Commercial | Server Virtualization | 0.90845 | 0.51676 | 1.778 | 3.1292 | 2.1764 | 21024 | TRC
Commercial | LED Display Lighting (Interior) | 13.383 | 0.48941 | N/A | 0.067152 | 0.062943 | 639.388 | RIM | Commercial | Efficient Motor Belts | 0.1591 | 0.44451 | N/A | 0.012997 | 0.0032092 | 94.8071 | TRC | Commercial | High Bay LED | 2.8397 | 0.62021 | 4.8357 | 0.089016 | 0.087335 | 481.351 | RIM | Commercial | Server Virtualization | 0.90845 | 0.51676 | 1.778 | 3.1292 | 2.1764 | 21024 | TRC
Commercial | LED Display Lighting (Interior) | 7.1698 | 0.5406 | N/A | 0.076152 | 0.017203 | 310.106 | RIM | Commercial | Efficient Motor Belts | 0.18491 | 0.51664 | N/A | 0.012292 | 0.010296 | 94.8071 | TRC | Commercial | High Bay LED | 4.3859 | 0.62021 | 7.7729 | 0.14308 | 0.14038 | 773.7227 | RIM | Commercial | Server Virtualization | 0.90845 | 0.51676 | 1.778 | 3.1292 | 2.1764 | 21024 | TRC
Commercial | LED Display Lighting (Interior) | 7.2635 | 0.48129 | N/A | 0.085589 | 6.1628e-06 | 352.876 | RIM | Commercial | Efficient Motor Belts | 0.1591 | 0.44451 | N/A | 0.012997 | 0.0032092 | 94.8071 | TRC | Commercial | LED - 14W | 12.7334 | 0.52891 | 36.6385 | 0.011041 | 0.0025527 | 46.016 | RIM | Commercial | Server Virtualization | 0.90845 | 0.51676 | 1.778 | 3.1292 | 2.1764 | 21024 | TRC
Commercial | LED Display Lighting (Interior) | 9.58 | 0.5406 | N/A | 0.10175 | 0.022986 | 414.352 | RIM | Commercial | Regenerative Drive Elevator Motor | 0.12875 | 0.42415 | N/A | 0.28225 | 0.025857 | 2027.9355 | TRC | Commercial | LED - 14W | 14.9452 | 0.48109 | 56.1553 | 0.0071686 | 0.0070204 | 70.528 | RIM | Commercial | Server Virtualization | 0.90845 | 0.51676 | 1.778 | 3.1292 | 2.1764 | 21024 | TRC
Commercial | LED Display Lighting (Interior) | 7.0698 | 0.5406 | N/A | 0.07509 | 0.016963 | 305.782 | RIM | Commercial | Regenerative Drive Elevator Motor | 0.15683 | 0.51664 | N/A | 0.26293 | 0.22024 | 2027.9355 | TRC | Commercial | LED - 14W | 16.5467 | 0.47315 | 70.6272 | 0.021364 | 5.7838e-06 | 88.704 | RIM | Commercial | Energy Star Commercial Glass Door Freezer | 11.6522 | 0.46067 | 39.586 | 0.64112 | 0.22051 | 4389.9823 | 2 Year Payback
Commercial | LED Display Lighting (Interior) | 6.4953 | 0.48129 | N/A | 0.076537 | 5.511e-06 | 315.558 | RIM | Commercial | Regenerative Drive Elevator Motor | 0.12875 | 0.42415 | N/A | 0.28225 | 0.025857 | 2027.9355 | TRC | Commercial | LED - 14W | 17.6148 | 0.52891 | 64.0537 | 0.019302 | 0.0044629 | 80.448 | RIM | Commercial | Energy Star Commercial Glass Door Freezer | 12.8767 | 0.50908 | 39.586 | 0.56918 | 0.47676 | 4389.9823 | 2 Year Payback
Commercial | LED Display Lighting (Interior) | 9.6433 | 0.48129 | N/A | 0.11363 | 8.182e-06 | 468.496 | RIM | Commercial | Regenerative Drive Elevator Motor | 0.15683 | 0.51664 | N/A | 0.26293 | 0.22024 | 2027.9355 | TRC | Commercial | LED - 14W | 18.4931 | 0.48109 | 86.6534 | 0.011062 | 0.010833 | 108.832 | RIM | Commercial | Energy Star Commercial Glass Door Freezer | 11.6522 | 0.46067 | 39.586 | 0.64112 | 0.22051 | 4389.9823 | 2 Year Payback
Commercial | LED Display Lighting (Interior) | 5.1703 | 0.5406 | N/A | 0.054915 | 0.012405 | 223.626 | RIM | Commercial | Regenerative Drive Elevator Motor | 0.15683 | 0.51664 | N/A | 0.26293 | 0.22024 | 2027.9355 | TRC | Commercial | LED - 14W | 13.8862 | 0.52891 | 42.0273 | 0.012665 | 0.0029282 | 52.784 | RIM | Commercial | Energy Star Commercial Glass Door Freezer | 12.8767 | 0.50908 | 39.586 | 0.56918 | 0.47676 | 4389.9823 | 2 Year Payback
Commercial | LED Display Lighting (Interior) | 8.3107 | 0.5406 | N/A | 0.08827 | 0.01994 | 359.456 | RIM | Commercial | Regenerative Drive Elevator Motor | 0.12875 | 0.42415 | N/A | 0.28225 | 0.025857 | 2027.9355 | TRC | Commercial | LED - 14W | 13.4238 | 0.47315 | 47.8237 | 0.014466 | 3.9164e-06 | 60.064 | RIM | Commercial | Energy Star Commercial Glass Door Freezer | 12.8767 | 0.50908 | 39.586 | 0.56918 | 0.47676 | 4389.9823 | 2 Year Payback
Commercial | LED Display Lighting (Interior) | 6.2504 | 0.5406 | N/A | 0.066388 | 0.014997 | 270.344 | RIM | Commercial | Regenerative Drive Elevator Motor | 0.15683 | 0.51664 | N/A | 0.26293 | 0.22024 | 2027.9355 | TRC | Commercial | LED - 14W | 16.4308 | 0.52891 | 56.1553 | 0.016922 | 0.0039125 | 70.528 | RIM | Commercial | Energy Star Commercial Glass Door Freezer | 11.6522 | 0.46067 | 39.586 | 0.64112 | 0.22051 | 4389.9823 | 2 Year Payback
Commercial | LED Display Lighting (Interior) | 8.6728 | 0.48941 | N/A | 0.043517 | 0.04079 | 414.352 | RIM | Commercial | Regenerative Drive Elevator Motor | 0.12875 | 0.42415 | N/A | 0.28225 | 0.025857 | 2027.9355 | TRC | Commercial | LED - 14W | 13.7664 | 0.52891 | 41.4413 | 0.012488 | 0.0028874 | 52.048 | RIM | Commercial | Energy Star Commercial Glass Door Freezer | 12.8767 | 0.50908 | 39.586 | 0.56918 | 0.47676 | 4389.9823 | 2 Year Payback
Commercial | LED Display Lighting (Interior) | 10.7269 | 0.48129 | N/A | 0.1264 | 9.1014e-06 | 521.136 | RIM | Commercial | Regenerative Drive Elevator Motor | 0.12875 | 0.42415 | N/A | 0.28225 | 0.025857 | 2027.9355 | TRC | Commercial | LED - 14W | 12.5558 | 0.47315 | 42.7662 | 0.012937 | 3.5022e-06 | 53.712 | RIM | Commercial | Energy Star Commercial Glass Door Freezer | 11.6522 | 0.46067 | 39.586 | 0.64112 | 0.22051 | 4389.9823 | 2 Year Payback
Commercial | LED Display Lighting (Interior) | 10.9274 | 0.5406 | N/A | 0.11606 | 0.026219 | 472.632 | RIM | Commercial | Regenerative Drive Elevator Motor | 0.15683 | 0.51664 | N/A | 0.26293 | 0.22024 | 2027.9355 | TRC | Commercial | LED - 14W | 15.6868 | 0.47315 | 63.4931 | 0.019206 | 5.1996e-06 | 79.744 | RIM | Commercial | Energy Star Commercial Glass Door Freezer | 11.6522 | 0.46067 | 39.586 | 0.64112 | 0.22051 | 4389.9823 | 2 Year Payback
Commercial | LED Display Lighting (Interior) | 13.383 | 0.48941 | N/A | 0.067152 | 0.062943 | 639.388 | RIM | Commercial | Regenerative Drive Elevator Motor | 0.12875 | 0.42415 | N/A | 0.28225 | 0.025857 | 2027.9355 | TRC | Commercial | LED - 14W | 11.2163 | 0.52891 | 30.307 | 0.0091329 | 0.0021116 | 38.064 | RIM | Commercial | Energy Star Commercial Glass Door Freezer | 12.8767 | 0.50908 | 39.586 | 0.56918 | 0.47676 | 4389.9823 | 2 Year Payback
Commercial | LED Display Lighting (Interior) | 7.1698 | 0.5406 | N/A | 0.076152 | 0.017203 | 310.106 | RIM | Commercial | Regenerative Drive Elevator Motor | 0.15683 | 0.51664 | N/A | 0.26293 | 0.22024 | 2027.9355 | TRC | Commercial | LED - 14W | 15.1681 | 0.52891 | 48.7154 | 0.01468 | 0.0033942 | 61.184 | RIM | Commercial | Energy Star Commercial Glass Door Freezer | 11.6522 | 0.46067 | 39.586 | 0.64112 | 0.22051 | 4389.9823 | 2 Year Payback
Commercial | LED Display Lighting (Interior) | 7.2635 | 0.48129 | N/A | 0.085589 | 6.1628e-06 | 352.876 | RIM | Commercial | Regenerative Drive Elevator Motor | 0.12875 | 0.42415 | N/A | 0.28225 | 0.025857 | 2027.9355 | TRC | Commercial | LED - 14W | 12.7334 | 0.52891 | 36.6385 | 0.011041 | 0.0025527 | 46.016 | RIM | Commercial | Energy Star Commercial Glass Door Freezer | 12.8767 | 0.50908 | 39.586 | 0.56918 | 0.47676 | 4389.9823 | 2 Year Payback
Commercial | LED Display Lighting (Interior) | 9.58 | 0.5406 | N/A | 0.10175 | 0.022986 | 414.352 | RIM | Commercial | Regenerative Drive Elevator Motor | 0.12875 | 0.42415 | N/A | 0.28225 | 0.025857 | 2027.9355 | TRC | Commercial | LED - 14W | 14.9452 | 0.48109 | 56.1553 | 0.0071686 | 0.0070204 | 70.528 | RIM | Commercial | Energy Star Commercial Glass Door Freezer | 11.6522 | 0.46067 | 39.586 | 0.64112 | 0.22051 | 4389.9823 | 2 Year Payback
Commercial | LED Display Lighting (Interior) | 7.0698 | 0.5406 | N/A | 0.07509 | 0.016963 | 305.782 | RIM | Commercial | Regenerative Drive Elevator Motor | 0.15683 | 0.51664 | N/A | 0.26293 | 0.22024 | 2027.9355 | TRC | Commercial | LED - 14W | 16.5467 | 0.47315 | 70.6272 | 0.021364 | 5.7838e-06 | 88.704 | RIM | Commercial | Energy Star Commercial Glass Door Freezer | 11.6522 | 0.46067 | 39.586 | 0.64112 | 0.22051 | 4389.9823 | 2 Year Payback
Commercial | LED Display Lighting (Interior) | 6.4953 | 0.48129 | N/A | 0.076537 | 5.511e-06 | 315.558 | RIM | Commercial | Regenerative Drive Elevator Motor | 0.12875 | 0.42415 | N/A | 0.28225 | 0.025857 | 2027.9355 | TRC | Commercial | LED - 14W | 17.6148 | 0.52891 | 64.0537 | 0.019302 | 0.0044629 | 80.448 | RIM | Commercial | Energy Star Commercial Glass Door Freezer | 12.8767 | 0.50908 | 39.586 | 0.56918 | 0.47676 | 4389.9823 | 2 Year Payback
Commercial | LED Display Lighting (Interior) | 9.6433 | 0.48129 | N/A | 0.11363 | 8.182e-06 | 468.496 | RIM | Commercial | Regenerative Drive Elevator Motor | 0.15683 | 0.51664 | N/A | 0.26293 | 0.22024 | 2027.9355 | TRC | Commercial | LED - 14W | 18.4931 | 0.48109 | 86.6534 | 0.011062 | 0.010833 | 108.832 | RIM | Commercial | Energy Star Commercial Glass Door Freezer | 11.6522 | 0.46067 | 39.586 | 0.64112 | 0.22051 | 4389.9823 | 2 Year Payback
Commercial | LED Display Lighting (Interior) | 5.1703 | 0.5406 | N/A | 0.054915 | 0.012405 | 223.626 | RIM | Commercial | Regenerative Drive Elevator Motor | 0.15683 | 0.51664 | N/A | 0.26293 | 0.22024 | 2027.9355 | TRC | Commercial | LED - 14W | 13.8862 | 0.52891 | 42.0273 | 0.012665 | 0.0029282 | 52.784 | RIM | Commercial | Energy Star Commercial Glass Door Freezer | 12.8767 | 0.50908 | 39.586 | 0.56918 | 0.47676 | 4389.9823 | 2 Year Payback
Commercial | LED Display Lighting (Interior) | 8.3107 | 0.5406 | N/A | 0.08827 | 0.01994 | 359.456 | RIM | Commercial | Regenerative Drive Elevator Motor | 0.12875 | 0.42415 | N/A | 0.28225 | 0.025857 | 2027.9355 | TRC | Commercial | LED - 14W | 13.4238 | 0.47315 | 47.8237 | 0.014466 | 3.9164e-06 | 60.064 | RIM | Commercial | Energy Star Commercial Glass Door Freezer | 12.8767 | 0.50908 | 39.586 | 0.56918 | 0.47676 | 4389.9823 | 2 Year Payback
Commercial | LED Linear - Fixture Replacement | 9.8466 | 0.53843 | N/A | 0.05923 | 0.01355 | 244.345 | RIM | Commercial | Regenerative Drive Elevator Motor | 0.15683 | 0.51664 | N/A | 0.26293 | 0.22024 | 2027.9355 | TRC | Commercial | LED - 14W | 16.4308 | 0.52891 | 56.1553 | 0.016922 | 0.0039125 | 70.528 | RIM | Commercial | Energy Star Commercial Glass Door Freezer | 11.6522 | 0.46067 | 39.586 | 0.64112 | 0.22051 | 4389.9823 | 2 Year Payback
Commercial | LED Linear - Fixture Replacement | 13.6773 | 0.48796 | N/A | 0.039245 | 0.036402 | 374.5037 | RIM | Commercial | Regenerative Drive Elevator Motor | 0.12875 | 0.42415 | N/A | 0.28225 | 0.025857 | 2027.9355 | TRC | Commercial | LED - 14W | 13.7664 | 0.52891 | 41.4413 | 0.012488 | 0.0028874 | 52.048 | RIM | Commercial | Energy Star Commercial Glass Door Freezer | 12.8767 | 0.50908 | 39.586 | 0.56918 | 0.47676 | 4389.9823 | 2 Year Payback
Commercial | LED Linear - Fixture Replacement | 16.9983 | 0.48218 | N/A | 0.11487 | 6.293e-06 | 471.0182 | RIM | Commercial | Regenerative Drive Elevator Motor | 0.12875 | 0.42415 | N/A | 0.28225 | 0.025857 | 2027.9355 | TRC | Commercial | LED - 14W | 12.5558 | 0.47315 | 42.7662 | 0.012937 | 3.5022e-06 | 53.712 | RIM | Commercial | Energy Star Commercial Glass Door Freezer | 11.6522 | 0.46067 | 39.586 | 0.64112 | 0.22051 | 4389.9823 | 2 Year Payback
Commercial | LED Linear - Fixture Replacement | 17.2145 | 0.53843 | N/A | 0.10355 | 0.023688 | 427.1789 | RIM | Commercial | Regenerative Drive Elevator Motor | 0.15683 | 0.51664 | N/A | 0.26293 | 0.22024 | 2027.9355 | TRC | Commercial | LED - 14W | 15.6868 | 0.47315 | 63.4931 | 0.019206 | 5.1996e-06 | 79.744 | RIM | Commercial | Energy Star Commercial Glass Door Freezer | 11.6522 | 0.46067 | 39.586 | 0.64112 | 0.22051 | 4389.9823 | 2 Year Payback
Commercial | LED Linear - Fixture Replacement | 21.1055 | 0.48796 | N/A | 0.060559 | 0.056172 | 577.8979 | RIM | Commercial | Regenerative Drive Elevator Motor | 0.12875 | 0.42415 | N/A | 0.28225 | 0.025857 | 2027.9355 | TRC | Commercial | LED - 14W | 11.2163 | 0.52891 | 30.307 | 0.0091329 | 0.0021116 | 38.064 | RIM | Commercial | Energy Star Commercial Glass Door Freezer | 12.8767 | 0.50908 | 39.586 | 0.56918 | 0.47676 | 4389.9823 | 2 Year Payback
Commercial | LED Linear - Fixture Replacement | 11.2948 | 0.53843 | N/A | 0.067942 | 0.015543 | 280.283 | RIM | Commercial | Regenerative Drive Elevator Motor | 0.15683 | 0.51664 | N/A | 0.26293 | 0.22024 | 2027.9355 | TRC | Commercial | LED - 14W | 15.1681 | 0.52891 | 48.7154 | 0.01468 | 0.0033942 | 61.184 | RIM | Commercial | Energy Star Commercial Glass Door Freezer | 11.6522 | 0.46067 | 39.586 | 0.64112 | 0.22051 | 4389.9823 | 2 Year Payback
Commercial | LED Linear - Fixture Replacement | 11.51 | 0.48218 | N/A | 0.07778 | 4.2611e-06 | 318.9398 | RIM | Commercial | Regenerative Drive Elevator Motor | 0.12875 | 0.42415 | N/A | 0.28225 | 0.025857 | 2027.9355 | TRC | Commercial | LED Display Lighting (Interior) | 5.3339 | 0.53268 | 11.5621 | 0.066388 | 0.014997 | 270.344 | RIM | Commercial | Energy Star Commercial Glass Door Freezer | 12.8767 | 0.50908 | 39.586 | 0.56918 | 0.47676 | 4389.9823 | 2 Year Payback
Commercial | LED Linear - Fixture Replacement | 15.0918 | 0.53843 | N/A | 0.090781 | 0.020767 | 374.5037 | RIM | Commercial | Smart Strip Plug Outlet | 0.51404 | 0.41746 | N/A | 0.0012232 | 0 | 8.2262 | TRC | Commercial | LED Display Lighting (Interior) | 6.8649 | 0.48224 | 17.721 | 0.043517 | 0.04079 | 414.352 | RIM | Commercial | Energy Star Commercial Glass Door Freezer | 11.6522 | 0.46067 | 39.586 | 0.64112 | 0.22051 | 4389.9823 | 2 Year Payback
Commercial | LED Linear - Fixture Replacement | 11.1374 | 0.53843 | N/A | 0.066994 | 0.015326 | 276.3749 | RIM | Commercial | Smart Strip Plug Outlet | 0.51404 | 0.41746 | N/A | 0.0012232 | 0 | 8.2262 | TRC | Commercial | LED Display Lighting (Interior) | 8.0579 | 0.47424 | 22.2879 | 0.1264 | 9.1014e-06 | 521.136 | RIM | Commercial | Energy Star Commercial Glass Door Refrigerator | 3.4999 | 0.46067 | 8.4233 | 0.13478 | 0.046356 | 922.8665 | 2 Year Payback
Commercial | LED Linear - Fixture Replacement | 10.2928 | 0.48218 | N/A | 0.069555 | 3.8105e-06 | 285.2107 | RIM | Commercial | Automatic Door Closer for Walk-in Coolers and Freezers | 0.16519 | 0.44281 | N/A | 0.0054303 | 0.0012106 | 39.0829 | TRC | Commercial | LED Display Lighting (Interior) | 8.4032 | 0.53268 | 20.2135 | 0.11606 | 0.026219 | 472.632 | RIM | Commercial | Energy Star Commercial Glass Door Refrigerator | 3.8677 | 0.50908 | 8.4233 | 0.11965 | 0.10023 | 922.8665 | 2 Year Payback
Commercial | LED Linear - Fixture Replacement | 15.2813 | 0.48218 | N/A | 0.10326 | 5.6573e-06 | 423.4406 | RIM | Commercial | Automatic Door Closer for Walk-in Coolers and Freezers | 0.19274 | 0.51664 | N/A | 0.0050673 | 0.0042445 | 39.0829 | TRC | Commercial | LED Display Lighting (Interior) | 9.5159 | 0.48224 | 27.3453 | 0.067152 | 0.062943 | 639.388 | RIM | Commercial | Energy Star Commercial Glass Door Refrigerator | 3.4999 | 0.46067 | 8.4233 | 0.13478 | 0.046356 | 922.8665 | 2 Year Payback
Commercial | LED Linear - Fixture Replacement | 8.145 | 0.53843 | N/A | 0.048995 | 0.011208 | 202.1198 | RIM | Commercial | Automatic Door Closer for Walk-in Coolers and Freezers | 0.16519 | 0.44281 | N/A | 0.0054303 | 0.0012106 | 39.0829 | TRC | Commercial | LED Display Lighting (Interior) | 5.9893 | 0.53268 | 13.2626 | 0.076152 | 0.017203 | 310.106 | RIM | Commercial | Energy Star Commercial Glass Door Refrigerator | 3.8677 | 0.50908 | 8.4233 | 0.11965 | 0.10023 | 922.8665 | 2 Year Payback
Commercial | LED Linear - Fixture Replacement | 13.0923 | 0.53843 | N/A | 0.078754 | 0.018016 | 324.887 | RIM | Commercial | Automatic Door Closer for Walk-in Coolers and Freezers | 0.19274 | 0.51664 | N/A | 0.0050673 | 0.0042445 | 39.0829 | TRC | Commercial | LED Display Lighting (Interior) | 5.9329 | 0.47424 | 15.0918 | 0.085589 | 6.1628e-06 | 352.876 | RIM | Commercial | Energy Star Commercial Glass Door Refrigerator | 3.8677 | 0.50908 | 8.4233 | 0.11965 | 0.10023 | 922.8665 | 2 Year Payback
Commercial | LED Linear - Fixture Replacement | 9.8466 | 0.53843 | N/A | 0.05923 | 0.01355 | 244.345 | RIM | Commercial | Automatic Door Closer for Walk-in Coolers and Freezers | 0.19274 | 0.51664 | N/A | 0.0050673 | 0.0042445 | 39.0829 | TRC | Commercial | LED Display Lighting (Interior) | 7.583 | 0.53268 | 17.721 | 0.10175 | 0.022986 | 414.352 | RIM | Commercial | Energy Star Commercial Glass Door Refrigerator | 3.4999 | 0.46067 | 8.4233 | 0.13478 | 0.046356 | 922.8665 | 2 Year Payback
Commercial | LED Linear - Fixture Replacement | 13.6773 | 0.48796 | N/A | 0.039245 | 0.036402 | 374.5037 | RIM | Commercial | Automatic Door Closer for Walk-in Coolers and Freezers | 0.16519 | 0.44281 | N/A | 0.0054303 | 0.0012106 | 39.0829 | TRC | Commercial | LED Display Lighting (Interior) | 5.9194 | 0.53268 | 13.0777 | 0.07509 | 0.016963 | 305.782 | RIM | Commercial | Energy Star Commercial Glass Door Refrigerator | 3.8677 | 0.50908 | 8.4233 | 0.11965 | 0.10023 | 922.8665 | 2 Year Payback
Commercial | LED Linear - Fixture Replacement | 16.9983 | 0.48218 | N/A | 0.11487 | 6.293e-06 | 471.0182 | RIM | Commercial | Automatic Door Closer for Walk-in Coolers and Freezers | 0.19274 | 0.51664 | N/A | 0.0050673 | 0.0042445 | 39.0829 | TRC | Commercial | LED Display Lighting (Interior) | 5.4102 | 0.47424 | 13.4958 | 0.076537 | 5.511e-06 | 315.558 | RIM | Commercial | Energy Star Commercial Glass Door Refrigerator | 3.4999 | 0.46067 | 8.4233 | 0.13478 | 0.046356 | 922.8665 | 2 Year Payback
Commercial | LED Linear - Fixture Replacement | 17.2145 | 0.53843 | N/A | 0.10355 | 0.023688 | 427.1789 | RIM | Commercial | Automatic Door Closer for Walk-in Coolers and Freezers | 0.16519 | 0.44281 | N/A | 0.0054303 | 0.0012106 | 39.0829 | TRC | Commercial | LED Display Lighting (Interior) | 7.4307 | 0.47424 | 20.0366 | 0.11363 | 8.182e-06 | 468.496 | RIM | Commercial | Energy Star Commercial Glass Door Refrigerator | 3.4999 | 0.46067 | 8.4233 | 0.13478 | 0.046356 | 922.8665 | 2 Year Payback
Commercial | LED Linear - Fixture Replacement | 21.1055 | 0.48796 | N/A | 0.060559 | 0.056172 | 577.8979 | RIM | Commercial | Automatic Door Closer for Walk-in Coolers and Freezers | 0.16519 | 0.44281 | N/A | 0.0054303 | 0.0012106 | 39.0829 | TRC | Commercial | LED Display Lighting (Interior) | 4.5269 | 0.53268 | 9.564 | 0.054915 | 0.012405 | 223.626 | RIM | Commercial | Energy Star Commercial Glass Door Refrigerator | 3.8677 | 0.50908 | 8.4233 | 0.11965 | 0.10023 | 922.8665 | 2 Year Payback
Commercial | LED Linear - Fixture Replacement | 11.2948 | 0.53843 | N/A | 0.067942 | 0.015543 | 280.283 | RIM | Commercial | Automatic Door Closer for Walk-in Coolers and Freezers | 0.19274 | 0.51664 | N/A | 0.0050673 | 0.0042445 | 39.0829 | TRC | Commercial | LED Display Lighting (Interior) | 6.7652 | 0.53268 | 15.3732 | 0.08827 | 0.01994 | 359.456 | RIM | Commercial | Energy Star Commercial Glass Door Refrigerator | 3.4999 | 0.46067 | 8.4233 | 0.13478 | 0.046356 | 922.8665 | 2 Year Payback
Commercial | LED Linear - Fixture Replacement | 11.51 | 0.48218 | N/A | 0.07778 | 4.2611e-06 | 318.9398 | RIM | Commercial | Automatic Door Closer for Walk-in Coolers and Freezers | 0.16519 | 0.44281 | N/A | 0.0054303 | 0.0012106 | 39.0829 | TRC | Commercial | LED Display Lighting (Interior) | 5.3339 | 0.53268 | 11.5621 | 0.066388 | 0.014997 | 270.344 | RIM | Commercial | Energy Star Commercial Glass Door Refrigerator | 3.8677 | 0.50908 | 8.4233 | 0.11965 | 0.10023 | 922.8665 | 2 Year Payback
Commercial | LED Linear - Fixture Replacement | 15.0918 | 0.53843 | N/A | 0.090781 | 0.020767 | 374.5037 | RIM | Commercial | Automatic Door Closer for Walk-in Coolers and Freezers | 0.19274 | 0.51664 | N/A | 0.0050673 | 0.0042445 | 39.0829 | TRC | Commercial | LED Display Lighting (Interior) | 6.8649 | 0.48224 | 17.721 | 0.043517 | 0.04079 | 414.352 | RIM | Commercial | Energy Star Commercial Glass Door Refrigerator | 3.4999 | 0.46067 | 8.4233 | 0.13478 | 0.046356 | 922.8665 | 2 Year Payback
Commercial | LED Linear - Fixture Replacement | 11.1374 | 0.53843 | N/A | 0.066994 | 0.015326 | 276.3749 | RIM | Commercial | Automatic Door Closer for Walk-in Coolers and Freezers | 0.16519 | 0.44281 | N/A | 0.0054303 | 0.0012106 | 39.0829 | TRC | Commercial | LED Display Lighting (Interior) | 8.0579 | 0.47424 | 22.2879 | 0.1264 | 9.1014e-06 | 521.136 | RIM | Commercial | Energy Star Commercial Glass Door Refrigerator | 3.4999 | 0.46067 | 8.4233 | 0.13478 | 0.046356 | 922.8665 | 2 Year Payback
Commercial | LED Linear - Fixture Replacement | 10.2928 | 0.48218 | N/A | 0.069555 | 3.8105e-06 | 285.2107 | RIM | Commercial | Automatic Door Closer for Walk-in Coolers and Freezers | 0.16519 | 0.44281 | N/A | 0.0054303 | 0.0012106 | 39.0829 | TRC | Commercial | LED Display Lighting (Interior) | 8.4032 | 0.53268 | 20.2135 | 0.11606 | 0.026219 | 472.632 | RIM | Commercial | Energy Star Commercial Glass Door Refrigerator | 3.8677 | 0.50908 | 8.4233 | 0.11965 | 0.10023 | 922.8665 | 2 Year Payback
Commercial | LED Linear - Fixture Replacement | 15.2813 | 0.48218 | N/A | 0.10326 | 5.6573e-06 | 423.4406 | RIM | Commercial | Automatic Door Closer for Walk-in Coolers and Freezers | 0.19274 | 0.51664 | N/A | 0.0050673 | 0.0042445 | 39.0829 | TRC | Commercial | LED Display Lighting (Interior) | 9.5159 | 0.48224 | 27.3453 | 0.067152 | 0.062943 | 639.388 | RIM | Commercial | Energy Star Commercial Glass Door Refrigerator | 3.4999 | 0.46067 | 8.4233 | 0.13478 | 0.046356 | 922.8665 | 2 Year Payback
Commercial | LED Linear - Fixture Replacement | 8.145 | 0.53843 | N/A | 0.048995 | 0.011208 | 202.1198 | RIM | Commercial | Automatic Door Closer for Walk-in Coolers and Freezers | 0.16519 | 0.44281 | N/A | 0.0054303 | 0.0012106 | 39.0829 | TRC | Commercial | LED Display Lighting (Interior) | 5.9893 | 0.53268 | 13.2626 | 0.076152 | 0.017203 | 310.106 | RIM | Commercial | Energy Star Commercial Glass Door Refrigerator | 3.8677 | 0.50908 | 8.4233 | 0.11965 | 0.10023 | 922.8665 | 2 Year Payback
Commercial | LED Linear - Fixture Replacement | 13.0923 | 0.53843 | N/A | 0.078754 | 0.018016 | 324.887 | RIM | Commercial | Automatic Door Closer for Walk-in Coolers and Freezers | 0.19274 | 0.51664 | N/A | 0.0050673 | 0.0042445 | 39.0829 | TRC | Commercial | LED Display Lighting (Interior) | 5.9329 | 0.47424 | 15.0918 | 0.085589 | 6.1628e-06 | 352.876 | RIM | Commercial | Energy Star Commercial Glass Door Refrigerator | 3.8677 | 0.50908 | 8.4233 | 0.11965 | 0.10023 | 922.8665 | 2 Year Payback
Commercial | LED Linear - Lamp Replacement | 7.7112 | 0.53786 | N/A | 0.0049742 | 0.0011421 | 20.5922 | RIM | Commercial | Automatic Door Closer for Walk-in Coolers and Freezers | 0.19274 | 0.51664 | N/A | 0.0050673 | 0.0042445 | 39.0829 | TRC | Commercial | LED Display Lighting (Interior) | 7.583 | 0.53268 | 17.721 | 0.10175 | 0.022986 | 414.352 | RIM | Commercial | Energy Star Commercial Glass Door Refrigerator | 3.4999 | 0.46067 | 8.4233 | 0.13478 | 0.046356 | 922.8665 | 2 Year Payback
Commercial | LED Linear - Lamp Replacement | 10.7552 | 0.48946 | N/A | 0.0032689 | 0.0031387 | 31.5613 | RIM | Commercial | Automatic Door Closer for Walk-in Coolers and Freezers | 0.16519 | 0.44281 | N/A | 0.0054303 | 0.0012106 | 39.0829 | TRC | Commercial | LED Display Lighting (Interior) | 5.9194 | 0.53268 | 13.0777 | 0.07509 | 0.016963 | 305.782 | RIM | Commercial | Energy Star Commercial Glass Door Refrigerator | 3.8677 | 0.50908 | 8.4233 | 0.11965 | 0.10023 | 922.8665 | 2 Year Payback
Commercial | LED Linear - Lamp Replacement | 13.2769 | 0.48041 | N/A | 0.0095754 | 1.6038e-06 | 39.695 | RIM | Commercial | Automatic Door Closer for Walk-in Coolers and Freezers | 0.19274 | 0.51664 | N/A | 0.0050673 | 0.0042445 | 39.0829 | TRC | Commercial | LED Display Lighting (Interior) | 5.4102 | 0.47424 | 13.4958 | 0.076537 | 5.511e-06 | 315.558 | RIM | Commercial | Energy Star Commercial Glass Door Refrigerator | 3.4999 | 0.46067 | 8.4233 | 0.13478 | 0.046356 | 922.8665 | 2 Year Payback
Commercial | LED Linear - Lamp Replacement | 13.4811 | 0.53786 | N/A | 0.0086962 | 0.0019966 | 36.0005 | RIM | Commercial | Automatic Door Closer for Walk-in Coolers and Freezers | 0.16519 | 0.44281 | N/A | 0.0054303 | 0.0012106 | 39.0829 | TRC | Commercial | LED Display Lighting (Interior) | 7.4307 | 0.47424 | 20.0366 | 0.11363 | 8.182e-06 | 468.496 | RIM | Commercial | Energy Star Commercial Glass Door Refrigerator | 3.4999 | 0.46067 | 8.4233 | 0.13478 | 0.046356 | 922.8665 | 2 Year Payback
Commercial | LED Linear - Lamp Replacement | 16.5963 | 0.48946 | N/A | 0.0050442 | 0.0048434 | 48.7023 | RIM | Commercial | Automatic Door Closer for Walk-in Coolers and Freezers | 0.16519 | 0.44281 | N/A | 0.0054303 | 0.0012106 | 39.0829 | TRC | Commercial | LED Display Lighting (Interior) | 4.5269 | 0.53268 | 9.564 | 0.054915 | 0.012405 | 223.626 | RIM | Commercial | Energy Star Commercial Glass Door Refrigerator | 3.8677 | 0.50908 | 8.4233 | 0.11965 | 0.10023 | 922.8665 | 2 Year Payback
Commercial | LED Linear - Lamp Replacement | 8.8453 | 0.53786 | N/A | 0.0057058 | 0.00131 | 23.6208 | RIM | Commercial | Automatic Door Closer for Walk-in Coolers and Freezers | 0.19274 | 0.51664 | N/A | 0.0050673 | 0.0042445 | 39.0829 | TRC | Commercial | LED Display Lighting (Interior) | 6.7652 | 0.53268 | 15.3732 | 0.08827 | 0.01994 | 359.456 | RIM | Commercial | Energy Star Commercial Glass Door Refrigerator | 3.4999 | 0.46067 | 8.4233 | 0.13478 | 0.046356 | 922.8665 | 2 Year Payback
Commercial | LED Linear - Lamp Replacement | 8.9902 | 0.48041 | N/A | 0.0064838 | 1.086e-06 | 26.8786 | RIM | Commercial | Automatic Door Closer for Walk-in Coolers and Freezers | 0.16519 | 0.44281 | N/A | 0.0054303 | 0.0012106 | 39.0829 | TRC | Commercial | LED Linear - Fixture Replacement | 7.7424 | 0.53054 | 18.2877 | 0.05923 | 0.01355 | 244.345 | RIM | Commercial | Energy Star Commercial Glass Door Refrigerator | 3.8677 | 0.50908 | 8.4233 | 0.11965 | 0.10023 | 922.8665 | 2 Year Payback
Commercial | LED Linear - Lamp Replacement | 11.8188 | 0.53786 | N/A | 0.0076239 | 0.0017504 | 31.5613 | RIM | Commercial | Automatic Door Closer for Walk-in Coolers and Freezers | 0.19274 | 0.51664 | N/A | 0.0050673 | 0.0042445 | 39.0829 | TRC | Commercial | LED Linear - Fixture Replacement | 9.6554 | 0.48082 | 28.0293 | 0.039245 | 0.036402 | 374.5037 | RIM | Commercial | Energy Star Commercial Glass Door Refrigerator | 3.4999 | 0.46067 | 8.4233 | 0.13478 | 0.046356 | 922.8665 | 2 Year Payback
Commercial | LED Linear - Lamp Replacement | 8.722 | 0.53786 | N/A | 0.0056262 | 0.0012918 | 23.2915 | RIM | Commercial | Automatic Door Closer for Walk-in Coolers and Freezers | 0.16519 | 0.44281 | N/A | 0.0054303 | 0.0012106 | 39.0829 | TRC | Commercial | LED Linear - Fixture Replacement | 11.1546 | 0.47512 | 35.2529 | 0.11487 | 6.293e-06 | 471.0182 | RIM | Commercial | Energy Star Commercial Solid Door Freezer | 8.3017 | 0.4797 | 22.8414 | 0.37834 | 0.16907 | 2533.0469 | 2 Year Payback
Commercial | LED Linear - Lamp Replacement | 8.0394 | 0.48041 | N/A | 0.0057981 | 9.7112e-07 | 24.0361 | RIM | Commercial | Demand Defrost | 0.37567 | 0.42415 | N/A | 0.054904 | 0.0050296 | 394.47 | TRC | Commercial | LED Linear - Fixture Replacement | 11.6698 | 0.53054 | 31.9718 | 0.10355 | 0.023688 | 427.1789 | RIM | Commercial | Energy Star Commercial Solid Door Freezer | 8.8103 | 0.50908 | 22.8414 | 0.32842 | 0.27509 | 2533.0469 | 2 Year Payback
Commercial | LED Linear - Lamp Replacement | 11.9358 | 0.48041 | N/A | 0.0086082 | 1.4418e-06 | 35.6854 | RIM | Commercial | Demand Defrost | 0.45759 | 0.51664 | N/A | 0.051145 | 0.04284 | 394.47 | TRC | Commercial | LED Linear - Fixture Replacement | 12.8476 | 0.48082 | 43.2522 | 0.060559 | 0.056172 | 577.8979 | RIM | Commercial | Energy Star Commercial Solid Door Freezer | 8.3017 | 0.4797 | 22.8414 | 0.37834 | 0.16907 | 2533.0469 | 2 Year Payback
Commercial | LED Linear - Lamp Replacement | 6.3786 | 0.53786 | N/A | 0.0041146 | 0.00094471 | 17.0336 | RIM | Commercial | Demand Defrost | 0.37567 | 0.42415 | N/A | 0.054904 | 0.0050296 | 394.47 | TRC | Commercial | LED Linear - Fixture Replacement | 8.6106 | 0.53054 | 20.9775 | 0.067942 | 0.015543 | 280.283 | RIM | Commercial | Energy Star Commercial Solid Door Freezer | 8.8103 | 0.50908 | 22.8414 | 0.32842 | 0.27509 | 2533.0469 | 2 Year Payback
Commercial | LED Linear - Lamp Replacement | 10.2529 | 0.53786 | N/A | 0.0066138 | 0.0015185 | 27.3798 | RIM | Commercial | Demand Defrost | 0.45759 | 0.51664 | N/A | 0.051145 | 0.04284 | 394.47 | TRC | Commercial | LED Linear - Fixture Replacement | 8.4961 | 0.47512 | 23.8707 | 0.07778 | 4.2611e-06 | 318.9398 | RIM | Commercial | Energy Star Commercial Solid Door Freezer | 8.8103 | 0.50908 | 22.8414 | 0.32842 | 0.27509 | 2533.0469 | 2 Year Payback
Commercial | LED Linear - Lamp Replacement | 7.7112 | 0.53786 | N/A | 0.0049742 | 0.0011421 | 20.5922 | RIM | Commercial | Demand Defrost | 0.45759 | 0.51664 | N/A | 0.051145 | 0.04284 | 394.47 | TRC | Commercial | LED Linear - Fixture Replacement | 10.6539 | 0.53054 | 28.0293 | 0.090781 | 0.020767 | 374.5037 | RIM | Commercial | Energy Star Commercial Solid Door Freezer | 8.3017 | 0.4797 | 22.8414 | 0.37834 | 0.16907 | 2533.0469 | 2 Year Payback
Commercial | LED Linear - Lamp Replacement | 10.7552 | 0.48946 | N/A | 0.0032689 | 0.0031387 | 31.5613 | RIM | Commercial | Demand Defrost | 0.37567 | 0.42415 | N/A | 0.054904 | 0.0050296 | 394.47 | TRC | Commercial | LED Linear - Fixture Replacement | 8.5187 | 0.53054 | 20.685 | 0.066994 | 0.015326 | 276.3749 | RIM | Commercial | Energy Star Commercial Solid Door Freezer | 8.8103 | 0.50908 | 22.8414 | 0.32842 | 0.27509 | 2533.0469 | 2 Year Payback
Commercial | LED Linear - Lamp Replacement | 13.2769 | 0.48041 | N/A | 0.0095754 | 1.6038e-06 | 39.695 | RIM | Commercial | Demand Defrost | 0.45759 | 0.51664 | N/A | 0.051145 | 0.04284 | 394.47 | TRC | Commercial | LED Linear - Fixture Replacement | 7.814 | 0.47512 | 21.3463 | 0.069555 | 3.8105e-06 | 285.2107 | RIM | Commercial | Energy Star Commercial Solid Door Freezer | 8.3017 | 0.4797 | 22.8414 | 0.37834 | 0.16907 | 2533.0469 | 2 Year Payback
Commercial | LED Linear - Lamp Replacement | 13.4811 | 0.53786 | N/A | 0.0086962 | 0.0019966 | 36.0005 | RIM | Commercial | Demand Defrost | 0.37567 | 0.42415 | N/A | 0.054904 | 0.0050296 | 394.47 | TRC | Commercial | LED Linear - Fixture Replacement | 10.3886 | 0.47512 | 31.692 | 0.10326 | 5.6573e-06 | 423.4406 | RIM | Commercial | Energy Star Commercial Solid Door Freezer | 8.3017 | 0.4797 | 22.8414 | 0.37834 | 0.16907 | 2533.0469 | 2 Year Payback
Commercial | LED Linear - Lamp Replacement | 16.5963 | 0.48946 | N/A | 0.0050442 | 0.0048434 | 48.7023 | RIM | Commercial | Demand Defrost | 0.37567 | 0.42415 | N/A | 0.054904 | 0.0050296 | 394.47 | TRC | Commercial | LED Linear - Fixture Replacement | 6.65 | 0.53054 | 15.1274 | 0.048995 | 0.011208 | 202.1198 | RIM | Commercial | Energy Star Commercial Solid Door Freezer | 8.8103 | 0.50908 | 22.8414 | 0.32842 | 0.27509 | 2533.0469 | 2 Year Payback
Commercial | LED Linear - Lamp Replacement | 8.8453 | 0.53786 | N/A | 0.0057058 | 0.00131 | 23.6208 | RIM | Commercial | Demand Defrost | 0.45759 | 0.51664 | N/A | 0.051145 | 0.04284 | 394.47 | TRC | Commercial | LED Linear - Fixture Replacement | 9.6171 | 0.53054 | 24.3158 | 0.078754 | 0.018016 | 324.887 | RIM | Commercial | Energy Star Commercial Solid Door Freezer | 8.3017 | 0.4797 | 22.8414 | 0.37834 | 0.16907 | 2533.0469 | 2 Year Payback
Commercial | LED Linear - Lamp Replacement | 8.9902 | 0.48041 | N/A | 0.0064838 | 1.086e-06 | 26.8786 | RIM | Commercial | Demand Defrost | 0.37567 | 0.42415 | N/A | 0.054904 | 0.0050296 | 394.47 | TRC | Commercial | LED Linear - Fixture Replacement | 7.7424 | 0.53054 | 18.2877 | 0.05923 | 0.01355 | 244.345 | RIM | Commercial | Energy Star Commercial Solid Door Freezer | 8.8103 | 0.50908 | 22.8414 | 0.32842 | 0.27509 | 2533.0469 | 2 Year Payback
Commercial | LED Linear - Lamp Replacement | 11.8188 | 0.53786 | N/A | 0.0076239 | 0.0017504 | 31.5613 | RIM | Commercial | Demand Defrost | 0.45759 | 0.51664 | N/A | 0.051145 | 0.04284 | 394.47 | TRC | Commercial | LED Linear - Fixture Replacement | 9.6554 | 0.48082 | 28.0293 | 0.039245 | 0.036402 | 374.5037 | RIM | Commercial | Energy Star Commercial Solid Door Freezer | 8.3017 | 0.4797 | 22.8414 | 0.37834 | 0.16907 | 2533.0469 | 2 Year Payback
Commercial | LED Linear - Lamp Replacement | 8.722 | 0.53786 | N/A | 0.0056262 | 0.0012918 | 23.2915 | RIM | Commercial | Demand Defrost | 0.37567 | 0.42415 | N/A | 0.054904 | 0.0050296 | 394.47 | TRC | Commercial | LED Linear - Fixture Replacement | 11.1546 | 0.47512 | 35.2529 | 0.11487 | 6.293e-06 | 471.0182 | RIM | Commercial | Energy Star Commercial Solid Door Freezer | 8.3017 | 0.4797 | 22.8414 | 0.37834 | 0.16907 | 2533.0469 | 2 Year Payback
Commercial | LED Linear - Lamp Replacement | 8.0394 | 0.48041 | N/A | 0.0057981 | 9.7112e-07 | 24.0361 | RIM | Commercial | Demand Defrost | 0.37567 | 0.42415 | N/A | 0.054904 | 0.0050296 | 394.47 | TRC | Commercial | LED Linear - Fixture Replacement | 11.6698 | 0.53054 | 31.9718 | 0.10355 | 0.023688 | 427.1789 | RIM | Commercial | Energy Star Commercial Solid Door Freezer | 8.8103 | 0.50908 | 22.8414 | 0.32842 | 0.27509 | 2533.0469 | 2 Year Payback
Commercial | LED Linear - Lamp Replacement | 11.9358 | 0.48041 | N/A | 0.0086082 | 1.4418e-06 | 35.6854 | RIM | Commercial | Demand Defrost | 0.45759 | 0.51664 | N/A | 0.051145 | 0.04284 | 394.47 | TRC | Commercial | LED Linear - Fixture Replacement | 12.8476 | 0.48082 | 43.2522 | 0.060559 | 0.056172 | 577.8979 | RIM | Commercial | Energy Star Commercial Solid Door Freezer | 8.3017 | 0.4797 | 22.8414 | 0.37834 | 0.16907 | 2533.0469 | 2 Year Payback
Commercial | LED Linear - Lamp Replacement | 6.3786 | 0.53786 | N/A | 0.0041146 | 0.00094471 | 17.0336 | RIM | Commercial | Demand Defrost | 0.37567 | 0.42415 | N/A | 0.054904 | 0.0050296 | 394.47 | TRC | Commercial | LED Linear - Fixture Replacement | 8.6106 | 0.53054 | 20.9775 | 0.067942 | 0.015543 | 280.283 | RIM | Commercial | Energy Star Commercial Solid Door Freezer | 8.8103 | 0.50908 | 22.8414 | 0.32842 | 0.27509 | 2533.0469 | 2 Year Payback
Commercial | LED Linear - Lamp Replacement | 10.2529 | 0.53786 | N/A | 0.0066138 | 0.0015185 | 27.3798 | RIM | Commercial | Demand Defrost | 0.45759 | 0.51664 | N/A | 0.051145 | 0.04284 | 394.47 | TRC | Commercial | LED Linear - Fixture Replacement | 8.4961 | 0.47512 | 23.8707 | 0.07778 | 4.2611e-06 | 318.9398 | RIM | Commercial | Energy Star Commercial Solid Door Freezer | 8.8103 | 0.50908 | 22.8414 | 0.32842 | 0.27509 | 2533.0469 | 2 Year Payback
Commercial | Premium T8 - Fixture Replacement | 1.2239 | 0.53843 | N/A | 0.0073619 | 0.0016841 | 30.3706 | RIM | Commercial | Demand Defrost | 0.45759 | 0.51664 | N/A | 0.051145 | 0.04284 | 394.47 | TRC | Commercial | LED Linear - Fixture Replacement | 10.6539 | 0.53054 | 28.0293 | 0.090781 | 0.020767 | 374.5037 | RIM | Commercial | Energy Star Commercial Solid Door Freezer | 8.3017 | 0.4797 | 22.8414 | 0.37834 | 0.16907 | 2533.0469 | 2 Year Payback
Commercial | Premium T8 - Fixture Replacement | 1.7 | 0.48796 | N/A | 0.0048779 | 0.0045245 | 46.5485 | RIM | Commercial | Demand Defrost | 0.37567 | 0.42415 | N/A | 0.054904 | 0.0050296 | 394.47 | TRC | Commercial | LED Linear - Fixture Replacement | 8.5187 | 0.53054 | 20.685 | 0.066994 | 0.015326 | 276.3749 | RIM | Commercial | Energy Star Commercial Solid Door Freezer | 8.8103 | 0.50908 | 22.8414 | 0.32842 | 0.27509 | 2533.0469 | 2 Year Payback
Commercial | Premium T8 - Fixture Replacement | 2.1128 | 0.48218 | N/A | 0.014277 | 7.8218e-07 | 58.5446 | RIM | Commercial | Demand Defrost | 0.45759 | 0.51664 | N/A | 0.051145 | 0.04284 | 394.47 | TRC | Commercial | LED Linear - Fixture Replacement | 7.814 | 0.47512 | 21.3463 | 0.069555 | 3.8105e-06 | 285.2107 | RIM | Commercial | Energy Star Commercial Solid Door Freezer | 8.3017 | 0.4797 | 22.8414 | 0.37834 | 0.16907 | 2533.0469 | 2 Year Payback
Commercial | Premium T8 - Fixture Replacement | 2.1397 | 0.53843 | N/A | 0.012871 | 0.0029443 | 53.0957 | RIM | Commercial | Demand Defrost | 0.37567 | 0.42415 | N/A | 0.054904 | 0.0050296 | 394.47 | TRC | Commercial | LED Linear - Fixture Replacement | 10.3886 | 0.47512 | 31.692 | 0.10326 | 5.6573e-06 | 423.4406 | RIM | Commercial | Energy Star Commercial Solid Door Freezer | 8.3017 | 0.4797 | 22.8414 | 0.37834 | 0.16907 | 2533.0469 | 2 Year Payback
Commercial | Premium T8 - Fixture Replacement | 2.6233 | 0.48796 | N/A | 0.0075271 | 0.0069818 | 71.8291 | RIM | Commercial | Demand Defrost | 0.37567 | 0.42415 | N/A | 0.054904 | 0.0050296 | 394.47 | TRC | Commercial | LED Linear - Fixture Replacement | 6.65 | 0.53054 | 15.1274 | 0.048995 | 0.011208 | 202.1198 | RIM | Commercial | Energy Star Commercial Solid Door Freezer | 8.8103 | 0.50908 | 22.8414 | 0.32842 | 0.27509 | 2533.0469 | 2 Year Payback
Commercial | Premium T8 - Fixture Replacement | 1.4039 | 0.53843 | N/A | 0.0084447 | 0.0019318 | 34.8374 | RIM | Commercial | Demand Defrost | 0.45759 | 0.51664 | N/A | 0.051145 | 0.04284 | 394.47 | TRC | Commercial | LED Linear - Fixture Replacement | 9.6171 | 0.53054 | 24.3158 | 0.078754 | 0.018016 | 324.887 | RIM | Commercial | Energy Star Commercial Solid Door Freezer | 8.3017 | 0.4797 | 22.8414 | 0.37834 | 0.16907 | 2533.0469 | 2 Year Payback
Commercial | Premium T8 - Fixture Replacement | 1.4306 | 0.48218 | N/A | 0.0096676 | 5.2963e-07 | 39.6422 | RIM | Commercial | Demand Defrost | 0.37567 | 0.42415 | N/A | 0.054904 | 0.0050296 | 394.47 | TRC | Commercial | LED Linear - Lamp Replacement | 6.3568 | 0.52998 | 14.3367 | 0.0049742 | 0.0011421 | 20.5922 | RIM | Commercial | Energy Star Commercial Solid Door Freezer | 8.8103 | 0.50908 | 22.8414 | 0.32842 | 0.27509 | 2533.0469 | 2 Year Payback
Commercial | Premium T8 - Fixture Replacement | 1.8758 | 0.53843 | N/A | 0.011284 | 0.0025813 | 46.5485 | RIM | Commercial | Demand Defrost | 0.45759 | 0.51664 | N/A | 0.051145 | 0.04284 | 394.47 | TRC | Commercial | LED Linear - Lamp Replacement | 8.1076 | 0.48229 | 21.9737 | 0.0032689 | 0.0031387 | 31.5613 | RIM | Commercial | Energy Star Commercial Solid Door Freezer | 8.3017 | 0.4797 | 22.8414 | 0.37834 | 0.16907 | 2533.0469 | 2 Year Payback
Commercial | Premium T8 - Fixture Replacement | 1.3843 | 0.53843 | N/A | 0.008327 | 0.0019049 | 34.3517 | RIM | Commercial | Demand Defrost | 0.37567 | 0.42415 | N/A | 0.054904 | 0.0050296 | 394.47 | TRC | Commercial | LED Linear - Lamp Replacement | 9.4116 | 0.47338 | 27.6366 | 0.0095754 | 1.6038e-06 | 39.695 | RIM | Commercial | Energy Star Commercial Solid Door Refrigerator | 3.3862 | 0.4797 | 7.7575 | 0.12695 | 0.056728 | 849.9239 | 2 Year Payback
Commercial | Premium T8 - Fixture Replacement | 1.2793 | 0.48218 | N/A | 0.0086452 | 4.7362e-07 | 35.4499 | RIM | Commercial | Freezer-Cooler Replacement Gaskets | 0 | 0 | N/A | 0 | 0 | 0 | TRC | Commercial | LED Linear - Lamp Replacement | 9.8225 | 0.52998 | 25.0644 | 0.0086962 | 0.0019966 | 36.0005 | RIM | Commercial | Energy Star Commercial Solid Door Refrigerator | 3.5936 | 0.50908 | 7.7575 | 0.1102 | 0.092304 | 849.9239 | 2 Year Payback
Commercial | Premium T8 - Fixture Replacement | 1.8994 | 0.48218 | N/A | 0.012835 | 7.0317e-07 | 52.631 | RIM | Commercial | Freezer-Cooler Replacement Gaskets | 0 | 0 | N/A | 0 | 0 | 0 | TRC | Commercial | LED Linear - Lamp Replacement | 11.0355 | 0.48229 | 33.9077 | 0.0050442 | 0.0048434 | 48.7023 | RIM | Commercial | Energy Star Commercial Solid Door Refrigerator | 3.3862 | 0.4797 | 7.7575 | 0.12695 | 0.056728 | 849.9239 | 2 Year Payback
Commercial | Premium T8 - Fixture Replacement | 1.0124 | 0.53843 | N/A | 0.0060897 | 0.0013931 | 25.1222 | RIM | Commercial | Freezer-Cooler Replacement Gaskets | 0 | 0 | N/A | 0 | 0 | 0 | TRC | Commercial | LED Linear - Lamp Replacement | 7.1081 | 0.52998 | 16.4454 | 0.0057058 | 0.00131 | 23.6208 | RIM | Commercial | Energy Star Commercial Solid Door Refrigerator | 3.5936 | 0.50908 | 7.7575 | 0.1102 | 0.092304 | 849.9239 | 2 Year Payback
Commercial | Premium T8 - Fixture Replacement | 1.6273 | 0.53843 | N/A | 0.0097886 | 0.0022393 | 40.3814 | RIM | Commercial | Freezer-Cooler Replacement Gaskets | 0 | 0 | N/A | 0 | 0 | 0 | TRC | Commercial | LED Linear - Lamp Replacement | 7.034 | 0.47338 | 18.7135 | 0.0064838 | 1.086e-06 | 26.8786 | RIM | Commercial | Energy Star Commercial Solid Door Refrigerator | 3.5936 | 0.50908 | 7.7575 | 0.1102 | 0.092304 | 849.9239 | 2 Year Payback
Commercial | Premium T8 - Fixture Replacement | 1.2239 | 0.53843 | N/A | 0.0073619 | 0.0016841 | 30.3706 | RIM | Commercial | Freezer-Cooler Replacement Gaskets | 0 | 0 | N/A | 0 | 0 | 0 | TRC | Commercial | LED Linear - Lamp Replacement | 8.9094 | 0.52998 | 21.9737 | 0.0076239 | 0.0017504 | 31.5613 | RIM | Commercial | Energy Star Commercial Solid Door Refrigerator | 3.3862 | 0.4797 | 7.7575 | 0.12695 | 0.056728 | 849.9239 | 2 Year Payback
Commercial | Premium T8 - Fixture Replacement | 1.7 | 0.48796 | N/A | 0.0048779 | 0.0045245 | 46.5485 | RIM | Commercial | Freezer-Cooler Replacement Gaskets | 0 | 0 | N/A | 0 | 0 | 0 | TRC | Commercial | LED Linear - Lamp Replacement | 7.0283 | 0.52998 | 16.2161 | 0.0056262 | 0.0012918 | 23.2915 | RIM | Commercial | Energy Star Commercial Solid Door Refrigerator | 3.5936 | 0.50908 | 7.7575 | 0.1102 | 0.092304 | 849.9239 | 2 Year Payback
Commercial | Premium T8 - Fixture Replacement | 2.1128 | 0.48218 | N/A | 0.014277 | 7.8218e-07 | 58.5446 | RIM | Commercial | Freezer-Cooler Replacement Gaskets | 0 | 0 | N/A | 0 | 0 | 0 | TRC | Commercial | LED Linear - Lamp Replacement | 6.4383 | 0.47338 | 16.7345 | 0.0057981 | 9.7112e-07 | 24.0361 | RIM | Commercial | Energy Star Commercial Solid Door Refrigerator | 3.3862 | 0.4797 | 7.7575 | 0.12695 | 0.056728 | 849.9239 | 2 Year Payback
Commercial | Premium T8 - Fixture Replacement | 2.1397 | 0.53843 | N/A | 0.012871 | 0.0029443 | 53.0957 | RIM | Commercial | Freezer-Cooler Replacement Gaskets | 0 | 0 | N/A | 0 | 0 | 0 | TRC | Commercial | LED Linear - Lamp Replacement | 8.7172 | 0.47338 | 24.845 | 0.0086082 | 1.4418e-06 | 35.6854 | RIM | Commercial | Energy Star Commercial Solid Door Refrigerator | 3.3862 | 0.4797 | 7.7575 | 0.12695 | 0.056728 | 849.9239 | 2 Year Payback
Commercial | Premium T8 - Fixture Replacement | 2.6233 | 0.48796 | N/A | 0.0075271 | 0.0069818 | 71.8291 | RIM | Commercial | Freezer-Cooler Replacement Gaskets | 0 | 0 | N/A | 0 | 0 | 0 | TRC | Commercial | LED Linear - Lamp Replacement | 5.4229 | 0.52998 | 11.8592 | 0.0041146 | 0.00094471 | 17.0336 | RIM | Commercial | Energy Star Commercial Solid Door Refrigerator | 3.5936 | 0.50908 | 7.7575 | 0.1102 | 0.092304 | 849.9239 | 2 Year Payback
Commercial | Premium T8 - Fixture Replacement | 1.4039 | 0.53843 | N/A | 0.0084447 | 0.0019318 | 34.8374 | RIM | Commercial | Freezer-Cooler Replacement Gaskets | 0 | 0 | N/A | 0 | 0 | 0 | TRC | Commercial | LED Linear - Lamp Replacement | 7.9896 | 0.52998 | 19.0625 | 0.0066138 | 0.0015185 | 27.3798 | RIM | Commercial | Energy Star Commercial Solid Door Refrigerator | 3.3862 | 0.4797 | 7.7575 | 0.12695 | 0.056728 | 849.9239 | 2 Year Payback
Commercial | Premium T8 - Fixture Replacement | 1.4306 | 0.48218 | N/A | 0.0096676 | 5.2963e-07 | 39.6422 | RIM | Commercial | Freezer-Cooler Replacement Gaskets | 0 | 0 | N/A | 0 | 0 | 0 | TRC | Commercial | LED Linear - Lamp Replacement | 6.3568 | 0.52998 | 14.3367 | 0.0049742 | 0.0011421 | 20.5922 | RIM | Commercial | Energy Star Commercial Solid Door Refrigerator | 3.5936 | 0.50908 | 7.7575 | 0.1102 | 0.092304 | 849.9239 | 2 Year Payback
Commercial | Premium T8 - Fixture Replacement | 1.8758 | 0.53843 | N/A | 0.011284 | 0.0025813 | 46.5485 | RIM | Commercial | Freezer-Cooler Replacement Gaskets | 0 | 0 | N/A | 0 | 0 | 0 | TRC | Commercial | LED Linear - Lamp Replacement | 8.1076 | 0.48229 | 21.9737 | 0.0032689 | 0.0031387 | 31.5613 | RIM | Commercial | Energy Star Commercial Solid Door Refrigerator | 3.3862 | 0.4797 | 7.7575 | 0.12695 | 0.056728 | 849.9239 | 2 Year Payback
Commercial | Premium T8 - Fixture Replacement | 1.3843 | 0.53843 | N/A | 0.008327 | 0.0019049 | 34.3517 | RIM | Commercial | Freezer-Cooler Replacement Gaskets | 0 | 0 | N/A | 0 | 0 | 0 | TRC | Commercial | LED Linear - Lamp Replacement | 9.4116 | 0.47338 | 27.6366 | 0.0095754 | 1.6038e-06 | 39.695 | RIM | Commercial | Energy Star Commercial Solid Door Refrigerator | 3.3862 | 0.4797 | 7.7575 | 0.12695 | 0.056728 | 849.9239 | 2 Year Payback
Commercial | Premium T8 - Fixture Replacement | 1.2793 | 0.48218 | N/A | 0.0086452 | 4.7362e-07 | 35.4499 | RIM | Commercial | High Efficiency Refrigeration Compressor | 0.45 | 0.49174 | N/A | 0.020431 | 0.0095627 | 135.5 | TRC | Commercial | LED Linear - Lamp Replacement | 9.8225 | 0.52998 | 25.0644 | 0.0086962 | 0.0019966 | 36.0005 | RIM | Commercial | Energy Star Commercial Solid Door Refrigerator | 3.5936 | 0.50908 | 7.7575 | 0.1102 | 0.092304 | 849.9239 | 2 Year Payback
Commercial | Premium T8 - Fixture Replacement | 1.8994 | 0.48218 | N/A | 0.012835 | 7.0317e-07 | 52.631 | RIM | Commercial | High Efficiency Refrigeration Compressor | 0.47279 | 0.51664 | N/A | 0.017568 | 0.014716 | 135.5 | TRC | Commercial | LED Linear - Lamp Replacement | 11.0355 | 0.48229 | 33.9077 | 0.0050442 | 0.0048434 | 48.7023 | RIM | Commercial | Energy Star Commercial Solid Door Refrigerator | 3.3862 | 0.4797 | 7.7575 | 0.12695 | 0.056728 | 849.9239 | 2 Year Payback
Commercial | Premium T8 - Fixture Replacement | 1.0124 | 0.53843 | N/A | 0.0060897 | 0.0013931 | 25.1222 | RIM | Commercial | High Efficiency Refrigeration Compressor | 0.45 | 0.49174 | N/A | 0.020431 | 0.0095627 | 135.5 | TRC | Commercial | LED Linear - Lamp Replacement | 7.1081 | 0.52998 | 16.4454 | 0.0057058 | 0.00131 | 23.6208 | RIM | Commercial | Energy Star Commercial Solid Door Refrigerator | 3.5936 | 0.50908 | 7.7575 | 0.1102 | 0.092304 | 849.9239 | 2 Year Payback
Commercial | Premium T8 - Fixture Replacement | 1.6273 | 0.53843 | N/A | 0.0097886 | 0.0022393 | 40.3814 | RIM | Commercial | High Efficiency Refrigeration Compressor | 0.47279 | 0.51664 | N/A | 0.017568 | 0.014716 | 135.5 | TRC | Commercial | LED Linear - Lamp Replacement | 7.034 | 0.47338 | 18.7135 | 0.0064838 | 1.086e-06 | 26.8786 | RIM | Commercial | Energy Star Commercial Solid Door Refrigerator | 3.5936 | 0.50908 | 7.7575 | 0.1102 | 0.092304 | 849.9239 | 2 Year Payback
Commercial | Premium T8 - Lamp Replacement | 18.524 | 0.53786 | N/A | 0.0024454 | 0.00056146 | 10.1235 | RIM | Commercial | High Efficiency Refrigeration Compressor | 0.47279 | 0.51664 | N/A | 0.017568 | 0.014716 | 135.5 | TRC | Commercial | LED Linear - Lamp Replacement | 8.9094 | 0.52998 | 21.9737 | 0.0076239 | 0.0017504 | 31.5613 | RIM | Commercial | Energy Star Commercial Solid Door Refrigerator | 3.3862 | 0.4797 | 7.7575 | 0.12695 | 0.056728 | 849.9239 | 2 Year Payback
Commercial | Premium T8 - Lamp Replacement | 25.8364 | 0.48946 | N/A | 0.001607 | 0.0015431 | 15.5162 | RIM | Commercial | High Efficiency Refrigeration Compressor | 0.45 | 0.49174 | N/A | 0.020431 | 0.0095627 | 135.5 | TRC | Commercial | LED Linear - Lamp Replacement | 7.0283 | 0.52998 | 16.2161 | 0.0056262 | 0.0012918 | 23.2915 | RIM | Commercial | Energy Star Commercial Solid Door Refrigerator | 3.5936 | 0.50908 | 7.7575 | 0.1102 | 0.092304 | 849.9239 | 2 Year Payback
Commercial | Premium T8 - Lamp Replacement | 31.8943 | 0.48041 | N/A | 0.0047075 | 7.8845e-07 | 19.5149 | RIM | Commercial | High Efficiency Refrigeration Compressor | 0.47279 | 0.51664 | N/A | 0.017568 | 0.014716 | 135.5 | TRC | Commercial | LED Linear - Lamp Replacement | 6.4383 | 0.47338 | 16.7345 | 0.0057981 | 9.7112e-07 | 24.0361 | RIM | Commercial | Energy Star Commercial Solid Door Refrigerator | 3.3862 | 0.4797 | 7.7575 | 0.12695 | 0.056728 | 849.9239 | 2 Year Payback
Commercial | Premium T8 - Lamp Replacement | 32.3848 | 0.53786 | N/A | 0.0042752 | 0.00098159 | 17.6986 | RIM | Commercial | High Efficiency Refrigeration Compressor | 0.45 | 0.49174 | N/A | 0.020431 | 0.0095627 | 135.5 | TRC | Commercial | LED Linear - Lamp Replacement | 8.7172 | 0.47338 | 24.845 | 0.0086082 | 1.4418e-06 | 35.6854 | RIM | Commercial | Energy Star Commercial Solid Door Refrigerator | 3.3862 | 0.4797 | 7.7575 | 0.12695 | 0.056728 | 849.9239 | 2 Year Payback
Commercial | Premium T8 - Lamp Replacement | 39.8683 | 0.48946 | N/A | 0.0024798 | 0.0023811 | 23.943 | RIM | Commercial | High Efficiency Refrigeration Compressor | 0.45 | 0.49174 | N/A | 0.020431 | 0.0095627 | 135.5 | TRC | Commercial | LED Linear - Lamp Replacement | 5.4229 | 0.52998 | 11.8592 | 0.0041146 | 0.00094471 | 17.0336 | RIM | Commercial | Energy Star Commercial Solid Door Refrigerator | 3.5936 | 0.50908 | 7.7575 | 0.1102 | 0.092304 | 849.9239 | 2 Year Payback
Commercial | Premium T8 - Lamp Replacement | 21.2485 | 0.53786 | N/A | 0.0028051 | 0.00064404 | 11.6125 | RIM | Commercial | High Efficiency Refrigeration Compressor | 0.47279 | 0.51664 | N/A | 0.017568 | 0.014716 | 135.5 | TRC | Commercial | LED Linear - Lamp Replacement | 7.9896 | 0.52998 | 19.0625 | 0.0066138 | 0.0015185 | 27.3798 | RIM | Commercial | Energy Star Commercial Solid Door Refrigerator | 3.3862 | 0.4797 | 7.7575 | 0.12695 | 0.056728 | 849.9239 | 2 Year Payback
Commercial | Premium T8 - Lamp Replacement | 21.5965 | 0.48041 | N/A | 0.0031876 | 5.3388e-07 | 13.2141 | RIM | Commercial | High Efficiency Refrigeration Compressor | 0.45 | 0.49174 | N/A | 0.020431 | 0.0095627 | 135.5 | TRC | Commercial | Premium T8 - Fixture Replacement | 1.1839 | 0.53054 | 2.2731 | 0.0073619 | 0.0016841 | 30.3706 | RIM | Commercial | Energy Star Commercial Solid Door Refrigerator | 3.5936 | 0.50908 | 7.7575 | 0.1102 | 0.092304 | 849.9239 | 2 Year Payback
Commercial | Premium T8 - Lamp Replacement | 28.3915 | 0.53786 | N/A | 0.003748 | 0.00086055 | 15.5162 | RIM | Commercial | High Efficiency Refrigeration Compressor | 0.47279 | 0.51664 | N/A | 0.017568 | 0.014716 | 135.5 | TRC | Commercial | Premium T8 - Fixture Replacement | 1.6163 | 0.48082 | 3.4839 | 0.0048779 | 0.0045245 | 46.5485 | RIM | Commercial | Energy Star Commercial Solid Door Refrigerator | 3.3862 | 0.4797 | 7.7575 | 0.12695 | 0.056728 | 849.9239 | 2 Year Payback
Commercial | Premium T8 - Lamp Replacement | 20.9522 | 0.53786 | N/A | 0.002766 | 0.00063506 | 11.4506 | RIM | Commercial | High Efficiency Refrigeration Compressor | 0.45 | 0.49174 | N/A | 0.020431 | 0.0095627 | 135.5 | TRC | Commercial | Premium T8 - Fixture Replacement | 1.9836 | 0.47512 | 4.3817 | 0.014277 | 7.8218e-07 | 58.5446 | RIM | Commercial | Energy Star Ice Maker | 0.73195 | 0.5151 | 1.4299 | 0.036863 | 0.023275 | 237.861 | TRC
Commercial | Premium T8 - Lamp Replacement | 19.3126 | 0.48041 | N/A | 0.0028505 | 4.7742e-07 | 11.8166 | RIM | Commercial | High Efficiency Refrigeration Compressor | 0.45 | 0.49174 | N/A | 0.020431 | 0.0095627 | 135.5 | TRC | Commercial | Premium T8 - Fixture Replacement | 2.0203 | 0.53054 | 3.9739 | 0.012871 | 0.0029443 | 53.0957 | RIM | Commercial | Energy Star Ice Maker | 0.72338 | 0.50908 | 1.4299 | 0.03084 | 0.025832 | 237.861 | TRC
Commercial | Premium T8 - Lamp Replacement | 28.6726 | 0.48041 | N/A | 0.004232 | 7.0881e-07 | 17.5437 | RIM | Commercial | High Efficiency Refrigeration Compressor | 0.47279 | 0.51664 | N/A | 0.017568 | 0.014716 | 135.5 | TRC | Commercial | Premium T8 - Fixture Replacement | 2.4292 | 0.48082 | 5.376 | 0.0075271 | 0.0069818 | 71.8291 | RIM | Commercial | Energy Star Ice Maker | 0.73195 | 0.5151 | 1.4299 | 0.036863 | 0.023275 | 237.861 | TRC
Commercial | Premium T8 - Lamp Replacement | 15.3229 | 0.53786 | N/A | 0.0020228 | 0.00046444 | 8.3741 | RIM | Commercial | High Efficiency Refrigeration Compressor | 0.45 | 0.49174 | N/A | 0.020431 | 0.0095627 | 135.5 | TRC | Commercial | Premium T8 - Fixture Replacement | 1.3515 | 0.53054 | 2.6074 | 0.0084447 | 0.0019318 | 34.8374 | RIM | Commercial | Energy Star Ice Maker | 0.72338 | 0.50908 | 1.4299 | 0.03084 | 0.025832 | 237.861 | TRC
Commercial | Premium T8 - Lamp Replacement | 24.63 | 0.53786 | N/A | 0.0032515 | 0.00074654 | 13.4605 | RIM | Commercial | High Efficiency Refrigeration Compressor | 0.47279 | 0.51664 | N/A | 0.017568 | 0.014716 | 135.5 | TRC | Commercial | Premium T8 - Fixture Replacement | 1.3702 | 0.47512 | 2.967 | 0.0096676 | 5.2963e-07 | 39.6422 | RIM | Commercial | Energy Star Ice Maker | 0.72338 | 0.50908 | 1.4299 | 0.03084 | 0.025832 | 237.861 | TRC
Commercial | Premium T8 - Lamp Replacement | 18.524 | 0.53786 | N/A | 0.0024454 | 0.00056146 | 10.1235 | RIM | Commercial | High Efficiency Refrigeration Compressor | 0.47279 | 0.51664 | N/A | 0.017568 | 0.014716 | 135.5 | TRC | Commercial | Premium T8 - Fixture Replacement | 1.7835 | 0.53054 | 3.4839 | 0.011284 | 0.0025813 | 46.5485 | RIM | Commercial | Energy Star Ice Maker | 0.73195 | 0.5151 | 1.4299 | 0.036863 | 0.023275 | 237.861 | TRC
Commercial | Premium T8 - Lamp Replacement | 25.8364 | 0.48946 | N/A | 0.001607 | 0.0015431 | 15.5162 | RIM | Commercial | High Efficiency Refrigeration Compressor | 0.45 | 0.49174 | N/A | 0.020431 | 0.0095627 | 135.5 | TRC | Commercial | Premium T8 - Fixture Replacement | 1.3334 | 0.53054 | 2.571 | 0.008327 | 0.0019049 | 34.3517 | RIM | Commercial | Energy Star Ice Maker | 0.72338 | 0.50908 | 1.4299 | 0.03084 | 0.025832 | 237.861 | TRC
Commercial | Premium T8 - Lamp Replacement | 31.8943 | 0.48041 | N/A | 0.0047075 | 7.8845e-07 | 19.5149 | RIM | Commercial | High Efficiency Refrigeration Compressor | 0.47279 | 0.51664 | N/A | 0.017568 | 0.014716 | 135.5 | TRC | Commercial | Premium T8 - Fixture Replacement | 1.2308 | 0.47512 | 2.6532 | 0.0086452 | 4.7362e-07 | 35.4499 | RIM | Commercial | Energy Star Ice Maker | 0.73195 | 0.5151 | 1.4299 | 0.036863 | 0.023275 | 237.861 | TRC
Commercial | Premium T8 - Lamp Replacement | 32.3848 | 0.53786 | N/A | 0.0042752 | 0.00098159 | 17.6986 | RIM | Commercial | High Efficiency Refrigeration Compressor | 0.45 | 0.49174 | N/A | 0.020431 | 0.0095627 | 135.5 | TRC | Commercial | Premium T8 - Fixture Replacement | 1.7943 | 0.47512 | 3.9391 | 0.012835 | 7.0317e-07 | 52.631 | RIM | Commercial | Energy Star Ice Maker | 0.73195 | 0.5151 | 1.4299 | 0.036863 | 0.023275 | 237.861 | TRC
Commercial | Premium T8 - Lamp Replacement | 39.8683 | 0.48946 | N/A | 0.0024798 | 0.0023811 | 23.943 | RIM | Commercial | High Efficiency Refrigeration Compressor | 0.45 | 0.49174 | N/A | 0.020431 | 0.0095627 | 135.5 | TRC | Commercial | Premium T8 - Fixture Replacement | 0.98486 | 0.53054 | 1.8802 | 0.0060897 | 0.0013931 | 25.1222 | RIM | Commercial | Energy Star Ice Maker | 0.72338 | 0.50908 | 1.4299 | 0.03084 | 0.025832 | 237.861 | TRC
Commercial | Premium T8 - Lamp Replacement | 21.2485 | 0.53786 | N/A | 0.0028051 | 0.00064404 | 11.6125 | RIM | Commercial | High Efficiency Refrigeration Compressor | 0.47279 | 0.51664 | N/A | 0.017568 | 0.014716 | 135.5 | TRC | Commercial | Premium T8 - Fixture Replacement | 1.5573 | 0.53054 | 3.0223 | 0.0097886 | 0.0022393 | 40.3814 | RIM | Commercial | Energy Star Ice Maker | 0.73195 | 0.5151 | 1.4299 | 0.036863 | 0.023275 | 237.861 | TRC
Commercial | Premium T8 - Lamp Replacement | 21.5965 | 0.48041 | N/A | 0.0031876 | 5.3388e-07 | 13.2141 | RIM | Commercial | High Efficiency Refrigeration Compressor | 0.45 | 0.49174 | N/A | 0.020431 | 0.0095627 | 135.5 | TRC | Commercial | Premium T8 - Fixture Replacement | 1.1839 | 0.53054 | 2.2731 | 0.0073619 | 0.0016841 | 30.3706 | RIM | Commercial | Energy Star Ice Maker | 0.72338 | 0.50908 | 1.4299 | 0.03084 | 0.025832 | 237.861 | TRC
Commercial | Premium T8 - Lamp Replacement | 28.3915 | 0.53786 | N/A | 0.003748 | 0.00086055 | 15.5162 | RIM | Commercial | High Efficiency Refrigeration Compressor | 0.47279 | 0.51664 | N/A | 0.017568 | 0.014716 | 135.5 | TRC | Commercial | Premium T8 - Fixture Replacement | 1.6163 | 0.48082 | 3.4839 | 0.0048779 | 0.0045245 | 46.5485 | RIM | Commercial | Energy Star Ice Maker | 0.73195 | 0.5151 | 1.4299 | 0.036863 | 0.023275 | 237.861 | TRC
Commercial | Premium T8 - Lamp Replacement | 20.9522 | 0.53786 | N/A | 0.002766 | 0.00063506 | 11.4506 | RIM | Commercial | High Efficiency Refrigeration Compressor | 0.45 | 0.49174 | N/A | 0.020431 | 0.0095627 | 135.5 | TRC | Commercial | Premium T8 - Fixture Replacement | 1.9836 | 0.47512 | 4.3817 | 0.014277 | 7.8218e-07 | 58.5446 | RIM | Commercial | Energy Star Ice Maker | 0.73195 | 0.5151 | 1.4299 | 0.036863 | 0.023275 | 237.861 | TRC
Commercial | Premium T8 - Lamp Replacement | 19.3126 | 0.48041 | N/A | 0.0028505 | 4.7742e-07 | 11.8166 | RIM | Commercial | High R-Value Glass Doors | 0.31083 | 0.46751 | N/A | 0.025557 | 0.0087903 | 175 | TRC | Commercial | Premium T8 - Fixture Replacement | 2.0203 | 0.53054 | 3.9739 | 0.012871 | 0.0029443 | 53.0957 | RIM | Commercial | Energy Star Ice Maker | 0.72338 | 0.50908 | 1.4299 | 0.03084 | 0.025832 | 237.861 | TRC
Commercial | Premium T8 - Lamp Replacement | 28.6726 | 0.48041 | N/A | 0.004232 | 7.0881e-07 | 17.5437 | RIM | Commercial | High R-Value Glass Doors | 0.34349 | 0.51664 | N/A | 0.02269 | 0.019005 | 175 | TRC | Commercial | Premium T8 - Fixture Replacement | 2.4292 | 0.48082 | 5.376 | 0.0075271 | 0.0069818 | 71.8291 | RIM | Commercial | Energy Star Ice Maker | 0.73195 | 0.5151 | 1.4299 | 0.036863 | 0.023275 | 237.861 | TRC
Commercial | Premium T8 - Lamp Replacement | 15.3229 | 0.53786 | N/A | 0.0020228 | 0.00046444 | 8.3741 | RIM | Commercial | High R-Value Glass Doors | 0.31083 | 0.46751 | N/A | 0.025557 | 0.0087903 | 175 | TRC | Commercial | Premium T8 - Fixture Replacement | 1.3515 | 0.53054 | 2.6074 | 0.0084447 | 0.0019318 | 34.8374 | RIM | Commercial | Energy Star Ice Maker | 0.72338 | 0.50908 | 1.4299 | 0.03084 | 0.025832 | 237.861 | TRC
Commercial | Premium T8 - Lamp Replacement | 24.63 | 0.53786 | N/A | 0.0032515 | 0.00074654 | 13.4605 | RIM | Commercial | High R-Value Glass Doors | 0.34349 | 0.51664 | N/A | 0.02269 | 0.019005 | 175 | TRC | Commercial | Premium T8 - Fixture Replacement | 1.3702 | 0.47512 | 2.967 | 0.0096676 | 5.2963e-07 | 39.6422 | RIM | Commercial | Energy Star Ice Maker | 0.72338 | 0.50908 | 1.4299 | 0.03084 | 0.025832 | 237.861 | TRC
Commercial | Efficient Battery Charger | 2.8648 | 0.68892 | N/A | 0.60888 | 0 | 1111.206 | RIM | Commercial | High R-Value Glass Doors | 0.34349 | 0.51664 | N/A | 0.02269 | 0.019005 | 175 | TRC | Commercial | Premium T8 - Fixture Replacement | 1.7835 | 0.53054 | 3.4839 | 0.011284 | 0.0025813 | 46.5485 | RIM | Commercial | Energy Star Ice Maker | 0.73195 | 0.5151 | 1.4299 | 0.036863 | 0.023275 | 237.861 | TRC
Commercial | Efficient Battery Charger | 2.8648 | 0.68892 | N/A | 0.60888 | 0 | 1111.206 | RIM | Commercial | High R-Value Glass Doors | 0.31083 | 0.46751 | N/A | 0.025557 | 0.0087903 | 175 | TRC | Commercial | Premium T8 - Fixture Replacement | 1.3334 | 0.53054 | 2.571 | 0.008327 | 0.0019049 | 34.3517 | RIM | Commercial | Energy Star Ice Maker | 0.72338 | 0.50908 | 1.4299 | 0.03084 | 0.025832 | 237.861 | TRC
Commercial | Efficient Battery Charger | 2.8648 | 0.68892 | N/A | 0.60888 | 0 | 1111.206 | RIM | Commercial | High R-Value Glass Doors | 0.34349 | 0.51664 | N/A | 0.02269 | 0.019005 | 175 | TRC | Commercial | Premium T8 - Fixture Replacement | 1.2308 | 0.47512 | 2.6532 | 0.0086452 | 4.7362e-07 | 35.4499 | RIM | Commercial | Energy Star Ice Maker | 0.73195 | 0.5151 | 1.4299 | 0.036863 | 0.023275 | 237.861 | TRC
Commercial | Efficient Battery Charger | 2.8648 | 0.68892 | N/A | 0.60888 | 0 | 1111.206 | RIM | Commercial | High R-Value Glass Doors | 0.31083 | 0.46751 | N/A | 0.025557 | 0.0087903 | 175 | TRC | Commercial | Premium T8 - Fixture Replacement | 1.7943 | 0.47512 | 3.9391 | 0.012835 | 7.0317e-07 | 52.631 | RIM | Commercial | Energy Star Ice Maker | 0.73195 | 0.5151 | 1.4299 | 0.036863 | 0.023275 | 237.861 | TRC
Commercial | Efficient Battery Charger | 2.8648 | 0.68892 | N/A | 0.60888 | 0 | 1111.206 | RIM | Commercial | High R-Value Glass Doors | 0.31083 | 0.46751 | N/A | 0.025557 | 0.0087903 | 175 | TRC | Commercial | Premium T8 - Fixture Replacement | 0.98486 | 0.53054 | 1.8802 | 0.0060897 | 0.0013931 | 25.1222 | RIM | Commercial | Energy Star Ice Maker | 0.72338 | 0.50908 | 1.4299 | 0.03084 | 0.025832 | 237.861 | TRC
Commercial | Efficient Battery Charger | 2.8648 | 0.68892 | N/A | 0.60888 | 0 | 1111.206 | RIM | Commercial | High R-Value Glass Doors | 0.34349 | 0.51664 | N/A | 0.02269 | 0.019005 | 175 | TRC | Commercial | Premium T8 - Fixture Replacement | 1.5573 | 0.53054 | 3.0223 | 0.0097886 | 0.0022393 | 40.3814 | RIM | Commercial | Energy Star Ice Maker | 0.73195 | 0.5151 | 1.4299 | 0.036863 | 0.023275 | 237.861 | TRC
Commercial | Efficient Battery Charger | 2.8648 | 0.68892 | N/A | 0.60888 | 0 | 1111.206 | RIM | Commercial | High R-Value Glass Doors | 0.31083 | 0.46751 | N/A | 0.025557 | 0.0087903 | 175 | TRC | Commercial | Premium T8 - Lamp Replacement | 12.2529 | 0.52998 | 34.4402 | 0.0024454 | 0.00056146 | 10.1235 | RIM | Commercial | Energy Star Ice Maker | 0.72338 | 0.50908 | 1.4299 | 0.03084 | 0.025832 | 237.861 | TRC
Commercial | Efficient Battery Charger | 2.8648 | 0.68892 | N/A | 0.60888 | 0 | 1111.206 | RIM | Commercial | High R-Value Glass Doors | 0.34349 | 0.51664 | N/A | 0.02269 | 0.019005 | 175 | TRC | Commercial | Premium T8 - Lamp Replacement | 14.4787 | 0.48229 | 52.7859 | 0.001607 | 0.0015431 | 15.5162 | RIM | Commercial | Energy Star Ice Maker | 0.73195 | 0.5151 | 1.4299 | 0.036863 | 0.023275 | 237.861 | TRC
Commercial | Efficient Battery Charger | 2.8648 | 0.68892 | N/A | 0.60888 | 0 | 1111.206 | RIM | Commercial | High R-Value Glass Doors | 0.31083 | 0.46751 | N/A | 0.025557 | 0.0087903 | 175 | TRC | Commercial | Premium T8 - Lamp Replacement | 16.0546 | 0.47338 | 66.3896 | 0.0047075 | 7.8845e-07 | 19.5149 | RIM | Commercial | Energy Star Refrigerator | 0.82006 | 0.50533 | 1.638 | 0.017577 | 0.01383 | 133.5 | TRC
Commercial | Efficient Battery Charger | 2.8648 | 0.68892 | N/A | 0.60888 | 0 | 1111.206 | RIM | Commercial | High R-Value Glass Doors | 0 | 0 | N/A | 0 | 0 | 0 | TRC | Commercial | Premium T8 - Lamp Replacement | 17.0916 | 0.52998 | 60.2105 | 0.0042752 | 0.00098159 | 17.6986 | RIM | Commercial | Energy Star Refrigerator | 0.82006 | 0.50533 | 1.638 | 0.017577 | 0.01383 | 133.5 | TRC
Commercial | Efficient Battery Charger | 2.8648 | 0.68892 | N/A | 0.60888 | 0 | 1111.206 | RIM | Commercial | High R-Value Glass Doors | 0 | 0 | N/A | 0 | 0 | 0 | TRC | Commercial | Premium T8 - Lamp Replacement | 18.036 | 0.48229 | 81.4542 | 0.0024798 | 0.0023811 | 23.943 | RIM | Commercial | Energy Star Refrigerator | 0.82006 | 0.50533 | 1.638 | 0.017577 | 0.01383 | 133.5 | TRC
Commercial | Efficient Battery Charger | 2.8648 | 0.68892 | N/A | 0.60888 | 0 | 1111.206 | RIM | Commercial | High R-Value Glass Doors | 0 | 0 | N/A | 0 | 0 | 0 | TRC | Commercial | Premium T8 - Lamp Replacement | 13.3884 | 0.52998 | 39.5056 | 0.0028051 | 0.00064404 | 11.6125 | RIM | Commercial | Energy Star Refrigerator | 0.82006 | 0.50533 | 1.638 | 0.017577 | 0.01383 | 133.5 | TRC
Commercial | Efficient Battery Charger | 2.8648 | 0.68892 | N/A | 0.60888 | 0 | 1111.206 | RIM | Commercial | High R-Value Glass Doors | 0 | 0 | N/A | 0 | 0 | 0 | TRC | Commercial | Premium T8 - Lamp Replacement | 12.9471 | 0.47338 | 44.9543 | 0.0031876 | 5.3388e-07 | 13.2141 | RIM | Commercial | Energy Star Refrigerator | 0.82006 | 0.50533 | 1.638 | 0.017577 | 0.01383 | 133.5 | TRC
Commercial | Efficient Battery Charger | 2.8648 | 0.68892 | N/A | 0.60888 | 0 | 1111.206 | RIM | Commercial | High R-Value Glass Doors | 0 | 0 | N/A | 0 | 0 | 0 | TRC | Commercial | Premium T8 - Lamp Replacement | 15.9105 | 0.52998 | 52.7859 | 0.003748 | 0.00086055 | 15.5162 | RIM | Commercial | Energy Star Refrigerator | 0.82006 | 0.50533 | 1.638 | 0.017577 | 0.01383 | 133.5 | TRC
Commercial | Efficient Battery Charger | 2.8648 | 0.68892 | N/A | 0.60888 | 0 | 1111.206 | RIM | Commercial | High R-Value Glass Doors | 0 | 0 | N/A | 0 | 0 | 0 | TRC | Commercial | Premium T8 - Lamp Replacement | 13.2701 | 0.52998 | 38.9548 | 0.002766 | 0.00063506 | 11.4506 | RIM | Commercial | Energy Star Refrigerator | 0.82006 | 0.50533 | 1.638 | 0.017577 | 0.01383 | 133.5 | TRC
Commercial | Efficient Battery Charger | 2.8648 | 0.68892 | N/A | 0.60888 | 0 | 1111.206 | RIM | Commercial | High R-Value Glass Doors | 0 | 0 | N/A | 0 | 0 | 0 | TRC | Commercial | Premium T8 - Lamp Replacement | 12.0899 | 0.47338 | 40.2002 | 0.0028505 | 4.7742e-07 | 11.8166 | RIM | Commercial | Energy Star Refrigerator | 0.82006 | 0.50533 | 1.638 | 0.017577 | 0.01383 | 133.5 | TRC
Commercial | Efficient Battery Charger | 2.8648 | 0.68892 | N/A | 0.60888 | 0 | 1111.206 | RIM | Commercial | High R-Value Glass Doors | 0 | 0 | N/A | 0 | 0 | 0 | TRC | Commercial | Premium T8 - Lamp Replacement | 15.1952 | 0.47338 | 59.6836 | 0.004232 | 7.0881e-07 | 17.5437 | RIM | Commercial | Energy Star Refrigerator | 0.82006 | 0.50533 | 1.638 | 0.017577 | 0.01383 | 133.5 | TRC
Commercial | Efficient Battery Charger | 2.8648 | 0.68892 | N/A | 0.60888 | 0 | 1111.206 | RIM | Commercial | High R-Value Glass Doors | 0 | 0 | N/A | 0 | 0 | 0 | TRC | Commercial | Premium T8 - Lamp Replacement | 10.7652 | 0.52998 | 28.4886 | 0.0020228 | 0.00046444 | 8.3741 | RIM | Commercial | Energy Star Refrigerator | 0.82006 | 0.50533 | 1.638 | 0.017577 | 0.01383 | 133.5 | TRC
Commercial | Efficient Battery Charger | 2.8648 | 0.68892 | N/A | 0.60888 | 0 | 1111.206 | RIM | Commercial | High R-Value Glass Doors | 0 | 0 | N/A | 0 | 0 | 0 | TRC | Commercial | Premium T8 - Lamp Replacement | 14.6562 | 0.52998 | 45.7925 | 0.0032515 | 0.00074654 | 13.4605 | RIM | Commercial | Energy Star Refrigerator | 0.82006 | 0.50533 | 1.638 | 0.017577 | 0.01383 | 133.5 | TRC
Commercial | Efficient Battery Charger | 2.8648 | 0.68892 | N/A | 0.60888 | 0 | 1111.206 | RIM | Commercial | High R-Value Glass Doors | 0 | 0 | N/A | 0 | 0 | 0 | TRC | Commercial | Premium T8 - Lamp Replacement | 12.2529 | 0.52998 | 34.4402 | 0.0024454 | 0.00056146 | 10.1235 | RIM | Commercial | Energy Star Refrigerator | 0.82006 | 0.50533 | 1.638 | 0.017577 | 0.01383 | 133.5 | TRC
Commercial | Efficient Battery Charger | 2.8648 | 0.68892 | N/A | 0.60888 | 0 | 1111.206 | RIM | Commercial | High R-Value Glass Doors | 0 | 0 | N/A | 0 | 0 | 0 | TRC | Commercial | Premium T8 - Lamp Replacement | 14.4787 | 0.48229 | 52.7859 | 0.001607 | 0.0015431 | 15.5162 | RIM | Commercial | Energy Star Refrigerator | 0.82006 | 0.50533 | 1.638 | 0.017577 | 0.01383 | 133.5 | TRC
Commercial | Efficient Battery Charger | 2.8648 | 0.68892 | N/A | 0.60888 | 0 | 1111.206 | RIM | Commercial | High R-Value Glass Doors | 0 | 0 | N/A | 0 | 0 | 0 | TRC | Commercial | Premium T8 - Lamp Replacement | 16.0546 | 0.47338 | 66.3896 | 0.0047075 | 7.8845e-07 | 19.5149 | RIM | Commercial | Energy Star Refrigerator | 0.82006 | 0.50533 | 1.638 | 0.017577 | 0.01383 | 133.5 | TRC
Commercial | Efficient Battery Charger | 2.8648 | 0.68892 | N/A | 0.60888 | 0 | 1111.206 | RIM | Commercial | Night Covers for Display Cases | 0.10565 | 0.4878 | N/A | 0.015518 | 0.0069353 | 103.3118 | TRC | Commercial | Premium T8 - Lamp Replacement | 17.0916 | 0.52998 | 60.2105 | 0.0042752 | 0.00098159 | 17.6986 | RIM | Commercial | Energy Star Refrigerator | 0.82006 | 0.50533 | 1.638 | 0.017577 | 0.01383 | 133.5 | TRC
Commercial | Efficient Battery Charger | 2.8648 | 0.68892 | N/A | 0.60888 | 0 | 1111.206 | RIM | Commercial | Night Covers for Display Cases | 0.10565 | 0.4878 | N/A | 0.015518 | 0.0069353 | 103.3118 | TRC | Commercial | Premium T8 - Lamp Replacement | 18.036 | 0.48229 | 81.4542 | 0.0024798 | 0.0023811 | 23.943 | RIM | Commercial | Energy Star Refrigerator | 0.82006 | 0.50533 | 1.638 | 0.017577 | 0.01383 | 133.5 | TRC
Commercial | Efficient Battery Charger | 2.8648 | 0.68892 | N/A | 0.60888 | 0 | 1111.206 | RIM | Commercial | Night Covers for Display Cases | 0.10565 | 0.4878 | N/A | 0.015518 | 0.0069353 | 103.3118 | TRC | Commercial | Premium T8 - Lamp Replacement | 13.3884 | 0.52998 | 39.5056 | 0.0028051 | 0.00064404 | 11.6125 | RIM | Commercial | Energy Star Refrigerator | 0.82006 | 0.50533 | 1.638 | 0.017577 | 0.01383 | 133.5 | TRC
Commercial | Efficient Battery Charger | 2.8648 | 0.68892 | N/A | 0.60888 | 0 | 1111.206 | RIM | Commercial | Night Covers for Display Cases | 0.10565 | 0.4878 | N/A | 0.015518 | 0.0069353 | 103.3118 | TRC | Commercial | Premium T8 - Lamp Replacement | 12.9471 | 0.47338 | 44.9543 | 0.0031876 | 5.3388e-07 | 13.2141 | RIM | Commercial | Energy Star Refrigerator | 0.82006 | 0.50533 | 1.638 | 0.017577 | 0.01383 | 133.5 | TRC
Commercial | ENERGY STAR Commercial Clothes Washer | 0.91278 | 0.31635 | N/A | 0 | 0 | 1060.1591 | RIM | Commercial | Night Covers for Display Cases | 0.10565 | 0.4878 | N/A | 0.015518 | 0.0069353 | 103.3118 | TRC | Commercial | Premium T8 - Lamp Replacement | 15.9105 | 0.52998 | 52.7859 | 0.003748 | 0.00086055 | 15.5162 | RIM | Commercial | Energy Star Refrigerator | 0.82006 | 0.50533 | 1.638 | 0.017577 | 0.01383 | 133.5 | TRC
Commercial | ENERGY STAR Commercial Clothes Washer | 1.461 | 0.50636 | N/A | 0.10782 | 0.1241 | 1060.1591 | RIM | Commercial | Night Covers for Display Cases | 0.10565 | 0.4878 | N/A | 0.015518 | 0.0069353 | 103.3118 | TRC | Commercial | Premium T8 - Lamp Replacement | 13.2701 | 0.52998 | 38.9548 | 0.002766 | 0.00063506 | 11.4506 | RIM | Commercial | Energy Star Refrigerator | 0.82006 | 0.50533 | 1.638 | 0.017577 | 0.01383 | 133.5 | TRC
Commercial | ENERGY STAR Commercial Clothes Washer | 1.2733 | 0.44132 | N/A | 0.092846 | 0.067168 | 1060.1591 | RIM | Commercial | Night Covers for Display Cases | 0.10565 | 0.4878 | N/A | 0.015518 | 0.0069353 | 103.3118 | TRC | Commercial | Premium T8 - Lamp Replacement | 12.0899 | 0.47338 | 40.2002 | 0.0028505 | 4.7742e-07 | 11.8166 | RIM | Commercial | Energy Star Refrigerator | 0.82006 | 0.50533 | 1.638 | 0.017577 | 0.01383 | 133.5 | TRC
Commercial | ENERGY STAR Commercial Clothes Washer | 1.2733 | 0.44132 | N/A | 0.092846 | 0.067168 | 1060.1591 | RIM | Commercial | Night Covers for Display Cases | 0.10565 | 0.4878 | N/A | 0.015518 | 0.0069353 | 103.3118 | TRC | Commercial | Premium T8 - Lamp Replacement | 15.1952 | 0.47338 | 59.6836 | 0.004232 | 7.0881e-07 | 17.5437 | RIM | Commercial | Energy Star Refrigerator | 0.82006 | 0.50533 | 1.638 | 0.017577 | 0.01383 | 133.5 | TRC
Commercial | ENERGY STAR Commercial Clothes Washer | 1.461 | 0.50636 | N/A | 0.10782 | 0.1241 | 1060.1591 | RIM | Commercial | Night Covers for Display Cases | 0.10565 | 0.4878 | N/A | 0.015518 | 0.0069353 | 103.3118 | TRC | Commercial | Premium T8 - Lamp Replacement | 10.7652 | 0.52998 | 28.4886 | 0.0020228 | 0.00046444 | 8.3741 | RIM | Commercial | Energy Star Refrigerator | 0.82006 | 0.50533 | 1.638 | 0.017577 | 0.01383 | 133.5 | TRC
Commercial | ENERGY STAR Commercial Clothes Washer | 0.91278 | 0.31635 | N/A | 0 | 0 | 1060.1591 | RIM | Commercial | Night Covers for Display Cases | 0.10565 | 0.4878 | N/A | 0.015518 | 0.0069353 | 103.3118 | TRC | Commercial | Premium T8 - Lamp Replacement | 14.6562 | 0.52998 | 45.7925 | 0.0032515 | 0.00074654 | 13.4605 | RIM | Commercial | Energy Star Refrigerator | 0.82006 | 0.50533 | 1.638 | 0.017577 | 0.01383 | 133.5 | TRC
Commercial | ENERGY STAR Commercial Clothes Washer | 1.461 | 0.50636 | N/A | 0.10782 | 0.1241 | 1060.1591 | RIM | Commercial | Night Covers for Display Cases | 0.10565 | 0.4878 | N/A | 0.015518 | 0.0069353 | 103.3118 | TRC | Commercial | Efficient Battery Charger | 2.6154 | 0.67348 | 4.1584 | 0.60888 | 0 | 1111.206 | RIM | Commercial | Energy Star Refrigerator | 0.82006 | 0.50533 | 1.638 | 0.017577 | 0.01383 | 133.5 | TRC
Commercial | ENERGY STAR Commercial Clothes Washer | 0.91278 | 0.31635 | N/A | 0 | 0 | 1060.1591 | RIM | Commercial | Night Covers for Display Cases | 0.10565 | 0.4878 | N/A | 0.015518 | 0.0069353 | 103.3118 | TRC | Commercial | Efficient Battery Charger | 2.6154 | 0.67348 | 4.1584 | 0.60888 | 0 | 1111.206 | RIM | Commercial | Energy Star Refrigerator | 0.82006 | 0.50533 | 1.638 | 0.017577 | 0.01383 | 133.5 | TRC
Commercial | ENERGY STAR Commercial Clothes Washer | 1.2733 | 0.44132 | N/A | 0.092846 | 0.067168 | 1060.1591 | RIM | Commercial | Night Covers for Display Cases | 0.10565 | 0.4878 | N/A | 0.015518 | 0.0069353 | 103.3118 | TRC | Commercial | Efficient Battery Charger | 2.6154 | 0.67348 | 4.1584 | 0.60888 | 0 | 1111.206 | RIM | Commercial | Energy Star Vending Machine | 0.80523 | 0.51591 | 1.5739 | 0.082226 | 0.051367 | 525.7314 | TRC
Commercial | ENERGY STAR Commercial Clothes Washer | 0.91278 | 0.31635 | N/A | 0 | 0 | 1060.1591 | RIM | Commercial | Night Covers for Display Cases | 0.10565 | 0.4878 | N/A | 0.015518 | 0.0069353 | 103.3118 | TRC | Commercial | Efficient Battery Charger | 2.6154 | 0.67348 | 4.1584 | 0.60888 | 0 | 1111.206 | RIM | Commercial | Energy Star Vending Machine | 0.80551 | 0.51609 | 1.5739 | 0.082504 | 0.051277 | 525.7314 | TRC
Commercial | ENERGY STAR Commercial Clothes Washer | 1.2733 | 0.44132 | N/A | 0.092846 | 0.067168 | 1060.1591 | RIM | Commercial | Night Covers for Display Cases | 0.10565 | 0.4878 | N/A | 0.015518 | 0.0069353 | 103.3118 | TRC | Commercial | Efficient Battery Charger | 2.6154 | 0.67348 | 4.1584 | 0.60888 | 0 | 1111.206 | RIM | Commercial | Energy Star Vending Machine | 0.80523 | 0.51591 | 1.5739 | 0.082226 | 0.051367 | 525.7314 | TRC
Commercial | ENERGY STAR Commercial Clothes Washer | 1.461 | 0.50636 | N/A | 0.10782 | 0.1241 | 1060.1591 | RIM | Commercial | Night Covers for Display Cases | 0.10565 | 0.4878 | N/A | 0.015518 | 0.0069353 | 103.3118 | TRC | Commercial | Efficient Battery Charger | 2.6154 | 0.67348 | 4.1584 | 0.60888 | 0 | 1111.206 | RIM | Commercial | Energy Star Vending Machine | 0.80551 | 0.51609 | 1.5739 | 0.082504 | 0.051277 | 525.7314 | TRC
Commercial | ENERGY STAR Commercial Clothes Washer | 0.91278 | 0.31635 | N/A | 0 | 0 | 1060.1591 | RIM | Commercial | Night Covers for Display Cases | 0.10565 | 0.4878 | N/A | 0.015518 | 0.0069353 | 103.3118 | TRC | Commercial | Efficient Battery Charger | 2.6154 | 0.67348 | 4.1584 | 0.60888 | 0 | 1111.206 | RIM | Commercial | Energy Star Vending Machine | 0.80551 | 0.51609 | 1.5739 | 0.082504 | 0.051277 | 525.7314 | TRC
Commercial | ENERGY STAR Commercial Clothes Washer | 0.91278 | 0.31635 | N/A | 0 | 0 | 1060.1591 | RIM | Commercial | Night Covers for Display Cases | 0.10565 | 0.4878 | N/A | 0.015518 | 0.0069353 | 103.3118 | TRC | Commercial | Efficient Battery Charger | 2.6154 | 0.67348 | 4.1584 | 0.60888 | 0 | 1111.206 | RIM | Commercial | Energy Star Vending Machine | 0.80523 | 0.51591 | 1.5739 | 0.082226 | 0.051367 | 525.7314 | TRC
Commercial | ENERGY STAR Commercial Clothes Washer | 1.461 | 0.50636 | N/A | 0.10782 | 0.1241 | 1060.1591 | RIM | Commercial | Night Covers for Display Cases | 0.10565 | 0.4878 | N/A | 0.015518 | 0.0069353 | 103.3118 | TRC | Commercial | Efficient Battery Charger | 2.6154 | 0.67348 | 4.1584 | 0.60888 | 0 | 1111.206 | RIM | Commercial | Energy Star Vending Machine | 0.80551 | 0.51609 | 1.5739 | 0.082504 | 0.051277 | 525.7314 | TRC
Commercial | ENERGY STAR Commercial Clothes Washer | 1.2733 | 0.44132 | N/A | 0.092846 | 0.067168 | 1060.1591 | RIM | Commercial | Night Covers for Display Cases | 0.10565 | 0.4878 | N/A | 0.015518 | 0.0069353 | 103.3118 | TRC | Commercial | Efficient Battery Charger | 2.6154 | 0.67348 | 4.1584 | 0.60888 | 0 | 1111.206 | RIM | Commercial | Energy Star Vending Machine | 0.80523 | 0.51591 | 1.5739 | 0.082226 | 0.051367 | 525.7314 | TRC
Commercial | ENERGY STAR Commercial Clothes Washer | 1.2733 | 0.44132 | N/A | 0.092846 | 0.067168 | 1060.1591 | RIM | Commercial | Night Covers for Display Cases | 0.10565 | 0.4878 | N/A | 0.015518 | 0.0069353 | 103.3118 | TRC | Commercial | Efficient Battery Charger | 2.6154 | 0.67348 | 4.1584 | 0.60888 | 0 | 1111.206 | RIM | Commercial | Energy Star Vending Machine | 0.80523 | 0.51591 | 1.5739 | 0.082226 | 0.051367 | 525.7314 | TRC
Commercial | ENERGY STAR Commercial Clothes Washer | 1.461 | 0.50636 | N/A | 0.10782 | 0.1241 | 1060.1591 | RIM | Commercial | Night Covers for Display Cases | 0.10565 | 0.4878 | N/A | 0.015518 | 0.0069353 | 103.3118 | TRC | Commercial | Efficient Battery Charger | 2.6154 | 0.67348 | 4.1584 | 0.60888 | 0 | 1111.206 | RIM | Commercial | Energy Star Vending Machine | 0.80551 | 0.51609 | 1.5739 | 0.082504 | 0.051277 | 525.7314 | TRC
Commercial | ENERGY STAR Commercial Clothes Washer | 0.91278 | 0.31635 | N/A | 0 | 0 | 1060.1591 | RIM | Commercial | Night Covers for Display Cases | 0.10565 | 0.4878 | N/A | 0.015518 | 0.0069353 | 103.3118 | TRC | Commercial | Efficient Battery Charger | 2.6154 | 0.67348 | 4.1584 | 0.60888 | 0 | 1111.206 | RIM | Commercial | Energy Star Vending Machine | 0.80523 | 0.51591 | 1.5739 | 0.082226 | 0.051367 | 525.7314 | TRC
Commercial | ENERGY STAR Commercial Clothes Washer | 1.461 | 0.50636 | N/A | 0.10782 | 0.1241 | 1060.1591 | RIM | Commercial | Night Covers for Display Cases | 0.10565 | 0.4878 | N/A | 0.015518 | 0.0069353 | 103.3118 | TRC | Commercial | Efficient Battery Charger | 2.6154 | 0.67348 | 4.1584 | 0.60888 | 0 | 1111.206 | RIM | Commercial | Energy Star Vending Machine | 0.80551 | 0.51609 | 1.5739 | 0.082504 | 0.051277 | 525.7314 | TRC
Commercial | ENERGY STAR Commercial Clothes Washer | 0.91278 | 0.31635 | N/A | 0 | 0 | 1060.1591 | RIM | Commercial | Night Covers for Display Cases | 0.10565 | 0.4878 | N/A | 0.015518 | 0.0069353 | 103.3118 | TRC | Commercial | Efficient Battery Charger | 2.6154 | 0.67348 | 4.1584 | 0.60888 | 0 | 1111.206 | RIM | Commercial | Energy Star Vending Machine | 0.80523 | 0.51591 | 1.5739 | 0.082226 | 0.051367 | 525.7314 | TRC
Commercial | ENERGY STAR Commercial Clothes Washer | 1.2733 | 0.44132 | N/A | 0.092846 | 0.067168 | 1060.1591 | RIM | Commercial | Night Covers for Display Cases | 0.10565 | 0.4878 | N/A | 0.015518 | 0.0069353 | 103.3118 | TRC | Commercial | Efficient Battery Charger | 2.6154 | 0.67348 | 4.1584 | 0.60888 | 0 | 1111.206 | RIM | Commercial | Energy Star Vending Machine | 0.80523 | 0.51591 | 1.5739 | 0.082226 | 0.051367 | 525.7314 | TRC
Commercial | ENERGY STAR Commercial Clothes Washer | 0.91278 | 0.31635 | N/A | 0 | 0 | 1060.1591 | RIM | Commercial | Refrigerated Display Case Lighting Controls | 0.47887 | 0.54228 | N/A | 0.0084392 | 0.0078859 | 61.4361 | TRC | Commercial | Efficient Battery Charger | 2.6154 | 0.67348 | 4.1584 | 0.60888 | 0 | 1111.206 | RIM | Commercial | Energy Star Vending Machine | 0.80551 | 0.51609 | 1.5739 | 0.082504 | 0.051277 | 525.7314 | TRC
Commercial | ENERGY STAR Commercial Clothes Washer | 1.2733 | 0.44132 | N/A | 0.092846 | 0.067168 | 1060.1591 | RIM | Commercial | Refrigerated Display Case Lighting Controls | 0.47887 | 0.54228 | N/A | 0.0084392 | 0.0078859 | 61.4361 | TRC | Commercial | Efficient Battery Charger | 2.6154 | 0.67348 | 4.1584 | 0.60888 | 0 | 1111.206 | RIM | Commercial | Energy Star Vending Machine | 0.80523 | 0.51591 | 1.5739 | 0.082226 | 0.051367 | 525.7314 | TRC
Commercial | ENERGY STAR Commercial Clothes Washer | 1.461 | 0.50636 | N/A | 0.10782 | 0.1241 | 1060.1591 | RIM | Commercial | Refrigerated Display Case Lighting Controls | 0.47887 | 0.54228 | N/A | 0.0084392 | 0.0078859 | 61.4361 | TRC | Commercial | Efficient Battery Charger | 2.6154 | 0.67348 | 4.1584 | 0.60888 | 0 | 1111.206 | RIM | Commercial | Energy Star Vending Machine | 0.80551 | 0.51609 | 1.5739 | 0.082504 | 0.051277 | 525.7314 | TRC
Commercial | ENERGY STAR Commercial Clothes Washer | 0.91278 | 0.31635 | N/A | 0 | 0 | 1060.1591 | RIM | Commercial | Refrigerated Display Case Lighting Controls | 0.47887 | 0.54228 | N/A | 0.0084392 | 0.0078859 | 61.4361 | TRC | Commercial | Efficient Battery Charger | 2.6154 | 0.67348 | 4.1584 | 0.60888 | 0 | 1111.206 | RIM | Commercial | Energy Star Vending Machine | 0.80551 | 0.51609 | 1.5739 | 0.082504 | 0.051277 | 525.7314 | TRC
Commercial | ENERGY STAR Water Cooler | 5.9217 | 0.61417 | N/A | 0.095219 | 0.095219 | 547.5 | RIM | Commercial | Refrigerated Display Case Lighting Controls | 0.47887 | 0.54228 | N/A | 0.0084392 | 0.0078859 | 61.4361 | TRC | Commercial | Efficient Battery Charger | 2.6154 | 0.67348 | 4.1584 | 0.60888 | 0 | 1111.206 | RIM | Commercial | Energy Star Vending Machine | 0.80523 | 0.51591 | 1.5739 | 0.082226 | 0.051367 | 525.7314 | TRC
Commercial | ENERGY STAR Water Cooler | 5.9217 | 0.61417 | N/A | 0.095219 | 0.095219 | 547.5 | RIM | Commercial | Refrigerated Display Case Lighting Controls | 0.47887 | 0.54228 | N/A | 0.0084392 | 0.0078859 | 61.4361 | TRC | Commercial | Efficient Battery Charger | 2.6154 | 0.67348 | 4.1584 | 0.60888 | 0 | 1111.206 | RIM | Commercial | Energy Star Vending Machine | 0.80551 | 0.51609 | 1.5739 | 0.082504 | 0.051277 | 525.7314 | TRC
Commercial | ENERGY STAR Water Cooler | 5.9217 | 0.61417 | N/A | 0.095219 | 0.095219 | 547.5 | RIM | Commercial | Refrigerated Display Case Lighting Controls | 0.47887 | 0.54228 | N/A | 0.0084392 | 0.0078859 | 61.4361 | TRC | Commercial | Efficient Battery Charger | 2.6154 | 0.67348 | 4.1584 | 0.60888 | 0 | 1111.206 | RIM | Commercial | Energy Star Vending Machine | 0.80523 | 0.51591 | 1.5739 | 0.082226 | 0.051367 | 525.7314 | TRC
Commercial | ENERGY STAR Water Cooler | 5.9217 | 0.61417 | N/A | 0.095219 | 0.095219 | 547.5 | RIM | Commercial | Refrigerated Display Case Lighting Controls | 0.47887 | 0.54228 | N/A | 0.0084392 | 0.0078859 | 61.4361 | TRC | Commercial | Efficient Battery Charger | 2.6154 | 0.67348 | 4.1584 | 0.60888 | 0 | 1111.206 | RIM | Commercial | Energy Star Vending Machine | 0.80523 | 0.51591 | 1.5739 | 0.082226 | 0.051367 | 525.7314 | TRC
Commercial | ENERGY STAR Water Cooler | 5.9217 | 0.61417 | N/A | 0.095219 | 0.095219 | 547.5 | RIM | Commercial | Refrigerated Display Case Lighting Controls | 0.47887 | 0.54228 | N/A | 0.0084392 | 0.0078859 | 61.4361 | TRC | Commercial | Efficient Battery Charger | 2.6154 | 0.67348 | 4.1584 | 0.60888 | 0 | 1111.206 | RIM | Commercial | Energy Star Vending Machine | 0.80551 | 0.51609 | 1.5739 | 0.082504 | 0.051277 | 525.7314 | TRC
Commercial | ENERGY STAR Water Cooler | 5.9217 | 0.61417 | N/A | 0.095219 | 0.095219 | 547.5 | RIM | Commercial | Refrigerated Display Case Lighting Controls | 0.47887 | 0.54228 | N/A | 0.0084392 | 0.0078859 | 61.4361 | TRC | Commercial | Efficient Battery Charger | 2.6154 | 0.67348 | 4.1584 | 0.60888 | 0 | 1111.206 | RIM | Commercial | Energy Star Vending Machine | 0.80523 | 0.51591 | 1.5739 | 0.082226 | 0.051367 | 525.7314 | TRC
Commercial | ENERGY STAR Water Cooler | 5.9217 | 0.61417 | N/A | 0.095219 | 0.095219 | 547.5 | RIM | Commercial | Refrigerated Display Case Lighting Controls | 0.47887 | 0.54228 | N/A | 0.0084392 | 0.0078859 | 61.4361 | TRC | Commercial | ENERGY STAR Commercial Clothes Washer | 0.85615 | 0.30926 | 2.8853 | 0 | 0 | 1060.1591 | RIM | Commercial | Energy Star Vending Machine | 0.80551 | 0.51609 | 1.5739 | 0.082504 | 0.051277 | 525.7314 | TRC
Commercial | ENERGY STAR Water Cooler | 5.9217 | 0.61417 | N/A | 0.095219 | 0.095219 | 547.5 | RIM | Commercial | Refrigerated Display Case Lighting Controls | 0.47887 | 0.54228 | N/A | 0.0084392 | 0.0078859 | 61.4361 | TRC | Commercial | ENERGY STAR Commercial Clothes Washer | 1.3704 | 0.49501 | 2.8853 | 0.10782 | 0.1241 | 1060.1591 | RIM | Commercial | Energy Star Vending Machine | 0.80523 | 0.51591 | 1.5739 | 0.082226 | 0.051367 | 525.7314 | TRC
Commercial | ENERGY STAR Water Cooler | 5.9217 | 0.61417 | N/A | 0.095219 | 0.095219 | 547.5 | RIM | Commercial | Refrigerated Display Case Lighting Controls | 0.47887 | 0.54228 | N/A | 0.0084392 | 0.0078859 | 61.4361 | TRC | Commercial | ENERGY STAR Commercial Clothes Washer | 1.1943 | 0.43143 | 2.8853 | 0.092846 | 0.067168 | 1060.1591 | RIM | Commercial | Refrigerated Display Case LED Lighting | 0 | 0 | 0 | 0 | 0 | 0 | TRC
Commercial | ENERGY STAR Water Cooler | 5.9217 | 0.61417 | N/A | 0.095219 | 0.095219 | 547.5 | RIM | Commercial | Refrigerated Display Case Lighting Controls | 0.17771 | 0.54228 | N/A | 0.0031317 | 0.0029264 | 22.7985 | TRC | Commercial | ENERGY STAR Commercial Clothes Washer | 1.1943 | 0.43143 | 2.8853 | 0.092846 | 0.067168 | 1060.1591 | RIM | Commercial | Refrigerated Display Case LED Lighting | 0 | 0 | 0 | 0 | 0 | 0 | TRC
Commercial | ENERGY STAR Water Cooler | 5.9217 | 0.61417 | N/A | 0.095219 | 0.095219 | 547.5 | RIM | Commercial | Refrigerated Display Case Lighting Controls | 0.17771 | 0.54228 | N/A | 0.0031317 | 0.0029264 | 22.7985 | TRC | Commercial | ENERGY STAR Commercial Clothes Washer | 1.3704 | 0.49501 | 2.8853 | 0.10782 | 0.1241 | 1060.1591 | RIM | Commercial | Refrigerated Display Case LED Lighting | 0 | 0 | 0 | 0 | 0 | 0 | TRC
Commercial | ENERGY STAR Water Cooler | 5.9217 | 0.61417 | N/A | 0.095219 | 0.095219 | 547.5 | RIM | Commercial | Refrigerated Display Case Lighting Controls | 0.17771 | 0.54228 | N/A | 0.0031317 | 0.0029264 | 22.7985 | TRC | Commercial | ENERGY STAR Commercial Clothes Washer | 0.85615 | 0.30926 | 2.8853 | 0 | 0 | 1060.1591 | RIM | Commercial | Refrigerated Display Case LED Lighting | 0 | 0 | 0 | 0 | 0 | 0 | TRC
Commercial | ENERGY STAR Water Cooler | 5.9217 | 0.61417 | N/A | 0.095219 | 0.095219 | 547.5 | RIM | Commercial | Refrigerated Display Case Lighting Controls | 0.17771 | 0.54228 | N/A | 0.0031317 | 0.0029264 | 22.7985 | TRC | Commercial | ENERGY STAR Commercial Clothes Washer | 1.3704 | 0.49501 | 2.8853 | 0.10782 | 0.1241 | 1060.1591 | RIM | Commercial | Refrigerated Display Case LED Lighting | 0 | 0 | 0 | 0 | 0 | 0 | TRC
Commercial | ENERGY STAR Water Cooler | 5.9217 | 0.61417 | N/A | 0.095219 | 0.095219 | 547.5 | RIM | Commercial | Refrigerated Display Case Lighting Controls | 0.17771 | 0.54228 | N/A | 0.0031317 | 0.0029264 | 22.7985 | TRC | Commercial | ENERGY STAR Commercial Clothes Washer | 0.85615 | 0.30926 | 2.8853 | 0 | 0 | 1060.1591 | RIM | Commercial | Refrigerated Display Case LED Lighting | 0 | 0 | 0 | 0 | 0 | 0 | TRC
Commercial | ENERGY STAR Water Cooler | 5.9217 | 0.61417 | N/A | 0.095219 | 0.095219 | 547.5 | RIM | Commercial | Refrigerated Display Case Lighting Controls | 0.17771 | 0.54228 | N/A | 0.0031317 | 0.0029264 | 22.7985 | TRC | Commercial | ENERGY STAR Commercial Clothes Washer | 1.1943 | 0.43143 | 2.8853 | 0.092846 | 0.067168 | 1060.1591 | RIM | Commercial | Refrigerated Display Case LED Lighting | 0 | 0 | 0 | 0 | 0 | 0 | TRC
Commercial | ENERGY STAR Water Cooler | 5.9217 | 0.61417 | N/A | 0.095219 | 0.095219 | 547.5 | RIM | Commercial | Refrigerated Display Case Lighting Controls | 0.17771 | 0.54228 | N/A | 0.0031317 | 0.0029264 | 22.7985 | TRC | Commercial | ENERGY STAR Commercial Clothes Washer | 0.85615 | 0.30926 | 2.8853 | 0 | 0 | 1060.1591 | RIM | Commercial | Refrigerated Display Case LED Lighting | 0 | 0 | 0 | 0 | 0 | 0 | TRC
Commercial | ENERGY STAR Water Cooler | 5.9217 | 0.61417 | N/A | 0.095219 | 0.095219 | 547.5 | RIM | Commercial | Refrigerated Display Case Lighting Controls | 0.17771 | 0.54228 | N/A | 0.0031317 | 0.0029264 | 22.7985 | TRC | Commercial | ENERGY STAR Commercial Clothes Washer | 1.1943 | 0.43143 | 2.8853 | 0.092846 | 0.067168 | 1060.1591 | RIM | Commercial | Refrigerated Display Case LED Lighting | 0 | 0 | 0 | 0 | 0 | 0 | TRC
Commercial | ENERGY STAR Water Cooler | 5.9217 | 0.61417 | N/A | 0.095219 | 0.095219 | 547.5 | RIM | Commercial | Refrigerated Display Case Lighting Controls | 0.17771 | 0.54228 | N/A | 0.0031317 | 0.0029264 | 22.7985 | TRC | Commercial | ENERGY STAR Commercial Clothes Washer | 1.3704 | 0.49501 | 2.8853 | 0.10782 | 0.1241 | 1060.1591 | RIM | Commercial | Refrigerated Display Case LED Lighting | 0 | 0 | 0 | 0 | 0 | 0 | TRC
Commercial | ENERGY STAR Water Cooler | 5.9217 | 0.61417 | N/A | 0.095219 | 0.095219 | 547.5 | RIM | Commercial | Refrigerated Display Case Lighting Controls | 0.17771 | 0.54228 | N/A | 0.0031317 | 0.0029264 | 22.7985 | TRC | Commercial | ENERGY STAR Commercial Clothes Washer | 0.85615 | 0.30926 | 2.8853 | 0 | 0 | 1060.1591 | RIM | Commercial | Refrigerated Display Case LED Lighting | 0 | 0 | 0 | 0 | 0 | 0 | TRC
Commercial | ENERGY STAR Water Cooler | 5.9217 | 0.61417 | N/A | 0.095219 | 0.095219 | 547.5 | RIM | Commercial | Refrigerated Display Case Lighting Controls | 0.17771 | 0.54228 | N/A | 0.0031317 | 0.0029264 | 22.7985 | TRC | Commercial | ENERGY STAR Commercial Clothes Washer | 0.85615 | 0.30926 | 2.8853 | 0 | 0 | 1060.1591 | RIM | Commercial | Refrigerated Display Case LED Lighting | 0 | 0 | 0 | 0 | 0 | 0 | TRC
Commercial | ENERGY STAR Water Cooler | 5.9217 | 0.61417 | N/A | 0.095219 | 0.095219 | 547.5 | RIM | Commercial | Refrigerated Display Case Lighting Controls | 0.17771 | 0.54228 | N/A | 0.0031317 | 0.0029264 | 22.7985 | TRC | Commercial | ENERGY STAR Commercial Clothes Washer | 1.3704 | 0.49501 | 2.8853 | 0.10782 | 0.1241 | 1060.1591 | RIM | Commercial | Refrigerated Display Case LED Lighting | 0 | 0 | 0 | 0 | 0 | 0 | TRC
Commercial | ENERGY STAR Water Cooler | 5.9217 | 0.61417 | N/A | 0.095219 | 0.095219 | 547.5 | RIM | Commercial | Refrigerated Display Case Lighting Controls | 0.17771 | 0.54228 | N/A | 0.0031317 | 0.0029264 | 22.7985 | TRC | Commercial | ENERGY STAR Commercial Clothes Washer | 1.1943 | 0.43143 | 2.8853 | 0.092846 | 0.067168 | 1060.1591 | RIM | Commercial | 10HP Open Drip-Proof(ODP) Motor | 0.1967 | 0.4318 | 0.44835 | 0.030596 | 0.0075551 | 223.1921 | TRC
Commercial | ENERGY STAR Water Cooler | 5.9217 | 0.61417 | N/A | 0.095219 | 0.095219 | 547.5 | RIM | Commercial | ENERGY STAR certified buildings program | 0.66986 | 0.96521 | N/A | 3.0616 | 9.492 | 18312.7076 | TRC | Commercial | ENERGY STAR Commercial Clothes Washer | 1.1943 | 0.43143 | 2.8853 | 0.092846 | 0.067168 | 1060.1591 | RIM | Commercial | 10HP Open Drip-Proof(ODP) Motor | 0.22862 | 0.50187 | 0.44835 | 0.028938 | 0.024239 | 223.1921 | TRC
Commercial | ENERGY STAR Water Cooler | 5.9217 | 0.61417 | N/A | 0.095219 | 0.095219 | 547.5 | RIM | Commercial | ENERGY STAR certified buildings program | 0.53608 | 0.60805 | N/A | 38.6582 | 0.44413 | 91682.9859 | TRC | Commercial | ENERGY STAR Commercial Clothes Washer | 1.3704 | 0.49501 | 2.8853 | 0.10782 | 0.1241 | 1060.1591 | RIM | Commercial | 10HP Open Drip-Proof(ODP) Motor | 0.1967 | 0.4318 | 0.44835 | 0.030596 | 0.0075551 | 223.1921 | TRC
Commercial | ENERGY STAR Water Cooler | 5.9217 | 0.61417 | N/A | 0.095219 | 0.095219 | 547.5 | RIM | Commercial | ENERGY STAR certified buildings program | 0.85096 | 0.96521 | N/A | 10.509 | 32.582 | 62859.5605 | TRC | Commercial | ENERGY STAR Commercial Clothes Washer | 0.85615 | 0.30926 | 2.8853 | 0 | 0 | 1060.1591 | RIM | Commercial | 10HP Open Drip-Proof(ODP) Motor | 0.22862 | 0.50187 | 0.44835 | 0.028938 | 0.024239 | 223.1921 | TRC
Commercial | ENERGY STAR Water Cooler | 5.9217 | 0.61417 | N/A | 0.095219 | 0.095219 | 547.5 | RIM | Commercial | ENERGY STAR certified buildings program | 0.27397 | 0.96521 | N/A | 1.044 | 3.2367 | 6244.4932 | TRC | Commercial | ENERGY STAR Commercial Clothes Washer | 1.3704 | 0.49501 | 2.8853 | 0.10782 | 0.1241 | 1060.1591 | RIM | Commercial | 10HP Open Drip-Proof(ODP) Motor | 0.22862 | 0.50187 | 0.44835 | 0.028938 | 0.024239 | 223.1921 | TRC
Commercial | Heat Pump Pool Heater | 5.5 | 0.35407 | N/A | 0 | 0.34381 | 9411.7647 | RIM | Commercial | ENERGY STAR certified buildings program | 0.66986 | 0.96521 | N/A | 3.0616 | 9.492 | 18312.7076 | TRC | Commercial | ENERGY STAR Commercial Clothes Washer | 0.85615 | 0.30926 | 2.8853 | 0 | 0 | 1060.1591 | RIM | Commercial | 10HP Open Drip-Proof(ODP) Motor | 0.1967 | 0.4318 | 0.44835 | 0.030596 | 0.0075551 | 223.1921 | TRC
Commercial | Heat Pump Pool Heater | 5.5 | 0.35407 | N/A | 0 | 0.34381 | 9411.7647 | RIM | Commercial | ENERGY STAR certified buildings program | 0.53608 | 0.60805 | N/A | 38.6582 | 0.44413 | 91682.9859 | TRC | Commercial | ENERGY STAR Commercial Clothes Washer | 1.1943 | 0.43143 | 2.8853 | 0.092846 | 0.067168 | 1060.1591 | RIM | Commercial | 10HP Open Drip-Proof(ODP) Motor | 0.22862 | 0.50187 | 0.44835 | 0.028938 | 0.024239 | 223.1921 | TRC
Commercial | Heat Pump Pool Heater | 5.5 | 0.35407 | N/A | 0 | 0.34381 | 9411.7647 | RIM | Commercial | ENERGY STAR certified buildings program | 0.85096 | 0.96521 | N/A | 10.509 | 32.582 | 62859.5605 | TRC | Commercial | ENERGY STAR Commercial Clothes Washer | 0.85615 | 0.30926 | 2.8853 | 0 | 0 | 1060.1591 | RIM | Commercial | 10HP Open Drip-Proof(ODP) Motor | 0.1967 | 0.4318 | 0.44835 | 0.030596 | 0.0075551 | 223.1921 | TRC
Commercial | Heat Pump Pool Heater | 5.5 | 0.35407 | N/A | 0 | 0.34381 | 9411.7647 | RIM | Commercial | ENERGY STAR certified buildings program | 0.27397 | 0.96521 | N/A | 1.044 | 3.2367 | 6244.4932 | TRC | Commercial | ENERGY STAR Commercial Clothes Washer | 1.1943 | 0.43143 | 2.8853 | 0.092846 | 0.067168 | 1060.1591 | RIM | Commercial | 10HP Open Drip-Proof(ODP) Motor | 0.1967 | 0.4318 | 0.44835 | 0.030596 | 0.0075551 | 223.1921 | TRC
Commercial | Heat Pump Pool Heater | 5.5 | 0.35407 | N/A | 0 | 0.34381 | 9411.7647 | RIM | Commercial | Solar Voltaic (17.1w/sf2) | 0.53547 | 0.44765 | N/A | 0.00296 | 0.0012655 | 25.2796 | TRC | Commercial | ENERGY STAR Commercial Clothes Washer | 1.3704 | 0.49501 | 2.8853 | 0.10782 | 0.1241 | 1060.1591 | RIM | Commercial | 10HP Open Drip-Proof(ODP) Motor | 0.22862 | 0.50187 | 0.44835 | 0.028938 | 0.024239 | 223.1921 | TRC
Commercial | Heat Pump Pool Heater | 5.5 | 0.35407 | N/A | 0 | 0.34381 | 9411.7647 | RIM | Commercial | Solar Voltaic (17.1w/sf2) | 0.53547 | 0.44765 | N/A | 0.00296 | 0.0012655 | 25.2796 | TRC | Commercial | ENERGY STAR Commercial Clothes Washer | 0.85615 | 0.30926 | 2.8853 | 0 | 0 | 1060.1591 | RIM | Commercial | 10HP Open Drip-Proof(ODP) Motor | 0.1967 | 0.4318 | 0.44835 | 0.030596 | 0.0075551 | 223.1921 | TRC
Commercial | Heat Pump Pool Heater | 5.5 | 0.35407 | N/A | 0 | 0.34381 | 9411.7647 | RIM | Commercial | Solar Voltaic (17.1w/sf2) | 0.53547 | 0.44765 | N/A | 0.00296 | 0.0012655 | 25.2796 | TRC | Commercial | ENERGY STAR Water Cooler | 4.8497 | 0.60041 | 9.6417 | 0.095219 | 0.095219 | 547.5 | RIM | Commercial | 10HP Open Drip-Proof(ODP) Motor | 0.22862 | 0.50187 | 0.44835 | 0.028938 | 0.024239 | 223.1921 | TRC
Commercial | Heat Pump Pool Heater | 5.5 | 0.35407 | N/A | 0 | 0.34381 | 9411.7647 | RIM | Commercial | Solar Voltaic (17.1w/sf2) | 0.53547 | 0.44765 | N/A | 0.00296 | 0.0012655 | 25.2796 | TRC | Commercial | ENERGY STAR Water Cooler | 4.8497 | 0.60041 | 9.6417 | 0.095219 | 0.095219 | 547.5 | RIM | Commercial | 10HP Open Drip-Proof(ODP) Motor | 0.1967 | 0.4318 | 0.44835 | 0.030596 | 0.0075551 | 223.1921 | TRC
Commercial | Heat Pump Pool Heater | 5.5 | 0.35407 | N/A | 0 | 0.34381 | 9411.7647 | RIM | Commercial | Solar Voltaic (17.1w/sf2) | 0.53547 | 0.44765 | N/A | 0.00296 | 0.0012655 | 25.2796 | TRC | Commercial | ENERGY STAR Water Cooler | 4.8497 | 0.60041 | 9.6417 | 0.095219 | 0.095219 | 547.5 | RIM | Commercial | 10HP Open Drip-Proof(ODP) Motor | 0.1967 | 0.4318 | 0.44835 | 0.030596 | 0.0075551 | 223.1921 | TRC
Commercial | Heat Pump Pool Heater | 5.5 | 0.35407 | N/A | 0 | 0.34381 | 9411.7647 | RIM | Commercial | Solar Voltaic (17.1w/sf2) | 0.53547 | 0.44765 | N/A | 0.00296 | 0.0012655 | 25.2796 | TRC | Commercial | ENERGY STAR Water Cooler | 4.8497 | 0.60041 | 9.6417 | 0.095219 | 0.095219 | 547.5 | RIM | Commercial | 10HP Open Drip-Proof(ODP) Motor | 0.22862 | 0.50187 | 0.44835 | 0.028938 | 0.024239 | 223.1921 | TRC
Commercial | Heat Pump Pool Heater | 5.5 | 0.35407 | N/A | 0 | 0.34381 | 9411.7647 | RIM | Commercial | Solar Voltaic (17.1w/sf2) | 0.53547 | 0.44765 | N/A | 0.00296 | 0.0012655 | 25.2796 | TRC | Commercial | ENERGY STAR Water Cooler | 4.8497 | 0.60041 | 9.6417 | 0.095219 | 0.095219 | 547.5 | RIM | Commercial | 10HP Open Drip-Proof(ODP) Motor | 0.1967 | 0.4318 | 0.44835 | 0.030596 | 0.0075551 | 223.1921 | TRC
Commercial | Heat Pump Pool Heater | 5.5 | 0.35407 | N/A | 0 | 0.34381 | 9411.7647 | RIM | Commercial | Solar Voltaic (17.1w/sf2) | 0.53547 | 0.44765 | N/A | 0.00296 | 0.0012655 | 25.2796 | TRC | Commercial | ENERGY STAR Water Cooler | 4.8497 | 0.60041 | 9.6417 | 0.095219 | 0.095219 | 547.5 | RIM | Commercial | 10HP Open Drip-Proof(ODP) Motor | 0.22862 | 0.50187 | 0.44835 | 0.028938 | 0.024239 | 223.1921 | TRC
Commercial | Heat Pump Pool Heater | 5.5 | 0.35407 | N/A | 0 | 0.34381 | 9411.7647 | RIM | Commercial | Solar Voltaic (17.1w/sf2) | 0.53547 | 0.44765 | N/A | 0.00296 | 0.0012655 | 25.2796 | TRC | Commercial | ENERGY STAR Water Cooler | 4.8497 | 0.60041 | 9.6417 | 0.095219 | 0.095219 | 547.5 | RIM | Commercial | 10HP Open Drip-Proof(ODP) Motor | 0.22862 | 0.50187 | 0.44835 | 0.028938 | 0.024239 | 223.1921 | TRC
Commercial | Heat Pump Pool Heater | 5.5 | 0.35407 | N/A | 0 | 0.34381 | 9411.7647 | RIM | Commercial | Solar Voltaic (17.1w/sf2) | 0.53547 | 0.44765 | N/A | 0.00296 | 0.0012655 | 25.2796 | TRC | Commercial | ENERGY STAR Water Cooler | 4.8497 | 0.60041 | 9.6417 | 0.095219 | 0.095219 | 547.5 | RIM | Commercial | 10HP Open Drip-Proof(ODP) Motor | 0.1967 | 0.4318 | 0.44835 | 0.030596 | 0.0075551 | 223.1921 | TRC
Commercial | Heat Pump Pool Heater | 5.5 | 0.35407 | N/A | 0 | 0.34381 | 9411.7647 | RIM | Commercial | Solar Voltaic (17.1w/sf2) | 0.53547 | 0.44765 | N/A | 0.00296 | 0.0012655 | 25.2796 | TRC | Commercial | ENERGY STAR Water Cooler | 4.8497 | 0.60041 | 9.6417 | 0.095219 | 0.095219 | 547.5 | RIM | Commercial | 10HP Open Drip-Proof(ODP) Motor | 0.22862 | 0.50187 | 0.44835 | 0.028938 | 0.024239 | 223.1921 | TRC
Commercial | Heat Pump Pool Heater | 5.5 | 0.35407 | N/A | 0 | 0.34381 | 9411.7647 | RIM | Commercial | Solar Voltaic (17.1w/sf2) | 0.53547 | 0.44765 | N/A | 0.00296 | 0.0012655 | 25.2796 | TRC | Commercial | ENERGY STAR Water Cooler | 4.8497 | 0.60041 | 9.6417 | 0.095219 | 0.095219 | 547.5 | RIM | Commercial | 10HP Open Drip-Proof(ODP) Motor | 0.1967 | 0.4318 | 0.44835 | 0.030596 | 0.0075551 | 223.1921 | TRC
Commercial | Heat Pump Pool Heater | 5.5 | 0.35407 | N/A | 0 | 0.34381 | 9411.7647 | RIM | Commercial | Solar Voltaic (17.1w/sf2) | 0.53547 | 0.44765 | N/A | 0.00296 | 0.0012655 | 25.2796 | TRC | Commercial | ENERGY STAR Water Cooler | 4.8497 | 0.60041 | 9.6417 | 0.095219 | 0.095219 | 547.5 | RIM | Commercial | 10HP Open Drip-Proof(ODP) Motor | 0.1967 | 0.4318 | 0.44835 | 0.030596 | 0.0075551 | 223.1921 | TRC
Commercial | Heat Pump Pool Heater | 5.5 | 0.35407 | N/A | 0 | 0.34381 | 9411.7647 | RIM | Commercial | Solar Plus Storage | 0 | 0 | N/A | 0 | 0 | 0 | TRC | Commercial | ENERGY STAR Water Cooler | 4.8497 | 0.60041 | 9.6417 | 0.095219 | 0.095219 | 547.5 | RIM | Commercial | 10HP Open Drip-Proof(ODP) Motor | 0.22862 | 0.50187 | 0.44835 | 0.028938 | 0.024239 | 223.1921 | TRC
Commercial | Heat Pump Pool Heater | 5.5 | 0.35407 | N/A | 0 | 0.34381 | 9411.7647 | RIM | Commercial | Solar Plus Storage | 0 | 0 | N/A | 0 | 0 | 0 | TRC | Commercial | ENERGY STAR Water Cooler | 4.8497 | 0.60041 | 9.6417 | 0.095219 | 0.095219 | 547.5 | RIM | Commercial | 10HP Open Drip-Proof(ODP) Motor | 0.1967 | 0.4318 | 0.44835 | 0.030596 | 0.0075551 | 223.1921 | TRC
Commercial | Heat Pump Pool Heater | 5.5 | 0.35407 | N/A | 0 | 0.34381 | 9411.7647 | RIM | Commercial | Solar Plus Storage | 0 | 0 | N/A | 0 | 0 | 0 | TRC | Commercial | ENERGY STAR Water Cooler | 4.8497 | 0.60041 | 9.6417 | 0.095219 | 0.095219 | 547.5 | RIM | Commercial | 10HP Open Drip-Proof(ODP) Motor | 0.22862 | 0.50187 | 0.44835 | 0.028938 | 0.024239 | 223.1921 | TRC
Commercial | Heat Pump Pool Heater | 5.5 | 0.35407 | N/A | 0 | 0.34381 | 9411.7647 | RIM | Commercial | Solar Plus Storage | 0 | 0 | N/A | 0 | 0 | 0 | TRC | Commercial | ENERGY STAR Water Cooler | 4.8497 | 0.60041 | 9.6417 | 0.095219 | 0.095219 | 547.5 | RIM | Commercial | 10HP Open Drip-Proof(ODP) Motor | 0.1967 | 0.4318 | 0.44835 | 0.030596 | 0.0075551 | 223.1921 | TRC
Commercial | Heat Pump Pool Heater | 5.5 | 0.35407 | N/A | 0 | 0.34381 | 9411.7647 | RIM | Commercial | Solar Plus Storage with other DSM (EE and DR) | 0 | 0 | N/A | 0 | 0 | 0 | TRC | Commercial | ENERGY STAR Water Cooler | 4.8497 | 0.60041 | 9.6417 | 0.095219 | 0.095219 | 547.5 | RIM | Commercial | Drain Water Heat Recovery | 0.10883 | 0.591 | 0.18193 | 0.22336 | 0.10621 | 922.7493 | TRC
Commercial | Heat Pump Pool Heater | 5.5 | 0.35407 | N/A | 0 | 0.34381 | 9411.7647 | RIM | Commercial | Solar Plus Storage with other DSM (EE and DR) | 0 | 0 | N/A | 0 | 0 | 0 | TRC | Commercial | ENERGY STAR Water Cooler | 4.8497 | 0.60041 | 9.6417 | 0.095219 | 0.095219 | 547.5 | RIM | Commercial | Drain Water Heat Recovery | 0.25775 | 0.61073 | 0.41845 | 2.1673 | 4.8102 | 21223.2333 | TRC
Commercial | Heat Pump Pool Heater | 5.5 | 0.35407 | N/A | 0 | 0.34381 | 9411.7647 | RIM | Commercial | Solar Plus Storage with other DSM (EE and DR) | 0 | 0 | N/A | 0 | 0 | 0 | TRC | Commercial | ENERGY STAR Water Cooler | 4.8497 | 0.60041 | 9.6417 | 0.095219 | 0.095219 | 547.5 | RIM | Commercial | Drain Water Heat Recovery | 0.28622 | 0.77928 | 0.36387 | 0.11154 | 0.77467 | 1845.4985 | TRC
Commercial | Heat Pump Pool Heater | 5.5 | 0.35407 | N/A | 0 | 0.34381 | 9411.7647 | RIM | Commercial | Solar Plus Storage with other DSM (EE and DR) | 0 | 0 | N/A | 0 | 0 | 0 | TRC | Commercial | ENERGY STAR Water Cooler | 4.8497 | 0.60041 | 9.6417 | 0.095219 | 0.095219 | 547.5 | RIM | Commercial | Drain Water Heat Recovery | 0.14497 | 0.591 | 0.24258 | 0.29781 | 0.14162 | 1230.3324 | TRC
Commercial | Heat Pump Pool Heater | 5.5 | 0.35407 | N/A | 0 | 0.34381 | 9411.7647 | RIM | Commercial | 3500 kW Gas Turbine | 0.27962 | 0.46939 | N/A | 3500 | 1376.061 | 24834600 | TRC | Commercial | ENERGY STAR Water Cooler | 4.8497 | 0.60041 | 9.6417 | 0.095219 | 0.095219 | 547.5 | RIM | Commercial | Drain Water Heat Recovery | 0.30102 | 0.61073 | 0.4892 | 3.8005 | 8.4354 | 37217.5541 | TRC
Commercial | Solar Pool Heater | 1.5442 | 0.35407 | N/A | 0 | 0.37007 | 10130.719 | RIM | Commercial | 3000 kW Gas Turbine | 0.27454 | 0.46939 | N/A | 3000 | 1179.4808 | 21286800 | TRC | Commercial | ENERGY STAR Water Cooler | 4.8497 | 0.60041 | 9.6417 | 0.095219 | 0.095219 | 547.5 | RIM | Commercial | Drain Water Heat Recovery | 0.34619 | 0.591 | 0.58219 | 17.8685 | 8.497 | 73819.942 | TRC
Commercial | Solar Pool Heater | 1.5442 | 0.35407 | N/A | 0 | 0.37007 | 10130.719 | RIM | Commercial | 2500 kW Gas Turbine | 0.26937 | 0.46939 | N/A | 2500 | 982.9007 | 17739000 | TRC | Commercial | ENERGY STAR Water Cooler | 4.8497 | 0.60041 | 9.6417 | 0.095219 | 0.095219 | 547.5 | RIM | Commercial | Drain Water Heat Recovery | 0.45648 | 0.77928 | 0.58219 | 0.53539 | 3.7184 | 8858.393 | TRC
Commercial | Solar Pool Heater | 1.5442 | 0.35407 | N/A | 0 | 0.37007 | 10130.719 | RIM | Commercial | 4500 kW Reciprocating Engine | 0.45134 | 0.62625 | N/A | 4500 | 1769.2213 | 15768000 | TRC | Commercial | ENERGY STAR Water Cooler | 4.8497 | 0.60041 | 9.6417 | 0.095219 | 0.095219 | 547.5 | RIM | Commercial | Drain Water Heat Recovery | 0.32473 | 0.591 | 0.5458 | 13.4013 | 6.3728 | 55364.9565 | TRC
Commercial | Solar Pool Heater | 1.5442 | 0.35407 | N/A | 0 | 0.37007 | 10130.719 | RIM | Commercial | 1500 kW Steam Turbine-Biomass | 0.32873 | 0.45408 | N/A | 1500 | 589.7404 | 11826000 | TRC | Commercial | ENERGY STAR Water Cooler | 4.8497 | 0.60041 | 9.6417 | 0.095219 | 0.095219 | 547.5 | RIM | Commercial | Drain Water Heat Recovery | 0.30085 | 0.591 | 0.50537 | 1.8613 | 0.88511 | 7689.5773 | TRC
Commercial | Solar Pool Heater | 1.5442 | 0.35407 | N/A | 0 | 0.37007 | 10130.719 | RIM | Commercial | 3000 kW Reciprocating Engine | 0.44771 | 0.62625 | N/A | 3000 | 1179.4808 | 10512000 | TRC | Commercial | ENERGY STAR Water Cooler | 4.8497 | 0.60041 | 9.6417 | 0.095219 | 0.095219 | 547.5 | RIM | Commercial | Drain Water Heat Recovery | 0.23873 | 0.77928 | 0.30322 | 0.1859 | 1.2911 | 3075.8309 | TRC
Commercial | Solar Pool Heater | 1.5442 | 0.35407 | N/A | 0 | 0.37007 | 10130.719 | RIM | Commercial | 800 kW Fuel Cell-Biogas | 0.51403 | 0.49094 | N/A | 800 | 314.5282 | 4975680 | TRC | Commercial | ENERGY STAR Water Cooler | 4.8497 | 0.60041 | 9.6417 | 0.095219 | 0.095219 | 547.5 | RIM | Commercial | Drain Water Heat Recovery | 0.28337 | 0.77928 | 0.36023 | 0.33127 | 2.3008 | 5481.1307 | TRC
Commercial | Solar Pool Heater | 1.5442 | 0.35407 | N/A | 0 | 0.37007 | 10130.719 | RIM | Commercial | 1250 kW Reciprocating Engine | 0.39662 | 0.62625 | N/A | 1250 | 491.4503 | 4380000 | TRC | Commercial | Heat Pump Pool Heater | 4.0557 | 0.34614 | 15.5337 | 0 | 0.34381 | 9411.7647 | RIM | Commercial | Drain Water Heat Recovery | 0.045417 | 0.591 | 0.075808 | 0.093067 | 0.044256 | 384.4873 | TRC
Commercial | Solar Pool Heater | 1.5442 | 0.35407 | N/A | 0 | 0.37007 | 10130.719 | RIM | Commercial | 500 kW Fuel Cell | 0.44657 | 0.49094 | N/A | 500 | 196.5801 | 3109800 | TRC | Commercial | Heat Pump Pool Heater | 4.0557 | 0.34614 | 15.5337 | 0 | 0.34381 | 9411.7647 | RIM | Commercial | Drain Water Heat Recovery | 0.21707 | 0.591 | 0.36387 | 0.44671 | 0.21243 | 1845.4985 | TRC
Commercial | Solar Pool Heater | 1.5442 | 0.35407 | N/A | 0 | 0.37007 | 10130.719 | RIM | Commercial | 350 kW Reciprocating Engine | 0.34461 | 0.62625 | N/A | 350 | 137.6061 | 1226400 | TRC | Commercial | Heat Pump Pool Heater | 4.0557 | 0.34614 | 15.5337 | 0 | 0.34381 | 9411.7647 | RIM | Commercial | Drain Water Heat Recovery | 0.10412 | 0.591 | 0.17404 | 0.21367 | 0.1016 | 882.7147 | TRC
Commercial | Solar Pool Heater | 1.5442 | 0.35407 | N/A | 0 | 0.37007 | 10130.719 | RIM | Commercial | 100 kW Micro Turbine | 0.25432 | 0.49094 | N/A | 175 | 68.803 | 1088430 | TRC | Commercial | Heat Pump Pool Heater | 4.0557 | 0.34614 | 15.5337 | 0 | 0.34381 | 9411.7647 | RIM | Commercial | Drain Water Heat Recovery | 0.24664 | 0.61073 | 0.40029 | 2.0732 | 4.6015 | 20302.437 | TRC
Commercial | Solar Pool Heater | 1.5442 | 0.35407 | N/A | 0 | 0.37007 | 10130.719 | RIM | Commercial | 175 kW Fuel Cell | 0.32997 | 0.56933 | N/A | 200 | 78.6321 | 858480 | TRC | Commercial | Heat Pump Pool Heater | 4.0557 | 0.34614 | 15.5337 | 0 | 0.34381 | 9411.7647 | RIM | Commercial | Drain Water Heat Recovery | 0.27387 | 0.77928 | 0.34808 | 0.1067 | 0.74106 | 1765.4293 | TRC
Commercial | Solar Pool Heater | 1.5442 | 0.35407 | N/A | 0 | 0.37007 | 10130.719 | RIM | Commercial | 200 kW Micro Turbine | 0.32869 | 0.62625 | N/A | 150 | 58.974 | 525600 | TRC | Commercial | Heat Pump Pool Heater | 4.0557 | 0.34614 | 15.5337 | 0 | 0.34381 | 9411.7647 | RIM | Commercial | Drain Water Heat Recovery | 0.1387 | 0.591 | 0.23205 | 0.28489 | 0.13547 | 1176.9529 | TRC
Commercial | Solar Pool Heater | 1.5442 | 0.35407 | N/A | 0 | 0.37007 | 10130.719 | RIM | Commercial | 150 kW Reciprocating Engine | 0.32212 | 0.56933 | N/A | 100 | 39.316 | 429240 | TRC | Commercial | Heat Pump Pool Heater | 4.0557 | 0.34614 | 15.5337 | 0 | 0.34381 | 9411.7647 | RIM | Commercial | Drain Water Heat Recovery | 0.28805 | 0.61073 | 0.46798 | 3.6357 | 8.0694 | 35602.8242 | TRC
Commercial | Solar Pool Heater | 1.5442 | 0.35407 | N/A | 0 | 0.37007 | 10130.719 | RIM | Commercial | 50 kW Micro Turbine | 0.31172 | 0.56933 | N/A | 50 | 19.658 | 214620 | TRC | Commercial | Heat Pump Pool Heater | 4.0557 | 0.34614 | 15.5337 | 0 | 0.34381 | 9411.7647 | RIM | Commercial | Drain Water Heat Recovery | 0.33129 | 0.591 | 0.55693 | 17.0932 | 8.1284 | 70617.172 | TRC
Commercial | Solar Pool Heater | 1.5442 | 0.35407 | N/A | 0 | 0.37007 | 10130.719 | RIM | Industrial | Process Other Systems Optimization | 0 | 0 | N/A | 0 | 0 | 0 | TRC | Commercial | Heat Pump Pool Heater | 4.0557 | 0.34614 | 15.5337 | 0 | 0.34381 | 9411.7647 | RIM | Commercial | Drain Water Heat Recovery | 0.43684 | 0.77928 | 0.55693 | 0.51216 | 3.5571 | 8474.0606 | TRC
Commercial | Solar Pool Heater | 1.5442 | 0.35407 | N/A | 0 | 0.37007 | 10130.719 | RIM | Industrial | Plant Energy Management | 0 | 0 | N/A | 0 | 0 | 0 | TRC | Commercial | Heat Pump Pool Heater | 4.0557 | 0.34614 | 15.5337 | 0 | 0.34381 | 9411.7647 | RIM | Commercial | Drain Water Heat Recovery | 0.31075 | 0.591 | 0.52212 | 12.8199 | 6.0963 | 52962.879 | TRC
Commercial | Solar Pool Heater | 1.5442 | 0.35407 | N/A | 0 | 0.37007 | 10130.719 | RIM | Industrial | Process Heat System Optimization | 0 | 0 | N/A | 0 | 0 | 0 | TRC | Commercial | Heat Pump Pool Heater | 4.0557 | 0.34614 | 15.5337 | 0 | 0.34381 | 9411.7647 | RIM | Commercial | Drain Water Heat Recovery | 0.28789 | 0.591 | 0.48345 | 1.7805 | 0.8467 | 7355.9554 | TRC
Commercial | Solar Pool Heater | 1.5442 | 0.35407 | N/A | 0 | 0.37007 | 10130.719 | RIM | Industrial | Process Heat Improved Controls | 0 | 0 | N/A | 0 | 0 | 0 | TRC | Commercial | Heat Pump Pool Heater | 4.0557 | 0.34614 | 15.5337 | 0 | 0.34381 | 9411.7647 | RIM | Commercial | Drain Water Heat Recovery | 0.22842 | 0.77928 | 0.29007 | 0.17783 | 1.2351 | 2942.3822 | TRC
Commercial | Solar Pool Heater | 1.5442 | 0.35407 | N/A | 0 | 0.37007 | 10130.719 | RIM | Industrial | Process Refrig System Optimization | 0 | 0 | N/A | 0 | 0 | 0 | TRC | Commercial | Heat Pump Pool Heater | 4.0557 | 0.34614 | 15.5337 | 0 | 0.34381 | 9411.7647 | RIM | Commercial | Drain Water Heat Recovery | 0.27114 | 0.77928 | 0.3446 | 0.3169 | 2.201 | 5243.325 | TRC
Commercial | Solar Pool Heater | 1.5442 | 0.35407 | N/A | 0 | 0.37007 | 10130.719 | RIM | Industrial | Process Refrig Controls | 0 | 0 | N/A | 0 | 0 | 0 | TRC | Commercial | Heat Pump Pool Heater | 4.0557 | 0.34614 | 15.5337 | 0 | 0.34381 | 9411.7647 | RIM | Commercial | Drain Water Heat Recovery | 0.043448 | 0.591 | 0.072519 | 0.089029 | 0.042336 | 367.8058 | TRC
Commercial | Solar Pool Heater | 1.5442 | 0.35407 | N/A | 0 | 0.37007 | 10130.719 | RIM | Industrial | Process Refrig Equipment Upgrade | 0 | 0 | N/A | 0 | 0 | 0 | TRC | Commercial | Heat Pump Pool Heater | 4.0557 | 0.34614 | 15.5337 | 0 | 0.34381 | 9411.7647 | RIM | Commercial | Drain Water Heat Recovery | 0.2077 | 0.591 | 0.34808 | 0.42733 | 0.20321 | 1765.4293 | TRC
Commercial | Solar Pool Heater | 1.5442 | 0.35407 | N/A | 0 | 0.37007 | 10130.719 | RIM | Industrial | Pump System Optimization | 0 | 0 | N/A | 0 | 0 | 0 | TRC | Commercial | Heat Pump Pool Heater | 4.0557 | 0.34614 | 15.5337 | 0 | 0.34381 | 9411.7647 | RIM | Commercial | Faucet Aerator | 8.6018 | 0.57906 | 18.7064 | 0.05118 | 0.030823 | 245.5646 | 2 Year Payback
Commercial | Solar Pool Heater | 1.5442 | 0.35407 | N/A | 0 | 0.37007 | 10130.719 | RIM | Industrial | Pump Improved Controls | 0 | 0 | N/A | 0 | 0 | 0 | TRC | Commercial | Heat Pump Pool Heater | 4.0557 | 0.34614 | 15.5337 | 0 | 0.34381 | 9411.7647 | RIM | Commercial | Faucet Aerator | 9.1903 | 0.61867 | 18.7064 | 0.25657 | 0.67071 | 2783.0649 | 2 Year Payback
Commercial | Solar Pool Heater | 1.5442 | 0.35407 | N/A | 0 | 0.37007 | 10130.719 | RIM | Industrial | Motor Optimization | 0 | 0 | N/A | 0 | 0 | 0 | TRC | Commercial | Heat Pump Pool Heater | 4.0557 | 0.34614 | 15.5337 | 0 | 0.34381 | 9411.7647 | RIM | Commercial | Faucet Aerator | 12.003 | 0.80802 | 18.7064 | 0.013033 | 0.11121 | 245.5646 | 2 Year Payback
Commercial | Solar Pool Heater | 1.5442 | 0.35407 | N/A | 0 | 0.37007 | 10130.719 | RIM | Industrial | Motor Improved Controls | 0 | 0 | N/A | 0 | 0 | 0 | TRC | Commercial | Heat Pump Pool Heater | 4.0557 | 0.34614 | 15.5337 | 0 | 0.34381 | 9411.7647 | RIM | Commercial | Faucet Aerator | 8.6018 | 0.57906 | 18.7064 | 0.05118 | 0.030823 | 245.5646 | 2 Year Payback
Commercial | Solar Pool Heater | 1.5442 | 0.35407 | N/A | 0 | 0.37007 | 10130.719 | RIM | Industrial | Pump Equipment Upgrade | 0 | 0 | N/A | 0 | 0 | 0 | TRC | Commercial | Heat Pump Pool Heater | 4.0557 | 0.34614 | 15.5337 | 0 | 0.34381 | 9411.7647 | RIM | Commercial | Faucet Aerator | 9.1903 | 0.61867 | 18.7064 | 0.2943 | 0.76934 | 3192.3392 | 2 Year Payback
Commercial | Solar Powered Pool Pump | 1.3848 | 0.51408 | N/A | 0.9567 | 0.1485 | 4065.1875 | RIM | Industrial | Motor Equipment Upgrades | 0 | 0 | N/A | 0 | 0 | 0 | TRC | Commercial | Heat Pump Pool Heater | 4.0557 | 0.34614 | 15.5337 | 0 | 0.34381 | 9411.7647 | RIM | Commercial | Faucet Aerator | 8.6018 | 0.57906 | 18.7064 | 2.7637 | 1.6644 | 13260.4858 | 2 Year Payback
Commercial | Solar Powered Pool Pump | 1.3848 | 0.51408 | N/A | 0.9567 | 0.1485 | 4065.1875 | RIM | Industrial | Fan Improved Controls | 0 | 0 | N/A | 0 | 0 | 0 | TRC | Commercial | Heat Pump Pool Heater | 4.0557 | 0.34614 | 15.5337 | 0 | 0.34381 | 9411.7647 | RIM | Commercial | Faucet Aerator | 12.003 | 0.80802 | 18.7064 | 0.034753 | 0.29655 | 654.8388 | 2 Year Payback
Commercial | Solar Powered Pool Pump | 1.3848 | 0.51408 | N/A | 0.9567 | 0.1485 | 4065.1875 | RIM | Industrial | Fan Equipment Upgrades | 0 | 0 | N/A | 0 | 0 | 0 | TRC | Commercial | Heat Pump Pool Heater | 4.0557 | 0.34614 | 15.5337 | 0 | 0.34381 | 9411.7647 | RIM | Commercial | Faucet Aerator | 8.6018 | 0.57906 | 18.7064 | 0.40944 | 0.24658 | 1964.5164 | 2 Year Payback
Commercial | Solar Powered Pool Pump | 1.3848 | 0.51408 | N/A | 0.9567 | 0.1485 | 4065.1875 | RIM | Industrial | Lighting Controls | 0 | 0 | N/A | 0 | 0 | 0 | TRC | Commercial | Heat Pump Pool Heater | 4.0557 | 0.34614 | 15.5337 | 0 | 0.34381 | 9411.7647 | RIM | Commercial | Faucet Aerator | 8.6018 | 0.57906 | 18.7064 | 0.05118 | 0.030823 | 245.5646 | 2 Year Payback
Commercial | Solar Powered Pool Pump | 1.3848 | 0.51408 | N/A | 0.9567 | 0.1485 | 4065.1875 | RIM | Industrial | Efficient Lighting - Other Interior Lighting | 0 | 0 | N/A | 0 | 0 | 0 | TRC | Commercial | Heat Pump Pool Heater | 4.0557 | 0.34614 | 15.5337 | 0 | 0.34381 | 9411.7647 | RIM | Commercial | Faucet Aerator | 12.003 | 0.80802 | 18.7064 | 0.0043442 | 0.037069 | 81.8549 | 2 Year Payback
Commercial | Solar Powered Pool Pump | 1.3848 | 0.51408 | N/A | 0.9567 | 0.1485 | 4065.1875 | RIM | Industrial | Efficient Lighting - High Bay | 0 | 0 | N/A | 0 | 0 | 0 | TRC | Commercial | Heat Pump Pool Heater | 4.0557 | 0.34614 | 15.5337 | 0 | 0.34381 | 9411.7647 | RIM | Commercial | Faucet Aerator | 12.003 | 0.80802 | 18.7064 | 0.0086884 | 0.074138 | 163.7097 | 2 Year Payback
Commercial | Solar Powered Pool Pump | 1.3848 | 0.51408 | N/A | 0.9567 | 0.1485 | 4065.1875 | RIM | Industrial | HVAC Recommissioning | 0 | 0 | N/A | 0 | 0 | 0 | TRC | Commercial | Solar Pool Heater | 1.4039 | 0.34614 | 4.3614 | 0 | 0.37007 | 10130.719 | RIM | Commercial | Faucet Aerator | 8.6018 | 0.57906 | 18.7064 | 0.01706 | 0.010274 | 81.8549 | 2 Year Payback
Commercial | Solar Powered Pool Pump | 1.3848 | 0.51408 | N/A | 0.9567 | 0.1485 | 4065.1875 | RIM | Industrial | HVAC Improved Controls | 0 | 0 | N/A | 0 | 0 | 0 | TRC | Commercial | Solar Pool Heater | 1.4039 | 0.34614 | 4.3614 | 0 | 0.37007 | 10130.719 | RIM | Commercial | Faucet Aerator | 8.6018 | 0.57906 | 18.7064 | 0.01706 | 0.010274 | 81.8549 | 2 Year Payback
Commercial | Solar Powered Pool Pump | 1.3848 | 0.51408 | N/A | 0.9567 | 0.1485 | 4065.1875 | RIM | Industrial | Building Envelope Improvements | 0 | 0 | N/A | 0 | 0 | 0 | TRC | Commercial | Solar Pool Heater | 1.4039 | 0.34614 | 4.3614 | 0 | 0.37007 | 10130.719 | RIM | Commercial | Faucet Aerator | 8.6018 | 0.57906 | 18.7064 | 0.05118 | 0.030823 | 245.5646 | 2 Year Payback
Commercial | Solar Powered Pool Pump | 1.3848 | 0.51408 | N/A | 0.9567 | 0.1485 | 4065.1875 | RIM | Industrial | HVAC Equipment Upgrades | 0 | 0 | N/A | 0 | 0 | 0 | TRC | Commercial | Solar Pool Heater | 1.4039 | 0.34614 | 4.3614 | 0 | 0.37007 | 10130.719 | RIM | Commercial | Faucet Aerator | 9.1903 | 0.61867 | 18.7064 | 0.25657 | 0.67071 | 2783.0649 | 2 Year Payback
Commercial | Solar Powered Pool Pump | 1.3848 | 0.51408 | N/A | 0.9567 | 0.1485 | 4065.1875 | RIM | Industrial | Lighting Controls - Exterior | 0 | 0 | N/A | 0 | 0 | 0 | TRC | Commercial | Solar Pool Heater | 1.4039 | 0.34614 | 4.3614 | 0 | 0.37007 | 10130.719 | RIM | Commercial | Faucet Aerator | 12.003 | 0.80802 | 18.7064 | 0.013033 | 0.11121 | 245.5646 | 2 Year Payback
Commercial | Solar Powered Pool Pump | 1.3848 | 0.51408 | N/A | 0.9567 | 0.1485 | 4065.1875 | RIM | Industrial | Efficient Lighting - Exterior | 0 | 0 | N/A | 0 | 0 | 0 | TRC | Commercial | Solar Pool Heater | 1.4039 | 0.34614 | 4.3614 | 0 | 0.37007 | 10130.719 | RIM | Commercial | Faucet Aerator | 8.6018 | 0.57906 | 18.7064 | 0.05118 | 0.030823 | 245.5646 | 2 Year Payback
Commercial | Solar Powered Pool Pump | 1.3848 | 0.51408 | N/A | 0.9567 | 0.1485 | 4065.1875 | RIM | Industrial | Compressed Air System Optimization | 0 | 0 | N/A | 0 | 0 | 0 | TRC | Commercial | Solar Pool Heater | 1.4039 | 0.34614 | 4.3614 | 0 | 0.37007 | 10130.719 | RIM | Commercial | Faucet Aerator | 9.1903 | 0.61867 | 18.7064 | 0.2943 | 0.76934 | 3192.3392 | 2 Year Payback
Commercial | Solar Powered Pool Pump | 1.3848 | 0.51408 | N/A | 0.9567 | 0.1485 | 4065.1875 | RIM | Industrial | Compressed Air Controls | 0 | 0 | N/A | 0 | 0 | 0 | TRC | Commercial | Solar Pool Heater | 1.4039 | 0.34614 | 4.3614 | 0 | 0.37007 | 10130.719 | RIM | Commercial | Faucet Aerator | 8.6018 | 0.57906 | 18.7064 | 2.7637 | 1.6644 | 13260.4858 | 2 Year Payback
Commercial | Solar Powered Pool Pump | 1.3848 | 0.51408 | N/A | 0.9567 | 0.1485 | 4065.1875 | RIM | Industrial | Compressed Air Equipment | 0 | 0 | N/A | 0 | 0 | 0 | TRC | Commercial | Solar Pool Heater | 1.4039 | 0.34614 | 4.3614 | 0 | 0.37007 | 10130.719 | RIM | Commercial | Faucet Aerator | 12.003 | 0.80802 | 18.7064 | 0.034753 | 0.29655 | 654.8388 | 2 Year Payback
Commercial | Solar Powered Pool Pump | 1.3848 | 0.51408 | N/A | 0.9567 | 0.1485 | 4065.1875 | RIM | Industrial | HVAC Recommissioning | 0.91448 | 0.84989 | N/A | 106.4588 | 209.7025 | 747322.4633 | TRC | Commercial | Solar Pool Heater | 1.4039 | 0.34614 | 4.3614 | 0 | 0.37007 | 10130.719 | RIM | Commercial | Faucet Aerator | 8.6018 | 0.57906 | 18.7064 | 0.40944 | 0.24658 | 1964.5164 | 2 Year Payback
Commercial | Solar Powered Pool Pump | 1.3848 | 0.51408 | N/A | 0.9567 | 0.1485 | 4065.1875 | RIM | Industrial | Pump System Optimization | 0 | 0 | N/A | 0 | 0 | 0 | TRC | Commercial | Solar Pool Heater | 1.4039 | 0.34614 | 4.3614 | 0 | 0.37007 | 10130.719 | RIM | Commercial | Faucet Aerator | 8.6018 | 0.57906 | 18.7064 | 0.05118 | 0.030823 | 245.5646 | 2 Year Payback
Commercial | Solar Powered Pool Pump | 1.3848 | 0.51408 | N/A | 0.9567 | 0.1485 | 4065.1875 | RIM | Industrial | 5500 kW Steam Turbine-Biomass | 0.33012 | 0.55264 | N/A | 5500 | 2162.3815 | 43362000 | TRC | Commercial | Solar Pool Heater | 1.4039 | 0.34614 | 4.3614 | 0 | 0.37007 | 10130.719 | RIM | Commercial | Faucet Aerator | 12.003 | 0.80802 | 18.7064 | 0.0043442 | 0.037069 | 81.8549 | 2 Year Payback
Commercial | Solar Powered Pool Pump | 1.3848 | 0.51408 | N/A | 0.9567 | 0.1485 | 4065.1875 | RIM | Industrial | 3500 kW Steam Turbine-Biomass | 0.3099 | 0.55264 | N/A | 3500 | 1376.061 | 27594000 | TRC | Commercial | Solar Pool Heater | 1.4039 | 0.34614 | 4.3614 | 0 | 0.37007 | 10130.719 | RIM | Commercial | Faucet Aerator | 12.003 | 0.80802 | 18.7064 | 0.0086884 | 0.074138 | 163.7097 | 2 Year Payback
Commercial | Solar Powered Pool Pump | 1.3848 | 0.51408 | N/A | 0.9567 | 0.1485 | 4065.1875 | RIM | Industrial | 1125 kW Fuel Cell | 0.58715 | 0.59666 | N/A | 1125 | 442.3053 | 6997050 | TRC | Commercial | Solar Pool Heater | 1.4039 | 0.34614 | 4.3614 | 0 | 0.37007 | 10130.719 | RIM | Commercial | Faucet Aerator | 8.6018 | 0.57906 | 18.7064 | 0.01706 | 0.010274 | 81.8549 | 2 Year Payback
Commercial | Solar Powered Pool Pump | 1.3848 | 0.51408 | N/A | 0.9567 | 0.1485 | 4065.1875 | RIM | Industrial | 1250 kW Reciprocating Engine-Biogas | 0.39006 | 0.75828 | N/A | 1250 | 491.4503 | 4380000 | TRC | Commercial | Solar Pool Heater | 1.4039 | 0.34614 | 4.3614 | 0 | 0.37007 | 10130.719 | RIM | Commercial | Faucet Aerator | 8.6018 | 0.57906 | 18.7064 | 0.01706 | 0.010274 | 81.8549 | 2 Year Payback
Commercial | Solar Powered Pool Pump | 1.3848 | 0.51408 | N/A | 0.9567 | 0.1485 | 4065.1875 | RIM | Industrial | 100 kW Micro Turbine- Biogas | 0.31679 | 0.69029 | N/A | 100 | 39.316 | 429240 | TRC | Commercial | Solar Pool Heater | 1.4039 | 0.34614 | 4.3614 | 0 | 0.37007 | 10130.719 | RIM | Commercial | Hot Water Circulation Pump Control | 0.82381 | 0.39442 | 2.123 | 0.030962 | 0.032526 | 651 | TRC
Commercial | Solar Powered Pool Pump | 1.3848 | 0.51408 | N/A | 0.9567 | 0.1485 | 4065.1875 | RIM | [9 empty] | Commercial | Solar Pool Heater | 1.4039 | 0.34614 | 4.3614 | 0 | 0.37007 | 10130.719 | RIM | Commercial | Hot Water Circulation Pump Control | 0.65108 | 0.31172 | 2.123 | 0 | 0 | 651 | TRC
Commercial | Solar Powered Pool Pump | 1.3848 | 0.51408 | N/A | 0.9567 | 0.1485 | 4065.1875 | RIM | [9 empty] | Commercial | Solar Pool Heater | 1.4039 | 0.34614 | 4.3614 | 0 | 0.37007 | 10130.719 | RIM | Commercial | Hot Water Circulation Pump Control | 0.82381 | 0.39442 | 2.123 | 0.030962 | 0.032526 | 651 | TRC
Commercial | Two Speed Pool Pump | 6.6465 | 0.51408 | N/A | 0.72975 | 0.11327 | 3100.8409 | RIM | [9 empty] | Commercial | Solar Pool Heater | 1.4039 | 0.34614 | 4.3614 | 0 | 0.37007 | 10130.719 | RIM | Commercial | Hot Water Circulation Pump Control | 0.82381 | 0.39442 | 2.123 | 0.77405 | 0.81316 | 16275 | TRC
Commercial | Two Speed Pool Pump | 6.6465 | 0.51408 | N/A | 0.72975 | 0.11327 | 3100.8409 | RIM | [9 empty] | Commercial | Solar Pool Heater | 1.4039 | 0.34614 | 4.3614 | 0 | 0.37007 | 10130.719 | RIM | Commercial | Hot Water Circulation Pump Control | 0.65108 | 0.31172 | 2.123 | 0 | 0 | 1953 | TRC
Commercial | Two Speed Pool Pump | 6.6465 | 0.51408 | N/A | 0.72975 | 0.11327 | 3100.8409 | RIM | [9 empty] | Commercial | Solar Pool Heater | 1.4039 | 0.34614 | 4.3614 | 0 | 0.37007 | 10130.719 | RIM | Commercial | Hot Water Circulation Pump Control | 0.82381 | 0.39442 | 2.123 | 0.61924 | 0.65053 | 13020 | TRC
Commercial | Two Speed Pool Pump | 6.6465 | 0.51408 | N/A | 0.72975 | 0.11327 | 3100.8409 | RIM | [9 empty] | Commercial | Solar Pool Heater | 1.4039 | 0.34614 | 4.3614 | 0 | 0.37007 | 10130.719 | RIM | Commercial | Hot Water Circulation Pump Control | 0.82381 | 0.39442 | 2.123 | 0.092886 | 0.097579 | 1953 | TRC
Commercial | Two Speed Pool Pump | 6.6465 | 0.51408 | N/A | 0.72975 | 0.11327 | 3100.8409 | RIM | [9 empty] | Commercial | Solar Pool Heater | 1.4039 | 0.34614 | 4.3614 | 0 | 0.37007 | 10130.719 | RIM | Commercial | Hot Water Circulation Pump Control | 0.65108 | 0.31172 | 2.123 | 0 | 0 | 1302 | TRC
Commercial | Two Speed Pool Pump | 6.6465 | 0.51408 | N/A | 0.72975 | 0.11327 | 3100.8409 | RIM | [9 empty] | Commercial | Solar Pool Heater | 1.4039 | 0.34614 | 4.3614 | 0 | 0.37007 | 10130.719 | RIM | Commercial | Hot Water Circulation Pump Control | 0.65108 | 0.31172 | 2.123 | 0 | 0 | 1953 | TRC
Commercial | Two Speed Pool Pump | 6.6465 | 0.51408 | N/A | 0.72975 | 0.11327 | 3100.8409 | RIM | [9 empty] | Commercial | Solar Pool Heater | 1.4039 | 0.34614 | 4.3614 | 0 | 0.37007 | 10130.719 | RIM | Commercial | Hot Water Circulation Pump Control | 0.82381 | 0.39442 | 2.123 | 0.030962 | 0.032526 | 651 | TRC
Commercial | Two Speed Pool Pump | 6.6465 | 0.51408 | N/A | 0.72975 | 0.11327 | 3100.8409 | RIM | [9 empty] | Commercial | Solar Pool Heater | 1.4039 | 0.34614 | 4.3614 | 0 | 0.37007 | 10130.719 | RIM | Commercial | Hot Water Circulation Pump Control | 0.82381 | 0.39442 | 2.123 | 0.030962 | 0.032526 | 651 | TRC
Commercial | Two Speed Pool Pump | 6.6465 | 0.51408 | N/A | 0.72975 | 0.11327 | 3100.8409 | RIM | [9 empty] | Commercial | Solar Powered Pool Pump | 1.3042 | 0.50256 | 2.6937 | 0.9567 | 0.1485 | 4065.1875 | RIM | Commercial | Hot Water Circulation Pump Control | 0.82381 | 0.39442 | 2.123 | 0.030962 | 0.032526 | 651 | TRC
Commercial | Two Speed Pool Pump | 6.6465 | 0.51408 | N/A | 0.72975 | 0.11327 | 3100.8409 | RIM | [9 empty] | Commercial | Solar Powered Pool Pump | 1.3042 | 0.50256 | 2.6937 | 0.9567 | 0.1485 | 4065.1875 | RIM | Commercial | Hot Water Circulation Pump Control | 0.65108 | 0.31172 | 2.123 | 0 | 0 | 651 | TRC
Commercial | Two Speed Pool Pump | 6.6465 | 0.51408 | N/A | 0.72975 | 0.11327 | 3100.8409 | RIM | [9 empty] | Commercial | Solar Powered Pool Pump | 1.3042 | 0.50256 | 2.6937 | 0.9567 | 0.1485 | 4065.1875 | RIM | Commercial | Hot Water Circulation Pump Control | 0.82381 | 0.39442 | 2.123 | 0.030962 | 0.032526 | 651 | TRC
Commercial | Two Speed Pool Pump | 6.6465 | 0.51408 | N/A | 0.72975 | 0.11327 | 3100.8409 | RIM | [9 empty] | Commercial | Solar Powered Pool Pump | 1.3042 | 0.50256 | 2.6937 | 0.9567 | 0.1485 | 4065.1875 | RIM | Commercial | Hot Water Circulation Pump Control | 0.82381 | 0.39442 | 2.123 | 0.77405 | 0.81316 | 16275 | TRC
Commercial | Two Speed Pool Pump | 6.6465 | 0.51408 | N/A | 0.72975 | 0.11327 | 3100.8409 | RIM | [9 empty] | Commercial | Solar Powered Pool Pump | 1.3042 | 0.50256 | 2.6937 | 0.9567 | 0.1485 | 4065.1875 | RIM | Commercial | Hot Water Circulation Pump Control | 0.65108 | 0.31172 | 2.123 | 0 | 0 | 1953 | TRC
Commercial | Two Speed Pool Pump | 6.6465 | 0.51408 | N/A | 0.72975 | 0.11327 | 3100.8409 | RIM | [9 empty] | Commercial | Solar Powered Pool Pump | 1.3042 | 0.50256 | 2.6937 | 0.9567 | 0.1485 | 4065.1875 | RIM | Commercial | Hot Water Circulation Pump Control | 0.82381 | 0.39442 | 2.123 | 0.61924 | 0.65053 | 13020 | TRC
Commercial | Two Speed Pool Pump | 6.6465 | 0.51408 | N/A | 0.72975 | 0.11327 | 3100.8409 | RIM | [9 empty] | Commercial | Solar Powered Pool Pump | 1.3042 | 0.50256 | 2.6937 | 0.9567 | 0.1485 | 4065.1875 | RIM | Commercial | Hot Water Circulation Pump Control | 0.82381 | 0.39442 | 2.123 | 0.092886 | 0.097579 | 1953 | TRC
Commercial | Two Speed Pool Pump | 6.6465 | 0.51408 | N/A | 0.72975 | 0.11327 | 3100.8409 | RIM | [9 empty] | Commercial | Solar Powered Pool Pump | 1.3042 | 0.50256 | 2.6937 | 0.9567 | 0.1485 | 4065.1875 | RIM | Commercial | Hot Water Circulation Pump Control | 0.65108 | 0.31172 | 2.123 | 0 | 0 | 1302 | TRC
Commercial | Two Speed Pool Pump | 6.6465 | 0.51408 | N/A | 0.72975 | 0.11327 | 3100.8409 | RIM | [9 empty] | Commercial | Solar Powered Pool Pump | 1.3042 | 0.50256 | 2.6937 | 0.9567 | 0.1485 | 4065.1875 | RIM | Commercial | Hot Water Circulation Pump Control | 0.65108 | 0.31172 | 2.123 | 0 | 0 | 1953 | TRC
Commercial | Two Speed Pool Pump | 6.6465 | 0.51408 | N/A | 0.72975 | 0.11327 | 3100.8409 | RIM | [9 empty] | Commercial | Solar Powered Pool Pump | 1.3042 | 0.50256 | 2.6937 | 0.9567 | 0.1485 | 4065.1875 | RIM | Commercial | Hot Water Circulation Pump Control | 0.82381 | 0.39442 | 2.123 | 0.030962 | 0.032526 | 651 | TRC
Commercial | Two Speed Pool Pump | 6.6465 | 0.51408 | N/A | 0.72975 | 0.11327 | 3100.8409 | RIM | [9 empty] | Commercial | Solar Powered Pool Pump | 1.3042 | 0.50256 | 2.6937 | 0.9567 | 0.1485 | 4065.1875 | RIM | Commercial | Hot Water Circulation Pump Control | 0.82381 | 0.39442 | 2.123 | 0.030962 | 0.032526 | 651 | TRC
Commercial | Two Speed Pool Pump | 6.6465 | 0.51408 | N/A | 0.72975 | 0.11327 | 3100.8409 | RIM | [9 empty] | Commercial | Solar Powered Pool Pump | 1.3042 | 0.50256 | 2.6937 | 0.9567 | 0.1485 | 4065.1875 | RIM | Commercial | Hot Water Pipe Insulation | 5.0397 | 0.5143 | 11.2731 | 0.15144 | 0.1702 | 1355.592 | 2 Year Payback
Commercial | Two Speed Pool Pump | 6.6465 | 0.51408 | N/A | 0.72975 | 0.11327 | 3100.8409 | RIM | [9 empty] | Commercial | Solar Powered Pool Pump | 1.3042 | 0.50256 | 2.6937 | 0.9567 | 0.1485 | 4065.1875 | RIM | Commercial | Hot Water Pipe Insulation | 4.942 | 0.50434 | 11.2731 | 1.5475 | 1.5475 | 13555.9203 | 2 Year Payback
Commercial | Two Speed Pool Pump | 6.6465 | 0.51408 | N/A | 0.72975 | 0.11327 | 3100.8409 | RIM | [9 empty] | Commercial | Solar Powered Pool Pump | 1.3042 | 0.50256 | 2.6937 | 0.9567 | 0.1485 | 4065.1875 | RIM | Commercial | Hot Water Pipe Insulation | 4.9274 | 0.50285 | 11.2731 | 0.10667 | 0.18442 | 1355.592 | 2 Year Payback
Commercial | Two Speed Pool Pump | 6.6465 | 0.51408 | N/A | 0.72975 | 0.11327 | 3100.8409 | RIM | [9 empty] | Commercial | Solar Powered Pool Pump | 1.3042 | 0.50256 | 2.6937 | 0.9567 | 0.1485 | 4065.1875 | RIM | Commercial | Hot Water Pipe Insulation | 5.0397 | 0.5143 | 11.2731 | 0.15144 | 0.1702 | 1355.592 | 2 Year Payback
Commercial | Two Speed Pool Pump | 6.6465 | 0.51408 | N/A | 0.72975 | 0.11327 | 3100.8409 | RIM | [9 empty] | Commercial | Solar Powered Pool Pump | 1.3042 | 0.50256 | 2.6937 | 0.9567 | 0.1485 | 4065.1875 | RIM | Commercial | Hot Water Pipe Insulation | 4.942 | 0.50434 | 11.2731 | 2.3212 | 2.3212 | 20333.8804 | 2 Year Payback
Commercial | Two Speed Pool Pump | 6.6465 | 0.51408 | N/A | 0.72975 | 0.11327 | 3100.8409 | RIM | [9 empty] | Commercial | Solar Powered Pool Pump | 1.3042 | 0.50256 | 2.6937 | 0.9567 | 0.1485 | 4065.1875 | RIM | Commercial | Hot Water Pipe Insulation | 5.0397 | 0.5143 | 11.2731 | 3.786 | 4.255 | 33889.8007 | 2 Year Payback
Commercial | Two Speed Pool Pump | 6.6465 | 0.51408 | N/A | 0.72975 | 0.11327 | 3100.8409 | RIM | [9 empty] | Commercial | Solar Powered Pool Pump | 1.3042 | 0.50256 | 2.6937 | 0.9567 | 0.1485 | 4065.1875 | RIM | Commercial | Hot Water Pipe Insulation | 4.9274 | 0.50285 | 11.2731 | 0.32002 | 0.55325 | 4066.7761 | 2 Year Payback
Commercial | Variable Speed Pool Pump | 2.291 | 0.51408 | N/A | 0.7602 | 0.118 | 3230.25 | RIM | [9 empty] | Commercial | Solar Powered Pool Pump | 1.3042 | 0.50256 | 2.6937 | 0.9567 | 0.1485 | 4065.1875 | RIM | Commercial | Hot Water Pipe Insulation | 5.0397 | 0.5143 | 11.2731 | 3.0288 | 3.404 | 27111.8406 | 2 Year Payback
Commercial | Variable Speed Pool Pump | 2.291 | 0.51408 | N/A | 0.7602 | 0.118 | 3230.25 | RIM | [9 empty] | Commercial | Solar Powered Pool Pump | 1.3042 | 0.50256 | 2.6937 | 0.9567 | 0.1485 | 4065.1875 | RIM | Commercial | Hot Water Pipe Insulation | 5.0397 | 0.5143 | 11.2731 | 0.45432 | 0.51059 | 4066.7761 | 2 Year Payback
Commercial | Variable Speed Pool Pump | 2.291 | 0.51408 | N/A | 0.7602 | 0.118 | 3230.25 | RIM | [9 empty] | Commercial | Solar Powered Pool Pump | 1.3042 | 0.50256 | 2.6937 | 0.9567 | 0.1485 | 4065.1875 | RIM | Commercial | Hot Water Pipe Insulation | 4.9274 | 0.50285 | 11.2731 | 0.21335 | 0.36883 | 2711.1841 | 2 Year Payback
Commercial | Variable Speed Pool Pump | 2.291 | 0.51408 | N/A | 0.7602 | 0.118 | 3230.25 | RIM | [9 empty] | Commercial | Solar Powered Pool Pump | 1.3042 | 0.50256 | 2.6937 | 0.9567 | 0.1485 | 4065.1875 | RIM | Commercial | Hot Water Pipe Insulation | 4.9274 | 0.50285 | 11.2731 | 0.32002 | 0.55325 | 4066.7761 | 2 Year Payback
Commercial | Variable Speed Pool Pump | 2.291 | 0.51408 | N/A | 0.7602 | 0.118 | 3230.25 | RIM | [9 empty] | Commercial | Solar Powered Pool Pump | 1.3042 | 0.50256 | 2.6937 | 0.9567 | 0.1485 | 4065.1875 | RIM | Commercial | Hot Water Pipe Insulation | 5.0397 | 0.5143 | 11.2731 | 0.15144 | 0.1702 | 1355.592 | 2 Year Payback
Commercial | Variable Speed Pool Pump | 2.291 | 0.51408 | N/A | 0.7602 | 0.118 | 3230.25 | RIM | [9 empty] | Commercial | Solar Powered Pool Pump | 1.3042 | 0.50256 | 2.6937 | 0.9567 | 0.1485 | 4065.1875 | RIM | Commercial | Hot Water Pipe Insulation | 5.0397 | 0.5143 | 11.2731 | 0.15144 | 0.1702 | 1355.592 | 2 Year Payback
Commercial | Variable Speed Pool Pump | 2.291 | 0.51408 | N/A | 0.7602 | 0.118 | 3230.25 | RIM | [9 empty] | Commercial | Two Speed Pool Pump | 5.1269 | 0.50256 | 12.9288 | 0.72975 | 0.11327 | 3100.8409 | RIM | Commercial | Hot Water Pipe Insulation | 5.0397 | 0.5143 | 11.2731 | 0.15144 | 0.1702 | 1355.592 | 2 Year Payback
Commercial | Variable Speed Pool Pump | 2.291 | 0.51408 | N/A | 0.7602 | 0.118 | 3230.25 | RIM | [9 empty] | Commercial | Two Speed Pool Pump | 5.1269 | 0.50256 | 12.9288 | 0.72975 | 0.11327 | 3100.8409 | RIM | Commercial | Hot Water Pipe Insulation | 4.942 | 0.50434 | 11.2731 | 1.5475 | 1.5475 | 13555.9203 | 2 Year Payback
Commercial | Variable Speed Pool Pump | 2.291 | 0.51408 | N/A | 0.7602 | 0.118 | 3230.25 | RIM | [9 empty] | Commercial | Two Speed Pool Pump | 5.1269 | 0.50256 | 12.9288 | 0.72975 | 0.11327 | 3100.8409 | RIM | Commercial | Hot Water Pipe Insulation | 4.9274 | 0.50285 | 11.2731 | 0.10667 | 0.18442 | 1355.592 | 2 Year Payback
Commercial | Variable Speed Pool Pump | 2.291 | 0.51408 | N/A | 0.7602 | 0.118 | 3230.25 | RIM | [9 empty] | Commercial | Two Speed Pool Pump | 5.1269 | 0.50256 | 12.9288 | 0.72975 | 0.11327 | 3100.8409 | RIM | Commercial | Hot Water Pipe Insulation | 5.0397 | 0.5143 | 11.2731 | 0.15144 | 0.1702 | 1355.592 | 2 Year Payback
Commercial | Variable Speed Pool Pump | 2.291 | 0.51408 | N/A | 0.7602 | 0.118 | 3230.25 | RIM | [9 empty] | Commercial | Two Speed Pool Pump | 5.1269 | 0.50256 | 12.9288 | 0.72975 | 0.11327 | 3100.8409 | RIM | Commercial | Hot Water Pipe Insulation | 4.942 | 0.50434 | 11.2731 | 2.3212 | 2.3212 | 20333.8804 | 2 Year Payback
Commercial | Variable Speed Pool Pump | 2.291 | 0.51408 | N/A | 0.7602 | 0.118 | 3230.25 | RIM | [9 empty] | Commercial | Two Speed Pool Pump | 5.1269 | 0.50256 | 12.9288 | 0.72975 | 0.11327 | 3100.8409 | RIM | Commercial | Hot Water Pipe Insulation | 5.0397 | 0.5143 | 11.2731 | 3.786 | 4.255 | 33889.8007 | 2 Year Payback
Commercial | Variable Speed Pool Pump | 2.291 | 0.51408 | N/A | 0.7602 | 0.118 | 3230.25 | RIM | [9 empty] | Commercial | Two Speed Pool Pump | 5.1269 | 0.50256 | 12.9288 | 0.72975 | 0.11327 | 3100.8409 | RIM | Commercial | Hot Water Pipe Insulation | 4.9274 | 0.50285 | 11.2731 | 0.32002 | 0.55325 | 4066.7761 | 2 Year Payback
Commercial | Variable Speed Pool Pump | 2.291 | 0.51408 | N/A | 0.7602 | 0.118 | 3230.25 | RIM | [9 empty] | Commercial | Two Speed Pool Pump | 5.1269 | 0.50256 | 12.9288 | 0.72975 | 0.11327 | 3100.8409 | RIM | Commercial | Hot Water Pipe Insulation | 5.0397 | 0.5143 | 11.2731 | 3.0288 | 3.404 | 27111.8406 | 2 Year Payback
Commercial | Variable Speed Pool Pump | 2.291 | 0.51408 | N/A | 0.7602 | 0.118 | 3230.25 | RIM | [9 empty] | Commercial | Two Speed Pool Pump | 5.1269 | 0.50256 | 12.9288 | 0.72975 | 0.11327 | 3100.8409 | RIM | Commercial | Hot Water Pipe Insulation | 5.0397 | 0.5143 | 11.2731 | 0.45432 | 0.51059 | 4066.7761 | 2 Year Payback
Commercial | Variable Speed Pool Pump | 2.291 | 0.51408 | N/A | 0.7602 | 0.118 | 3230.25 | RIM | [9 empty] | Commercial | Two Speed Pool Pump | 5.1269 | 0.50256 | 12.9288 | 0.72975 | 0.11327 | 3100.8409 | RIM | Commercial | Hot Water Pipe Insulation | 4.9274 | 0.50285 | 11.2731 | 0.21335 | 0.36883 | 2711.1841 | 2 Year Payback
Commercial | Variable Speed Pool Pump | 2.291 | 0.51408 | N/A | 0.7602 | 0.118 | 3230.25 | RIM | [9 empty] | Commercial | Two Speed Pool Pump | 5.1269 | 0.50256 | 12.9288 | 0.72975 | 0.11327 | 3100.8409 | RIM | Commercial | Hot Water Pipe Insulation | 4.9274 | 0.50285 | 11.2731 | 0.32002 | 0.55325 | 4066.7761 | 2 Year Payback
Commercial | Variable Speed Pool Pump | 2.291 | 0.51408 | N/A | 0.7602 | 0.118 | 3230.25 | RIM | [9 empty] | Commercial | Two Speed Pool Pump | 5.1269 | 0.50256 | 12.9288 | 0.72975 | 0.11327 | 3100.8409 | RIM | Commercial | Hot Water Pipe Insulation | 5.0397 | 0.5143 | 11.2731 | 0.15144 | 0.1702 | 1355.592 | 2 Year Payback
Commercial | Variable Speed Pool Pump | 2.291 | 0.51408 | N/A | 0.7602 | 0.118 | 3230.25 | RIM | [9 empty] | Commercial | Two Speed Pool Pump | 5.1269 | 0.50256 | 12.9288 | 0.72975 | 0.11327 | 3100.8409 | RIM | Commercial | Hot Water Pipe Insulation | 5.0397 | 0.5143 | 11.2731 | 0.15144 | 0.1702 | 1355.592 | 2 Year Payback
Commercial | Variable Speed Pool Pump | 2.291 | 0.51408 | N/A | 0.7602 | 0.118 | 3230.25 | RIM | [9 empty] | Commercial | Two Speed Pool Pump | 5.1269 | 0.50256 | 12.9288 | 0.72975 | 0.11327 | 3100.8409 | RIM | Commercial | Low Flow Shower Head | 8.973 | 0.5393 | 21.6758 | 0.029366 | 0.019532 | 173.768 | 2 Year Payback
Commercial | Variable Speed Pool Pump | 2.291 | 0.51408 | N/A | 0.7602 | 0.118 | 3230.25 | RIM | [9 empty] | Commercial | Two Speed Pool Pump | 5.1269 | 0.50256 | 12.9288 | 0.72975 | 0.11327 | 3100.8409 | RIM | Commercial | Low Flow Shower Head | 12.1992 | 0.7332 | 21.6758 | 0.47547 | 2.4944 | 6776.952 | 2 Year Payback
Commercial | Variable Speed Pool Pump | 2.291 | 0.51408 | N/A | 0.7602 | 0.118 | 3230.25 | RIM | [9 empty] | Commercial | Two Speed Pool Pump | 5.1269 | 0.50256 | 12.9288 | 0.72975 | 0.11327 | 3100.8409 | RIM | Commercial | Low Flow Shower Head | 12.1992 | 0.7332 | 21.6758 | 0.012191 | 0.063959 | 173.768 | 2 Year Payback
Commercial | Variable Speed Pool Pump | 2.291 | 0.51408 | N/A | 0.7602 | 0.118 | 3230.25 | RIM | [9 empty] | Commercial | Two Speed Pool Pump | 5.1269 | 0.50256 | 12.9288 | 0.72975 | 0.11327 | 3100.8409 | RIM | Commercial | Low Flow Shower Head | 10.2937 | 0.61867 | 21.6758 | 0.01602 | 0.041877 | 173.768 | 2 Year Payback
Commercial | Variable Speed Pool Pump | 2.291 | 0.51408 | N/A | 0.7602 | 0.118 | 3230.25 | RIM | [9 empty] | Commercial | Two Speed Pool Pump | 5.1269 | 0.50256 | 12.9288 | 0.72975 | 0.11327 | 3100.8409 | RIM | Commercial | Low Flow Shower Head | 10.2937 | 0.61867 | 21.6758 | 0.41651 | 1.0888 | 4517.968 | 2 Year Payback
Commercial | ENERGY STAR Imaging Equipment | 0.54036 | 0.50679 | N/A | 0.0578 | 0.038813 | 416.8 | RIM | [9 empty] | Commercial | Two Speed Pool Pump | 5.1269 | 0.50256 | 12.9288 | 0.72975 | 0.11327 | 3100.8409 | RIM | Commercial | Low Flow Shower Head | 8.973 | 0.5393 | 21.6758 | 0.64604 | 0.4297 | 3822.896 | 2 Year Payback
Commercial | ENERGY STAR Imaging Equipment | 0.54036 | 0.50679 | N/A | 0.0578 | 0.038813 | 416.8 | RIM | [9 empty] | Commercial | Two Speed Pool Pump | 5.1269 | 0.50256 | 12.9288 | 0.72975 | 0.11327 | 3100.8409 | RIM | Commercial | Low Flow Shower Head | 13.4202 | 0.80658 | 21.6758 | 0.10115 | 0.86313 | 1911.448 | 2 Year Payback
Commercial | ENERGY STAR Imaging Equipment | 0.54036 | 0.50679 | N/A | 0.0578 | 0.038813 | 416.8 | RIM | [9 empty] | Commercial | Two Speed Pool Pump | 5.1269 | 0.50256 | 12.9288 | 0.72975 | 0.11327 | 3100.8409 | RIM | Commercial | Low Flow Shower Head | 8.973 | 0.5393 | 21.6758 | 0.49922 | 0.33204 | 2954.056 | 2 Year Payback
Commercial | ENERGY STAR Imaging Equipment | 0.54036 | 0.50679 | N/A | 0.0578 | 0.038813 | 416.8 | RIM | [9 empty] | Commercial | Two Speed Pool Pump | 5.1269 | 0.50256 | 12.9288 | 0.72975 | 0.11327 | 3100.8409 | RIM | Commercial | Low Flow Shower Head | 8.973 | 0.5393 | 21.6758 | 0.058731 | 0.039063 | 347.536 | 2 Year Payback
Commercial | ENERGY STAR Imaging Equipment | 0.54036 | 0.50679 | N/A | 0.0578 | 0.038813 | 416.8 | RIM | [9 empty] | Commercial | Two Speed Pool Pump | 5.1269 | 0.50256 | 12.9288 | 0.72975 | 0.11327 | 3100.8409 | RIM | Commercial | Low Flow Shower Head | 12.1992 | 0.7332 | 21.6758 | 0.012191 | 0.063959 | 173.768 | 2 Year Payback
Commercial | ENERGY STAR Imaging Equipment | 0.54036 | 0.50679 | N/A | 0.0578 | 0.038813 | 416.8 | RIM | [9 empty] | Commercial | Two Speed Pool Pump | 5.1269 | 0.50256 | 12.9288 | 0.72975 | 0.11327 | 3100.8409 | RIM | Commercial | Low Flow Shower Head | 12.1992 | 0.7332 | 21.6758 | 0.024383 | 0.12792 | 347.536 | 2 Year Payback
Commercial | ENERGY STAR Imaging Equipment | 0.54036 | 0.50679 | N/A | 0.0578 | 0.038813 | 416.8 | RIM | [9 empty] | Commercial | Two Speed Pool Pump | 5.1269 | 0.50256 | 12.9288 | 0.72975 | 0.11327 | 3100.8409 | RIM | Commercial | Low Flow Shower Head | 8.973 | 0.5393 | 21.6758 | 0.029366 | 0.019532 | 173.768 | 2 Year Payback
Commercial | ENERGY STAR Imaging Equipment | 0.54036 | 0.50679 | N/A | 0.0578 | 0.038813 | 416.8 | RIM | [9 empty] | Commercial | Two Speed Pool Pump | 5.1269 | 0.50256 | 12.9288 | 0.72975 | 0.11327 | 3100.8409 | RIM | Commercial | Low Flow Shower Head | 8.973 | 0.5393 | 21.6758 | 0.029366 | 0.019532 | 173.768 | 2 Year Payback
Commercial | ENERGY STAR Imaging Equipment | 0.54036 | 0.50679 | N/A | 0.0578 | 0.038813 | 416.8 | RIM | [9 empty] | Commercial | Variable Speed Pool Pump | 2.0786 | 0.50256 | 4.4565 | 0.7602 | 0.118 | 3230.25 | RIM | Commercial | Low Flow Shower Head | 8.973 | 0.5393 | 21.6758 | 0.029366 | 0.019532 | 173.768 | 2 Year Payback
Commercial | ENERGY STAR Imaging Equipment | 0.54036 | 0.50679 | N/A | 0.0578 | 0.038813 | 416.8 | RIM | [9 empty] | Commercial | Variable Speed Pool Pump | 2.0786 | 0.50256 | 4.4565 | 0.7602 | 0.118 | 3230.25 | RIM | Commercial | Low Flow Shower Head | 12.1992 | 0.7332 | 21.6758 | 0.47547 | 2.4944 | 6776.952 | 2 Year Payback
Commercial | ENERGY STAR Imaging Equipment | 0.54036 | 0.50679 | N/A | 0.0578 | 0.038813 | 416.8 | RIM | [9 empty] | Commercial | Variable Speed Pool Pump | 2.0786 | 0.50256 | 4.4565 | 0.7602 | 0.118 | 3230.25 | RIM | Commercial | Low Flow Shower Head | 12.1992 | 0.7332 | 21.6758 | 0.012191 | 0.063959 | 173.768 | 2 Year Payback
Commercial | ENERGY STAR Imaging Equipment | 0.54036 | 0.50679 | N/A | 0.0578 | 0.038813 | 416.8 | RIM | [9 empty] | Commercial | Variable Speed Pool Pump | 2.0786 | 0.50256 | 4.4565 | 0.7602 | 0.118 | 3230.25 | RIM | Commercial | Low Flow Shower Head | 10.2937 | 0.61867 | 21.6758 | 0.01602 | 0.041877 | 173.768 | 2 Year Payback
Commercial | ENERGY STAR Imaging Equipment | 0.54036 | 0.50679 | N/A | 0.0578 | 0.038813 | 416.8 | RIM | [9 empty] | Commercial | Variable Speed Pool Pump | 2.0786 | 0.50256 | 4.4565 | 0.7602 | 0.118 | 3230.25 | RIM | Commercial | Low Flow Shower Head | 10.2937 | 0.61867 | 21.6758 | 0.41651 | 1.0888 | 4517.968 | 2 Year Payback
Commercial | ENERGY STAR Imaging Equipment | 0.54036 | 0.50679 | N/A | 0.0578 | 0.038813 | 416.8 | RIM | [9 empty] | Commercial | Variable Speed Pool Pump | 2.0786 | 0.50256 | 4.4565 | 0.7602 | 0.118 | 3230.25 | RIM | Commercial | Low Flow Shower Head | 8.973 | 0.5393 | 21.6758 | 0.64604 | 0.4297 | 3822.896 | 2 Year Payback
Commercial | ENERGY STAR Imaging Equipment | 0.54036 | 0.50679 | N/A | 0.0578 | 0.038813 | 416.8 | RIM | [9 empty] | Commercial | Variable Speed Pool Pump | 2.0786 | 0.50256 | 4.4565 | 0.7602 | 0.118 | 3230.25 | RIM | Commercial | Low Flow Shower Head | 13.4202 | 0.80658 | 21.6758 | 0.10115 | 0.86313 | 1911.448 | 2 Year Payback
Commercial | ENERGY STAR Imaging Equipment | 0.54036 | 0.50679 | N/A | 0.0578 | 0.038813 | 416.8 | RIM | [9 empty] | Commercial | Variable Speed Pool Pump | 2.0786 | 0.50256 | 4.4565 | 0.7602 | 0.118 | 3230.25 | RIM | Commercial | Low Flow Shower Head | 8.973 | 0.5393 | 21.6758 | 0.49922 | 0.33204 | 2954.056 | 2 Year Payback
Commercial | ENERGY STAR Imaging Equipment | 0.54036 | 0.50679 | N/A | 0.0578 | 0.038813 | 416.8 | RIM | [9 empty] | Commercial | Variable Speed Pool Pump | 2.0786 | 0.50256 | 4.4565 | 0.7602 | 0.118 | 3230.25 | RIM | Commercial | Low Flow Shower Head | 8.973 | 0.5393 | 21.6758 | 0.058731 | 0.039063 | 347.536 | 2 Year Payback
Commercial | ENERGY STAR Imaging Equipment | 0.54036 | 0.50679 | N/A | 0.0578 | 0.038813 | 416.8 | RIM | [9 empty] | Commercial | Variable Speed Pool Pump | 2.0786 | 0.50256 | 4.4565 | 0.7602 | 0.118 | 3230.25 | RIM | Commercial | Low Flow Shower Head | 12.1992 | 0.7332 | 21.6758 | 0.012191 | 0.063959 | 173.768 | 2 Year Payback
Commercial | ENERGY STAR Imaging Equipment | 0.54036 | 0.50679 | N/A | 0.0578 | 0.038813 | 416.8 | RIM | [9 empty] | Commercial | Variable Speed Pool Pump | 2.0786 | 0.50256 | 4.4565 | 0.7602 | 0.118 | 3230.25 | RIM | Commercial | Low Flow Shower Head | 12.1992 | 0.7332 | 21.6758 | 0.024383 | 0.12792 | 347.536 | 2 Year Payback
Commercial | ENERGY STAR Imaging Equipment | 0.54036 | 0.50679 | N/A | 0.0578 | 0.038813 | 416.8 | RIM | [9 empty] | Commercial | Variable Speed Pool Pump | 2.0786 | 0.50256 | 4.4565 | 0.7602 | 0.118 | 3230.25 | RIM | Commercial | Low Flow Shower Head | 8.973 | 0.5393 | 21.6758 | 0.029366 | 0.019532 | 173.768 | 2 Year Payback
Commercial | ENERGY STAR Imaging Equipment | 0.54036 | 0.50679 | N/A | 0.0578 | 0.038813 | 416.8 | RIM | [9 empty] | Commercial | Variable Speed Pool Pump | 2.0786 | 0.50256 | 4.4565 | 0.7602 | 0.118 | 3230.25 | RIM | Commercial | Low Flow Shower Head | 8.973 | 0.5393 | 21.6758 | 0.029366 | 0.019532 | 173.768 | 2 Year Payback
Commercial | ENERGY STAR Imaging Equipment | 0.54036 | 0.50679 | N/A | 0.0578 | 0.038813 | 416.8 | RIM | [9 empty] | Commercial | Variable Speed Pool Pump | 2.0786 | 0.50256 | 4.4565 | 0.7602 | 0.118 | 3230.25 | RIM | Commercial | Low-Flow Pre-Rinse Sprayers | 9.0035 | 0.61867 | 18.2234 | 0.20853 | 0.54512 | 2261.9741 | 2 Year Payback
Commercial | ENERGY STAR Imaging Equipment | 0.54036 | 0.50679 | N/A | 0.0578 | 0.038813 | 416.8 | RIM | [9 empty] | Commercial | Variable Speed Pool Pump | 2.0786 | 0.50256 | 4.4565 | 0.7602 | 0.118 | 3230.25 | RIM | Commercial | Low-Flow Pre-Rinse Sprayers | 9.0035 | 0.61867 | 18.2234 | 0.20853 | 0.54512 | 2261.9741 | 2 Year Payback
Commercial | ENERGY STAR Imaging Equipment | 0.54036 | 0.50679 | N/A | 0.0578 | 0.038813 | 416.8 | RIM | [9 empty] | Commercial | Variable Speed Pool Pump | 2.0786 | 0.50256 | 4.4565 | 0.7602 | 0.118 | 3230.25 | RIM | Commercial | Low-Flow Pre-Rinse Sprayers | 9.0035 | 0.61867 | 18.2234 | 0.20853 | 0.54512 | 2261.9741 | 2 Year Payback
Commercial | ENERGY STAR Imaging Equipment | 0.54036 | 0.50679 | N/A | 0.0578 | 0.038813 | 416.8 | RIM | [9 empty] | Commercial | Variable Speed Pool Pump | 2.0786 | 0.50256 | 4.4565 | 0.7602 | 0.118 | 3230.25 | RIM | Commercial | Low-Flow Pre-Rinse Sprayers | 9.0035 | 0.61867 | 18.2234 | 0.20853 | 0.54512 | 2261.9741 | 2 Year Payback
Commercial | ENERGY STAR Imaging Equipment | 0.54036 | 0.50679 | N/A | 0.0578 | 0.038813 | 416.8 | RIM | [9 empty] | Commercial | Variable Speed Pool Pump | 2.0786 | 0.50256 | 4.4565 | 0.7602 | 0.118 | 3230.25 | RIM | Commercial | Low-Flow Pre-Rinse Sprayers | 9.0035 | 0.61867 | 18.2234 | 0.20853 | 0.54512 | 2261.9741 | 2 Year Payback
Commercial | Energy Star PCs | 3.8197 | 0.41319 | N/A | 0.017591 | 0 | 123.5154 | RIM | [9 empty] | Commercial | Variable Speed Pool Pump | 2.0786 | 0.50256 | 4.4565 | 0.7602 | 0.118 | 3230.25 | RIM | Commercial | Low-Flow Pre-Rinse Sprayers | 9.0035 | 0.61867 | 18.2234 | 0.20853 | 0.54512 | 2261.9741 | 2 Year Payback
Commercial | Energy Star PCs | 5.9624 | 0.64498 | N/A | 0.023703 | 0.023703 | 123.5154 | RIM | [9 empty] | Commercial | Variable Speed Pool Pump | 2.0786 | 0.50256 | 4.4565 | 0.7602 | 0.118 | 3230.25 | RIM | Commercial | Low-Flow Pre-Rinse Sprayers | 11.7591 | 0.80802 | 18.2234 | 0.12005 | 1.0244 | 2261.9741 | 2 Year Payback
Commercial | Energy Star PCs | 4.3469 | 0.47022 | N/A | 0.017591 | 0.0068231 | 123.5154 | RIM | [9 empty] | Commercial | Variable Speed Pool Pump | 2.0786 | 0.50256 | 4.4565 | 0.7602 | 0.118 | 3230.25 | RIM | Commercial | Low-Flow Pre-Rinse Sprayers | 9.0035 | 0.61867 | 18.2234 | 0.20853 | 0.54512 | 2261.9741 | 2 Year Payback
Commercial | Energy Star PCs | 4.3469 | 0.47022 | N/A | 0.017591 | 0.0068231 | 123.5154 | RIM | [9 empty] | Commercial | Variable Speed Pool Pump | 2.0786 | 0.50256 | 4.4565 | 0.7602 | 0.118 | 3230.25 | RIM | Commercial | Low-Flow Pre-Rinse Sprayers | 9.0035 | 0.61867 | 18.2234 | 0.20853 | 0.54512 | 2261.9741 | 2 Year Payback
Commercial | Energy Star PCs | 5.9624 | 0.64498 | N/A | 0.023703 | 0.023703 | 123.5154 | RIM | [9 empty] | Commercial | Variable Speed Pool Pump | 2.0786 | 0.50256 | 4.4565 | 0.7602 | 0.118 | 3230.25 | RIM | Commercial | Low-Flow Pre-Rinse Sprayers | 7.3651 | 0.50609 | 18.2234 | 0.35603 | 0.19768 | 2261.9741 | 2 Year Payback
Commercial | Energy Star PCs | 3.8197 | 0.41319 | N/A | 0.017591 | 0 | 123.5154 | RIM | [9 empty] | Commercial | Variable Speed Pool Pump | 2.0786 | 0.50256 | 4.4565 | 0.7602 | 0.118 | 3230.25 | RIM | Commercial | Low-Flow Pre-Rinse Sprayers | 9.0035 | 0.61867 | 18.2234 | 0.20853 | 0.54512 | 2261.9741 | 2 Year Payback
Commercial | Energy Star PCs | 4.3469 | 0.47022 | N/A | 0.017591 | 0.0068231 | 123.5154 | RIM | [9 empty] | Commercial | ENERGY STAR Imaging Equipment | 0.53193 | 0.49937 | 1.0662 | 0.0578 | 0.038813 | 416.8 | RIM | Commercial | Low-Flow Pre-Rinse Sprayers | 9.0035 | 0.61867 | 18.2234 | 0.10427 | 0.27256 | 1130.987 | 2 Year Payback
Commercial | Energy Star PCs | 3.8197 | 0.41319 | N/A | 0.017591 | 0 | 123.5154 | RIM | [9 empty] | Commercial | ENERGY STAR Imaging Equipment | 0.53193 | 0.49937 | 1.0662 | 0.0578 | 0.038813 | 416.8 | RIM | Commercial | Low-Flow Pre-Rinse Sprayers | 9.0035 | 0.61867 | 18.2234 | 0.20853 | 0.54512 | 2261.9741 | 2 Year Payback
Commercial | Energy Star PCs | 4.3469 | 0.47022 | N/A | 0.017591 | 0.0068231 | 123.5154 | RIM | [9 empty] | Commercial | ENERGY STAR Imaging Equipment | 0.53193 | 0.49937 | 1.0662 | 0.0578 | 0.038813 | 416.8 | RIM | Commercial | Low-Flow Pre-Rinse Sprayers | 9.0035 | 0.61867 | 18.2234 | 0.20853 | 0.54512 | 2261.9741 | 2 Year Payback
Commercial | Energy Star PCs | 3.8197 | 0.41319 | N/A | 0.017591 | 0 | 123.5154 | RIM | [9 empty] | Commercial | ENERGY STAR Imaging Equipment | 0.53193 | 0.49937 | 1.0662 | 0.0578 | 0.038813 | 416.8 | RIM | Commercial | Low-Flow Pre-Rinse Sprayers | 9.0035 | 0.61867 | 18.2234 | 0.20853 | 0.54512 | 2261.9741 | 2 Year Payback
Commercial | Energy Star PCs | 4.3469 | 0.47022 | N/A | 0.017591 | 0.0068231 | 123.5154 | RIM | [9 empty] | Commercial | ENERGY STAR Imaging Equipment | 0.53193 | 0.49937 | 1.0662 | 0.0578 | 0.038813 | 416.8 | RIM | Commercial | Low-Flow Pre-Rinse Sprayers | 9.0035 | 0.61867 | 18.2234 | 0.20853 | 0.54512 | 2261.9741 | 2 Year Payback
Commercial | Energy Star PCs | 4.3469 | 0.47022 | N/A | 0.017591 | 0.0068231 | 123.5154 | RIM | [9 empty] | Commercial | ENERGY STAR Imaging Equipment | 0.53193 | 0.49937 | 1.0662 | 0.0578 | 0.038813 | 416.8 | RIM | Commercial | Low-Flow Pre-Rinse Sprayers | 9.0035 | 0.61867 | 18.2234 | 0.20853 | 0.54512 | 2261.9741 | 2 Year Payback
Commercial | Energy Star PCs | 3.8197 | 0.41319 | N/A | 0.017591 | 0 | 123.5154 | RIM | [9 empty] | Commercial | ENERGY STAR Imaging Equipment | 0.53193 | 0.49937 | 1.0662 | 0.0578 | 0.038813 | 416.8 | RIM | Commercial | Low-Flow Pre-Rinse Sprayers | 9.0035 | 0.61867 | 18.2234 | 0.20853 | 0.54512 | 2261.9741 | 2 Year Payback
Commercial | Energy Star PCs | 3.8197 | 0.41319 | N/A | 0.017591 | 0 | 123.5154 | RIM | [9 empty] | Commercial | ENERGY STAR Imaging Equipment | 0.53193 | 0.49937 | 1.0662 | 0.0578 | 0.038813 | 416.8 | RIM | Commercial | Low-Flow Pre-Rinse Sprayers | 9.0035 | 0.61867 | 18.2234 | 0.20853 | 0.54512 | 2261.9741 | 2 Year Payback
Commercial | Energy Star PCs | 5.9624 | 0.64498 | N/A | 0.023703 | 0.023703 | 123.5154 | RIM | [9 empty] | Commercial | ENERGY STAR Imaging Equipment | 0.53193 | 0.49937 | 1.0662 | 0.0578 | 0.038813 | 416.8 | RIM | Commercial | Low-Flow Pre-Rinse Sprayers | 11.7591 | 0.80802 | 18.2234 | 0.12005 | 1.0244 | 2261.9741 | 2 Year Payback
Commercial | Energy Star PCs | 4.3469 | 0.47022 | N/A | 0.017591 | 0.0068231 | 123.5154 | RIM | [9 empty] | Commercial | ENERGY STAR Imaging Equipment | 0.53193 | 0.49937 | 1.0662 | 0.0578 | 0.038813 | 416.8 | RIM | Commercial | Low-Flow Pre-Rinse Sprayers | 9.0035 | 0.61867 | 18.2234 | 0.20853 | 0.54512 | 2261.9741 | 2 Year Payback
Commercial | Energy Star PCs | 4.3469 | 0.47022 | N/A | 0.017591 | 0.0068231 | 123.5154 | RIM | [9 empty] | Commercial | ENERGY STAR Imaging Equipment | 0.53193 | 0.49937 | 1.0662 | 0.0578 | 0.038813 | 416.8 | RIM | Commercial | Low-Flow Pre-Rinse Sprayers | 9.0035 | 0.61867 | 18.2234 | 0.20853 | 0.54512 | 2261.9741 | 2 Year Payback
Commercial | Energy Star PCs | 5.9624 | 0.64498 | N/A | 0.023703 | 0.023703 | 123.5154 | RIM | [9 empty] | Commercial | ENERGY STAR Imaging Equipment | 0.53193 | 0.49937 | 1.0662 | 0.0578 | 0.038813 | 416.8 | RIM | Commercial | Low-Flow Pre-Rinse Sprayers | 7.3651 | 0.50609 | 18.2234 | 0.35603 | 0.19768 | 2261.9741 | 2 Year Payback
Commercial | Energy Star PCs | 3.8197 | 0.41319 | N/A | 0.017591 | 0 | 123.5154 | RIM | [9 empty] | Commercial | ENERGY STAR Imaging Equipment | 0.53193 | 0.49937 | 1.0662 | 0.0578 | 0.038813 | 416.8 | RIM | Commercial | Low-Flow Pre-Rinse Sprayers | 9.0035 | 0.61867 | 18.2234 | 0.20853 | 0.54512 | 2261.9741 | 2 Year Payback
Commercial | Energy Star PCs | 4.3469 | 0.47022 | N/A | 0.017591 | 0.0068231 | 123.5154 | RIM | [9 empty] | Commercial | ENERGY STAR Imaging Equipment | 0.53193 | 0.49937 | 1.0662 | 0.0578 | 0.038813 | 416.8 | RIM | Commercial | Low-Flow Pre-Rinse Sprayers | 9.0035 | 0.61867 | 18.2234 | 0.10427 | 0.27256 | 1130.987 | 2 Year Payback
Commercial | Energy Star PCs | 3.8197 | 0.41319 | N/A | 0.017591 | 0 | 123.5154 | RIM | [9 empty] | Commercial | ENERGY STAR Imaging Equipment | 0.53193 | 0.49937 | 1.0662 | 0.0578 | 0.038813 | 416.8 | RIM | Commercial | Low-Flow Pre-Rinse Sprayers | 9.0035 | 0.61867 | 18.2234 | 0.20853 | 0.54512 | 2261.9741 | 2 Year Payback
Commercial | Energy Star PCs | 4.3469 | 0.47022 | N/A | 0.017591 | 0.0068231 | 123.5154 | RIM | [9 empty] | Commercial | ENERGY STAR Imaging Equipment | 0.53193 | 0.49937 | 1.0662 | 0.0578 | 0.038813 | 416.8 | RIM | Commercial | Thermostatic Shower Restriction Valve | 14.3313 | 0.5393 | 42.8647 | 0.14494 | 0.096401 | 857.6505 | 2 Year Payback
Commercial | Energy Star PCs | 3.8197 | 0.41319 | N/A | 0.017591 | 0 | 123.5154 | RIM | [9 empty] | Commercial | ENERGY STAR Imaging Equipment | 0.53193 | 0.49937 | 1.0662 | 0.0578 | 0.038813 | 416.8 | RIM | Commercial | Thermostatic Shower Restriction Valve | 19.484 | 0.7332 | 42.8647 | 2.3467 | 12.3114 | 33448.368 | 2 Year Payback
Commercial | Energy Star PCs | 4.3469 | 0.47022 | N/A | 0.017591 | 0.0068231 | 123.5154 | RIM | [9 empty] | Commercial | ENERGY STAR Imaging Equipment | 0.53193 | 0.49937 | 1.0662 | 0.0578 | 0.038813 | 416.8 | RIM | Commercial | Thermostatic Shower Restriction Valve | 19.484 | 0.7332 | 42.8647 | 0.060172 | 0.31568 | 857.6505 | 2 Year Payback
Commercial | Energy Star PCs | 4.3469 | 0.47022 | N/A | 0.017591 | 0.0068231 | 123.5154 | RIM | [9 empty] | Commercial | ENERGY STAR Imaging Equipment | 0.53193 | 0.49937 | 1.0662 | 0.0578 | 0.038813 | 416.8 | RIM | Commercial | Thermostatic Shower Restriction Valve | 16.4406 | 0.61867 | 42.8647 | 0.079067 | 0.20669 | 857.6505 | 2 Year Payback
Commercial | Energy Star PCs | 3.8197 | 0.41319 | N/A | 0.017591 | 0 | 123.5154 | RIM | [9 empty] | Commercial | ENERGY STAR Imaging Equipment | 0.53193 | 0.49937 | 1.0662 | 0.0578 | 0.038813 | 416.8 | RIM | Commercial | Thermostatic Shower Restriction Valve | 16.4406 | 0.61867 | 42.8647 | 2.0558 | 5.3739 | 22298.912 | 2 Year Payback
Commercial | Energy Star Servers | 12.7477 | 0.52444 | N/A | 0.16919 | 0.11767 | 1136.6997 | RIM | [9 empty] | Commercial | ENERGY STAR Imaging Equipment | 0.53193 | 0.49937 | 1.0662 | 0.0578 | 0.038813 | 416.8 | RIM | Commercial | Thermostatic Shower Restriction Valve | 14.3313 | 0.5393 | 42.8647 | 3.1886 | 2.1208 | 18868.3101 | 2 Year Payback
Commercial | Energy Star Servers | 12.7477 | 0.52444 | N/A | 0.16919 | 0.11767 | 1136.6997 | RIM | [9 empty] | Commercial | ENERGY STAR Imaging Equipment | 0.53193 | 0.49937 | 1.0662 | 0.0578 | 0.038813 | 416.8 | RIM | Commercial | Thermostatic Shower Restriction Valve | 21.4341 | 0.80658 | 42.8647 | 0.49923 | 4.2601 | 9434.1551 | 2 Year Payback
Commercial | Energy Star Servers | 12.7477 | 0.52444 | N/A | 0.16919 | 0.11767 | 1136.6997 | RIM | [9 empty] | Commercial | ENERGY STAR Imaging Equipment | 0.53193 | 0.49937 | 1.0662 | 0.0578 | 0.038813 | 416.8 | RIM | Commercial | Thermostatic Shower Restriction Valve | 14.3313 | 0.5393 | 42.8647 | 2.4639 | 1.6388 | 14580.0578 | 2 Year Payback
Commercial | Energy Star Servers | 12.7477 | 0.52444 | N/A | 0.16919 | 0.11767 | 1136.6997 | RIM | [9 empty] | Commercial | ENERGY STAR Imaging Equipment | 0.53193 | 0.49937 | 1.0662 | 0.0578 | 0.038813 | 416.8 | RIM | Commercial | Thermostatic Shower Restriction Valve | 14.3313 | 0.5393 | 42.8647 | 0.28987 | 0.1928 | 1715.3009 | 2 Year Payback
Commercial | Energy Star Servers | 12.7477 | 0.52444 | N/A | 0.16919 | 0.11767 | 1136.6997 | RIM | [9 empty] | Commercial | ENERGY STAR Imaging Equipment | 0.53193 | 0.49937 | 1.0662 | 0.0578 | 0.038813 | 416.8 | RIM | Commercial | Thermostatic Shower Restriction Valve | 19.484 | 0.7332 | 42.8647 | 0.060172 | 0.31568 | 857.6505 | 2 Year Payback
Commercial | Energy Star Servers | 12.7477 | 0.52444 | N/A | 0.16919 | 0.11767 | 1136.6997 | RIM | [9 empty] | Commercial | ENERGY STAR Imaging Equipment | 0.53193 | 0.49937 | 1.0662 | 0.0578 | 0.038813 | 416.8 | RIM | Commercial | Thermostatic Shower Restriction Valve | 19.484 | 0.7332 | 42.8647 | 0.12034 | 0.63135 | 1715.3009 | 2 Year Payback
Commercial | Energy Star Servers | 12.7477 | 0.52444 | N/A | 0.16919 | 0.11767 | 1136.6997 | RIM | [9 empty] | Commercial | Energy Star PCs | 3.3583 | 0.40714 | 9.2444 | 0.017591 | 0 | 123.5154 | RIM | Commercial | Thermostatic Shower Restriction Valve | 14.3313 | 0.5393 | 42.8647 | 0.14494 | 0.096401 | 857.6505 | 2 Year Payback
Commercial | Energy Star Servers | 12.7477 | 0.52444 | N/A | 0.16919 | 0.11767 | 1136.6997 | RIM | [9 empty] | Commercial | Energy Star PCs | 5.2423 | 0.63554 | 9.2444 | 0.023703 | 0.023703 | 123.5154 | RIM | Commercial | Thermostatic Shower Restriction Valve | 14.3313 | 0.5393 | 42.8647 | 0.14494 | 0.096401 | 857.6505 | 2 Year Payback
Commercial | Energy Star Servers | 12.7477 | 0.52444 | N/A | 0.16919 | 0.11767 | 1136.6997 | RIM | [9 empty] | Commercial | Energy Star PCs | 3.8219 | 0.46334 | 9.2444 | 0.017591 | 0.0068231 | 123.5154 | RIM | Commercial | Thermostatic Shower Restriction Valve | 14.3313 | 0.5393 | 42.8647 | 0.14494 | 0.096401 | 857.6505 | 2 Year Payback
Commercial | Energy Star Servers | 12.7477 | 0.52444 | N/A | 0.16919 | 0.11767 | 1136.6997 | RIM | [9 empty] | Commercial | Energy Star PCs | 3.8219 | 0.46334 | 9.2444 | 0.017591 | 0.0068231 | 123.5154 | RIM | Commercial | Thermostatic Shower Restriction Valve | 19.484 | 0.7332 | 42.8647 | 2.3467 | 12.3114 | 33448.368 | 2 Year Payback
Commercial | Energy Star Servers | 12.7477 | 0.52444 | N/A | 0.16919 | 0.11767 | 1136.6997 | RIM | [9 empty] | Commercial | Energy Star PCs | 5.2423 | 0.63554 | 9.2444 | 0.023703 | 0.023703 | 123.5154 | RIM | Commercial | Thermostatic Shower Restriction Valve | 19.484 | 0.7332 | 42.8647 | 0.060172 | 0.31568 | 857.6505 | 2 Year Payback
Commercial | Energy Star Servers | 12.7477 | 0.52444 | N/A | 0.16919 | 0.11767 | 1136.6997 | RIM | [9 empty] | Commercial | Energy Star PCs | 3.3583 | 0.40714 | 9.2444 | 0.017591 | 0 | 123.5154 | RIM | Commercial | Thermostatic Shower Restriction Valve | 16.4406 | 0.61867 | 42.8647 | 0.079067 | 0.20669 | 857.6505 | 2 Year Payback
Commercial | Energy Star Servers | 12.7477 | 0.52444 | N/A | 0.16919 | 0.11767 | 1136.6997 | RIM | [9 empty] | Commercial | Energy Star PCs | 3.8219 | 0.46334 | 9.2444 | 0.017591 | 0.0068231 | 123.5154 | RIM | Commercial | Thermostatic Shower Restriction Valve | 16.4406 | 0.61867 | 42.8647 | 2.0558 | 5.3739 | 22298.912 | 2 Year Payback
Commercial | Energy Star Servers | 12.7477 | 0.52444 | N/A | 0.16919 | 0.11767 | 1136.6997 | RIM | [9 empty] | Commercial | Energy Star PCs | 3.3583 | 0.40714 | 9.2444 | 0.017591 | 0 | 123.5154 | RIM | Commercial | Thermostatic Shower Restriction Valve | 14.3313 | 0.5393 | 42.8647 | 3.1886 | 2.1208 | 18868.3101 | 2 Year Payback
Commercial | Energy Star Servers | 12.7477 | 0.52444 | N/A | 0.16919 | 0.11767 | 1136.6997 | RIM | [9 empty] | Commercial | Energy Star PCs | 3.8219 | 0.46334 | 9.2444 | 0.017591 | 0.0068231 | 123.5154 | RIM | Commercial | Thermostatic Shower Restriction Valve | 21.4341 | 0.80658 | 42.8647 | 0.49923 | 4.2601 | 9434.1551 | 2 Year Payback
Commercial | Energy Star Servers | 12.7477 | 0.52444 | N/A | 0.16919 | 0.11767 | 1136.6997 | RIM | [9 empty] | Commercial | Energy Star PCs | 3.3583 | 0.40714 | 9.2444 | 0.017591 | 0 | 123.5154 | RIM | Commercial | Thermostatic Shower Restriction Valve | 14.3313 | 0.5393 | 42.8647 | 2.4639 | 1.6388 | 14580.0578 | 2 Year Payback
Commercial | Energy Star Servers | 12.7477 | 0.52444 | N/A | 0.16919 | 0.11767 | 1136.6997 | RIM | [9 empty] | Commercial | Energy Star PCs | 3.8219 | 0.46334 | 9.2444 | 0.017591 | 0.0068231 | 123.5154 | RIM | Commercial | Thermostatic Shower Restriction Valve | 14.3313 | 0.5393 | 42.8647 | 0.28987 | 0.1928 | 1715.3009 | 2 Year Payback
Commercial | Energy Star Servers | 12.7477 | 0.52444 | N/A | 0.16919 | 0.11767 | 1136.6997 | RIM | [9 empty] | Commercial | Energy Star PCs | 3.8219 | 0.46334 | 9.2444 | 0.017591 | 0.0068231 | 123.5154 | RIM | Commercial | Thermostatic Shower Restriction Valve | 19.484 | 0.7332 | 42.8647 | 0.060172 | 0.31568 | 857.6505 | 2 Year Payback
Commercial | Energy Star Servers | 12.7477 | 0.52444 | N/A | 0.16919 | 0.11767 | 1136.6997 | RIM | [9 empty] | Commercial | Energy Star PCs | 3.3583 | 0.40714 | 9.2444 | 0.017591 | 0 | 123.5154 | RIM | Commercial | Thermostatic Shower Restriction Valve | 19.484 | 0.7332 | 42.8647 | 0.12034 | 0.63135 | 1715.3009 | 2 Year Payback
Commercial | Energy Star Servers | 12.7477 | 0.52444 | N/A | 0.16919 | 0.11767 | 1136.6997 | RIM | [9 empty] | Commercial | Energy Star PCs | 3.3583 | 0.40714 | 9.2444 | 0.017591 | 0 | 123.5154 | RIM | Commercial | Thermostatic Shower Restriction Valve | 14.3313 | 0.5393 | 42.8647 | 0.14494 | 0.096401 | 857.6505 | 2 Year Payback
Commercial | Energy Star Servers | 12.7477 | 0.52444 | N/A | 0.16919 | 0.11767 | 1136.6997 | RIM | [9 empty] | Commercial | Energy Star PCs | 5.2423 | 0.63554 | 9.2444 | 0.023703 | 0.023703 | 123.5154 | RIM | Commercial | Thermostatic Shower Restriction Valve | 14.3313 | 0.5393 | 42.8647 | 0.14494 | 0.096401 | 857.6505 | 2 Year Payback
Commercial | Energy Star Servers | 12.7477 | 0.52444 | N/A | 0.16919 | 0.11767 | 1136.6997 | RIM | [9 empty] | Commercial | Energy Star PCs | 3.8219 | 0.46334 | 9.2444 | 0.017591 | 0.0068231 | 123.5154 | RIM | Commercial | Air Curtains | 0.01535 | 0.44274 | 0.033713 | 0.011723 | 0.0032285 | 81.081 | TRC
Commercial | Energy Star Servers | 12.7477 | 0.52444 | N/A | 0.16919 | 0.11767 | 1136.6997 | RIM | [9 empty] | Commercial | Energy Star PCs | 3.8219 | 0.46334 | 9.2444 | 0.017591 | 0.0068231 | 123.5154 | RIM | Commercial | Air Curtains | 0.017401 | 0.50187 | 0.033713 | 0.010513 | 0.0088056 | 81.081 | TRC
Commercial | Energy Star Servers | 12.7477 | 0.52444 | N/A | 0.16919 | 0.11767 | 1136.6997 | RIM | [9 empty] | Commercial | Energy Star PCs | 5.2423 | 0.63554 | 9.2444 | 0.023703 | 0.023703 | 123.5154 | RIM | Commercial | Air Curtains | 0.01535 | 0.44274 | 0.033713 | 0.011723 | 0.0032285 | 81.081 | TRC
Commercial | Energy Star Servers | 12.7477 | 0.52444 | N/A | 0.16919 | 0.11767 | 1136.6997 | RIM | [9 empty] | Commercial | Energy Star PCs | 3.3583 | 0.40714 | 9.2444 | 0.017591 | 0 | 123.5154 | RIM | Commercial | Air Curtains | 0.017401 | 0.50187 | 0.033713 | 0.010513 | 0.0088056 | 81.081 | TRC
Commercial | Energy Star Servers | 12.7477 | 0.52444 | N/A | 0.16919 | 0.11767 | 1136.6997 | RIM | [9 empty] | Commercial | Energy Star PCs | 3.8219 | 0.46334 | 9.2444 | 0.017591 | 0.0068231 | 123.5154 | RIM | Commercial | Air Curtains | 0.017401 | 0.50187 | 0.033713 | 0.010513 | 0.0088056 | 81.081 | TRC
Commercial | Energy Star Uninterruptable Power Supply | 2.6501 | 0.51184 | N/A | 0.00061097 | 0.00061097 | 5.3521 | RIM | [9 empty] | Commercial | Energy Star PCs | 3.3583 | 0.40714 | 9.2444 | 0.017591 | 0 | 123.5154 | RIM | Commercial | Air Curtains | 0.01535 | 0.44274 | 0.033713 | 0.011723 | 0.0032285 | 81.081 | TRC
Commercial | Energy Star Uninterruptable Power Supply | 2.6501 | 0.51184 | N/A | 0.00061097 | 0.00061097 | 5.3521 | RIM | [9 empty] | Commercial | Energy Star PCs | 3.8219 | 0.46334 | 9.2444 | 0.017591 | 0.0068231 | 123.5154 | RIM | Commercial | Air Curtains | 0.017401 | 0.50187 | 0.033713 | 0.010513 | 0.0088056 | 81.081 | TRC
Commercial | Energy Star Uninterruptable Power Supply | 2.6501 | 0.51184 | N/A | 0.00061097 | 0.00061097 | 5.3521 | RIM | [9 empty] | Commercial | Energy Star PCs | 3.3583 | 0.40714 | 9.2444 | 0.017591 | 0 | 123.5154 | RIM | Commercial | Air Curtains | 0.01535 | 0.44274 | 0.033713 | 0.011723 | 0.0032285 | 81.081 | TRC
Commercial | Energy Star Uninterruptable Power Supply | 2.6501 | 0.51184 | N/A | 0.00061097 | 0.00061097 | 5.3521 | RIM | [9 empty] | Commercial | Energy Star PCs | 3.8219 | 0.46334 | 9.2444 | 0.017591 | 0.0068231 | 123.5154 | RIM | Commercial | Air Curtains | 0.01535 | 0.44274 | 0.033713 | 0.011723 | 0.0032285 | 81.081 | TRC
Commercial | Energy Star Uninterruptable Power Supply | 2.6501 | 0.51184 | N/A | 0.00061097 | 0.00061097 | 5.3521 | RIM | [9 empty] | Commercial | Energy Star PCs | 3.8219 | 0.46334 | 9.2444 | 0.017591 | 0.0068231 | 123.5154 | RIM | Commercial | Air Curtains | 0.017401 | 0.50187 | 0.033713 | 0.010513 | 0.0088056 | 81.081 | TRC
Commercial | Energy Star Uninterruptable Power Supply | 2.6501 | 0.51184 | N/A | 0.00061097 | 0.00061097 | 5.3521 | RIM | [9 empty] | Commercial | Energy Star PCs | 3.3583 | 0.40714 | 9.2444 | 0.017591 | 0 | 123.5154 | RIM | Commercial | Air Curtains | 0.01535 | 0.44274 | 0.033713 | 0.011723 | 0.0032285 | 81.081 | TRC
Commercial | Energy Star Uninterruptable Power Supply | 2.6501 | 0.51184 | N/A | 0.00061097 | 0.00061097 | 5.3521 | RIM | [9 empty] | Commercial | Energy Star Servers | 9.3648 | 0.51676 | 24.3072 | 0.16919 | 0.11767 | 1136.6997 | RIM | Commercial | Air Curtains | 0.017401 | 0.50187 | 0.033713 | 0.010513 | 0.0088056 | 81.081 | TRC
Commercial | Energy Star Uninterruptable Power Supply | 2.6501 | 0.51184 | N/A | 0.00061097 | 0.00061097 | 5.3521 | RIM | [9 empty] | Commercial | Energy Star Servers | 9.3648 | 0.51676 | 24.3072 | 0.16919 | 0.11767 | 1136.6997 | RIM | Commercial | Air Curtains | 0.01535 | 0.44274 | 0.033713 | 0.011723 | 0.0032285 | 81.081 | TRC
Commercial | Energy Star Uninterruptable Power Supply | 2.6501 | 0.51184 | N/A | 0.00061097 | 0.00061097 | 5.3521 | RIM | [9 empty] | Commercial | Energy Star Servers | 9.3648 | 0.51676 | 24.3072 | 0.16919 | 0.11767 | 1136.6997 | RIM | Commercial | Air Curtains | 0.01535 | 0.44274 | 0.033713 | 0.011723 | 0.0032285 | 81.081 | TRC
Commercial | Energy Star Uninterruptable Power Supply | 2.6501 | 0.51184 | N/A | 0.00061097 | 0.00061097 | 5.3521 | RIM | [9 empty] | Commercial | Energy Star Servers | 9.3648 | 0.51676 | 24.3072 | 0.16919 | 0.11767 | 1136.6997 | RIM | Commercial | Air Curtains | 0.017401 | 0.50187 | 0.033713 | 0.010513 | 0.0088056 | 81.081 | TRC
Commercial | Energy Star Uninterruptable Power Supply | 2.6501 | 0.51184 | N/A | 0.00061097 | 0.00061097 | 5.3521 | RIM | [9 empty] | Commercial | Energy Star Servers | 9.3648 | 0.51676 | 24.3072 | 0.16919 | 0.11767 | 1136.6997 | RIM | Commercial | Air Curtains | 0.01535 | 0.44274 | 0.033713 | 0.011723 | 0.0032285 | 81.081 | TRC
Commercial | Energy Star Uninterruptable Power Supply | 2.6501 | 0.51184 | N/A | 0.00061097 | 0.00061097 | 5.3521 | RIM | [9 empty] | Commercial | Energy Star Servers | 9.3648 | 0.51676 | 24.3072 | 0.16919 | 0.11767 | 1136.6997 | RIM | Commercial | Air Curtains | 0.017401 | 0.50187 | 0.033713 | 0.010513 | 0.0088056 | 81.081 | TRC
Commercial | Energy Star Uninterruptable Power Supply | 2.6501 | 0.51184 | N/A | 0.00061097 | 0.00061097 | 5.3521 | RIM | [9 empty] | Commercial | Energy Star Servers | 9.3648 | 0.51676 | 24.3072 | 0.16919 | 0.11767 | 1136.6997 | RIM | Commercial | Air Curtains | 0.017401 | 0.50187 | 0.033713 | 0.010513 | 0.0088056 | 81.081 | TRC
Commercial | Energy Star Uninterruptable Power Supply | 2.6501 | 0.51184 | N/A | 0.00061097 | 0.00061097 | 5.3521 | RIM | [9 empty] | Commercial | Energy Star Servers | 9.3648 | 0.51676 | 24.3072 | 0.16919 | 0.11767 | 1136.6997 | RIM | Commercial | Air Curtains | 0.01535 | 0.44274 | 0.033713 | 0.011723 | 0.0032285 | 81.081 | TRC
Commercial | Energy Star Uninterruptable Power Supply | 2.6501 | 0.51184 | N/A | 0.00061097 | 0.00061097 | 5.3521 | RIM | [9 empty] | Commercial | Energy Star Servers | 9.3648 | 0.51676 | 24.3072 | 0.16919 | 0.11767 | 1136.6997 | RIM | Commercial | Air Curtains | 0.017401 | 0.50187 | 0.033713 | 0.010513 | 0.0088056 | 81.081 | TRC
Commercial | Energy Star Uninterruptable Power Supply | 2.6501 | 0.51184 | N/A | 0.00061097 | 0.00061097 | 5.3521 | RIM | [9 empty] | Commercial | Energy Star Servers | 9.3648 | 0.51676 | 24.3072 | 0.16919 | 0.11767 | 1136.6997 | RIM | Commercial | Air Curtains | 0.01535 | 0.44274 | 0.033713 | 0.011723 | 0.0032285 | 81.081 | TRC
Commercial | Energy Star Uninterruptable Power Supply | 2.6501 | 0.51184 | N/A | 0.00061097 | 0.00061097 | 5.3521 | RIM | [9 empty] | Commercial | Energy Star Servers | 9.3648 | 0.51676 | 24.3072 | 0.16919 | 0.11767 | 1136.6997 | RIM | Commercial | Air Curtains | 0.01535 | 0.44274 | 0.033713 | 0.011723 | 0.0032285 | 81.081 | TRC
Commercial | Energy Star Uninterruptable Power Supply | 2.6501 | 0.51184 | N/A | 0.00061097 | 0.00061097 | 5.3521 | RIM | [9 empty] | Commercial | Energy Star Servers | 9.3648 | 0.51676 | 24.3072 | 0.16919 | 0.11767 | 1136.6997 | RIM | Commercial | Air Curtains | 0.017401 | 0.50187 | 0.033713 | 0.010513 | 0.0088056 | 81.081 | TRC
Commercial | Energy Star Uninterruptable Power Supply | 2.6501 | 0.51184 | N/A | 0.00061097 | 0.00061097 | 5.3521 | RIM | [9 empty] | Commercial | Energy Star Servers | 9.3648 | 0.51676 | 24.3072 | 0.16919 | 0.11767 | 1136.6997 | RIM | Commercial | Air Curtains | 0.01535 | 0.44274 | 0.033713 | 0.011723 | 0.0032285 | 81.081 | TRC
Commercial | Energy Star Uninterruptable Power Supply | 2.6501 | 0.51184 | N/A | 0.00061097 | 0.00061097 | 5.3521 | RIM | [9 empty] | Commercial | Energy Star Servers | 9.3648 | 0.51676 | 24.3072 | 0.16919 | 0.11767 | 1136.6997 | RIM | Commercial | Air Curtains | 0.017401 | 0.50187 | 0.033713 | 0.010513 | 0.0088056 | 81.081 | TRC
Commercial | Energy Star Uninterruptable Power Supply | 2.6501 | 0.51184 | N/A | 0.00061097 | 0.00061097 | 5.3521 | RIM | [9 empty] | Commercial | Energy Star Servers | 9.3648 | 0.51676 | 24.3072 | 0.16919 | 0.11767 | 1136.6997 | RIM | Commercial | Air Curtains | 0.01535 | 0.44274 | 0.033713 | 0.011723 | 0.0032285 | 81.081 | TRC
Commercial | Energy Star Uninterruptable Power Supply | 2.6501 | 0.51184 | N/A | 0.00061097 | 0.00061097 | 5.3521 | RIM | [9 empty] | Commercial | Energy Star Servers | 9.3648 | 0.51676 | 24.3072 | 0.16919 | 0.11767 | 1136.6997 | RIM | Commercial | Airside Economizer | 1.703 | 0.27057 | 60.4409 | -0.46324 | 2.0439e-05 | 2253.2313 | 2 Year Payback
Commercial | Energy Star Uninterruptable Power Supply | 2.6501 | 0.51184 | N/A | 0.00061097 | 0.00061097 | 5.3521 | RIM | [9 empty] | Commercial | Energy Star Servers | 9.3648 | 0.51676 | 24.3072 | 0.16919 | 0.11767 | 1136.6997 | RIM | Commercial | Airside Economizer | 8.1244 | 0.36293 | 60.4409 | -1.6012 | 1.8007 | 13457.661 | 2 Year Payback
Commercial | Energy Star Uninterruptable Power Supply | 2.6501 | 0.51184 | N/A | 0.00061097 | 0.00061097 | 5.3521 | RIM | [9 empty] | Commercial | Energy Star Servers | 9.3648 | 0.51676 | 24.3072 | 0.16919 | 0.11767 | 1136.6997 | RIM | Commercial | Airside Economizer | 1.6572 | 0.26939 | 60.4409 | -1.2116 | 0.036509 | 5424.8726 | 2 Year Payback
Commercial | Energy Star Uninterruptable Power Supply | 2.6501 | 0.51184 | N/A | 0.00061097 | 0.00061097 | 5.3521 | RIM | [9 empty] | Commercial | Energy Star Servers | 9.3648 | 0.51676 | 24.3072 | 0.16919 | 0.11767 | 1136.6997 | RIM | Commercial | Airside Economizer | 1.703 | 0.27057 | 60.4409 | -1.9468 | 8.5893e-05 | 9469.1388 | 2 Year Payback
Commercial | Energy Star Uninterruptable Power Supply | 2.6501 | 0.51184 | N/A | 0.00061097 | 0.00061097 | 5.3521 | RIM | [9 empty] | Commercial | Energy Star Servers | 9.3648 | 0.51676 | 24.3072 | 0.16919 | 0.11767 | 1136.6997 | RIM | Commercial | Airside Economizer | 8.1244 | 0.36293 | 60.4409 | -11.7391 | 13.202 | 98666.9364 | 2 Year Payback
Commercial | Server Virtualization | 0.93245 | 0.52444 | N/A | 3.1292 | 2.1764 | 21024 | RIM | [9 empty] | Commercial | Energy Star Servers | 9.3648 | 0.51676 | 24.3072 | 0.16919 | 0.11767 | 1136.6997 | RIM | Commercial | Airside Economizer | 1.703 | 0.27057 | 60.4409 | -2.2505 | 9.9293e-05 | 10946.4253 | 2 Year Payback
Commercial | Server Virtualization | 0.93245 | 0.52444 | N/A | 3.1292 | 2.1764 | 21024 | RIM | [9 empty] | Commercial | Energy Star Servers | 9.3648 | 0.51676 | 24.3072 | 0.16919 | 0.11767 | 1136.6997 | RIM | Commercial | Airside Economizer | 1.6572 | 0.26939 | 60.4409 | -2.0055 | 0.060432 | 8979.6145 | 2 Year Payback
Commercial | Server Virtualization | 0.93245 | 0.52444 | N/A | 3.1292 | 2.1764 | 21024 | RIM | [9 empty] | Commercial | Energy Star Servers | 9.3648 | 0.51676 | 24.3072 | 0.16919 | 0.11767 | 1136.6997 | RIM | Commercial | Airside Economizer | 1.703 | 0.27057 | 60.4409 | -21.4554 | 0.00094663 | 104359.7599 | 2 Year Payback
Commercial | Server Virtualization | 0.93245 | 0.52444 | N/A | 3.1292 | 2.1764 | 21024 | RIM | [9 empty] | Commercial | Energy Star Servers | 9.3648 | 0.51676 | 24.3072 | 0.16919 | 0.11767 | 1136.6997 | RIM | Commercial | Airside Economizer | 1.703 | 0.27057 | 60.4409 | -1.6038 | 7.0761e-05 | 7800.9322 | 2 Year Payback
Commercial | Server Virtualization | 0.93245 | 0.52444 | N/A | 3.1292 | 2.1764 | 21024 | RIM | [9 empty] | Commercial | Energy Star Servers | 9.3648 | 0.51676 | 24.3072 | 0.16919 | 0.11767 | 1136.6997 | RIM | Commercial | Airside Economizer | 1.6572 | 0.26939 | 60.4409 | -1.2625 | 0.038043 | 5652.7504 | 2 Year Payback
Commercial | Server Virtualization | 0.93245 | 0.52444 | N/A | 3.1292 | 2.1764 | 21024 | RIM | [9 empty] | Commercial | Energy Star Servers | 9.3648 | 0.51676 | 24.3072 | 0.16919 | 0.11767 | 1136.6997 | RIM | Commercial | Airside Economizer | 1.6572 | 0.26939 | 60.4409 | -0.55142 | 0.016616 | 2468.9837 | 2 Year Payback
Commercial | Server Virtualization | 0.93245 | 0.52444 | N/A | 3.1292 | 2.1764 | 21024 | RIM | [9 empty] | Commercial | Energy Star Uninterruptable Power Supply | 2.4608 | 0.50434 | 5.1777 | 0.00061097 | 0.00061097 | 5.3521 | RIM | Commercial | Airside Economizer | 1.703 | 0.27057 | 60.4409 | -1.8969 | 8.3695e-05 | 9226.8228 | 2 Year Payback
Commercial | Server Virtualization | 0.93245 | 0.52444 | N/A | 3.1292 | 2.1764 | 21024 | RIM | [9 empty] | Commercial | Energy Star Uninterruptable Power Supply | 2.4608 | 0.50434 | 5.1777 | 0.00061097 | 0.00061097 | 5.3521 | RIM | Commercial | Airside Economizer | 1.703 | 0.27057 | 60.4409 | -0.18844 | 8.3143e-06 | 916.5961 | 2 Year Payback
Commercial | Server Virtualization | 0.93245 | 0.52444 | N/A | 3.1292 | 2.1764 | 21024 | RIM | [9 empty] | Commercial | Energy Star Uninterruptable Power Supply | 2.4608 | 0.50434 | 5.1777 | 0.00061097 | 0.00061097 | 5.3521 | RIM | Commercial | Airside Economizer | 1.703 | 0.27057 | 60.4409 | -0.46324 | 2.0439e-05 | 2253.2313 | 2 Year Payback
Commercial | Server Virtualization | 0.93245 | 0.52444 | N/A | 3.1292 | 2.1764 | 21024 | RIM | [9 empty] | Commercial | Energy Star Uninterruptable Power Supply | 2.4608 | 0.50434 | 5.1777 | 0.00061097 | 0.00061097 | 5.3521 | RIM | Commercial | Airside Economizer | 8.1244 | 0.36293 | 60.4409 | -1.6012 | 1.8007 | 13457.661 | 2 Year Payback
Commercial | Server Virtualization | 0.93245 | 0.52444 | N/A | 3.1292 | 2.1764 | 21024 | RIM | [9 empty] | Commercial | Energy Star Uninterruptable Power Supply | 2.4608 | 0.50434 | 5.1777 | 0.00061097 | 0.00061097 | 5.3521 | RIM | Commercial | Airside Economizer | 1.6572 | 0.26939 | 60.4409 | -1.2116 | 0.036509 | 5424.8726 | 2 Year Payback
Commercial | Server Virtualization | 0.93245 | 0.52444 | N/A | 3.1292 | 2.1764 | 21024 | RIM | [9 empty] | Commercial | Energy Star Uninterruptable Power Supply | 2.4608 | 0.50434 | 5.1777 | 0.00061097 | 0.00061097 | 5.3521 | RIM | Commercial | Airside Economizer | 1.703 | 0.27057 | 60.4409 | -1.9468 | 8.5893e-05 | 9469.1388 | 2 Year Payback
Commercial | Server Virtualization | 0.93245 | 0.52444 | N/A | 3.1292 | 2.1764 | 21024 | RIM | [9 empty] | Commercial | Energy Star Uninterruptable Power Supply | 2.4608 | 0.50434 | 5.1777 | 0.00061097 | 0.00061097 | 5.3521 | RIM | Commercial | Airside Economizer | 8.1244 | 0.36293 | 60.4409 | -11.7391 | 13.202 | 98666.9364 | 2 Year Payback
Commercial | Server Virtualization | 0.93245 | 0.52444 | N/A | 3.1292 | 2.1764 | 21024 | RIM | [9 empty] | Commercial | Energy Star Uninterruptable Power Supply | 2.4608 | 0.50434 | 5.1777 | 0.00061097 | 0.00061097 | 5.3521 | RIM | Commercial | Airside Economizer | 1.703 | 0.27057 | 60.4409 | -2.2505 | 9.9293e-05 | 10946.4253 | 2 Year Payback
Commercial | Server Virtualization | 0.93245 | 0.52444 | N/A | 3.1292 | 2.1764 | 21024 | RIM | [9 empty] | Commercial | Energy Star Uninterruptable Power Supply | 2.4608 | 0.50434 | 5.1777 | 0.00061097 | 0.00061097 | 5.3521 | RIM | Commercial | Airside Economizer | 1.6572 | 0.26939 | 60.4409 | -2.0055 | 0.060432 | 8979.6145 | 2 Year Payback
Commercial | Server Virtualization | 0.93245 | 0.52444 | N/A | 3.1292 | 2.1764 | 21024 | RIM | [9 empty] | Commercial | Energy Star Uninterruptable Power Supply | 2.4608 | 0.50434 | 5.1777 | 0.00061097 | 0.00061097 | 5.3521 | RIM | Commercial | Airside Economizer | 1.703 | 0.27057 | 60.4409 | -21.4554 | 0.00094663 | 104359.7599 | 2 Year Payback
Commercial | Server Virtualization | 0.93245 | 0.52444 | N/A | 3.1292 | 2.1764 | 21024 | RIM | [9 empty] | Commercial | Energy Star Uninterruptable Power Supply | 2.4608 | 0.50434 | 5.1777 | 0.00061097 | 0.00061097 | 5.3521 | RIM | Commercial | Airside Economizer | 1.703 | 0.27057 | 60.4409 | -1.6038 | 7.0761e-05 | 7800.9322 | 2 Year Payback
Commercial | Server Virtualization | 0.93245 | 0.52444 | N/A | 3.1292 | 2.1764 | 21024 | RIM | [9 empty] | Commercial | Energy Star Uninterruptable Power Supply | 2.4608 | 0.50434 | 5.1777 | 0.00061097 | 0.00061097 | 5.3521 | RIM | Commercial | Airside Economizer | 1.6572 | 0.26939 | 60.4409 | -1.2625 | 0.038043 | 5652.7504 | 2 Year Payback
Commercial | Server Virtualization | 0.93245 | 0.52444 | N/A | 3.1292 | 2.1764 | 21024 | RIM | [9 empty] | Commercial | Energy Star Uninterruptable Power Supply | 2.4608 | 0.50434 | 5.1777 | 0.00061097 | 0.00061097 | 5.3521 | RIM | Commercial | Airside Economizer | 1.6572 | 0.26939 | 60.4409 | -0.55142 | 0.016616 | 2468.9837 | 2 Year Payback
Commercial | Server Virtualization | 0.93245 | 0.52444 | N/A | 3.1292 | 2.1764 | 21024 | RIM | [9 empty] | Commercial | Energy Star Uninterruptable Power Supply | 2.4608 | 0.50434 | 5.1777 | 0.00061097 | 0.00061097 | 5.3521 | RIM | Commercial | Airside Economizer | 1.703 | 0.27057 | 60.4409 | -1.8969 | 8.3695e-05 | 9226.8228 | 2 Year Payback
Commercial | Server Virtualization | 0.93245 | 0.52444 | N/A | 3.1292 | 2.1764 | 21024 | RIM | [9 empty] | Commercial | Energy Star Uninterruptable Power Supply | 2.4608 | 0.50434 | 5.1777 | 0.00061097 | 0.00061097 | 5.3521 | RIM | Commercial | Airside Economizer | 1.703 | 0.27057 | 60.4409 | -0.18844 | 8.3143e-06 | 916.5961 | 2 Year Payback
Commercial | Server Virtualization | 0.93245 | 0.52444 | N/A | 3.1292 | 2.1764 | 21024 | RIM | [9 empty] | Commercial | Energy Star Uninterruptable Power Supply | 2.4608 | 0.50434 | 5.1777 | 0.00061097 | 0.00061097 | 5.3521 | RIM | Commercial | Ceiling Insulation(R12 to R38) | 0.45068 | 0.77295 | 0.576 | 4.1109e-06 | 9.2669e-05 | 0.20544 | TRC
Commercial | Server Virtualization | 0.93245 | 0.52444 | N/A | 3.1292 | 2.1764 | 21024 | RIM | [9 empty] | Commercial | Energy Star Uninterruptable Power Supply | 2.4608 | 0.50434 | 5.1777 | 0.00061097 | 0.00061097 | 5.3521 | RIM | Commercial | Ceiling Insulation(R12 to R38) | 0.48092 | 0.82481 | 0.576 | 8.4965e-05 | 5.0047e-05 | 0.20544 | TRC
Commercial | Server Virtualization | 0.93245 | 0.52444 | N/A | 3.1292 | 2.1764 | 21024 | RIM | [9 empty] | Commercial | Energy Star Uninterruptable Power Supply | 2.4608 | 0.50434 | 5.1777 | 0.00061097 | 0.00061097 | 5.3521 | RIM | Commercial | Ceiling Insulation(R12 to R38) | 0.5307 | 0.91019 | 0.576 | 4.1924e-05 | 9.5878e-05 | 0.20544 | TRC
Commercial | Server Virtualization | 0.93245 | 0.52444 | N/A | 3.1292 | 2.1764 | 21024 | RIM | [9 empty] | Commercial | Energy Star Uninterruptable Power Supply | 2.4608 | 0.50434 | 5.1777 | 0.00061097 | 0.00061097 | 5.3521 | RIM | Commercial | Ceiling Insulation(R12 to R38) | 0.45068 | 0.77295 | 0.576 | 4.1109e-06 | 9.2669e-05 | 0.20544 | TRC
Commercial | Server Virtualization | 0.93245 | 0.52444 | N/A | 3.1292 | 2.1764 | 21024 | RIM | [9 empty] | Commercial | Energy Star Uninterruptable Power Supply | 2.4608 | 0.50434 | 5.1777 | 0.00061097 | 0.00061097 | 5.3521 | RIM | Commercial | Ceiling Insulation(R12 to R38) | 0.48092 | 0.82481 | 0.576 | 8.4965e-05 | 5.0047e-05 | 0.20544 | TRC
Commercial | Energy Star Commercial Glass Door Freezer | 18.507 | 0.46751 | N/A | 0.64112 | 0.22051 | 4389.9823 | RIM | [9 empty] | Commercial | Energy Star Uninterruptable Power Supply | 2.4608 | 0.50434 | 5.1777 | 0.00061097 | 0.00061097 | 5.3521 | RIM | Commercial | Ceiling Insulation(R12 to R38) | 0.45068 | 0.77295 | 0.576 | 4.1109e-06 | 9.2669e-05 | 0.20544 | TRC
Commercial | Energy Star Commercial Glass Door Freezer | 20.4518 | 0.51664 | N/A | 0.56918 | 0.47676 | 4389.9823 | RIM | [9 empty] | Commercial | Energy Star Uninterruptable Power Supply | 2.4608 | 0.50434 | 5.1777 | 0.00061097 | 0.00061097 | 5.3521 | RIM | Commercial | Ceiling Insulation(R12 to R38) | 0.48092 | 0.82481 | 0.576 | 8.4965e-05 | 5.0047e-05 | 0.20544 | TRC
Commercial | Energy Star Commercial Glass Door Freezer | 18.507 | 0.46751 | N/A | 0.64112 | 0.22051 | 4389.9823 | RIM | [9 empty] | Commercial | Energy Star Uninterruptable Power Supply | 2.4608 | 0.50434 | 5.1777 | 0.00061097 | 0.00061097 | 5.3521 | RIM | Commercial | Ceiling Insulation(R12 to R38) | 0.45068 | 0.77295 | 0.576 | 4.1109e-06 | 9.2669e-05 | 0.20544 | TRC
Commercial | Energy Star Commercial Glass Door Freezer | 20.4518 | 0.51664 | N/A | 0.56918 | 0.47676 | 4389.9823 | RIM | [9 empty] | Commercial | Energy Star Uninterruptable Power Supply | 2.4608 | 0.50434 | 5.1777 | 0.00061097 | 0.00061097 | 5.3521 | RIM | Commercial | Ceiling Insulation(R12 to R38) | 0.45068 | 0.77295 | 0.576 | 4.1109e-06 | 9.2669e-05 | 0.20544 | TRC
Commercial | Energy Star Commercial Glass Door Freezer | 20.4518 | 0.51664 | N/A | 0.56918 | 0.47676 | 4389.9823 | RIM | [9 empty] | Commercial | Energy Star Uninterruptable Power Supply | 2.4608 | 0.50434 | 5.1777 | 0.00061097 | 0.00061097 | 5.3521 | RIM | Commercial | Ceiling Insulation(R12 to R38) | 0.5307 | 0.91019 | 0.576 | 4.1924e-05 | 9.5878e-05 | 0.20544 | TRC
Commercial | Energy Star Commercial Glass Door Freezer | 18.507 | 0.46751 | N/A | 0.64112 | 0.22051 | 4389.9823 | RIM | [9 empty] | Commercial | Energy Star Uninterruptable Power Supply | 2.4608 | 0.50434 | 5.1777 | 0.00061097 | 0.00061097 | 5.3521 | RIM | Commercial | Ceiling Insulation(R12 to R38) | 0.5307 | 0.91019 | 0.576 | 4.1924e-05 | 9.5878e-05 | 0.20544 | TRC
Commercial | Energy Star Commercial Glass Door Freezer | 20.4518 | 0.51664 | N/A | 0.56918 | 0.47676 | 4389.9823 | RIM | [9 empty] | Commercial | Server Virtualization | 0.90845 | 0.51676 | 1.778 | 3.1292 | 2.1764 | 21024 | RIM | Commercial | Ceiling Insulation(R12 to R38) | 0.45068 | 0.77295 | 0.576 | 4.1109e-06 | 9.2669e-05 | 0.20544 | TRC
Commercial | Energy Star Commercial Glass Door Freezer | 18.507 | 0.46751 | N/A | 0.64112 | 0.22051 | 4389.9823 | RIM | [9 empty] | Commercial | Server Virtualization | 0.90845 | 0.51676 | 1.778 | 3.1292 | 2.1764 | 21024 | RIM | Commercial | Ceiling Insulation(R12 to R38) | 0.34129 | 0.58533 | 0.576 | 2.3313e-05 | 4.1595e-05 | 0.20544 | TRC
Commercial | Energy Star Commercial Glass Door Freezer | 18.507 | 0.46751 | N/A | 0.64112 | 0.22051 | 4389.9823 | RIM | [9 empty] | Commercial | Server Virtualization | 0.90845 | 0.51676 | 1.778 | 3.1292 | 2.1764 | 21024 | RIM | Commercial | Ceiling Insulation(R12 to R38) | 0.4479 | 0.77295 | 0.57239 | 4.0851e-06 | 9.2088e-05 | 0.20415 | TRC
Commercial | Energy Star Commercial Glass Door Freezer | 20.4518 | 0.51664 | N/A | 0.56918 | 0.47676 | 4389.9823 | RIM | [9 empty] | Commercial | Server Virtualization | 0.90845 | 0.51676 | 1.778 | 3.1292 | 2.1764 | 21024 | RIM | Commercial | Ceiling Insulation(R12 to R38) | 0.47796 | 0.82481 | 0.57239 | 8.4432e-05 | 4.9733e-05 | 0.20415 | TRC
Commercial | Energy Star Commercial Glass Door Freezer | 18.507 | 0.46751 | N/A | 0.64112 | 0.22051 | 4389.9823 | RIM | [9 empty] | Commercial | Server Virtualization | 0.90845 | 0.51676 | 1.778 | 3.1292 | 2.1764 | 21024 | RIM | Commercial | Ceiling Insulation(R12 to R38) | 0.52743 | 0.91019 | 0.57239 | 4.1661e-05 | 9.5277e-05 | 0.20415 | TRC
Commercial | Energy Star Commercial Glass Door Freezer | 20.4518 | 0.51664 | N/A | 0.56918 | 0.47676 | 4389.9823 | RIM | [9 empty] | Commercial | Server Virtualization | 0.90845 | 0.51676 | 1.778 | 3.1292 | 2.1764 | 21024 | RIM | Commercial | Ceiling Insulation(R12 to R38) | 0.4479 | 0.77295 | 0.57239 | 4.0851e-06 | 9.2088e-05 | 0.20415 | TRC
Commercial | Energy Star Commercial Glass Door Freezer | 18.507 | 0.46751 | N/A | 0.64112 | 0.22051 | 4389.9823 | RIM | [9 empty] | Commercial | Server Virtualization | 0.90845 | 0.51676 | 1.778 | 3.1292 | 2.1764 | 21024 | RIM | Commercial | Ceiling Insulation(R12 to R38) | 0.47796 | 0.82481 | 0.57239 | 8.4432e-05 | 4.9733e-05 | 0.20415 | TRC
Commercial | Energy Star Commercial Glass Door Freezer | 18.507 | 0.46751 | N/A | 0.64112 | 0.22051 | 4389.9823 | RIM | [9 empty] | Commercial | Server Virtualization | 0.90845 | 0.51676 | 1.778 | 3.1292 | 2.1764 | 21024 | RIM | Commercial | Ceiling Insulation(R12 to R38) | 0.4479 | 0.77295 | 0.57239 | 4.0851e-06 | 9.2088e-05 | 0.20415 | TRC
Commercial | Energy Star Commercial Glass Door Freezer | 20.4518 | 0.51664 | N/A | 0.56918 | 0.47676 | 4389.9823 | RIM | [9 empty] | Commercial | Server Virtualization | 0.90845 | 0.51676 | 1.778 | 3.1292 | 2.1764 | 21024 | RIM | Commercial | Ceiling Insulation(R12 to R38) | 0.47796 | 0.82481 | 0.57239 | 8.4432e-05 | 4.9733e-05 | 0.20415 | TRC
Commercial | Energy Star Commercial Glass Door Freezer | 18.507 | 0.46751 | N/A | 0.64112 | 0.22051 | 4389.9823 | RIM | [9 empty] | Commercial | Server Virtualization | 0.90845 | 0.51676 | 1.778 | 3.1292 | 2.1764 | 21024 | RIM | Commercial | Ceiling Insulation(R12 to R38) | 0.4479 | 0.77295 | 0.57239 | 4.0851e-06 | 9.2088e-05 | 0.20415 | TRC
Commercial | Energy Star Commercial Glass Door Freezer | 20.4518 | 0.51664 | N/A | 0.56918 | 0.47676 | 4389.9823 | RIM | [9 empty] | Commercial | Server Virtualization | 0.90845 | 0.51676 | 1.778 | 3.1292 | 2.1764 | 21024 | RIM | Commercial | Ceiling Insulation(R12 to R38) | 0.4479 | 0.77295 | 0.57239 | 4.0851e-06 | 9.2088e-05 | 0.20415 | TRC
Commercial | Energy Star Commercial Glass Door Freezer | 20.4518 | 0.51664 | N/A | 0.56918 | 0.47676 | 4389.9823 | RIM | [9 empty] | Commercial | Server Virtualization | 0.90845 | 0.51676 | 1.778 | 3.1292 | 2.1764 | 21024 | RIM | Commercial | Ceiling Insulation(R12 to R38) | 0.52743 | 0.91019 | 0.57239 | 4.1661e-05 | 9.5277e-05 | 0.20415 | TRC
Commercial | Energy Star Commercial Glass Door Freezer | 18.507 | 0.46751 | N/A | 0.64112 | 0.22051 | 4389.9823 | RIM | [9 empty] | Commercial | Server Virtualization | 0.90845 | 0.51676 | 1.778 | 3.1292 | 2.1764 | 21024 | RIM | Commercial | Ceiling Insulation(R12 to R38) | 0.52743 | 0.91019 | 0.57239 | 4.1661e-05 | 9.5277e-05 | 0.20415 | TRC
Commercial | Energy Star Commercial Glass Door Freezer | 20.4518 | 0.51664 | N/A | 0.56918 | 0.47676 | 4389.9823 | RIM | [9 empty] | Commercial | Server Virtualization | 0.90845 | 0.51676 | 1.778 | 3.1292 | 2.1764 | 21024 | RIM | Commercial | Ceiling Insulation(R12 to R38) | 0.4479 | 0.77295 | 0.57239 | 4.0851e-06 | 9.2088e-05 | 0.20415 | TRC
Commercial | Energy Star Commercial Glass Door Freezer | 18.507 | 0.46751 | N/A | 0.64112 | 0.22051 | 4389.9823 | RIM | [9 empty] | Commercial | Server Virtualization | 0.90845 | 0.51676 | 1.778 | 3.1292 | 2.1764 | 21024 | RIM | Commercial | Ceiling Insulation(R12 to R38) | 0.33918 | 0.58533 | 0.57239 | 2.3166e-05 | 4.1334e-05 | 0.20415 | TRC
Commercial | Energy Star Commercial Glass Door Freezer | 18.507 | 0.46751 | N/A | 0.64112 | 0.22051 | 4389.9823 | RIM | [9 empty] | Commercial | Server Virtualization | 0.90845 | 0.51676 | 1.778 | 3.1292 | 2.1764 | 21024 | RIM | Commercial | Ceiling Insulation(R19 to R38) | 0.24461 | 0.77295 | 0.31023 | 1.8973e-06 | 4.277e-05 | 0.094818 | TRC
Commercial | Energy Star Commercial Glass Door Freezer | 20.4518 | 0.51664 | N/A | 0.56918 | 0.47676 | 4389.9823 | RIM | [9 empty] | Commercial | Server Virtualization | 0.90845 | 0.51676 | 1.778 | 3.1292 | 2.1764 | 21024 | RIM | Commercial | Ceiling Insulation(R19 to R38) | 0.26103 | 0.82481 | 0.31023 | 3.9215e-05 | 2.3099e-05 | 0.094818 | TRC
Commercial | Energy Star Commercial Glass Door Freezer | 18.507 | 0.46751 | N/A | 0.64112 | 0.22051 | 4389.9823 | RIM | [9 empty] | Commercial | Server Virtualization | 0.90845 | 0.51676 | 1.778 | 3.1292 | 2.1764 | 21024 | RIM | Commercial | Ceiling Insulation(R19 to R38) | 0.28805 | 0.91019 | 0.31023 | 1.9349e-05 | 4.4252e-05 | 0.094818 | TRC
Commercial | Energy Star Commercial Glass Door Freezer | 20.4518 | 0.51664 | N/A | 0.56918 | 0.47676 | 4389.9823 | RIM | [9 empty] | Commercial | Server Virtualization | 0.90845 | 0.51676 | 1.778 | 3.1292 | 2.1764 | 21024 | RIM | Commercial | Ceiling Insulation(R19 to R38) | 0.24461 | 0.77295 | 0.31023 | 1.8973e-06 | 4.277e-05 | 0.094818 | TRC
Commercial | Energy Star Commercial Glass Door Freezer | 18.507 | 0.46751 | N/A | 0.64112 | 0.22051 | 4389.9823 | RIM | [9 empty] | Commercial | Server Virtualization | 0.90845 | 0.51676 | 1.778 | 3.1292 | 2.1764 | 21024 | RIM | Commercial | Ceiling Insulation(R19 to R38) | 0.26103 | 0.82481 | 0.31023 | 3.9215e-05 | 2.3099e-05 | 0.094818 | TRC
Commercial | Energy Star Commercial Glass Door Refrigerator | 3.938 | 0.46751 | N/A | 0.13478 | 0.046356 | 922.8665 | RIM | [9 empty] | Commercial | Server Virtualization | 0.90845 | 0.51676 | 1.778 | 3.1292 | 2.1764 | 21024 | RIM | Commercial | Ceiling Insulation(R19 to R38) | 0.24461 | 0.77295 | 0.31023 | 1.8973e-06 | 4.277e-05 | 0.094818 | TRC
Commercial | Energy Star Commercial Glass Door Refrigerator | 4.3518 | 0.51664 | N/A | 0.11965 | 0.10023 | 922.8665 | RIM | [9 empty] | Commercial | Server Virtualization | 0.90845 | 0.51676 | 1.778 | 3.1292 | 2.1764 | 21024 | RIM | Commercial | Ceiling Insulation(R19 to R38) | 0.26103 | 0.82481 | 0.31023 | 3.9215e-05 | 2.3099e-05 | 0.094818 | TRC
Commercial | Energy Star Commercial Glass Door Refrigerator | 3.938 | 0.46751 | N/A | 0.13478 | 0.046356 | 922.8665 | RIM | [9 empty] | Commercial | Server Virtualization | 0.90845 | 0.51676 | 1.778 | 3.1292 | 2.1764 | 21024 | RIM | Commercial | Ceiling Insulation(R19 to R38) | 0.24461 | 0.77295 | 0.31023 | 1.8973e-06 | 4.277e-05 | 0.094818 | TRC
Commercial | Energy Star Commercial Glass Door Refrigerator | 4.3518 | 0.51664 | N/A | 0.11965 | 0.10023 | 922.8665 | RIM | [9 empty] | Commercial | Server Virtualization | 0.90845 | 0.51676 | 1.778 | 3.1292 | 2.1764 | 21024 | RIM | Commercial | Ceiling Insulation(R19 to R38) | 0.24461 | 0.77295 | 0.31023 | 1.8973e-06 | 4.277e-05 | 0.094818 | TRC
Commercial | Energy Star Commercial Glass Door Refrigerator | 4.3518 | 0.51664 | N/A | 0.11965 | 0.10023 | 922.8665 | RIM | [9 empty] | Commercial | Server Virtualization | 0.90845 | 0.51676 | 1.778 | 3.1292 | 2.1764 | 21024 | RIM | Commercial | Ceiling Insulation(R19 to R38) | 0.28805 | 0.91019 | 0.31023 | 1.9349e-05 | 4.4252e-05 | 0.094818 | TRC
Commercial | Energy Star Commercial Glass Door Refrigerator | 3.938 | 0.46751 | N/A | 0.13478 | 0.046356 | 922.8665 | RIM | [9 empty] | Commercial | Server Virtualization | 0.90845 | 0.51676 | 1.778 | 3.1292 | 2.1764 | 21024 | RIM | Commercial | Ceiling Insulation(R19 to R38) | 0.28805 | 0.91019 | 0.31023 | 1.9349e-05 | 4.4252e-05 | 0.094818 | TRC
Commercial | Energy Star Commercial Glass Door Refrigerator | 4.3518 | 0.51664 | N/A | 0.11965 | 0.10023 | 922.8665 | RIM | [9 empty] | Commercial | Energy Star Commercial Glass Door Freezer | 11.6522 | 0.46067 | 39.586 | 0.64112 | 0.22051 | 4389.9823 | RIM | Commercial | Ceiling Insulation(R19 to R38) | 0.24461 | 0.77295 | 0.31023 | 1.8973e-06 | 4.277e-05 | 0.094818 | TRC
Commercial | Energy Star Commercial Glass Door Refrigerator | 3.938 | 0.46751 | N/A | 0.13478 | 0.046356 | 922.8665 | RIM | [9 empty] | Commercial | Energy Star Commercial Glass Door Freezer | 12.8767 | 0.50908 | 39.586 | 0.56918 | 0.47676 | 4389.9823 | RIM | Commercial | Ceiling Insulation(R19 to R38) | 0.18524 | 0.58533 | 0.31023 | 1.076e-05 | 1.9198e-05 | 0.094818 | TRC
Commercial | Energy Star Commercial Glass Door Refrigerator | 3.938 | 0.46751 | N/A | 0.13478 | 0.046356 | 922.8665 | RIM | [9 empty] | Commercial | Energy Star Commercial Glass Door Freezer | 11.6522 | 0.46067 | 39.586 | 0.64112 | 0.22051 | 4389.9823 | RIM | Commercial | Ceiling Insulation(R19 to R38) | 0.24309 | 0.77295 | 0.30828 | 1.8854e-06 | 4.2502e-05 | 0.094223 | TRC
Commercial | Energy Star Commercial Glass Door Refrigerator | 4.3518 | 0.51664 | N/A | 0.11965 | 0.10023 | 922.8665 | RIM | [9 empty] | Commercial | Energy Star Commercial Glass Door Freezer | 12.8767 | 0.50908 | 39.586 | 0.56918 | 0.47676 | 4389.9823 | RIM | Commercial | Ceiling Insulation(R19 to R38) | 0.2594 | 0.82481 | 0.30828 | 3.8969e-05 | 2.2954e-05 | 0.094223 | TRC
Commercial | Energy Star Commercial Glass Door Refrigerator | 3.938 | 0.46751 | N/A | 0.13478 | 0.046356 | 922.8665 | RIM | [9 empty] | Commercial | Energy Star Commercial Glass Door Freezer | 12.8767 | 0.50908 | 39.586 | 0.56918 | 0.47676 | 4389.9823 | RIM | Commercial | Ceiling Insulation(R19 to R38) | 0.28626 | 0.91019 | 0.30828 | 1.9228e-05 | 4.3974e-05 | 0.094223 | TRC
Commercial | Energy Star Commercial Glass Door Refrigerator | 4.3518 | 0.51664 | N/A | 0.11965 | 0.10023 | 922.8665 | RIM | [9 empty] | Commercial | Energy Star Commercial Glass Door Freezer | 11.6522 | 0.46067 | 39.586 | 0.64112 | 0.22051 | 4389.9823 | RIM | Commercial | Ceiling Insulation(R19 to R38) | 0.24309 | 0.77295 | 0.30828 | 1.8854e-06 | 4.2502e-05 | 0.094223 | TRC
Commercial | Energy Star Commercial Glass Door Refrigerator | 3.938 | 0.46751 | N/A | 0.13478 | 0.046356 | 922.8665 | RIM | [9 empty] | Commercial | Energy Star Commercial Glass Door Freezer | 12.8767 | 0.50908 | 39.586 | 0.56918 | 0.47676 | 4389.9823 | RIM | Commercial | Ceiling Insulation(R19 to R38) | 0.2594 | 0.82481 | 0.30828 | 3.8969e-05 | 2.2954e-05 | 0.094223 | TRC
Commercial | Energy Star Commercial Glass Door Refrigerator | 3.938 | 0.46751 | N/A | 0.13478 | 0.046356 | 922.8665 | RIM | [9 empty] | Commercial | Energy Star Commercial Glass Door Freezer | 11.6522 | 0.46067 | 39.586 | 0.64112 | 0.22051 | 4389.9823 | RIM | Commercial | Ceiling Insulation(R19 to R38) | 0.24309 | 0.77295 | 0.30828 | 1.8854e-06 | 4.2502e-05 | 0.094223 | TRC
Commercial | Energy Star Commercial Glass Door Refrigerator | 4.3518 | 0.51664 | N/A | 0.11965 | 0.10023 | 922.8665 | RIM | [9 empty] | Commercial | Energy Star Commercial Glass Door Freezer | 11.6522 | 0.46067 | 39.586 | 0.64112 | 0.22051 | 4389.9823 | RIM | Commercial | Ceiling Insulation(R19 to R38) | 0.2594 | 0.82481 | 0.30828 | 3.8969e-05 | 2.2954e-05 | 0.094223 | TRC
Commercial | Energy Star Commercial Glass Door Refrigerator | 3.938 | 0.46751 | N/A | 0.13478 | 0.046356 | 922.8665 | RIM | [9 empty] | Commercial | Energy Star Commercial Glass Door Freezer | 12.8767 | 0.50908 | 39.586 | 0.56918 | 0.47676 | 4389.9823 | RIM | Commercial | Ceiling Insulation(R19 to R38) | 0.24309 | 0.77295 | 0.30828 | 1.8854e-06 | 4.2502e-05 | 0.094223 | TRC
Commercial | Energy Star Commercial Glass Door Refrigerator | 4.3518 | 0.51664 | N/A | 0.11965 | 0.10023 | 922.8665 | RIM | [9 empty] | Commercial | Energy Star Commercial Glass Door Freezer | 11.6522 | 0.46067 | 39.586 | 0.64112 | 0.22051 | 4389.9823 | RIM | Commercial | Ceiling Insulation(R19 to R38) | 0.24309 | 0.77295 | 0.30828 | 1.8854e-06 | 4.2502e-05 | 0.094223 | TRC
Commercial | Energy Star Commercial Glass Door Refrigerator | 4.3518 | 0.51664 | N/A | 0.11965 | 0.10023 | 922.8665 | RIM | [9 empty] | Commercial | Energy Star Commercial Glass Door Freezer | 12.8767 | 0.50908 | 39.586 | 0.56918 | 0.47676 | 4389.9823 | RIM | Commercial | Ceiling Insulation(R19 to R38) | 0.28626 | 0.91019 | 0.30828 | 1.9228e-05 | 4.3974e-05 | 0.094223 | TRC
Commercial | Energy Star Commercial Glass Door Refrigerator | 3.938 | 0.46751 | N/A | 0.13478 | 0.046356 | 922.8665 | RIM | [9 empty] | Commercial | Energy Star Commercial Glass Door Freezer | 11.6522 | 0.46067 | 39.586 | 0.64112 | 0.22051 | 4389.9823 | RIM | Commercial | Ceiling Insulation(R19 to R38) | 0.28626 | 0.91019 | 0.30828 | 1.9228e-05 | 4.3974e-05 | 0.094223 | TRC
Commercial | Energy Star Commercial Glass Door Refrigerator | 4.3518 | 0.51664 | N/A | 0.11965 | 0.10023 | 922.8665 | RIM | [9 empty] | Commercial | Energy Star Commercial Glass Door Freezer | 11.6522 | 0.46067 | 39.586 | 0.64112 | 0.22051 | 4389.9823 | RIM | Commercial | Ceiling Insulation(R19 to R38) | 0.24309 | 0.77295 | 0.30828 | 1.8854e-06 | 4.2502e-05 | 0.094223 | TRC
Commercial | Energy Star Commercial Glass Door Refrigerator | 3.938 | 0.46751 | N/A | 0.13478 | 0.046356 | 922.8665 | RIM | [9 empty] | Commercial | Energy Star Commercial Glass Door Freezer | 12.8767 | 0.50908 | 39.586 | 0.56918 | 0.47676 | 4389.9823 | RIM | Commercial | Ceiling Insulation(R19 to R38) | 0.18409 | 0.58533 | 0.30828 | 1.0692e-05 | 1.9077e-05 | 0.094223 | TRC
Commercial | Energy Star Commercial Glass Door Refrigerator | 3.938 | 0.46751 | N/A | 0.13478 | 0.046356 | 922.8665 | RIM | [9 empty] | Commercial | Energy Star Commercial Glass Door Freezer | 11.6522 | 0.46067 | 39.586 | 0.64112 | 0.22051 | 4389.9823 | RIM | Commercial | Ceiling Insulation(R30 to R38) | 0.086165 | 0.77295 | 0.10863 | 5.0596e-07 | 1.1405e-05 | 0.025285 | TRC
Commercial | Energy Star Commercial Glass Door Refrigerator | 4.3518 | 0.51664 | N/A | 0.11965 | 0.10023 | 922.8665 | RIM | [9 empty] | Commercial | Energy Star Commercial Glass Door Freezer | 12.8767 | 0.50908 | 39.586 | 0.56918 | 0.47676 | 4389.9823 | RIM | Commercial | Ceiling Insulation(R30 to R38) | 0.091947 | 0.82481 | 0.10863 | 1.0457e-05 | 6.1597e-06 | 0.025285 | TRC
Commercial | Energy Star Commercial Glass Door Refrigerator | 3.938 | 0.46751 | N/A | 0.13478 | 0.046356 | 922.8665 | RIM | [9 empty] | Commercial | Energy Star Commercial Glass Door Freezer | 12.8767 | 0.50908 | 39.586 | 0.56918 | 0.47676 | 4389.9823 | RIM | Commercial | Ceiling Insulation(R30 to R38) | 0.10146 | 0.91019 | 0.10863 | 5.1599e-06 | 1.18e-05 | 0.025285 | TRC
Commercial | Energy Star Commercial Glass Door Refrigerator | 4.3518 | 0.51664 | N/A | 0.11965 | 0.10023 | 922.8665 | RIM | [9 empty] | Commercial | Energy Star Commercial Glass Door Freezer | 11.6522 | 0.46067 | 39.586 | 0.64112 | 0.22051 | 4389.9823 | RIM | Commercial | Ceiling Insulation(R30 to R38) | 0.086165 | 0.77295 | 0.10863 | 5.0596e-07 | 1.1405e-05 | 0.025285 | TRC
Commercial | Energy Star Commercial Glass Door Refrigerator | 3.938 | 0.46751 | N/A | 0.13478 | 0.046356 | 922.8665 | RIM | [9 empty] | Commercial | Energy Star Commercial Glass Door Freezer | 12.8767 | 0.50908 | 39.586 | 0.56918 | 0.47676 | 4389.9823 | RIM | Commercial | Ceiling Insulation(R30 to R38) | 0.091947 | 0.82481 | 0.10863 | 1.0457e-05 | 6.1597e-06 | 0.025285 | TRC
Commercial | Energy Star Commercial Solid Door Freezer | 11.1197 | 0.48682 | N/A | 0.37834 | 0.16907 | 2533.0469 | RIM | [9 empty] | Commercial | Energy Star Commercial Glass Door Freezer | 11.6522 | 0.46067 | 39.586 | 0.64112 | 0.22051 | 4389.9823 | RIM | Commercial | Ceiling Insulation(R30 to R38) | 0.086165 | 0.77295 | 0.10863 | 5.0596e-07 | 1.1405e-05 | 0.025285 | TRC
Commercial | Energy Star Commercial Solid Door Freezer | 11.8008 | 0.51664 | N/A | 0.32842 | 0.27509 | 2533.0469 | RIM | [9 empty] | Commercial | Energy Star Commercial Glass Door Freezer | 11.6522 | 0.46067 | 39.586 | 0.64112 | 0.22051 | 4389.9823 | RIM | Commercial | Ceiling Insulation(R30 to R38) | 0.091947 | 0.82481 | 0.10863 | 1.0457e-05 | 6.1597e-06 | 0.025285 | TRC
Commercial | Energy Star Commercial Solid Door Freezer | 11.1197 | 0.48682 | N/A | 0.37834 | 0.16907 | 2533.0469 | RIM | [9 empty] | Commercial | Energy Star Commercial Glass Door Freezer | 12.8767 | 0.50908 | 39.586 | 0.56918 | 0.47676 | 4389.9823 | RIM | Commercial | Ceiling Insulation(R30 to R38) | 0.086165 | 0.77295 | 0.10863 | 5.0596e-07 | 1.1405e-05 | 0.025285 | TRC
Commercial | Energy Star Commercial Solid Door Freezer | 11.8008 | 0.51664 | N/A | 0.32842 | 0.27509 | 2533.0469 | RIM | [9 empty] | Commercial | Energy Star Commercial Glass Door Freezer | 11.6522 | 0.46067 | 39.586 | 0.64112 | 0.22051 | 4389.9823 | RIM | Commercial | Ceiling Insulation(R30 to R38) | 0.086165 | 0.77295 | 0.10863 | 5.0596e-07 | 1.1405e-05 | 0.025285 | TRC
Commercial | Energy Star Commercial Solid Door Freezer | 11.8008 | 0.51664 | N/A | 0.32842 | 0.27509 | 2533.0469 | RIM | [9 empty] | Commercial | Energy Star Commercial Glass Door Freezer | 12.8767 | 0.50908 | 39.586 | 0.56918 | 0.47676 | 4389.9823 | RIM | Commercial | Ceiling Insulation(R30 to R38) | 0.10146 | 0.91019 | 0.10863 | 5.1599e-06 | 1.18e-05 | 0.025285 | TRC
Commercial | Energy Star Commercial Solid Door Freezer | 11.1197 | 0.48682 | N/A | 0.37834 | 0.16907 | 2533.0469 | RIM | [9 empty] | Commercial | Energy Star Commercial Glass Door Freezer | 11.6522 | 0.46067 | 39.586 | 0.64112 | 0.22051 | 4389.9823 | RIM | Commercial | Ceiling Insulation(R30 to R38) | 0.10146 | 0.91019 | 0.10863 | 5.1599e-06 | 1.18e-05 | 0.025285 | TRC
Commercial | Energy Star Commercial Solid Door Freezer | 11.8008 | 0.51664 | N/A | 0.32842 | 0.27509 | 2533.0469 | RIM | [9 empty] | Commercial | Energy Star Commercial Glass Door Refrigerator | 3.4999 | 0.46067 | 8.4233 | 0.13478 | 0.046356 | 922.8665 | RIM | Commercial | Ceiling Insulation(R30 to R38) | 0.086165 | 0.77295 | 0.10863 | 5.0596e-07 | 1.1405e-05 | 0.025285 | TRC
Commercial | Energy Star Commercial Solid Door Freezer | 11.1197 | 0.48682 | N/A | 0.37834 | 0.16907 | 2533.0469 | RIM | [9 empty] | Commercial | Energy Star Commercial Glass Door Refrigerator | 3.8677 | 0.50908 | 8.4233 | 0.11965 | 0.10023 | 922.8665 | RIM | Commercial | Ceiling Insulation(R30 to R38) | 0.065251 | 0.58533 | 0.10863 | 2.8692e-06 | 5.1194e-06 | 0.025285 | TRC
Commercial | Energy Star Commercial Solid Door Freezer | 11.1197 | 0.48682 | N/A | 0.37834 | 0.16907 | 2533.0469 | RIM | [9 empty] | Commercial | Energy Star Commercial Glass Door Refrigerator | 3.4999 | 0.46067 | 8.4233 | 0.13478 | 0.046356 | 922.8665 | RIM | Commercial | Ceiling Insulation(R30 to R38) | 0.085627 | 0.77295 | 0.10795 | 5.0278e-07 | 1.1334e-05 | 0.025126 | TRC
Commercial | Energy Star Commercial Solid Door Freezer | 11.8008 | 0.51664 | N/A | 0.32842 | 0.27509 | 2533.0469 | RIM | [9 empty] | Commercial | Energy Star Commercial Glass Door Refrigerator | 3.8677 | 0.50908 | 8.4233 | 0.11965 | 0.10023 | 922.8665 | RIM | Commercial | Ceiling Insulation(R30 to R38) | 0.091372 | 0.82481 | 0.10795 | 1.0392e-05 | 6.121e-06 | 0.025126 | TRC
Commercial | Energy Star Commercial Solid Door Freezer | 11.1197 | 0.48682 | N/A | 0.37834 | 0.16907 | 2533.0469 | RIM | [9 empty] | Commercial | Energy Star Commercial Glass Door Refrigerator | 3.8677 | 0.50908 | 8.4233 | 0.11965 | 0.10023 | 922.8665 | RIM | Commercial | Ceiling Insulation(R30 to R38) | 0.10083 | 0.91019 | 0.10795 | 5.1275e-06 | 1.1726e-05 | 0.025126 | TRC
Commercial | Energy Star Commercial Solid Door Freezer | 11.8008 | 0.51664 | N/A | 0.32842 | 0.27509 | 2533.0469 | RIM | [9 empty] | Commercial | Energy Star Commercial Glass Door Refrigerator | 3.4999 | 0.46067 | 8.4233 | 0.13478 | 0.046356 | 922.8665 | RIM | Commercial | Ceiling Insulation(R30 to R38) | 0.085627 | 0.77295 | 0.10795 | 5.0278e-07 | 1.1334e-05 | 0.025126 | TRC
Commercial | Energy Star Commercial Solid Door Freezer | 11.1197 | 0.48682 | N/A | 0.37834 | 0.16907 | 2533.0469 | RIM | [9 empty] | Commercial | Energy Star Commercial Glass Door Refrigerator | 3.8677 | 0.50908 | 8.4233 | 0.11965 | 0.10023 | 922.8665 | RIM | Commercial | Ceiling Insulation(R30 to R38) | 0.091372 | 0.82481 | 0.10795 | 1.0392e-05 | 6.121e-06 | 0.025126 | TRC
Commercial | Energy Star Commercial Solid Door Freezer | 11.1197 | 0.48682 | N/A | 0.37834 | 0.16907 | 2533.0469 | RIM | [9 empty] | Commercial | Energy Star Commercial Glass Door Refrigerator | 3.4999 | 0.46067 | 8.4233 | 0.13478 | 0.046356 | 922.8665 | RIM | Commercial | Ceiling Insulation(R30 to R38) | 0.085627 | 0.77295 | 0.10795 | 5.0278e-07 | 1.1334e-05 | 0.025126 | TRC
Commercial | Energy Star Commercial Solid Door Freezer | 11.8008 | 0.51664 | N/A | 0.32842 | 0.27509 | 2533.0469 | RIM | [9 empty] | Commercial | Energy Star Commercial Glass Door Refrigerator | 3.4999 | 0.46067 | 8.4233 | 0.13478 | 0.046356 | 922.8665 | RIM | Commercial | Ceiling Insulation(R30 to R38) | 0.091372 | 0.82481 | 0.10795 | 1.0392e-05 | 6.121e-06 | 0.025126 | TRC
Commercial | Energy Star Commercial Solid Door Freezer | 11.1197 | 0.48682 | N/A | 0.37834 | 0.16907 | 2533.0469 | RIM | [9 empty] | Commercial | Energy Star Commercial Glass Door Refrigerator | 3.8677 | 0.50908 | 8.4233 | 0.11965 | 0.10023 | 922.8665 | RIM | Commercial | Ceiling Insulation(R30 to R38) | 0.085627 | 0.77295 | 0.10795 | 5.0278e-07 | 1.1334e-05 | 0.025126 | TRC
Commercial | Energy Star Commercial Solid Door Freezer | 11.8008 | 0.51664 | N/A | 0.32842 | 0.27509 | 2533.0469 | RIM | [9 empty] | Commercial | Energy Star Commercial Glass Door Refrigerator | 3.4999 | 0.46067 | 8.4233 | 0.13478 | 0.046356 | 922.8665 | RIM | Commercial | Ceiling Insulation(R30 to R38) | 0.085627 | 0.77295 | 0.10795 | 5.0278e-07 | 1.1334e-05 | 0.025126 | TRC
Commercial | Energy Star Commercial Solid Door Freezer | 11.8008 | 0.51664 | N/A | 0.32842 | 0.27509 | 2533.0469 | RIM | [9 empty] | Commercial | Energy Star Commercial Glass Door Refrigerator | 3.8677 | 0.50908 | 8.4233 | 0.11965 | 0.10023 | 922.8665 | RIM | Commercial | Ceiling Insulation(R30 to R38) | 0.10083 | 0.91019 | 0.10795 | 5.1275e-06 | 1.1726e-05 | 0.025126 | TRC
Commercial | Energy Star Commercial Solid Door Freezer | 11.1197 | 0.48682 | N/A | 0.37834 | 0.16907 | 2533.0469 | RIM | [9 empty] | Commercial | Energy Star Commercial Glass Door Refrigerator | 3.4999 | 0.46067 | 8.4233 | 0.13478 | 0.046356 | 922.8665 | RIM | Commercial | Ceiling Insulation(R30 to R38) | 0.10083 | 0.91019 | 0.10795 | 5.1275e-06 | 1.1726e-05 | 0.025126 | TRC
Commercial | Energy Star Commercial Solid Door Freezer | 11.8008 | 0.51664 | N/A | 0.32842 | 0.27509 | 2533.0469 | RIM | [9 empty] | Commercial | Energy Star Commercial Glass Door Refrigerator | 3.4999 | 0.46067 | 8.4233 | 0.13478 | 0.046356 | 922.8665 | RIM | Commercial | Ceiling Insulation(R30 to R38) | 0.085627 | 0.77295 | 0.10795 | 5.0278e-07 | 1.1334e-05 | 0.025126 | TRC
Commercial | Energy Star Commercial Solid Door Freezer | 11.1197 | 0.48682 | N/A | 0.37834 | 0.16907 | 2533.0469 | RIM | [9 empty] | Commercial | Energy Star Commercial Glass Door Refrigerator | 3.8677 | 0.50908 | 8.4233 | 0.11965 | 0.10023 | 922.8665 | RIM | Commercial | Ceiling Insulation(R30 to R38) | 0.064843 | 0.58533 | 0.10795 | 2.8512e-06 | 5.0873e-06 | 0.025126 | TRC
Commercial | Energy Star Commercial Solid Door Freezer | 11.1197 | 0.48682 | N/A | 0.37834 | 0.16907 | 2533.0469 | RIM | [9 empty] | Commercial | Energy Star Commercial Glass Door Refrigerator | 3.4999 | 0.46067 | 8.4233 | 0.13478 | 0.046356 | 922.8665 | RIM | Commercial | Chilled Water Controls Optimization | 10.4247 | 0.57567 | 36.4886 | 1.068 | 0.0010645 | 2632.6549 | 2 Year Payback
Commercial | Energy Star Commercial Solid Door Freezer | 11.8008 | 0.51664 | N/A | 0.32842 | 0.27509 | 2533.0469 | RIM | [9 empty] | Commercial | Energy Star Commercial Glass Door Refrigerator | 3.8677 | 0.50908 | 8.4233 | 0.11965 | 0.10023 | 922.8665 | RIM | Commercial | Chilled Water Controls Optimization | 15.576 | 0.57501 | 116.7954 | 1.981 | 0.94465 | 8426.8038 | 2 Year Payback
Commercial | Energy Star Commercial Solid Door Freezer | 11.1197 | 0.48682 | N/A | 0.37834 | 0.16907 | 2533.0469 | RIM | [9 empty] | Commercial | Energy Star Commercial Glass Door Refrigerator | 3.8677 | 0.50908 | 8.4233 | 0.11965 | 0.10023 | 922.8665 | RIM | Commercial | Chilled Water Controls Optimization | 0 | 0 | 0 | 0 | 0 | 0 | TRC
Commercial | Energy Star Commercial Solid Door Freezer | 11.8008 | 0.51664 | N/A | 0.32842 | 0.27509 | 2533.0469 | RIM | [9 empty] | Commercial | Energy Star Commercial Glass Door Refrigerator | 3.4999 | 0.46067 | 8.4233 | 0.13478 | 0.046356 | 922.8665 | RIM | Commercial | Chilled Water Controls Optimization | 12.5039 | 0.57567 | 55.7003 | 1.6304 | 0.0016249 | 4018.783 | 2 Year Payback
Commercial | Energy Star Commercial Solid Door Freezer | 11.1197 | 0.48682 | N/A | 0.37834 | 0.16907 | 2533.0469 | RIM | [9 empty] | Commercial | Energy Star Commercial Glass Door Refrigerator | 3.8677 | 0.50908 | 8.4233 | 0.11965 | 0.10023 | 922.8665 | RIM | Commercial | Chilled Water Controls Optimization | 18.1953 | 0.57501 | 323.4822 | 5.4867 | 2.6163 | 23339.2789 | 2 Year Payback
Commercial | Energy Star Commercial Solid Door Refrigerator | 3.7765 | 0.48682 | N/A | 0.12695 | 0.056728 | 849.9239 | RIM | [9 empty] | Commercial | Energy Star Commercial Glass Door Refrigerator | 3.4999 | 0.46067 | 8.4233 | 0.13478 | 0.046356 | 922.8665 | RIM | Commercial | Chilled Water Controls Optimization | 7.3913 | 0.57567 | 19.71 | 0.57693 | 0.00057499 | 1422.0768 | 2 Year Payback
Commercial | Energy Star Commercial Solid Door Refrigerator | 4.0079 | 0.51664 | N/A | 0.1102 | 0.092304 | 849.9239 | RIM | [9 empty] | Commercial | Energy Star Commercial Glass Door Refrigerator | 3.4999 | 0.46067 | 8.4233 | 0.13478 | 0.046356 | 922.8665 | RIM | Commercial | Chilled Water Controls Optimization | 16.4445 | 0.57567 | 151.6089 | 4.4377 | 0.0044228 | 10938.6022 | 2 Year Payback
Commercial | Energy Star Commercial Solid Door Refrigerator | 3.7765 | 0.48682 | N/A | 0.12695 | 0.056728 | 849.9239 | RIM | [9 empty] | Commercial | Energy Star Commercial Glass Door Refrigerator | 3.8677 | 0.50908 | 8.4233 | 0.11965 | 0.10023 | 922.8665 | RIM | Commercial | Chilled Water Controls Optimization | 11.679 | 0.57567 | 46.9468 | 1.3742 | 0.0013695 | 3387.2159 | 2 Year Payback
Commercial | Energy Star Commercial Solid Door Refrigerator | 4.0079 | 0.51664 | N/A | 0.1102 | 0.092304 | 849.9239 | RIM | [9 empty] | Commercial | Energy Star Commercial Glass Door Refrigerator | 3.4999 | 0.46067 | 8.4233 | 0.13478 | 0.046356 | 922.8665 | RIM | Commercial | Chilled Water Controls Optimization | 11.7963 | 0.57567 | 48.0862 | 1.4075 | 0.0014028 | 3469.426 | 2 Year Payback
Commercial | Energy Star Commercial Solid Door Refrigerator | 4.0079 | 0.51664 | N/A | 0.1102 | 0.092304 | 849.9239 | RIM | [9 empty] | Commercial | Energy Star Commercial Glass Door Refrigerator | 3.8677 | 0.50908 | 8.4233 | 0.11965 | 0.10023 | 922.8665 | RIM | Commercial | Chilled Water Controls Optimization | 12.7847 | 0.57567 | 59.1299 | 1.7308 | 0.001725 | 4266.2303 | 2 Year Payback
Commercial | Energy Star Commercial Solid Door Refrigerator | 3.7765 | 0.48682 | N/A | 0.12695 | 0.056728 | 849.9239 | RIM | [9 empty] | Commercial | Energy Star Commercial Glass Door Refrigerator | 3.4999 | 0.46067 | 8.4233 | 0.13478 | 0.046356 | 922.8665 | RIM | Commercial | Chilled Water Controls Optimization | 11.2767 | 0.57567 | 43.2697 | 1.2665 | 0.0012623 | 3121.9177 | 2 Year Payback
Commercial | Energy Star Commercial Solid Door Refrigerator | 4.0079 | 0.51664 | N/A | 0.1102 | 0.092304 | 849.9239 | RIM | [9 empty] | Commercial | Energy Star Commercial Solid Door Freezer | 8.3017 | 0.4797 | 22.8414 | 0.37834 | 0.16907 | 2533.0469 | RIM | Commercial | Chilled Water Controls Optimization | 9.9487 | 0.57567 | 33.1943 | 0.97162 | 0.00096836 | 2394.9758 | 2 Year Payback
Commercial | Energy Star Commercial Solid Door Refrigerator | 3.7765 | 0.48682 | N/A | 0.12695 | 0.056728 | 849.9239 | RIM | [9 empty] | Commercial | Energy Star Commercial Solid Door Freezer | 8.8103 | 0.50908 | 22.8414 | 0.32842 | 0.27509 | 2533.0469 | RIM | Commercial | Chilled Water Controls Optimization | 5.5166 | 0.57567 | 12.8234 | 0.37535 | 0.00037409 | 925.209 | 2 Year Payback
Commercial | Energy Star Commercial Solid Door Refrigerator | 3.7765 | 0.48682 | N/A | 0.12695 | 0.056728 | 849.9239 | RIM | [9 empty] | Commercial | Energy Star Commercial Solid Door Freezer | 8.3017 | 0.4797 | 22.8414 | 0.37834 | 0.16907 | 2533.0469 | RIM | Commercial | Chilled Water Controls Optimization | 10.4247 | 0.57567 | 36.4886 | 1.068 | 0.0010645 | 2632.6549 | 2 Year Payback
Commercial | Energy Star Commercial Solid Door Refrigerator | 4.0079 | 0.51664 | N/A | 0.1102 | 0.092304 | 849.9239 | RIM | [9 empty] | Commercial | Energy Star Commercial Solid Door Freezer | 8.8103 | 0.50908 | 22.8414 | 0.32842 | 0.27509 | 2533.0469 | RIM | Commercial | Chilled Water Controls Optimization | 15.576 | 0.57501 | 116.7954 | 1.981 | 0.94465 | 8426.8038 | 2 Year Payback
Commercial | Energy Star Commercial Solid Door Refrigerator | 3.7765 | 0.48682 | N/A | 0.12695 | 0.056728 | 849.9239 | RIM | [9 empty] | Commercial | Energy Star Commercial Solid Door Freezer | 8.8103 | 0.50908 | 22.8414 | 0.32842 | 0.27509 | 2533.0469 | RIM | Commercial | Chilled Water Controls Optimization | 0 | 0 | 0 | 0 | 0 | 0 | TRC
Commercial | Energy Star Commercial Solid Door Refrigerator | 4.0079 | 0.51664 | N/A | 0.1102 | 0.092304 | 849.9239 | RIM | [9 empty] | Commercial | Energy Star Commercial Solid Door Freezer | 8.3017 | 0.4797 | 22.8414 | 0.37834 | 0.16907 | 2533.0469 | RIM | Commercial | Chilled Water Controls Optimization | 12.5039 | 0.57567 | 55.7003 | 1.6304 | 0.0016249 | 4018.783 | 2 Year Payback
Commercial | Energy Star Commercial Solid Door Refrigerator | 3.7765 | 0.48682 | N/A | 0.12695 | 0.056728 | 849.9239 | RIM | [9 empty] | Commercial | Energy Star Commercial Solid Door Freezer | 8.8103 | 0.50908 | 22.8414 | 0.32842 | 0.27509 | 2533.0469 | RIM | Commercial | Chilled Water Controls Optimization | 18.1953 | 0.57501 | 323.4822 | 5.4867 | 2.6163 | 23339.2789 | 2 Year Payback
Commercial | Energy Star Commercial Solid Door Refrigerator | 3.7765 | 0.48682 | N/A | 0.12695 | 0.056728 | 849.9239 | RIM | [9 empty] | Commercial | Energy Star Commercial Solid Door Freezer | 8.3017 | 0.4797 | 22.8414 | 0.37834 | 0.16907 | 2533.0469 | RIM | Commercial | Chilled Water Controls Optimization | 7.3913 | 0.57567 | 19.71 | 0.57693 | 0.00057499 | 1422.0768 | 2 Year Payback
Commercial | Energy Star Commercial Solid Door Refrigerator | 4.0079 | 0.51664 | N/A | 0.1102 | 0.092304 | 849.9239 | RIM | [9 empty] | Commercial | Energy Star Commercial Solid Door Freezer | 8.3017 | 0.4797 | 22.8414 | 0.37834 | 0.16907 | 2533.0469 | RIM | Commercial | Chilled Water Controls Optimization | 16.4445 | 0.57567 | 151.6089 | 4.4377 | 0.0044228 | 10938.6022 | 2 Year Payback
Commercial | Energy Star Commercial Solid Door Refrigerator | 3.7765 | 0.48682 | N/A | 0.12695 | 0.056728 | 849.9239 | RIM | [9 empty] | Commercial | Energy Star Commercial Solid Door Freezer | 8.8103 | 0.50908 | 22.8414 | 0.32842 | 0.27509 | 2533.0469 | RIM | Commercial | Chilled Water Controls Optimization | 11.679 | 0.57567 | 46.9468 | 1.3742 | 0.0013695 | 3387.2159 | 2 Year Payback
Commercial | Energy Star Commercial Solid Door Refrigerator | 4.0079 | 0.51664 | N/A | 0.1102 | 0.092304 | 849.9239 | RIM | [9 empty] | Commercial | Energy Star Commercial Solid Door Freezer | 8.3017 | 0.4797 | 22.8414 | 0.37834 | 0.16907 | 2533.0469 | RIM | Commercial | Chilled Water Controls Optimization | 11.7963 | 0.57567 | 48.0862 | 1.4075 | 0.0014028 | 3469.426 | 2 Year Payback
Commercial | Energy Star Commercial Solid Door Refrigerator | 4.0079 | 0.51664 | N/A | 0.1102 | 0.092304 | 849.9239 | RIM | [9 empty] | Commercial | Energy Star Commercial Solid Door Freezer | 8.8103 | 0.50908 | 22.8414 | 0.32842 | 0.27509 | 2533.0469 | RIM | Commercial | Chilled Water Controls Optimization | 12.7847 | 0.57567 | 59.1299 | 1.7308 | 0.001725 | 4266.2303 | 2 Year Payback
Commercial | Energy Star Commercial Solid Door Refrigerator | 3.7765 | 0.48682 | N/A | 0.12695 | 0.056728 | 849.9239 | RIM | [9 empty] | Commercial | Energy Star Commercial Solid Door Freezer | 8.3017 | 0.4797 | 22.8414 | 0.37834 | 0.16907 | 2533.0469 | RIM | Commercial | Chilled Water Controls Optimization | 11.2767 | 0.57567 | 43.2697 | 1.2665 | 0.0012623 | 3121.9177 | 2 Year Payback
Commercial | Energy Star Commercial Solid Door Refrigerator | 4.0079 | 0.51664 | N/A | 0.1102 | 0.092304 | 849.9239 | RIM | [9 empty] | Commercial | Energy Star Commercial Solid Door Freezer | 8.3017 | 0.4797 | 22.8414 | 0.37834 | 0.16907 | 2533.0469 | RIM | Commercial | Chilled Water Controls Optimization | 9.9487 | 0.57567 | 33.1943 | 0.97162 | 0.00096836 | 2394.9758 | 2 Year Payback
Commercial | Energy Star Commercial Solid Door Refrigerator | 3.7765 | 0.48682 | N/A | 0.12695 | 0.056728 | 849.9239 | RIM | [9 empty] | Commercial | Energy Star Commercial Solid Door Freezer | 8.8103 | 0.50908 | 22.8414 | 0.32842 | 0.27509 | 2533.0469 | RIM | Commercial | Chilled Water Controls Optimization | 5.5166 | 0.57567 | 12.8234 | 0.37535 | 0.00037409 | 925.209 | 2 Year Payback
Commercial | Energy Star Commercial Solid Door Refrigerator | 3.7765 | 0.48682 | N/A | 0.12695 | 0.056728 | 849.9239 | RIM | [9 empty] | Commercial | Energy Star Commercial Solid Door Freezer | 8.3017 | 0.4797 | 22.8414 | 0.37834 | 0.16907 | 2533.0469 | RIM | Commercial | Cool Roof | 0.10084 | 0.58789 | 0.16745 | 7.5697e-05 | 0 | 0.17819 | TRC
Commercial | Energy Star Commercial Solid Door Refrigerator | 4.0079 | 0.51664 | N/A | 0.1102 | 0.092304 | 849.9239 | RIM | [9 empty] | Commercial | Energy Star Commercial Solid Door Freezer | 8.8103 | 0.50908 | 22.8414 | 0.32842 | 0.27509 | 2533.0469 | RIM | Commercial | Cool Roof | 0.10084 | 0.58789 | 0.16745 | 7.5697e-05 | 0 | 0.17819 | TRC
Commercial | Energy Star Commercial Solid Door Refrigerator | 3.7765 | 0.48682 | N/A | 0.12695 | 0.056728 | 849.9239 | RIM | [9 empty] | Commercial | Energy Star Commercial Solid Door Freezer | 8.8103 | 0.50908 | 22.8414 | 0.32842 | 0.27509 | 2533.0469 | RIM | Commercial | Cool Roof | 0.10084 | 0.58789 | 0.16745 | 7.5697e-05 | 0 | 0.17819 | TRC
Commercial | Energy Star Commercial Solid Door Refrigerator | 4.0079 | 0.51664 | N/A | 0.1102 | 0.092304 | 849.9239 | RIM | [9 empty] | Commercial | Energy Star Commercial Solid Door Freezer | 8.3017 | 0.4797 | 22.8414 | 0.37834 | 0.16907 | 2533.0469 | RIM | Commercial | Cool Roof | 0.10084 | 0.58789 | 0.16745 | 7.5697e-05 | 0 | 0.17819 | TRC
Commercial | Energy Star Commercial Solid Door Refrigerator | 3.7765 | 0.48682 | N/A | 0.12695 | 0.056728 | 849.9239 | RIM | [9 empty] | Commercial | Energy Star Commercial Solid Door Freezer | 8.8103 | 0.50908 | 22.8414 | 0.32842 | 0.27509 | 2533.0469 | RIM | Commercial | Cool Roof | 0.10084 | 0.58789 | 0.16745 | 7.5697e-05 | 0 | 0.17819 | TRC
Commercial | Energy Star Ice Maker | 0.7475 | 0.52276 | N/A | 0.036863 | 0.023275 | 237.861 | RIM | [9 empty] | Commercial | Energy Star Commercial Solid Door Freezer | 8.3017 | 0.4797 | 22.8414 | 0.37834 | 0.16907 | 2533.0469 | RIM | Commercial | Cool Roof | 0.10084 | 0.58789 | 0.16745 | 7.5697e-05 | 0 | 0.17819 | TRC
Commercial | Energy Star Ice Maker | 0.73876 | 0.51664 | N/A | 0.03084 | 0.025832 | 237.861 | RIM | [9 empty] | Commercial | Energy Star Commercial Solid Door Freezer | 8.3017 | 0.4797 | 22.8414 | 0.37834 | 0.16907 | 2533.0469 | RIM | Commercial | Cool Roof | 0.11655 | 0.67949 | 0.16745 | 0.00010041 | 0 | 0.17819 | TRC
Commercial | Energy Star Ice Maker | 0.7475 | 0.52276 | N/A | 0.036863 | 0.023275 | 237.861 | RIM | [9 empty] | Commercial | Energy Star Commercial Solid Door Freezer | 8.8103 | 0.50908 | 22.8414 | 0.32842 | 0.27509 | 2533.0469 | RIM | Commercial | Cool Roof | 0.06733 | 0.39253 | 0.16745 | 2.2991e-05 | 0 | 0.17819 | TRC
Commercial | Energy Star Ice Maker | 0.73876 | 0.51664 | N/A | 0.03084 | 0.025832 | 237.861 | RIM | [9 empty] | Commercial | Energy Star Commercial Solid Door Freezer | 8.3017 | 0.4797 | 22.8414 | 0.37834 | 0.16907 | 2533.0469 | RIM | Commercial | Cool Roof | 0.10084 | 0.58789 | 0.16745 | 7.5697e-05 | 0 | 0.17819 | TRC
Commercial | Energy Star Ice Maker | 0.73876 | 0.51664 | N/A | 0.03084 | 0.025832 | 237.861 | RIM | [9 empty] | Commercial | Energy Star Commercial Solid Door Freezer | 8.8103 | 0.50908 | 22.8414 | 0.32842 | 0.27509 | 2533.0469 | RIM | Commercial | Cool Roof | 0.10084 | 0.58789 | 0.16745 | 7.5697e-05 | 0 | 0.17819 | TRC
Commercial | Energy Star Ice Maker | 0.7475 | 0.52276 | N/A | 0.036863 | 0.023275 | 237.861 | RIM | [9 empty] | Commercial | Energy Star Commercial Solid Door Freezer | 8.3017 | 0.4797 | 22.8414 | 0.37834 | 0.16907 | 2533.0469 | RIM | Commercial | Cool Roof | 0.10084 | 0.58789 | 0.16745 | 7.5697e-05 | 0 | 0.17819 | TRC
Commercial | Energy Star Ice Maker | 0.73876 | 0.51664 | N/A | 0.03084 | 0.025832 | 237.861 | RIM | [9 empty] | Commercial | Energy Star Commercial Solid Door Refrigerator | 3.3862 | 0.4797 | 7.7575 | 0.12695 | 0.056728 | 849.9239 | RIM | Commercial | Cool Roof | 0.10084 | 0.58789 | 0.16745 | 7.5697e-05 | 0 | 0.17819 | TRC
Commercial | Energy Star Ice Maker | 0.7475 | 0.52276 | N/A | 0.036863 | 0.023275 | 237.861 | RIM | [9 empty] | Commercial | Energy Star Commercial Solid Door Refrigerator | 3.5936 | 0.50908 | 7.7575 | 0.1102 | 0.092304 | 849.9239 | RIM | Commercial | Cool Roof | 0.06733 | 0.39253 | 0.16745 | 2.2991e-05 | 0 | 0.17819 | TRC
Commercial | Energy Star Ice Maker | 0.7475 | 0.52276 | N/A | 0.036863 | 0.023275 | 237.861 | RIM | [9 empty] | Commercial | Energy Star Commercial Solid Door Refrigerator | 3.3862 | 0.4797 | 7.7575 | 0.12695 | 0.056728 | 849.9239 | RIM | Commercial | Cool Roof | 0.1006 | 0.58789 | 0.16704 | 7.5512e-05 | 0 | 0.17775 | TRC
Commercial | Energy Star Ice Maker | 0.73876 | 0.51664 | N/A | 0.03084 | 0.025832 | 237.861 | RIM | [9 empty] | Commercial | Energy Star Commercial Solid Door Refrigerator | 3.5936 | 0.50908 | 7.7575 | 0.1102 | 0.092304 | 849.9239 | RIM | Commercial | Cool Roof | 0.1006 | 0.58789 | 0.16704 | 7.5512e-05 | 0 | 0.17775 | TRC
Commercial | Energy Star Ice Maker | 0.7475 | 0.52276 | N/A | 0.036863 | 0.023275 | 237.861 | RIM | [9 empty] | Commercial | Energy Star Commercial Solid Door Refrigerator | 3.5936 | 0.50908 | 7.7575 | 0.1102 | 0.092304 | 849.9239 | RIM | Commercial | Cool Roof | 0.1006 | 0.58789 | 0.16704 | 7.5512e-05 | 0 | 0.17775 | TRC
Commercial | Energy Star Ice Maker | 0.73876 | 0.51664 | N/A | 0.03084 | 0.025832 | 237.861 | RIM | [9 empty] | Commercial | Energy Star Commercial Solid Door Refrigerator | 3.3862 | 0.4797 | 7.7575 | 0.12695 | 0.056728 | 849.9239 | RIM | Commercial | Cool Roof | 0.1006 | 0.58789 | 0.16704 | 7.5512e-05 | 0 | 0.17775 | TRC
Commercial | Energy Star Ice Maker | 0.7475 | 0.52276 | N/A | 0.036863 | 0.023275 | 237.861 | RIM | [9 empty] | Commercial | Energy Star Commercial Solid Door Refrigerator | 3.5936 | 0.50908 | 7.7575 | 0.1102 | 0.092304 | 849.9239 | RIM | Commercial | Cool Roof | 0.1006 | 0.58789 | 0.16704 | 7.5512e-05 | 0 | 0.17775 | TRC
Commercial | Energy Star Ice Maker | 0.7475 | 0.52276 | N/A | 0.036863 | 0.023275 | 237.861 | RIM | [9 empty] | Commercial | Energy Star Commercial Solid Door Refrigerator | 3.3862 | 0.4797 | 7.7575 | 0.12695 | 0.056728 | 849.9239 | RIM | Commercial | Cool Roof | 0.1006 | 0.58789 | 0.16704 | 7.5512e-05 | 0 | 0.17775 | TRC
Commercial | Energy Star Ice Maker | 0.73876 | 0.51664 | N/A | 0.03084 | 0.025832 | 237.861 | RIM | [9 empty] | Commercial | Energy Star Commercial Solid Door Refrigerator | 3.3862 | 0.4797 | 7.7575 | 0.12695 | 0.056728 | 849.9239 | RIM | Commercial | Cool Roof | 0.11627 | 0.67949 | 0.16704 | 0.00010016 | 0 | 0.17775 | TRC
Commercial | Energy Star Ice Maker | 0.7475 | 0.52276 | N/A | 0.036863 | 0.023275 | 237.861 | RIM | [9 empty] | Commercial | Energy Star Commercial Solid Door Refrigerator | 3.5936 | 0.50908 | 7.7575 | 0.1102 | 0.092304 | 849.9239 | RIM | Commercial | Cool Roof | 0.067166 | 0.39253 | 0.16704 | 2.2935e-05 | 0 | 0.17775 | TRC
Commercial | Energy Star Ice Maker | 0.73876 | 0.51664 | N/A | 0.03084 | 0.025832 | 237.861 | RIM | [9 empty] | Commercial | Energy Star Commercial Solid Door Refrigerator | 3.3862 | 0.4797 | 7.7575 | 0.12695 | 0.056728 | 849.9239 | RIM | Commercial | Cool Roof | 0.1006 | 0.58789 | 0.16704 | 7.5512e-05 | 0 | 0.17775 | TRC
Commercial | Energy Star Ice Maker | 0.73876 | 0.51664 | N/A | 0.03084 | 0.025832 | 237.861 | RIM | [9 empty] | Commercial | Energy Star Commercial Solid Door Refrigerator | 3.5936 | 0.50908 | 7.7575 | 0.1102 | 0.092304 | 849.9239 | RIM | Commercial | Cool Roof | 0.1006 | 0.58789 | 0.16704 | 7.5512e-05 | 0 | 0.17775 | TRC
Commercial | Energy Star Ice Maker | 0.7475 | 0.52276 | N/A | 0.036863 | 0.023275 | 237.861 | RIM | [9 empty] | Commercial | Energy Star Commercial Solid Door Refrigerator | 3.3862 | 0.4797 | 7.7575 | 0.12695 | 0.056728 | 849.9239 | RIM | Commercial | Cool Roof | 0.1006 | 0.58789 | 0.16704 | 7.5512e-05 | 0 | 0.17775 | TRC
Commercial | Energy Star Ice Maker | 0.73876 | 0.51664 | N/A | 0.03084 | 0.025832 | 237.861 | RIM | [9 empty] | Commercial | Energy Star Commercial Solid Door Refrigerator | 3.3862 | 0.4797 | 7.7575 | 0.12695 | 0.056728 | 849.9239 | RIM | Commercial | Cool Roof | 0.1006 | 0.58789 | 0.16704 | 7.5512e-05 | 0 | 0.17775 | TRC
Commercial | Energy Star Ice Maker | 0.7475 | 0.52276 | N/A | 0.036863 | 0.023275 | 237.861 | RIM | [9 empty] | Commercial | Energy Star Commercial Solid Door Refrigerator | 3.5936 | 0.50908 | 7.7575 | 0.1102 | 0.092304 | 849.9239 | RIM | Commercial | Cool Roof | 0.067166 | 0.39253 | 0.16704 | 2.2935e-05 | 0 | 0.17775 | TRC
Commercial | Energy Star Ice Maker | 0.7475 | 0.52276 | N/A | 0.036863 | 0.023275 | 237.861 | RIM | [9 empty] | Commercial | Energy Star Commercial Solid Door Refrigerator | 3.3862 | 0.4797 | 7.7575 | 0.12695 | 0.056728 | 849.9239 | RIM | Commercial | Dedicated Outdoor Air System on VRF unit | 0.97219 | 0.81676 | 1.197 | 0.24347 | 0.24609 | 800.1307 | TRC
Commercial | Energy Star Ice Maker | 0.73876 | 0.51664 | N/A | 0.03084 | 0.025832 | 237.861 | RIM | [9 empty] | Commercial | Energy Star Commercial Solid Door Refrigerator | 3.5936 | 0.50908 | 7.7575 | 0.1102 | 0.092304 | 849.9239 | RIM | Commercial | Dedicated Outdoor Air System on VRF unit | 0.79138 | 0.60378 | 1.3228 | 0.1876 | 0.13783 | 884.2265 | TRC
Commercial | Energy Star Ice Maker | 0.7475 | 0.52276 | N/A | 0.036863 | 0.023275 | 237.861 | RIM | [9 empty] | Commercial | Energy Star Commercial Solid Door Refrigerator | 3.5936 | 0.50908 | 7.7575 | 0.1102 | 0.092304 | 849.9239 | RIM | Commercial | Dedicated Outdoor Air System on VRF unit | 0.58981 | 0.81676 | 0.71627 | 0.14569 | 0.14726 | 478.7875 | TRC
Commercial | Energy Star Ice Maker | 0.73876 | 0.51664 | N/A | 0.03084 | 0.025832 | 237.861 | RIM | [9 empty] | Commercial | Energy Star Commercial Solid Door Refrigerator | 3.3862 | 0.4797 | 7.7575 | 0.12695 | 0.056728 | 849.9239 | RIM | Commercial | Dedicated Outdoor Air System on VRF unit | 0.54616 | 0.81676 | 0.66222 | 0.1347 | 0.13614 | 442.6603 | TRC
Commercial | Energy Star Ice Maker | 0.7475 | 0.52276 | N/A | 0.036863 | 0.023275 | 237.861 | RIM | [9 empty] | Commercial | Energy Star Commercial Solid Door Refrigerator | 3.5936 | 0.50908 | 7.7575 | 0.1102 | 0.092304 | 849.9239 | RIM | Commercial | Dedicated Outdoor Air System on VRF unit | 0.55103 | 0.81676 | 0.66826 | 0.13592 | 0.13738 | 446.692 | TRC
Commercial | Energy Star Refrigerator | 0.84002 | 0.51284 | N/A | 0.017577 | 0.01383 | 133.5 | RIM | [9 empty] | Commercial | Energy Star Commercial Solid Door Refrigerator | 3.3862 | 0.4797 | 7.7575 | 0.12695 | 0.056728 | 849.9239 | RIM | Commercial | Dedicated Outdoor Air System on VRF unit | 0.25409 | 0.81676 | 0.30491 | 0.062019 | 0.062685 | 203.814 | TRC
Commercial | Energy Star Refrigerator | 0.84002 | 0.51284 | N/A | 0.017577 | 0.01383 | 133.5 | RIM | [9 empty] | Commercial | Energy Star Commercial Solid Door Refrigerator | 3.3862 | 0.4797 | 7.7575 | 0.12695 | 0.056728 | 849.9239 | RIM | Commercial | Dedicated Outdoor Air System on VRF unit | 0.97219 | 0.81676 | 1.197 | 0.24347 | 0.24609 | 800.1307 | TRC
Commercial | Energy Star Refrigerator | 0.84002 | 0.51284 | N/A | 0.017577 | 0.01383 | 133.5 | RIM | [9 empty] | Commercial | Energy Star Commercial Solid Door Refrigerator | 3.5936 | 0.50908 | 7.7575 | 0.1102 | 0.092304 | 849.9239 | RIM | Commercial | Dedicated Outdoor Air System on VRF unit | 0.79138 | 0.60378 | 1.3228 | 0.1876 | 0.13783 | 884.2265 | TRC
Commercial | Energy Star Refrigerator | 0.84002 | 0.51284 | N/A | 0.017577 | 0.01383 | 133.5 | RIM | [9 empty] | Commercial | Energy Star Commercial Solid Door Refrigerator | 3.3862 | 0.4797 | 7.7575 | 0.12695 | 0.056728 | 849.9239 | RIM | Commercial | Dedicated Outdoor Air System on VRF unit | 0.58981 | 0.81676 | 0.71627 | 0.14569 | 0.14726 | 478.7875 | TRC
Commercial | Energy Star Refrigerator | 0.84002 | 0.51284 | N/A | 0.017577 | 0.01383 | 133.5 | RIM | [9 empty] | Commercial | Energy Star Commercial Solid Door Refrigerator | 3.5936 | 0.50908 | 7.7575 | 0.1102 | 0.092304 | 849.9239 | RIM | Commercial | Dedicated Outdoor Air System on VRF unit | 0.54616 | 0.81676 | 0.66222 | 0.1347 | 0.13614 | 442.6603 | TRC
Commercial | Energy Star Refrigerator | 0.84002 | 0.51284 | N/A | 0.017577 | 0.01383 | 133.5 | RIM | [9 empty] | Commercial | Energy Star Commercial Solid Door Refrigerator | 3.3862 | 0.4797 | 7.7575 | 0.12695 | 0.056728 | 849.9239 | RIM | Commercial | Dedicated Outdoor Air System on VRF unit | 0.55103 | 0.81676 | 0.66826 | 0.13592 | 0.13738 | 446.692 | TRC
Commercial | Energy Star Refrigerator | 0.84002 | 0.51284 | N/A | 0.017577 | 0.01383 | 133.5 | RIM | [9 empty] | Commercial | Energy Star Ice Maker | 0.73195 | 0.5151 | 1.4299 | 0.036863 | 0.023275 | 237.861 | RIM | Commercial | Dedicated Outdoor Air System on VRF unit | 0.25409 | 0.81676 | 0.30491 | 0.062019 | 0.062685 | 203.814 | TRC
Commercial | Energy Star Refrigerator | 0.84002 | 0.51284 | N/A | 0.017577 | 0.01383 | 133.5 | RIM | [9 empty] | Commercial | Energy Star Ice Maker | 0.72338 | 0.50908 | 1.4299 | 0.03084 | 0.025832 | 237.861 | RIM | Commercial | Destratification Fans | 0.032679 | 0.51038 | 0.062313 | 0 | 0.057314 | 283.0728 | TRC
Commercial | Energy Star Refrigerator | 0.84002 | 0.51284 | N/A | 0.017577 | 0.01383 | 133.5 | RIM | [9 empty] | Commercial | Energy Star Ice Maker | 0.73195 | 0.5151 | 1.4299 | 0.036863 | 0.023275 | 237.861 | RIM | Commercial | Destratification Fans | 0.059359 | 0.51038 | 0.11335 | 0 | 0.10426 | 514.9463 | TRC
Commercial | Energy Star Refrigerator | 0.84002 | 0.51284 | N/A | 0.017577 | 0.01383 | 133.5 | RIM | [9 empty] | Commercial | Energy Star Ice Maker | 0.72338 | 0.50908 | 1.4299 | 0.03084 | 0.025832 | 237.861 | RIM | Commercial | Destratification Fans | 0.021425 | 0.51038 | 0.040826 | 0 | 0.037551 | 185.4658 | TRC
Commercial | Energy Star Refrigerator | 0.84002 | 0.51284 | N/A | 0.017577 | 0.01383 | 133.5 | RIM | [9 empty] | Commercial | Energy Star Ice Maker | 0.72338 | 0.50908 | 1.4299 | 0.03084 | 0.025832 | 237.861 | RIM | Commercial | Destratification Fans | 0.05349 | 0.51038 | 0.10211 | 0 | 0.093921 | 463.8758 | TRC
Commercial | Energy Star Refrigerator | 0.84002 | 0.51284 | N/A | 0.017577 | 0.01383 | 133.5 | RIM | [9 empty] | Commercial | Energy Star Ice Maker | 0.73195 | 0.5151 | 1.4299 | 0.036863 | 0.023275 | 237.861 | RIM | Commercial | Destratification Fans | 0.10532 | 0.51038 | 0.20164 | 0 | 0.18546 | 915.9872 | TRC
Commercial | Energy Star Refrigerator | 0.84002 | 0.51284 | N/A | 0.017577 | 0.01383 | 133.5 | RIM | [9 empty] | Commercial | Energy Star Ice Maker | 0.72338 | 0.50908 | 1.4299 | 0.03084 | 0.025832 | 237.861 | RIM | Commercial | Destratification Fans | 0.011785 | 0.51038 | 0.022445 | 0 | 0.020645 | 101.9648 | TRC
Commercial | Energy Star Refrigerator | 0.84002 | 0.51284 | N/A | 0.017577 | 0.01383 | 133.5 | RIM | [9 empty] | Commercial | Energy Star Ice Maker | 0.73195 | 0.5151 | 1.4299 | 0.036863 | 0.023275 | 237.861 | RIM | Commercial | Destratification Fans | 0.017772 | 0.51038 | 0.03386 | 0 | 0.031143 | 153.8175 | TRC
Commercial | Energy Star Refrigerator | 0.84002 | 0.51284 | N/A | 0.017577 | 0.01383 | 133.5 | RIM | [9 empty] | Commercial | Energy Star Ice Maker | 0.73195 | 0.5151 | 1.4299 | 0.036863 | 0.023275 | 237.861 | RIM | Commercial | Destratification Fans | 0.027147 | 0.51038 | 0.051747 | 0 | 0.047596 | 235.0753 | TRC
Commercial | Energy Star Refrigerator | 0.84002 | 0.51284 | N/A | 0.017577 | 0.01383 | 133.5 | RIM | [9 empty] | Commercial | Energy Star Ice Maker | 0.72338 | 0.50908 | 1.4299 | 0.03084 | 0.025832 | 237.861 | RIM | Commercial | Destratification Fans | 0.0059526 | 0.51038 | 0.011333 | 0 | 0.010424 | 51.4847 | TRC
Commercial | Energy Star Refrigerator | 0.84002 | 0.51284 | N/A | 0.017577 | 0.01383 | 133.5 | RIM | [9 empty] | Commercial | Energy Star Ice Maker | 0.73195 | 0.5151 | 1.4299 | 0.036863 | 0.023275 | 237.861 | RIM | Commercial | Destratification Fans | 0.046938 | 0.51038 | 0.089573 | 0 | 0.082387 | 406.91 | TRC
Commercial | Energy Star Refrigerator | 0.84002 | 0.51284 | N/A | 0.017577 | 0.01383 | 133.5 | RIM | [9 empty] | Commercial | Energy Star Ice Maker | 0.72338 | 0.50908 | 1.4299 | 0.03084 | 0.025832 | 237.861 | RIM | Commercial | Destratification Fans | 0.056141 | 0.51038 | 0.10719 | 0 | 0.09859 | 486.9386 | TRC
Commercial | Energy Star Refrigerator | 0.84002 | 0.51284 | N/A | 0.017577 | 0.01383 | 133.5 | RIM | [9 empty] | Commercial | Energy Star Ice Maker | 0.73195 | 0.5151 | 1.4299 | 0.036863 | 0.023275 | 237.861 | RIM | Commercial | Destratification Fans | 0.17631 | 0.51038 | 0.33892 | 0 | 0.31173 | 1539.6462 | TRC
Commercial | Energy Star Refrigerator | 0.84002 | 0.51284 | N/A | 0.017577 | 0.01383 | 133.5 | RIM | [9 empty] | Commercial | Energy Star Ice Maker | 0.73195 | 0.5151 | 1.4299 | 0.036863 | 0.023275 | 237.861 | RIM | Commercial | Destratification Fans | 0.019499 | 0.51038 | 0.037153 | 0 | 0.034172 | 168.7765 | TRC
Commercial | Energy Star Refrigerator | 0.84002 | 0.51284 | N/A | 0.017577 | 0.01383 | 133.5 | RIM | [9 empty] | Commercial | Energy Star Ice Maker | 0.72338 | 0.50908 | 1.4299 | 0.03084 | 0.025832 | 237.861 | RIM | Commercial | Destratification Fans | 0.032679 | 0.51038 | 0.062313 | 0 | 0.057314 | 283.0728 | TRC
Commercial | Energy Star Refrigerator | 0.84002 | 0.51284 | N/A | 0.017577 | 0.01383 | 133.5 | RIM | [9 empty] | Commercial | Energy Star Ice Maker | 0.73195 | 0.5151 | 1.4299 | 0.036863 | 0.023275 | 237.861 | RIM | Commercial | Destratification Fans | 0.059359 | 0.51038 | 0.11335 | 0 | 0.10426 | 514.9463 | TRC
Commercial | Energy Star Refrigerator | 0.84002 | 0.51284 | N/A | 0.017577 | 0.01383 | 133.5 | RIM | [9 empty] | Commercial | Energy Star Ice Maker | 0.72338 | 0.50908 | 1.4299 | 0.03084 | 0.025832 | 237.861 | RIM | Commercial | Destratification Fans | 0.021425 | 0.51038 | 0.040826 | 0 | 0.037551 | 185.4658 | TRC
Commercial | Energy Star Refrigerator | 0.84002 | 0.51284 | N/A | 0.017577 | 0.01383 | 133.5 | RIM | [9 empty] | Commercial | Energy Star Ice Maker | 0.72338 | 0.50908 | 1.4299 | 0.03084 | 0.025832 | 237.861 | RIM | Commercial | Destratification Fans | 0.05349 | 0.51038 | 0.10211 | 0 | 0.093921 | 463.8758 | TRC
Commercial | Energy Star Refrigerator | 0.84002 | 0.51284 | N/A | 0.017577 | 0.01383 | 133.5 | RIM | [9 empty] | Commercial | Energy Star Ice Maker | 0.73195 | 0.5151 | 1.4299 | 0.036863 | 0.023275 | 237.861 | RIM | Commercial | Destratification Fans | 0.10532 | 0.51038 | 0.20164 | 0 | 0.18546 | 915.9872 | TRC
Commercial | Energy Star Refrigerator | 0.84002 | 0.51284 | N/A | 0.017577 | 0.01383 | 133.5 | RIM | [9 empty] | Commercial | Energy Star Ice Maker | 0.72338 | 0.50908 | 1.4299 | 0.03084 | 0.025832 | 237.861 | RIM | Commercial | Destratification Fans | 0.011785 | 0.51038 | 0.022445 | 0 | 0.020645 | 101.9648 | TRC
Commercial | Energy Star Vending Machine | 0.82407 | 0.52358 | N/A | 0.082226 | 0.051367 | 525.7314 | RIM | [9 empty] | Commercial | Energy Star Ice Maker | 0.73195 | 0.5151 | 1.4299 | 0.036863 | 0.023275 | 237.861 | RIM | Commercial | Destratification Fans | 0.017772 | 0.51038 | 0.03386 | 0 | 0.031143 | 153.8175 | TRC
Commercial | Energy Star Vending Machine | 0.82436 | 0.52376 | N/A | 0.082504 | 0.051277 | 525.7314 | RIM | [9 empty] | Commercial | Energy Star Ice Maker | 0.73195 | 0.5151 | 1.4299 | 0.036863 | 0.023275 | 237.861 | RIM | Commercial | Destratification Fans | 0.027147 | 0.51038 | 0.051747 | 0 | 0.047596 | 235.0753 | TRC
Commercial | Energy Star Vending Machine | 0.82407 | 0.52358 | N/A | 0.082226 | 0.051367 | 525.7314 | RIM | [9 empty] | Commercial | Energy Star Ice Maker | 0.72338 | 0.50908 | 1.4299 | 0.03084 | 0.025832 | 237.861 | RIM | Commercial | Destratification Fans | 0.0059526 | 0.51038 | 0.011333 | 0 | 0.010424 | 51.4847 | TRC
Commercial | Energy Star Vending Machine | 0.82436 | 0.52376 | N/A | 0.082504 | 0.051277 | 525.7314 | RIM | [9 empty] | Commercial | Energy Star Ice Maker | 0.73195 | 0.5151 | 1.4299 | 0.036863 | 0.023275 | 237.861 | RIM | Commercial | Destratification Fans | 0.046938 | 0.51038 | 0.089573 | 0 | 0.082387 | 406.91 | TRC
Commercial | Energy Star Vending Machine | 0.82436 | 0.52376 | N/A | 0.082504 | 0.051277 | 525.7314 | RIM | [9 empty] | Commercial | Energy Star Ice Maker | 0.72338 | 0.50908 | 1.4299 | 0.03084 | 0.025832 | 237.861 | RIM | Commercial | Destratification Fans | 0.056141 | 0.51038 | 0.10719 | 0 | 0.09859 | 486.9386 | TRC
Commercial | Energy Star Vending Machine | 0.82407 | 0.52358 | N/A | 0.082226 | 0.051367 | 525.7314 | RIM | [9 empty] | Commercial | Energy Star Ice Maker | 0.73195 | 0.5151 | 1.4299 | 0.036863 | 0.023275 | 237.861 | RIM | Commercial | Destratification Fans | 0.17631 | 0.51038 | 0.33892 | 0 | 0.31173 | 1539.6462 | TRC
Commercial | Energy Star Vending Machine | 0.82436 | 0.52376 | N/A | 0.082504 | 0.051277 | 525.7314 | RIM | [9 empty] | Commercial | Energy Star Refrigerator | 0.82006 | 0.50533 | 1.638 | 0.017577 | 0.01383 | 133.5 | RIM | Commercial | Destratification Fans | 0.019499 | 0.51038 | 0.037153 | 0 | 0.034172 | 168.7765 | TRC
Commercial | Energy Star Vending Machine | 0.82407 | 0.52358 | N/A | 0.082226 | 0.051367 | 525.7314 | RIM | [9 empty] | Commercial | Energy Star Refrigerator | 0.82006 | 0.50533 | 1.638 | 0.017577 | 0.01383 | 133.5 | RIM | Commercial | Duct Insulation | 0.087527 | 1.01 | 0.084523 | 0.26713 | 0.57411 | 983.3201 | TRC
Commercial | Energy Star Vending Machine | 0.82407 | 0.52358 | N/A | 0.082226 | 0.051367 | 525.7314 | RIM | [9 empty] | Commercial | Energy Star Refrigerator | 0.82006 | 0.50533 | 1.638 | 0.017577 | 0.01383 | 133.5 | RIM | Commercial | Duct Insulation | 0.13249 | 1.01 | 0.12809 | 1.5955 | 3.429 | 5872.9828 | TRC
Commercial | Energy Star Vending Machine | 0.82436 | 0.52376 | N/A | 0.082504 | 0.051277 | 525.7314 | RIM | [9 empty] | Commercial | Energy Star Refrigerator | 0.82006 | 0.50533 | 1.638 | 0.017577 | 0.01383 | 133.5 | RIM | Commercial | Duct Insulation | 0.84429 | 1.01 | 0.83215 | 0.64315 | 1.3822 | 2367.4384 | TRC
Commercial | Energy Star Vending Machine | 0.82407 | 0.52358 | N/A | 0.082226 | 0.051367 | 525.7314 | RIM | [9 empty] | Commercial | Energy Star Refrigerator | 0.82006 | 0.50533 | 1.638 | 0.017577 | 0.01383 | 133.5 | RIM | Commercial | Duct Insulation | 0.34976 | 1.01 | 0.34014 | 1.1226 | 2.4127 | 4132.3741 | TRC
Commercial | Energy Star Vending Machine | 0.82436 | 0.52376 | N/A | 0.082504 | 0.051277 | 525.7314 | RIM | [9 empty] | Commercial | Energy Star Refrigerator | 0.82006 | 0.50533 | 1.638 | 0.017577 | 0.01383 | 133.5 | RIM | Commercial | Duct Insulation | 0.34976 | 1.01 | 0.34014 | 11.6976 | 25.1399 | 43058.6877 | TRC
Commercial | Energy Star Vending Machine | 0.82407 | 0.52358 | N/A | 0.082226 | 0.051367 | 525.7314 | RIM | [9 empty] | Commercial | Energy Star Refrigerator | 0.82006 | 0.50533 | 1.638 | 0.017577 | 0.01383 | 133.5 | RIM | Commercial | Duct Insulation | 0.39387 | 1.01 | 0.38349 | 1.2978 | 2.7891 | 4777.0684 | TRC
Commercial | Energy Star Vending Machine | 0.82407 | 0.52358 | N/A | 0.082226 | 0.051367 | 525.7314 | RIM | [9 empty] | Commercial | Energy Star Refrigerator | 0.82006 | 0.50533 | 1.638 | 0.017577 | 0.01383 | 133.5 | RIM | Commercial | Duct Insulation | 0.19822 | 1.01 | 0.19198 | 1.0646 | 2.288 | 3918.7435 | TRC
Commercial | Energy Star Vending Machine | 0.82436 | 0.52376 | N/A | 0.082504 | 0.051277 | 525.7314 | RIM | [9 empty] | Commercial | Energy Star Refrigerator | 0.82006 | 0.50533 | 1.638 | 0.017577 | 0.01383 | 133.5 | RIM | Commercial | Duct Insulation | 0.26924 | 1.01 | 0.26127 | 12.3725 | 26.5904 | 45543.0611 | TRC
Commercial | Energy Star Vending Machine | 0.82407 | 0.52358 | N/A | 0.082226 | 0.051367 | 525.7314 | RIM | [9 empty] | Commercial | Energy Star Refrigerator | 0.82006 | 0.50533 | 1.638 | 0.017577 | 0.01383 | 133.5 | RIM | Commercial | Duct Insulation | 0.36077 | 1.01 | 0.35096 | 0.92485 | 1.9876 | 3404.3613 | TRC
Commercial | Energy Star Vending Machine | 0.82436 | 0.52376 | N/A | 0.082504 | 0.051277 | 525.7314 | RIM | [9 empty] | Commercial | Energy Star Refrigerator | 0.82006 | 0.50533 | 1.638 | 0.017577 | 0.01383 | 133.5 | RIM | Commercial | Duct Insulation | 0.81662 | 1.01 | 0.80427 | 0.67017 | 1.4403 | 2466.8853 | TRC
Commercial | Energy Star Vending Machine | 0.82436 | 0.52376 | N/A | 0.082504 | 0.051277 | 525.7314 | RIM | [9 empty] | Commercial | Energy Star Refrigerator | 0.82006 | 0.50533 | 1.638 | 0.017577 | 0.01383 | 133.5 | RIM | Commercial | Duct Insulation | 0.16116 | 1.01 | 0.15593 | 0.29271 | 0.62909 | 1077.4754 | TRC
Commercial | Energy Star Vending Machine | 0.82407 | 0.52358 | N/A | 0.082226 | 0.051367 | 525.7314 | RIM | [9 empty] | Commercial | Energy Star Refrigerator | 0.82006 | 0.50533 | 1.638 | 0.017577 | 0.01383 | 133.5 | RIM | Commercial | Duct Insulation | 0.13249 | 1.01 | 0.12809 | 1.0939 | 2.351 | 4026.6263 | TRC
Commercial | Energy Star Vending Machine | 0.82436 | 0.52376 | N/A | 0.082504 | 0.051277 | 525.7314 | RIM | [9 empty] | Commercial | Energy Star Refrigerator | 0.82006 | 0.50533 | 1.638 | 0.017577 | 0.01383 | 133.5 | RIM | Commercial | Duct Insulation | 0.042756 | 1.01 | 0.04124 | 0.10867 | 0.23354 | 400.0066 | TRC
Commercial | Energy Star Vending Machine | 0.82407 | 0.52358 | N/A | 0.082226 | 0.051367 | 525.7314 | RIM | [9 empty] | Commercial | Energy Star Refrigerator | 0.82006 | 0.50533 | 1.638 | 0.017577 | 0.01383 | 133.5 | RIM | Commercial | Duct Insulation | 0.087527 | 1.01 | 0.084523 | 0.26713 | 0.57411 | 983.3201 | TRC
Commercial | Energy Star Vending Machine | 0.82407 | 0.52358 | N/A | 0.082226 | 0.051367 | 525.7314 | RIM | [9 empty] | Commercial | Energy Star Refrigerator | 0.82006 | 0.50533 | 1.638 | 0.017577 | 0.01383 | 133.5 | RIM | Commercial | Duct Insulation | 0.13249 | 1.01 | 0.12809 | 1.5955 | 3.429 | 5872.9828 | TRC
Commercial | Energy Star Vending Machine | 0.82436 | 0.52376 | N/A | 0.082504 | 0.051277 | 525.7314 | RIM | [9 empty] | Commercial | Energy Star Refrigerator | 0.82006 | 0.50533 | 1.638 | 0.017577 | 0.01383 | 133.5 | RIM | Commercial | Duct Insulation | 0.84429 | 1.01 | 0.83215 | 0.64315 | 1.3822 | 2367.4384 | TRC
Commercial | Energy Star Vending Machine | 0.82407 | 0.52358 | N/A | 0.082226 | 0.051367 | 525.7314 | RIM | [9 empty] | Commercial | Energy Star Refrigerator | 0.82006 | 0.50533 | 1.638 | 0.017577 | 0.01383 | 133.5 | RIM | Commercial | Duct Insulation | 0.34976 | 1.01 | 0.34014 | 1.1226 | 2.4127 | 4132.3741 | TRC
Commercial | Energy Star Vending Machine | 0.82436 | 0.52376 | N/A | 0.082504 | 0.051277 | 525.7314 | RIM | [9 empty] | Commercial | Energy Star Refrigerator | 0.82006 | 0.50533 | 1.638 | 0.017577 | 0.01383 | 133.5 | RIM | Commercial | Duct Insulation | 0.34976 | 1.01 | 0.34014 | 11.6976 | 25.1399 | 43058.6877 | TRC
Commercial | Energy Star Vending Machine | 0.82407 | 0.52358 | N/A | 0.082226 | 0.051367 | 525.7314 | RIM | [9 empty] | Commercial | Energy Star Refrigerator | 0.82006 | 0.50533 | 1.638 | 0.017577 | 0.01383 | 133.5 | RIM | Commercial | Duct Insulation | 0.39387 | 1.01 | 0.38349 | 1.2978 | 2.7891 | 4777.0684 | TRC
Commercial | Refrigerated Display Case LED Lighting | 2.1977 | 0.50158 | N/A | 0.024002 | 0.013074 | 160.9897 | RIM | [9 empty] | Commercial | Energy Star Refrigerator | 0.82006 | 0.50533 | 1.638 | 0.017577 | 0.01383 | 133.5 | RIM | Commercial | Duct Insulation | 0.19822 | 1.01 | 0.19198 | 1.0646 | 2.288 | 3918.7435 | TRC
Commercial | Refrigerated Display Case LED Lighting | 2.2637 | 0.51664 | N/A | 0.020873 | 0.017484 | 160.9897 | RIM | [9 empty] | Commercial | Energy Star Refrigerator | 0.82006 | 0.50533 | 1.638 | 0.017577 | 0.01383 | 133.5 | RIM | Commercial | Duct Insulation | 0.26924 | 1.01 | 0.26127 | 12.3725 | 26.5904 | 45543.0611 | TRC
Commercial | Refrigerated Display Case LED Lighting | 2.1977 | 0.50158 | N/A | 0.024002 | 0.013074 | 160.9897 | RIM | [9 empty] | Commercial | Energy Star Refrigerator | 0.82006 | 0.50533 | 1.638 | 0.017577 | 0.01383 | 133.5 | RIM | Commercial | Duct Insulation | 0.36077 | 1.01 | 0.35096 | 0.92485 | 1.9876 | 3404.3613 | TRC
Commercial | Refrigerated Display Case LED Lighting | 2.2637 | 0.51664 | N/A | 0.020873 | 0.017484 | 160.9897 | RIM | [9 empty] | Commercial | Energy Star Refrigerator | 0.82006 | 0.50533 | 1.638 | 0.017577 | 0.01383 | 133.5 | RIM | Commercial | Duct Insulation | 0.81662 | 1.01 | 0.80427 | 0.67017 | 1.4403 | 2466.8853 | TRC
Commercial | Refrigerated Display Case LED Lighting | 2.2637 | 0.51664 | N/A | 0.020873 | 0.017484 | 160.9897 | RIM | [9 empty] | Commercial | Energy Star Refrigerator | 0.82006 | 0.50533 | 1.638 | 0.017577 | 0.01383 | 133.5 | RIM | Commercial | Duct Insulation | 0.16116 | 1.01 | 0.15593 | 0.29271 | 0.62909 | 1077.4754 | TRC
Commercial | Refrigerated Display Case LED Lighting | 2.1977 | 0.50158 | N/A | 0.024002 | 0.013074 | 160.9897 | RIM | [9 empty] | Commercial | Energy Star Refrigerator | 0.82006 | 0.50533 | 1.638 | 0.017577 | 0.01383 | 133.5 | RIM | Commercial | Duct Insulation | 0.13249 | 1.01 | 0.12809 | 1.0939 | 2.351 | 4026.6263 | TRC
Commercial | Refrigerated Display Case LED Lighting | 2.2637 | 0.51664 | N/A | 0.020873 | 0.017484 | 160.9897 | RIM | [9 empty] | Commercial | Energy Star Vending Machine | 0.80523 | 0.51591 | 1.5739 | 0.082226 | 0.051367 | 525.7314 | RIM | Commercial | Duct Insulation | 0.042756 | 1.01 | 0.04124 | 0.10867 | 0.23354 | 400.0066 | TRC
Commercial | Refrigerated Display Case LED Lighting | 2.1977 | 0.50158 | N/A | 0.024002 | 0.013074 | 160.9897 | RIM | [9 empty] | Commercial | Energy Star Vending Machine | 0.80551 | 0.51609 | 1.5739 | 0.082504 | 0.051277 | 525.7314 | RIM | Commercial | Duct Sealing Repair | 21.5345 | 1.01 | 45.3228 | 2.7367 | 9.6926 | 13890.361 | 2 Year Payback
Commercial | Refrigerated Display Case LED Lighting | 2.1977 | 0.50158 | N/A | 0.024002 | 0.013074 | 160.9897 | RIM | [9 empty] | Commercial | Energy Star Vending Machine | 0.80523 | 0.51591 | 1.5739 | 0.082226 | 0.051367 | 525.7314 | RIM | Commercial | Duct Sealing Repair | 12.9476 | 1.01 | 18.5255 | 4.7769 | 16.9185 | 24245.6858 | 2 Year Payback
Commercial | Refrigerated Display Case LED Lighting | 2.2637 | 0.51664 | N/A | 0.020873 | 0.017484 | 160.9897 | RIM | [9 empty] | Commercial | Energy Star Vending Machine | 0.80551 | 0.51609 | 1.5739 | 0.082504 | 0.051277 | 525.7314 | RIM | Commercial | Duct Sealing Repair | 12.9476 | 1.01 | 18.5255 | 49.7747 | 176.288 | 252636.2315 | 2 Year Payback
Commercial | Refrigerated Display Case LED Lighting | 2.1977 | 0.50158 | N/A | 0.024002 | 0.013074 | 160.9897 | RIM | [9 empty] | Commercial | Energy Star Vending Machine | 0.80551 | 0.51609 | 1.5739 | 0.082504 | 0.051277 | 525.7314 | RIM | Commercial | Duct Sealing Repair | 14.0163 | 1.01 | 20.8868 | 5.5222 | 19.558 | 28028.271 | 2 Year Payback
Commercial | Refrigerated Display Case LED Lighting | 2.2637 | 0.51664 | N/A | 0.020873 | 0.017484 | 160.9897 | RIM | [9 empty] | Commercial | Energy Star Vending Machine | 0.80523 | 0.51591 | 1.5739 | 0.082226 | 0.051367 | 525.7314 | RIM | Commercial | Duct Sealing Repair | 8.5156 | 1.01 | 10.4563 | 4.53 | 16.0439 | 22992.2611 | 2 Year Payback
Commercial | Refrigerated Display Case LED Lighting | 2.1977 | 0.50158 | N/A | 0.024002 | 0.013074 | 160.9897 | RIM | [9 empty] | Commercial | Energy Star Vending Machine | 0.80551 | 0.51609 | 1.5739 | 0.082504 | 0.051277 | 525.7314 | RIM | Commercial | Duct Sealing Repair | 10.7575 | 1.01 | 14.2299 | 52.6466 | 186.4593 | 267212.6796 | 2 Year Payback
Commercial | Refrigerated Display Case LED Lighting | 0 | 0 | N/A | 0 | 0 | 0 | RIM | [9 empty] | Commercial | Energy Star Vending Machine | 0.80523 | 0.51591 | 1.5739 | 0.082226 | 0.051367 | 525.7314 | RIM | Commercial | Duct Sealing Repair | 13.2225 | 1.01 | 19.1148 | 3.9354 | 13.9379 | 19974.2506 | 2 Year Payback
Commercial | Refrigerated Display Case LED Lighting | 0 | 0 | N/A | 0 | 0 | 0 | RIM | [9 empty] | Commercial | Energy Star Vending Machine | 0.80523 | 0.51591 | 1.5739 | 0.082226 | 0.051367 | 525.7314 | RIM | Commercial | Duct Sealing Repair | 21.1977 | 1.01 | 43.8045 | 2.8517 | 10.0998 | 14473.841 | 2 Year Payback
Commercial | Refrigerated Display Case LED Lighting | 0 | 0 | N/A | 0 | 0 | 0 | RIM | [9 empty] | Commercial | Energy Star Vending Machine | 0.80551 | 0.51609 | 1.5739 | 0.082504 | 0.051277 | 525.7314 | RIM | Commercial | Duct Sealing Repair | 21.5345 | 1.01 | 45.3228 | 2.7367 | 9.6926 | 13890.361 | 2 Year Payback
Commercial | Refrigerated Display Case LED Lighting | 0 | 0 | N/A | 0 | 0 | 0 | RIM | [9 empty] | Commercial | Energy Star Vending Machine | 0.80523 | 0.51591 | 1.5739 | 0.082226 | 0.051367 | 525.7314 | RIM | Commercial | Duct Sealing Repair | 12.9476 | 1.01 | 18.5255 | 4.7769 | 16.9185 | 24245.6858 | 2 Year Payback
Commercial | Refrigerated Display Case LED Lighting | 0 | 0 | N/A | 0 | 0 | 0 | RIM | [9 empty] | Commercial | Energy Star Vending Machine | 0.80551 | 0.51609 | 1.5739 | 0.082504 | 0.051277 | 525.7314 | RIM | Commercial | Duct Sealing Repair | 12.9476 | 1.01 | 18.5255 | 49.7747 | 176.288 | 252636.2315 | 2 Year Payback
Commercial | Refrigerated Display Case LED Lighting | 0 | 0 | N/A | 0 | 0 | 0 | RIM | [9 empty] | Commercial | Energy Star Vending Machine | 0.80523 | 0.51591 | 1.5739 | 0.082226 | 0.051367 | 525.7314 | RIM | Commercial | Duct Sealing Repair | 14.0163 | 1.01 | 20.8868 | 5.5222 | 19.558 | 28028.271 | 2 Year Payback
Commercial | Refrigerated Display Case LED Lighting | 0 | 0 | N/A | 0 | 0 | 0 | RIM | [9 empty] | Commercial | Energy Star Vending Machine | 0.80523 | 0.51591 | 1.5739 | 0.082226 | 0.051367 | 525.7314 | RIM | Commercial | Duct Sealing Repair | 8.5156 | 1.01 | 10.4563 | 4.53 | 16.0439 | 22992.2611 | 2 Year Payback
Commercial | Refrigerated Display Case LED Lighting | 0 | 0 | N/A | 0 | 0 | 0 | RIM | [9 empty] | Commercial | Energy Star Vending Machine | 0.80551 | 0.51609 | 1.5739 | 0.082504 | 0.051277 | 525.7314 | RIM | Commercial | Duct Sealing Repair | 10.7575 | 1.01 | 14.2299 | 52.6466 | 186.4593 | 267212.6796 | 2 Year Payback
Commercial | Refrigerated Display Case LED Lighting | 0 | 0 | N/A | 0 | 0 | 0 | RIM | [9 empty] | Commercial | Energy Star Vending Machine | 0.80523 | 0.51591 | 1.5739 | 0.082226 | 0.051367 | 525.7314 | RIM | Commercial | Duct Sealing Repair | 13.2225 | 1.01 | 19.1148 | 3.9354 | 13.9379 | 19974.2506 | 2 Year Payback
Commercial | Refrigerated Display Case LED Lighting | 0 | 0 | N/A | 0 | 0 | 0 | RIM | [9 empty] | Commercial | Energy Star Vending Machine | 0.80551 | 0.51609 | 1.5739 | 0.082504 | 0.051277 | 525.7314 | RIM | Commercial | Duct Sealing Repair | 21.1977 | 1.01 | 43.8045 | 2.8517 | 10.0998 | 14473.841 | 2 Year Payback
Commercial | Refrigerated Display Case LED Lighting | 0 | 0 | N/A | 0 | 0 | 0 | RIM | [9 empty] | Commercial | Energy Star Vending Machine | 0.80551 | 0.51609 | 1.5739 | 0.082504 | 0.051277 | 525.7314 | RIM | Commercial | ECM Motors on Furnaces | 0.2861 | 0.30731 | 0.92911 | 0 | 0 | 178.1411 | TRC
Commercial | Refrigerated Display Case LED Lighting | 0 | 0 | N/A | 0 | 0 | 0 | RIM | [9 empty] | Commercial | Energy Star Vending Machine | 0.80523 | 0.51591 | 1.5739 | 0.082226 | 0.051367 | 525.7314 | RIM | Commercial | ECM Motors on Furnaces | 0.42859 | 0.46035 | 0.92911 | 0 | 0.027183 | 178.1411 | TRC
Commercial | Refrigerated Display Case LED Lighting | 0 | 0 | N/A | 0 | 0 | 0 | RIM | [9 empty] | Commercial | Energy Star Vending Machine | 0.80551 | 0.51609 | 1.5739 | 0.082504 | 0.051277 | 525.7314 | RIM | Commercial | ECM Motors on Furnaces | 0.66274 | 0.4218 | 1.5981 | 0 | 0.034977 | 306.4028 | TRC
Commercial | 10HP Open Drip-Proof(ODP) Motor | 0.1993 | 0.44451 | N/A | 0.030596 | 0.0075551 | 223.1921 | RIM | [9 empty] | Commercial | Energy Star Vending Machine | 0.80523 | 0.51591 | 1.5739 | 0.082226 | 0.051367 | 525.7314 | RIM | Commercial | ECM Motors on Furnaces | 0.44193 | 0.30731 | 1.4569 | 0 | 0 | 279.3253 | TRC
Commercial | 10HP Open Drip-Proof(ODP) Motor | 0.23164 | 0.51664 | N/A | 0.028938 | 0.024239 | 223.1921 | RIM | [9 empty] | Commercial | Energy Star Vending Machine | 0.80523 | 0.51591 | 1.5739 | 0.082226 | 0.051367 | 525.7314 | RIM | Commercial | ECM Motors on Furnaces | 0.74897 | 0.46035 | 1.6575 | 0 | 0.048494 | 317.8038 | TRC
Commercial | 10HP Open Drip-Proof(ODP) Motor | 0.1993 | 0.44451 | N/A | 0.030596 | 0.0075551 | 223.1921 | RIM | [9 empty] | Commercial | Energy Star Vending Machine | 0.80551 | 0.51609 | 1.5739 | 0.082504 | 0.051277 | 525.7314 | RIM | Commercial | ECM Motors on Furnaces | 0.25033 | 0.30731 | 0.81019 | 0 | 0 | 155.3391 | TRC
Commercial | 10HP Open Drip-Proof(ODP) Motor | 0.23164 | 0.51664 | N/A | 0.028938 | 0.024239 | 223.1921 | RIM | [9 empty] | Commercial | Energy Star Vending Machine | 0.80523 | 0.51591 | 1.5739 | 0.082226 | 0.051367 | 525.7314 | RIM | Commercial | ECM Motors on Furnaces | 0.41407 | 0.4218 | 0.98114 | 0 | 0.021475 | 188.117 | TRC
Commercial | 10HP Open Drip-Proof(ODP) Motor | 0.23164 | 0.51664 | N/A | 0.028938 | 0.024239 | 223.1921 | RIM | [9 empty] | Commercial | Energy Star Vending Machine | 0.80551 | 0.51609 | 1.5739 | 0.082504 | 0.051277 | 525.7314 | RIM | Commercial | ECM Motors on Furnaces | 0.15984 | 0.30731 | 0.51287 | 0 | 0 | 98.3339 | TRC
Commercial | 10HP Open Drip-Proof(ODP) Motor | 0.1993 | 0.44451 | N/A | 0.030596 | 0.0075551 | 223.1921 | RIM | [9 empty] | Commercial | Energy Star Vending Machine | 0.80523 | 0.51591 | 1.5739 | 0.082226 | 0.051367 | 525.7314 | RIM | Commercial | ECM Motors on Furnaces | 0.16896 | 0.30731 | 0.5426 | 0 | 0 | 104.0344 | TRC
Commercial | 10HP Open Drip-Proof(ODP) Motor | 0.23164 | 0.51664 | N/A | 0.028938 | 0.024239 | 223.1921 | RIM | [9 empty] | Commercial | Refrigerated Display Case LED Lighting | 2.0633 | 0.49423 | 4.3815 | 0.024002 | 0.013074 | 160.9897 | RIM | Commercial | ECM Motors on Furnaces | 0.87727 | 0.4218 | 2.1481 | 0 | 0.047016 | 411.8623 | TRC
Commercial | 10HP Open Drip-Proof(ODP) Motor | 0.1993 | 0.44451 | N/A | 0.030596 | 0.0075551 | 223.1921 | RIM | [9 empty] | Commercial | Refrigerated Display Case LED Lighting | 2.1253 | 0.50908 | 4.3815 | 0.020873 | 0.017484 | 160.9897 | RIM | Commercial | ECM Motors on Furnaces | 0.59107 | 0.30731 | 1.9772 | 0 | 0 | 379.0843 | TRC
Commercial | 10HP Open Drip-Proof(ODP) Motor | 0.1993 | 0.44451 | N/A | 0.030596 | 0.0075551 | 223.1921 | RIM | [9 empty] | Commercial | Refrigerated Display Case LED Lighting | 2.0633 | 0.49423 | 4.3815 | 0.024002 | 0.013074 | 160.9897 | RIM | Commercial | ECM Motors on Furnaces | 0.15984 | 0.30731 | 0.51287 | 0 | 0 | 98.3339 | TRC
Commercial | 10HP Open Drip-Proof(ODP) Motor | 0.23164 | 0.51664 | N/A | 0.028938 | 0.024239 | 223.1921 | RIM | [9 empty] | Commercial | Refrigerated Display Case LED Lighting | 2.1253 | 0.50908 | 4.3815 | 0.020873 | 0.017484 | 160.9897 | RIM | Commercial | ECM Motors on Furnaces | 0.2861 | 0.30731 | 0.92911 | 0 | 0 | 178.1411 | TRC
Commercial | 10HP Open Drip-Proof(ODP) Motor | 0.1993 | 0.44451 | N/A | 0.030596 | 0.0075551 | 223.1921 | RIM | [9 empty] | Commercial | Refrigerated Display Case LED Lighting | 2.1253 | 0.50908 | 4.3815 | 0.020873 | 0.017484 | 160.9897 | RIM | Commercial | ECM Motors on Furnaces | 0.42859 | 0.46035 | 0.92911 | 0 | 0.027183 | 178.1411 | TRC
Commercial | 10HP Open Drip-Proof(ODP) Motor | 0.23164 | 0.51664 | N/A | 0.028938 | 0.024239 | 223.1921 | RIM | [9 empty] | Commercial | Refrigerated Display Case LED Lighting | 2.0633 | 0.49423 | 4.3815 | 0.024002 | 0.013074 | 160.9897 | RIM | Commercial | ECM Motors on Furnaces | 0.66274 | 0.4218 | 1.5981 | 0 | 0.034977 | 306.4028 | TRC
Commercial | 10HP Open Drip-Proof(ODP) Motor | 0.1993 | 0.44451 | N/A | 0.030596 | 0.0075551 | 223.1921 | RIM | [9 empty] | Commercial | Refrigerated Display Case LED Lighting | 2.1253 | 0.50908 | 4.3815 | 0.020873 | 0.017484 | 160.9897 | RIM | Commercial | ECM Motors on Furnaces | 0.44193 | 0.30731 | 1.4569 | 0 | 0 | 279.3253 | TRC
Commercial | 10HP Open Drip-Proof(ODP) Motor | 0.1993 | 0.44451 | N/A | 0.030596 | 0.0075551 | 223.1921 | RIM | [9 empty] | Commercial | Refrigerated Display Case LED Lighting | 2.0633 | 0.49423 | 4.3815 | 0.024002 | 0.013074 | 160.9897 | RIM | Commercial | ECM Motors on Furnaces | 0.74897 | 0.46035 | 1.6575 | 0 | 0.048494 | 317.8038 | TRC
Commercial | 10HP Open Drip-Proof(ODP) Motor | 0.23164 | 0.51664 | N/A | 0.028938 | 0.024239 | 223.1921 | RIM | [9 empty] | Commercial | Refrigerated Display Case LED Lighting | 2.0633 | 0.49423 | 4.3815 | 0.024002 | 0.013074 | 160.9897 | RIM | Commercial | ECM Motors on Furnaces | 0.25033 | 0.30731 | 0.81019 | 0 | 0 | 155.3391 | TRC
Commercial | 10HP Open Drip-Proof(ODP) Motor | 0.1993 | 0.44451 | N/A | 0.030596 | 0.0075551 | 223.1921 | RIM | [9 empty] | Commercial | Refrigerated Display Case LED Lighting | 2.1253 | 0.50908 | 4.3815 | 0.020873 | 0.017484 | 160.9897 | RIM | Commercial | ECM Motors on Furnaces | 0.41407 | 0.4218 | 0.98114 | 0 | 0.021475 | 188.117 | TRC
Commercial | 10HP Open Drip-Proof(ODP) Motor | 0.23164 | 0.51664 | N/A | 0.028938 | 0.024239 | 223.1921 | RIM | [9 empty] | Commercial | Refrigerated Display Case LED Lighting | 2.0633 | 0.49423 | 4.3815 | 0.024002 | 0.013074 | 160.9897 | RIM | Commercial | ECM Motors on Furnaces | 0.15984 | 0.30731 | 0.51287 | 0 | 0 | 98.3339 | TRC
Commercial | 10HP Open Drip-Proof(ODP) Motor | 0.23164 | 0.51664 | N/A | 0.028938 | 0.024239 | 223.1921 | RIM | [9 empty] | Commercial | Refrigerated Display Case LED Lighting | 2.1253 | 0.50908 | 4.3815 | 0.020873 | 0.017484 | 160.9897 | RIM | Commercial | ECM Motors on Furnaces | 0.16896 | 0.30731 | 0.5426 | 0 | 0 | 104.0344 | TRC
Commercial | 10HP Open Drip-Proof(ODP) Motor | 0.1993 | 0.44451 | N/A | 0.030596 | 0.0075551 | 223.1921 | RIM | [9 empty] | Commercial | Refrigerated Display Case LED Lighting | 2.0633 | 0.49423 | 4.3815 | 0.024002 | 0.013074 | 160.9897 | RIM | Commercial | ECM Motors on Furnaces | 0.87727 | 0.4218 | 2.1481 | 0 | 0.047016 | 411.8623 | TRC
Commercial | 10HP Open Drip-Proof(ODP) Motor | 0.23164 | 0.51664 | N/A | 0.028938 | 0.024239 | 223.1921 | RIM | [9 empty] | Commercial | Refrigerated Display Case LED Lighting | 0 | 0 | 0 | 0 | 0 | 0 | RIM | Commercial | ECM Motors on Furnaces | 0.59107 | 0.30731 | 1.9772 | 0 | 0 | 379.0843 | TRC
Commercial | 10HP Open Drip-Proof(ODP) Motor | 0.1993 | 0.44451 | N/A | 0.030596 | 0.0075551 | 223.1921 | RIM | [9 empty] | Commercial | Refrigerated Display Case LED Lighting | 0 | 0 | 0 | 0 | 0 | 0 | RIM | Commercial | ECM Motors on Furnaces | 0.15984 | 0.30731 | 0.51287 | 0 | 0 | 98.3339 | TRC
Commercial | 10HP Open Drip-Proof(ODP) Motor | 0.1993 | 0.44451 | N/A | 0.030596 | 0.0075551 | 223.1921 | RIM | [9 empty] | Commercial | Refrigerated Display Case LED Lighting | 0 | 0 | 0 | 0 | 0 | 0 | RIM | Commercial | Energy Recovery Ventilation System (ERV) | 0.29842 | 1.01 | 0.29348 | 13.3127 | 11.3508 | 7397.8089 | TRC
Commercial | 10HP Open Drip-Proof(ODP) Motor | 0.23164 | 0.51664 | N/A | 0.028938 | 0.024239 | 223.1921 | RIM | [9 empty] | Commercial | Refrigerated Display Case LED Lighting | 0 | 0 | 0 | 0 | 0 | 0 | RIM | Commercial | Energy Recovery Ventilation System (ERV) | 0.254 | 1.01 | 0.24969 | 44.638 | 38.0597 | 24805.1607 | TRC
Commercial | 10HP Open Drip-Proof(ODP) Motor | 0.1993 | 0.44451 | N/A | 0.030596 | 0.0075551 | 223.1921 | RIM | [9 empty] | Commercial | Refrigerated Display Case LED Lighting | 0 | 0 | 0 | 0 | 0 | 0 | RIM | Commercial | Energy Recovery Ventilation System (ERV) | 0.65192 | 1.01 | 0.64328 | 30.4729 | 25.9821 | 16933.6609 | TRC
Commercial | 10HP Open Drip-Proof(ODP) Motor | 0.23164 | 0.51664 | N/A | 0.028938 | 0.024239 | 223.1921 | RIM | [9 empty] | Commercial | Refrigerated Display Case LED Lighting | 0 | 0 | 0 | 0 | 0 | 0 | RIM | Commercial | Energy Recovery Ventilation System (ERV) | 0.65192 | 1.01 | 0.64328 | 317.5226 | 270.7292 | 176446.0823 | TRC
Commercial | 10HP Open Drip-Proof(ODP) Motor | 0.1993 | 0.44451 | N/A | 0.030596 | 0.0075551 | 223.1921 | RIM | [9 empty] | Commercial | Refrigerated Display Case LED Lighting | 0 | 0 | 0 | 0 | 0 | 0 | RIM | Commercial | Energy Recovery Ventilation System (ERV) | 0.73444 | 1.01 | 0.72527 | 35.227 | 30.0356 | 19575.4923 | TRC
Commercial | High Speed Fans | 2.1526 | 0.42415 | N/A | 0.070783 | 0.0064843 | 508.5618 | RIM | [9 empty] | Commercial | Refrigerated Display Case LED Lighting | 0 | 0 | 0 | 0 | 0 | 0 | RIM | Commercial | Energy Recovery Ventilation System (ERV) | 0.36895 | 1.01 | 0.36308 | 28.8975 | 24.6389 | 16058.2446 | TRC
Commercial | High Speed Fans | 2.622 | 0.51664 | N/A | 0.065938 | 0.055231 | 508.5618 | RIM | [9 empty] | Commercial | Refrigerated Display Case LED Lighting | 0 | 0 | 0 | 0 | 0 | 0 | RIM | Commercial | Energy Recovery Ventilation System (ERV) | 0.50164 | 1.01 | 0.49428 | 335.8429 | 286.3496 | 186626.5586 | TRC
Commercial | High Speed Fans | 2.1526 | 0.42415 | N/A | 0.070783 | 0.0064843 | 508.5618 | RIM | [9 empty] | Commercial | Refrigerated Display Case LED Lighting | 0 | 0 | 0 | 0 | 0 | 0 | RIM | Commercial | Energy Recovery Ventilation System (ERV) | 0.41529 | 1.01 | 0.40887 | 15.4644 | 13.1854 | 8593.5069 | TRC
Commercial | High Speed Fans | 2.622 | 0.51664 | N/A | 0.065938 | 0.055231 | 508.5618 | RIM | [9 empty] | Commercial | Refrigerated Display Case LED Lighting | 0 | 0 | 0 | 0 | 0 | 0 | RIM | Commercial | Energy Recovery Ventilation System (ERV) | 0.37641 | 1.01 | 0.37045 | 9.9809 | 8.51 | 5546.325 | TRC
Commercial | High Speed Fans | 2.622 | 0.51664 | N/A | 0.065938 | 0.055231 | 508.5618 | RIM | [9 empty] | Commercial | Refrigerated Display Case LED Lighting | 0 | 0 | 0 | 0 | 0 | 0 | RIM | Commercial | Energy Recovery Ventilation System (ERV) | 0.254 | 1.01 | 0.24969 | 30.6046 | 26.0944 | 17006.8797 | TRC
Commercial | High Speed Fans | 2.1526 | 0.42415 | N/A | 0.070783 | 0.0064843 | 508.5618 | RIM | [9 empty] | Commercial | Refrigerated Display Case LED Lighting | 0 | 0 | 0 | 0 | 0 | 0 | RIM | Commercial | Energy Recovery Ventilation System (ERV) | 0.079471 | 1.01 | 0.077993 | 2.9497 | 2.515 | 1639.1488 | TRC
Commercial | High Speed Fans | 2.622 | 0.51664 | N/A | 0.065938 | 0.055231 | 508.5618 | RIM | [9 empty] | Commercial | 10HP Open Drip-Proof(ODP) Motor | 0.1967 | 0.4318 | 0.44835 | 0.030596 | 0.0075551 | 223.1921 | RIM | Commercial | Energy Recovery Ventilation System (ERV) | 0.29842 | 1.01 | 0.29348 | 13.3127 | 11.3508 | 7397.8089 | TRC
Commercial | High Speed Fans | 2.1526 | 0.42415 | N/A | 0.070783 | 0.0064843 | 508.5618 | RIM | [9 empty] | Commercial | 10HP Open Drip-Proof(ODP) Motor | 0.22862 | 0.50187 | 0.44835 | 0.028938 | 0.024239 | 223.1921 | RIM | Commercial | Energy Recovery Ventilation System (ERV) | 0.254 | 1.01 | 0.24969 | 44.638 | 38.0597 | 24805.1607 | TRC
Commercial | High Speed Fans | 2.1526 | 0.42415 | N/A | 0.070783 | 0.0064843 | 508.5618 | RIM | [9 empty] | Commercial | 10HP Open Drip-Proof(ODP) Motor | 0.1967 | 0.4318 | 0.44835 | 0.030596 | 0.0075551 | 223.1921 | RIM | Commercial | Energy Recovery Ventilation System (ERV) | 0.65192 | 1.01 | 0.64328 | 30.4729 | 25.9821 | 16933.6609 | TRC
Commercial | High Speed Fans | 2.622 | 0.51664 | N/A | 0.065938 | 0.055231 | 508.5618 | RIM | [9 empty] | Commercial | 10HP Open Drip-Proof(ODP) Motor | 0.22862 | 0.50187 | 0.44835 | 0.028938 | 0.024239 | 223.1921 | RIM | Commercial | Energy Recovery Ventilation System (ERV) | 0.65192 | 1.01 | 0.64328 | 317.5226 | 270.7292 | 176446.0823 | TRC
Commercial | High Speed Fans | 2.1526 | 0.42415 | N/A | 0.070783 | 0.0064843 | 508.5618 | RIM | [9 empty] | Commercial | 10HP Open Drip-Proof(ODP) Motor | 0.22862 | 0.50187 | 0.44835 | 0.028938 | 0.024239 | 223.1921 | RIM | Commercial | Energy Recovery Ventilation System (ERV) | 0.73444 | 1.01 | 0.72527 | 35.227 | 30.0356 | 19575.4923 | TRC
Commercial | High Speed Fans | 2.622 | 0.51664 | N/A | 0.065938 | 0.055231 | 508.5618 | RIM | [9 empty] | Commercial | 10HP Open Drip-Proof(ODP) Motor | 0.1967 | 0.4318 | 0.44835 | 0.030596 | 0.0075551 | 223.1921 | RIM | Commercial | Energy Recovery Ventilation System (ERV) | 0.36895 | 1.01 | 0.36308 | 28.8975 | 24.6389 | 16058.2446 | TRC
Commercial | High Speed Fans | 2.1526 | 0.42415 | N/A | 0.070783 | 0.0064843 | 508.5618 | RIM | [9 empty] | Commercial | 10HP Open Drip-Proof(ODP) Motor | 0.22862 | 0.50187 | 0.44835 | 0.028938 | 0.024239 | 223.1921 | RIM | Commercial | Energy Recovery Ventilation System (ERV) | 0.50164 | 1.01 | 0.49428 | 335.8429 | 286.3496 | 186626.5586 | TRC
Commercial | High Speed Fans | 2.1526 | 0.42415 | N/A | 0.070783 | 0.0064843 | 508.5618 | RIM | [9 empty] | Commercial | 10HP Open Drip-Proof(ODP) Motor | 0.1967 | 0.4318 | 0.44835 | 0.030596 | 0.0075551 | 223.1921 | RIM | Commercial | Energy Recovery Ventilation System (ERV) | 0.41529 | 1.01 | 0.40887 | 15.4644 | 13.1854 | 8593.5069 | TRC
Commercial | High Speed Fans | 2.622 | 0.51664 | N/A | 0.065938 | 0.055231 | 508.5618 | RIM | [9 empty] | Commercial | 10HP Open Drip-Proof(ODP) Motor | 0.1967 | 0.4318 | 0.44835 | 0.030596 | 0.0075551 | 223.1921 | RIM | Commercial | Energy Recovery Ventilation System (ERV) | 0.37641 | 1.01 | 0.37045 | 9.9809 | 8.51 | 5546.325 | TRC
Commercial | High Speed Fans | 2.1526 | 0.42415 | N/A | 0.070783 | 0.0064843 | 508.5618 | RIM | [9 empty] | Commercial | 10HP Open Drip-Proof(ODP) Motor | 0.22862 | 0.50187 | 0.44835 | 0.028938 | 0.024239 | 223.1921 | RIM | Commercial | Energy Recovery Ventilation System (ERV) | 0.254 | 1.01 | 0.24969 | 30.6046 | 26.0944 | 17006.8797 | TRC
Commercial | High Speed Fans | 2.622 | 0.51664 | N/A | 0.065938 | 0.055231 | 508.5618 | RIM | [9 empty] | Commercial | 10HP Open Drip-Proof(ODP) Motor | 0.1967 | 0.4318 | 0.44835 | 0.030596 | 0.0075551 | 223.1921 | RIM | Commercial | Energy Recovery Ventilation System (ERV) | 0.079471 | 1.01 | 0.077993 | 2.9497 | 2.515 | 1639.1488 | TRC
Commercial | High Speed Fans | 2.622 | 0.51664 | N/A | 0.065938 | 0.055231 | 508.5618 | RIM | [9 empty] | Commercial | 10HP Open Drip-Proof(ODP) Motor | 0.22862 | 0.50187 | 0.44835 | 0.028938 | 0.024239 | 223.1921 | RIM | Commercial | Facility Commissioning | 0 | 0 | 0 | 0 | 0 | 0 | TRC
Commercial | High Speed Fans | 2.1526 | 0.42415 | N/A | 0.070783 | 0.0064843 | 508.5618 | RIM | [9 empty] | Commercial | 10HP Open Drip-Proof(ODP) Motor | 0.1967 | 0.4318 | 0.44835 | 0.030596 | 0.0075551 | 223.1921 | RIM | Commercial | Facility Commissioning | 0 | 0 | 0 | 0 | 0 | 0 | TRC
Commercial | High Speed Fans | 2.622 | 0.51664 | N/A | 0.065938 | 0.055231 | 508.5618 | RIM | [9 empty] | Commercial | 10HP Open Drip-Proof(ODP) Motor | 0.1967 | 0.4318 | 0.44835 | 0.030596 | 0.0075551 | 223.1921 | RIM | Commercial | Facility Commissioning | 0 | 0 | 0 | 0 | 0 | 0 | TRC
Commercial | High Speed Fans | 2.1526 | 0.42415 | N/A | 0.070783 | 0.0064843 | 508.5618 | RIM | [9 empty] | Commercial | 10HP Open Drip-Proof(ODP) Motor | 0.22862 | 0.50187 | 0.44835 | 0.028938 | 0.024239 | 223.1921 | RIM | Commercial | Facility Commissioning | 0 | 0 | 0 | 0 | 0 | 0 | TRC
Commercial | High Speed Fans | 2.1526 | 0.42415 | N/A | 0.070783 | 0.0064843 | 508.5618 | RIM | [9 empty] | Commercial | 10HP Open Drip-Proof(ODP) Motor | 0.1967 | 0.4318 | 0.44835 | 0.030596 | 0.0075551 | 223.1921 | RIM | Commercial | Facility Commissioning | 0 | 0 | 0 | 0 | 0 | 0 | TRC
Commercial | High Speed Fans | 2.622 | 0.51664 | N/A | 0.065938 | 0.055231 | 508.5618 | RIM | [9 empty] | Commercial | 10HP Open Drip-Proof(ODP) Motor | 0.22862 | 0.50187 | 0.44835 | 0.028938 | 0.024239 | 223.1921 | RIM | Commercial | Facility Commissioning | 0 | 0 | 0 | 0 | 0 | 0 | TRC
Commercial | High Speed Fans | 2.1526 | 0.42415 | N/A | 0.070783 | 0.0064843 | 508.5618 | RIM | [9 empty] | Commercial | 10HP Open Drip-Proof(ODP) Motor | 0.22862 | 0.50187 | 0.44835 | 0.028938 | 0.024239 | 223.1921 | RIM | Commercial | Facility Commissioning | 0 | 0 | 0 | 0 | 0 | 0 | TRC
Commercial | High Speed Fans | 2.622 | 0.51664 | N/A | 0.065938 | 0.055231 | 508.5618 | RIM | [9 empty] | Commercial | 10HP Open Drip-Proof(ODP) Motor | 0.1967 | 0.4318 | 0.44835 | 0.030596 | 0.0075551 | 223.1921 | RIM | Commercial | Facility Commissioning | 0 | 0 | 0 | 0 | 0 | 0 | TRC
Commercial | High Speed Fans | 2.1526 | 0.42415 | N/A | 0.070783 | 0.0064843 | 508.5618 | RIM | [9 empty] | Commercial | 10HP Open Drip-Proof(ODP) Motor | 0.22862 | 0.50187 | 0.44835 | 0.028938 | 0.024239 | 223.1921 | RIM | Commercial | Facility Commissioning | 0 | 0 | 0 | 0 | 0 | 0 | TRC
Commercial | Drain Water Heat Recovery | 0.10912 | 0.59978 | N/A | 0.22336 | 0.10621 | 922.7493 | RIM | [9 empty] | Commercial | 10HP Open Drip-Proof(ODP) Motor | 0.1967 | 0.4318 | 0.44835 | 0.030596 | 0.0075551 | 223.1921 | RIM | Commercial | Facility Commissioning | 0 | 0 | 0 | 0 | 0 | 0 | TRC
Commercial | Drain Water Heat Recovery | 0.25936 | 0.6198 | N/A | 2.1673 | 4.8102 | 21223.2333 | RIM | [9 empty] | Commercial | 10HP Open Drip-Proof(ODP) Motor | 0.1967 | 0.4318 | 0.44835 | 0.030596 | 0.0075551 | 223.1921 | RIM | Commercial | Facility Commissioning | 0 | 0 | 0 | 0 | 0 | 0 | TRC
Commercial | Drain Water Heat Recovery | 0.28777 | 0.79086 | N/A | 0.11154 | 0.77467 | 1845.4985 | RIM | [9 empty] | Commercial | 10HP Open Drip-Proof(ODP) Motor | 0.22862 | 0.50187 | 0.44835 | 0.028938 | 0.024239 | 223.1921 | RIM | Commercial | Facility Commissioning | 0 | 0 | 0 | 0 | 0 | 0 | TRC
Commercial | Drain Water Heat Recovery | 0.14549 | 0.59978 | N/A | 0.29781 | 0.14162 | 1230.3324 | RIM | [9 empty] | Commercial | 10HP Open Drip-Proof(ODP) Motor | 0.1967 | 0.4318 | 0.44835 | 0.030596 | 0.0075551 | 223.1921 | RIM | Commercial | Facility Commissioning | 0 | 0 | 0 | 0 | 0 | 0 | TRC
Commercial | Drain Water Heat Recovery | 0.30321 | 0.6198 | N/A | 3.8005 | 8.4354 | 37217.5541 | RIM | [9 empty] | Commercial | 10HP Open Drip-Proof(ODP) Motor | 0.22862 | 0.50187 | 0.44835 | 0.028938 | 0.024239 | 223.1921 | RIM | Commercial | Facility Commissioning | 0.20801 | 0.47086 | 0.43462 | 1.3944 | 0.13997 | 6489.3061 | TRC
Commercial | Drain Water Heat Recovery | 0.34919 | 0.59978 | N/A | 17.8685 | 8.497 | 73819.942 | RIM | [9 empty] | Commercial | 10HP Open Drip-Proof(ODP) Motor | 0.1967 | 0.4318 | 0.44835 | 0.030596 | 0.0075551 | 223.1921 | RIM | Commercial | Facility Commissioning | 0.38773 | 0.58292 | 0.65866 | 7.1769 | 5.9242 | 38758.0637 | TRC
Commercial | Drain Water Heat Recovery | 0.46043 | 0.79086 | N/A | 0.53539 | 3.7184 | 8858.393 | RIM | [9 empty] | Commercial | High Speed Fans | 1.8728 | 0.41202 | 5.075 | 0.070783 | 0.0064843 | 508.5618 | RIM | Commercial | Facility Commissioning | 0.80626 | 0.47086 | 1.749 | 5.8599 | 0.5882 | 27271.1197 | TRC
Commercial | Drain Water Heat Recovery | 0.32736 | 0.59978 | N/A | 13.4013 | 6.3728 | 55364.9565 | RIM | [9 empty] | Commercial | High Speed Fans | 2.2811 | 0.50187 | 5.075 | 0.065938 | 0.055231 | 508.5618 | RIM | Commercial | Facility Commissioning | 0.99813 | 0.58292 | 1.749 | 52.6188 | 43.4343 | 284160.7767 | TRC
Commercial | Drain Water Heat Recovery | 0.30311 | 0.59978 | N/A | 1.8613 | 0.88511 | 7689.5773 | RIM | [9 empty] | Commercial | High Speed Fans | 1.8728 | 0.41202 | 5.075 | 0.070783 | 0.0064843 | 508.5618 | RIM | Commercial | Facility Commissioning | 0.90339 | 0.47086 | 1.9719 | 6.7742 | 0.67996 | 31525.7048 | TRC
Commercial | Drain Water Heat Recovery | 0.23981 | 0.79086 | N/A | 0.1859 | 1.2911 | 3075.8309 | RIM | [9 empty] | Commercial | High Speed Fans | 2.2811 | 0.50187 | 5.075 | 0.065938 | 0.055231 | 508.5618 | RIM | Commercial | Facility Commissioning | 0.46499 | 0.47086 | 0.98717 | 5.557 | 0.55779 | 25861.2898 | TRC
Commercial | Drain Water Heat Recovery | 0.28489 | 0.79086 | N/A | 0.33127 | 2.3008 | 5481.1307 | RIM | [9 empty] | Commercial | High Speed Fans | 2.2811 | 0.50187 | 5.075 | 0.065938 | 0.055231 | 508.5618 | RIM | Commercial | Facility Commissioning | 0.62792 | 0.47086 | 1.3468 | 64.5827 | 6.4826 | 300556.1084 | TRC
Commercial | Drain Water Heat Recovery | 0.045468 | 0.59978 | N/A | 0.093067 | 0.044256 | 384.4873 | RIM | [9 empty] | Commercial | High Speed Fans | 1.8728 | 0.41202 | 5.075 | 0.070783 | 0.0064843 | 508.5618 | RIM | Commercial | Facility Commissioning | 0.83061 | 0.47086 | 1.8046 | 4.8276 | 0.48457 | 22466.6847 | TRC
Commercial | Drain Water Heat Recovery | 0.21824 | 0.59978 | N/A | 0.44671 | 0.21243 | 1845.4985 | RIM | [9 empty] | Commercial | High Speed Fans | 2.2811 | 0.50187 | 5.075 | 0.065938 | 0.055231 | 508.5618 | RIM | Commercial | Facility Commissioning | 0.37969 | 0.47086 | 0.8018 | 1.5279 | 0.15337 | 7110.6731 | TRC
Commercial | Drain Water Heat Recovery | 0.10439 | 0.59978 | N/A | 0.21367 | 0.1016 | 882.7147 | RIM | [9 empty] | Commercial | High Speed Fans | 1.8728 | 0.41202 | 5.075 | 0.070783 | 0.0064843 | 508.5618 | RIM | Commercial | Facility Commissioning | 0.31319 | 0.47086 | 0.65866 | 5.71 | 0.57315 | 26573.2496 | TRC
Commercial | Drain Water Heat Recovery | 0.2481 | 0.6198 | N/A | 2.0732 | 4.6015 | 20302.437 | RIM | [9 empty] | Commercial | High Speed Fans | 1.8728 | 0.41202 | 5.075 | 0.070783 | 0.0064843 | 508.5618 | RIM | Commercial | Facility Commissioning | 0.10215 | 0.47086 | 0.21205 | 0.56723 | 0.056937 | 2639.7968 | TRC
Commercial | Drain Water Heat Recovery | 0.27528 | 0.79086 | N/A | 0.1067 | 0.74106 | 1765.4293 | RIM | [9 empty] | Commercial | High Speed Fans | 2.2811 | 0.50187 | 5.075 | 0.065938 | 0.055231 | 508.5618 | RIM | Commercial | Facility Energy Management System | 0.88492 | 0.47048 | 1.9058 | 3.8562 | 0.3316 | 18398.4231 | TRC
Commercial | Drain Water Heat Recovery | 0.13918 | 0.59978 | N/A | 0.28489 | 0.13547 | 1176.9529 | RIM | [9 empty] | Commercial | High Speed Fans | 1.8728 | 0.41202 | 5.075 | 0.070783 | 0.0064843 | 508.5618 | RIM | Commercial | Facility Energy Management System | 9.0627 | 0.60863 | 18.7634 | 11.5595 | 5.3149 | 44295.9859 | 2 Year Payback
Commercial | Drain Water Heat Recovery | 0.29005 | 0.6198 | N/A | 3.6357 | 8.0694 | 35602.8242 | RIM | [9 empty] | Commercial | High Speed Fans | 2.2811 | 0.50187 | 5.075 | 0.065938 | 0.055231 | 508.5618 | RIM | Commercial | Facility Energy Management System | 3.6586 | 0.47048 | 8.647 | 18.7338 | 1.6109 | 89381.399 | 2 Year Payback
Commercial | Drain Water Heat Recovery | 0.33404 | 0.59978 | N/A | 17.0932 | 8.1284 | 70617.172 | RIM | [9 empty] | Commercial | High Speed Fans | 1.8728 | 0.41202 | 5.075 | 0.070783 | 0.0064843 | 508.5618 | RIM | Commercial | Facility Energy Management System | 3.3809 | 0.47048 | 7.9134 | 13.3506 | 1.148 | 63697.3454 | 2 Year Payback
Commercial | Drain Water Heat Recovery | 0.44045 | 0.79086 | N/A | 0.51216 | 3.5571 | 8474.0606 | RIM | [9 empty] | Commercial | High Speed Fans | 1.8728 | 0.41202 | 5.075 | 0.070783 | 0.0064843 | 508.5618 | RIM | Commercial | Facility Energy Management System | 8.8235 | 0.60863 | 18.1349 | 12.0451 | 5.5382 | 46156.6879 | 2 Year Payback
Commercial | Drain Water Heat Recovery | 0.31316 | 0.59978 | N/A | 12.8199 | 6.0963 | 52962.879 | RIM | [9 empty] | Commercial | High Speed Fans | 2.2811 | 0.50187 | 5.075 | 0.065938 | 0.055231 | 508.5618 | RIM | Commercial | Facility Energy Management System | 0.43794 | 0.47048 | 0.92988 | 1.5687 | 0.13489 | 7484.3286 | TRC
Commercial | Drain Water Heat Recovery | 0.28996 | 0.59978 | N/A | 1.7805 | 0.8467 | 7355.9554 | RIM | [9 empty] | Commercial | High Speed Fans | 1.8728 | 0.41202 | 5.075 | 0.070783 | 0.0064843 | 508.5618 | RIM | Commercial | Facility Energy Management System | 0.88492 | 0.47048 | 1.9058 | 3.8562 | 0.3316 | 18398.4231 | TRC
Commercial | Drain Water Heat Recovery | 0.2294 | 0.79086 | N/A | 0.17783 | 1.2351 | 2942.3822 | RIM | [9 empty] | Commercial | High Speed Fans | 2.2811 | 0.50187 | 5.075 | 0.065938 | 0.055231 | 508.5618 | RIM | Commercial | Facility Energy Management System | 9.0627 | 0.60863 | 18.7634 | 11.5595 | 5.3149 | 44295.9859 | 2 Year Payback
Commercial | Drain Water Heat Recovery | 0.27253 | 0.79086 | N/A | 0.3169 | 2.201 | 5243.325 | RIM | [9 empty] | Commercial | High Speed Fans | 2.2811 | 0.50187 | 5.075 | 0.065938 | 0.055231 | 508.5618 | RIM | Commercial | Facility Energy Management System | 3.6586 | 0.47048 | 8.647 | 18.7338 | 1.6109 | 89381.399 | 2 Year Payback
Commercial | Drain Water Heat Recovery | 0.043495 | 0.59978 | N/A | 0.089029 | 0.042336 | 367.8058 | RIM | [9 empty] | Commercial | High Speed Fans | 1.8728 | 0.41202 | 5.075 | 0.070783 | 0.0064843 | 508.5618 | RIM | Commercial | Facility Energy Management System | 3.3809 | 0.47048 | 7.9134 | 13.3506 | 1.148 | 63697.3454 | 2 Year Payback
Commercial | Drain Water Heat Recovery | 0.20877 | 0.59978 | N/A | 0.42733 | 0.20321 | 1765.4293 | RIM | [9 empty] | Commercial | High Speed Fans | 2.2811 | 0.50187 | 5.075 | 0.065938 | 0.055231 | 508.5618 | RIM | Commercial | Facility Energy Management System | 8.8235 | 0.60863 | 18.1349 | 12.0451 | 5.5382 | 46156.6879 | 2 Year Payback
Commercial | Faucet Aerator | 10.993 | 0.58766 | N/A | 0.05118 | 0.030823 | 245.5646 | RIM | [9 empty] | Commercial | High Speed Fans | 1.8728 | 0.41202 | 5.075 | 0.070783 | 0.0064843 | 508.5618 | RIM | Commercial | Facility Energy Management System | 0.43794 | 0.47048 | 0.92988 | 1.5687 | 0.13489 | 7484.3286 | TRC
Commercial | Faucet Aerator | 11.7451 | 0.62787 | N/A | 0.25657 | 0.67071 | 2783.0649 | RIM | [9 empty] | Commercial | High Speed Fans | 1.8728 | 0.41202 | 5.075 | 0.070783 | 0.0064843 | 508.5618 | RIM | Commercial | Floor Insulation | 0.055899 | 0.77295 | 0.070396 | 1.3135e-06 | 2.961e-05 | 0.065643 | TRC
Commercial | Faucet Aerator | 15.3397 | 0.82003 | N/A | 0.013033 | 0.11121 | 245.5646 | RIM | [9 empty] | Commercial | High Speed Fans | 2.2811 | 0.50187 | 5.075 | 0.065938 | 0.055231 | 508.5618 | RIM | Commercial | Floor Insulation | 0.059649 | 0.82481 | 0.070396 | 2.7149e-05 | 1.5991e-05 | 0.065643 | TRC
Commercial | Faucet Aerator | 10.993 | 0.58766 | N/A | 0.05118 | 0.030823 | 245.5646 | RIM | [9 empty] | Commercial | High Speed Fans | 1.8728 | 0.41202 | 5.075 | 0.070783 | 0.0064843 | 508.5618 | RIM | Commercial | Floor Insulation | 0.065824 | 0.91019 | 0.070396 | 1.3396e-05 | 3.0636e-05 | 0.065643 | TRC
Commercial | Faucet Aerator | 11.7451 | 0.62787 | N/A | 0.2943 | 0.76934 | 3192.3392 | RIM | [9 empty] | Commercial | High Speed Fans | 2.2811 | 0.50187 | 5.075 | 0.065938 | 0.055231 | 508.5618 | RIM | Commercial | Floor Insulation | 0.055899 | 0.77295 | 0.070396 | 1.3135e-06 | 2.961e-05 | 0.065643 | TRC
Commercial | Faucet Aerator | 10.993 | 0.58766 | N/A | 2.7637 | 1.6644 | 13260.4858 | RIM | [9 empty] | Commercial | High Speed Fans | 1.8728 | 0.41202 | 5.075 | 0.070783 | 0.0064843 | 508.5618 | RIM | Commercial | Floor Insulation | 0.059649 | 0.82481 | 0.070396 | 2.7149e-05 | 1.5991e-05 | 0.065643 | TRC
Commercial | Faucet Aerator | 15.3397 | 0.82003 | N/A | 0.034753 | 0.29655 | 654.8388 | RIM | [9 empty] | Commercial | Drain Water Heat Recovery | 0.10883 | 0.591 | 0.18193 | 0.22336 | 0.10621 | 922.7493 | RIM | Commercial | Floor Insulation | 0.055899 | 0.77295 | 0.070396 | 1.3135e-06 | 2.961e-05 | 0.065643 | TRC
Commercial | Faucet Aerator | 10.993 | 0.58766 | N/A | 0.40944 | 0.24658 | 1964.5164 | RIM | [9 empty] | Commercial | Drain Water Heat Recovery | 0.25775 | 0.61073 | 0.41845 | 2.1673 | 4.8102 | 21223.2333 | RIM | Commercial | Floor Insulation | 0.059649 | 0.82481 | 0.070396 | 2.7149e-05 | 1.5991e-05 | 0.065643 | TRC
Commercial | Faucet Aerator | 10.993 | 0.58766 | N/A | 0.05118 | 0.030823 | 245.5646 | RIM | [9 empty] | Commercial | Drain Water Heat Recovery | 0.28622 | 0.77928 | 0.36387 | 0.11154 | 0.77467 | 1845.4985 | RIM | Commercial | Floor Insulation | 0.055899 | 0.77295 | 0.070396 | 1.3135e-06 | 2.961e-05 | 0.065643 | TRC
Commercial | Faucet Aerator | 15.3397 | 0.82003 | N/A | 0.0043442 | 0.037069 | 81.8549 | RIM | [9 empty] | Commercial | Drain Water Heat Recovery | 0.14497 | 0.591 | 0.24258 | 0.29781 | 0.14162 | 1230.3324 | RIM | Commercial | Floor Insulation | 0.055899 | 0.77295 | 0.070396 | 1.3135e-06 | 2.961e-05 | 0.065643 | TRC
Commercial | Faucet Aerator | 15.3397 | 0.82003 | N/A | 0.0086884 | 0.074138 | 163.7097 | RIM | [9 empty] | Commercial | Drain Water Heat Recovery | 0.30102 | 0.61073 | 0.4892 | 3.8005 | 8.4354 | 37217.5541 | RIM | Commercial | Floor Insulation | 0.065824 | 0.91019 | 0.070396 | 1.3396e-05 | 3.0636e-05 | 0.065643 | TRC
Commercial | Faucet Aerator | 10.993 | 0.58766 | N/A | 0.01706 | 0.010274 | 81.8549 | RIM | [9 empty] | Commercial | Drain Water Heat Recovery | 0.34619 | 0.591 | 0.58219 | 17.8685 | 8.497 | 73819.942 | RIM | Commercial | Floor Insulation | 0.065824 | 0.91019 | 0.070396 | 1.3396e-05 | 3.0636e-05 | 0.065643 | TRC
Commercial | Faucet Aerator | 10.993 | 0.58766 | N/A | 0.01706 | 0.010274 | 81.8549 | RIM | [9 empty] | Commercial | Drain Water Heat Recovery | 0.45648 | 0.77928 | 0.58219 | 0.53539 | 3.7184 | 8858.393 | RIM | Commercial | Floor Insulation | 0.055899 | 0.77295 | 0.070396 | 1.3135e-06 | 2.961e-05 | 0.065643 | TRC
Commercial | Faucet Aerator | 10.993 | 0.58766 | N/A | 0.05118 | 0.030823 | 245.5646 | RIM | [9 empty] | Commercial | Drain Water Heat Recovery | 0.32473 | 0.591 | 0.5458 | 13.4013 | 6.3728 | 55364.9565 | RIM | Commercial | Floor Insulation | 0.04233 | 0.58533 | 0.070396 | 7.449e-06 | 1.3291e-05 | 0.065643 | TRC
Commercial | Faucet Aerator | 11.7451 | 0.62787 | N/A | 0.25657 | 0.67071 | 2783.0649 | RIM | [9 empty] | Commercial | Drain Water Heat Recovery | 0.30085 | 0.591 | 0.50537 | 1.8613 | 0.88511 | 7689.5773 | RIM | Commercial | Floor Insulation | 0.055549 | 0.77295 | 0.069955 | 1.3053e-06 | 2.9424e-05 | 0.065231 | TRC
Commercial | Faucet Aerator | 15.3397 | 0.82003 | N/A | 0.013033 | 0.11121 | 245.5646 | RIM | [9 empty] | Commercial | Drain Water Heat Recovery | 0.23873 | 0.77928 | 0.30322 | 0.1859 | 1.2911 | 3075.8309 | RIM | Commercial | Floor Insulation | 0.059276 | 0.82481 | 0.069955 | 2.6978e-05 | 1.5891e-05 | 0.065231 | TRC
Commercial | Faucet Aerator | 10.993 | 0.58766 | N/A | 0.05118 | 0.030823 | 245.5646 | RIM | [9 empty] | Commercial | Drain Water Heat Recovery | 0.28337 | 0.77928 | 0.36023 | 0.33127 | 2.3008 | 5481.1307 | RIM | Commercial | Floor Insulation | 0.065412 | 0.91019 | 0.069955 | 1.3312e-05 | 3.0444e-05 | 0.065231 | TRC
Commercial | Faucet Aerator | 11.7451 | 0.62787 | N/A | 0.2943 | 0.76934 | 3192.3392 | RIM | [9 empty] | Commercial | Drain Water Heat Recovery | 0.045417 | 0.591 | 0.075808 | 0.093067 | 0.044256 | 384.4873 | RIM | Commercial | Floor Insulation | 0.055549 | 0.77295 | 0.069955 | 1.3053e-06 | 2.9424e-05 | 0.065231 | TRC
Commercial | Faucet Aerator | 10.993 | 0.58766 | N/A | 2.7637 | 1.6644 | 13260.4858 | RIM | [9 empty] | Commercial | Drain Water Heat Recovery | 0.21707 | 0.591 | 0.36387 | 0.44671 | 0.21243 | 1845.4985 | RIM | Commercial | Floor Insulation | 0.059276 | 0.82481 | 0.069955 | 2.6978e-05 | 1.5891e-05 | 0.065231 | TRC
Commercial | Faucet Aerator | 15.3397 | 0.82003 | N/A | 0.034753 | 0.29655 | 654.8388 | RIM | [9 empty] | Commercial | Drain Water Heat Recovery | 0.10412 | 0.591 | 0.17404 | 0.21367 | 0.1016 | 882.7147 | RIM | Commercial | Floor Insulation | 0.055549 | 0.77295 | 0.069955 | 1.3053e-06 | 2.9424e-05 | 0.065231 | TRC
Commercial | Faucet Aerator | 10.993 | 0.58766 | N/A | 0.40944 | 0.24658 | 1964.5164 | RIM | [9 empty] | Commercial | Drain Water Heat Recovery | 0.24664 | 0.61073 | 0.40029 | 2.0732 | 4.6015 | 20302.437 | RIM | Commercial | Floor Insulation | 0.059276 | 0.82481 | 0.069955 | 2.6978e-05 | 1.5891e-05 | 0.065231 | TRC
Commercial | Faucet Aerator | 10.993 | 0.58766 | N/A | 0.05118 | 0.030823 | 245.5646 | RIM | [9 empty] | Commercial | Drain Water Heat Recovery | 0.27387 | 0.77928 | 0.34808 | 0.1067 | 0.74106 | 1765.4293 | RIM | Commercial | Floor Insulation | 0.055549 | 0.77295 | 0.069955 | 1.3053e-06 | 2.9424e-05 | 0.065231 | TRC
Commercial | Faucet Aerator | 15.3397 | 0.82003 | N/A | 0.0043442 | 0.037069 | 81.8549 | RIM | [9 empty] | Commercial | Drain Water Heat Recovery | 0.1387 | 0.591 | 0.23205 | 0.28489 | 0.13547 | 1176.9529 | RIM | Commercial | Floor Insulation | 0.055549 | 0.77295 | 0.069955 | 1.3053e-06 | 2.9424e-05 | 0.065231 | TRC
Commercial | Faucet Aerator | 15.3397 | 0.82003 | N/A | 0.0086884 | 0.074138 | 163.7097 | RIM | [9 empty] | Commercial | Drain Water Heat Recovery | 0.28805 | 0.61073 | 0.46798 | 3.6357 | 8.0694 | 35602.8242 | RIM | Commercial | Floor Insulation | 0.065412 | 0.91019 | 0.069955 | 1.3312e-05 | 3.0444e-05 | 0.065231 | TRC
Commercial | Faucet Aerator | 10.993 | 0.58766 | N/A | 0.01706 | 0.010274 | 81.8549 | RIM | [9 empty] | Commercial | Drain Water Heat Recovery | 0.33129 | 0.591 | 0.55693 | 17.0932 | 8.1284 | 70617.172 | RIM | Commercial | Floor Insulation | 0.065412 | 0.91019 | 0.069955 | 1.3312e-05 | 3.0444e-05 | 0.065231 | TRC
Commercial | Faucet Aerator | 10.993 | 0.58766 | N/A | 0.01706 | 0.010274 | 81.8549 | RIM | [9 empty] | Commercial | Drain Water Heat Recovery | 0.43684 | 0.77928 | 0.55693 | 0.51216 | 3.5571 | 8474.0606 | RIM | Commercial | Floor Insulation | 0.055549 | 0.77295 | 0.069955 | 1.3053e-06 | 2.9424e-05 | 0.065231 | TRC
Commercial | Hot Water Circulation Pump Control | 0.8498 | 0.40028 | N/A | 0.030962 | 0.032526 | 651 | RIM | [9 empty] | Commercial | Drain Water Heat Recovery | 0.31075 | 0.591 | 0.52212 | 12.8199 | 6.0963 | 52962.879 | RIM | Commercial | Floor Insulation | 0.042066 | 0.58533 | 0.069955 | 7.4023e-06 | 1.3207e-05 | 0.065231 | TRC
Commercial | Hot Water Circulation Pump Control | 1.1244 | 0.52961 | N/A | 0.8107 | 0.8107 | 6510 | RIM | [9 empty] | Commercial | Drain Water Heat Recovery | 0.28789 | 0.591 | 0.48345 | 1.7805 | 0.8467 | 7355.9554 | RIM | Commercial | Green Roof | 0.0083627 | 0.58789 | 0.013824 | 6.2976e-05 | 0 | 0.14824 | TRC
Commercial | Hot Water Circulation Pump Control | 0.67163 | 0.31635 | N/A | 0 | 0 | 651 | RIM | [9 empty] | Commercial | Drain Water Heat Recovery | 0.22842 | 0.77928 | 0.29007 | 0.17783 | 1.2351 | 2942.3822 | RIM | Commercial | Green Roof | 0.0083627 | 0.58789 | 0.013824 | 6.2976e-05 | 0 | 0.14824 | TRC
Commercial | Hot Water Circulation Pump Control | 0.8498 | 0.40028 | N/A | 0.030962 | 0.032526 | 651 | RIM | [9 empty] | Commercial | Drain Water Heat Recovery | 0.27114 | 0.77928 | 0.3446 | 0.3169 | 2.201 | 5243.325 | RIM | Commercial | Green Roof | 0.0083627 | 0.58789 | 0.013824 | 6.2976e-05 | 0 | 0.14824 | TRC
Commercial | Hot Water Circulation Pump Control | 1.1244 | 0.52961 | N/A | 1.2161 | 1.2161 | 9765 | RIM | [9 empty] | Commercial | Drain Water Heat Recovery | 0.043448 | 0.591 | 0.072519 | 0.089029 | 0.042336 | 367.8058 | RIM | Commercial | Green Roof | 0.0083627 | 0.58789 | 0.013824 | 6.2976e-05 | 0 | 0.14824 | TRC
Commercial | Hot Water Circulation Pump Control | 0.8498 | 0.40028 | N/A | 0.77405 | 0.81316 | 16275 | RIM | [9 empty] | Commercial | Drain Water Heat Recovery | 0.2077 | 0.591 | 0.34808 | 0.42733 | 0.20321 | 1765.4293 | RIM | Commercial | Green Roof | 0.0083627 | 0.58789 | 0.013824 | 6.2976e-05 | 0 | 0.14824 | TRC
Commercial | Hot Water Circulation Pump Control | 0.67163 | 0.31635 | N/A | 0 | 0 | 1953 | RIM | [9 empty] | Commercial | Faucet Aerator | 8.6018 | 0.57906 | 18.7064 | 0.05118 | 0.030823 | 245.5646 | RIM | Commercial | Green Roof | 0.0083627 | 0.58789 | 0.013824 | 6.2976e-05 | 0 | 0.14824 | TRC
Commercial | Hot Water Circulation Pump Control | 0.8498 | 0.40028 | N/A | 0.61924 | 0.65053 | 13020 | RIM | [9 empty] | Commercial | Faucet Aerator | 9.1903 | 0.61867 | 18.7064 | 0.25657 | 0.67071 | 2783.0649 | RIM | Commercial | Green Roof | 0.0096656 | 0.67949 | 0.013824 | 8.3535e-05 | 0 | 0.14824 | TRC
Commercial | Hot Water Circulation Pump Control | 0.8498 | 0.40028 | N/A | 0.092886 | 0.097579 | 1953 | RIM | [9 empty] | Commercial | Faucet Aerator | 12.003 | 0.80802 | 18.7064 | 0.013033 | 0.11121 | 245.5646 | RIM | Commercial | Green Roof | 0.0055836 | 0.39253 | 0.013824 | 1.9127e-05 | 0 | 0.14824 | TRC
Commercial | Hot Water Circulation Pump Control | 0.67163 | 0.31635 | N/A | 0 | 0 | 1302 | RIM | [9 empty] | Commercial | Faucet Aerator | 8.6018 | 0.57906 | 18.7064 | 0.05118 | 0.030823 | 245.5646 | RIM | Commercial | Green Roof | 0.0083627 | 0.58789 | 0.013824 | 6.2976e-05 | 0 | 0.14824 | TRC
Commercial | Hot Water Circulation Pump Control | 0.67163 | 0.31635 | N/A | 0 | 0 | 1953 | RIM | [9 empty] | Commercial | Faucet Aerator | 9.1903 | 0.61867 | 18.7064 | 0.2943 | 0.76934 | 3192.3392 | RIM | Commercial | Green Roof | 0.0083627 | 0.58789 | 0.013824 | 6.2976e-05 | 0 | 0.14824 | TRC
Commercial | Hot Water Circulation Pump Control | 0.8498 | 0.40028 | N/A | 0.030962 | 0.032526 | 651 | RIM | [9 empty] | Commercial | Faucet Aerator | 8.6018 | 0.57906 | 18.7064 | 2.7637 | 1.6644 | 13260.4858 | RIM | Commercial | Green Roof | 0.0083627 | 0.58789 | 0.013824 | 6.2976e-05 | 0 | 0.14824 | TRC
Commercial | Hot Water Circulation Pump Control | 0.8498 | 0.40028 | N/A | 0.030962 | 0.032526 | 651 | RIM | [9 empty] | Commercial | Faucet Aerator | 12.003 | 0.80802 | 18.7064 | 0.034753 | 0.29655 | 654.8388 | RIM | Commercial | Green Roof | 0.0083627 | 0.58789 | 0.013824 | 6.2976e-05 | 0 | 0.14824 | TRC
Commercial | Hot Water Circulation Pump Control | 0.8498 | 0.40028 | N/A | 0.030962 | 0.032526 | 651 | RIM | [9 empty] | Commercial | Faucet Aerator | 8.6018 | 0.57906 | 18.7064 | 0.40944 | 0.24658 | 1964.5164 | RIM | Commercial | Green Roof | 0.0055836 | 0.39253 | 0.013824 | 1.9127e-05 | 0 | 0.14824 | TRC
Commercial | Hot Water Circulation Pump Control | 1.1244 | 0.52961 | N/A | 0.8107 | 0.8107 | 6510 | RIM | [9 empty] | Commercial | Faucet Aerator | 8.6018 | 0.57906 | 18.7064 | 0.05118 | 0.030823 | 245.5646 | RIM | Commercial | Green Roof | 0.0082943 | 0.58789 | 0.013711 | 6.2461e-05 | 0 | 0.14703 | TRC
Commercial | Hot Water Circulation Pump Control | 0.67163 | 0.31635 | N/A | 0 | 0 | 651 | RIM | [9 empty] | Commercial | Faucet Aerator | 12.003 | 0.80802 | 18.7064 | 0.0043442 | 0.037069 | 81.8549 | RIM | Commercial | Green Roof | 0.0082943 | 0.58789 | 0.013711 | 6.2461e-05 | 0 | 0.14703 | TRC
Commercial | Hot Water Circulation Pump Control | 0.8498 | 0.40028 | N/A | 0.030962 | 0.032526 | 651 | RIM | [9 empty] | Commercial | Faucet Aerator | 12.003 | 0.80802 | 18.7064 | 0.0086884 | 0.074138 | 163.7097 | RIM | Commercial | Green Roof | 0.0082943 | 0.58789 | 0.013711 | 6.2461e-05 | 0 | 0.14703 | TRC
Commercial | Hot Water Circulation Pump Control | 1.1244 | 0.52961 | N/A | 1.2161 | 1.2161 | 9765 | RIM | [9 empty] | Commercial | Faucet Aerator | 8.6018 | 0.57906 | 18.7064 | 0.01706 | 0.010274 | 81.8549 | RIM | Commercial | Green Roof | 0.0082943 | 0.58789 | 0.013711 | 6.2461e-05 | 0 | 0.14703 | TRC
Commercial | Hot Water Circulation Pump Control | 0.8498 | 0.40028 | N/A | 0.77405 | 0.81316 | 16275 | RIM | [9 empty] | Commercial | Faucet Aerator | 8.6018 | 0.57906 | 18.7064 | 0.01706 | 0.010274 | 81.8549 | RIM | Commercial | Green Roof | 0.0082943 | 0.58789 | 0.013711 | 6.2461e-05 | 0 | 0.14703 | TRC
Commercial | Hot Water Circulation Pump Control | 0.67163 | 0.31635 | N/A | 0 | 0 | 1953 | RIM | [9 empty] | Commercial | Faucet Aerator | 8.6018 | 0.57906 | 18.7064 | 0.05118 | 0.030823 | 245.5646 | RIM | Commercial | Green Roof | 0.0082943 | 0.58789 | 0.013711 | 6.2461e-05 | 0 | 0.14703 | TRC
Commercial | Hot Water Circulation Pump Control | 0.8498 | 0.40028 | N/A | 0.61924 | 0.65053 | 13020 | RIM | [9 empty] | Commercial | Faucet Aerator | 9.1903 | 0.61867 | 18.7064 | 0.25657 | 0.67071 | 2783.0649 | RIM | Commercial | Green Roof | 0.0095866 | 0.67949 | 0.013711 | 8.2852e-05 | 0 | 0.14703 | TRC
Commercial | Hot Water Circulation Pump Control | 0.8498 | 0.40028 | N/A | 0.092886 | 0.097579 | 1953 | RIM | [9 empty] | Commercial | Faucet Aerator | 12.003 | 0.80802 | 18.7064 | 0.013033 | 0.11121 | 245.5646 | RIM | Commercial | Green Roof | 0.005538 | 0.39253 | 0.013711 | 1.8971e-05 | 0 | 0.14703 | TRC
Commercial | Hot Water Circulation Pump Control | 0.67163 | 0.31635 | N/A | 0 | 0 | 1302 | RIM | [9 empty] | Commercial | Faucet Aerator | 8.6018 | 0.57906 | 18.7064 | 0.05118 | 0.030823 | 245.5646 | RIM | Commercial | Green Roof | 0.0082943 | 0.58789 | 0.013711 | 6.2461e-05 | 0 | 0.14703 | TRC
Commercial | Hot Water Circulation Pump Control | 0.67163 | 0.31635 | N/A | 0 | 0 | 1953 | RIM | [9 empty] | Commercial | Faucet Aerator | 9.1903 | 0.61867 | 18.7064 | 0.2943 | 0.76934 | 3192.3392 | RIM | Commercial | Green Roof | 0.0082943 | 0.58789 | 0.013711 | 6.2461e-05 | 0 | 0.14703 | TRC
Commercial | Hot Water Circulation Pump Control | 0.8498 | 0.40028 | N/A | 0.030962 | 0.032526 | 651 | RIM | [9 empty] | Commercial | Faucet Aerator | 8.6018 | 0.57906 | 18.7064 | 2.7637 | 1.6644 | 13260.4858 | RIM | Commercial | Green Roof | 0.0082943 | 0.58789 | 0.013711 | 6.2461e-05 | 0 | 0.14703 | TRC
Commercial | Hot Water Circulation Pump Control | 0.8498 | 0.40028 | N/A | 0.030962 | 0.032526 | 651 | RIM | [9 empty] | Commercial | Faucet Aerator | 12.003 | 0.80802 | 18.7064 | 0.034753 | 0.29655 | 654.8388 | RIM | Commercial | Green Roof | 0.0082943 | 0.58789 | 0.013711 | 6.2461e-05 | 0 | 0.14703 | TRC
Commercial | Hot Water Pipe Insulation | 5.884 | 0.52195 | N/A | 0.15144 | 0.1702 | 1355.592 | RIM | [9 empty] | Commercial | Faucet Aerator | 8.6018 | 0.57906 | 18.7064 | 0.40944 | 0.24658 | 1964.5164 | RIM | Commercial | Green Roof | 0.005538 | 0.39253 | 0.013711 | 1.8971e-05 | 0 | 0.14703 | TRC
Commercial | Hot Water Pipe Insulation | 5.77 | 0.51184 | N/A | 1.5475 | 1.5475 | 13555.9203 | RIM | [9 empty] | Commercial | Faucet Aerator | 8.6018 | 0.57906 | 18.7064 | 0.05118 | 0.030823 | 245.5646 | RIM | Commercial | Hotel Card Energy Control Systems | 0 | 0 | 0 | 0 | 0 | 0 | TRC
Commercial | Hot Water Pipe Insulation | 5.7529 | 0.51032 | N/A | 0.10667 | 0.18442 | 1355.592 | RIM | [9 empty] | Commercial | Faucet Aerator | 12.003 | 0.80802 | 18.7064 | 0.0043442 | 0.037069 | 81.8549 | RIM | Commercial | Hotel Card Energy Control Systems | 0 | 0 | 0 | 0 | 0 | 0 | TRC
Commercial | Hot Water Pipe Insulation | 5.884 | 0.52195 | N/A | 0.15144 | 0.1702 | 1355.592 | RIM | [9 empty] | Commercial | Faucet Aerator | 12.003 | 0.80802 | 18.7064 | 0.0086884 | 0.074138 | 163.7097 | RIM | Commercial | Hotel Card Energy Control Systems | 0 | 0 | 0 | 0 | 0 | 0 | TRC
Commercial | Hot Water Pipe Insulation | 5.77 | 0.51184 | N/A | 2.3212 | 2.3212 | 20333.8804 | RIM | [9 empty] | Commercial | Faucet Aerator | 8.6018 | 0.57906 | 18.7064 | 0.01706 | 0.010274 | 81.8549 | RIM | Commercial | Hotel Card Energy Control Systems | 0 | 0 | 0 | 0 | 0 | 0 | TRC
Commercial | Hot Water Pipe Insulation | 5.884 | 0.52195 | N/A | 3.786 | 4.255 | 33889.8007 | RIM | [9 empty] | Commercial | Faucet Aerator | 8.6018 | 0.57906 | 18.7064 | 0.01706 | 0.010274 | 81.8549 | RIM | Commercial | Hotel Card Energy Control Systems | 0 | 0 | 0 | 0 | 0 | 0 | TRC
Commercial | Hot Water Pipe Insulation | 5.7529 | 0.51032 | N/A | 0.32002 | 0.55325 | 4066.7761 | RIM | [9 empty] | Commercial | Hot Water Circulation Pump Control | 0.82381 | 0.39442 | 2.123 | 0.030962 | 0.032526 | 651 | RIM | Commercial | Hotel Card Energy Control Systems | 0 | 0 | 0 | 0 | 0 | 0 | TRC
Commercial | Hot Water Pipe Insulation | 5.884 | 0.52195 | N/A | 3.0288 | 3.404 | 27111.8406 | RIM | [9 empty] | Commercial | Hot Water Circulation Pump Control | 1.09 | 0.52185 | 2.123 | 0.8107 | 0.8107 | 6510 | RIM | Commercial | Hotel Card Energy Control Systems | 0.86801 | 0.29984 | 3.2322 | 0.0044883 | -0.016893 | 561.42 | TRC
Commercial | Hot Water Pipe Insulation | 5.884 | 0.52195 | N/A | 0.45432 | 0.51059 | 4066.7761 | RIM | [9 empty] | Commercial | Hot Water Circulation Pump Control | 0.65108 | 0.31172 | 2.123 | 0 | 0 | 651 | RIM | Commercial | Hotel Card Energy Control Systems | 0 | 0 | 0 | 0 | 0 | 0 | TRC
Commercial | Hot Water Pipe Insulation | 5.7529 | 0.51032 | N/A | 0.21335 | 0.36883 | 2711.1841 | RIM | [9 empty] | Commercial | Hot Water Circulation Pump Control | 0.82381 | 0.39442 | 2.123 | 0.030962 | 0.032526 | 651 | RIM | Commercial | Hotel Card Energy Control Systems | 0 | 0 | 0 | 0 | 0 | 0 | TRC
Commercial | Hot Water Pipe Insulation | 5.7529 | 0.51032 | N/A | 0.32002 | 0.55325 | 4066.7761 | RIM | [9 empty] | Commercial | Hot Water Circulation Pump Control | 1.09 | 0.52185 | 2.123 | 1.2161 | 1.2161 | 9765 | RIM | Commercial | Hotel Card Energy Control Systems | 0 | 0 | 0 | 0 | 0 | 0 | TRC
Commercial | Hot Water Pipe Insulation | 5.884 | 0.52195 | N/A | 0.15144 | 0.1702 | 1355.592 | RIM | [9 empty] | Commercial | Hot Water Circulation Pump Control | 0.82381 | 0.39442 | 2.123 | 0.77405 | 0.81316 | 16275 | RIM | Commercial | Hotel Card Energy Control Systems | 0 | 0 | 0 | 0 | 0 | 0 | TRC
Commercial | Hot Water Pipe Insulation | 5.884 | 0.52195 | N/A | 0.15144 | 0.1702 | 1355.592 | RIM | [9 empty] | Commercial | Hot Water Circulation Pump Control | 0.65108 | 0.31172 | 2.123 | 0 | 0 | 1953 | RIM | Commercial | Hotel Card Energy Control Systems | 0 | 0 | 0 | 0 | 0 | 0 | TRC
Commercial | Hot Water Pipe Insulation | 5.884 | 0.52195 | N/A | 0.15144 | 0.1702 | 1355.592 | RIM | [9 empty] | Commercial | Hot Water Circulation Pump Control | 0.82381 | 0.39442 | 2.123 | 0.61924 | 0.65053 | 13020 | RIM | Commercial | Hotel Card Energy Control Systems | 0 | 0 | 0 | 0 | 0 | 0 | TRC
Commercial | Hot Water Pipe Insulation | 5.77 | 0.51184 | N/A | 1.5475 | 1.5475 | 13555.9203 | RIM | [9 empty] | Commercial | Hot Water Circulation Pump Control | 0.82381 | 0.39442 | 2.123 | 0.092886 | 0.097579 | 1953 | RIM | Commercial | Hotel Card Energy Control Systems | 0 | 0 | 0 | 0 | 0 | 0 | TRC
Commercial | Hot Water Pipe Insulation | 5.7529 | 0.51032 | N/A | 0.10667 | 0.18442 | 1355.592 | RIM | [9 empty] | Commercial | Hot Water Circulation Pump Control | 0.65108 | 0.31172 | 2.123 | 0 | 0 | 1302 | RIM | Commercial | Hotel Card Energy Control Systems | 0 | 0 | 0 | 0 | 0 | 0 | TRC
Commercial | Hot Water Pipe Insulation | 5.884 | 0.52195 | N/A | 0.15144 | 0.1702 | 1355.592 | RIM | [9 empty] | Commercial | Hot Water Circulation Pump Control | 0.65108 | 0.31172 | 2.123 | 0 | 0 | 1953 | RIM | Commercial | Hotel Card Energy Control Systems | 0 | 0 | 0 | 0 | 0 | 0 | TRC
Commercial | Hot Water Pipe Insulation | 5.77 | 0.51184 | N/A | 2.3212 | 2.3212 | 20333.8804 | RIM | [9 empty] | Commercial | Hot Water Circulation Pump Control | 0.82381 | 0.39442 | 2.123 | 0.030962 | 0.032526 | 651 | RIM | Commercial | Hotel Card Energy Control Systems | 0 | 0 | 0 | 0 | 0 | 0 | TRC
Commercial | Hot Water Pipe Insulation | 5.884 | 0.52195 | N/A | 3.786 | 4.255 | 33889.8007 | RIM | [9 empty] | Commercial | Hot Water Circulation Pump Control | 0.82381 | 0.39442 | 2.123 | 0.030962 | 0.032526 | 651 | RIM | Commercial | Hotel Card Energy Control Systems | 0 | 0 | 0 | 0 | 0 | 0 | TRC
Commercial | Hot Water Pipe Insulation | 5.7529 | 0.51032 | N/A | 0.32002 | 0.55325 | 4066.7761 | RIM | [9 empty] | Commercial | Hot Water Circulation Pump Control | 0.82381 | 0.39442 | 2.123 | 0.030962 | 0.032526 | 651 | RIM | Commercial | Hotel Card Energy Control Systems | 0 | 0 | 0 | 0 | 0 | 0 | TRC
Commercial | Hot Water Pipe Insulation | 5.884 | 0.52195 | N/A | 3.0288 | 3.404 | 27111.8406 | RIM | [9 empty] | Commercial | Hot Water Circulation Pump Control | 1.09 | 0.52185 | 2.123 | 0.8107 | 0.8107 | 6510 | RIM | Commercial | Hotel Card Energy Control Systems | 0.86801 | 0.29984 | 3.2322 | 0.0044883 | -0.016893 | 561.42 | TRC
Commercial | Hot Water Pipe Insulation | 5.884 | 0.52195 | N/A | 0.45432 | 0.51059 | 4066.7761 | RIM | [9 empty] | Commercial | Hot Water Circulation Pump Control | 0.65108 | 0.31172 | 2.123 | 0 | 0 | 651 | RIM | Commercial | Hotel Card Energy Control Systems | 0 | 0 | 0 | 0 | 0 | 0 | TRC
Commercial | Hot Water Pipe Insulation | 5.7529 | 0.51032 | N/A | 0.21335 | 0.36883 | 2711.1841 | RIM | [9 empty] | Commercial | Hot Water Circulation Pump Control | 0.82381 | 0.39442 | 2.123 | 0.030962 | 0.032526 | 651 | RIM | Commercial | Hotel Card Energy Control Systems | 0 | 0 | 0 | 0 | 0 | 0 | TRC
Commercial | Hot Water Pipe Insulation | 5.7529 | 0.51032 | N/A | 0.32002 | 0.55325 | 4066.7761 | RIM | [9 empty] | Commercial | Hot Water Circulation Pump Control | 1.09 | 0.52185 | 2.123 | 1.2161 | 1.2161 | 9765 | RIM | Commercial | Hotel Card Energy Control Systems | 0 | 0 | 0 | 0 | 0 | 0 | TRC
Commercial | Hot Water Pipe Insulation | 5.884 | 0.52195 | N/A | 0.15144 | 0.1702 | 1355.592 | RIM | [9 empty] | Commercial | Hot Water Circulation Pump Control | 0.82381 | 0.39442 | 2.123 | 0.77405 | 0.81316 | 16275 | RIM | Commercial | Hotel Card Energy Control Systems | 0 | 0 | 0 | 0 | 0 | 0 | TRC
Commercial | Hot Water Pipe Insulation | 5.884 | 0.52195 | N/A | 0.15144 | 0.1702 | 1355.592 | RIM | [9 empty] | Commercial | Hot Water Circulation Pump Control | 0.65108 | 0.31172 | 2.123 | 0 | 0 | 1953 | RIM | Commercial | Hotel Card Energy Control Systems | 0 | 0 | 0 | 0 | 0 | 0 | TRC
Commercial | Low Flow Shower Head | 11.8634 | 0.54731 | N/A | 0.029366 | 0.019532 | 173.768 | RIM | [9 empty] | Commercial | Hot Water Circulation Pump Control | 0.82381 | 0.39442 | 2.123 | 0.61924 | 0.65053 | 13020 | RIM | Commercial | Hotel Card Energy Control Systems | 0 | 0 | 0 | 0 | 0 | 0 | TRC
Commercial | Low Flow Shower Head | 16.1289 | 0.7441 | N/A | 0.47547 | 2.4944 | 6776.952 | RIM | [9 empty] | Commercial | Hot Water Circulation Pump Control | 0.82381 | 0.39442 | 2.123 | 0.092886 | 0.097579 | 1953 | RIM | Commercial | HVAC tune-up | 4.9038 | 0.58206 | 10.7817 | 0.13282 | 0.016126 | 378.1457 | 2 Year Payback
Commercial | Low Flow Shower Head | 16.1289 | 0.7441 | N/A | 0.012191 | 0.063959 | 173.768 | RIM | [9 empty] | Commercial | Hot Water Circulation Pump Control | 0.65108 | 0.31172 | 2.123 | 0 | 0 | 1302 | RIM | Commercial | HVAC tune-up | 5.5374 | 0.68505 | 10.213 | 0.13538 | 0.045758 | 358.2013 | 2 Year Payback
Commercial | Low Flow Shower Head | 13.6095 | 0.62787 | N/A | 0.01602 | 0.041877 | 173.768 | RIM | [9 empty] | Commercial | Hot Water Circulation Pump Control | 0.65108 | 0.31172 | 2.123 | 0 | 0 | 1953 | RIM | Commercial | HVAC tune-up | 3.952 | 0.58206 | 8.1848 | 0.10083 | 0.012242 | 287.0663 | 2 Year Payback
Commercial | Low Flow Shower Head | 13.6095 | 0.62787 | N/A | 0.41651 | 1.0888 | 4517.968 | RIM | [9 empty] | Commercial | Hot Water Circulation Pump Control | 0.82381 | 0.39442 | 2.123 | 0.030962 | 0.032526 | 651 | RIM | Commercial | HVAC tune-up | 3.1734 | 0.47468 | 8.0294 | 0.05591 | 0.010178 | 281.6148 | 2 Year Payback
Commercial | Low Flow Shower Head | 11.8634 | 0.54731 | N/A | 0.64604 | 0.4297 | 3822.896 | RIM | [9 empty] | Commercial | Hot Water Circulation Pump Control | 0.82381 | 0.39442 | 2.123 | 0.030962 | 0.032526 | 651 | RIM | Commercial | HVAC tune-up | 0.56718 | 0.47468 | 1.2018 | 0.008368 | 0.0015233 | 42.1492 | TRC
Commercial | Low Flow Shower Head | 17.7432 | 0.81857 | N/A | 0.10115 | 0.86313 | 1911.448 | RIM | [9 empty] | Commercial | Hot Water Pipe Insulation | 5.0397 | 0.5143 | 11.2731 | 0.15144 | 0.1702 | 1355.592 | RIM | Commercial | HVAC tune-up | 4.9038 | 0.58206 | 10.7817 | 0.13282 | 0.016126 | 378.1457 | 2 Year Payback
Commercial | Low Flow Shower Head | 11.8634 | 0.54731 | N/A | 0.49922 | 0.33204 | 2954.056 | RIM | [9 empty] | Commercial | Hot Water Pipe Insulation | 4.942 | 0.50434 | 11.2731 | 1.5475 | 1.5475 | 13555.9203 | RIM | Commercial | HVAC tune-up | 5.5374 | 0.68505 | 10.213 | 0.13538 | 0.045758 | 358.2013 | 2 Year Payback
Commercial | Low Flow Shower Head | 11.8634 | 0.54731 | N/A | 0.058731 | 0.039063 | 347.536 | RIM | [9 empty] | Commercial | Hot Water Pipe Insulation | 4.9274 | 0.50285 | 11.2731 | 0.10667 | 0.18442 | 1355.592 | RIM | Commercial | HVAC tune-up | 3.952 | 0.58206 | 8.1848 | 0.10083 | 0.012242 | 287.0663 | 2 Year Payback
Commercial | Low Flow Shower Head | 16.1289 | 0.7441 | N/A | 0.012191 | 0.063959 | 173.768 | RIM | [9 empty] | Commercial | Hot Water Pipe Insulation | 5.0397 | 0.5143 | 11.2731 | 0.15144 | 0.1702 | 1355.592 | RIM | Commercial | HVAC tune-up | 3.1734 | 0.47468 | 8.0294 | 0.05591 | 0.010178 | 281.6148 | 2 Year Payback
Commercial | Low Flow Shower Head | 16.1289 | 0.7441 | N/A | 0.024383 | 0.12792 | 347.536 | RIM | [9 empty] | Commercial | Hot Water Pipe Insulation | 4.942 | 0.50434 | 11.2731 | 2.3212 | 2.3212 | 20333.8804 | RIM | Commercial | HVAC tune-up | 0.56718 | 0.47468 | 1.2018 | 0.008368 | 0.0015233 | 42.1492 | TRC
Commercial | Low Flow Shower Head | 11.8634 | 0.54731 | N/A | 0.029366 | 0.019532 | 173.768 | RIM | [9 empty] | Commercial | Hot Water Pipe Insulation | 5.0397 | 0.5143 | 11.2731 | 3.786 | 4.255 | 33889.8007 | RIM | Commercial | HVAC tune-up_RTU | 0.85863 | 0.47468 | 1.853 | 0.086017 | 0.015659 | 433.2607 | TRC
Commercial | Low Flow Shower Head | 11.8634 | 0.54731 | N/A | 0.029366 | 0.019532 | 173.768 | RIM | [9 empty] | Commercial | Hot Water Pipe Insulation | 4.9274 | 0.50285 | 11.2731 | 0.32002 | 0.55325 | 4066.7761 | RIM | Commercial | HVAC tune-up_RTU | 0.84056 | 0.47468 | 1.8119 | 0.084111 | 0.015312 | 423.6594 | TRC
Commercial | Low Flow Shower Head | 11.8634 | 0.54731 | N/A | 0.029366 | 0.019532 | 173.768 | RIM | [9 empty] | Commercial | Hot Water Pipe Insulation | 5.0397 | 0.5143 | 11.2731 | 3.0288 | 3.404 | 27111.8406 | RIM | Commercial | HVAC tune-up_RTU | 0.86764 | 0.47468 | 1.8735 | 0.08697 | 0.015832 | 438.0614 | TRC
Commercial | Low Flow Shower Head | 16.1289 | 0.7441 | N/A | 0.47547 | 2.4944 | 6776.952 | RIM | [9 empty] | Commercial | Hot Water Pipe Insulation | 5.0397 | 0.5143 | 11.2731 | 0.45432 | 0.51059 | 4066.7761 | RIM | Commercial | HVAC tune-up_RTU | 0.38825 | 0.47468 | 0.81356 | 0.037766 | 0.006875 | 190.2267 | TRC
Commercial | Low Flow Shower Head | 16.1289 | 0.7441 | N/A | 0.012191 | 0.063959 | 173.768 | RIM | [9 empty] | Commercial | Hot Water Pipe Insulation | 4.9274 | 0.50285 | 11.2731 | 0.21335 | 0.36883 | 2711.1841 | RIM | Commercial | HVAC tune-up_RTU | 0.85863 | 0.47468 | 1.853 | 0.086017 | 0.015659 | 433.2607 | TRC
Commercial | Low Flow Shower Head | 13.6095 | 0.62787 | N/A | 0.01602 | 0.041877 | 173.768 | RIM | [9 empty] | Commercial | Hot Water Pipe Insulation | 4.9274 | 0.50285 | 11.2731 | 0.32002 | 0.55325 | 4066.7761 | RIM | Commercial | HVAC tune-up_RTU | 0.84056 | 0.47468 | 1.8119 | 0.084111 | 0.015312 | 423.6594 | TRC
Commercial | Low Flow Shower Head | 13.6095 | 0.62787 | N/A | 0.41651 | 1.0888 | 4517.968 | RIM | [9 empty] | Commercial | Hot Water Pipe Insulation | 5.0397 | 0.5143 | 11.2731 | 0.15144 | 0.1702 | 1355.592 | RIM | Commercial | HVAC tune-up_RTU | 0.86764 | 0.47468 | 1.8735 | 0.08697 | 0.015832 | 438.0614 | TRC
Commercial | Low Flow Shower Head | 11.8634 | 0.54731 | N/A | 0.64604 | 0.4297 | 3822.896 | RIM | [9 empty] | Commercial | Hot Water Pipe Insulation | 5.0397 | 0.5143 | 11.2731 | 0.15144 | 0.1702 | 1355.592 | RIM | Commercial | HVAC tune-up_RTU | 0.38825 | 0.47468 | 0.81356 | 0.037766 | 0.006875 | 190.2267 | TRC
Commercial | Low Flow Shower Head | 17.7432 | 0.81857 | N/A | 0.10115 | 0.86313 | 1911.448 | RIM | [9 empty] | Commercial | Hot Water Pipe Insulation | 5.0397 | 0.5143 | 11.2731 | 0.15144 | 0.1702 | 1355.592 | RIM | Commercial | Infiltration Reduction - Air Sealing | 0.20777 | 1.01 | 0.20145 | 7.0636e-06 | 2.0975e-05 | 0.031934 | TRC
Commercial | Low Flow Shower Head | 11.8634 | 0.54731 | N/A | 0.49922 | 0.33204 | 2954.056 | RIM | [9 empty] | Commercial | Hot Water Pipe Insulation | 4.942 | 0.50434 | 11.2731 | 1.5475 | 1.5475 | 13555.9203 | RIM | Commercial | Infiltration Reduction - Air Sealing | 0.10177 | 1.01 | 0.098405 | 3.4505e-06 | 1.0246e-05 | 0.015599 | TRC
Commercial | Low Flow Shower Head | 11.8634 | 0.54731 | N/A | 0.058731 | 0.039063 | 347.536 | RIM | [9 empty] | Commercial | Hot Water Pipe Insulation | 4.9274 | 0.50285 | 11.2731 | 0.10667 | 0.18442 | 1355.592 | RIM | Commercial | Infiltration Reduction - Air Sealing | 0.6976 | 1.01 | 0.68504 | 2.402e-05 | 7.1327e-05 | 0.10859 | TRC
Commercial | Low Flow Shower Head | 16.1289 | 0.7441 | N/A | 0.012191 | 0.063959 | 173.768 | RIM | [9 empty] | Commercial | Hot Water Pipe Insulation | 5.0397 | 0.5143 | 11.2731 | 0.15144 | 0.1702 | 1355.592 | RIM | Commercial | Infiltration Reduction - Air Sealing | 0.19693 | 1.01 | 0.19089 | 6.6932e-06 | 1.9875e-05 | 0.030259 | TRC
Commercial | Low Flow Shower Head | 16.1289 | 0.7441 | N/A | 0.024383 | 0.12792 | 347.536 | RIM | [9 empty] | Commercial | Hot Water Pipe Insulation | 4.942 | 0.50434 | 11.2731 | 2.3212 | 2.3212 | 20333.8804 | RIM | Commercial | Infiltration Reduction - Air Sealing | 0.10212 | 1.01 | 0.098743 | 3.4623e-06 | 1.0281e-05 | 0.015653 | TRC
Commercial | Low Flow Shower Head | 11.8634 | 0.54731 | N/A | 0.029366 | 0.019532 | 173.768 | RIM | [9 empty] | Commercial | Hot Water Pipe Insulation | 5.0397 | 0.5143 | 11.2731 | 3.786 | 4.255 | 33889.8007 | RIM | Commercial | Infiltration Reduction - Air Sealing | 0.62848 | 1.01 | 0.61606 | 2.1601e-05 | 6.4144e-05 | 0.097657 | TRC
Commercial | Low Flow Shower Head | 11.8634 | 0.54731 | N/A | 0.029366 | 0.019532 | 173.768 | RIM | [9 empty] | Commercial | Hot Water Pipe Insulation | 4.9274 | 0.50285 | 11.2731 | 0.32002 | 0.55325 | 4066.7761 | RIM | Commercial | Infiltration Reduction - Air Sealing | 0.47469 | 1.01 | 0.46344 | 1.625e-05 | 4.8254e-05 | 0.073464 | TRC
Commercial | Low-Flow Pre-Rinse Sprayers | 11.4419 | 0.62787 | N/A | 0.20853 | 0.54512 | 2261.9741 | RIM | [9 empty] | Commercial | Hot Water Pipe Insulation | 5.0397 | 0.5143 | 11.2731 | 3.0288 | 3.404 | 27111.8406 | RIM | Commercial | Infiltration Reduction - Air Sealing | 0.12727 | 1.01 | 0.12314 | 4.3178e-06 | 1.2821e-05 | 0.01952 | TRC
Commercial | Low-Flow Pre-Rinse Sprayers | 11.4419 | 0.62787 | N/A | 0.20853 | 0.54512 | 2261.9741 | RIM | [9 empty] | Commercial | Hot Water Pipe Insulation | 5.0397 | 0.5143 | 11.2731 | 0.45432 | 0.51059 | 4066.7761 | RIM | Commercial | Infiltration Reduction - Air Sealing | 0.90548 | 1.01 | 0.89405 | 3.1349e-05 | 9.3089e-05 | 0.14172 | TRC
Commercial | Low-Flow Pre-Rinse Sprayers | 11.4419 | 0.62787 | N/A | 0.20853 | 0.54512 | 2261.9741 | RIM | [9 empty] | Commercial | Hot Water Pipe Insulation | 4.9274 | 0.50285 | 11.2731 | 0.21335 | 0.36883 | 2711.1841 | RIM | Commercial | Infiltration Reduction - Air Sealing | 0.67725 | 1.01 | 0.66471 | 2.3307e-05 | 6.921e-05 | 0.10537 | TRC
Commercial | Low-Flow Pre-Rinse Sprayers | 11.4419 | 0.62787 | N/A | 0.20853 | 0.54512 | 2261.9741 | RIM | [9 empty] | Commercial | Hot Water Pipe Insulation | 4.9274 | 0.50285 | 11.2731 | 0.32002 | 0.55325 | 4066.7761 | RIM | Commercial | Infiltration Reduction - Air Sealing | 0.29878 | 1.01 | 0.29037 | 1.0182e-05 | 3.0234e-05 | 0.046029 | TRC
Commercial | Low-Flow Pre-Rinse Sprayers | 11.4419 | 0.62787 | N/A | 0.20853 | 0.54512 | 2261.9741 | RIM | [9 empty] | Commercial | Hot Water Pipe Insulation | 5.0397 | 0.5143 | 11.2731 | 0.15144 | 0.1702 | 1355.592 | RIM | Commercial | Infiltration Reduction - Air Sealing | 0.068642 | 1.01 | 0.066314 | 2.3252e-06 | 6.9047e-06 | 0.010512 | TRC
Commercial | Low-Flow Pre-Rinse Sprayers | 11.4419 | 0.62787 | N/A | 0.20853 | 0.54512 | 2261.9741 | RIM | [9 empty] | Commercial | Hot Water Pipe Insulation | 5.0397 | 0.5143 | 11.2731 | 0.15144 | 0.1702 | 1355.592 | RIM | Commercial | Infiltration Reduction - Air Sealing | 0.18922 | 1.01 | 0.18338 | 6.4299e-06 | 1.9093e-05 | 0.029069 | TRC
Commercial | Low-Flow Pre-Rinse Sprayers | 14.9437 | 0.82003 | N/A | 0.12005 | 1.0244 | 2261.9741 | RIM | [9 empty] | Commercial | Low Flow Shower Head | 8.973 | 0.5393 | 21.6758 | 0.029366 | 0.019532 | 173.768 | RIM | Commercial | Infiltration Reduction - Air Sealing | 0.20648 | 1.01 | 0.20019 | 7.0193e-06 | 2.0844e-05 | 0.031733 | TRC
Commercial | Low-Flow Pre-Rinse Sprayers | 11.4419 | 0.62787 | N/A | 0.20853 | 0.54512 | 2261.9741 | RIM | [9 empty] | Commercial | Low Flow Shower Head | 12.1992 | 0.7332 | 21.6758 | 0.47547 | 2.4944 | 6776.952 | RIM | Commercial | Infiltration Reduction - Air Sealing | 0.10114 | 1.01 | 0.097788 | 3.4288e-06 | 1.0182e-05 | 0.015501 | TRC
Commercial | Low-Flow Pre-Rinse Sprayers | 11.4419 | 0.62787 | N/A | 0.20853 | 0.54512 | 2261.9741 | RIM | [9 empty] | Commercial | Low Flow Shower Head | 12.1992 | 0.7332 | 21.6758 | 0.012191 | 0.063959 | 173.768 | RIM | Commercial | Infiltration Reduction - Air Sealing | 0.6933 | 1.01 | 0.68075 | 2.387e-05 | 7.088e-05 | 0.10791 | TRC
Commercial | Low-Flow Pre-Rinse Sprayers | 9.3597 | 0.51361 | N/A | 0.35603 | 0.19768 | 2261.9741 | RIM | [9 empty] | Commercial | Low Flow Shower Head | 10.2937 | 0.61867 | 21.6758 | 0.01602 | 0.041877 | 173.768 | RIM | Commercial | Infiltration Reduction - Air Sealing | 0.1957 | 1.01 | 0.18969 | 6.6513e-06 | 1.9751e-05 | 0.030069 | TRC
Commercial | Low-Flow Pre-Rinse Sprayers | 11.4419 | 0.62787 | N/A | 0.20853 | 0.54512 | 2261.9741 | RIM | [9 empty] | Commercial | Low Flow Shower Head | 10.2937 | 0.61867 | 21.6758 | 0.41651 | 1.0888 | 4517.968 | RIM | Commercial | Infiltration Reduction - Air Sealing | 0.10148 | 1.01 | 0.098123 | 3.4406e-06 | 1.0217e-05 | 0.015554 | TRC
Commercial | Low-Flow Pre-Rinse Sprayers | 11.4419 | 0.62787 | N/A | 0.10427 | 0.27256 | 1130.987 | RIM | [9 empty] | Commercial | Low Flow Shower Head | 8.973 | 0.5393 | 21.6758 | 0.64604 | 0.4297 | 3822.896 | RIM | Commercial | Infiltration Reduction - Air Sealing | 0.62461 | 1.01 | 0.61219 | 2.1466e-05 | 6.3742e-05 | 0.097044 | TRC
Commercial | Low-Flow Pre-Rinse Sprayers | 11.4419 | 0.62787 | N/A | 0.20853 | 0.54512 | 2261.9741 | RIM | [9 empty] | Commercial | Low Flow Shower Head | 13.4202 | 0.80658 | 21.6758 | 0.10115 | 0.86313 | 1911.448 | RIM | Commercial | Infiltration Reduction - Air Sealing | 0.47175 | 1.01 | 0.46053 | 1.6148e-05 | 4.7951e-05 | 0.073003 | TRC
Commercial | Low-Flow Pre-Rinse Sprayers | 11.4419 | 0.62787 | N/A | 0.20853 | 0.54512 | 2261.9741 | RIM | [9 empty] | Commercial | Low Flow Shower Head | 8.973 | 0.5393 | 21.6758 | 0.49922 | 0.33204 | 2954.056 | RIM | Commercial | Infiltration Reduction - Air Sealing | 0.12647 | 1.01 | 0.12237 | 4.2907e-06 | 1.2741e-05 | 0.019398 | TRC
Commercial | Low-Flow Pre-Rinse Sprayers | 11.4419 | 0.62787 | N/A | 0.20853 | 0.54512 | 2261.9741 | RIM | [9 empty] | Commercial | Low Flow Shower Head | 8.973 | 0.5393 | 21.6758 | 0.058731 | 0.039063 | 347.536 | RIM | Commercial | Infiltration Reduction - Air Sealing | 0.89993 | 1.01 | 0.88844 | 3.1152e-05 | 9.2505e-05 | 0.14083 | TRC
Commercial | Low-Flow Pre-Rinse Sprayers | 11.4419 | 0.62787 | N/A | 0.20853 | 0.54512 | 2261.9741 | RIM | [9 empty] | Commercial | Low Flow Shower Head | 12.1992 | 0.7332 | 21.6758 | 0.012191 | 0.063959 | 173.768 | RIM | Commercial | Infiltration Reduction - Air Sealing | 0.67308 | 1.01 | 0.66054 | 2.3161e-05 | 6.8776e-05 | 0.10471 | TRC
Commercial | Low-Flow Pre-Rinse Sprayers | 11.4419 | 0.62787 | N/A | 0.20853 | 0.54512 | 2261.9741 | RIM | [9 empty] | Commercial | Low Flow Shower Head | 12.1992 | 0.7332 | 21.6758 | 0.024383 | 0.12792 | 347.536 | RIM | Commercial | Infiltration Reduction - Air Sealing | 0.29692 | 1.01 | 0.28855 | 1.0118e-05 | 3.0044e-05 | 0.045741 | TRC
Commercial | Low-Flow Pre-Rinse Sprayers | 11.4419 | 0.62787 | N/A | 0.20853 | 0.54512 | 2261.9741 | RIM | [9 empty] | Commercial | Low Flow Shower Head | 8.973 | 0.5393 | 21.6758 | 0.029366 | 0.019532 | 173.768 | RIM | Commercial | Infiltration Reduction - Air Sealing | 0.068212 | 1.01 | 0.065898 | 2.3107e-06 | 6.8614e-06 | 0.010446 | TRC
Commercial | Low-Flow Pre-Rinse Sprayers | 11.4419 | 0.62787 | N/A | 0.20853 | 0.54512 | 2261.9741 | RIM | [9 empty] | Commercial | Low Flow Shower Head | 8.973 | 0.5393 | 21.6758 | 0.029366 | 0.019532 | 173.768 | RIM | Commercial | Infiltration Reduction - Air Sealing | 0.18804 | 1.01 | 0.18223 | 6.3896e-06 | 1.8973e-05 | 0.028886 | TRC
Commercial | Low-Flow Pre-Rinse Sprayers | 14.9437 | 0.82003 | N/A | 0.12005 | 1.0244 | 2261.9741 | RIM | [9 empty] | Commercial | Low Flow Shower Head | 8.973 | 0.5393 | 21.6758 | 0.029366 | 0.019532 | 173.768 | RIM | Commercial | Low U-Value Windows | 0.77186 | 0.55698 | 1.4017 | 0.12531 | 0.0014011 | 337.1148 | TRC
Commercial | Low-Flow Pre-Rinse Sprayers | 11.4419 | 0.62787 | N/A | 0.20853 | 0.54512 | 2261.9741 | RIM | [9 empty] | Commercial | Low Flow Shower Head | 12.1992 | 0.7332 | 21.6758 | 0.47547 | 2.4944 | 6776.952 | RIM | Commercial | Low U-Value Windows | 0.77186 | 0.55698 | 1.4017 | 0.12531 | 0.0014011 | 337.1148 | TRC
Commercial | Low-Flow Pre-Rinse Sprayers | 11.4419 | 0.62787 | N/A | 0.20853 | 0.54512 | 2261.9741 | RIM | [9 empty] | Commercial | Low Flow Shower Head | 12.1992 | 0.7332 | 21.6758 | 0.012191 | 0.063959 | 173.768 | RIM | Commercial | Low U-Value Windows | 0.77186 | 0.55698 | 1.4017 | 0.12531 | 0.0014011 | 337.1148 | TRC
Commercial | Low-Flow Pre-Rinse Sprayers | 9.3597 | 0.51361 | N/A | 0.35603 | 0.19768 | 2261.9741 | RIM | [9 empty] | Commercial | Low Flow Shower Head | 10.2937 | 0.61867 | 21.6758 | 0.01602 | 0.041877 | 173.768 | RIM | Commercial | Low U-Value Windows | 0.77186 | 0.55698 | 1.4017 | 0.12531 | 0.0014011 | 337.1148 | TRC
Commercial | Low-Flow Pre-Rinse Sprayers | 11.4419 | 0.62787 | N/A | 0.20853 | 0.54512 | 2261.9741 | RIM | [9 empty] | Commercial | Low Flow Shower Head | 10.2937 | 0.61867 | 21.6758 | 0.41651 | 1.0888 | 4517.968 | RIM | Commercial | Low U-Value Windows | 0.77186 | 0.55698 | 1.4017 | 0.12531 | 0.0014011 | 337.1148 | TRC
Commercial | Low-Flow Pre-Rinse Sprayers | 11.4419 | 0.62787 | N/A | 0.10427 | 0.27256 | 1130.987 | RIM | [9 empty] | Commercial | Low Flow Shower Head | 8.973 | 0.5393 | 21.6758 | 0.64604 | 0.4297 | 3822.896 | RIM | Commercial | Low U-Value Windows | 0.77186 | 0.55698 | 1.4017 | 0.12531 | 0.0014011 | 337.1148 | TRC
Commercial | Low-Flow Pre-Rinse Sprayers | 11.4419 | 0.62787 | N/A | 0.20853 | 0.54512 | 2261.9741 | RIM | [9 empty] | Commercial | Low Flow Shower Head | 13.4202 | 0.80658 | 21.6758 | 0.10115 | 0.86313 | 1911.448 | RIM | Commercial | Low U-Value Windows | 0.69173 | 0.49915 | 1.4017 | 0.14876 | -0.033477 | 337.1148 | TRC
Commercial | Tank Wrap on Water Heater | 1.1529 | 0.48998 | N/A | 0.026439 | 0.026975 | 263.9459 | RIM | [9 empty] | Commercial | Low Flow Shower Head | 8.973 | 0.5393 | 21.6758 | 0.49922 | 0.33204 | 2954.056 | RIM | Commercial | Low U-Value Windows | 0.66017 | 0.47638 | 1.4017 | 0.11606 | -0.019598 | 337.1148 | TRC
Commercial | Tank Wrap on Water Heater | 1.1529 | 0.48998 | N/A | 0.26439 | 0.26975 | 2639.4593 | RIM | [9 empty] | Commercial | Low Flow Shower Head | 8.973 | 0.5393 | 21.6758 | 0.058731 | 0.039063 | 347.536 | RIM | Commercial | Low U-Value Windows | 0.77186 | 0.55698 | 1.4017 | 0.12531 | 0.0014011 | 337.1148 | TRC
Commercial | Tank Wrap on Water Heater | 1.1529 | 0.48998 | N/A | 0.026439 | 0.026975 | 263.9459 | RIM | [9 empty] | Commercial | Low Flow Shower Head | 12.1992 | 0.7332 | 21.6758 | 0.012191 | 0.063959 | 173.768 | RIM | Commercial | Low U-Value Windows | 0.77186 | 0.55698 | 1.4017 | 0.12531 | 0.0014011 | 337.1148 | TRC
Commercial | Tank Wrap on Water Heater | 1.1529 | 0.48998 | N/A | 0.026439 | 0.026975 | 263.9459 | RIM | [9 empty] | Commercial | Low Flow Shower Head | 12.1992 | 0.7332 | 21.6758 | 0.024383 | 0.12792 | 347.536 | RIM | Commercial | Low U-Value Windows | 0.77186 | 0.55698 | 1.4017 | 0.12531 | 0.0014011 | 337.1148 | TRC
Commercial | Tank Wrap on Water Heater | 1.1529 | 0.48998 | N/A | 0.39659 | 0.40463 | 3959.189 | RIM | [9 empty] | Commercial | Low Flow Shower Head | 8.973 | 0.5393 | 21.6758 | 0.029366 | 0.019532 | 173.768 | RIM | Commercial | Low U-Value Windows | 0.77186 | 0.55698 | 1.4017 | 0.12531 | 0.0014011 | 337.1148 | TRC
Commercial | Tank Wrap on Water Heater | 1.1529 | 0.48998 | N/A | 0.66098 | 0.67439 | 6598.6483 | RIM | [9 empty] | Commercial | Low Flow Shower Head | 8.973 | 0.5393 | 21.6758 | 0.029366 | 0.019532 | 173.768 | RIM | Commercial | Low U-Value Windows | 0.66017 | 0.47638 | 1.4017 | 0.11606 | -0.019598 | 337.1148 | TRC
Commercial | Tank Wrap on Water Heater | 1.1529 | 0.48998 | N/A | 0.079318 | 0.080926 | 791.8378 | RIM | [9 empty] | Commercial | Low-Flow Pre-Rinse Sprayers | 9.0035 | 0.61867 | 18.2234 | 0.20853 | 0.54512 | 2261.9741 | RIM | Commercial | Low U-Value Windows | 0.10427 | 0.55698 | 0.18283 | 0.016344 | 0.00018275 | 43.9715 | TRC
Commercial | Tank Wrap on Water Heater | 1.1529 | 0.48998 | N/A | 0.52878 | 0.53951 | 5278.9187 | RIM | [9 empty] | Commercial | Low-Flow Pre-Rinse Sprayers | 9.0035 | 0.61867 | 18.2234 | 0.20853 | 0.54512 | 2261.9741 | RIM | Commercial | Low U-Value Windows | 0.10427 | 0.55698 | 0.18283 | 0.016344 | 0.00018275 | 43.9715 | TRC
Commercial | Tank Wrap on Water Heater | 1.1529 | 0.48998 | N/A | 0.079318 | 0.080926 | 791.8378 | RIM | [9 empty] | Commercial | Low-Flow Pre-Rinse Sprayers | 9.0035 | 0.61867 | 18.2234 | 0.20853 | 0.54512 | 2261.9741 | RIM | Commercial | Low U-Value Windows | 0.10427 | 0.55698 | 0.18283 | 0.016344 | 0.00018275 | 43.9715 | TRC
Commercial | Tank Wrap on Water Heater | 1.1529 | 0.48998 | N/A | 0.052878 | 0.053951 | 527.8919 | RIM | [9 empty] | Commercial | Low-Flow Pre-Rinse Sprayers | 9.0035 | 0.61867 | 18.2234 | 0.20853 | 0.54512 | 2261.9741 | RIM | Commercial | Low U-Value Windows | 0.10427 | 0.55698 | 0.18283 | 0.016344 | 0.00018275 | 43.9715 | TRC
Commercial | Tank Wrap on Water Heater | 1.1529 | 0.48998 | N/A | 0.079318 | 0.080926 | 791.8378 | RIM | [9 empty] | Commercial | Low-Flow Pre-Rinse Sprayers | 9.0035 | 0.61867 | 18.2234 | 0.20853 | 0.54512 | 2261.9741 | RIM | Commercial | Low U-Value Windows | 0.10427 | 0.55698 | 0.18283 | 0.016344 | 0.00018275 | 43.9715 | TRC
Commercial | Tank Wrap on Water Heater | 1.1529 | 0.48998 | N/A | 0.026439 | 0.026975 | 263.9459 | RIM | [9 empty] | Commercial | Low-Flow Pre-Rinse Sprayers | 9.0035 | 0.61867 | 18.2234 | 0.20853 | 0.54512 | 2261.9741 | RIM | Commercial | Low U-Value Windows | 0.10427 | 0.55698 | 0.18283 | 0.016344 | 0.00018275 | 43.9715 | TRC
Commercial | Tank Wrap on Water Heater | 1.1529 | 0.48998 | N/A | 0.026439 | 0.026975 | 263.9459 | RIM | [9 empty] | Commercial | Low-Flow Pre-Rinse Sprayers | 11.7591 | 0.80802 | 18.2234 | 0.12005 | 1.0244 | 2261.9741 | RIM | Commercial | Low U-Value Windows | 0.093446 | 0.49915 | 0.18283 | 0.019403 | -0.0043666 | 43.9715 | TRC
Commercial | Tank Wrap on Water Heater | 1.1029 | 0.48998 | N/A | 0.025292 | 0.025805 | 252.4943 | RIM | [9 empty] | Commercial | Low-Flow Pre-Rinse Sprayers | 9.0035 | 0.61867 | 18.2234 | 0.20853 | 0.54512 | 2261.9741 | RIM | Commercial | Low U-Value Windows | 0.089182 | 0.47638 | 0.18283 | 0.015138 | -0.0025562 | 43.9715 | TRC
Commercial | Tank Wrap on Water Heater | 1.1029 | 0.48998 | N/A | 0.25292 | 0.25805 | 2524.9431 | RIM | [9 empty] | Commercial | Low-Flow Pre-Rinse Sprayers | 9.0035 | 0.61867 | 18.2234 | 0.20853 | 0.54512 | 2261.9741 | RIM | Commercial | Low U-Value Windows | 0.10427 | 0.55698 | 0.18283 | 0.016344 | 0.00018275 | 43.9715 | TRC
Commercial | Tank Wrap on Water Heater | 1.1029 | 0.48998 | N/A | 0.025292 | 0.025805 | 252.4943 | RIM | [9 empty] | Commercial | Low-Flow Pre-Rinse Sprayers | 7.3651 | 0.50609 | 18.2234 | 0.35603 | 0.19768 | 2261.9741 | RIM | Commercial | Low U-Value Windows | 0.10427 | 0.55698 | 0.18283 | 0.016344 | 0.00018275 | 43.9715 | TRC
Commercial | Tank Wrap on Water Heater | 1.1029 | 0.48998 | N/A | 0.025292 | 0.025805 | 252.4943 | RIM | [9 empty] | Commercial | Low-Flow Pre-Rinse Sprayers | 9.0035 | 0.61867 | 18.2234 | 0.20853 | 0.54512 | 2261.9741 | RIM | Commercial | Low U-Value Windows | 0.10427 | 0.55698 | 0.18283 | 0.016344 | 0.00018275 | 43.9715 | TRC
Commercial | Tank Wrap on Water Heater | 1.1029 | 0.48998 | N/A | 0.37938 | 0.38708 | 3787.4147 | RIM | [9 empty] | Commercial | Low-Flow Pre-Rinse Sprayers | 9.0035 | 0.61867 | 18.2234 | 0.10427 | 0.27256 | 1130.987 | RIM | Commercial | Low U-Value Windows | 0.10427 | 0.55698 | 0.18283 | 0.016344 | 0.00018275 | 43.9715 | TRC
Commercial | Tank Wrap on Water Heater | 1.1029 | 0.48998 | N/A | 0.6323 | 0.64513 | 6312.3578 | RIM | [9 empty] | Commercial | Low-Flow Pre-Rinse Sprayers | 9.0035 | 0.61867 | 18.2234 | 0.20853 | 0.54512 | 2261.9741 | RIM | Commercial | Low U-Value Windows | 0.089182 | 0.47638 | 0.18283 | 0.015138 | -0.0025562 | 43.9715 | TRC
Commercial | Tank Wrap on Water Heater | 1.1029 | 0.48998 | N/A | 0.075876 | 0.077415 | 757.4829 | RIM | [9 empty] | Commercial | Low-Flow Pre-Rinse Sprayers | 9.0035 | 0.61867 | 18.2234 | 0.20853 | 0.54512 | 2261.9741 | RIM | Commercial | Programmable Thermostat | 0.24876 | 0.26561 | 0.92535 | 0.020551 | -0.2844 | 1730.8165 | TRC
Commercial | Tank Wrap on Water Heater | 1.1029 | 0.48998 | N/A | 0.50584 | 0.5161 | 5049.8862 | RIM | [9 empty] | Commercial | Low-Flow Pre-Rinse Sprayers | 9.0035 | 0.61867 | 18.2234 | 0.20853 | 0.54512 | 2261.9741 | RIM | Commercial | Programmable Thermostat | 0.55429 | 0.38728 | 1.4496 | 0.86408 | 0.25527 | 10337.4835 | TRC
Commercial | Tank Wrap on Water Heater | 1.1029 | 0.48998 | N/A | 0.075876 | 0.077415 | 757.4829 | RIM | [9 empty] | Commercial | Low-Flow Pre-Rinse Sprayers | 9.0035 | 0.61867 | 18.2234 | 0.20853 | 0.54512 | 2261.9741 | RIM | Commercial | Programmable Thermostat | 4.0068 | 0.55136 | 8.9114 | 1.5442 | -0.0029304 | 4167.1083 | 2 Year Payback
Commercial | Tank Wrap on Water Heater | 1.1029 | 0.48998 | N/A | 0.050584 | 0.05161 | 504.9886 | RIM | [9 empty] | Commercial | Low-Flow Pre-Rinse Sprayers | 9.0035 | 0.61867 | 18.2234 | 0.20853 | 0.54512 | 2261.9741 | RIM | Commercial | Programmable Thermostat | 0.68143 | 0.26561 | 3.66 | 0.086367 | -1.1952 | 7273.7057 | TRC
Commercial | Tank Wrap on Water Heater | 1.1029 | 0.48998 | N/A | 0.075876 | 0.077415 | 757.4829 | RIM | [9 empty] | Commercial | Low-Flow Pre-Rinse Sprayers | 9.0035 | 0.61867 | 18.2234 | 0.20853 | 0.54512 | 2261.9741 | RIM | Commercial | Programmable Thermostat | 0.74023 | 0.26561 | 4.231 | 0.099841 | -1.3816 | 8408.4813 | TRC
Commercial | Tank Wrap on Water Heater | 1.1029 | 0.48998 | N/A | 0.025292 | 0.025805 | 252.4943 | RIM | [9 empty] | Commercial | Low-Flow Pre-Rinse Sprayers | 9.0035 | 0.61867 | 18.2234 | 0.20853 | 0.54512 | 2261.9741 | RIM | Commercial | Programmable Thermostat | 0.59928 | 0.26561 | 2.9685 | 0.95185 | -13.172 | 80163.8039 | TRC
Commercial | Tank Wrap on Water Heater | 1.1029 | 0.48998 | N/A | 0.025292 | 0.025805 | 252.4943 | RIM | [9 empty] | Commercial | Low-Flow Pre-Rinse Sprayers | 11.7591 | 0.80802 | 18.2234 | 0.12005 | 1.0244 | 2261.9741 | RIM | Commercial | Programmable Thermostat | 0.71148 | 0.26561 | 3.943 | 0.071151 | -0.98461 | 5992.2752 | TRC
Commercial | Thermostatic Shower Restriction Valve | 23.4604 | 0.54731 | N/A | 0.14494 | 0.096401 | 857.6505 | RIM | [9 empty] | Commercial | Low-Flow Pre-Rinse Sprayers | 9.0035 | 0.61867 | 18.2234 | 0.20853 | 0.54512 | 2261.9741 | RIM | Commercial | Programmable Thermostat | 0.87885 | 0.55136 | 1.6223 | 0.70282 | -0.0013337 | 1896.5464 | TRC
Commercial | Thermostatic Shower Restriction Valve | 31.8955 | 0.7441 | N/A | 2.3467 | 12.3114 | 33448.368 | RIM | [9 empty] | Commercial | Low-Flow Pre-Rinse Sprayers | 9.0035 | 0.61867 | 18.2234 | 0.20853 | 0.54512 | 2261.9741 | RIM | Commercial | Programmable Thermostat | 0.35796 | 0.26561 | 1.4435 | 0.084157 | -1.1646 | 7087.571 | TRC
Commercial | Thermostatic Shower Restriction Valve | 31.8955 | 0.7441 | N/A | 0.060172 | 0.31568 | 857.6505 | RIM | [9 empty] | Commercial | Low-Flow Pre-Rinse Sprayers | 7.3651 | 0.50609 | 18.2234 | 0.35603 | 0.19768 | 2261.9741 | RIM | Commercial | Programmable Thermostat | 0.13465 | 0.26561 | 0.46329 | 0.0083602 | -0.11569 | 704.082 | TRC
Commercial | Thermostatic Shower Restriction Valve | 26.9134 | 0.62787 | N/A | 0.079067 | 0.20669 | 857.6505 | RIM | [9 empty] | Commercial | Low-Flow Pre-Rinse Sprayers | 9.0035 | 0.61867 | 18.2234 | 0.20853 | 0.54512 | 2261.9741 | RIM | Commercial | Programmable Thermostat | 0.24876 | 0.26561 | 0.92535 | 0.020551 | -0.2844 | 1730.8165 | TRC
Commercial | Thermostatic Shower Restriction Valve | 26.9134 | 0.62787 | N/A | 2.0558 | 5.3739 | 22298.912 | RIM | [9 empty] | Commercial | Low-Flow Pre-Rinse Sprayers | 9.0035 | 0.61867 | 18.2234 | 0.10427 | 0.27256 | 1130.987 | RIM | Commercial | Programmable Thermostat | 0.55429 | 0.38728 | 1.4496 | 0.86408 | 0.25527 | 10337.4835 | TRC
Commercial | Thermostatic Shower Restriction Valve | 23.4604 | 0.54731 | N/A | 3.1886 | 2.1208 | 18868.3101 | RIM | [9 empty] | Commercial | Low-Flow Pre-Rinse Sprayers | 9.0035 | 0.61867 | 18.2234 | 0.20853 | 0.54512 | 2261.9741 | RIM | Commercial | Programmable Thermostat | 4.0068 | 0.55136 | 8.9114 | 1.5442 | -0.0029304 | 4167.1083 | 2 Year Payback
Commercial | Thermostatic Shower Restriction Valve | 35.0878 | 0.81857 | N/A | 0.49923 | 4.2601 | 9434.1551 | RIM | [9 empty] | Commercial | Tank Wrap on Water Heater | 1.1139 | 0.48281 | 2.3529 | 0.026439 | 0.026975 | 263.9459 | RIM | Commercial | Programmable Thermostat | 0.68143 | 0.26561 | 3.66 | 0.086367 | -1.1952 | 7273.7057 | TRC
Commercial | Thermostatic Shower Restriction Valve | 23.4604 | 0.54731 | N/A | 2.4639 | 1.6388 | 14580.0578 | RIM | [9 empty] | Commercial | Tank Wrap on Water Heater | 1.1139 | 0.48281 | 2.3529 | 0.26439 | 0.26975 | 2639.4593 | RIM | Commercial | Programmable Thermostat | 0.74023 | 0.26561 | 4.231 | 0.099841 | -1.3816 | 8408.4813 | TRC
Commercial | Thermostatic Shower Restriction Valve | 23.4604 | 0.54731 | N/A | 0.28987 | 0.1928 | 1715.3009 | RIM | [9 empty] | Commercial | Tank Wrap on Water Heater | 1.1139 | 0.48281 | 2.3529 | 0.026439 | 0.026975 | 263.9459 | RIM | Commercial | Programmable Thermostat | 0.59928 | 0.26561 | 2.9685 | 0.95185 | -13.172 | 80163.8039 | TRC
Commercial | Thermostatic Shower Restriction Valve | 31.8955 | 0.7441 | N/A | 0.060172 | 0.31568 | 857.6505 | RIM | [9 empty] | Commercial | Tank Wrap on Water Heater | 1.1139 | 0.48281 | 2.3529 | 0.026439 | 0.026975 | 263.9459 | RIM | Commercial | Programmable Thermostat | 0.71148 | 0.26561 | 3.943 | 0.071151 | -0.98461 | 5992.2752 | TRC
Commercial | Thermostatic Shower Restriction Valve | 31.8955 | 0.7441 | N/A | 0.12034 | 0.63135 | 1715.3009 | RIM | [9 empty] | Commercial | Tank Wrap on Water Heater | 1.1139 | 0.48281 | 2.3529 | 0.39659 | 0.40463 | 3959.189 | RIM | Commercial | Programmable Thermostat | 0.87885 | 0.55136 | 1.6223 | 0.70282 | -0.0013337 | 1896.5464 | TRC
Commercial | Thermostatic Shower Restriction Valve | 23.4604 | 0.54731 | N/A | 0.14494 | 0.096401 | 857.6505 | RIM | [9 empty] | Commercial | Tank Wrap on Water Heater | 1.1139 | 0.48281 | 2.3529 | 0.66098 | 0.67439 | 6598.6483 | RIM | Commercial | Programmable Thermostat | 0.35796 | 0.26561 | 1.4435 | 0.084157 | -1.1646 | 7087.571 | TRC
Commercial | Thermostatic Shower Restriction Valve | 23.4604 | 0.54731 | N/A | 0.14494 | 0.096401 | 857.6505 | RIM | [9 empty] | Commercial | Tank Wrap on Water Heater | 1.1139 | 0.48281 | 2.3529 | 0.079318 | 0.080926 | 791.8378 | RIM | Commercial | Programmable Thermostat | 0.13465 | 0.26561 | 0.46329 | 0.0083602 | -0.11569 | 704.082 | TRC
Commercial | Thermostatic Shower Restriction Valve | 23.4604 | 0.54731 | N/A | 0.14494 | 0.096401 | 857.6505 | RIM | [9 empty] | Commercial | Tank Wrap on Water Heater | 1.1139 | 0.48281 | 2.3529 | 0.52878 | 0.53951 | 5278.9187 | RIM | Commercial | Roof Insulation | 0.43127 | 0.77295 | 0.55079 | 5.0069e-06 | 0.00011287 | 0.25021 | TRC
Commercial | Thermostatic Shower Restriction Valve | 31.8955 | 0.7441 | N/A | 2.3467 | 12.3114 | 33448.368 | RIM | [9 empty] | Commercial | Tank Wrap on Water Heater | 1.1139 | 0.48281 | 2.3529 | 0.079318 | 0.080926 | 791.8378 | RIM | Commercial | Roof Insulation | 0.46021 | 0.82481 | 0.55079 | 0.00010348 | 6.0955e-05 | 0.25021 | TRC
Commercial | Thermostatic Shower Restriction Valve | 31.8955 | 0.7441 | N/A | 0.060172 | 0.31568 | 857.6505 | RIM | [9 empty] | Commercial | Tank Wrap on Water Heater | 1.1139 | 0.48281 | 2.3529 | 0.052878 | 0.053951 | 527.8919 | RIM | Commercial | Roof Insulation | 0.50785 | 0.91019 | 0.55079 | 5.1061e-05 | 0.00011677 | 0.25021 | TRC
Commercial | Thermostatic Shower Restriction Valve | 26.9134 | 0.62787 | N/A | 0.079067 | 0.20669 | 857.6505 | RIM | [9 empty] | Commercial | Tank Wrap on Water Heater | 1.1139 | 0.48281 | 2.3529 | 0.079318 | 0.080926 | 791.8378 | RIM | Commercial | Roof Insulation | 0.43127 | 0.77295 | 0.55079 | 5.0069e-06 | 0.00011287 | 0.25021 | TRC
Commercial | Thermostatic Shower Restriction Valve | 26.9134 | 0.62787 | N/A | 2.0558 | 5.3739 | 22298.912 | RIM | [9 empty] | Commercial | Tank Wrap on Water Heater | 1.1139 | 0.48281 | 2.3529 | 0.026439 | 0.026975 | 263.9459 | RIM | Commercial | Roof Insulation | 0.46021 | 0.82481 | 0.55079 | 0.00010348 | 6.0955e-05 | 0.25021 | TRC
Commercial | Thermostatic Shower Restriction Valve | 23.4604 | 0.54731 | N/A | 3.1886 | 2.1208 | 18868.3101 | RIM | [9 empty] | Commercial | Tank Wrap on Water Heater | 1.1139 | 0.48281 | 2.3529 | 0.026439 | 0.026975 | 263.9459 | RIM | Commercial | Roof Insulation | 0.43127 | 0.77295 | 0.55079 | 5.0069e-06 | 0.00011287 | 0.25021 | TRC
Commercial | Thermostatic Shower Restriction Valve | 35.0878 | 0.81857 | N/A | 0.49923 | 4.2601 | 9434.1551 | RIM | [9 empty] | Commercial | Tank Wrap on Water Heater | 1.0672 | 0.48281 | 2.2508 | 0.025292 | 0.025805 | 252.4943 | RIM | Commercial | Roof Insulation | 0.46021 | 0.82481 | 0.55079 | 0.00010348 | 6.0955e-05 | 0.25021 | TRC
Commercial | Thermostatic Shower Restriction Valve | 23.4604 | 0.54731 | N/A | 2.4639 | 1.6388 | 14580.0578 | RIM | [9 empty] | Commercial | Tank Wrap on Water Heater | 1.0672 | 0.48281 | 2.2508 | 0.25292 | 0.25805 | 2524.9431 | RIM | Commercial | Roof Insulation | 0.43127 | 0.77295 | 0.55079 | 5.0069e-06 | 0.00011287 | 0.25021 | TRC
Commercial | Thermostatic Shower Restriction Valve | 23.4604 | 0.54731 | N/A | 0.28987 | 0.1928 | 1715.3009 | RIM | [9 empty] | Commercial | Tank Wrap on Water Heater | 1.0672 | 0.48281 | 2.2508 | 0.025292 | 0.025805 | 252.4943 | RIM | Commercial | Roof Insulation | 0.43127 | 0.77295 | 0.55079 | 5.0069e-06 | 0.00011287 | 0.25021 | TRC
Commercial | Thermostatic Shower Restriction Valve | 31.8955 | 0.7441 | N/A | 0.060172 | 0.31568 | 857.6505 | RIM | [9 empty] | Commercial | Tank Wrap on Water Heater | 1.0672 | 0.48281 | 2.2508 | 0.025292 | 0.025805 | 252.4943 | RIM | Commercial | Roof Insulation | 0.50785 | 0.91019 | 0.55079 | 5.1061e-05 | 0.00011677 | 0.25021 | TRC
Commercial | Thermostatic Shower Restriction Valve | 31.8955 | 0.7441 | N/A | 0.12034 | 0.63135 | 1715.3009 | RIM | [9 empty] | Commercial | Tank Wrap on Water Heater | 1.0672 | 0.48281 | 2.2508 | 0.37938 | 0.38708 | 3787.4147 | RIM | Commercial | Roof Insulation | 0.50785 | 0.91019 | 0.55079 | 5.1061e-05 | 0.00011677 | 0.25021 | TRC
Commercial | Thermostatic Shower Restriction Valve | 23.4604 | 0.54731 | N/A | 0.14494 | 0.096401 | 857.6505 | RIM | [9 empty] | Commercial | Tank Wrap on Water Heater | 1.0672 | 0.48281 | 2.2508 | 0.6323 | 0.64513 | 6312.3578 | RIM | Commercial | Roof Insulation | 0.43127 | 0.77295 | 0.55079 | 5.0069e-06 | 0.00011287 | 0.25021 | TRC
Commercial | Thermostatic Shower Restriction Valve | 23.4604 | 0.54731 | N/A | 0.14494 | 0.096401 | 857.6505 | RIM | [9 empty] | Commercial | Tank Wrap on Water Heater | 1.0672 | 0.48281 | 2.2508 | 0.075876 | 0.077415 | 757.4829 | RIM | Commercial | Roof Insulation | 0.32659 | 0.58533 | 0.55079 | 2.8393e-05 | 5.0661e-05 | 0.25021 | TRC
Commercial | Bi-Level Lighting Control (Exterior) | 1.6115 | 0.31635 | N/A | 0 | 0 | 1357.8 | RIM | [9 empty] | Commercial | Tank Wrap on Water Heater | 1.0672 | 0.48281 | 2.2508 | 0.50584 | 0.5161 | 5049.8862 | RIM | Commercial | Roof Insulation | 0.21602 | 0.77295 | 0.27367 | 2.4877e-06 | 5.6079e-05 | 0.12432 | TRC
Commercial | Bi-Level Lighting Control (Exterior) | 1.6115 | 0.31635 | N/A | 0 | 0 | 1357.8 | RIM | [9 empty] | Commercial | Tank Wrap on Water Heater | 1.0672 | 0.48281 | 2.2508 | 0.075876 | 0.077415 | 757.4829 | RIM | Commercial | Roof Insulation | 0.23051 | 0.82481 | 0.27367 | 5.1417e-05 | 3.0286e-05 | 0.12432 | TRC
Commercial | Bi-Level Lighting Control (Exterior) | 1.6115 | 0.31635 | N/A | 0 | 0 | 1357.8 | RIM | [9 empty] | Commercial | Tank Wrap on Water Heater | 1.0672 | 0.48281 | 2.2508 | 0.050584 | 0.05161 | 504.9886 | RIM | Commercial | Roof Insulation | 0.25437 | 0.91019 | 0.27367 | 2.537e-05 | 5.8021e-05 | 0.12432 | TRC
Commercial | Bi-Level Lighting Control (Exterior) | 1.6115 | 0.31635 | N/A | 0 | 0 | 1357.8 | RIM | [9 empty] | Commercial | Tank Wrap on Water Heater | 1.0672 | 0.48281 | 2.2508 | 0.075876 | 0.077415 | 757.4829 | RIM | Commercial | Roof Insulation | 0.21602 | 0.77295 | 0.27367 | 2.4877e-06 | 5.6079e-05 | 0.12432 | TRC
Commercial | Bi-Level Lighting Control (Exterior) | 1.6115 | 0.31635 | N/A | 0 | 0 | 1357.8 | RIM | [9 empty] | Commercial | Tank Wrap on Water Heater | 1.0672 | 0.48281 | 2.2508 | 0.025292 | 0.025805 | 252.4943 | RIM | Commercial | Roof Insulation | 0.23051 | 0.82481 | 0.27367 | 5.1417e-05 | 3.0286e-05 | 0.12432 | TRC
Commercial | Bi-Level Lighting Control (Exterior) | 1.6115 | 0.31635 | N/A | 0 | 0 | 1357.8 | RIM | [9 empty] | Commercial | Tank Wrap on Water Heater | 1.0672 | 0.48281 | 2.2508 | 0.025292 | 0.025805 | 252.4943 | RIM | Commercial | Roof Insulation | 0.21602 | 0.77295 | 0.27367 | 2.4877e-06 | 5.6079e-05 | 0.12432 | TRC
Commercial | Bi-Level Lighting Control (Exterior) | 1.6115 | 0.31635 | N/A | 0 | 0 | 1357.8 | RIM | [9 empty] | Commercial | Thermostatic Shower Restriction Valve | 14.3313 | 0.5393 | 42.8647 | 0.14494 | 0.096401 | 857.6505 | RIM | Commercial | Roof Insulation | 0.23051 | 0.82481 | 0.27367 | 5.1417e-05 | 3.0286e-05 | 0.12432 | TRC
Commercial | Bi-Level Lighting Control (Exterior) | 1.6115 | 0.31635 | N/A | 0 | 0 | 1357.8 | RIM | [9 empty] | Commercial | Thermostatic Shower Restriction Valve | 19.484 | 0.7332 | 42.8647 | 2.3467 | 12.3114 | 33448.368 | RIM | Commercial | Roof Insulation | 0.21602 | 0.77295 | 0.27367 | 2.4877e-06 | 5.6079e-05 | 0.12432 | TRC
Commercial | Bi-Level Lighting Control (Exterior) | 1.6115 | 0.31635 | N/A | 0 | 0 | 1357.8 | RIM | [9 empty] | Commercial | Thermostatic Shower Restriction Valve | 19.484 | 0.7332 | 42.8647 | 0.060172 | 0.31568 | 857.6505 | RIM | Commercial | Roof Insulation | 0.21602 | 0.77295 | 0.27367 | 2.4877e-06 | 5.6079e-05 | 0.12432 | TRC
Commercial | Bi-Level Lighting Control (Exterior) | 1.6115 | 0.31635 | N/A | 0 | 0 | 1357.8 | RIM | [9 empty] | Commercial | Thermostatic Shower Restriction Valve | 16.4406 | 0.61867 | 42.8647 | 0.079067 | 0.20669 | 857.6505 | RIM | Commercial | Roof Insulation | 0.25437 | 0.91019 | 0.27367 | 2.537e-05 | 5.8021e-05 | 0.12432 | TRC
Commercial | Bi-Level Lighting Control (Exterior) | 1.6115 | 0.31635 | N/A | 0 | 0 | 1357.8 | RIM | [9 empty] | Commercial | Thermostatic Shower Restriction Valve | 16.4406 | 0.61867 | 42.8647 | 2.0558 | 5.3739 | 22298.912 | RIM | Commercial | Roof Insulation | 0.25437 | 0.91019 | 0.27367 | 2.537e-05 | 5.8021e-05 | 0.12432 | TRC
Commercial | Bi-Level Lighting Control (Exterior) | 1.6115 | 0.31635 | N/A | 0 | 0 | 1357.8 | RIM | [9 empty] | Commercial | Thermostatic Shower Restriction Valve | 14.3313 | 0.5393 | 42.8647 | 3.1886 | 2.1208 | 18868.3101 | RIM | Commercial | Roof Insulation | 0.21602 | 0.77295 | 0.27367 | 2.4877e-06 | 5.6079e-05 | 0.12432 | TRC
Commercial | Bi-Level Lighting Control (Exterior) | 1.6115 | 0.31635 | N/A | 0 | 0 | 1357.8 | RIM | [9 empty] | Commercial | Thermostatic Shower Restriction Valve | 21.4341 | 0.80658 | 42.8647 | 0.49923 | 4.2601 | 9434.1551 | RIM | Commercial | Roof Insulation | 0.16358 | 0.58533 | 0.27367 | 1.4108e-05 | 2.5171e-05 | 0.12432 | TRC
Commercial | Bi-Level Lighting Control (Exterior) | 1.6115 | 0.31635 | N/A | 0 | 0 | 1357.8 | RIM | [9 empty] | Commercial | Thermostatic Shower Restriction Valve | 14.3313 | 0.5393 | 42.8647 | 2.4639 | 1.6388 | 14580.0578 | RIM | Commercial | Smart Thermostat | 0.39535 | 0.26561 | 1.6416 | 0.057087 | -0.78999 | 4807.8235 | TRC
Commercial | Bi-Level Lighting Control (Exterior) | 1.6115 | 0.31635 | N/A | 0 | 0 | 1357.8 | RIM | [9 empty] | Commercial | Thermostatic Shower Restriction Valve | 14.3313 | 0.5393 | 42.8647 | 0.28987 | 0.1928 | 1715.3009 | RIM | Commercial | Smart Thermostat | 0.95313 | 0.38728 | 2.5717 | 2.4002 | 0.70909 | 28715.232 | TRC
Commercial | Bi-Level Lighting Control (Exterior) | 1.6115 | 0.31635 | N/A | 0 | 0 | 1357.8 | RIM | [9 empty] | Commercial | Thermostatic Shower Restriction Valve | 19.484 | 0.7332 | 42.8647 | 0.060172 | 0.31568 | 857.6505 | RIM | Commercial | Smart Thermostat | 6.1232 | 0.55136 | 15.8091 | 4.2896 | -0.0081399 | 11575.3008 | 2 Year Payback
Commercial | Bi-Level Lighting Control (Exterior) | 1.6115 | 0.31635 | N/A | 0 | 0 | 1357.8 | RIM | [9 empty] | Commercial | Thermostatic Shower Restriction Valve | 19.484 | 0.7332 | 42.8647 | 0.12034 | 0.63135 | 1715.3009 | RIM | Commercial | Smart Thermostat | 0.91687 | 0.26561 | 6.4929 | 0.23991 | -3.3199 | 20204.7382 | TRC
Commercial | Bi-Level Lighting Control (Exterior) | 1.6115 | 0.31635 | N/A | 0 | 0 | 1357.8 | RIM | [9 empty] | Commercial | Thermostatic Shower Restriction Valve | 14.3313 | 0.5393 | 42.8647 | 0.14494 | 0.096401 | 857.6505 | RIM | Commercial | Smart Thermostat | 0.97564 | 0.26561 | 7.5059 | 0.27734 | -3.8379 | 23356.8925 | TRC
Commercial | Bi-Level Lighting Control (Exterior) | 1.6115 | 0.31635 | N/A | 0 | 0 | 1357.8 | RIM | [9 empty] | Commercial | Thermostatic Shower Restriction Valve | 14.3313 | 0.5393 | 42.8647 | 0.14494 | 0.096401 | 857.6505 | RIM | Commercial | Smart Thermostat | 0.83051 | 0.26561 | 5.2662 | 2.644 | -36.5889 | 222677.233 | TRC
Commercial | Bi-Level Lighting Control (Exterior) | 1.6115 | 0.31635 | N/A | 0 | 0 | 1357.8 | RIM | [9 empty] | Commercial | Thermostatic Shower Restriction Valve | 14.3313 | 0.5393 | 42.8647 | 0.14494 | 0.096401 | 857.6505 | RIM | Commercial | Smart Thermostat | 0.94721 | 0.26561 | 6.9949 | 0.19764 | -2.735 | 16645.2088 | TRC
Commercial | Bi-Level Lighting Control (Exterior) | 1.6115 | 0.31635 | N/A | 0 | 0 | 1357.8 | RIM | [9 empty] | Commercial | Thermostatic Shower Restriction Valve | 19.484 | 0.7332 | 42.8647 | 2.3467 | 12.3114 | 33448.368 | RIM | Commercial | Smart Thermostat | 5.3892 | 0.55136 | 13.1786 | 4.4698 | -0.0084818 | 12061.5342 | 2 Year Payback
Commercial | Bi-Level Lighting Control (Exterior) | 1.6115 | 0.31635 | N/A | 0 | 0 | 1357.8 | RIM | [9 empty] | Commercial | Thermostatic Shower Restriction Valve | 19.484 | 0.7332 | 42.8647 | 0.060172 | 0.31568 | 857.6505 | RIM | Commercial | Smart Thermostat | 0.54401 | 0.26561 | 2.5608 | 0.23377 | -3.235 | 19687.6973 | TRC
Commercial | Bi-Level Lighting Control (Exterior) | 1.6115 | 0.31635 | N/A | 0 | 0 | 1357.8 | RIM | [9 empty] | Commercial | Thermostatic Shower Restriction Valve | 16.4406 | 0.61867 | 42.8647 | 0.079067 | 0.20669 | 857.6505 | RIM | Commercial | Smart Thermostat | 0.22473 | 0.26561 | 0.82189 | 0.023223 | -0.32136 | 1955.7834 | TRC
Commercial | Bi-Level Lighting Control (Exterior) | 1.6115 | 0.31635 | N/A | 0 | 0 | 1357.8 | RIM | [9 empty] | Commercial | Thermostatic Shower Restriction Valve | 16.4406 | 0.61867 | 42.8647 | 2.0558 | 5.3739 | 22298.912 | RIM | Commercial | Smart Thermostat | 0.39535 | 0.26561 | 1.6416 | 0.057087 | -0.78999 | 4807.8235 | TRC
Commercial | Bi-Level Lighting Control (Exterior) | 1.6115 | 0.31635 | N/A | 0 | 0 | 1357.8 | RIM | [9 empty] | Commercial | Thermostatic Shower Restriction Valve | 14.3313 | 0.5393 | 42.8647 | 3.1886 | 2.1208 | 18868.3101 | RIM | Commercial | Smart Thermostat | 0.95313 | 0.38728 | 2.5717 | 2.4002 | 0.70909 | 28715.232 | TRC
Commercial | Bi-Level Lighting Control (Exterior) | 1.6115 | 0.31635 | N/A | 0 | 0 | 1357.8 | RIM | [9 empty] | Commercial | Thermostatic Shower Restriction Valve | 21.4341 | 0.80658 | 42.8647 | 0.49923 | 4.2601 | 9434.1551 | RIM | Commercial | Smart Thermostat | 6.1232 | 0.55136 | 15.8091 | 4.2896 | -0.0081399 | 11575.3008 | 2 Year Payback
Commercial | Outdoor Lighting Controls | 2.0491 | 0.31635 | N/A | 0 | 0 | 562.52 | RIM | [9 empty] | Commercial | Thermostatic Shower Restriction Valve | 14.3313 | 0.5393 | 42.8647 | 2.4639 | 1.6388 | 14580.0578 | RIM | Commercial | Smart Thermostat | 0.91687 | 0.26561 | 6.4929 | 0.23991 | -3.3199 | 20204.7382 | TRC
Commercial | Outdoor Lighting Controls | 2.0491 | 0.31635 | N/A | 0 | 0 | 562.52 | RIM | [9 empty] | Commercial | Thermostatic Shower Restriction Valve | 14.3313 | 0.5393 | 42.8647 | 0.28987 | 0.1928 | 1715.3009 | RIM | Commercial | Smart Thermostat | 0.97564 | 0.26561 | 7.5059 | 0.27734 | -3.8379 | 23356.8925 | TRC
Commercial | Outdoor Lighting Controls | 2.0491 | 0.31635 | N/A | 0 | 0 | 562.52 | RIM | [9 empty] | Commercial | Thermostatic Shower Restriction Valve | 19.484 | 0.7332 | 42.8647 | 0.060172 | 0.31568 | 857.6505 | RIM | Commercial | Smart Thermostat | 0.83051 | 0.26561 | 5.2662 | 2.644 | -36.5889 | 222677.233 | TRC
Commercial | Outdoor Lighting Controls | 2.0491 | 0.31635 | N/A | 0 | 0 | 562.52 | RIM | [9 empty] | Commercial | Thermostatic Shower Restriction Valve | 19.484 | 0.7332 | 42.8647 | 0.12034 | 0.63135 | 1715.3009 | RIM | Commercial | Smart Thermostat | 0.94721 | 0.26561 | 6.9949 | 0.19764 | -2.735 | 16645.2088 | TRC
Commercial | Outdoor Lighting Controls | 2.0491 | 0.31635 | N/A | 0 | 0 | 562.52 | RIM | [9 empty] | Commercial | Thermostatic Shower Restriction Valve | 14.3313 | 0.5393 | 42.8647 | 0.14494 | 0.096401 | 857.6505 | RIM | Commercial | Smart Thermostat | 5.3892 | 0.55136 | 13.1786 | 4.4698 | -0.0084818 | 12061.5342 | 2 Year Payback
Commercial | Outdoor Lighting Controls | 2.0491 | 0.31635 | N/A | 0 | 0 | 562.52 | RIM | [9 empty] | Commercial | Thermostatic Shower Restriction Valve | 14.3313 | 0.5393 | 42.8647 | 0.14494 | 0.096401 | 857.6505 | RIM | Commercial | Smart Thermostat | 0.54401 | 0.26561 | 2.5608 | 0.23377 | -3.235 | 19687.6973 | TRC
Commercial | Outdoor Lighting Controls | 2.0491 | 0.31635 | N/A | 0 | 0 | 562.52 | RIM | [9 empty] | Commercial | Bi-Level Lighting Control (Exterior) | 1.4981 | 0.31172 | 5.0939 | 0 | 0 | 1357.8 | RIM | Commercial | Smart Thermostat | 0.22473 | 0.26561 | 0.82189 | 0.023223 | -0.32136 | 1955.7834 | TRC
Commercial | Outdoor Lighting Controls | 2.0491 | 0.31635 | N/A | 0 | 0 | 562.52 | RIM | [9 empty] | Commercial | Bi-Level Lighting Control (Exterior) | 1.4981 | 0.31172 | 5.0939 | 0 | 0 | 1357.8 | RIM | Commercial | Thermal Energy Storage | 1.0413 | 1.01 | 1.0286 | 3.9872 | 1.1505 | -633.7788 | 2 Year Payback
Commercial | Outdoor Lighting Controls | 2.0491 | 0.31635 | N/A | 0 | 0 | 562.52 | RIM | [9 empty] | Commercial | Bi-Level Lighting Control (Exterior) | 1.4981 | 0.31172 | 5.0939 | 0 | 0 | 1357.8 | RIM | Commercial | Thermal Energy Storage | 1.0413 | 1.01 | 1.0286 | 23.8142 | 6.8715 | -3785.3107 | 2 Year Payback
Commercial | Outdoor Lighting Controls | 2.0491 | 0.31635 | N/A | 0 | 0 | 562.52 | RIM | [9 empty] | Commercial | Bi-Level Lighting Control (Exterior) | 1.4981 | 0.31172 | 5.0939 | 0 | 0 | 1357.8 | RIM | Commercial | Thermal Energy Storage | 1.0413 | 1.01 | 1.0286 | 9.5997 | 2.77 | -1525.8839 | 2 Year Payback
Commercial | Outdoor Lighting Controls | 2.0491 | 0.31635 | N/A | 0 | 0 | 562.52 | RIM | [9 empty] | Commercial | Bi-Level Lighting Control (Exterior) | 1.4981 | 0.31172 | 5.0939 | 0 | 0 | 1357.8 | RIM | Commercial | Thermal Energy Storage | 1.0413 | 1.01 | 1.0286 | 16.7563 | 4.835 | -2663.437 | 2 Year Payback
Commercial | Outdoor Lighting Controls | 2.0491 | 0.31635 | N/A | 0 | 0 | 562.52 | RIM | [9 empty] | Commercial | Bi-Level Lighting Control (Exterior) | 1.4981 | 0.31172 | 5.0939 | 0 | 0 | 1357.8 | RIM | Commercial | Thermal Energy Storage | 1.0413 | 1.01 | 1.0286 | 174.5978 | 50.3796 | -27752.5944 | 2 Year Payback
Commercial | Outdoor Lighting Controls | 2.0491 | 0.31635 | N/A | 0 | 0 | 562.52 | RIM | [9 empty] | Commercial | Bi-Level Lighting Control (Exterior) | 1.4981 | 0.31172 | 5.0939 | 0 | 0 | 1357.8 | RIM | Commercial | Thermal Energy Storage | 1.0413 | 1.01 | 1.0286 | 19.3704 | 5.5893 | -3078.9615 | 2 Year Payback
Commercial | Outdoor Lighting Controls | 2.0491 | 0.31635 | N/A | 0 | 0 | 562.52 | RIM | [9 empty] | Commercial | Bi-Level Lighting Control (Exterior) | 1.4981 | 0.31172 | 5.0939 | 0 | 0 | 1357.8 | RIM | Commercial | Thermal Energy Storage | 1.0413 | 1.01 | 1.0286 | 15.89 | 4.585 | -2525.7458 | 2 Year Payback
Commercial | Outdoor Lighting Controls | 2.0491 | 0.31635 | N/A | 0 | 0 | 562.52 | RIM | [9 empty] | Commercial | Bi-Level Lighting Control (Exterior) | 1.4981 | 0.31172 | 5.0939 | 0 | 0 | 1357.8 | RIM | Commercial | Thermal Energy Storage | 1.0413 | 1.01 | 1.0286 | 184.6717 | 53.2863 | -29353.8464 | 2 Year Payback
Commercial | Outdoor Lighting Controls | 2.0491 | 0.31635 | N/A | 0 | 0 | 562.52 | RIM | [9 empty] | Commercial | Bi-Level Lighting Control (Exterior) | 1.4981 | 0.31172 | 5.0939 | 0 | 0 | 1357.8 | RIM | Commercial | Thermal Energy Storage | 1.0413 | 1.01 | 1.0286 | 13.8043 | 3.9832 | -2194.2113 | 2 Year Payback
Commercial | Outdoor Lighting Controls | 2.0491 | 0.31635 | N/A | 0 | 0 | 562.52 | RIM | [9 empty] | Commercial | Bi-Level Lighting Control (Exterior) | 1.4981 | 0.31172 | 5.0939 | 0 | 0 | 1357.8 | RIM | Commercial | Thermal Energy Storage | 1.0413 | 1.01 | 1.0286 | 10.0029 | 2.8863 | -1589.9803 | 2 Year Payback
Commercial | Outdoor Lighting Controls | 2.0491 | 0.31635 | N/A | 0 | 0 | 562.52 | RIM | [9 empty] | Commercial | Bi-Level Lighting Control (Exterior) | 1.4981 | 0.31172 | 5.0939 | 0 | 0 | 1357.8 | RIM | Commercial | Thermal Energy Storage | 1.0413 | 1.01 | 1.0286 | 4.369 | 1.2607 | -694.4647 | 2 Year Payback
Commercial | Outdoor Lighting Controls | 2.0491 | 0.31635 | N/A | 0 | 0 | 562.52 | RIM | [9 empty] | Commercial | Bi-Level Lighting Control (Exterior) | 1.4981 | 0.31172 | 5.0939 | 0 | 0 | 1357.8 | RIM | Commercial | Thermal Energy Storage | 1.0413 | 1.01 | 1.0286 | 16.3275 | 4.7112 | -2595.2794 | 2 Year Payback
Commercial | Outdoor Lighting Controls | 2.0491 | 0.31635 | N/A | 0 | 0 | 562.52 | RIM | [9 empty] | Commercial | Bi-Level Lighting Control (Exterior) | 1.4981 | 0.31172 | 5.0939 | 0 | 0 | 1357.8 | RIM | Commercial | Thermal Energy Storage | 1.0413 | 1.01 | 1.0286 | 1.622 | 0.46802 | -257.8161 | 2 Year Payback
Commercial | Outdoor Lighting Controls | 2.0491 | 0.31635 | N/A | 0 | 0 | 562.52 | RIM | [9 empty] | Commercial | Bi-Level Lighting Control (Exterior) | 1.4981 | 0.31172 | 5.0939 | 0 | 0 | 1357.8 | RIM | Commercial | Thermal Energy Storage | 1.0413 | 1.01 | 1.0286 | 3.9872 | 1.1505 | -633.7788 | 2 Year Payback
Commercial | Outdoor Lighting Controls | 2.0491 | 0.31635 | N/A | 0 | 0 | 562.52 | RIM | [9 empty] | Commercial | Bi-Level Lighting Control (Exterior) | 1.4981 | 0.31172 | 5.0939 | 0 | 0 | 1357.8 | RIM | Commercial | Thermal Energy Storage | 1.0413 | 1.01 | 1.0286 | 23.8142 | 6.8715 | -3785.3107 | 2 Year Payback
Commercial | Outdoor Lighting Controls | 2.0491 | 0.31635 | N/A | 0 | 0 | 562.52 | RIM | [9 empty] | Commercial | Bi-Level Lighting Control (Exterior) | 1.4981 | 0.31172 | 5.0939 | 0 | 0 | 1357.8 | RIM | Commercial | Thermal Energy Storage | 1.0413 | 1.01 | 1.0286 | 9.5997 | 2.77 | -1525.8839 | 2 Year Payback
Commercial | Outdoor Lighting Controls | 2.0491 | 0.31635 | N/A | 0 | 0 | 562.52 | RIM | [9 empty] | Commercial | Bi-Level Lighting Control (Exterior) | 1.4981 | 0.31172 | 5.0939 | 0 | 0 | 1357.8 | RIM | Commercial | Thermal Energy Storage | 1.0413 | 1.01 | 1.0286 | 16.7563 | 4.835 | -2663.437 | 2 Year Payback
Commercial | Outdoor Lighting Controls | 2.0491 | 0.31635 | N/A | 0 | 0 | 562.52 | RIM | [9 empty] | Commercial | Bi-Level Lighting Control (Exterior) | 1.4981 | 0.31172 | 5.0939 | 0 | 0 | 1357.8 | RIM | Commercial | Thermal Energy Storage | 1.0413 | 1.01 | 1.0286 | 174.5978 | 50.3796 | -27752.5944 | 2 Year Payback
Commercial | Outdoor Lighting Controls | 2.0491 | 0.31635 | N/A | 0 | 0 | 562.52 | RIM | [9 empty] | Commercial | Bi-Level Lighting Control (Exterior) | 1.4981 | 0.31172 | 5.0939 | 0 | 0 | 1357.8 | RIM | Commercial | Thermal Energy Storage | 1.0413 | 1.01 | 1.0286 | 19.3704 | 5.5893 | -3078.9615 | 2 Year Payback
Commercial | Air Curtains | 0.015366 | 0.45577 | N/A | 0.011723 | 0.0032285 | 81.081 | RIM | [9 empty] | Commercial | Bi-Level Lighting Control (Exterior) | 1.4981 | 0.31172 | 5.0939 | 0 | 0 | 1357.8 | RIM | Commercial | Thermal Energy Storage | 1.0413 | 1.01 | 1.0286 | 15.89 | 4.585 | -2525.7458 | 2 Year Payback
Commercial | Air Curtains | 0.017418 | 0.51664 | N/A | 0.010513 | 0.0088056 | 81.081 | RIM | [9 empty] | Commercial | Bi-Level Lighting Control (Exterior) | 1.4981 | 0.31172 | 5.0939 | 0 | 0 | 1357.8 | RIM | Commercial | Thermal Energy Storage | 1.0413 | 1.01 | 1.0286 | 184.6717 | 53.2863 | -29353.8464 | 2 Year Payback
Commercial | Air Curtains | 0.015366 | 0.45577 | N/A | 0.011723 | 0.0032285 | 81.081 | RIM | [9 empty] | Commercial | Bi-Level Lighting Control (Exterior) | 1.4981 | 0.31172 | 5.0939 | 0 | 0 | 1357.8 | RIM | Commercial | Thermal Energy Storage | 1.0413 | 1.01 | 1.0286 | 13.8043 | 3.9832 | -2194.2113 | 2 Year Payback
Commercial | Air Curtains | 0.017418 | 0.51664 | N/A | 0.010513 | 0.0088056 | 81.081 | RIM | [9 empty] | Commercial | Bi-Level Lighting Control (Exterior) | 1.4981 | 0.31172 | 5.0939 | 0 | 0 | 1357.8 | RIM | Commercial | Thermal Energy Storage | 1.0413 | 1.01 | 1.0286 | 10.0029 | 2.8863 | -1589.9803 | 2 Year Payback
Commercial | Air Curtains | 0.017418 | 0.51664 | N/A | 0.010513 | 0.0088056 | 81.081 | RIM | [9 empty] | Commercial | Bi-Level Lighting Control (Exterior) | 1.4981 | 0.31172 | 5.0939 | 0 | 0 | 1357.8 | RIM | Commercial | Thermal Energy Storage | 1.0413 | 1.01 | 1.0286 | 4.369 | 1.2607 | -694.4647 | 2 Year Payback
Commercial | Air Curtains | 0.015366 | 0.45577 | N/A | 0.011723 | 0.0032285 | 81.081 | RIM | [9 empty] | Commercial | Bi-Level Lighting Control (Exterior) | 1.4981 | 0.31172 | 5.0939 | 0 | 0 | 1357.8 | RIM | Commercial | Thermal Energy Storage | 1.0413 | 1.01 | 1.0286 | 16.3275 | 4.7112 | -2595.2794 | 2 Year Payback
Commercial | Air Curtains | 0.017418 | 0.51664 | N/A | 0.010513 | 0.0088056 | 81.081 | RIM | [9 empty] | Commercial | Outdoor Lighting Controls | 1.8691 | 0.31172 | 6.4771 | 0 | 0 | 562.52 | RIM | Commercial | Thermal Energy Storage | 1.0413 | 1.01 | 1.0286 | 1.622 | 0.46802 | -257.8161 | 2 Year Payback
Commercial | Air Curtains | 0.015366 | 0.45577 | N/A | 0.011723 | 0.0032285 | 81.081 | RIM | [9 empty] | Commercial | Outdoor Lighting Controls | 1.8691 | 0.31172 | 6.4771 | 0 | 0 | 562.52 | RIM | Commercial | Wall Insulation | 0 | 0 | 0 | 0 | 0 | 0 | TRC
Commercial | Air Curtains | 0.015366 | 0.45577 | N/A | 0.011723 | 0.0032285 | 81.081 | RIM | [9 empty] | Commercial | Outdoor Lighting Controls | 1.8691 | 0.31172 | 6.4771 | 0 | 0 | 562.52 | RIM | Commercial | Wall Insulation | 0 | 0 | 0 | 0 | 0 | 0 | TRC
Commercial | Air Curtains | 0.017418 | 0.51664 | N/A | 0.010513 | 0.0088056 | 81.081 | RIM | [9 empty] | Commercial | Outdoor Lighting Controls | 1.8691 | 0.31172 | 6.4771 | 0 | 0 | 562.52 | RIM | Commercial | Wall Insulation | 0 | 0 | 0 | 0 | 0 | 0 | TRC
Commercial | Air Curtains | 0.015366 | 0.45577 | N/A | 0.011723 | 0.0032285 | 81.081 | RIM | [9 empty] | Commercial | Outdoor Lighting Controls | 1.8691 | 0.31172 | 6.4771 | 0 | 0 | 562.52 | RIM | Commercial | Wall Insulation | 0 | 0 | 0 | 0 | 0 | 0 | TRC
Commercial | Air Curtains | 0.017418 | 0.51664 | N/A | 0.010513 | 0.0088056 | 81.081 | RIM | [9 empty] | Commercial | Outdoor Lighting Controls | 1.8691 | 0.31172 | 6.4771 | 0 | 0 | 562.52 | RIM | Commercial | Wall Insulation | 0 | 0 | 0 | 0 | 0 | 0 | TRC
Commercial | Air Curtains | 0.015366 | 0.45577 | N/A | 0.011723 | 0.0032285 | 81.081 | RIM | [9 empty] | Commercial | Outdoor Lighting Controls | 1.8691 | 0.31172 | 6.4771 | 0 | 0 | 562.52 | RIM | Commercial | Wall Insulation | 0 | 0 | 0 | 0 | 0 | 0 | TRC
Commercial | Air Curtains | 0.015366 | 0.45577 | N/A | 0.011723 | 0.0032285 | 81.081 | RIM | [9 empty] | Commercial | Outdoor Lighting Controls | 1.8691 | 0.31172 | 6.4771 | 0 | 0 | 562.52 | RIM | Commercial | Wall Insulation | 0 | 0 | 0 | 0 | 0 | 0 | TRC
Commercial | Air Curtains | 0.017418 | 0.51664 | N/A | 0.010513 | 0.0088056 | 81.081 | RIM | [9 empty] | Commercial | Outdoor Lighting Controls | 1.8691 | 0.31172 | 6.4771 | 0 | 0 | 562.52 | RIM | Commercial | Wall Insulation | 0 | 0 | 0 | 0 | 0 | 0 | TRC
Commercial | Air Curtains | 0.015366 | 0.45577 | N/A | 0.011723 | 0.0032285 | 81.081 | RIM | [9 empty] | Commercial | Outdoor Lighting Controls | 1.8691 | 0.31172 | 6.4771 | 0 | 0 | 562.52 | RIM | Commercial | Wall Insulation | 0 | 0 | 0 | 0 | 0 | 0 | TRC
Commercial | Air Curtains | 0.017418 | 0.51664 | N/A | 0.010513 | 0.0088056 | 81.081 | RIM | [9 empty] | Commercial | Outdoor Lighting Controls | 1.8691 | 0.31172 | 6.4771 | 0 | 0 | 562.52 | RIM | Commercial | Wall Insulation | 0 | 0 | 0 | 0 | 0 | 0 | TRC
Commercial | Air Curtains | 0.017418 | 0.51664 | N/A | 0.010513 | 0.0088056 | 81.081 | RIM | [9 empty] | Commercial | Outdoor Lighting Controls | 1.8691 | 0.31172 | 6.4771 | 0 | 0 | 562.52 | RIM | Commercial | Wall Insulation | 0 | 0 | 0 | 0 | 0 | 0 | TRC
Commercial | Air Curtains | 0.015366 | 0.45577 | N/A | 0.011723 | 0.0032285 | 81.081 | RIM | [9 empty] | Commercial | Outdoor Lighting Controls | 1.8691 | 0.31172 | 6.4771 | 0 | 0 | 562.52 | RIM | Commercial | Wall Insulation | 0 | 0 | 0 | 0 | 0 | 0 | TRC
Commercial | Air Curtains | 0.017418 | 0.51664 | N/A | 0.010513 | 0.0088056 | 81.081 | RIM | [9 empty] | Commercial | Outdoor Lighting Controls | 1.8691 | 0.31172 | 6.4771 | 0 | 0 | 562.52 | RIM | Commercial | Wall Insulation | 0 | 0 | 0 | 0 | 0 | 0 | TRC
Commercial | Air Curtains | 0.015366 | 0.45577 | N/A | 0.011723 | 0.0032285 | 81.081 | RIM | [9 empty] | Commercial | Outdoor Lighting Controls | 1.8691 | 0.31172 | 6.4771 | 0 | 0 | 562.52 | RIM | Commercial | Warehouse Loading Dock Seals | 0.19966 | 0.58533 | 0.33462 | 7.2475e-06 | 1.2931e-05 | 0.063867 | TRC
Commercial | Air Curtains | 0.015366 | 0.45577 | N/A | 0.011723 | 0.0032285 | 81.081 | RIM | [9 empty] | Commercial | Outdoor Lighting Controls | 1.8691 | 0.31172 | 6.4771 | 0 | 0 | 562.52 | RIM | Commercial | Warehouse Loading Dock Seals | 0.098022 | 0.58533 | 0.16346 | 3.5403e-06 | 6.3167e-06 | 0.031198 | TRC
Commercial | Air Curtains | 0.017418 | 0.51664 | N/A | 0.010513 | 0.0088056 | 81.081 | RIM | [9 empty] | Commercial | Outdoor Lighting Controls | 1.8691 | 0.31172 | 6.4771 | 0 | 0 | 562.52 | RIM | Commercial | Warehouse Loading Dock Seals | 0.66343 | 0.58533 | 1.1379 | 2.4646e-05 | 4.3973e-05 | 0.21719 | TRC
Commercial | Air Curtains | 0.015366 | 0.45577 | N/A | 0.011723 | 0.0032285 | 81.081 | RIM | [9 empty] | Commercial | Outdoor Lighting Controls | 1.8691 | 0.31172 | 6.4771 | 0 | 0 | 562.52 | RIM | Commercial | Warehouse Loading Dock Seals | 0.18929 | 0.58533 | 0.31708 | 6.8675e-06 | 1.2253e-05 | 0.060518 | TRC
Commercial | Air Curtains | 0.017418 | 0.51664 | N/A | 0.010513 | 0.0088056 | 81.081 | RIM | [9 empty] | Commercial | Outdoor Lighting Controls | 1.8691 | 0.31172 | 6.4771 | 0 | 0 | 562.52 | RIM | Commercial | Warehouse Loading Dock Seals | 0.098356 | 0.58533 | 0.16402 | 3.5524e-06 | 6.3384e-06 | 0.031305 | TRC
Commercial | Air Curtains | 0.015366 | 0.45577 | N/A | 0.011723 | 0.0032285 | 81.081 | RIM | [9 empty] | Commercial | Outdoor Lighting Controls | 1.8691 | 0.31172 | 6.4771 | 0 | 0 | 562.52 | RIM | Commercial | Warehouse Loading Dock Seals | 0.59858 | 0.58533 | 1.0233 | 2.2164e-05 | 3.9545e-05 | 0.19531 | TRC
Commercial | Airside Economizer | 2.0237 | 0.27756 | N/A | -0.46324 | 2.0439e-05 | 2253.2313 | RIM | [9 empty] | Commercial | Outdoor Lighting Controls | 1.8691 | 0.31172 | 6.4771 | 0 | 0 | 562.52 | RIM | Commercial | Warehouse Loading Dock Seals | 0.45358 | 0.58533 | 0.76981 | 1.6673e-05 | 2.9748e-05 | 0.14693 | TRC
Commercial | Airside Economizer | 22.5814 | 0.37361 | N/A | -1.6012 | 1.8007 | 13457.661 | RIM | [9 empty] | Commercial | Outdoor Lighting Controls | 1.8691 | 0.31172 | 6.4771 | 0 | 0 | 562.52 | RIM | Commercial | Warehouse Loading Dock Seals | 0.12251 | 0.58533 | 0.20454 | 4.4302e-06 | 7.9045e-06 | 0.03904 | TRC
Commercial | Airside Economizer | 1.9594 | 0.27631 | N/A | -1.2116 | 0.036509 | 5424.8726 | RIM | [9 empty] | Commercial | Outdoor Lighting Controls | 1.8691 | 0.31172 | 6.4771 | 0 | 0 | 562.52 | RIM | Commercial | Warehouse Loading Dock Seals | 0.85736 | 0.58533 | 1.4851 | 3.2165e-05 | 5.7389e-05 | 0.28345 | TRC
Commercial | Airside Economizer | 2.0237 | 0.27756 | N/A | -1.9468 | 8.5893e-05 | 9469.1388 | RIM | [9 empty] | Commercial | Outdoor Lighting Controls | 1.8691 | 0.31172 | 6.4771 | 0 | 0 | 562.52 | RIM | Commercial | Warehouse Loading Dock Seals | 0.64436 | 0.58533 | 1.1041 | 2.3914e-05 | 4.2668e-05 | 0.21074 | TRC
Commercial | Airside Economizer | 22.5814 | 0.37361 | N/A | -11.7391 | 13.202 | 98666.9364 | RIM | [9 empty] | Commercial | Outdoor Lighting Controls | 1.8691 | 0.31172 | 6.4771 | 0 | 0 | 562.52 | RIM | Commercial | Warehouse Loading Dock Seals | 0.28656 | 0.58533 | 0.48233 | 1.0447e-05 | 1.8639e-05 | 0.092059 | TRC
Commercial | Airside Economizer | 2.0237 | 0.27756 | N/A | -2.2505 | 9.9293e-05 | 10946.4253 | RIM | [9 empty] | Commercial | Outdoor Lighting Controls | 1.8691 | 0.31172 | 6.4771 | 0 | 0 | 562.52 | RIM | Commercial | Warehouse Loading Dock Seals | 0.066159 | 0.58533 | 0.11015 | 2.3858e-06 | 4.2568e-06 | 0.021024 | TRC
Commercial | Airside Economizer | 1.9594 | 0.27631 | N/A | -2.0055 | 0.060432 | 8979.6145 | RIM | [9 empty] | Commercial | Air Curtains | 0.01535 | 0.44274 | 0.033713 | 0.011723 | 0.0032285 | 81.081 | RIM | Commercial | Warehouse Loading Dock Seals | 0.18191 | 0.58533 | 0.3046 | 6.5973e-06 | 1.1771e-05 | 0.058137 | TRC
Commercial | Airside Economizer | 2.0237 | 0.27756 | N/A | -21.4554 | 0.00094663 | 104359.7599 | RIM | [9 empty] | Commercial | Air Curtains | 0.017401 | 0.50187 | 0.033713 | 0.010513 | 0.0088056 | 81.081 | RIM | Commercial | Warehouse Loading Dock Seals | 0.19842 | 0.58533 | 0.33252 | 7.202e-06 | 1.285e-05 | 0.063467 | TRC
Commercial | Airside Economizer | 2.0237 | 0.27756 | N/A | -1.6038 | 7.0761e-05 | 7800.9322 | RIM | [9 empty] | Commercial | Air Curtains | 0.01535 | 0.44274 | 0.033713 | 0.011723 | 0.0032285 | 81.081 | RIM | Commercial | Warehouse Loading Dock Seals | 0.09741 | 0.58533 | 0.16243 | 3.5181e-06 | 6.2771e-06 | 0.031003 | TRC
Commercial | Airside Economizer | 1.9594 | 0.27631 | N/A | -1.2625 | 0.038043 | 5652.7504 | RIM | [9 empty] | Commercial | Air Curtains | 0.017401 | 0.50187 | 0.033713 | 0.010513 | 0.0088056 | 81.081 | RIM | Commercial | Warehouse Loading Dock Seals | 0.65941 | 0.58533 | 1.1308 | 2.4491e-05 | 4.3698e-05 | 0.21582 | TRC
Commercial | Airside Economizer | 1.9594 | 0.27631 | N/A | -0.55142 | 0.016616 | 2468.9837 | RIM | [9 empty] | Commercial | Air Curtains | 0.017401 | 0.50187 | 0.033713 | 0.010513 | 0.0088056 | 81.081 | RIM | Commercial | Warehouse Loading Dock Seals | 0.18811 | 0.58533 | 0.31509 | 6.8244e-06 | 1.2176e-05 | 0.060139 | TRC
Commercial | Airside Economizer | 2.0237 | 0.27756 | N/A | -1.8969 | 8.3695e-05 | 9226.8228 | RIM | [9 empty] | Commercial | Air Curtains | 0.01535 | 0.44274 | 0.033713 | 0.011723 | 0.0032285 | 81.081 | RIM | Commercial | Warehouse Loading Dock Seals | 0.097743 | 0.58533 | 0.16299 | 3.5302e-06 | 6.2986e-06 | 0.031109 | TRC
Commercial | Airside Economizer | 2.0237 | 0.27756 | N/A | -0.18844 | 8.3143e-06 | 916.5961 | RIM | [9 empty] | Commercial | Air Curtains | 0.017401 | 0.50187 | 0.033713 | 0.010513 | 0.0088056 | 81.081 | RIM | Commercial | Warehouse Loading Dock Seals | 0.59493 | 0.58533 | 1.0169 | 2.2025e-05 | 3.9297e-05 | 0.19409 | TRC
Commercial | Airside Economizer | 2.0237 | 0.27756 | N/A | -0.46324 | 2.0439e-05 | 2253.2313 | RIM | [9 empty] | Commercial | Air Curtains | 0.01535 | 0.44274 | 0.033713 | 0.011723 | 0.0032285 | 81.081 | RIM | Commercial | Warehouse Loading Dock Seals | 0.45079 | 0.58533 | 0.76498 | 1.6568e-05 | 2.9562e-05 | 0.14601 | TRC
Commercial | Airside Economizer | 22.5814 | 0.37361 | N/A | -1.6012 | 1.8007 | 13457.661 | RIM | [9 empty] | Commercial | Air Curtains | 0.01535 | 0.44274 | 0.033713 | 0.011723 | 0.0032285 | 81.081 | RIM | Commercial | Warehouse Loading Dock Seals | 0.12175 | 0.58533 | 0.20326 | 4.4024e-06 | 7.8549e-06 | 0.038795 | TRC
Commercial | Airside Economizer | 1.9594 | 0.27631 | N/A | -1.2116 | 0.036509 | 5424.8726 | RIM | [9 empty] | Commercial | Air Curtains | 0.017401 | 0.50187 | 0.033713 | 0.010513 | 0.0088056 | 81.081 | RIM | Commercial | Warehouse Loading Dock Seals | 0.85221 | 0.58533 | 1.4758 | 3.1963e-05 | 5.703e-05 | 0.28167 | TRC
Commercial | Airside Economizer | 2.0237 | 0.27756 | N/A | -1.9468 | 8.5893e-05 | 9469.1388 | RIM | [9 empty] | Commercial | Air Curtains | 0.01535 | 0.44274 | 0.033713 | 0.011723 | 0.0032285 | 81.081 | RIM | Commercial | Warehouse Loading Dock Seals | 0.64045 | 0.58533 | 1.0972 | 2.3764e-05 | 4.2401e-05 | 0.20942 | TRC
Commercial | Airside Economizer | 22.5814 | 0.37361 | N/A | -11.7391 | 13.202 | 98666.9364 | RIM | [9 empty] | Commercial | Air Curtains | 0.017401 | 0.50187 | 0.033713 | 0.010513 | 0.0088056 | 81.081 | RIM | Commercial | Warehouse Loading Dock Seals | 0.28479 | 0.58533 | 0.4793 | 1.0381e-05 | 1.8522e-05 | 0.091482 | TRC
Commercial | Airside Economizer | 2.0237 | 0.27756 | N/A | -2.2505 | 9.9293e-05 | 10946.4253 | RIM | [9 empty] | Commercial | Air Curtains | 0.01535 | 0.44274 | 0.033713 | 0.011723 | 0.0032285 | 81.081 | RIM | Commercial | Warehouse Loading Dock Seals | 0.065746 | 0.58533 | 0.10946 | 2.3708e-06 | 4.2301e-06 | 0.020892 | TRC
Commercial | Airside Economizer | 1.9594 | 0.27631 | N/A | -2.0055 | 0.060432 | 8979.6145 | RIM | [9 empty] | Commercial | Air Curtains | 0.01535 | 0.44274 | 0.033713 | 0.011723 | 0.0032285 | 81.081 | RIM | Commercial | Warehouse Loading Dock Seals | 0.18078 | 0.58533 | 0.30269 | 6.5559e-06 | 1.1697e-05 | 0.057773 | TRC
Commercial | Airside Economizer | 2.0237 | 0.27756 | N/A | -21.4554 | 0.00094663 | 104359.7599 | RIM | [9 empty] | Commercial | Air Curtains | 0.017401 | 0.50187 | 0.033713 | 0.010513 | 0.0088056 | 81.081 | RIM | Commercial | Water Cooled Refrigeration Heat Recovery | 0.035361 | 0.37436 | 0.092006 | 0 | 0.050273 | 752.0072 | TRC
Commercial | Airside Economizer | 2.0237 | 0.27756 | N/A | -1.6038 | 7.0761e-05 | 7800.9322 | RIM | [9 empty] | Commercial | Air Curtains | 0.01535 | 0.44274 | 0.033713 | 0.011723 | 0.0032285 | 81.081 | RIM | Commercial | Water Cooled Refrigeration Heat Recovery | 0.059501 | 0.41623 | 0.13943 | 0 | 0.48778 | 4491.4422 | TRC
Commercial | Airside Economizer | 1.9594 | 0.27631 | N/A | -1.2625 | 0.038043 | 5652.7504 | RIM | [9 empty] | Commercial | Air Curtains | 0.017401 | 0.50187 | 0.033713 | 0.010513 | 0.0088056 | 81.081 | RIM | Commercial | Water Cooled Refrigeration Heat Recovery | 0.34002 | 0.37436 | 0.90582 | 0 | 0.12104 | 1810.5302 | TRC
Commercial | Airside Economizer | 1.9594 | 0.27631 | N/A | -0.55142 | 0.016616 | 2468.9837 | RIM | [9 empty] | Commercial | Air Curtains | 0.017401 | 0.50187 | 0.033713 | 0.010513 | 0.0088056 | 81.081 | RIM | Commercial | Water Cooled Refrigeration Heat Recovery | 0.15694 | 0.41623 | 0.37025 | 0 | 0.34321 | 3160.2884 | TRC
Commercial | Airside Economizer | 2.0237 | 0.27756 | N/A | -1.8969 | 8.3695e-05 | 9226.8228 | RIM | [9 empty] | Commercial | Air Curtains | 0.01535 | 0.44274 | 0.033713 | 0.011723 | 0.0032285 | 81.081 | RIM | Commercial | Water Cooled Refrigeration Heat Recovery | 0.15694 | 0.41623 | 0.37025 | 0 | 3.5762 | 32929.7074 | TRC
Commercial | Airside Economizer | 2.0237 | 0.27756 | N/A | -0.18844 | 8.3143e-06 | 916.5961 | RIM | [9 empty] | Commercial | Air Curtains | 0.017401 | 0.50187 | 0.033713 | 0.010513 | 0.0088056 | 81.081 | RIM | Commercial | Water Cooled Refrigeration Heat Recovery | 0.15892 | 0.37436 | 0.41744 | 0 | 0.24423 | 3653.327 | TRC
Commercial | Ceiling Insulation(R12 to R38) | 0.45833 | 0.7957 | N/A | 4.1109e-06 | 9.2669e-05 | 0.20544 | RIM | [9 empty] | Commercial | Air Curtains | 0.01535 | 0.44274 | 0.033713 | 0.011723 | 0.0032285 | 81.081 | RIM | Commercial | Water Cooled Refrigeration Heat Recovery | 0.088997 | 0.41623 | 0.20898 | 0 | 0.32547 | 2996.9115 | TRC
Commercial | Ceiling Insulation(R12 to R38) | 0.48908 | 0.84909 | N/A | 8.4965e-05 | 5.0047e-05 | 0.20544 | RIM | [9 empty] | Commercial | Air Curtains | 0.01535 | 0.44274 | 0.033713 | 0.011723 | 0.0032285 | 81.081 | RIM | Commercial | Water Cooled Refrigeration Heat Recovery | 0.95638 | 0.37436 | 2.6773 | 0 | 2.3284 | 34829.6652 | TRC
Commercial | Ceiling Insulation(R12 to R38) | 0.5397 | 0.93698 | N/A | 4.1924e-05 | 9.5878e-05 | 0.20544 | RIM | [9 empty] | Commercial | Air Curtains | 0.017401 | 0.50187 | 0.033713 | 0.010513 | 0.0088056 | 81.081 | RIM | Commercial | Water Cooled Refrigeration Heat Recovery | 0.14559 | 0.37436 | 0.38203 | 0 | 0.17405 | 2603.5309 | TRC
Commercial | Ceiling Insulation(R12 to R38) | 0.45833 | 0.7957 | N/A | 4.1109e-06 | 9.2669e-05 | 0.20544 | RIM | [9 empty] | Commercial | Air Curtains | 0.01535 | 0.44274 | 0.033713 | 0.011723 | 0.0032285 | 81.081 | RIM | Commercial | Water Cooled Refrigeration Heat Recovery | 0.3657 | 0.41623 | 0.87547 | 0 | 0.20489 | 1886.5835 | TRC
Commercial | Ceiling Insulation(R12 to R38) | 0.48908 | 0.84909 | N/A | 8.4965e-05 | 5.0047e-05 | 0.20544 | RIM | [9 empty] | Commercial | Air Curtains | 0.017401 | 0.50187 | 0.033713 | 0.010513 | 0.0088056 | 81.081 | RIM | Commercial | Water Cooled Refrigeration Heat Recovery | 0.065088 | 0.37436 | 0.16974 | 0 | 0.055087 | 824.0137 | TRC
Commercial | Ceiling Insulation(R12 to R38) | 0.45833 | 0.7957 | N/A | 4.1109e-06 | 9.2669e-05 | 0.20544 | RIM | [9 empty] | Commercial | Air Curtains | 0.01535 | 0.44274 | 0.033713 | 0.011723 | 0.0032285 | 81.081 | RIM | Commercial | Water Cooled Refrigeration Heat Recovery | 0.059501 | 0.41623 | 0.13943 | 0 | 0.33443 | 3079.4163 | TRC
Commercial | Ceiling Insulation(R12 to R38) | 0.48908 | 0.84909 | N/A | 8.4965e-05 | 5.0047e-05 | 0.20544 | RIM | [9 empty] | Commercial | Airside Economizer | 1.703 | 0.27057 | 60.4409 | -0.46324 | 2.0439e-05 | 2253.2313 | RIM | Commercial | Water Cooled Refrigeration Heat Recovery | 0.017277 | 0.37436 | 0.04489 | 0 | 0.020451 | 305.9104 | TRC
Commercial | Ceiling Insulation(R12 to R38) | 0.45833 | 0.7957 | N/A | 4.1109e-06 | 9.2669e-05 | 0.20544 | RIM | [9 empty] | Commercial | Airside Economizer | 8.1244 | 0.36293 | 60.4409 | -1.6012 | 1.8007 | 13457.661 | RIM | Commercial | Water Cooled Refrigeration Heat Recovery | 0.035361 | 0.37436 | 0.092006 | 0 | 0.050273 | 752.0072 | TRC
Commercial | Ceiling Insulation(R12 to R38) | 0.45833 | 0.7957 | N/A | 4.1109e-06 | 9.2669e-05 | 0.20544 | RIM | [9 empty] | Commercial | Airside Economizer | 1.6572 | 0.26939 | 60.4409 | -1.2116 | 0.036509 | 5424.8726 | RIM | Commercial | Water Cooled Refrigeration Heat Recovery | 0.059501 | 0.41623 | 0.13943 | 0 | 0.48778 | 4491.4422 | TRC
Commercial | Ceiling Insulation(R12 to R38) | 0.5397 | 0.93698 | N/A | 4.1924e-05 | 9.5878e-05 | 0.20544 | RIM | [9 empty] | Commercial | Airside Economizer | 1.703 | 0.27057 | 60.4409 | -1.9468 | 8.5893e-05 | 9469.1388 | RIM | Commercial | Water Cooled Refrigeration Heat Recovery | 0.34002 | 0.37436 | 0.90582 | 0 | 0.12104 | 1810.5302 | TRC
Commercial | Ceiling Insulation(R12 to R38) | 0.5397 | 0.93698 | N/A | 4.1924e-05 | 9.5878e-05 | 0.20544 | RIM | [9 empty] | Commercial | Airside Economizer | 8.1244 | 0.36293 | 60.4409 | -11.7391 | 13.202 | 98666.9364 | RIM | Commercial | Water Cooled Refrigeration Heat Recovery | 0.15694 | 0.41623 | 0.37025 | 0 | 0.34321 | 3160.2884 | TRC
Commercial | Ceiling Insulation(R12 to R38) | 0.45833 | 0.7957 | N/A | 4.1109e-06 | 9.2669e-05 | 0.20544 | RIM | [9 empty] | Commercial | Airside Economizer | 1.703 | 0.27057 | 60.4409 | -2.2505 | 9.9293e-05 | 10946.4253 | RIM | Commercial | Water Cooled Refrigeration Heat Recovery | 0.15694 | 0.41623 | 0.37025 | 0 | 3.5762 | 32929.7074 | TRC
Commercial | Ceiling Insulation(R12 to R38) | 0.34708 | 0.60256 | N/A | 2.3313e-05 | 4.1595e-05 | 0.20544 | RIM | [9 empty] | Commercial | Airside Economizer | 1.6572 | 0.26939 | 60.4409 | -2.0055 | 0.060432 | 8979.6145 | RIM | Commercial | Water Cooled Refrigeration Heat Recovery | 0.15892 | 0.37436 | 0.41744 | 0 | 0.24423 | 3653.327 | TRC
Commercial | Ceiling Insulation(R12 to R38) | 0.45545 | 0.7957 | N/A | 4.0851e-06 | 9.2088e-05 | 0.20415 | RIM | [9 empty] | Commercial | Airside Economizer | 1.703 | 0.27057 | 60.4409 | -21.4554 | 0.00094663 | 104359.7599 | RIM | Commercial | Water Cooled Refrigeration Heat Recovery | 0.088997 | 0.41623 | 0.20898 | 0 | 0.32547 | 2996.9115 | TRC
Commercial | Ceiling Insulation(R12 to R38) | 0.48601 | 0.84909 | N/A | 8.4432e-05 | 4.9733e-05 | 0.20415 | RIM | [9 empty] | Commercial | Airside Economizer | 1.703 | 0.27057 | 60.4409 | -1.6038 | 7.0761e-05 | 7800.9322 | RIM | Commercial | Water Cooled Refrigeration Heat Recovery | 0.95638 | 0.37436 | 2.6773 | 0 | 2.3284 | 34829.6652 | TRC
Commercial | Ceiling Insulation(R12 to R38) | 0.53632 | 0.93698 | N/A | 4.1661e-05 | 9.5277e-05 | 0.20415 | RIM | [9 empty] | Commercial | Airside Economizer | 1.6572 | 0.26939 | 60.4409 | -1.2625 | 0.038043 | 5652.7504 | RIM | Commercial | Water Cooled Refrigeration Heat Recovery | 0.14559 | 0.37436 | 0.38203 | 0 | 0.17405 | 2603.5309 | TRC
Commercial | Ceiling Insulation(R12 to R38) | 0.45545 | 0.7957 | N/A | 4.0851e-06 | 9.2088e-05 | 0.20415 | RIM | [9 empty] | Commercial | Airside Economizer | 1.6572 | 0.26939 | 60.4409 | -0.55142 | 0.016616 | 2468.9837 | RIM | Commercial | Water Cooled Refrigeration Heat Recovery | 0.3657 | 0.41623 | 0.87547 | 0 | 0.20489 | 1886.5835 | TRC
Commercial | Ceiling Insulation(R12 to R38) | 0.48601 | 0.84909 | N/A | 8.4432e-05 | 4.9733e-05 | 0.20415 | RIM | [9 empty] | Commercial | Airside Economizer | 1.703 | 0.27057 | 60.4409 | -1.8969 | 8.3695e-05 | 9226.8228 | RIM | Commercial | Water Cooled Refrigeration Heat Recovery | 0.065088 | 0.37436 | 0.16974 | 0 | 0.055087 | 824.0137 | TRC
Commercial | Ceiling Insulation(R12 to R38) | 0.45545 | 0.7957 | N/A | 4.0851e-06 | 9.2088e-05 | 0.20415 | RIM | [9 empty] | Commercial | Airside Economizer | 1.703 | 0.27057 | 60.4409 | -0.18844 | 8.3143e-06 | 916.5961 | RIM | Commercial | Water Cooled Refrigeration Heat Recovery | 0.059501 | 0.41623 | 0.13943 | 0 | 0.33443 | 3079.4163 | TRC
Commercial | Ceiling Insulation(R12 to R38) | 0.48601 | 0.84909 | N/A | 8.4432e-05 | 4.9733e-05 | 0.20415 | RIM | [9 empty] | Commercial | Airside Economizer | 1.703 | 0.27057 | 60.4409 | -0.46324 | 2.0439e-05 | 2253.2313 | RIM | Commercial | Water Cooled Refrigeration Heat Recovery | 0.017277 | 0.37436 | 0.04489 | 0 | 0.020451 | 305.9104 | TRC
Commercial | Ceiling Insulation(R12 to R38) | 0.45545 | 0.7957 | N/A | 4.0851e-06 | 9.2088e-05 | 0.20415 | RIM | [9 empty] | Commercial | Airside Economizer | 8.1244 | 0.36293 | 60.4409 | -1.6012 | 1.8007 | 13457.661 | RIM | Commercial | Waterside Economizer | 0.033198 | 0.57544 | 0.056134 | 4.3604 | 0 | 10741.0246 | TRC
Commercial | Ceiling Insulation(R12 to R38) | 0.45545 | 0.7957 | N/A | 4.0851e-06 | 9.2088e-05 | 0.20415 | RIM | [9 empty] | Commercial | Airside Economizer | 1.6572 | 0.26939 | 60.4409 | -1.2116 | 0.036509 | 5424.8726 | RIM | Commercial | Waterside Economizer | 0.036823 | 0.57544 | 0.062276 | 4.8375 | 0 | 11916.2094 | TRC
Commercial | Ceiling Insulation(R12 to R38) | 0.53632 | 0.93698 | N/A | 4.1661e-05 | 9.5277e-05 | 0.20415 | RIM | [9 empty] | Commercial | Airside Economizer | 1.703 | 0.27057 | 60.4409 | -1.9468 | 8.5893e-05 | 9469.1388 | RIM | Commercial | Waterside Economizer | 0.018352 | 0.57544 | 0.031009 | 2.4088 | 0 | 5933.4505 | TRC
Commercial | Ceiling Insulation(R12 to R38) | 0.53632 | 0.93698 | N/A | 4.1661e-05 | 9.5277e-05 | 0.20415 | RIM | [9 empty] | Commercial | Airside Economizer | 8.1244 | 0.36293 | 60.4409 | -11.7391 | 13.202 | 98666.9364 | RIM | Commercial | Waterside Economizer | 0.072098 | 0.57544 | 0.12215 | 9.4882 | 0 | 23372.2065 | TRC
Commercial | Ceiling Insulation(R12 to R38) | 0.45545 | 0.7957 | N/A | 4.0851e-06 | 9.2088e-05 | 0.20415 | RIM | [9 empty] | Commercial | Airside Economizer | 1.703 | 0.27057 | 60.4409 | -2.2505 | 9.9293e-05 | 10946.4253 | RIM | Commercial | Waterside Economizer | 0.068308 | 0.57544 | 0.1157 | 8.9878 | 0 | 22139.4952 | TRC
Commercial | Ceiling Insulation(R12 to R38) | 0.3449 | 0.60256 | N/A | 2.3166e-05 | 4.1334e-05 | 0.20415 | RIM | [9 empty] | Commercial | Airside Economizer | 1.6572 | 0.26939 | 60.4409 | -2.0055 | 0.060432 | 8979.6145 | RIM | Commercial | Waterside Economizer | 0.017946 | 0.57544 | 0.030322 | 2.3554 | 0 | 5801.9613 | TRC
Commercial | Ceiling Insulation(R19 to R38) | 0.24685 | 0.7957 | N/A | 1.8973e-06 | 4.277e-05 | 0.094818 | RIM | [9 empty] | Commercial | Airside Economizer | 1.703 | 0.27057 | 60.4409 | -21.4554 | 0.00094663 | 104359.7599 | RIM | Commercial | Waterside Economizer | 0.05478 | 0.57544 | 0.092727 | 7.2029 | 0 | 17742.8249 | TRC
Commercial | Ceiling Insulation(R19 to R38) | 0.26341 | 0.84909 | N/A | 3.9215e-05 | 2.3099e-05 | 0.094818 | RIM | [9 empty] | Commercial | Airside Economizer | 1.703 | 0.27057 | 60.4409 | -1.6038 | 7.0761e-05 | 7800.9322 | RIM | Commercial | Waterside Economizer | 0.018556 | 0.57544 | 0.031353 | 2.4354 | 0 | 5999.1951 | TRC
Commercial | Ceiling Insulation(R19 to R38) | 0.29068 | 0.93698 | N/A | 1.9349e-05 | 4.4252e-05 | 0.094818 | RIM | [9 empty] | Commercial | Airside Economizer | 1.6572 | 0.26939 | 60.4409 | -1.2625 | 0.038043 | 5652.7504 | RIM | Commercial | Waterside Economizer | 0.037356 | 0.57544 | 0.063178 | 4.9076 | 0 | 12088.789 | TRC
Commercial | Ceiling Insulation(R19 to R38) | 0.24685 | 0.7957 | N/A | 1.8973e-06 | 4.277e-05 | 0.094818 | RIM | [9 empty] | Commercial | Airside Economizer | 1.6572 | 0.26939 | 60.4409 | -0.55142 | 0.016616 | 2468.9837 | RIM | Commercial | Waterside Economizer | 0.053742 | 0.57544 | 0.090966 | 7.0661 | 0 | 17405.8838 | TRC
Commercial | Ceiling Insulation(R19 to R38) | 0.26341 | 0.84909 | N/A | 3.9215e-05 | 2.3099e-05 | 0.094818 | RIM | [9 empty] | Commercial | Airside Economizer | 1.703 | 0.27057 | 60.4409 | -1.8969 | 8.3695e-05 | 9226.8228 | RIM | Commercial | Waterside Economizer | 0.042145 | 0.57544 | 0.071295 | 5.5381 | 0 | 13642.0052 | TRC
Commercial | Ceiling Insulation(R19 to R38) | 0.24685 | 0.7957 | N/A | 1.8973e-06 | 4.277e-05 | 0.094818 | RIM | [9 empty] | Commercial | Airside Economizer | 1.703 | 0.27057 | 60.4409 | -0.18844 | 8.3143e-06 | 916.5961 | RIM | Commercial | Waterside Economizer | 0.036646 | 0.57544 | 0.061975 | 4.8142 | 0 | 11858.6828 | TRC
Commercial | Ceiling Insulation(R19 to R38) | 0.26341 | 0.84909 | N/A | 3.9215e-05 | 2.3099e-05 | 0.094818 | RIM | [9 empty] | Commercial | Ceiling Insulation(R12 to R38) | 0.45068 | 0.77295 | 0.576 | 4.1109e-06 | 9.2669e-05 | 0.20544 | RIM | Commercial | Waterside Economizer | 0.0080619 | 0.57544 | 0.013615 | 1.0576 | 0 | 2605.1299 | TRC
Commercial | Ceiling Insulation(R19 to R38) | 0.24685 | 0.7957 | N/A | 1.8973e-06 | 4.277e-05 | 0.094818 | RIM | [9 empty] | Commercial | Ceiling Insulation(R12 to R38) | 0.48092 | 0.82481 | 0.576 | 8.4965e-05 | 5.0047e-05 | 0.20544 | RIM | Commercial | Waterside Economizer | 0.033198 | 0.57544 | 0.056134 | 4.3604 | 0 | 10741.0246 | TRC
Commercial | Ceiling Insulation(R19 to R38) | 0.24685 | 0.7957 | N/A | 1.8973e-06 | 4.277e-05 | 0.094818 | RIM | [9 empty] | Commercial | Ceiling Insulation(R12 to R38) | 0.5307 | 0.91019 | 0.576 | 4.1924e-05 | 9.5878e-05 | 0.20544 | RIM | Commercial | Waterside Economizer | 0.036823 | 0.57544 | 0.062276 | 4.8375 | 0 | 11916.2094 | TRC
Commercial | Ceiling Insulation(R19 to R38) | 0.29068 | 0.93698 | N/A | 1.9349e-05 | 4.4252e-05 | 0.094818 | RIM | [9 empty] | Commercial | Ceiling Insulation(R12 to R38) | 0.45068 | 0.77295 | 0.576 | 4.1109e-06 | 9.2669e-05 | 0.20544 | RIM | Commercial | Waterside Economizer | 0.018352 | 0.57544 | 0.031009 | 2.4088 | 0 | 5933.4505 | TRC
Commercial | Ceiling Insulation(R19 to R38) | 0.29068 | 0.93698 | N/A | 1.9349e-05 | 4.4252e-05 | 0.094818 | RIM | [9 empty] | Commercial | Ceiling Insulation(R12 to R38) | 0.48092 | 0.82481 | 0.576 | 8.4965e-05 | 5.0047e-05 | 0.20544 | RIM | Commercial | Waterside Economizer | 0.072098 | 0.57544 | 0.12215 | 9.4882 | 0 | 23372.2065 | TRC
Commercial | Ceiling Insulation(R19 to R38) | 0.24685 | 0.7957 | N/A | 1.8973e-06 | 4.277e-05 | 0.094818 | RIM | [9 empty] | Commercial | Ceiling Insulation(R12 to R38) | 0.45068 | 0.77295 | 0.576 | 4.1109e-06 | 9.2669e-05 | 0.20544 | RIM | Commercial | Waterside Economizer | 0.068308 | 0.57544 | 0.1157 | 8.9878 | 0 | 22139.4952 | TRC
Commercial | Ceiling Insulation(R19 to R38) | 0.18693 | 0.60256 | N/A | 1.076e-05 | 1.9198e-05 | 0.094818 | RIM | [9 empty] | Commercial | Ceiling Insulation(R12 to R38) | 0.48092 | 0.82481 | 0.576 | 8.4965e-05 | 5.0047e-05 | 0.20544 | RIM | Commercial | Waterside Economizer | 0.017946 | 0.57544 | 0.030322 | 2.3554 | 0 | 5801.9613 | TRC
Commercial | Ceiling Insulation(R19 to R38) | 0.2453 | 0.7957 | N/A | 1.8854e-06 | 4.2502e-05 | 0.094223 | RIM | [9 empty] | Commercial | Ceiling Insulation(R12 to R38) | 0.45068 | 0.77295 | 0.576 | 4.1109e-06 | 9.2669e-05 | 0.20544 | RIM | Commercial | Waterside Economizer | 0.05478 | 0.57544 | 0.092727 | 7.2029 | 0 | 17742.8249 | TRC
Commercial | Ceiling Insulation(R19 to R38) | 0.26176 | 0.84909 | N/A | 3.8969e-05 | 2.2954e-05 | 0.094223 | RIM | [9 empty] | Commercial | Ceiling Insulation(R12 to R38) | 0.45068 | 0.77295 | 0.576 | 4.1109e-06 | 9.2669e-05 | 0.20544 | RIM | Commercial | Waterside Economizer | 0.018556 | 0.57544 | 0.031353 | 2.4354 | 0 | 5999.1951 | TRC
Commercial | Ceiling Insulation(R19 to R38) | 0.28885 | 0.93698 | N/A | 1.9228e-05 | 4.3974e-05 | 0.094223 | RIM | [9 empty] | Commercial | Ceiling Insulation(R12 to R38) | 0.5307 | 0.91019 | 0.576 | 4.1924e-05 | 9.5878e-05 | 0.20544 | RIM | Commercial | Waterside Economizer | 0.037356 | 0.57544 | 0.063178 | 4.9076 | 0 | 12088.789 | TRC
Commercial | Ceiling Insulation(R19 to R38) | 0.2453 | 0.7957 | N/A | 1.8854e-06 | 4.2502e-05 | 0.094223 | RIM | [9 empty] | Commercial | Ceiling Insulation(R12 to R38) | 0.5307 | 0.91019 | 0.576 | 4.1924e-05 | 9.5878e-05 | 0.20544 | RIM | Commercial | Waterside Economizer | 0.053742 | 0.57544 | 0.090966 | 7.0661 | 0 | 17405.8838 | TRC
Commercial | Ceiling Insulation(R19 to R38) | 0.26176 | 0.84909 | N/A | 3.8969e-05 | 2.2954e-05 | 0.094223 | RIM | [9 empty] | Commercial | Ceiling Insulation(R12 to R38) | 0.45068 | 0.77295 | 0.576 | 4.1109e-06 | 9.2669e-05 | 0.20544 | RIM | Commercial | Waterside Economizer | 0.042145 | 0.57544 | 0.071295 | 5.5381 | 0 | 13642.0052 | TRC
Commercial | Ceiling Insulation(R19 to R38) | 0.2453 | 0.7957 | N/A | 1.8854e-06 | 4.2502e-05 | 0.094223 | RIM | [9 empty] | Commercial | Ceiling Insulation(R12 to R38) | 0.34129 | 0.58533 | 0.576 | 2.3313e-05 | 4.1595e-05 | 0.20544 | RIM | Commercial | Waterside Economizer | 0.036646 | 0.57544 | 0.061975 | 4.8142 | 0 | 11858.6828 | TRC
Commercial | Ceiling Insulation(R19 to R38) | 0.26176 | 0.84909 | N/A | 3.8969e-05 | 2.2954e-05 | 0.094223 | RIM | [9 empty] | Commercial | Ceiling Insulation(R12 to R38) | 0.4479 | 0.77295 | 0.57239 | 4.0851e-06 | 9.2088e-05 | 0.20415 | RIM | Commercial | Waterside Economizer | 0.0080619 | 0.57544 | 0.013615 | 1.0576 | 0 | 2605.1299 | TRC
Commercial | Ceiling Insulation(R19 to R38) | 0.2453 | 0.7957 | N/A | 1.8854e-06 | 4.2502e-05 | 0.094223 | RIM | [9 empty] | Commercial | Ceiling Insulation(R12 to R38) | 0.47796 | 0.82481 | 0.57239 | 8.4432e-05 | 4.9733e-05 | 0.20415 | RIM | Commercial | Window Sun Protection | 0.22435 | 0.4647 | 0.47554 | 0.042491 | -0.010532 | 111.1908 | TRC
Commercial | Ceiling Insulation(R19 to R38) | 0.2453 | 0.7957 | N/A | 1.8854e-06 | 4.2502e-05 | 0.094223 | RIM | [9 empty] | Commercial | Ceiling Insulation(R12 to R38) | 0.52743 | 0.91019 | 0.57239 | 4.1661e-05 | 9.5277e-05 | 0.20415 | RIM | Commercial | Window Sun Protection | 0.22435 | 0.4647 | 0.47554 | 0.042491 | -0.010532 | 111.1908 | TRC
Commercial | Ceiling Insulation(R19 to R38) | 0.28885 | 0.93698 | N/A | 1.9228e-05 | 4.3974e-05 | 0.094223 | RIM | [9 empty] | Commercial | Ceiling Insulation(R12 to R38) | 0.4479 | 0.77295 | 0.57239 | 4.0851e-06 | 9.2088e-05 | 0.20415 | RIM | Commercial | Window Sun Protection | 0.22435 | 0.4647 | 0.47554 | 0.042491 | -0.010532 | 111.1908 | TRC
Commercial | Ceiling Insulation(R19 to R38) | 0.28885 | 0.93698 | N/A | 1.9228e-05 | 4.3974e-05 | 0.094223 | RIM | [9 empty] | Commercial | Ceiling Insulation(R12 to R38) | 0.47796 | 0.82481 | 0.57239 | 8.4432e-05 | 4.9733e-05 | 0.20415 | RIM | Commercial | Window Sun Protection | 0.22435 | 0.4647 | 0.47554 | 0.042491 | -0.010532 | 111.1908 | TRC
Commercial | Ceiling Insulation(R19 to R38) | 0.2453 | 0.7957 | N/A | 1.8854e-06 | 4.2502e-05 | 0.094223 | RIM | [9 empty] | Commercial | Ceiling Insulation(R12 to R38) | 0.4479 | 0.77295 | 0.57239 | 4.0851e-06 | 9.2088e-05 | 0.20415 | RIM | Commercial | Window Sun Protection | 0.22435 | 0.4647 | 0.47554 | 0.042491 | -0.010532 | 111.1908 | TRC
Commercial | Ceiling Insulation(R19 to R38) | 0.18576 | 0.60256 | N/A | 1.0692e-05 | 1.9077e-05 | 0.094223 | RIM | [9 empty] | Commercial | Ceiling Insulation(R12 to R38) | 0.47796 | 0.82481 | 0.57239 | 8.4432e-05 | 4.9733e-05 | 0.20415 | RIM | Commercial | Window Sun Protection | 0.22435 | 0.4647 | 0.47554 | 0.042491 | -0.010532 | 111.1908 | TRC
Commercial | Ceiling Insulation(R2 to R38) | 3.1615 | 0.7957 | N/A | 3.4152e-05 | 0.00076986 | 1.7067 | RIM | [9 empty] | Commercial | Ceiling Insulation(R12 to R38) | 0.4479 | 0.77295 | 0.57239 | 4.0851e-06 | 9.2088e-05 | 0.20415 | RIM | Commercial | Window Sun Protection | 0.18383 | 0.38078 | 0.47554 | 0.049635 | -0.024541 | 111.1908 | TRC
Commercial | Ceiling Insulation(R2 to R38) | 3.3736 | 0.84909 | N/A | 0.00070587 | 0.00041578 | 1.7067 | RIM | [9 empty] | Commercial | Ceiling Insulation(R12 to R38) | 0.4479 | 0.77295 | 0.57239 | 4.0851e-06 | 9.2088e-05 | 0.20415 | RIM | Commercial | Window Sun Protection | 0.14559 | 0.29566 | 0.47554 | 0.058425 | -0.042841 | 111.1908 | TRC
Commercial | Ceiling Insulation(R2 to R38) | 3.7228 | 0.93698 | N/A | 0.00034829 | 0.00079653 | 1.7067 | RIM | [9 empty] | Commercial | Ceiling Insulation(R12 to R38) | 0.52743 | 0.91019 | 0.57239 | 4.1661e-05 | 9.5277e-05 | 0.20415 | RIM | Commercial | Window Sun Protection | 0.22435 | 0.4647 | 0.47554 | 0.042491 | -0.010532 | 111.1908 | TRC
Commercial | Ceiling Insulation(R2 to R38) | 3.1615 | 0.7957 | N/A | 3.4152e-05 | 0.00076986 | 1.7067 | RIM | [9 empty] | Commercial | Ceiling Insulation(R12 to R38) | 0.52743 | 0.91019 | 0.57239 | 4.1661e-05 | 9.5277e-05 | 0.20415 | RIM | Commercial | Window Sun Protection | 0.22435 | 0.4647 | 0.47554 | 0.042491 | -0.010532 | 111.1908 | TRC
Commercial | Ceiling Insulation(R2 to R38) | 3.3736 | 0.84909 | N/A | 0.00070587 | 0.00041578 | 1.7067 | RIM | [9 empty] | Commercial | Ceiling Insulation(R12 to R38) | 0.4479 | 0.77295 | 0.57239 | 4.0851e-06 | 9.2088e-05 | 0.20415 | RIM | Commercial | Window Sun Protection | 0.22435 | 0.4647 | 0.47554 | 0.042491 | -0.010532 | 111.1908 | TRC
Commercial | Ceiling Insulation(R2 to R38) | 3.1615 | 0.7957 | N/A | 3.4152e-05 | 0.00076986 | 1.7067 | RIM | [9 empty] | Commercial | Ceiling Insulation(R12 to R38) | 0.33918 | 0.58533 | 0.57239 | 2.3166e-05 | 4.1334e-05 | 0.20415 | RIM | Commercial | Window Sun Protection | 0.22435 | 0.4647 | 0.47554 | 0.042491 | -0.010532 | 111.1908 | TRC
Commercial | Ceiling Insulation(R2 to R38) | 3.3736 | 0.84909 | N/A | 0.00070587 | 0.00041578 | 1.7067 | RIM | [9 empty] | Commercial | Ceiling Insulation(R19 to R38) | 0.24461 | 0.77295 | 0.31023 | 1.8973e-06 | 4.277e-05 | 0.094818 | RIM | Commercial | Window Sun Protection | 0.14559 | 0.29566 | 0.47554 | 0.058425 | -0.042841 | 111.1908 | TRC
Commercial | Ceiling Insulation(R2 to R38) | 3.1615 | 0.7957 | N/A | 3.4152e-05 | 0.00076986 | 1.7067 | RIM | [9 empty] | Commercial | Ceiling Insulation(R19 to R38) | 0.26103 | 0.82481 | 0.31023 | 3.9215e-05 | 2.3099e-05 | 0.094818 | RIM | Commercial | Window Sun Protection | 0.13536 | 0.4647 | 0.28532 | 0.025494 | -0.0063194 | 66.7145 | TRC
Commercial | Ceiling Insulation(R2 to R38) | 3.1615 | 0.7957 | N/A | 3.4152e-05 | 0.00076986 | 1.7067 | RIM | [9 empty] | Commercial | Ceiling Insulation(R19 to R38) | 0.28805 | 0.91019 | 0.31023 | 1.9349e-05 | 4.4252e-05 | 0.094818 | RIM | Commercial | Window Sun Protection | 0.13536 | 0.4647 | 0.28532 | 0.025494 | -0.0063194 | 66.7145 | TRC
Commercial | Ceiling Insulation(R2 to R38) | 3.7228 | 0.93698 | N/A | 0.00034829 | 0.00079653 | 1.7067 | RIM | [9 empty] | Commercial | Ceiling Insulation(R19 to R38) | 0.24461 | 0.77295 | 0.31023 | 1.8973e-06 | 4.277e-05 | 0.094818 | RIM | Commercial | Window Sun Protection | 0.13536 | 0.4647 | 0.28532 | 0.025494 | -0.0063194 | 66.7145 | TRC
Commercial | Ceiling Insulation(R2 to R38) | 3.7228 | 0.93698 | N/A | 0.00034829 | 0.00079653 | 1.7067 | RIM | [9 empty] | Commercial | Ceiling Insulation(R19 to R38) | 0.26103 | 0.82481 | 0.31023 | 3.9215e-05 | 2.3099e-05 | 0.094818 | RIM | Commercial | Window Sun Protection | 0.13536 | 0.4647 | 0.28532 | 0.025494 | -0.0063194 | 66.7145 | TRC
Commercial | Ceiling Insulation(R2 to R38) | 3.1615 | 0.7957 | N/A | 3.4152e-05 | 0.00076986 | 1.7067 | RIM | [9 empty] | Commercial | Ceiling Insulation(R19 to R38) | 0.24461 | 0.77295 | 0.31023 | 1.8973e-06 | 4.277e-05 | 0.094818 | RIM | Commercial | Window Sun Protection | 0.13536 | 0.4647 | 0.28532 | 0.025494 | -0.0063194 | 66.7145 | TRC
Commercial | Ceiling Insulation(R2 to R38) | 1.7325 | 0.60256 | N/A | 0.00014015 | 0.00025006 | 1.2351 | RIM | [9 empty] | Commercial | Ceiling Insulation(R19 to R38) | 0.26103 | 0.82481 | 0.31023 | 3.9215e-05 | 2.3099e-05 | 0.094818 | RIM | Commercial | Window Sun Protection | 0.13536 | 0.4647 | 0.28532 | 0.025494 | -0.0063194 | 66.7145 | TRC
Commercial | Ceiling Insulation(R2 to R38) | 3.1417 | 0.7957 | N/A | 3.3938e-05 | 0.00076504 | 1.696 | RIM | [9 empty] | Commercial | Ceiling Insulation(R19 to R38) | 0.24461 | 0.77295 | 0.31023 | 1.8973e-06 | 4.277e-05 | 0.094818 | RIM | Commercial | Window Sun Protection | 0.11091 | 0.38078 | 0.28532 | 0.029781 | -0.014724 | 66.7145 | TRC
Commercial | Ceiling Insulation(R2 to R38) | 3.3525 | 0.84909 | N/A | 0.00070144 | 0.00041317 | 1.696 | RIM | [9 empty] | Commercial | Ceiling Insulation(R19 to R38) | 0.24461 | 0.77295 | 0.31023 | 1.8973e-06 | 4.277e-05 | 0.094818 | RIM | Commercial | Window Sun Protection | 0.088496 | 0.29566 | 0.28532 | 0.035055 | -0.025705 | 66.7145 | TRC
Commercial | Ceiling Insulation(R2 to R38) | 3.6995 | 0.93698 | N/A | 0.00034611 | 0.00079153 | 1.696 | RIM | [9 empty] | Commercial | Ceiling Insulation(R19 to R38) | 0.28805 | 0.91019 | 0.31023 | 1.9349e-05 | 4.4252e-05 | 0.094818 | RIM | Commercial | Window Sun Protection | 0.13536 | 0.4647 | 0.28532 | 0.025494 | -0.0063194 | 66.7145 | TRC
Commercial | Ceiling Insulation(R2 to R38) | 3.1417 | 0.7957 | N/A | 3.3938e-05 | 0.00076504 | 1.696 | RIM | [9 empty] | Commercial | Ceiling Insulation(R19 to R38) | 0.28805 | 0.91019 | 0.31023 | 1.9349e-05 | 4.4252e-05 | 0.094818 | RIM | Commercial | Window Sun Protection | 0.13536 | 0.4647 | 0.28532 | 0.025494 | -0.0063194 | 66.7145 | TRC
Commercial | Ceiling Insulation(R2 to R38) | 3.3525 | 0.84909 | N/A | 0.00070144 | 0.00041317 | 1.696 | RIM | [9 empty] | Commercial | Ceiling Insulation(R19 to R38) | 0.24461 | 0.77295 | 0.31023 | 1.8973e-06 | 4.277e-05 | 0.094818 | RIM | Commercial | Window Sun Protection | 0.13536 | 0.4647 | 0.28532 | 0.025494 | -0.0063194 | 66.7145 | TRC
Commercial | Ceiling Insulation(R2 to R38) | 3.1417 | 0.7957 | N/A | 3.3938e-05 | 0.00076504 | 1.696 | RIM | [9 empty] | Commercial | Ceiling Insulation(R19 to R38) | 0.18524 | 0.58533 | 0.31023 | 1.076e-05 | 1.9198e-05 | 0.094818 | RIM | Commercial | Window Sun Protection | 0.13536 | 0.4647 | 0.28532 | 0.025494 | -0.0063194 | 66.7145 | TRC
Commercial | Ceiling Insulation(R2 to R38) | 3.3525 | 0.84909 | N/A | 0.00070144 | 0.00041317 | 1.696 | RIM | [9 empty] | Commercial | Ceiling Insulation(R19 to R38) | 0.24309 | 0.77295 | 0.30828 | 1.8854e-06 | 4.2502e-05 | 0.094223 | RIM | Commercial | Window Sun Protection | 0.088496 | 0.29566 | 0.28532 | 0.035055 | -0.025705 | 66.7145 | TRC
Commercial | Ceiling Insulation(R2 to R38) | 3.1417 | 0.7957 | N/A | 3.3938e-05 | 0.00076504 | 1.696 | RIM | [9 empty] | Commercial | Ceiling Insulation(R19 to R38) | 0.2594 | 0.82481 | 0.30828 | 3.8969e-05 | 2.2954e-05 | 0.094223 | RIM | Commercial | Bi-Level Lighting Control (Interior) | 0.55454 | 0.31356 | 1.789 | 0.0012256 | 0 | 445.78 | TRC
Commercial | Ceiling Insulation(R2 to R38) | 3.1417 | 0.7957 | N/A | 3.3938e-05 | 0.00076504 | 1.696 | RIM | [9 empty] | Commercial | Ceiling Insulation(R19 to R38) | 0.28626 | 0.91019 | 0.30828 | 1.9228e-05 | 4.3974e-05 | 0.094223 | RIM | Commercial | Bi-Level Lighting Control (Interior) | 0.83837 | 0.31356 | 2.7419 | 0.0018785 | 0 | 683.24 | TRC
Commercial | Ceiling Insulation(R2 to R38) | 3.6995 | 0.93698 | N/A | 0.00034611 | 0.00079153 | 1.696 | RIM | [9 empty] | Commercial | Ceiling Insulation(R19 to R38) | 0.24309 | 0.77295 | 0.30828 | 1.8854e-06 | 4.2502e-05 | 0.094223 | RIM | Commercial | Bi-Level Lighting Control (Interior) | 0.95106 | 0.31356 | 3.1276 | 0.0021427 | 0 | 779.34 | TRC
Commercial | Ceiling Insulation(R2 to R38) | 3.6995 | 0.93698 | N/A | 0.00034611 | 0.00079153 | 1.696 | RIM | [9 empty] | Commercial | Ceiling Insulation(R19 to R38) | 0.2594 | 0.82481 | 0.30828 | 3.8969e-05 | 2.2954e-05 | 0.094223 | RIM | Commercial | Bi-Level Lighting Control (Interior) | 0.63369 | 0.31356 | 2.0521 | 0.0014059 | 0 | 511.345 | TRC
Commercial | Ceiling Insulation(R2 to R38) | 3.1417 | 0.7957 | N/A | 3.3938e-05 | 0.00076504 | 1.696 | RIM | [9 empty] | Commercial | Ceiling Insulation(R19 to R38) | 0.24309 | 0.77295 | 0.30828 | 1.8854e-06 | 4.2502e-05 | 0.094223 | RIM | Commercial | Bi-Level Lighting Control (Interior) | 0.7329 | 0.32 | 2.3351 | 0.0071882 | 0 | 581.87 | TRC
Commercial | Ceiling Insulation(R2 to R38) | 1.7175 | 0.60256 | N/A | 0.00013894 | 0.0002479 | 1.2244 | RIM | [9 empty] | Commercial | Ceiling Insulation(R19 to R38) | 0.2594 | 0.82481 | 0.30828 | 3.8969e-05 | 2.2954e-05 | 0.094223 | RIM | Commercial | Bi-Level Lighting Control (Interior) | 0.83837 | 0.31356 | 2.7419 | 0.0018785 | 0 | 683.24 | TRC
Commercial | Ceiling Insulation(R30 to R38) | 0.086441 | 0.7957 | N/A | 5.0596e-07 | 1.1405e-05 | 0.025285 | RIM | [9 empty] | Commercial | Ceiling Insulation(R19 to R38) | 0.24309 | 0.77295 | 0.30828 | 1.8854e-06 | 4.2502e-05 | 0.094223 | RIM | Commercial | Bi-Level Lighting Control (Interior) | 0.62511 | 0.31356 | 2.0235 | 0.0013863 | 0 | 504.215 | TRC
Commercial | Ceiling Insulation(R30 to R38) | 0.092241 | 0.84909 | N/A | 1.0457e-05 | 6.1597e-06 | 0.025285 | RIM | [9 empty] | Commercial | Ceiling Insulation(R19 to R38) | 0.24309 | 0.77295 | 0.30828 | 1.8854e-06 | 4.2502e-05 | 0.094223 | RIM | Commercial | Bi-Level Lighting Control (Interior) | 0.65772 | 0.32 | 2.0881 | 0.006428 | 0 | 520.335 | TRC
Commercial | Ceiling Insulation(R30 to R38) | 0.10179 | 0.93698 | N/A | 5.1599e-06 | 1.18e-05 | 0.025285 | RIM | [9 empty] | Commercial | Ceiling Insulation(R19 to R38) | 0.28626 | 0.91019 | 0.30828 | 1.9228e-05 | 4.3974e-05 | 0.094223 | RIM | Commercial | Bi-Level Lighting Control (Interior) | 0.96245 | 0.32 | 3.1002 | 0.0095434 | 0 | 772.52 | TRC
Commercial | Ceiling Insulation(R30 to R38) | 0.086441 | 0.7957 | N/A | 5.0596e-07 | 1.1405e-05 | 0.025285 | RIM | [9 empty] | Commercial | Ceiling Insulation(R19 to R38) | 0.28626 | 0.91019 | 0.30828 | 1.9228e-05 | 4.3974e-05 | 0.094223 | RIM | Commercial | Bi-Level Lighting Control (Interior) | 0.46077 | 0.31356 | 1.4798 | 0.0010138 | 0 | 368.745 | TRC
Commercial | Ceiling Insulation(R30 to R38) | 0.092241 | 0.84909 | N/A | 1.0457e-05 | 6.1597e-06 | 0.025285 | RIM | [9 empty] | Commercial | Ceiling Insulation(R19 to R38) | 0.24309 | 0.77295 | 0.30828 | 1.8854e-06 | 4.2502e-05 | 0.094223 | RIM | Commercial | Bi-Level Lighting Control (Interior) | 0.73109 | 0.31356 | 2.3786 | 0.0016296 | 0 | 592.72 | TRC
Commercial | Ceiling Insulation(R30 to R38) | 0.086441 | 0.7957 | N/A | 5.0596e-07 | 1.1405e-05 | 0.025285 | RIM | [9 empty] | Commercial | Ceiling Insulation(R19 to R38) | 0.18409 | 0.58533 | 0.30828 | 1.0692e-05 | 1.9077e-05 | 0.094223 | RIM | Commercial | Bi-Level Lighting Control (Interior) | 0.55454 | 0.31356 | 1.789 | 0.0012256 | 0 | 445.78 | TRC
Commercial | Ceiling Insulation(R30 to R38) | 0.092241 | 0.84909 | N/A | 1.0457e-05 | 6.1597e-06 | 0.025285 | RIM | [9 empty] | Commercial | Ceiling Insulation(R2 to R38) | 2.8304 | 0.77295 | 3.9732 | 3.4152e-05 | 0.00076986 | 1.7067 | RIM | Commercial | Bi-Level Lighting Control (Interior) | 0.83837 | 0.31356 | 2.7419 | 0.0018785 | 0 | 683.24 | TRC
Commercial | Ceiling Insulation(R30 to R38) | 0.086441 | 0.7957 | N/A | 5.0596e-07 | 1.1405e-05 | 0.025285 | RIM | [9 empty] | Commercial | Ceiling Insulation(R2 to R38) | 3.0203 | 0.82481 | 3.9732 | 0.00070587 | 0.00041578 | 1.7067 | RIM | Commercial | Bi-Level Lighting Control (Interior) | 0.95106 | 0.31356 | 3.1276 | 0.0021427 | 0 | 779.34 | TRC
Commercial | Ceiling Insulation(R30 to R38) | 0.086441 | 0.7957 | N/A | 5.0596e-07 | 1.1405e-05 | 0.025285 | RIM | [9 empty] | Commercial | Ceiling Insulation(R2 to R38) | 3.333 | 0.91019 | 3.9732 | 0.00034829 | 0.00079653 | 1.7067 | RIM | Commercial | Bi-Level Lighting Control (Interior) | 0.63369 | 0.31356 | 2.0521 | 0.0014059 | 0 | 511.345 | TRC
Commercial | Ceiling Insulation(R30 to R38) | 0.10179 | 0.93698 | N/A | 5.1599e-06 | 1.18e-05 | 0.025285 | RIM | [9 empty] | Commercial | Ceiling Insulation(R2 to R38) | 2.8304 | 0.77295 | 3.9732 | 3.4152e-05 | 0.00076986 | 1.7067 | RIM | Commercial | Bi-Level Lighting Control (Interior) | 0.7329 | 0.32 | 2.3351 | 0.0071882 | 0 | 581.87 | TRC
Commercial | Ceiling Insulation(R30 to R38) | 0.10179 | 0.93698 | N/A | 5.1599e-06 | 1.18e-05 | 0.025285 | RIM | [9 empty] | Commercial | Ceiling Insulation(R2 to R38) | 3.0203 | 0.82481 | 3.9732 | 0.00070587 | 0.00041578 | 1.7067 | RIM | Commercial | Bi-Level Lighting Control (Interior) | 0.83837 | 0.31356 | 2.7419 | 0.0018785 | 0 | 683.24 | TRC
Commercial | Ceiling Insulation(R30 to R38) | 0.086441 | 0.7957 | N/A | 5.0596e-07 | 1.1405e-05 | 0.025285 | RIM | [9 empty] | Commercial | Ceiling Insulation(R2 to R38) | 2.8304 | 0.77295 | 3.9732 | 3.4152e-05 | 0.00076986 | 1.7067 | RIM | Commercial | Bi-Level Lighting Control (Interior) | 0.62511 | 0.31356 | 2.0235 | 0.0013863 | 0 | 504.215 | TRC
Commercial | Ceiling Insulation(R30 to R38) | 0.065459 | 0.60256 | N/A | 2.8692e-06 | 5.1194e-06 | 0.025285 | RIM | [9 empty] | Commercial | Ceiling Insulation(R2 to R38) | 3.0203 | 0.82481 | 3.9732 | 0.00070587 | 0.00041578 | 1.7067 | RIM | Commercial | Bi-Level Lighting Control (Interior) | 0.65772 | 0.32 | 2.0881 | 0.006428 | 0 | 520.335 | TRC
Commercial | Ceiling Insulation(R30 to R38) | 0.085899 | 0.7957 | N/A | 5.0278e-07 | 1.1334e-05 | 0.025126 | RIM | [9 empty] | Commercial | Ceiling Insulation(R2 to R38) | 2.8304 | 0.77295 | 3.9732 | 3.4152e-05 | 0.00076986 | 1.7067 | RIM | Commercial | Bi-Level Lighting Control (Interior) | 0.96245 | 0.32 | 3.1002 | 0.0095434 | 0 | 772.52 | TRC
Commercial | Ceiling Insulation(R30 to R38) | 0.091663 | 0.84909 | N/A | 1.0392e-05 | 6.121e-06 | 0.025126 | RIM | [9 empty] | Commercial | Ceiling Insulation(R2 to R38) | 2.8304 | 0.77295 | 3.9732 | 3.4152e-05 | 0.00076986 | 1.7067 | RIM | Commercial | Bi-Level Lighting Control (Interior) | 0.46077 | 0.31356 | 1.4798 | 0.0010138 | 0 | 368.745 | TRC
Commercial | Ceiling Insulation(R30 to R38) | 0.10115 | 0.93698 | N/A | 5.1275e-06 | 1.1726e-05 | 0.025126 | RIM | [9 empty] | Commercial | Ceiling Insulation(R2 to R38) | 3.333 | 0.91019 | 3.9732 | 0.00034829 | 0.00079653 | 1.7067 | RIM | Commercial | Bi-Level Lighting Control (Interior) | 0.73109 | 0.31356 | 2.3786 | 0.0016296 | 0 | 592.72 | TRC
Commercial | Ceiling Insulation(R30 to R38) | 0.085899 | 0.7957 | N/A | 5.0278e-07 | 1.1334e-05 | 0.025126 | RIM | [9 empty] | Commercial | Ceiling Insulation(R2 to R38) | 3.333 | 0.91019 | 3.9732 | 0.00034829 | 0.00079653 | 1.7067 | RIM | Commercial | Interior Lighting Controls | 2.5396 | 0.31172 | 9.1153 | 0 | 0 | 952.28 | 2 Year Payback
Commercial | Ceiling Insulation(R30 to R38) | 0.091663 | 0.84909 | N/A | 1.0392e-05 | 6.121e-06 | 0.025126 | RIM | [9 empty] | Commercial | Ceiling Insulation(R2 to R38) | 2.8304 | 0.77295 | 3.9732 | 3.4152e-05 | 0.00076986 | 1.7067 | RIM | Commercial | Interior Lighting Controls | 0.96294 | 0.31172 | 3.1881 | 0 | 0 | 333.06 | TRC
Commercial | Ceiling Insulation(R30 to R38) | 0.085899 | 0.7957 | N/A | 5.0278e-07 | 1.1334e-05 | 0.025126 | RIM | [9 empty] | Commercial | Ceiling Insulation(R2 to R38) | 1.5973 | 0.58533 | 2.8752 | 0.00014015 | 0.00025006 | 1.2351 | RIM | Commercial | Interior Lighting Controls | 2.5396 | 0.31172 | 9.1153 | 0 | 0 | 952.28 | 2 Year Payback
Commercial | Ceiling Insulation(R30 to R38) | 0.091663 | 0.84909 | N/A | 1.0392e-05 | 6.121e-06 | 0.025126 | RIM | [9 empty] | Commercial | Ceiling Insulation(R2 to R38) | 2.8145 | 0.77295 | 3.9483 | 3.3938e-05 | 0.00076504 | 1.696 | RIM | Commercial | Interior Lighting Controls | 0.96294 | 0.31172 | 3.1881 | 0 | 0 | 333.06 | TRC
Commercial | Ceiling Insulation(R30 to R38) | 0.085899 | 0.7957 | N/A | 5.0278e-07 | 1.1334e-05 | 0.025126 | RIM | [9 empty] | Commercial | Ceiling Insulation(R2 to R38) | 3.0034 | 0.82481 | 3.9483 | 0.00070144 | 0.00041317 | 1.696 | RIM | Commercial | Efficient Motor Belts | 0.1578 | 0.43455 | 0.35791 | 0.012997 | 0.0032092 | 94.8071 | TRC
Commercial | Ceiling Insulation(R30 to R38) | 0.085899 | 0.7957 | N/A | 5.0278e-07 | 1.1334e-05 | 0.025126 | RIM | [9 empty] | Commercial | Ceiling Insulation(R2 to R38) | 3.3142 | 0.91019 | 3.9483 | 0.00034611 | 0.00079153 | 1.696 | RIM | Commercial | Efficient Motor Belts | 0.18341 | 0.50506 | 0.35791 | 0.012292 | 0.010296 | 94.8071 | TRC
Commercial | Ceiling Insulation(R30 to R38) | 0.10115 | 0.93698 | N/A | 5.1275e-06 | 1.1726e-05 | 0.025126 | RIM | [9 empty] | Commercial | Ceiling Insulation(R2 to R38) | 2.8145 | 0.77295 | 3.9483 | 3.3938e-05 | 0.00076504 | 1.696 | RIM | Commercial | Efficient Motor Belts | 0.1578 | 0.43455 | 0.35791 | 0.012997 | 0.0032092 | 94.8071 | TRC
Commercial | Ceiling Insulation(R30 to R38) | 0.10115 | 0.93698 | N/A | 5.1275e-06 | 1.1726e-05 | 0.025126 | RIM | [9 empty] | Commercial | Ceiling Insulation(R2 to R38) | 3.0034 | 0.82481 | 3.9483 | 0.00070144 | 0.00041317 | 1.696 | RIM | Commercial | Efficient Motor Belts | 0.18341 | 0.50506 | 0.35791 | 0.012292 | 0.010296 | 94.8071 | TRC
Commercial | Ceiling Insulation(R30 to R38) | 0.085899 | 0.7957 | N/A | 5.0278e-07 | 1.1334e-05 | 0.025126 | RIM | [9 empty] | Commercial | Ceiling Insulation(R2 to R38) | 2.8145 | 0.77295 | 3.9483 | 3.3938e-05 | 0.00076504 | 1.696 | RIM | Commercial | Efficient Motor Belts | 0.18341 | 0.50506 | 0.35791 | 0.012292 | 0.010296 | 94.8071 | TRC
Commercial | Ceiling Insulation(R30 to R38) | 0.065049 | 0.60256 | N/A | 2.8512e-06 | 5.0873e-06 | 0.025126 | RIM | [9 empty] | Commercial | Ceiling Insulation(R2 to R38) | 3.0034 | 0.82481 | 3.9483 | 0.00070144 | 0.00041317 | 1.696 | RIM | Commercial | Efficient Motor Belts | 0.1578 | 0.43455 | 0.35791 | 0.012997 | 0.0032092 | 94.8071 | TRC
Commercial | Chilled Water Controls Optimization | 21.6236 | 0.59261 | N/A | 1.068 | 0.0010645 | 2632.6549 | RIM | [9 empty] | Commercial | Ceiling Insulation(R2 to R38) | 2.8145 | 0.77295 | 3.9483 | 3.3938e-05 | 0.00076504 | 1.696 | RIM | Commercial | Efficient Motor Belts | 0.18341 | 0.50506 | 0.35791 | 0.012292 | 0.010296 | 94.8071 | TRC
Commercial | Chilled Water Controls Optimization | 69.1358 | 0.59194 | N/A | 1.981 | 0.94465 | 8426.8038 | RIM | [9 empty] | Commercial | Ceiling Insulation(R2 to R38) | 2.8145 | 0.77295 | 3.9483 | 3.3938e-05 | 0.00076504 | 1.696 | RIM | Commercial | Efficient Motor Belts | 0.1578 | 0.43455 | 0.35791 | 0.012997 | 0.0032092 | 94.8071 | TRC
Commercial | Chilled Water Controls Optimization | 0 | 0 | N/A | 0 | 0 | 0 | RIM | [9 empty] | Commercial | Ceiling Insulation(R2 to R38) | 3.3142 | 0.91019 | 3.9483 | 0.00034611 | 0.00079153 | 1.696 | RIM | Commercial | Efficient Motor Belts | 0.1578 | 0.43455 | 0.35791 | 0.012997 | 0.0032092 | 94.8071 | TRC
Commercial | Chilled Water Controls Optimization | 33.0087 | 0.59261 | N/A | 1.6304 | 0.0016249 | 4018.783 | RIM | [9 empty] | Commercial | Ceiling Insulation(R2 to R38) | 3.3142 | 0.91019 | 3.9483 | 0.00034611 | 0.00079153 | 1.696 | RIM | Commercial | Efficient Motor Belts | 0.18341 | 0.50506 | 0.35791 | 0.012292 | 0.010296 | 94.8071 | TRC
Commercial | Chilled Water Controls Optimization | 191.4817 | 0.59194 | N/A | 5.4867 | 2.6163 | 23339.2789 | RIM | [9 empty] | Commercial | Ceiling Insulation(R2 to R38) | 2.8145 | 0.77295 | 3.9483 | 3.3938e-05 | 0.00076504 | 1.696 | RIM | Commercial | Efficient Motor Belts | 0.1578 | 0.43455 | 0.35791 | 0.012997 | 0.0032092 | 94.8071 | TRC
Commercial | Chilled Water Controls Optimization | 11.6804 | 0.59261 | N/A | 0.57693 | 0.00057499 | 1422.0768 | RIM | [9 empty] | Commercial | Ceiling Insulation(R2 to R38) | 1.5845 | 0.58533 | 2.8503 | 0.00013894 | 0.0002479 | 1.2244 | RIM | Commercial | Efficient Motor Belts | 0.18341 | 0.50506 | 0.35791 | 0.012292 | 0.010296 | 94.8071 | TRC
Commercial | Chilled Water Controls Optimization | 89.8455 | 0.59261 | N/A | 4.4377 | 0.0044228 | 10938.6022 | RIM | [9 empty] | Commercial | Ceiling Insulation(R30 to R38) | 0.086165 | 0.77295 | 0.10863 | 5.0596e-07 | 1.1405e-05 | 0.025285 | RIM | Commercial | Efficient Motor Belts | 0.1578 | 0.43455 | 0.35791 | 0.012997 | 0.0032092 | 94.8071 | TRC
Commercial | Chilled Water Controls Optimization | 27.8213 | 0.59261 | N/A | 1.3742 | 0.0013695 | 3387.2159 | RIM | [9 empty] | Commercial | Ceiling Insulation(R30 to R38) | 0.091947 | 0.82481 | 0.10863 | 1.0457e-05 | 6.1597e-06 | 0.025285 | RIM | Commercial | Efficient Motor Belts | 0.1578 | 0.43455 | 0.35791 | 0.012997 | 0.0032092 | 94.8071 | TRC
Commercial | Chilled Water Controls Optimization | 28.4965 | 0.59261 | N/A | 1.4075 | 0.0014028 | 3469.426 | RIM | [9 empty] | Commercial | Ceiling Insulation(R30 to R38) | 0.10146 | 0.91019 | 0.10863 | 5.1599e-06 | 1.18e-05 | 0.025285 | RIM | Commercial | Efficient Motor Belts | 0.18341 | 0.50506 | 0.35791 | 0.012292 | 0.010296 | 94.8071 | TRC
Commercial | Chilled Water Controls Optimization | 35.0412 | 0.59261 | N/A | 1.7308 | 0.001725 | 4266.2303 | RIM | [9 empty] | Commercial | Ceiling Insulation(R30 to R38) | 0.086165 | 0.77295 | 0.10863 | 5.0596e-07 | 1.1405e-05 | 0.025285 | RIM | Commercial | Efficient Motor Belts | 0.1578 | 0.43455 | 0.35791 | 0.012997 | 0.0032092 | 94.8071 | TRC
Commercial | Chilled Water Controls Optimization | 25.6422 | 0.59261 | N/A | 1.2665 | 0.0012623 | 3121.9177 | RIM | [9 empty] | Commercial | Ceiling Insulation(R30 to R38) | 0.091947 | 0.82481 | 0.10863 | 1.0457e-05 | 6.1597e-06 | 0.025285 | RIM | Commercial | Efficient Motor Belts | 0.18341 | 0.50506 | 0.35791 | 0.012292 | 0.010296 | 94.8071 | TRC
Commercial | Chilled Water Controls Optimization | 19.6714 | 0.59261 | N/A | 0.97162 | 0.00096836 | 2394.9758 | RIM | [9 empty] | Commercial | Ceiling Insulation(R30 to R38) | 0.086165 | 0.77295 | 0.10863 | 5.0596e-07 | 1.1405e-05 | 0.025285 | RIM | Commercial | Efficient Motor Belts | 0.18341 | 0.50506 | 0.35791 | 0.012292 | 0.010296 | 94.8071 | TRC
Commercial | Chilled Water Controls Optimization | 7.5993 | 0.59261 | N/A | 0.37535 | 0.00037409 | 925.209 | RIM | [9 empty] | Commercial | Ceiling Insulation(R30 to R38) | 0.091947 | 0.82481 | 0.10863 | 1.0457e-05 | 6.1597e-06 | 0.025285 | RIM | Commercial | Efficient Motor Belts | 0.1578 | 0.43455 | 0.35791 | 0.012997 | 0.0032092 | 94.8071 | TRC
Commercial | Chilled Water Controls Optimization | 21.6236 | 0.59261 | N/A | 1.068 | 0.0010645 | 2632.6549 | RIM | [9 empty] | Commercial | Ceiling Insulation(R30 to R38) | 0.086165 | 0.77295 | 0.10863 | 5.0596e-07 | 1.1405e-05 | 0.025285 | RIM | Commercial | Efficient Motor Belts | 0.18341 | 0.50506 | 0.35791 | 0.012292 | 0.010296 | 94.8071 | TRC
Commercial | Chilled Water Controls Optimization | 69.1358 | 0.59194 | N/A | 1.981 | 0.94465 | 8426.8038 | RIM | [9 empty] | Commercial | Ceiling Insulation(R30 to R38) | 0.086165 | 0.77295 | 0.10863 | 5.0596e-07 | 1.1405e-05 | 0.025285 | RIM | Commercial | Efficient Motor Belts | 0.1578 | 0.43455 | 0.35791 | 0.012997 | 0.0032092 | 94.8071 | TRC
Commercial | Chilled Water Controls Optimization | 0 | 0 | N/A | 0 | 0 | 0 | RIM | [9 empty] | Commercial | Ceiling Insulation(R30 to R38) | 0.10146 | 0.91019 | 0.10863 | 5.1599e-06 | 1.18e-05 | 0.025285 | RIM | Commercial | Efficient Motor Belts | 0.1578 | 0.43455 | 0.35791 | 0.012997 | 0.0032092 | 94.8071 | TRC
Commercial | Chilled Water Controls Optimization | 33.0087 | 0.59261 | N/A | 1.6304 | 0.0016249 | 4018.783 | RIM | [9 empty] | Commercial | Ceiling Insulation(R30 to R38) | 0.10146 | 0.91019 | 0.10863 | 5.1599e-06 | 1.18e-05 | 0.025285 | RIM | Commercial | Efficient Motor Belts | 0.18341 | 0.50506 | 0.35791 | 0.012292 | 0.010296 | 94.8071 | TRC
Commercial | Chilled Water Controls Optimization | 191.4817 | 0.59194 | N/A | 5.4867 | 2.6163 | 23339.2789 | RIM | [9 empty] | Commercial | Ceiling Insulation(R30 to R38) | 0.086165 | 0.77295 | 0.10863 | 5.0596e-07 | 1.1405e-05 | 0.025285 | RIM | Commercial | Efficient Motor Belts | 0.1578 | 0.43455 | 0.35791 | 0.012997 | 0.0032092 | 94.8071 | TRC
Commercial | Chilled Water Controls Optimization | 11.6804 | 0.59261 | N/A | 0.57693 | 0.00057499 | 1422.0768 | RIM | [9 empty] | Commercial | Ceiling Insulation(R30 to R38) | 0.065251 | 0.58533 | 0.10863 | 2.8692e-06 | 5.1194e-06 | 0.025285 | RIM | Commercial | Efficient Motor Belts | 0.18341 | 0.50506 | 0.35791 | 0.012292 | 0.010296 | 94.8071 | TRC
Commercial | Chilled Water Controls Optimization | 89.8455 | 0.59261 | N/A | 4.4377 | 0.0044228 | 10938.6022 | RIM | [9 empty] | Commercial | Ceiling Insulation(R30 to R38) | 0.085627 | 0.77295 | 0.10795 | 5.0278e-07 | 1.1334e-05 | 0.025126 | RIM | Commercial | Efficient Motor Belts | 0.1578 | 0.43455 | 0.35791 | 0.012997 | 0.0032092 | 94.8071 | TRC
Commercial | Chilled Water Controls Optimization | 27.8213 | 0.59261 | N/A | 1.3742 | 0.0013695 | 3387.2159 | RIM | [9 empty] | Commercial | Ceiling Insulation(R30 to R38) | 0.091372 | 0.82481 | 0.10795 | 1.0392e-05 | 6.121e-06 | 0.025126 | RIM | Commercial | Regenerative Drive Elevator Motor | 0.12786 | 0.41465 | 0.30356 | 0.28225 | 0.025857 | 2027.9355 | TRC
Commercial | Chilled Water Controls Optimization | 28.4965 | 0.59261 | N/A | 1.4075 | 0.0014028 | 3469.426 | RIM | [9 empty] | Commercial | Ceiling Insulation(R30 to R38) | 0.10083 | 0.91019 | 0.10795 | 5.1275e-06 | 1.1726e-05 | 0.025126 | RIM | Commercial | Regenerative Drive Elevator Motor | 0.15575 | 0.50506 | 0.30356 | 0.26293 | 0.22024 | 2027.9355 | TRC
Commercial | Chilled Water Controls Optimization | 35.0412 | 0.59261 | N/A | 1.7308 | 0.001725 | 4266.2303 | RIM | [9 empty] | Commercial | Ceiling Insulation(R30 to R38) | 0.085627 | 0.77295 | 0.10795 | 5.0278e-07 | 1.1334e-05 | 0.025126 | RIM | Commercial | Regenerative Drive Elevator Motor | 0.12786 | 0.41465 | 0.30356 | 0.28225 | 0.025857 | 2027.9355 | TRC
Commercial | Chilled Water Controls Optimization | 25.6422 | 0.59261 | N/A | 1.2665 | 0.0012623 | 3121.9177 | RIM | [9 empty] | Commercial | Ceiling Insulation(R30 to R38) | 0.091372 | 0.82481 | 0.10795 | 1.0392e-05 | 6.121e-06 | 0.025126 | RIM | Commercial | Regenerative Drive Elevator Motor | 0.15575 | 0.50506 | 0.30356 | 0.26293 | 0.22024 | 2027.9355 | TRC
Commercial | Chilled Water Controls Optimization | 19.6714 | 0.59261 | N/A | 0.97162 | 0.00096836 | 2394.9758 | RIM | [9 empty] | Commercial | Ceiling Insulation(R30 to R38) | 0.085627 | 0.77295 | 0.10795 | 5.0278e-07 | 1.1334e-05 | 0.025126 | RIM | Commercial | Regenerative Drive Elevator Motor | 0.15575 | 0.50506 | 0.30356 | 0.26293 | 0.22024 | 2027.9355 | TRC
Commercial | Chilled Water Controls Optimization | 7.5993 | 0.59261 | N/A | 0.37535 | 0.00037409 | 925.209 | RIM | [9 empty] | Commercial | Ceiling Insulation(R30 to R38) | 0.091372 | 0.82481 | 0.10795 | 1.0392e-05 | 6.121e-06 | 0.025126 | RIM | Commercial | Regenerative Drive Elevator Motor | 0.12786 | 0.41465 | 0.30356 | 0.28225 | 0.025857 | 2027.9355 | TRC
Commercial | Chilled Water System - Variable Speed Drives | 3.6441 | 0.51184 | N/A | 1.0305 | 1.0305 | 9027.4109 | RIM | [9 empty] | Commercial | Ceiling Insulation(R30 to R38) | 0.085627 | 0.77295 | 0.10795 | 5.0278e-07 | 1.1334e-05 | 0.025126 | RIM | Commercial | Regenerative Drive Elevator Motor | 0.15575 | 0.50506 | 0.30356 | 0.26293 | 0.22024 | 2027.9355 | TRC
Commercial | Chilled Water System - Variable Speed Drives | 3.6441 | 0.51184 | N/A | 1.0305 | 1.0305 | 9027.4109 | RIM | [9 empty] | Commercial | Ceiling Insulation(R30 to R38) | 0.085627 | 0.77295 | 0.10795 | 5.0278e-07 | 1.1334e-05 | 0.025126 | RIM | Commercial | Regenerative Drive Elevator Motor | 0.12786 | 0.41465 | 0.30356 | 0.28225 | 0.025857 | 2027.9355 | TRC
Commercial | Chilled Water System - Variable Speed Drives | 3.6441 | 0.51184 | N/A | 1.0305 | 1.0305 | 9027.4109 | RIM | [9 empty] | Commercial | Ceiling Insulation(R30 to R38) | 0.10083 | 0.91019 | 0.10795 | 5.1275e-06 | 1.1726e-05 | 0.025126 | RIM | Commercial | Regenerative Drive Elevator Motor | 0.12786 | 0.41465 | 0.30356 | 0.28225 | 0.025857 | 2027.9355 | TRC
Commercial | Chilled Water System - Variable Speed Drives | 3.6441 | 0.51184 | N/A | 1.0305 | 1.0305 | 9027.4109 | RIM | [9 empty] | Commercial | Ceiling Insulation(R30 to R38) | 0.10083 | 0.91019 | 0.10795 | 5.1275e-06 | 1.1726e-05 | 0.025126 | RIM | Commercial | Regenerative Drive Elevator Motor | 0.15575 | 0.50506 | 0.30356 | 0.26293 | 0.22024 | 2027.9355 | TRC
Commercial | Chilled Water System - Variable Speed Drives | 3.6441 | 0.51184 | N/A | 1.0305 | 1.0305 | 9027.4109 | RIM | [9 empty] | Commercial | Ceiling Insulation(R30 to R38) | 0.085627 | 0.77295 | 0.10795 | 5.0278e-07 | 1.1334e-05 | 0.025126 | RIM | Commercial | Regenerative Drive Elevator Motor | 0.12786 | 0.41465 | 0.30356 | 0.28225 | 0.025857 | 2027.9355 | TRC
Commercial | Chilled Water System - Variable Speed Drives | 3.6441 | 0.51184 | N/A | 1.0305 | 1.0305 | 9027.4109 | RIM | [9 empty] | Commercial | Ceiling Insulation(R30 to R38) | 0.064843 | 0.58533 | 0.10795 | 2.8512e-06 | 5.0873e-06 | 0.025126 | RIM | Commercial | Regenerative Drive Elevator Motor | 0.15575 | 0.50506 | 0.30356 | 0.26293 | 0.22024 | 2027.9355 | TRC
Commercial | Chilled Water System - Variable Speed Drives | 3.6441 | 0.51184 | N/A | 1.0305 | 1.0305 | 9027.4109 | RIM | [9 empty] | Commercial | Chilled Water Controls Optimization | 10.4247 | 0.57567 | 36.4886 | 1.068 | 0.0010645 | 2632.6549 | RIM | Commercial | Regenerative Drive Elevator Motor | 0.12786 | 0.41465 | 0.30356 | 0.28225 | 0.025857 | 2027.9355 | TRC
Commercial | Chilled Water System - Variable Speed Drives | 3.6441 | 0.51184 | N/A | 1.0305 | 1.0305 | 9027.4109 | RIM | [9 empty] | Commercial | Chilled Water Controls Optimization | 15.576 | 0.57501 | 116.7954 | 1.981 | 0.94465 | 8426.8038 | RIM | Commercial | Regenerative Drive Elevator Motor | 0.12786 | 0.41465 | 0.30356 | 0.28225 | 0.025857 | 2027.9355 | TRC
Commercial | Chilled Water System - Variable Speed Drives | 3.6441 | 0.51184 | N/A | 1.0305 | 1.0305 | 9027.4109 | RIM | [9 empty] | Commercial | Chilled Water Controls Optimization | 0 | 0 | 0 | 0 | 0 | 0 | RIM | Commercial | Regenerative Drive Elevator Motor | 0.15575 | 0.50506 | 0.30356 | 0.26293 | 0.22024 | 2027.9355 | TRC
Commercial | Chilled Water System - Variable Speed Drives | 3.6441 | 0.51184 | N/A | 1.0305 | 1.0305 | 9027.4109 | RIM | [9 empty] | Commercial | Chilled Water Controls Optimization | 12.5039 | 0.57567 | 55.7003 | 1.6304 | 0.0016249 | 4018.783 | RIM | Commercial | Regenerative Drive Elevator Motor | 0.12786 | 0.41465 | 0.30356 | 0.28225 | 0.025857 | 2027.9355 | TRC
Commercial | Chilled Water System - Variable Speed Drives | 3.6441 | 0.51184 | N/A | 1.0305 | 1.0305 | 9027.4109 | RIM | [9 empty] | Commercial | Chilled Water Controls Optimization | 18.1953 | 0.57501 | 323.4822 | 5.4867 | 2.6163 | 23339.2789 | RIM | Commercial | Regenerative Drive Elevator Motor | 0.15575 | 0.50506 | 0.30356 | 0.26293 | 0.22024 | 2027.9355 | TRC
Commercial | Chilled Water System - Variable Speed Drives | 3.6441 | 0.51184 | N/A | 1.0305 | 1.0305 | 9027.4109 | RIM | [9 empty] | Commercial | Chilled Water Controls Optimization | 7.3913 | 0.57567 | 19.71 | 0.57693 | 0.00057499 | 1422.0768 | RIM | Commercial | Regenerative Drive Elevator Motor | 0.15575 | 0.50506 | 0.30356 | 0.26293 | 0.22024 | 2027.9355 | TRC
Commercial | Chilled Water System - Variable Speed Drives | 3.6441 | 0.51184 | N/A | 1.0305 | 1.0305 | 9027.4109 | RIM | [9 empty] | Commercial | Chilled Water Controls Optimization | 16.4445 | 0.57567 | 151.6089 | 4.4377 | 0.0044228 | 10938.6022 | RIM | Commercial | Regenerative Drive Elevator Motor | 0.12786 | 0.41465 | 0.30356 | 0.28225 | 0.025857 | 2027.9355 | TRC
Commercial | Chilled Water System - Variable Speed Drives | 3.6441 | 0.51184 | N/A | 1.0305 | 1.0305 | 9027.4109 | RIM | [9 empty] | Commercial | Chilled Water Controls Optimization | 11.679 | 0.57567 | 46.9468 | 1.3742 | 0.0013695 | 3387.2159 | RIM | Commercial | Regenerative Drive Elevator Motor | 0.15575 | 0.50506 | 0.30356 | 0.26293 | 0.22024 | 2027.9355 | TRC
Commercial | Chilled Water System - Variable Speed Drives | 3.6441 | 0.51184 | N/A | 1.0305 | 1.0305 | 9027.4109 | RIM | [9 empty] | Commercial | Chilled Water Controls Optimization | 11.7963 | 0.57567 | 48.0862 | 1.4075 | 0.0014028 | 3469.426 | RIM | Commercial | Regenerative Drive Elevator Motor | 0.12786 | 0.41465 | 0.30356 | 0.28225 | 0.025857 | 2027.9355 | TRC
Commercial | Chilled Water System - Variable Speed Drives | 3.6441 | 0.51184 | N/A | 1.0305 | 1.0305 | 9027.4109 | RIM | [9 empty] | Commercial | Chilled Water Controls Optimization | 12.7847 | 0.57567 | 59.1299 | 1.7308 | 0.001725 | 4266.2303 | RIM | Commercial | Regenerative Drive Elevator Motor | 0.12786 | 0.41465 | 0.30356 | 0.28225 | 0.025857 | 2027.9355 | TRC
Commercial | Chilled Water System - Variable Speed Drives | 3.6441 | 0.51184 | N/A | 1.0305 | 1.0305 | 9027.4109 | RIM | [9 empty] | Commercial | Chilled Water Controls Optimization | 11.2767 | 0.57567 | 43.2697 | 1.2665 | 0.0012623 | 3121.9177 | RIM | Commercial | Regenerative Drive Elevator Motor | 0.15575 | 0.50506 | 0.30356 | 0.26293 | 0.22024 | 2027.9355 | TRC
Commercial | Chilled Water System - Variable Speed Drives | 3.6441 | 0.51184 | N/A | 1.0305 | 1.0305 | 9027.4109 | RIM | [9 empty] | Commercial | Chilled Water Controls Optimization | 9.9487 | 0.57567 | 33.1943 | 0.97162 | 0.00096836 | 2394.9758 | RIM | Commercial | Regenerative Drive Elevator Motor | 0.12786 | 0.41465 | 0.30356 | 0.28225 | 0.025857 | 2027.9355 | TRC
Commercial | Chilled Water System - Variable Speed Drives | 3.6441 | 0.51184 | N/A | 1.0305 | 1.0305 | 9027.4109 | RIM | [9 empty] | Commercial | Chilled Water Controls Optimization | 5.5166 | 0.57567 | 12.8234 | 0.37535 | 0.00037409 | 925.209 | RIM | Commercial | Regenerative Drive Elevator Motor | 0.15575 | 0.50506 | 0.30356 | 0.26293 | 0.22024 | 2027.9355 | TRC
Commercial | Chilled Water System - Variable Speed Drives | 3.6441 | 0.51184 | N/A | 1.0305 | 1.0305 | 9027.4109 | RIM | [9 empty] | Commercial | Chilled Water Controls Optimization | 10.4247 | 0.57567 | 36.4886 | 1.068 | 0.0010645 | 2632.6549 | RIM | Commercial | Regenerative Drive Elevator Motor | 0.12786 | 0.41465 | 0.30356 | 0.28225 | 0.025857 | 2027.9355 | TRC
Commercial | Chilled Water System - Variable Speed Drives | 3.6441 | 0.51184 | N/A | 1.0305 | 1.0305 | 9027.4109 | RIM | [9 empty] | Commercial | Chilled Water Controls Optimization | 15.576 | 0.57501 | 116.7954 | 1.981 | 0.94465 | 8426.8038 | RIM | Commercial | Smart Strip Plug Outlet | 3.107 | 0.41134 | 8.3682 | 0.0083127 | 0 | 55.9044 | 2 Year Payback
Commercial | Chilled Water System - Variable Speed Drives | 3.6441 | 0.51184 | N/A | 1.0305 | 1.0305 | 9027.4109 | RIM | [9 empty] | Commercial | Chilled Water Controls Optimization | 0 | 0 | 0 | 0 | 0 | 0 | RIM | Commercial | Smart Strip Plug Outlet | 4.9535 | 0.51648 | 10.9945 | 0.021843 | 0.015181 | 146.8994 | 2 Year Payback
Commercial | Chilled Water System - Variable Speed Drives | 3.6441 | 0.51184 | N/A | 1.0305 | 1.0305 | 9027.4109 | RIM | [9 empty] | Commercial | Chilled Water Controls Optimization | 12.5039 | 0.57567 | 55.7003 | 1.6304 | 0.0016249 | 4018.783 | RIM | Commercial | Smart Strip Plug Outlet | 4.819 | 0.51648 | 10.6488 | 0.010578 | 0.0073516 | 71.1401 | 2 Year Payback
Commercial | Chilled Water System - Variable Speed Drives | 3.6441 | 0.51184 | N/A | 1.0305 | 1.0305 | 9027.4109 | RIM | [9 empty] | Commercial | Chilled Water Controls Optimization | 18.1953 | 0.57501 | 323.4822 | 5.4867 | 2.6163 | 23339.2789 | RIM | Commercial | Smart Strip Plug Outlet | 6.4172 | 0.51648 | 14.9657 | 0.014866 | 0.010332 | 99.9794 | 2 Year Payback
Commercial | Chilled Water System - Variable Speed Drives | 3.6441 | 0.51184 | N/A | 1.0305 | 1.0305 | 9027.4109 | RIM | [9 empty] | Commercial | Chilled Water Controls Optimization | 7.3913 | 0.57567 | 19.71 | 0.57693 | 0.00057499 | 1422.0768 | RIM | Commercial | Smart Strip Plug Outlet | 6.9146 | 0.51648 | 16.4088 | 0.1304 | 0.090625 | 876.9623 | 2 Year Payback
Commercial | Chilled Water System - Variable Speed Drives | 3.6441 | 0.51184 | N/A | 1.0305 | 1.0305 | 9027.4109 | RIM | [9 empty] | Commercial | Chilled Water Controls Optimization | 16.4445 | 0.57567 | 151.6089 | 4.4377 | 0.0044228 | 10938.6022 | RIM | Commercial | Smart Strip Plug Outlet | 4.7407 | 0.41134 | 13.6618 | 0.013571 | 0 | 91.2687 | 2 Year Payback
Commercial | Cool Roof | 0.10134 | 0.6052 | N/A | 7.5697e-05 | 0 | 0.17819 | RIM | [9 empty] | Commercial | Chilled Water Controls Optimization | 11.679 | 0.57567 | 46.9468 | 1.3742 | 0.0013695 | 3387.2159 | RIM | Commercial | Smart Strip Plug Outlet | 5.4464 | 0.51648 | 12.2882 | 0.012207 | 0.0084835 | 82.0924 | 2 Year Payback
Commercial | Cool Roof | 0.10134 | 0.6052 | N/A | 7.5697e-05 | 0 | 0.17819 | RIM | [9 empty] | Commercial | Chilled Water Controls Optimization | 11.7963 | 0.57567 | 48.0862 | 1.4075 | 0.0014028 | 3469.426 | RIM | Commercial | Smart Strip Plug Outlet | 5.5789 | 0.41134 | 16.6759 | 0.18222 | 0 | 1225.4519 | 2 Year Payback
Commercial | Cool Roof | 0.10134 | 0.6052 | N/A | 7.5697e-05 | 0 | 0.17819 | RIM | [9 empty] | Commercial | Chilled Water Controls Optimization | 12.7847 | 0.57567 | 59.1299 | 1.7308 | 0.001725 | 4266.2303 | RIM | Commercial | Smart Strip Plug Outlet | 4.7159 | 0.51648 | 10.3857 | 0.010317 | 0.00717 | 69.3824 | 2 Year Payback
Commercial | Cool Roof | 0.10134 | 0.6052 | N/A | 7.5697e-05 | 0 | 0.17819 | RIM | [9 empty] | Commercial | Chilled Water Controls Optimization | 11.2767 | 0.57567 | 43.2697 | 1.2665 | 0.0012623 | 3121.9177 | RIM | Commercial | Smart Strip Plug Outlet | 3.6383 | 0.41134 | 10.0123 | 0.0099458 | 0 | 66.8878 | 2 Year Payback
Commercial | Cool Roof | 0.10134 | 0.6052 | N/A | 7.5697e-05 | 0 | 0.17819 | RIM | [9 empty] | Commercial | Chilled Water Controls Optimization | 9.9487 | 0.57567 | 33.1943 | 0.97162 | 0.00096836 | 2394.9758 | RIM | Commercial | Smart Strip Plug Outlet | 6.4558 | 0.51648 | 15.0761 | 0.014976 | 0.010408 | 100.717 | 2 Year Payback
Commercial | Cool Roof | 0.10134 | 0.6052 | N/A | 7.5697e-05 | 0 | 0.17819 | RIM | [9 empty] | Commercial | Chilled Water Controls Optimization | 5.5166 | 0.57567 | 12.8234 | 0.37535 | 0.00037409 | 925.209 | RIM | Commercial | Smart Strip Plug Outlet | 0.5048 | 0.41134 | 1.2314 | 0.0012232 | 0 | 8.2262 | TRC
Commercial | Cool Roof | 0.11713 | 0.6995 | N/A | 0.00010041 | 0 | 0.17819 | RIM | [9 empty] | Commercial | Chilled Water System - Variable Speed Drives | 3.0126 | 0.4972 | 7.1196 | 1.0305 | 1.0305 | 9027.4109 | RIM | Commercial | Smart Strip Plug Outlet | 3.107 | 0.41134 | 8.3682 | 0.0083127 | 0 | 55.9044 | 2 Year Payback
Commercial | Cool Roof | 0.067662 | 0.40408 | N/A | 2.2991e-05 | 0 | 0.17819 | RIM | [9 empty] | Commercial | Chilled Water System - Variable Speed Drives | 3.0126 | 0.4972 | 7.1196 | 1.0305 | 1.0305 | 9027.4109 | RIM | Commercial | Smart Strip Plug Outlet | 4.9535 | 0.51648 | 10.9945 | 0.021843 | 0.015181 | 146.8994 | 2 Year Payback
Commercial | Cool Roof | 0.10134 | 0.6052 | N/A | 7.5697e-05 | 0 | 0.17819 | RIM | [9 empty] | Commercial | Chilled Water System - Variable Speed Drives | 3.0126 | 0.4972 | 7.1196 | 1.0305 | 1.0305 | 9027.4109 | RIM | Commercial | Smart Strip Plug Outlet | 4.819 | 0.51648 | 10.6488 | 0.010578 | 0.0073516 | 71.1401 | 2 Year Payback
Commercial | Cool Roof | 0.10134 | 0.6052 | N/A | 7.5697e-05 | 0 | 0.17819 | RIM | [9 empty] | Commercial | Chilled Water System - Variable Speed Drives | 3.0126 | 0.4972 | 7.1196 | 1.0305 | 1.0305 | 9027.4109 | RIM | Commercial | Smart Strip Plug Outlet | 6.4172 | 0.51648 | 14.9657 | 0.014866 | 0.010332 | 99.9794 | 2 Year Payback
Commercial | Cool Roof | 0.10134 | 0.6052 | N/A | 7.5697e-05 | 0 | 0.17819 | RIM | [9 empty] | Commercial | Chilled Water System - Variable Speed Drives | 3.0126 | 0.4972 | 7.1196 | 1.0305 | 1.0305 | 9027.4109 | RIM | Commercial | Smart Strip Plug Outlet | 6.9146 | 0.51648 | 16.4088 | 0.1304 | 0.090625 | 876.9623 | 2 Year Payback
Commercial | Cool Roof | 0.10134 | 0.6052 | N/A | 7.5697e-05 | 0 | 0.17819 | RIM | [9 empty] | Commercial | Chilled Water System - Variable Speed Drives | 3.0126 | 0.4972 | 7.1196 | 1.0305 | 1.0305 | 9027.4109 | RIM | Commercial | Smart Strip Plug Outlet | 4.7407 | 0.41134 | 13.6618 | 0.013571 | 0 | 91.2687 | 2 Year Payback
Commercial | Cool Roof | 0.067662 | 0.40408 | N/A | 2.2991e-05 | 0 | 0.17819 | RIM | [9 empty] | Commercial | Chilled Water System - Variable Speed Drives | 3.0126 | 0.4972 | 7.1196 | 1.0305 | 1.0305 | 9027.4109 | RIM | Commercial | Smart Strip Plug Outlet | 5.4464 | 0.51648 | 12.2882 | 0.012207 | 0.0084835 | 82.0924 | 2 Year Payback
Commercial | Cool Roof | 0.10109 | 0.6052 | N/A | 7.5512e-05 | 0 | 0.17775 | RIM | [9 empty] | Commercial | Chilled Water System - Variable Speed Drives | 3.0126 | 0.4972 | 7.1196 | 1.0305 | 1.0305 | 9027.4109 | RIM | Commercial | Smart Strip Plug Outlet | 5.5789 | 0.41134 | 16.6759 | 0.18222 | 0 | 1225.4519 | 2 Year Payback
Commercial | Cool Roof | 0.10109 | 0.6052 | N/A | 7.5512e-05 | 0 | 0.17775 | RIM | [9 empty] | Commercial | Chilled Water System - Variable Speed Drives | 3.0126 | 0.4972 | 7.1196 | 1.0305 | 1.0305 | 9027.4109 | RIM | Commercial | Smart Strip Plug Outlet | 4.7159 | 0.51648 | 10.3857 | 0.010317 | 0.00717 | 69.3824 | 2 Year Payback
Commercial | Cool Roof | 0.10109 | 0.6052 | N/A | 7.5512e-05 | 0 | 0.17775 | RIM | [9 empty] | Commercial | Chilled Water System - Variable Speed Drives | 3.0126 | 0.4972 | 7.1196 | 1.0305 | 1.0305 | 9027.4109 | RIM | Commercial | Smart Strip Plug Outlet | 3.6383 | 0.41134 | 10.0123 | 0.0099458 | 0 | 66.8878 | 2 Year Payback
Commercial | Cool Roof | 0.10109 | 0.6052 | N/A | 7.5512e-05 | 0 | 0.17775 | RIM | [9 empty] | Commercial | Chilled Water System - Variable Speed Drives | 3.0126 | 0.4972 | 7.1196 | 1.0305 | 1.0305 | 9027.4109 | RIM | Commercial | Smart Strip Plug Outlet | 6.4558 | 0.51648 | 15.0761 | 0.014976 | 0.010408 | 100.717 | 2 Year Payback
Commercial | Cool Roof | 0.10109 | 0.6052 | N/A | 7.5512e-05 | 0 | 0.17775 | RIM | [9 empty] | Commercial | Chilled Water System - Variable Speed Drives | 3.0126 | 0.4972 | 7.1196 | 1.0305 | 1.0305 | 9027.4109 | RIM | Commercial | Smart Strip Plug Outlet | 0.5048 | 0.41134 | 1.2314 | 0.0012232 | 0 | 8.2262 | TRC
Commercial | Cool Roof | 0.10109 | 0.6052 | N/A | 7.5512e-05 | 0 | 0.17775 | RIM | [9 empty] | Commercial | Chilled Water System - Variable Speed Drives | 3.0126 | 0.4972 | 7.1196 | 1.0305 | 1.0305 | 9027.4109 | RIM | Commercial | Anti-Sweat Controls | 3.5842 | 0.44701 | 8.9518 | 0.081727 | 0.082167 | 1022.6336 | 2 Year Payback
Commercial | Cool Roof | 0.11684 | 0.6995 | N/A | 0.00010016 | 0 | 0.17775 | RIM | [9 empty] | Commercial | Chilled Water System - Variable Speed Drives | 3.0126 | 0.4972 | 7.1196 | 1.0305 | 1.0305 | 9027.4109 | RIM | Commercial | Anti-Sweat Controls | 4.0819 | 0.50908 | 8.9518 | 0.13259 | 0.11106 | 1022.6336 | 2 Year Payback
Commercial | Cool Roof | 0.067496 | 0.40408 | N/A | 2.2935e-05 | 0 | 0.17775 | RIM | [9 empty] | Commercial | Chilled Water System - Variable Speed Drives | 3.0126 | 0.4972 | 7.1196 | 1.0305 | 1.0305 | 9027.4109 | RIM | Commercial | Anti-Sweat Controls | 3.5842 | 0.44701 | 8.9518 | 0.081727 | 0.082167 | 1022.6336 | 2 Year Payback
Commercial | Cool Roof | 0.10109 | 0.6052 | N/A | 7.5512e-05 | 0 | 0.17775 | RIM | [9 empty] | Commercial | Chilled Water System - Variable Speed Drives | 3.0126 | 0.4972 | 7.1196 | 1.0305 | 1.0305 | 9027.4109 | RIM | Commercial | Anti-Sweat Controls | 4.0819 | 0.50908 | 8.9518 | 0.13259 | 0.11106 | 1022.6336 | 2 Year Payback
Commercial | Cool Roof | 0.10109 | 0.6052 | N/A | 7.5512e-05 | 0 | 0.17775 | RIM | [9 empty] | Commercial | Chilled Water System - Variable Speed Drives | 3.0126 | 0.4972 | 7.1196 | 1.0305 | 1.0305 | 9027.4109 | RIM | Commercial | Anti-Sweat Controls | 4.0819 | 0.50908 | 8.9518 | 0.13259 | 0.11106 | 1022.6336 | 2 Year Payback
Commercial | Cool Roof | 0.10109 | 0.6052 | N/A | 7.5512e-05 | 0 | 0.17775 | RIM | [9 empty] | Commercial | Chilled Water System - Variable Speed Drives | 3.0126 | 0.4972 | 7.1196 | 1.0305 | 1.0305 | 9027.4109 | RIM | Commercial | Anti-Sweat Controls | 3.5842 | 0.44701 | 8.9518 | 0.081727 | 0.082167 | 1022.6336 | 2 Year Payback
Commercial | Cool Roof | 0.10109 | 0.6052 | N/A | 7.5512e-05 | 0 | 0.17775 | RIM | [9 empty] | Commercial | Chilled Water System - Variable Speed Drives | 3.0126 | 0.4972 | 7.1196 | 1.0305 | 1.0305 | 9027.4109 | RIM | Commercial | Anti-Sweat Controls | 4.0819 | 0.50908 | 8.9518 | 0.13259 | 0.11106 | 1022.6336 | 2 Year Payback
Commercial | Cool Roof | 0.067496 | 0.40408 | N/A | 2.2935e-05 | 0 | 0.17775 | RIM | [9 empty] | Commercial | Chilled Water System - Variable Speed Drives | 3.0126 | 0.4972 | 7.1196 | 1.0305 | 1.0305 | 9027.4109 | RIM | Commercial | Anti-Sweat Controls | 3.5842 | 0.44701 | 8.9518 | 0.081727 | 0.082167 | 1022.6336 | 2 Year Payback
Commercial | Dedicated Outdoor Air System on VRF unit | 1.0065 | 0.84081 | N/A | 0.24347 | 0.24609 | 800.1307 | RIM | [9 empty] | Commercial | Chilled Water System - Variable Speed Drives | 3.0126 | 0.4972 | 7.1196 | 1.0305 | 1.0305 | 9027.4109 | RIM | Commercial | Anti-Sweat Controls | 3.5842 | 0.44701 | 8.9518 | 0.081727 | 0.082167 | 1022.6336 | 2 Year Payback
Commercial | Dedicated Outdoor Air System on VRF unit | 0.8222 | 0.62156 | N/A | 0.1876 | 0.13783 | 884.2265 | RIM | [9 empty] | Commercial | Chilled Water System - Variable Speed Drives | 3.0126 | 0.4972 | 7.1196 | 1.0305 | 1.0305 | 9027.4109 | RIM | Commercial | Anti-Sweat Controls | 4.0819 | 0.50908 | 8.9518 | 0.13259 | 0.11106 | 1022.6336 | 2 Year Payback
Commercial | Dedicated Outdoor Air System on VRF unit | 0.60225 | 0.84081 | N/A | 0.14569 | 0.14726 | 478.7875 | RIM | [9 empty] | Commercial | Chilled Water System - Variable Speed Drives | 3.0126 | 0.4972 | 7.1196 | 1.0305 | 1.0305 | 9027.4109 | RIM | Commercial | Anti-Sweat Controls | 3.5842 | 0.44701 | 8.9518 | 0.081727 | 0.082167 | 1022.6336 | 2 Year Payback
Commercial | Dedicated Outdoor Air System on VRF unit | 2.1659 | 0.84081 | N/A | 0.52396 | 0.52959 | 1721.9094 | RIM | [9 empty] | Commercial | Chilled Water System - Variable Speed Drives | 3.0126 | 0.4972 | 7.1196 | 1.0305 | 1.0305 | 9027.4109 | RIM | Commercial | Anti-Sweat Controls | 4.0819 | 0.50908 | 8.9518 | 0.13259 | 0.11106 | 1022.6336 | 2 Year Payback
Commercial | Dedicated Outdoor Air System on VRF unit | 2.0635 | 0.84081 | N/A | 0.49919 | 0.50455 | 1640.5025 | RIM | [9 empty] | Commercial | Chilled Water System - Variable Speed Drives | 3.0126 | 0.4972 | 7.1196 | 1.0305 | 1.0305 | 9027.4109 | RIM | Commercial | Anti-Sweat Controls | 3.5842 | 0.44701 | 8.9518 | 0.081727 | 0.082167 | 1022.6336 | 2 Year Payback
Commercial | Dedicated Outdoor Air System on VRF unit | 0.5568 | 0.84081 | N/A | 0.1347 | 0.13614 | 442.6603 | RIM | [9 empty] | Commercial | Chilled Water System - Variable Speed Drives | 3.0126 | 0.4972 | 7.1196 | 1.0305 | 1.0305 | 9027.4109 | RIM | Commercial | Anti-Sweat Controls | 3.5842 | 0.44701 | 8.9518 | 0.081727 | 0.082167 | 1022.6336 | 2 Year Payback
Commercial | Dedicated Outdoor Air System on VRF unit | 1.2115 | 0.62156 | N/A | 0.27644 | 0.2031 | 1302.9413 | RIM | [9 empty] | Commercial | Cool Roof | 0.10084 | 0.58789 | 0.16745 | 7.5697e-05 | 0 | 0.17819 | RIM | Commercial | Anti-Sweat Controls | 4.0819 | 0.50908 | 8.9518 | 0.13259 | 0.11106 | 1022.6336 | 2 Year Payback
Commercial | Dedicated Outdoor Air System on VRF unit | 0.56188 | 0.84081 | N/A | 0.13592 | 0.13738 | 446.692 | RIM | [9 empty] | Commercial | Cool Roof | 0.10084 | 0.58789 | 0.16745 | 7.5697e-05 | 0 | 0.17819 | RIM | Commercial | Anti-Sweat Controls | 3.5842 | 0.44701 | 8.9518 | 0.081727 | 0.082167 | 1022.6336 | 2 Year Payback
Commercial | Dedicated Outdoor Air System on VRF unit | 1.1113 | 0.84081 | N/A | 0.26883 | 0.27172 | 883.4693 | RIM | [9 empty] | Commercial | Cool Roof | 0.10084 | 0.58789 | 0.16745 | 7.5697e-05 | 0 | 0.17819 | RIM | Commercial | Anti-Sweat Controls | 4.0819 | 0.50908 | 8.9518 | 0.13259 | 0.11106 | 1022.6336 | 2 Year Payback
Commercial | Dedicated Outdoor Air System on VRF unit | 1.7129 | 0.84081 | N/A | 0.41437 | 0.41882 | 1361.7563 | RIM | [9 empty] | Commercial | Cool Roof | 0.10084 | 0.58789 | 0.16745 | 7.5697e-05 | 0 | 0.17819 | RIM | Commercial | Anti-Sweat Controls | 4.0819 | 0.50908 | 8.9518 | 0.13259 | 0.11106 | 1022.6336 | 2 Year Payback
Commercial | Dedicated Outdoor Air System on VRF unit | 1.3196 | 0.84081 | N/A | 0.31922 | 0.32265 | 1049.061 | RIM | [9 empty] | Commercial | Cool Roof | 0.10084 | 0.58789 | 0.16745 | 7.5697e-05 | 0 | 0.17819 | RIM | Commercial | Anti-Sweat Controls | 3.5842 | 0.44701 | 8.9518 | 0.081727 | 0.082167 | 1022.6336 | 2 Year Payback
Commercial | Dedicated Outdoor Air System on VRF unit | 1.1518 | 0.84081 | N/A | 0.27862 | 0.28162 | 915.6498 | RIM | [9 empty] | Commercial | Cool Roof | 0.10084 | 0.58789 | 0.16745 | 7.5697e-05 | 0 | 0.17819 | RIM | Commercial | Anti-Sweat Controls | 4.0819 | 0.50908 | 8.9518 | 0.13259 | 0.11106 | 1022.6336 | 2 Year Payback
Commercial | Dedicated Outdoor Air System on VRF unit | 0.25637 | 0.84081 | N/A | 0.062019 | 0.062685 | 203.814 | RIM | [9 empty] | Commercial | Cool Roof | 0.11655 | 0.67949 | 0.16745 | 0.00010041 | 0 | 0.17819 | RIM | Commercial | Anti-Sweat Controls | 3.5842 | 0.44701 | 8.9518 | 0.081727 | 0.082167 | 1022.6336 | 2 Year Payback
Commercial | Dedicated Outdoor Air System on VRF unit | 1.0065 | 0.84081 | N/A | 0.24347 | 0.24609 | 800.1307 | RIM | [9 empty] | Commercial | Cool Roof | 0.06733 | 0.39253 | 0.16745 | 2.2991e-05 | 0 | 0.17819 | RIM | Commercial | Anti-Sweat Controls | 3.5842 | 0.44701 | 8.9518 | 0.081727 | 0.082167 | 1022.6336 | 2 Year Payback
Commercial | Dedicated Outdoor Air System on VRF unit | 0.8222 | 0.62156 | N/A | 0.1876 | 0.13783 | 884.2265 | RIM | [9 empty] | Commercial | Cool Roof | 0.10084 | 0.58789 | 0.16745 | 7.5697e-05 | 0 | 0.17819 | RIM | Commercial | Anti-Sweat Controls | 4.0819 | 0.50908 | 8.9518 | 0.13259 | 0.11106 | 1022.6336 | 2 Year Payback
Commercial | Dedicated Outdoor Air System on VRF unit | 0.60225 | 0.84081 | N/A | 0.14569 | 0.14726 | 478.7875 | RIM | [9 empty] | Commercial | Cool Roof | 0.10084 | 0.58789 | 0.16745 | 7.5697e-05 | 0 | 0.17819 | RIM | Commercial | Anti-Sweat Controls | 3.5842 | 0.44701 | 8.9518 | 0.081727 | 0.082167 | 1022.6336 | 2 Year Payback
Commercial | Dedicated Outdoor Air System on VRF unit | 2.1659 | 0.84081 | N/A | 0.52396 | 0.52959 | 1721.9094 | RIM | [9 empty] | Commercial | Cool Roof | 0.10084 | 0.58789 | 0.16745 | 7.5697e-05 | 0 | 0.17819 | RIM | Commercial | Anti-Sweat Controls | 4.0819 | 0.50908 | 8.9518 | 0.13259 | 0.11106 | 1022.6336 | 2 Year Payback
Commercial | Dedicated Outdoor Air System on VRF unit | 2.0635 | 0.84081 | N/A | 0.49919 | 0.50455 | 1640.5025 | RIM | [9 empty] | Commercial | Cool Roof | 0.10084 | 0.58789 | 0.16745 | 7.5697e-05 | 0 | 0.17819 | RIM | Commercial | Anti-Sweat Controls | 3.5842 | 0.44701 | 8.9518 | 0.081727 | 0.082167 | 1022.6336 | 2 Year Payback
Commercial | Dedicated Outdoor Air System on VRF unit | 0.5568 | 0.84081 | N/A | 0.1347 | 0.13614 | 442.6603 | RIM | [9 empty] | Commercial | Cool Roof | 0.06733 | 0.39253 | 0.16745 | 2.2991e-05 | 0 | 0.17819 | RIM | Commercial | Automatic Door Closer for Walk-in Coolers and Freezers | 0.16428 | 0.43632 | 0.37305 | 0.0054303 | 0.0012106 | 39.0829 | TRC
Commercial | Dedicated Outdoor Air System on VRF unit | 1.2115 | 0.62156 | N/A | 0.27644 | 0.2031 | 1302.9413 | RIM | [9 empty] | Commercial | Cool Roof | 0.1006 | 0.58789 | 0.16704 | 7.5512e-05 | 0 | 0.17775 | RIM | Commercial | Automatic Door Closer for Walk-in Coolers and Freezers | 0.19167 | 0.50908 | 0.37305 | 0.0050673 | 0.0042445 | 39.0829 | TRC
Commercial | Dedicated Outdoor Air System on VRF unit | 0.56188 | 0.84081 | N/A | 0.13592 | 0.13738 | 446.692 | RIM | [9 empty] | Commercial | Cool Roof | 0.1006 | 0.58789 | 0.16704 | 7.5512e-05 | 0 | 0.17775 | RIM | Commercial | Automatic Door Closer for Walk-in Coolers and Freezers | 0.16428 | 0.43632 | 0.37305 | 0.0054303 | 0.0012106 | 39.0829 | TRC
Commercial | Dedicated Outdoor Air System on VRF unit | 1.1113 | 0.84081 | N/A | 0.26883 | 0.27172 | 883.4693 | RIM | [9 empty] | Commercial | Cool Roof | 0.1006 | 0.58789 | 0.16704 | 7.5512e-05 | 0 | 0.17775 | RIM | Commercial | Automatic Door Closer for Walk-in Coolers and Freezers | 0.19167 | 0.50908 | 0.37305 | 0.0050673 | 0.0042445 | 39.0829 | TRC
Commercial | Dedicated Outdoor Air System on VRF unit | 1.7129 | 0.84081 | N/A | 0.41437 | 0.41882 | 1361.7563 | RIM | [9 empty] | Commercial | Cool Roof | 0.1006 | 0.58789 | 0.16704 | 7.5512e-05 | 0 | 0.17775 | RIM | Commercial | Automatic Door Closer for Walk-in Coolers and Freezers | 0.19167 | 0.50908 | 0.37305 | 0.0050673 | 0.0042445 | 39.0829 | TRC
Commercial | Dedicated Outdoor Air System on VRF unit | 1.3196 | 0.84081 | N/A | 0.31922 | 0.32265 | 1049.061 | RIM | [9 empty] | Commercial | Cool Roof | 0.1006 | 0.58789 | 0.16704 | 7.5512e-05 | 0 | 0.17775 | RIM | Commercial | Automatic Door Closer for Walk-in Coolers and Freezers | 0.16428 | 0.43632 | 0.37305 | 0.0054303 | 0.0012106 | 39.0829 | TRC
Commercial | Dedicated Outdoor Air System on VRF unit | 1.1518 | 0.84081 | N/A | 0.27862 | 0.28162 | 915.6498 | RIM | [9 empty] | Commercial | Cool Roof | 0.1006 | 0.58789 | 0.16704 | 7.5512e-05 | 0 | 0.17775 | RIM | Commercial | Automatic Door Closer for Walk-in Coolers and Freezers | 0.19167 | 0.50908 | 0.37305 | 0.0050673 | 0.0042445 | 39.0829 | TRC
Commercial | Dedicated Outdoor Air System on VRF unit | 0.25637 | 0.84081 | N/A | 0.062019 | 0.062685 | 203.814 | RIM | [9 empty] | Commercial | Cool Roof | 0.11627 | 0.67949 | 0.16704 | 0.00010016 | 0 | 0.17775 | RIM | Commercial | Automatic Door Closer for Walk-in Coolers and Freezers | 0.16428 | 0.43632 | 0.37305 | 0.0054303 | 0.0012106 | 39.0829 | TRC
Commercial | Destratification Fans | 0.032739 | 0.52541 | N/A | 0 | 0.057314 | 283.0728 | RIM | [9 empty] | Commercial | Cool Roof | 0.067166 | 0.39253 | 0.16704 | 2.2935e-05 | 0 | 0.17775 | RIM | Commercial | Automatic Door Closer for Walk-in Coolers and Freezers | 0.16428 | 0.43632 | 0.37305 | 0.0054303 | 0.0012106 | 39.0829 | TRC
Commercial | Destratification Fans | 0.059557 | 0.52541 | N/A | 0 | 0.10426 | 514.9463 | RIM | [9 empty] | Commercial | Cool Roof | 0.1006 | 0.58789 | 0.16704 | 7.5512e-05 | 0 | 0.17775 | RIM | Commercial | Automatic Door Closer for Walk-in Coolers and Freezers | 0.19167 | 0.50908 | 0.37305 | 0.0050673 | 0.0042445 | 39.0829 | TRC
Commercial | Destratification Fans | 0.02145 | 0.52541 | N/A | 0 | 0.037551 | 185.4658 | RIM | [9 empty] | Commercial | Cool Roof | 0.1006 | 0.58789 | 0.16704 | 7.5512e-05 | 0 | 0.17775 | RIM | Commercial | Automatic Door Closer for Walk-in Coolers and Freezers | 0.16428 | 0.43632 | 0.37305 | 0.0054303 | 0.0012106 | 39.0829 | TRC
Commercial | Destratification Fans | 0.053651 | 0.52541 | N/A | 0 | 0.093921 | 463.8758 | RIM | [9 empty] | Commercial | Cool Roof | 0.1006 | 0.58789 | 0.16704 | 7.5512e-05 | 0 | 0.17775 | RIM | Commercial | Automatic Door Closer for Walk-in Coolers and Freezers | 0.19167 | 0.50908 | 0.37305 | 0.0050673 | 0.0042445 | 39.0829 | TRC
Commercial | Destratification Fans | 0.10594 | 0.52541 | N/A | 0 | 0.18546 | 915.9872 | RIM | [9 empty] | Commercial | Cool Roof | 0.1006 | 0.58789 | 0.16704 | 7.5512e-05 | 0 | 0.17775 | RIM | Commercial | Automatic Door Closer for Walk-in Coolers and Freezers | 0.16428 | 0.43632 | 0.37305 | 0.0054303 | 0.0012106 | 39.0829 | TRC
Commercial | Destratification Fans | 0.011793 | 0.52541 | N/A | 0 | 0.020645 | 101.9648 | RIM | [9 empty] | Commercial | Cool Roof | 0.067166 | 0.39253 | 0.16704 | 2.2935e-05 | 0 | 0.17775 | RIM | Commercial | Automatic Door Closer for Walk-in Coolers and Freezers | 0.16428 | 0.43632 | 0.37305 | 0.0054303 | 0.0012106 | 39.0829 | TRC
Commercial | Destratification Fans | 0.01779 | 0.52541 | N/A | 0 | 0.031143 | 153.8175 | RIM | [9 empty] | Commercial | Dedicated Outdoor Air System on VRF unit | 0.97219 | 0.81676 | 1.197 | 0.24347 | 0.24609 | 800.1307 | RIM | Commercial | Automatic Door Closer for Walk-in Coolers and Freezers | 0.19167 | 0.50908 | 0.37305 | 0.0050673 | 0.0042445 | 39.0829 | TRC
Commercial | Destratification Fans | 0.027188 | 0.52541 | N/A | 0 | 0.047596 | 235.0753 | RIM | [9 empty] | Commercial | Dedicated Outdoor Air System on VRF unit | 0.79138 | 0.60378 | 1.3228 | 0.1876 | 0.13783 | 884.2265 | RIM | Commercial | Automatic Door Closer for Walk-in Coolers and Freezers | 0.16428 | 0.43632 | 0.37305 | 0.0054303 | 0.0012106 | 39.0829 | TRC
Commercial | Destratification Fans | 0.0059546 | 0.52541 | N/A | 0 | 0.010424 | 51.4847 | RIM | [9 empty] | Commercial | Dedicated Outdoor Air System on VRF unit | 0.58981 | 0.81676 | 0.71627 | 0.14569 | 0.14726 | 478.7875 | RIM | Commercial | Automatic Door Closer for Walk-in Coolers and Freezers | 0.19167 | 0.50908 | 0.37305 | 0.0050673 | 0.0042445 | 39.0829 | TRC
Commercial | Destratification Fans | 0.047062 | 0.52541 | N/A | 0 | 0.082387 | 406.91 | RIM | [9 empty] | Commercial | Dedicated Outdoor Air System on VRF unit | 2.0132 | 0.81676 | 2.576 | 0.52396 | 0.52959 | 1721.9094 | RIM | Commercial | Automatic Door Closer for Walk-in Coolers and Freezers | 0.19167 | 0.50908 | 0.37305 | 0.0050673 | 0.0042445 | 39.0829 | TRC
Commercial | Destratification Fans | 0.056318 | 0.52541 | N/A | 0 | 0.09859 | 486.9386 | RIM | [9 empty] | Commercial | Dedicated Outdoor Air System on VRF unit | 1.9245 | 0.81676 | 2.4542 | 0.49919 | 0.50455 | 1640.5025 | RIM | Commercial | Automatic Door Closer for Walk-in Coolers and Freezers | 0.16428 | 0.43632 | 0.37305 | 0.0054303 | 0.0012106 | 39.0829 | TRC
Commercial | Destratification Fans | 0.17807 | 0.52541 | N/A | 0 | 0.31173 | 1539.6462 | RIM | [9 empty] | Commercial | Dedicated Outdoor Air System on VRF unit | 0.54616 | 0.81676 | 0.66222 | 0.1347 | 0.13614 | 442.6603 | RIM | Commercial | Automatic Door Closer for Walk-in Coolers and Freezers | 0.19167 | 0.50908 | 0.37305 | 0.0050673 | 0.0042445 | 39.0829 | TRC
Commercial | Destratification Fans | 0.01952 | 0.52541 | N/A | 0 | 0.034172 | 168.7765 | RIM | [9 empty] | Commercial | Dedicated Outdoor Air System on VRF unit | 1.1458 | 0.60378 | 1.9492 | 0.27644 | 0.2031 | 1302.9413 | RIM | Commercial | Automatic Door Closer for Walk-in Coolers and Freezers | 0.16428 | 0.43632 | 0.37305 | 0.0054303 | 0.0012106 | 39.0829 | TRC
Commercial | Destratification Fans | 0.032739 | 0.52541 | N/A | 0 | 0.057314 | 283.0728 | RIM | [9 empty] | Commercial | Dedicated Outdoor Air System on VRF unit | 0.55103 | 0.81676 | 0.66826 | 0.13592 | 0.13738 | 446.692 | RIM | Commercial | Automatic Door Closer for Walk-in Coolers and Freezers | 0.16428 | 0.43632 | 0.37305 | 0.0054303 | 0.0012106 | 39.0829 | TRC
Commercial | Destratification Fans | 0.059557 | 0.52541 | N/A | 0 | 0.10426 | 514.9463 | RIM | [9 empty] | Commercial | Dedicated Outdoor Air System on VRF unit | 1.0697 | 0.81676 | 1.3217 | 0.26883 | 0.27172 | 883.4693 | RIM | Commercial | Automatic Door Closer for Walk-in Coolers and Freezers | 0.19167 | 0.50908 | 0.37305 | 0.0050673 | 0.0042445 | 39.0829 | TRC
Commercial | Destratification Fans | 0.02145 | 0.52541 | N/A | 0 | 0.037551 | 185.4658 | RIM | [9 empty] | Commercial | Dedicated Outdoor Air System on VRF unit | 1.616 | 0.81676 | 2.0372 | 0.41437 | 0.41882 | 1361.7563 | RIM | Commercial | Automatic Door Closer for Walk-in Coolers and Freezers | 0.16428 | 0.43632 | 0.37305 | 0.0054303 | 0.0012106 | 39.0829 | TRC
Commercial | Destratification Fans | 0.053651 | 0.52541 | N/A | 0 | 0.093921 | 463.8758 | RIM | [9 empty] | Commercial | Dedicated Outdoor Air System on VRF unit | 1.2613 | 0.81676 | 1.5694 | 0.31922 | 0.32265 | 1049.061 | RIM | Commercial | Automatic Door Closer for Walk-in Coolers and Freezers | 0.19167 | 0.50908 | 0.37305 | 0.0050673 | 0.0042445 | 39.0829 | TRC
Commercial | Destratification Fans | 0.10594 | 0.52541 | N/A | 0 | 0.18546 | 915.9872 | RIM | [9 empty] | Commercial | Dedicated Outdoor Air System on VRF unit | 1.1071 | 0.81676 | 1.3698 | 0.27862 | 0.28162 | 915.6498 | RIM | Commercial | Automatic Door Closer for Walk-in Coolers and Freezers | 0.16428 | 0.43632 | 0.37305 | 0.0054303 | 0.0012106 | 39.0829 | TRC
Commercial | Destratification Fans | 0.011793 | 0.52541 | N/A | 0 | 0.020645 | 101.9648 | RIM | [9 empty] | Commercial | Dedicated Outdoor Air System on VRF unit | 0.25409 | 0.81676 | 0.30491 | 0.062019 | 0.062685 | 203.814 | RIM | Commercial | Demand Defrost | 0.37079 | 0.41794 | 0.88569 | 0.054904 | 0.0050296 | 394.47 | TRC
Commercial | Destratification Fans | 0.01779 | 0.52541 | N/A | 0 | 0.031143 | 153.8175 | RIM | [9 empty] | Commercial | Dedicated Outdoor Air System on VRF unit | 0.97219 | 0.81676 | 1.197 | 0.24347 | 0.24609 | 800.1307 | RIM | Commercial | Demand Defrost | 0.45164 | 0.50908 | 0.88569 | 0.051145 | 0.04284 | 394.47 | TRC
Commercial | Destratification Fans | 0.027188 | 0.52541 | N/A | 0 | 0.047596 | 235.0753 | RIM | [9 empty] | Commercial | Dedicated Outdoor Air System on VRF unit | 0.79138 | 0.60378 | 1.3228 | 0.1876 | 0.13783 | 884.2265 | RIM | Commercial | Demand Defrost | 0.37079 | 0.41794 | 0.88569 | 0.054904 | 0.0050296 | 394.47 | TRC
Commercial | Destratification Fans | 0.0059546 | 0.52541 | N/A | 0 | 0.010424 | 51.4847 | RIM | [9 empty] | Commercial | Dedicated Outdoor Air System on VRF unit | 0.58981 | 0.81676 | 0.71627 | 0.14569 | 0.14726 | 478.7875 | RIM | Commercial | Demand Defrost | 0.45164 | 0.50908 | 0.88569 | 0.051145 | 0.04284 | 394.47 | TRC
Commercial | Destratification Fans | 0.047062 | 0.52541 | N/A | 0 | 0.082387 | 406.91 | RIM | [9 empty] | Commercial | Dedicated Outdoor Air System on VRF unit | 2.0132 | 0.81676 | 2.576 | 0.52396 | 0.52959 | 1721.9094 | RIM | Commercial | Demand Defrost | 0.45164 | 0.50908 | 0.88569 | 0.051145 | 0.04284 | 394.47 | TRC
Commercial | Destratification Fans | 0.056318 | 0.52541 | N/A | 0 | 0.09859 | 486.9386 | RIM | [9 empty] | Commercial | Dedicated Outdoor Air System on VRF unit | 1.9245 | 0.81676 | 2.4542 | 0.49919 | 0.50455 | 1640.5025 | RIM | Commercial | Demand Defrost | 0.37079 | 0.41794 | 0.88569 | 0.054904 | 0.0050296 | 394.47 | TRC
Commercial | Destratification Fans | 0.17807 | 0.52541 | N/A | 0 | 0.31173 | 1539.6462 | RIM | [9 empty] | Commercial | Dedicated Outdoor Air System on VRF unit | 0.54616 | 0.81676 | 0.66222 | 0.1347 | 0.13614 | 442.6603 | RIM | Commercial | Demand Defrost | 0.45164 | 0.50908 | 0.88569 | 0.051145 | 0.04284 | 394.47 | TRC
Commercial | Destratification Fans | 0.01952 | 0.52541 | N/A | 0 | 0.034172 | 168.7765 | RIM | [9 empty] | Commercial | Dedicated Outdoor Air System on VRF unit | 1.1458 | 0.60378 | 1.9492 | 0.27644 | 0.2031 | 1302.9413 | RIM | Commercial | Demand Defrost | 0.37079 | 0.41794 | 0.88569 | 0.054904 | 0.0050296 | 394.47 | TRC
Commercial | ECM Motors on Furnaces | 0.29393 | 0.31635 | N/A | 0 | 0 | 178.1411 | RIM | [9 empty] | Commercial | Dedicated Outdoor Air System on VRF unit | 0.55103 | 0.81676 | 0.66826 | 0.13592 | 0.13738 | 446.692 | RIM | Commercial | Demand Defrost | 0.37079 | 0.41794 | 0.88569 | 0.054904 | 0.0050296 | 394.47 | TRC
Commercial | ECM Motors on Furnaces | 0.44031 | 0.4739 | N/A | 0 | 0.027183 | 178.1411 | RIM | [9 empty] | Commercial | Dedicated Outdoor Air System on VRF unit | 1.0697 | 0.81676 | 1.3217 | 0.26883 | 0.27172 | 883.4693 | RIM | Commercial | Demand Defrost | 0.45164 | 0.50908 | 0.88569 | 0.051145 | 0.04284 | 394.47 | TRC
Commercial | ECM Motors on Furnaces | 0.69392 | 0.43422 | N/A | 0 | 0.034977 | 306.4028 | RIM | [9 empty] | Commercial | Dedicated Outdoor Air System on VRF unit | 1.616 | 0.81676 | 2.0372 | 0.41437 | 0.41882 | 1361.7563 | RIM | Commercial | Demand Defrost | 0.37079 | 0.41794 | 0.88569 | 0.054904 | 0.0050296 | 394.47 | TRC
Commercial | ECM Motors on Furnaces | 0.46088 | 0.31635 | N/A | 0 | 0 | 279.3253 | RIM | [9 empty] | Commercial | Dedicated Outdoor Air System on VRF unit | 1.2613 | 0.81676 | 1.5694 | 0.31922 | 0.32265 | 1049.061 | RIM | Commercial | Demand Defrost | 0.45164 | 0.50908 | 0.88569 | 0.051145 | 0.04284 | 394.47 | TRC
Commercial | ECM Motors on Furnaces | 0.78552 | 0.4739 | N/A | 0 | 0.048494 | 317.8038 | RIM | [9 empty] | Commercial | Dedicated Outdoor Air System on VRF unit | 1.1071 | 0.81676 | 1.3698 | 0.27862 | 0.28162 | 915.6498 | RIM | Commercial | Demand Defrost | 0.37079 | 0.41794 | 0.88569 | 0.054904 | 0.0050296 | 394.47 | TRC
Commercial | ECM Motors on Furnaces | 0.25631 | 0.31635 | N/A | 0 | 0 | 155.3391 | RIM | [9 empty] | Commercial | Dedicated Outdoor Air System on VRF unit | 0.25409 | 0.81676 | 0.30491 | 0.062019 | 0.062685 | 203.814 | RIM | Commercial | Demand Defrost | 0.37079 | 0.41794 | 0.88569 | 0.054904 | 0.0050296 | 394.47 | TRC
Commercial | ECM Motors on Furnaces | 0.42603 | 0.43422 | N/A | 0 | 0.021475 | 188.117 | RIM | [9 empty] | Commercial | Destratification Fans | 0.032679 | 0.51038 | 0.062313 | 0 | 0.057314 | 283.0728 | RIM | Commercial | Demand Defrost | 0.45164 | 0.50908 | 0.88569 | 0.051145 | 0.04284 | 394.47 | TRC
Commercial | ECM Motors on Furnaces | 0.16225 | 0.31635 | N/A | 0 | 0 | 98.3339 | RIM | [9 empty] | Commercial | Destratification Fans | 0.059359 | 0.51038 | 0.11335 | 0 | 0.10426 | 514.9463 | RIM | Commercial | Demand Defrost | 0.37079 | 0.41794 | 0.88569 | 0.054904 | 0.0050296 | 394.47 | TRC
Commercial | ECM Motors on Furnaces | 0.17165 | 0.31635 | N/A | 0 | 0 | 104.0344 | RIM | [9 empty] | Commercial | Destratification Fans | 0.021425 | 0.51038 | 0.040826 | 0 | 0.037551 | 185.4658 | RIM | Commercial | Demand Defrost | 0.45164 | 0.50908 | 0.88569 | 0.051145 | 0.04284 | 394.47 | TRC
Commercial | ECM Motors on Furnaces | 1.4879 | 0.43422 | N/A | 0 | 0.074998 | 656.9845 | RIM | [9 empty] | Commercial | Destratification Fans | 0.05349 | 0.51038 | 0.10211 | 0 | 0.093921 | 463.8758 | RIM | Commercial | Demand Defrost | 0.45164 | 0.50908 | 0.88569 | 0.051145 | 0.04284 | 394.47 | TRC
Commercial | ECM Motors on Furnaces | 0.93275 | 0.43422 | N/A | 0 | 0.047016 | 411.8623 | RIM | [9 empty] | Commercial | Destratification Fans | 0.10532 | 0.51038 | 0.20164 | 0 | 0.18546 | 915.9872 | RIM | Commercial | Demand Defrost | 0.37079 | 0.41794 | 0.88569 | 0.054904 | 0.0050296 | 394.47 | TRC
Commercial | ECM Motors on Furnaces | 0.62548 | 0.31635 | N/A | 0 | 0 | 379.0843 | RIM | [9 empty] | Commercial | Destratification Fans | 0.011785 | 0.51038 | 0.022445 | 0 | 0.020645 | 101.9648 | RIM | Commercial | Demand Defrost | 0.45164 | 0.50908 | 0.88569 | 0.051145 | 0.04284 | 394.47 | TRC
Commercial | ECM Motors on Furnaces | 0.16225 | 0.31635 | N/A | 0 | 0 | 98.3339 | RIM | [9 empty] | Commercial | Destratification Fans | 0.017772 | 0.51038 | 0.03386 | 0 | 0.031143 | 153.8175 | RIM | Commercial | Demand Defrost | 0.37079 | 0.41794 | 0.88569 | 0.054904 | 0.0050296 | 394.47 | TRC
Commercial | ECM Motors on Furnaces | 0.29393 | 0.31635 | N/A | 0 | 0 | 178.1411 | RIM | [9 empty] | Commercial | Destratification Fans | 0.027147 | 0.51038 | 0.051747 | 0 | 0.047596 | 235.0753 | RIM | Commercial | Demand Defrost | 0.37079 | 0.41794 | 0.88569 | 0.054904 | 0.0050296 | 394.47 | TRC
Commercial | ECM Motors on Furnaces | 0.44031 | 0.4739 | N/A | 0 | 0.027183 | 178.1411 | RIM | [9 empty] | Commercial | Destratification Fans | 0.0059526 | 0.51038 | 0.011333 | 0 | 0.010424 | 51.4847 | RIM | Commercial | Demand Defrost | 0.45164 | 0.50908 | 0.88569 | 0.051145 | 0.04284 | 394.47 | TRC
Commercial | ECM Motors on Furnaces | 0.69392 | 0.43422 | N/A | 0 | 0.034977 | 306.4028 | RIM | [9 empty] | Commercial | Destratification Fans | 0.046938 | 0.51038 | 0.089573 | 0 | 0.082387 | 406.91 | RIM | Commercial | Demand Defrost | 0.37079 | 0.41794 | 0.88569 | 0.054904 | 0.0050296 | 394.47 | TRC
Commercial | ECM Motors on Furnaces | 0.46088 | 0.31635 | N/A | 0 | 0 | 279.3253 | RIM | [9 empty] | Commercial | Destratification Fans | 0.056141 | 0.51038 | 0.10719 | 0 | 0.09859 | 486.9386 | RIM | Commercial | Demand Defrost | 0.45164 | 0.50908 | 0.88569 | 0.051145 | 0.04284 | 394.47 | TRC
Commercial | ECM Motors on Furnaces | 0.78552 | 0.4739 | N/A | 0 | 0.048494 | 317.8038 | RIM | [9 empty] | Commercial | Destratification Fans | 0.17631 | 0.51038 | 0.33892 | 0 | 0.31173 | 1539.6462 | RIM | Commercial | Demand Defrost | 0.37079 | 0.41794 | 0.88569 | 0.054904 | 0.0050296 | 394.47 | TRC
Commercial | ECM Motors on Furnaces | 0.25631 | 0.31635 | N/A | 0 | 0 | 155.3391 | RIM | [9 empty] | Commercial | Destratification Fans | 0.019499 | 0.51038 | 0.037153 | 0 | 0.034172 | 168.7765 | RIM | Commercial | Floating Head Pressure Controls | 5.1153 | 0.48454 | 12.3045 | 0.38051 | 0.1781 | 2523.5714 | 2 Year Payback
Commercial | ECM Motors on Furnaces | 0.42603 | 0.43422 | N/A | 0 | 0.021475 | 188.117 | RIM | [9 empty] | Commercial | Destratification Fans | 0.032679 | 0.51038 | 0.062313 | 0 | 0.057314 | 283.0728 | RIM | Commercial | Floating Head Pressure Controls | 5.3743 | 0.50908 | 12.3045 | 0.32719 | 0.27407 | 2523.5714 | 2 Year Payback
Commercial | ECM Motors on Furnaces | 0.16225 | 0.31635 | N/A | 0 | 0 | 98.3339 | RIM | [9 empty] | Commercial | Destratification Fans | 0.059359 | 0.51038 | 0.11335 | 0 | 0.10426 | 514.9463 | RIM | Commercial | Floating Head Pressure Controls | 5.1153 | 0.48454 | 12.3045 | 0.38051 | 0.1781 | 2523.5714 | 2 Year Payback
Commercial | ECM Motors on Furnaces | 0.17165 | 0.31635 | N/A | 0 | 0 | 104.0344 | RIM | [9 empty] | Commercial | Destratification Fans | 0.021425 | 0.51038 | 0.040826 | 0 | 0.037551 | 185.4658 | RIM | Commercial | Floating Head Pressure Controls | 5.3743 | 0.50908 | 12.3045 | 0.32719 | 0.27407 | 2523.5714 | 2 Year Payback
Commercial | ECM Motors on Furnaces | 1.4879 | 0.43422 | N/A | 0 | 0.074998 | 656.9845 | RIM | [9 empty] | Commercial | Destratification Fans | 0.05349 | 0.51038 | 0.10211 | 0 | 0.093921 | 463.8758 | RIM | Commercial | Floating Head Pressure Controls | 5.3743 | 0.50908 | 12.3045 | 0.32719 | 0.27407 | 2523.5714 | 2 Year Payback
Commercial | ECM Motors on Furnaces | 0.93275 | 0.43422 | N/A | 0 | 0.047016 | 411.8623 | RIM | [9 empty] | Commercial | Destratification Fans | 0.10532 | 0.51038 | 0.20164 | 0 | 0.18546 | 915.9872 | RIM | Commercial | Floating Head Pressure Controls | 5.1153 | 0.48454 | 12.3045 | 0.38051 | 0.1781 | 2523.5714 | 2 Year Payback
Commercial | ECM Motors on Furnaces | 0.62548 | 0.31635 | N/A | 0 | 0 | 379.0843 | RIM | [9 empty] | Commercial | Destratification Fans | 0.011785 | 0.51038 | 0.022445 | 0 | 0.020645 | 101.9648 | RIM | Commercial | Floating Head Pressure Controls | 5.3743 | 0.50908 | 12.3045 | 0.32719 | 0.27407 | 2523.5714 | 2 Year Payback
Commercial | ECM Motors on Furnaces | 0.16225 | 0.31635 | N/A | 0 | 0 | 98.3339 | RIM | [9 empty] | Commercial | Destratification Fans | 0.017772 | 0.51038 | 0.03386 | 0 | 0.031143 | 153.8175 | RIM | Commercial | Floating Head Pressure Controls | 5.1153 | 0.48454 | 12.3045 | 0.38051 | 0.1781 | 2523.5714 | 2 Year Payback
Commercial | Facility Commissioning | 0 | 0 | N/A | 0 | 0 | 0 | RIM | [9 empty] | Commercial | Destratification Fans | 0.027147 | 0.51038 | 0.051747 | 0 | 0.047596 | 235.0753 | RIM | Commercial | Floating Head Pressure Controls | 5.1153 | 0.48454 | 12.3045 | 0.38051 | 0.1781 | 2523.5714 | 2 Year Payback
Commercial | Facility Commissioning | 0 | 0 | N/A | 0 | 0 | 0 | RIM | [9 empty] | Commercial | Destratification Fans | 0.0059526 | 0.51038 | 0.011333 | 0 | 0.010424 | 51.4847 | RIM | Commercial | Floating Head Pressure Controls | 5.3743 | 0.50908 | 12.3045 | 0.32719 | 0.27407 | 2523.5714 | 2 Year Payback
Commercial | Facility Commissioning | 0 | 0 | N/A | 0 | 0 | 0 | RIM | [9 empty] | Commercial | Destratification Fans | 0.046938 | 0.51038 | 0.089573 | 0 | 0.082387 | 406.91 | RIM | Commercial | Floating Head Pressure Controls | 5.1153 | 0.48454 | 12.3045 | 0.38051 | 0.1781 | 2523.5714 | 2 Year Payback
Commercial | Facility Commissioning | 0 | 0 | N/A | 0 | 0 | 0 | RIM | [9 empty] | Commercial | Destratification Fans | 0.056141 | 0.51038 | 0.10719 | 0 | 0.09859 | 486.9386 | RIM | Commercial | Floating Head Pressure Controls | 5.3743 | 0.50908 | 12.3045 | 0.32719 | 0.27407 | 2523.5714 | 2 Year Payback
Commercial | Facility Commissioning | 0 | 0 | N/A | 0 | 0 | 0 | RIM | [9 empty] | Commercial | Destratification Fans | 0.17631 | 0.51038 | 0.33892 | 0 | 0.31173 | 1539.6462 | RIM | Commercial | Floating Head Pressure Controls | 5.1153 | 0.48454 | 12.3045 | 0.38051 | 0.1781 | 2523.5714 | 2 Year Payback
Commercial | Facility Commissioning | 0 | 0 | N/A | 0 | 0 | 0 | RIM | [9 empty] | Commercial | Destratification Fans | 0.019499 | 0.51038 | 0.037153 | 0 | 0.034172 | 168.7765 | RIM | Commercial | Floating Head Pressure Controls | 5.1153 | 0.48454 | 12.3045 | 0.38051 | 0.1781 | 2523.5714 | 2 Year Payback
Commercial | Facility Commissioning | 0 | 0 | N/A | 0 | 0 | 0 | RIM | [9 empty] | Commercial | Duct Insulation | 0.087527 | 1.01 | 0.084523 | 0.26713 | 0.57411 | 983.3201 | PCT | Commercial | Floating Head Pressure Controls | 5.3743 | 0.50908 | 12.3045 | 0.32719 | 0.27407 | 2523.5714 | 2 Year Payback
Commercial | Facility Commissioning | 0 | 0 | N/A | 0 | 0 | 0 | RIM | [9 empty] | Commercial | Duct Insulation | 0.13249 | 1.01 | 0.12809 | 1.5955 | 3.429 | 5872.9828 | PCT | Commercial | Floating Head Pressure Controls | 5.1153 | 0.48454 | 12.3045 | 0.38051 | 0.1781 | 2523.5714 | 2 Year Payback
Commercial | Facility Commissioning | 0 | 0 | N/A | 0 | 0 | 0 | RIM | [9 empty] | Commercial | Duct Insulation | 0.84429 | 1.01 | 0.83215 | 0.64315 | 1.3822 | 2367.4384 | PCT | Commercial | Floating Head Pressure Controls | 5.3743 | 0.50908 | 12.3045 | 0.32719 | 0.27407 | 2523.5714 | 2 Year Payback
Commercial | Facility Commissioning | 0 | 0 | N/A | 0 | 0 | 0 | RIM | [9 empty] | Commercial | Duct Insulation | 0.34976 | 1.01 | 0.34014 | 1.1226 | 2.4127 | 4132.3741 | PCT | Commercial | Floating Head Pressure Controls | 5.3743 | 0.50908 | 12.3045 | 0.32719 | 0.27407 | 2523.5714 | 2 Year Payback
Commercial | Facility Commissioning | 0 | 0 | N/A | 0 | 0 | 0 | RIM | [9 empty] | Commercial | Duct Insulation | 0.34976 | 1.01 | 0.34014 | 11.6976 | 25.1399 | 43058.6877 | PCT | Commercial | Floating Head Pressure Controls | 5.1153 | 0.48454 | 12.3045 | 0.38051 | 0.1781 | 2523.5714 | 2 Year Payback
Commercial | Facility Commissioning | 0 | 0 | N/A | 0 | 0 | 0 | RIM | [9 empty] | Commercial | Duct Insulation | 0.39387 | 1.01 | 0.38349 | 1.2978 | 2.7891 | 4777.0684 | PCT | Commercial | Floating Head Pressure Controls | 5.3743 | 0.50908 | 12.3045 | 0.32719 | 0.27407 | 2523.5714 | 2 Year Payback
Commercial | Facility Commissioning | 0 | 0 | N/A | 0 | 0 | 0 | RIM | [9 empty] | Commercial | Duct Insulation | 0.19822 | 1.01 | 0.19198 | 1.0646 | 2.288 | 3918.7435 | PCT | Commercial | Floating Head Pressure Controls | 5.1153 | 0.48454 | 12.3045 | 0.38051 | 0.1781 | 2523.5714 | 2 Year Payback
Commercial | Facility Commissioning | 0.21067 | 0.48473 | N/A | 1.3944 | 0.13997 | 6489.3061 | RIM | [9 empty] | Commercial | Duct Insulation | 0.26924 | 1.01 | 0.26127 | 12.3725 | 26.5904 | 45543.0611 | PCT | Commercial | Floating Head Pressure Controls | 5.1153 | 0.48454 | 12.3045 | 0.38051 | 0.1781 | 2523.5714 | 2 Year Payback
Commercial | Facility Commissioning | 0.39525 | 0.60008 | N/A | 7.1769 | 5.9242 | 38758.0637 | RIM | [9 empty] | Commercial | Duct Insulation | 0.36077 | 1.01 | 0.35096 | 0.92485 | 1.9876 | 3404.3613 | PCT | Commercial | Floating Head Pressure Controls | 5.3743 | 0.50908 | 12.3045 | 0.32719 | 0.27407 | 2523.5714 | 2 Year Payback
Commercial | Facility Commissioning | 2.0741 | 0.48473 | N/A | 3.3572 | 0.33698 | 15623.633 | RIM | [9 empty] | Commercial | Duct Insulation | 0.81662 | 1.01 | 0.80427 | 0.67017 | 1.4403 | 2466.8853 | PCT | Commercial | Floating Head Pressure Controls | 5.1153 | 0.48454 | 12.3045 | 0.38051 | 0.1781 | 2523.5714 | 2 Year Payback
Commercial | Facility Commissioning | 0.84778 | 0.48473 | N/A | 5.8599 | 0.5882 | 27271.1197 | RIM | [9 empty] | Commercial | Duct Insulation | 0.16116 | 1.01 | 0.15593 | 0.29271 | 0.62909 | 1077.4754 | PCT | Commercial | Floating Head Pressure Controls | 5.3743 | 0.50908 | 12.3045 | 0.32719 | 0.27407 | 2523.5714 | 2 Year Payback
Commercial | Facility Commissioning | 1.0495 | 0.60008 | N/A | 52.6188 | 43.4343 | 284160.7767 | RIM | [9 empty] | Commercial | Duct Insulation | 0.13249 | 1.01 | 0.12809 | 1.0939 | 2.351 | 4026.6263 | PCT | Commercial | Floating Head Pressure Controls | 5.1153 | 0.48454 | 12.3045 | 0.38051 | 0.1781 | 2523.5714 | 2 Year Payback
Commercial | Facility Commissioning | 0.95584 | 0.48473 | N/A | 6.7742 | 0.67996 | 31525.7048 | RIM | [9 empty] | Commercial | Duct Insulation | 0.042756 | 1.01 | 0.04124 | 0.10867 | 0.23354 | 400.0066 | PCT | Commercial | Freezer-Cooler Replacement Gaskets | 0 | 0 | 0 | 0 | 0 | 0 | TRC
Commercial | Facility Commissioning | 0.47851 | 0.48473 | N/A | 5.557 | 0.55779 | 25861.2898 | RIM | [9 empty] | Commercial | Duct Insulation | 0.087527 | 1.01 | 0.084523 | 0.26713 | 0.57411 | 983.3201 | PCT | Commercial | Freezer-Cooler Replacement Gaskets | 0 | 0 | 0 | 0 | 0 | 0 | TRC
Commercial | Facility Commissioning | 0.65281 | 0.48473 | N/A | 64.5827 | 6.4826 | 300556.1084 | RIM | [9 empty] | Commercial | Duct Insulation | 0.13249 | 1.01 | 0.12809 | 1.5955 | 3.429 | 5872.9828 | PCT | Commercial | Freezer-Cooler Replacement Gaskets | 0 | 0 | 0 | 0 | 0 | 0 | TRC
Commercial | Facility Commissioning | 0.87475 | 0.48473 | N/A | 4.8276 | 0.48457 | 22466.6847 | RIM | [9 empty] | Commercial | Duct Insulation | 0.84429 | 1.01 | 0.83215 | 0.64315 | 1.3822 | 2367.4384 | PCT | Commercial | Freezer-Cooler Replacement Gaskets | 0 | 0 | 0 | 0 | 0 | 0 | TRC
Commercial | Facility Commissioning | 2.0046 | 0.48473 | N/A | 3.4982 | 0.35113 | 16279.921 | RIM | [9 empty] | Commercial | Duct Insulation | 0.34976 | 1.01 | 0.34014 | 1.1226 | 2.4127 | 4132.3741 | PCT | Commercial | Freezer-Cooler Replacement Gaskets | 0 | 0 | 0 | 0 | 0 | 0 | TRC
Commercial | Facility Commissioning | 0.38865 | 0.48473 | N/A | 1.5279 | 0.15337 | 7110.6731 | RIM | [9 empty] | Commercial | Duct Insulation | 0.34976 | 1.01 | 0.34014 | 11.6976 | 25.1399 | 43058.6877 | PCT | Commercial | Freezer-Cooler Replacement Gaskets | 0 | 0 | 0 | 0 | 0 | 0 | TRC
Commercial | Facility Commissioning | 0.31927 | 0.48473 | N/A | 5.71 | 0.57315 | 26573.2496 | RIM | [9 empty] | Commercial | Duct Insulation | 0.39387 | 1.01 | 0.38349 | 1.2978 | 2.7891 | 4777.0684 | PCT | Commercial | Freezer-Cooler Replacement Gaskets | 0 | 0 | 0 | 0 | 0 | 0 | TRC
Commercial | Facility Commissioning | 0.10279 | 0.48473 | N/A | 0.56723 | 0.056937 | 2639.7968 | RIM | [9 empty] | Commercial | Duct Insulation | 0.19822 | 1.01 | 0.19198 | 1.0646 | 2.288 | 3918.7435 | PCT | Commercial | Freezer-Cooler Replacement Gaskets | 0 | 0 | 0 | 0 | 0 | 0 | TRC
Commercial | Facility Energy Management System | 0.90998 | 0.47747 | N/A | 3.8562 | 0.3316 | 18398.4231 | RIM | [9 empty] | Commercial | Duct Insulation | 0.26924 | 1.01 | 0.26127 | 12.3725 | 26.5904 | 45543.0611 | PCT | Commercial | Freezer-Cooler Replacement Gaskets | 0 | 0 | 0 | 0 | 0 | 0 | TRC
Commercial | Facility Energy Management System | 1.5858 | 0.54905 | N/A | 16.2679 | 14.0526 | 109886.5187 | RIM | [9 empty] | Commercial | Duct Insulation | 0.36077 | 1.01 | 0.35096 | 0.92485 | 1.9876 | 3404.3613 | PCT | Commercial | Freezer-Cooler Replacement Gaskets | 0 | 0 | 0 | 0 | 0 | 0 | TRC
Commercial | Facility Energy Management System | 11.5897 | 0.61768 | N/A | 11.5595 | 5.3149 | 44295.9859 | RIM | [9 empty] | Commercial | Duct Insulation | 0.81662 | 1.01 | 0.80427 | 0.67017 | 1.4403 | 2466.8853 | PCT | Commercial | Freezer-Cooler Replacement Gaskets | 0 | 0 | 0 | 0 | 0 | 0 | TRC
Commercial | Facility Energy Management System | 3.662 | 0.47747 | N/A | 16.2055 | 1.3935 | 77318.837 | RIM | [9 empty] | Commercial | Duct Insulation | 0.16116 | 1.01 | 0.15593 | 0.29271 | 0.62909 | 1077.4754 | PCT | Commercial | Freezer-Cooler Replacement Gaskets | 0 | 0 | 0 | 0 | 0 | 0 | TRC
Commercial | Facility Energy Management System | 4.211 | 0.54905 | N/A | 119.2704 | 103.029 | 805650.1165 | RIM | [9 empty] | Commercial | Duct Insulation | 0.13249 | 1.01 | 0.12809 | 1.0939 | 2.351 | 4026.6263 | PCT | Commercial | Freezer-Cooler Replacement Gaskets | 0 | 0 | 0 | 0 | 0 | 0 | TRC
Commercial | Facility Energy Management System | 4.1287 | 0.47747 | N/A | 18.7338 | 1.6109 | 89381.399 | RIM | [9 empty] | Commercial | Duct Insulation | 0.042756 | 1.01 | 0.04124 | 0.10867 | 0.23354 | 400.0066 | PCT | Commercial | High Efficiency Refrigeration Compressor | 0.44397 | 0.48454 | 0.91512 | 0.020431 | 0.0095627 | 135.5 | TRC
Commercial | Facility Energy Management System | 2.6738 | 0.61768 | N/A | 19.134 | 8.7976 | 73321.6996 | RIM | [9 empty] | Commercial | Duct Sealing Repair | 21.5345 | 1.01 | 45.3228 | 2.7367 | 9.6926 | 13890.361 | 2 Year Payback | Commercial | High Efficiency Refrigeration Compressor | 0.46645 | 0.50908 | 0.91512 | 0.017568 | 0.014716 | 135.5 | TRC
Commercial | Facility Energy Management System | 2.8128 | 0.47747 | N/A | 178.6019 | 15.3582 | 852134.0156 | RIM | [9 empty] | Commercial | Duct Sealing Repair | 12.9476 | 1.01 | 18.5255 | 4.7769 | 16.9185 | 24245.6858 | 2 Year Payback | Commercial | High Efficiency Refrigeration Compressor | 0.44397 | 0.48454 | 0.91512 | 0.020431 | 0.0095627 | 135.5 | TRC
Commercial | Facility Energy Management System | 3.7784 | 0.47747 | N/A | 13.3506 | 1.148 | 63697.3454 | RIM | [9 empty] | Commercial | Duct Sealing Repair | 12.9476 | 1.01 | 18.5255 | 49.7747 | 176.288 | 252636.2315 | 2 Year Payback | Commercial | High Efficiency Refrigeration Compressor | 0.46645 | 0.50908 | 0.91512 | 0.017568 | 0.014716 | 135.5 | TRC
Commercial | Facility Energy Management System | 11.2015 | 0.61768 | N/A | 12.0451 | 5.5382 | 46156.6879 | RIM | [9 empty] | Commercial | Duct Sealing Repair | 14.0163 | 1.01 | 20.8868 | 5.5222 | 19.558 | 28028.271 | 2 Year Payback | Commercial | High Efficiency Refrigeration Compressor | 0.46645 | 0.50908 | 0.91512 | 0.017568 | 0.014716 | 135.5 | TRC
Commercial | Facility Energy Management System | 2.1717 | 0.61768 | N/A | 5.261 | 2.419 | 20160.1173 | RIM | [9 empty] | Commercial | Duct Sealing Repair | 8.5156 | 1.01 | 10.4563 | 4.53 | 16.0439 | 22992.2611 | 2 Year Payback | Commercial | High Efficiency Refrigeration Compressor | 0.44397 | 0.48454 | 0.91512 | 0.020431 | 0.0095627 | 135.5 | TRC
Commercial | Facility Energy Management System | 1.3791 | 0.47747 | N/A | 15.7908 | 1.3579 | 75340.2418 | RIM | [9 empty] | Commercial | Duct Sealing Repair | 10.7575 | 1.01 | 14.2299 | 52.6466 | 186.4593 | 267212.6796 | 2 Year Payback | Commercial | High Efficiency Refrigeration Compressor | 0.46645 | 0.50908 | 0.91512 | 0.017568 | 0.014716 | 135.5 | TRC
Commercial | Facility Energy Management System | 0.44399 | 0.47747 | N/A | 1.5687 | 0.13489 | 7484.3286 | RIM | [9 empty] | Commercial | Duct Sealing Repair | 13.2225 | 1.01 | 19.1148 | 3.9354 | 13.9379 | 19974.2506 | 2 Year Payback | Commercial | High Efficiency Refrigeration Compressor | 0.44397 | 0.48454 | 0.91512 | 0.020431 | 0.0095627 | 135.5 | TRC
Commercial | Facility Energy Management System | 0.90998 | 0.47747 | N/A | 3.8562 | 0.3316 | 18398.4231 | RIM | [9 empty] | Commercial | Duct Sealing Repair | 21.1977 | 1.01 | 43.8045 | 2.8517 | 10.0998 | 14473.841 | 2 Year Payback | Commercial | High Efficiency Refrigeration Compressor | 0.44397 | 0.48454 | 0.91512 | 0.020431 | 0.0095627 | 135.5 | TRC
Commercial | Facility Energy Management System | 1.5858 | 0.54905 | N/A | 16.2679 | 14.0526 | 109886.5187 | RIM | [9 empty] | Commercial | Duct Sealing Repair | 21.5345 | 1.01 | 45.3228 | 2.7367 | 9.6926 | 13890.361 | 2 Year Payback | Commercial | High Efficiency Refrigeration Compressor | 0.46645 | 0.50908 | 0.91512 | 0.017568 | 0.014716 | 135.5 | TRC
Commercial | Facility Energy Management System | 11.5897 | 0.61768 | N/A | 11.5595 | 5.3149 | 44295.9859 | RIM | [9 empty] | Commercial | Duct Sealing Repair | 12.9476 | 1.01 | 18.5255 | 4.7769 | 16.9185 | 24245.6858 | 2 Year Payback | Commercial | High Efficiency Refrigeration Compressor | 0.44397 | 0.48454 | 0.91512 | 0.020431 | 0.0095627 | 135.5 | TRC
Commercial | Facility Energy Management System | 3.662 | 0.47747 | N/A | 16.2055 | 1.3935 | 77318.837 | RIM | [9 empty] | Commercial | Duct Sealing Repair | 12.9476 | 1.01 | 18.5255 | 49.7747 | 176.288 | 252636.2315 | 2 Year Payback | Commercial | High Efficiency Refrigeration Compressor | 0.46645 | 0.50908 | 0.91512 | 0.017568 | 0.014716 | 135.5 | TRC
Commercial | Facility Energy Management System | 4.211 | 0.54905 | N/A | 119.2704 | 103.029 | 805650.1165 | RIM | [9 empty] | Commercial | Duct Sealing Repair | 14.0163 | 1.01 | 20.8868 | 5.5222 | 19.558 | 28028.271 | 2 Year Payback | Commercial | High Efficiency Refrigeration Compressor | 0.44397 | 0.48454 | 0.91512 | 0.020431 | 0.0095627 | 135.5 | TRC
Commercial | Facility Energy Management System | 4.1287 | 0.47747 | N/A | 18.7338 | 1.6109 | 89381.399 | RIM | [9 empty] | Commercial | Duct Sealing Repair | 8.5156 | 1.01 | 10.4563 | 4.53 | 16.0439 | 22992.2611 | 2 Year Payback | Commercial | High Efficiency Refrigeration Compressor | 0.44397 | 0.48454 | 0.91512 | 0.020431 | 0.0095627 | 135.5 | TRC
Commercial | Facility Energy Management System | 2.6738 | 0.61768 | N/A | 19.134 | 8.7976 | 73321.6996 | RIM | [9 empty] | Commercial | Duct Sealing Repair | 10.7575 | 1.01 | 14.2299 | 52.6466 | 186.4593 | 267212.6796 | 2 Year Payback | Commercial | High Efficiency Refrigeration Compressor | 0.46645 | 0.50908 | 0.91512 | 0.017568 | 0.014716 | 135.5 | TRC
Commercial | Facility Energy Management System | 2.8128 | 0.47747 | N/A | 178.6019 | 15.3582 | 852134.0156 | RIM | [9 empty] | Commercial | Duct Sealing Repair | 13.2225 | 1.01 | 19.1148 | 3.9354 | 13.9379 | 19974.2506 | 2 Year Payback | Commercial | High Efficiency Refrigeration Compressor | 0.44397 | 0.48454 | 0.91512 | 0.020431 | 0.0095627 | 135.5 | TRC
Commercial | Facility Energy Management System | 3.7784 | 0.47747 | N/A | 13.3506 | 1.148 | 63697.3454 | RIM | [9 empty] | Commercial | Duct Sealing Repair | 21.1977 | 1.01 | 43.8045 | 2.8517 | 10.0998 | 14473.841 | 2 Year Payback | Commercial | High Efficiency Refrigeration Compressor | 0.46645 | 0.50908 | 0.91512 | 0.017568 | 0.014716 | 135.5 | TRC
Commercial | Facility Energy Management System | 11.2015 | 0.61768 | N/A | 12.0451 | 5.5382 | 46156.6879 | RIM | [9 empty] | Commercial | ECM Motors on Furnaces | 0.2861 | 0.30731 | 0.92911 | 0 | 0 | 178.1411 | RIM | Commercial | High Efficiency Refrigeration Compressor | 0.46645 | 0.50908 | 0.91512 | 0.017568 | 0.014716 | 135.5 | TRC
Commercial | Facility Energy Management System | 2.1717 | 0.61768 | N/A | 5.261 | 2.419 | 20160.1173 | RIM | [9 empty] | Commercial | ECM Motors on Furnaces | 0.42859 | 0.46035 | 0.92911 | 0 | 0.027183 | 178.1411 | RIM | Commercial | High Efficiency Refrigeration Compressor | 0.44397 | 0.48454 | 0.91512 | 0.020431 | 0.0095627 | 135.5 | TRC
Commercial | Facility Energy Management System | 1.3791 | 0.47747 | N/A | 15.7908 | 1.3579 | 75340.2418 | RIM | [9 empty] | Commercial | ECM Motors on Furnaces | 0.66274 | 0.4218 | 1.5981 | 0 | 0.034977 | 306.4028 | RIM | Commercial | High Efficiency Refrigeration Compressor | 0.46645 | 0.50908 | 0.91512 | 0.017568 | 0.014716 | 135.5 | TRC
Commercial | Facility Energy Management System | 0.44399 | 0.47747 | N/A | 1.5687 | 0.13489 | 7484.3286 | RIM | [9 empty] | Commercial | ECM Motors on Furnaces | 0.44193 | 0.30731 | 1.4569 | 0 | 0 | 279.3253 | RIM | Commercial | High Efficiency Refrigeration Compressor | 0.44397 | 0.48454 | 0.91512 | 0.020431 | 0.0095627 | 135.5 | TRC
Commercial | Floor Insulation | 0.056015 | 0.7957 | N/A | 1.3135e-06 | 2.961e-05 | 0.065643 | RIM | [9 empty] | Commercial | ECM Motors on Furnaces | 0.74897 | 0.46035 | 1.6575 | 0 | 0.048494 | 317.8038 | RIM | Commercial | High Efficiency Refrigeration Compressor | 0.44397 | 0.48454 | 0.91512 | 0.020431 | 0.0095627 | 135.5 | TRC
Commercial | Floor Insulation | 0.059773 | 0.84909 | N/A | 2.7149e-05 | 1.5991e-05 | 0.065643 | RIM | [9 empty] | Commercial | ECM Motors on Furnaces | 0.25033 | 0.30731 | 0.81019 | 0 | 0 | 155.3391 | RIM | Commercial | High Efficiency Refrigeration Compressor | 0.46645 | 0.50908 | 0.91512 | 0.017568 | 0.014716 | 135.5 | TRC
Commercial | Floor Insulation | 0.06596 | 0.93698 | N/A | 1.3396e-05 | 3.0636e-05 | 0.065643 | RIM | [9 empty] | Commercial | ECM Motors on Furnaces | 0.41407 | 0.4218 | 0.98114 | 0 | 0.021475 | 188.117 | RIM | Commercial | High Efficiency Refrigeration Compressor | 0.44397 | 0.48454 | 0.91512 | 0.020431 | 0.0095627 | 135.5 | TRC
Commercial | Floor Insulation | 0.056015 | 0.7957 | N/A | 1.3135e-06 | 2.961e-05 | 0.065643 | RIM | [9 empty] | Commercial | ECM Motors on Furnaces | 0.15984 | 0.30731 | 0.51287 | 0 | 0 | 98.3339 | RIM | Commercial | High Efficiency Refrigeration Compressor | 0.46645 | 0.50908 | 0.91512 | 0.017568 | 0.014716 | 135.5 | TRC
Commercial | Floor Insulation | 0.059773 | 0.84909 | N/A | 2.7149e-05 | 1.5991e-05 | 0.065643 | RIM | [9 empty] | Commercial | ECM Motors on Furnaces | 0.16896 | 0.30731 | 0.5426 | 0 | 0 | 104.0344 | RIM | Commercial | High Efficiency Refrigeration Compressor | 0.44397 | 0.48454 | 0.91512 | 0.020431 | 0.0095627 | 135.5 | TRC
Commercial | Floor Insulation | 0.056015 | 0.7957 | N/A | 1.3135e-06 | 2.961e-05 | 0.065643 | RIM | [9 empty] | Commercial | ECM Motors on Furnaces | 1.3515 | 0.4218 | 3.4266 | 0 | 0.074998 | 656.9845 | RIM | Commercial | High R-Value Glass Doors | 0.30779 | 0.46067 | 0.66486 | 0.025557 | 0.0087903 | 175 | TRC
Commercial | Floor Insulation | 0.059773 | 0.84909 | N/A | 2.7149e-05 | 1.5991e-05 | 0.065643 | RIM | [9 empty] | Commercial | ECM Motors on Furnaces | 0.87727 | 0.4218 | 2.1481 | 0 | 0.047016 | 411.8623 | RIM | Commercial | High R-Value Glass Doors | 0.34013 | 0.50908 | 0.66486 | 0.02269 | 0.019005 | 175 | TRC
Commercial | Floor Insulation | 0.056015 | 0.7957 | N/A | 1.3135e-06 | 2.961e-05 | 0.065643 | RIM | [9 empty] | Commercial | ECM Motors on Furnaces | 0.59107 | 0.30731 | 1.9772 | 0 | 0 | 379.0843 | RIM | Commercial | High R-Value Glass Doors | 0.30779 | 0.46067 | 0.66486 | 0.025557 | 0.0087903 | 175 | TRC
Commercial | Floor Insulation | 0.056015 | 0.7957 | N/A | 1.3135e-06 | 2.961e-05 | 0.065643 | RIM | [9 empty] | Commercial | ECM Motors on Furnaces | 0.15984 | 0.30731 | 0.51287 | 0 | 0 | 98.3339 | RIM | Commercial | High R-Value Glass Doors | 0.34013 | 0.50908 | 0.66486 | 0.02269 | 0.019005 | 175 | TRC
Commercial | Floor Insulation | 0.06596 | 0.93698 | N/A | 1.3396e-05 | 3.0636e-05 | 0.065643 | RIM | [9 empty] | Commercial | ECM Motors on Furnaces | 0.2861 | 0.30731 | 0.92911 | 0 | 0 | 178.1411 | RIM | Commercial | High R-Value Glass Doors | 0.34013 | 0.50908 | 0.66486 | 0.02269 | 0.019005 | 175 | TRC
Commercial | Floor Insulation | 0.06596 | 0.93698 | N/A | 1.3396e-05 | 3.0636e-05 | 0.065643 | RIM | [9 empty] | Commercial | ECM Motors on Furnaces | 0.42859 | 0.46035 | 0.92911 | 0 | 0.027183 | 178.1411 | RIM | Commercial | High R-Value Glass Doors | 0.30779 | 0.46067 | 0.66486 | 0.025557 | 0.0087903 | 175 | TRC
Commercial | Floor Insulation | 0.056015 | 0.7957 | N/A | 1.3135e-06 | 2.961e-05 | 0.065643 | RIM | [9 empty] | Commercial | ECM Motors on Furnaces | 0.66274 | 0.4218 | 1.5981 | 0 | 0.034977 | 306.4028 | RIM | Commercial | High R-Value Glass Doors | 0.34013 | 0.50908 | 0.66486 | 0.02269 | 0.019005 | 175 | TRC
Commercial | Floor Insulation | 0.042418 | 0.60256 | N/A | 7.449e-06 | 1.3291e-05 | 0.065643 | RIM | [9 empty] | Commercial | ECM Motors on Furnaces | 0.44193 | 0.30731 | 1.4569 | 0 | 0 | 279.3253 | RIM | Commercial | High R-Value Glass Doors | 0.30779 | 0.46067 | 0.66486 | 0.025557 | 0.0087903 | 175 | TRC
Commercial | Floor Insulation | 0.055663 | 0.7957 | N/A | 1.3053e-06 | 2.9424e-05 | 0.065231 | RIM | [9 empty] | Commercial | ECM Motors on Furnaces | 0.74897 | 0.46035 | 1.6575 | 0 | 0.048494 | 317.8038 | RIM | Commercial | High R-Value Glass Doors | 0.30779 | 0.46067 | 0.66486 | 0.025557 | 0.0087903 | 175 | TRC
Commercial | Floor Insulation | 0.059398 | 0.84909 | N/A | 2.6978e-05 | 1.5891e-05 | 0.065231 | RIM | [9 empty] | Commercial | ECM Motors on Furnaces | 0.25033 | 0.30731 | 0.81019 | 0 | 0 | 155.3391 | RIM | Commercial | High R-Value Glass Doors | 0.34013 | 0.50908 | 0.66486 | 0.02269 | 0.019005 | 175 | TRC
Commercial | Floor Insulation | 0.065547 | 0.93698 | N/A | 1.3312e-05 | 3.0444e-05 | 0.065231 | RIM | [9 empty] | Commercial | ECM Motors on Furnaces | 0.41407 | 0.4218 | 0.98114 | 0 | 0.021475 | 188.117 | RIM | Commercial | High R-Value Glass Doors | 0.30779 | 0.46067 | 0.66486 | 0.025557 | 0.0087903 | 175 | TRC
Commercial | Floor Insulation | 0.055663 | 0.7957 | N/A | 1.3053e-06 | 2.9424e-05 | 0.065231 | RIM | [9 empty] | Commercial | ECM Motors on Furnaces | 0.15984 | 0.30731 | 0.51287 | 0 | 0 | 98.3339 | RIM | Commercial | High R-Value Glass Doors | 0.34013 | 0.50908 | 0.66486 | 0.02269 | 0.019005 | 175 | TRC
Commercial | Floor Insulation | 0.059398 | 0.84909 | N/A | 2.6978e-05 | 1.5891e-05 | 0.065231 | RIM | [9 empty] | Commercial | ECM Motors on Furnaces | 0.16896 | 0.30731 | 0.5426 | 0 | 0 | 104.0344 | RIM | Commercial | High R-Value Glass Doors | 0.30779 | 0.46067 | 0.66486 | 0.025557 | 0.0087903 | 175 | TRC
Commercial | Floor Insulation | 0.055663 | 0.7957 | N/A | 1.3053e-06 | 2.9424e-05 | 0.065231 | RIM | [9 empty] | Commercial | ECM Motors on Furnaces | 1.3515 | 0.4218 | 3.4266 | 0 | 0.074998 | 656.9845 | RIM | Commercial | High R-Value Glass Doors | 0 | 0 | 0 | 0 | 0 | 0 | TRC
Commercial | Floor Insulation | 0.059398 | 0.84909 | N/A | 2.6978e-05 | 1.5891e-05 | 0.065231 | RIM | [9 empty] | Commercial | ECM Motors on Furnaces | 0.87727 | 0.4218 | 2.1481 | 0 | 0.047016 | 411.8623 | RIM | Commercial | High R-Value Glass Doors | 0 | 0 | 0 | 0 | 0 | 0 | TRC
Commercial | Floor Insulation | 0.055663 | 0.7957 | N/A | 1.3053e-06 | 2.9424e-05 | 0.065231 | RIM | [9 empty] | Commercial | ECM Motors on Furnaces | 0.59107 | 0.30731 | 1.9772 | 0 | 0 | 379.0843 | RIM | Commercial | High R-Value Glass Doors | 0 | 0 | 0 | 0 | 0 | 0 | TRC
Commercial | Floor Insulation | 0.055663 | 0.7957 | N/A | 1.3053e-06 | 2.9424e-05 | 0.065231 | RIM | [9 empty] | Commercial | ECM Motors on Furnaces | 0.15984 | 0.30731 | 0.51287 | 0 | 0 | 98.3339 | RIM | Commercial | High R-Value Glass Doors | 0 | 0 | 0 | 0 | 0 | 0 | TRC
Commercial | Floor Insulation | 0.065547 | 0.93698 | N/A | 1.3312e-05 | 3.0444e-05 | 0.065231 | RIM | [9 empty] | Commercial | Energy Recovery Ventilation System (ERV) | 0.29842 | 1.01 | 0.29348 | 13.3127 | 11.3508 | 7397.8089 | PCT | Commercial | High R-Value Glass Doors | 0 | 0 | 0 | 0 | 0 | 0 | TRC
Commercial | Floor Insulation | 0.065547 | 0.93698 | N/A | 1.3312e-05 | 3.0444e-05 | 0.065231 | RIM | [9 empty] | Commercial | Energy Recovery Ventilation System (ERV) | 0.254 | 1.01 | 0.24969 | 44.638 | 38.0597 | 24805.1607 | PCT | Commercial | High R-Value Glass Doors | 0 | 0 | 0 | 0 | 0 | 0 | TRC
Commercial | Floor Insulation | 0.055663 | 0.7957 | N/A | 1.3053e-06 | 2.9424e-05 | 0.065231 | RIM | [9 empty] | Commercial | Energy Recovery Ventilation System (ERV) | 0.65192 | 1.01 | 0.64328 | 30.4729 | 25.9821 | 16933.6609 | PCT | Commercial | High R-Value Glass Doors | 0 | 0 | 0 | 0 | 0 | 0 | TRC
Commercial | Floor Insulation | 0.042152 | 0.60256 | N/A | 7.4023e-06 | 1.3207e-05 | 0.065231 | RIM | [9 empty] | Commercial | Energy Recovery Ventilation System (ERV) | 0.65192 | 1.01 | 0.64328 | 317.5226 | 270.7292 | 176446.0823 | PCT | Commercial | High R-Value Glass Doors | 0 | 0 | 0 | 0 | 0 | 0 | TRC
Commercial | Green Roof | 0.0083661 | 0.6052 | N/A | 6.2976e-05 | 0 | 0.14824 | RIM | [9 empty] | Commercial | Energy Recovery Ventilation System (ERV) | 0.73444 | 1.01 | 0.72527 | 35.227 | 30.0356 | 19575.4923 | PCT | Commercial | High R-Value Glass Doors | 0 | 0 | 0 | 0 | 0 | 0 | TRC
Commercial | Green Roof | 0.0083661 | 0.6052 | N/A | 6.2976e-05 | 0 | 0.14824 | RIM | [9 empty] | Commercial | Energy Recovery Ventilation System (ERV) | 0.36895 | 1.01 | 0.36308 | 28.8975 | 24.6389 | 16058.2446 | PCT | Commercial | High R-Value Glass Doors | 0 | 0 | 0 | 0 | 0 | 0 | TRC
Commercial | Green Roof | 0.0083661 | 0.6052 | N/A | 6.2976e-05 | 0 | 0.14824 | RIM | [9 empty] | Commercial | Energy Recovery Ventilation System (ERV) | 0.50164 | 1.01 | 0.49428 | 335.8429 | 286.3496 | 186626.5586 | PCT | Commercial | High R-Value Glass Doors | 0 | 0 | 0 | 0 | 0 | 0 | TRC
Commercial | Green Roof | 0.0083661 | 0.6052 | N/A | 6.2976e-05 | 0 | 0.14824 | RIM | [9 empty] | Commercial | Energy Recovery Ventilation System (ERV) | 0.41529 | 1.01 | 0.40887 | 15.4644 | 13.1854 | 8593.5069 | PCT | Commercial | High R-Value Glass Doors | 0 | 0 | 0 | 0 | 0 | 0 | TRC
Commercial | Green Roof | 0.0083661 | 0.6052 | N/A | 6.2976e-05 | 0 | 0.14824 | RIM | [9 empty] | Commercial | Energy Recovery Ventilation System (ERV) | 0.37641 | 1.01 | 0.37045 | 9.9809 | 8.51 | 5546.325 | PCT | Commercial | High R-Value Glass Doors | 0 | 0 | 0 | 0 | 0 | 0 | TRC
Commercial | Green Roof | 0.0083661 | 0.6052 | N/A | 6.2976e-05 | 0 | 0.14824 | RIM | [9 empty] | Commercial | Energy Recovery Ventilation System (ERV) | 0.254 | 1.01 | 0.24969 | 30.6046 | 26.0944 | 17006.8797 | PCT | Commercial | Night Covers for Display Cases | 0.10531 | 0.48065 | 0.21659 | 0.015518 | 0.0069353 | 103.3118 | TRC
Commercial | Green Roof | 0.0096696 | 0.6995 | N/A | 8.3535e-05 | 0 | 0.14824 | RIM | [9 empty] | Commercial | Energy Recovery Ventilation System (ERV) | 0.079471 | 1.01 | 0.077993 | 2.9497 | 2.515 | 1639.1488 | PCT | Commercial | Night Covers for Display Cases | 0.10531 | 0.48065 | 0.21659 | 0.015518 | 0.0069353 | 103.3118 | TRC
Commercial | Green Roof | 0.0055859 | 0.40408 | N/A | 1.9127e-05 | 0 | 0.14824 | RIM | [9 empty] | Commercial | Energy Recovery Ventilation System (ERV) | 0.29842 | 1.01 | 0.29348 | 13.3127 | 11.3508 | 7397.8089 | PCT | Commercial | Night Covers for Display Cases | 0.10531 | 0.48065 | 0.21659 | 0.015518 | 0.0069353 | 103.3118 | TRC
Commercial | Green Roof | 0.0083661 | 0.6052 | N/A | 6.2976e-05 | 0 | 0.14824 | RIM | [9 empty] | Commercial | Energy Recovery Ventilation System (ERV) | 0.254 | 1.01 | 0.24969 | 44.638 | 38.0597 | 24805.1607 | PCT | Commercial | Night Covers for Display Cases | 0.10531 | 0.48065 | 0.21659 | 0.015518 | 0.0069353 | 103.3118 | TRC
Commercial | Green Roof | 0.0083661 | 0.6052 | N/A | 6.2976e-05 | 0 | 0.14824 | RIM | [9 empty] | Commercial | Energy Recovery Ventilation System (ERV) | 0.65192 | 1.01 | 0.64328 | 30.4729 | 25.9821 | 16933.6609 | PCT | Commercial | Night Covers for Display Cases | 0.10531 | 0.48065 | 0.21659 | 0.015518 | 0.0069353 | 103.3118 | TRC
Commercial | Green Roof | 0.0083661 | 0.6052 | N/A | 6.2976e-05 | 0 | 0.14824 | RIM | [9 empty] | Commercial | Energy Recovery Ventilation System (ERV) | 0.65192 | 1.01 | 0.64328 | 317.5226 | 270.7292 | 176446.0823 | PCT | Commercial | Night Covers for Display Cases | 0.10531 | 0.48065 | 0.21659 | 0.015518 | 0.0069353 | 103.3118 | TRC
Commercial | Green Roof | 0.0083661 | 0.6052 | N/A | 6.2976e-05 | 0 | 0.14824 | RIM | [9 empty] | Commercial | Energy Recovery Ventilation System (ERV) | 0.73444 | 1.01 | 0.72527 | 35.227 | 30.0356 | 19575.4923 | PCT | Commercial | Night Covers for Display Cases | 0.10531 | 0.48065 | 0.21659 | 0.015518 | 0.0069353 | 103.3118 | TRC
Commercial | Green Roof | 0.0055859 | 0.40408 | N/A | 1.9127e-05 | 0 | 0.14824 | RIM | [9 empty] | Commercial | Energy Recovery Ventilation System (ERV) | 0.36895 | 1.01 | 0.36308 | 28.8975 | 24.6389 | 16058.2446 | PCT | Commercial | Night Covers for Display Cases | 0.10531 | 0.48065 | 0.21659 | 0.015518 | 0.0069353 | 103.3118 | TRC
Commercial | Green Roof | 0.0082976 | 0.6052 | N/A | 6.2461e-05 | 0 | 0.14703 | RIM | [9 empty] | Commercial | Energy Recovery Ventilation System (ERV) | 0.50164 | 1.01 | 0.49428 | 335.8429 | 286.3496 | 186626.5586 | PCT | Commercial | Night Covers for Display Cases | 0.10531 | 0.48065 | 0.21659 | 0.015518 | 0.0069353 | 103.3118 | TRC
Commercial | Green Roof | 0.0082976 | 0.6052 | N/A | 6.2461e-05 | 0 | 0.14703 | RIM | [9 empty] | Commercial | Energy Recovery Ventilation System (ERV) | 0.41529 | 1.01 | 0.40887 | 15.4644 | 13.1854 | 8593.5069 | PCT | Commercial | Night Covers for Display Cases | 0.10531 | 0.48065 | 0.21659 | 0.015518 | 0.0069353 | 103.3118 | TRC
Commercial | Green Roof | 0.0082976 | 0.6052 | N/A | 6.2461e-05 | 0 | 0.14703 | RIM | [9 empty] | Commercial | Energy Recovery Ventilation System (ERV) | 0.37641 | 1.01 | 0.37045 | 9.9809 | 8.51 | 5546.325 | PCT | Commercial | Night Covers for Display Cases | 0.10531 | 0.48065 | 0.21659 | 0.015518 | 0.0069353 | 103.3118 | TRC
Commercial | Green Roof | 0.0082976 | 0.6052 | N/A | 6.2461e-05 | 0 | 0.14703 | RIM | [9 empty] | Commercial | Energy Recovery Ventilation System (ERV) | 0.254 | 1.01 | 0.24969 | 30.6046 | 26.0944 | 17006.8797 | PCT | Commercial | Night Covers for Display Cases | 0.10531 | 0.48065 | 0.21659 | 0.015518 | 0.0069353 | 103.3118 | TRC
Commercial | Green Roof | 0.0082976 | 0.6052 | N/A | 6.2461e-05 | 0 | 0.14703 | RIM | [9 empty] | Commercial | Energy Recovery Ventilation System (ERV) | 0.079471 | 1.01 | 0.077993 | 2.9497 | 2.515 | 1639.1488 | PCT | Commercial | Night Covers for Display Cases | 0.10531 | 0.48065 | 0.21659 | 0.015518 | 0.0069353 | 103.3118 | TRC
Commercial | Green Roof | 0.0082976 | 0.6052 | N/A | 6.2461e-05 | 0 | 0.14703 | RIM | [9 empty] | Commercial | Facility Commissioning | 0 | 0 | 0 | 0 | 0 | 0 | RIM | Commercial | Night Covers for Display Cases | 0.10531 | 0.48065 | 0.21659 | 0.015518 | 0.0069353 | 103.3118 | TRC
Commercial | Green Roof | 0.0095905 | 0.6995 | N/A | 8.2852e-05 | 0 | 0.14703 | RIM | [9 empty] | Commercial | Facility Commissioning | 0 | 0 | 0 | 0 | 0 | 0 | RIM | Commercial | Night Covers for Display Cases | 0.10531 | 0.48065 | 0.21659 | 0.015518 | 0.0069353 | 103.3118 | TRC
Commercial | Green Roof | 0.0055402 | 0.40408 | N/A | 1.8971e-05 | 0 | 0.14703 | RIM | [9 empty] | Commercial | Facility Commissioning | 0 | 0 | 0 | 0 | 0 | 0 | RIM | Commercial | Night Covers for Display Cases | 0.10531 | 0.48065 | 0.21659 | 0.015518 | 0.0069353 | 103.3118 | TRC
Commercial | Green Roof | 0.0082976 | 0.6052 | N/A | 6.2461e-05 | 0 | 0.14703 | RIM | [9 empty] | Commercial | Facility Commissioning | 0 | 0 | 0 | 0 | 0 | 0 | RIM | Commercial | Night Covers for Display Cases | 0.10531 | 0.48065 | 0.21659 | 0.015518 | 0.0069353 | 103.3118 | TRC
Commercial | Green Roof | 0.0082976 | 0.6052 | N/A | 6.2461e-05 | 0 | 0.14703 | RIM | [9 empty] | Commercial | Facility Commissioning | 0 | 0 | 0 | 0 | 0 | 0 | RIM | Commercial | Night Covers for Display Cases | 0.10531 | 0.48065 | 0.21659 | 0.015518 | 0.0069353 | 103.3118 | TRC
Commercial | Green Roof | 0.0082976 | 0.6052 | N/A | 6.2461e-05 | 0 | 0.14703 | RIM | [9 empty] | Commercial | Facility Commissioning | 0 | 0 | 0 | 0 | 0 | 0 | RIM | Commercial | Night Covers for Display Cases | 0.10531 | 0.48065 | 0.21659 | 0.015518 | 0.0069353 | 103.3118 | TRC
Commercial | Green Roof | 0.0082976 | 0.6052 | N/A | 6.2461e-05 | 0 | 0.14703 | RIM | [9 empty] | Commercial | Facility Commissioning | 0 | 0 | 0 | 0 | 0 | 0 | RIM | Commercial | Night Covers for Display Cases | 0.10531 | 0.48065 | 0.21659 | 0.015518 | 0.0069353 | 103.3118 | TRC
Commercial | Green Roof | 0.0055402 | 0.40408 | N/A | 1.8971e-05 | 0 | 0.14703 | RIM | [9 empty] | Commercial | Facility Commissioning | 0 | 0 | 0 | 0 | 0 | 0 | RIM | Commercial | Night Covers for Display Cases | 0.10531 | 0.48065 | 0.21659 | 0.015518 | 0.0069353 | 103.3118 | TRC
Commercial | Hotel Card Energy Control Systems | 0 | 0 | N/A | 0 | 0 | 0 | RIM | [9 empty] | Commercial | Facility Commissioning | 0 | 0 | 0 | 0 | 0 | 0 | RIM | Commercial | Night Covers for Display Cases | 0.10531 | 0.48065 | 0.21659 | 0.015518 | 0.0069353 | 103.3118 | TRC
Commercial | Hotel Card Energy Control Systems | 0 | 0 | N/A | 0 | 0 | 0 | RIM | [9 empty] | Commercial | Facility Commissioning | 0 | 0 | 0 | 0 | 0 | 0 | RIM | Commercial | Night Covers for Display Cases | 0.10531 | 0.48065 | 0.21659 | 0.015518 | 0.0069353 | 103.3118 | TRC
Commercial | Hotel Card Energy Control Systems | 0 | 0 | N/A | 0 | 0 | 0 | RIM | [9 empty] | Commercial | Facility Commissioning | 0 | 0 | 0 | 0 | 0 | 0 | RIM | Commercial | Night Covers for Display Cases | 0.10531 | 0.48065 | 0.21659 | 0.015518 | 0.0069353 | 103.3118 | TRC
Commercial | Hotel Card Energy Control Systems | 0 | 0 | N/A | 0 | 0 | 0 | RIM | [9 empty] | Commercial | Facility Commissioning | 0 | 0 | 0 | 0 | 0 | 0 | RIM | Commercial | Night Covers for Display Cases | 0.10531 | 0.48065 | 0.21659 | 0.015518 | 0.0069353 | 103.3118 | TRC
Commercial | Hotel Card Energy Control Systems | 0 | 0 | N/A | 0 | 0 | 0 | RIM | [9 empty] | Commercial | Facility Commissioning | 0 | 0 | 0 | 0 | 0 | 0 | RIM | Commercial | Night Covers for Display Cases | 0.10531 | 0.48065 | 0.21659 | 0.015518 | 0.0069353 | 103.3118 | TRC
Commercial | Hotel Card Energy Control Systems | 0 | 0 | N/A | 0 | 0 | 0 | RIM | [9 empty] | Commercial | Facility Commissioning | 0.20801 | 0.47086 | 0.43462 | 1.3944 | 0.13997 | 6489.3061 | RIM | Commercial | Refrigerated Display Case Lighting Controls | 0.47267 | 0.53434 | 0.88306 | 0.0084392 | 0.0078859 | 61.4361 | TRC
Commercial | Hotel Card Energy Control Systems | 0.94429 | 0.30845 | N/A | 0.0044883 | -0.016893 | 561.42 | RIM | [9 empty] | Commercial | Facility Commissioning | 0.38773 | 0.58292 | 0.65866 | 7.1769 | 5.9242 | 38758.0637 | RIM | Commercial | Refrigerated Display Case Lighting Controls | 0.47267 | 0.53434 | 0.88306 | 0.0084392 | 0.0078859 | 61.4361 | TRC
Commercial | Hotel Card Energy Control Systems | 0 | 0 | N/A | 0 | 0 | 0 | RIM | [9 empty] | Commercial | Facility Commissioning | 1.842 | 0.47086 | 4.2789 | 3.3572 | 0.33698 | 15623.633 | RIM | Commercial | Refrigerated Display Case Lighting Controls | 0.47267 | 0.53434 | 0.88306 | 0.0084392 | 0.0078859 | 61.4361 | TRC
Commercial | Hotel Card Energy Control Systems | 0 | 0 | N/A | 0 | 0 | 0 | RIM | [9 empty] | Commercial | Facility Commissioning | 0.80626 | 0.47086 | 1.749 | 5.8599 | 0.5882 | 27271.1197 | RIM | Commercial | Refrigerated Display Case Lighting Controls | 0.47267 | 0.53434 | 0.88306 | 0.0084392 | 0.0078859 | 61.4361 | TRC
Commercial | Hotel Card Energy Control Systems | 0 | 0 | N/A | 0 | 0 | 0 | RIM | [9 empty] | Commercial | Facility Commissioning | 0.99813 | 0.58292 | 1.749 | 52.6188 | 43.4343 | 284160.7767 | RIM | Commercial | Refrigerated Display Case Lighting Controls | 0.47267 | 0.53434 | 0.88306 | 0.0084392 | 0.0078859 | 61.4361 | TRC
Commercial | Hotel Card Energy Control Systems | 0 | 0 | N/A | 0 | 0 | 0 | RIM | [9 empty] | Commercial | Facility Commissioning | 0.90339 | 0.47086 | 1.9719 | 6.7742 | 0.67996 | 31525.7048 | RIM | Commercial | Refrigerated Display Case Lighting Controls | 0.47267 | 0.53434 | 0.88306 | 0.0084392 | 0.0078859 | 61.4361 | TRC
Commercial | Hotel Card Energy Control Systems | 0 | 0 | N/A | 0 | 0 | 0 | RIM | [9 empty] | Commercial | Facility Commissioning | 0.46499 | 0.47086 | 0.98717 | 5.557 | 0.55779 | 25861.2898 | RIM | Commercial | Refrigerated Display Case Lighting Controls | 0.47267 | 0.53434 | 0.88306 | 0.0084392 | 0.0078859 | 61.4361 | TRC
Commercial | Hotel Card Energy Control Systems | 0 | 0 | N/A | 0 | 0 | 0 | RIM | [9 empty] | Commercial | Facility Commissioning | 0.62792 | 0.47086 | 1.3468 | 64.5827 | 6.4826 | 300556.1084 | RIM | Commercial | Refrigerated Display Case Lighting Controls | 0.47267 | 0.53434 | 0.88306 | 0.0084392 | 0.0078859 | 61.4361 | TRC
Commercial | Hotel Card Energy Control Systems | 0 | 0 | N/A | 0 | 0 | 0 | RIM | [9 empty] | Commercial | Facility Commissioning | 0.83061 | 0.47086 | 1.8046 | 4.8276 | 0.48457 | 22466.6847 | RIM | Commercial | Refrigerated Display Case Lighting Controls | 0.47267 | 0.53434 | 0.88306 | 0.0084392 | 0.0078859 | 61.4361 | TRC
Commercial | Hotel Card Energy Control Systems | 0 | 0 | N/A | 0 | 0 | 0 | RIM | [9 empty] | Commercial | Facility Commissioning | 1.787 | 0.47086 | 4.1356 | 3.4982 | 0.35113 | 16279.921 | RIM | Commercial | Refrigerated Display Case Lighting Controls | 0.47267 | 0.53434 | 0.88306 | 0.0084392 | 0.0078859 | 61.4361 | TRC
Commercial | Hotel Card Energy Control Systems | 0 | 0 | N/A | 0 | 0 | 0 | RIM | [9 empty] | Commercial | Facility Commissioning | 0.37969 | 0.47086 | 0.8018 | 1.5279 | 0.15337 | 7110.6731 | RIM | Commercial | Refrigerated Display Case Lighting Controls | 0.47267 | 0.53434 | 0.88306 | 0.0084392 | 0.0078859 | 61.4361 | TRC
Commercial | Hotel Card Energy Control Systems | 0 | 0 | N/A | 0 | 0 | 0 | RIM | [9 empty] | Commercial | Facility Commissioning | 0.31319 | 0.47086 | 0.65866 | 5.71 | 0.57315 | 26573.2496 | RIM | Commercial | Refrigerated Display Case Lighting Controls | 0.47267 | 0.53434 | 0.88306 | 0.0084392 | 0.0078859 | 61.4361 | TRC
Commercial | Hotel Card Energy Control Systems | 0 | 0 | N/A | 0 | 0 | 0 | RIM | [9 empty] | Commercial | Facility Commissioning | 0.10215 | 0.47086 | 0.21205 | 0.56723 | 0.056937 | 2639.7968 | RIM | Commercial | Refrigerated Display Case Lighting Controls | 0.47267 | 0.53434 | 0.88306 | 0.0084392 | 0.0078859 | 61.4361 | TRC
Commercial | Hotel Card Energy Control Systems | 0 | 0 | N/A | 0 | 0 | 0 | RIM | [9 empty] | Commercial | Facility Energy Management System | 0.88492 | 0.47048 | 1.9058 | 3.8562 | 0.3316 | 18398.4231 | RIM | Commercial | Refrigerated Display Case Lighting Controls | 0.17685 | 0.53434 | 0.3277 | 0.0031317 | 0.0029264 | 22.7985 | TRC
Commercial | Hotel Card Energy Control Systems | 0.94429 | 0.30845 | N/A | 0.0044883 | -0.016893 | 561.42 | RIM | [9 empty] | Commercial | Facility Energy Management System | 1.5205 | 0.54101 | 2.8883 | 16.2679 | 14.0526 | 109886.5187 | RIM | Commercial | Refrigerated Display Case Lighting Controls | 0.17685 | 0.53434 | 0.3277 | 0.0031317 | 0.0029264 | 22.7985 | TRC
Commercial | Hotel Card Energy Control Systems | 0 | 0 | N/A | 0 | 0 | 0 | RIM | [9 empty] | Commercial | Facility Energy Management System | 9.0627 | 0.60863 | 18.7634 | 11.5595 | 5.3149 | 44295.9859 | RIM | Commercial | Refrigerated Display Case Lighting Controls | 0.17685 | 0.53434 | 0.3277 | 0.0031317 | 0.0029264 | 22.7985 | TRC
Commercial | Hotel Card Energy Control Systems | 0 | 0 | N/A | 0 | 0 | 0 | RIM | [9 empty] | Commercial | Facility Energy Management System | 3.2873 | 0.47048 | 7.6695 | 16.2055 | 1.3935 | 77318.837 | RIM | Commercial | Refrigerated Display Case Lighting Controls | 0.17685 | 0.53434 | 0.3277 | 0.0031317 | 0.0029264 | 22.7985 | TRC
Commercial | Hotel Card Energy Control Systems | 0 | 0 | N/A | 0 | 0 | 0 | RIM | [9 empty] | Commercial | Facility Energy Management System | 3.7801 | 0.54101 | 7.6695 | 119.2704 | 103.029 | 805650.1165 | RIM | Commercial | Refrigerated Display Case Lighting Controls | 0.17685 | 0.53434 | 0.3277 | 0.0031317 | 0.0029264 | 22.7985 | TRC
Commercial | Hotel Card Energy Control Systems | 0 | 0 | N/A | 0 | 0 | 0 | RIM | [9 empty] | Commercial | Facility Energy Management System | 3.6586 | 0.47048 | 8.647 | 18.7338 | 1.6109 | 89381.399 | RIM | Commercial | Refrigerated Display Case Lighting Controls | 0.17685 | 0.53434 | 0.3277 | 0.0031317 | 0.0029264 | 22.7985 | TRC
Commercial | Hotel Card Energy Control Systems | 0 | 0 | N/A | 0 | 0 | 0 | RIM | [9 empty] | Commercial | Facility Energy Management System | 2.5122 | 0.60863 | 4.3289 | 19.134 | 8.7976 | 73321.6996 | RIM | Commercial | Refrigerated Display Case Lighting Controls | 0.17685 | 0.53434 | 0.3277 | 0.0031317 | 0.0029264 | 22.7985 | TRC
Commercial | Hotel Card Energy Control Systems | 0 | 0 | N/A | 0 | 0 | 0 | RIM | [9 empty] | Commercial | Facility Energy Management System | 2.5864 | 0.47048 | 5.8911 | 178.6019 | 15.3582 | 852134.0156 | RIM | Commercial | Refrigerated Display Case Lighting Controls | 0.17685 | 0.53434 | 0.3277 | 0.0031317 | 0.0029264 | 22.7985 | TRC
Commercial | HVAC tune-up | 2.4212 | 0.48866 | N/A | 0.034502 | 0.0062807 | 173.7822 | RIM | [9 empty] | Commercial | Facility Energy Management System | 3.3809 | 0.47048 | 7.9134 | 13.3506 | 1.148 | 63697.3454 | RIM | Commercial | Refrigerated Display Case Lighting Controls | 0.17685 | 0.53434 | 0.3277 | 0.0031317 | 0.0029264 | 22.7985 | TRC
Commercial | HVAC tune-up | 3.8766 | 0.70522 | N/A | 0.072865 | 0.024629 | 192.7958 | RIM | [9 empty] | Commercial | Facility Energy Management System | 8.8235 | 0.60863 | 18.1349 | 12.0451 | 5.5382 | 46156.6879 | RIM | Commercial | Refrigerated Display Case Lighting Controls | 0.17685 | 0.53434 | 0.3277 | 0.0031317 | 0.0029264 | 22.7985 | TRC
Commercial | HVAC tune-up | 1.3375 | 0.48866 | N/A | 0.019059 | 0.0034695 | 95.999 | RIM | [9 empty] | Commercial | Facility Energy Management System | 2.0639 | 0.60863 | 3.516 | 5.261 | 2.419 | 20160.1173 | RIM | Commercial | Refrigerated Display Case Lighting Controls | 0.17685 | 0.53434 | 0.3277 | 0.0031317 | 0.0029264 | 22.7985 | TRC
Commercial | HVAC tune-up | 6.4603 | 0.5992 | N/A | 0.13282 | 0.016126 | 378.1457 | RIM | [9 empty] | Commercial | Facility Energy Management System | 1.3223 | 0.47048 | 2.8883 | 15.7908 | 1.3579 | 75340.2418 | RIM | Commercial | Refrigerated Display Case Lighting Controls | 0.17685 | 0.53434 | 0.3277 | 0.0031317 | 0.0029264 | 22.7985 | TRC
Commercial | HVAC tune-up | 7.2025 | 0.70522 | N/A | 0.13538 | 0.045758 | 358.2013 | RIM | [9 empty] | Commercial | Facility Energy Management System | 0.43794 | 0.47048 | 0.92988 | 1.5687 | 0.13489 | 7484.3286 | RIM | Commercial | Refrigerated Display Case Lighting Controls | 0.17685 | 0.53434 | 0.3277 | 0.0031317 | 0.0029264 | 22.7985 | TRC
Commercial | HVAC tune-up | 1.3079 | 0.48866 | N/A | 0.018637 | 0.0033926 | 93.8716 | RIM | [9 empty] | Commercial | Facility Energy Management System | 0.88492 | 0.47048 | 1.9058 | 3.8562 | 0.3316 | 18398.4231 | RIM | Commercial | CO Sensors for Parking Garage Exhaust | 3.4752 | 0.37427 | 12.2809 | 0.20046 | 0.20046 | 4980.032 | 2 Year Payback
Commercial | HVAC tune-up | 4.9043 | 0.5992 | N/A | 0.10083 | 0.012242 | 287.0663 | RIM | [9 empty] | Commercial | Facility Energy Management System | 1.5205 | 0.54101 | 2.8883 | 16.2679 | 14.0526 | 109886.5187 | RIM | Commercial | CO Sensors for Parking Garage Exhaust | 3.4752 | 0.37427 | 12.2809 | 0.20046 | 0.20046 | 4980.032 | 2 Year Payback
Commercial | HVAC tune-up | 1.3523 | 0.48866 | N/A | 0.01927 | 0.003508 | 97.0627 | RIM | [9 empty] | Commercial | Facility Energy Management System | 9.0627 | 0.60863 | 18.7634 | 11.5595 | 5.3149 | 44295.9859 | RIM | Commercial | CO Sensors for Parking Garage Exhaust | 3.4752 | 0.37427 | 12.2809 | 0.20046 | 0.20046 | 4980.032 | 2 Year Payback
Commercial | HVAC tune-up | 2.7251 | 0.48866 | N/A | 0.038831 | 0.0070688 | 195.588 | RIM | [9 empty] | Commercial | Facility Energy Management System | 3.2873 | 0.47048 | 7.6695 | 16.2055 | 1.3935 | 77318.837 | RIM | Commercial | CO Sensors for Parking Garage Exhaust | 3.4752 | 0.37427 | 12.2809 | 0.20046 | 0.20046 | 4980.032 | 2 Year Payback
Commercial | HVAC tune-up | 3.9236 | 0.48866 | N/A | 0.05591 | 0.010178 | 281.6148 | RIM | [9 empty] | Commercial | Facility Energy Management System | 3.7801 | 0.54101 | 7.6695 | 119.2704 | 103.029 | 805650.1165 | RIM | Commercial | CO Sensors for Parking Garage Exhaust | 3.4752 | 0.37427 | 12.2809 | 0.20046 | 0.20046 | 4980.032 | 2 Year Payback
Commercial | HVAC tune-up | 3.0752 | 0.48866 | N/A | 0.04382 | 0.007977 | 220.718 | RIM | [9 empty] | Commercial | Facility Energy Management System | 3.6586 | 0.47048 | 8.647 | 18.7338 | 1.6109 | 89381.399 | RIM | Commercial | CO Sensors for Parking Garage Exhaust | 3.4752 | 0.37427 | 12.2809 | 0.20046 | 0.20046 | 4980.032 | 2 Year Payback
Commercial | HVAC tune-up | 2.6732 | 0.48866 | N/A | 0.038092 | 0.0069343 | 191.8651 | RIM | [9 empty] | Commercial | Facility Energy Management System | 2.5122 | 0.60863 | 4.3289 | 19.134 | 8.7976 | 73321.6996 | RIM | Commercial | CO Sensors for Parking Garage Exhaust | 3.4752 | 0.37427 | 12.2809 | 0.20046 | 0.20046 | 4980.032 | 2 Year Payback
Commercial | HVAC tune-up | 0.58725 | 0.48866 | N/A | 0.008368 | 0.0015233 | 42.1492 | RIM | [9 empty] | Commercial | Facility Energy Management System | 2.5864 | 0.47048 | 5.8911 | 178.6019 | 15.3582 | 852134.0156 | RIM | Commercial | CO Sensors for Parking Garage Exhaust | 3.4752 | 0.37427 | 12.2809 | 0.20046 | 0.20046 | 4980.032 | 2 Year Payback
Commercial | HVAC tune-up | 2.4212 | 0.48866 | N/A | 0.034502 | 0.0062807 | 173.7822 | RIM | [9 empty] | Commercial | Facility Energy Management System | 3.3809 | 0.47048 | 7.9134 | 13.3506 | 1.148 | 63697.3454 | RIM | Commercial | CO Sensors for Parking Garage Exhaust | 3.4752 | 0.37427 | 12.2809 | 0.20046 | 0.20046 | 4980.032 | 2 Year Payback
Commercial | HVAC tune-up | 3.8766 | 0.70522 | N/A | 0.072865 | 0.024629 | 192.7958 | RIM | [9 empty] | Commercial | Facility Energy Management System | 8.8235 | 0.60863 | 18.1349 | 12.0451 | 5.5382 | 46156.6879 | RIM | Commercial | CO Sensors for Parking Garage Exhaust | 3.4752 | 0.37427 | 12.2809 | 0.20046 | 0.20046 | 4980.032 | 2 Year Payback
Commercial | HVAC tune-up | 1.3375 | 0.48866 | N/A | 0.019059 | 0.0034695 | 95.999 | RIM | [9 empty] | Commercial | Facility Energy Management System | 2.0639 | 0.60863 | 3.516 | 5.261 | 2.419 | 20160.1173 | RIM | Commercial | CO Sensors for Parking Garage Exhaust | 3.4752 | 0.37427 | 12.2809 | 0.20046 | 0.20046 | 4980.032 | 2 Year Payback
Commercial | HVAC tune-up | 6.4603 | 0.5992 | N/A | 0.13282 | 0.016126 | 378.1457 | RIM | [9 empty] | Commercial | Facility Energy Management System | 1.3223 | 0.47048 | 2.8883 | 15.7908 | 1.3579 | 75340.2418 | RIM | Commercial | CO Sensors for Parking Garage Exhaust | 3.4752 | 0.37427 | 12.2809 | 0.20046 | 0.20046 | 4980.032 | 2 Year Payback
Commercial | HVAC tune-up | 7.2025 | 0.70522 | N/A | 0.13538 | 0.045758 | 358.2013 | RIM | [9 empty] | Commercial | Facility Energy Management System | 0.43794 | 0.47048 | 0.92988 | 1.5687 | 0.13489 | 7484.3286 | RIM | Commercial | CO Sensors for Parking Garage Exhaust | 3.4752 | 0.37427 | 12.2809 | 0.20046 | 0.20046 | 4980.032 | 2 Year Payback
Commercial | HVAC tune-up | 1.3079 | 0.48866 | N/A | 0.018637 | 0.0033926 | 93.8716 | RIM | [9 empty] | Commercial | Floor Insulation | 0.055899 | 0.77295 | 0.070396 | 1.3135e-06 | 2.961e-05 | 0.065643 | RIM | Commercial | CO Sensors for Parking Garage Exhaust | 3.4752 | 0.37427 | 12.2809 | 0.20046 | 0.20046 | 4980.032 | 2 Year Payback
Commercial | HVAC tune-up | 4.9043 | 0.5992 | N/A | 0.10083 | 0.012242 | 287.0663 | RIM | [9 empty] | Commercial | Floor Insulation | 0.059649 | 0.82481 | 0.070396 | 2.7149e-05 | 1.5991e-05 | 0.065643 | RIM | Commercial | CO Sensors for Parking Garage Exhaust | 3.4752 | 0.37427 | 12.2809 | 0.20046 | 0.20046 | 4980.032 | 2 Year Payback
Commercial | HVAC tune-up | 1.3523 | 0.48866 | N/A | 0.01927 | 0.003508 | 97.0627 | RIM | [9 empty] | Commercial | Floor Insulation | 0.065824 | 0.91019 | 0.070396 | 1.3396e-05 | 3.0636e-05 | 0.065643 | RIM | Commercial | CO Sensors for Parking Garage Exhaust | 3.4752 | 0.37427 | 12.2809 | 0.20046 | 0.20046 | 4980.032 | 2 Year Payback
Commercial | HVAC tune-up | 2.7251 | 0.48866 | N/A | 0.038831 | 0.0070688 | 195.588 | RIM | [9 empty] | Commercial | Floor Insulation | 0.055899 | 0.77295 | 0.070396 | 1.3135e-06 | 2.961e-05 | 0.065643 | RIM | Commercial | CO Sensors for Parking Garage Exhaust | 3.4752 | 0.37427 | 12.2809 | 0.20046 | 0.20046 | 4980.032 | 2 Year Payback
Commercial | HVAC tune-up | 3.9236 | 0.48866 | N/A | 0.05591 | 0.010178 | 281.6148 | RIM | [9 empty] | Commercial | Floor Insulation | 0.059649 | 0.82481 | 0.070396 | 2.7149e-05 | 1.5991e-05 | 0.065643 | RIM | Commercial | CO Sensors for Parking Garage Exhaust | 3.4752 | 0.37427 | 12.2809 | 0.20046 | 0.20046 | 4980.032 | 2 Year Payback
Commercial | HVAC tune-up | 3.0752 | 0.48866 | N/A | 0.04382 | 0.007977 | 220.718 | RIM | [9 empty] | Commercial | Floor Insulation | 0.055899 | 0.77295 | 0.070396 | 1.3135e-06 | 2.961e-05 | 0.065643 | RIM | Commercial | CO Sensors for Parking Garage Exhaust | 3.4752 | 0.37427 | 12.2809 | 0.20046 | 0.20046 | 4980.032 | 2 Year Payback
Commercial | HVAC tune-up | 2.6732 | 0.48866 | N/A | 0.038092 | 0.0069343 | 191.8651 | RIM | [9 empty] | Commercial | Floor Insulation | 0.059649 | 0.82481 | 0.070396 | 2.7149e-05 | 1.5991e-05 | 0.065643 | RIM | Commercial | CO Sensors for Parking Garage Exhaust | 3.4752 | 0.37427 | 12.2809 | 0.20046 | 0.20046 | 4980.032 | 2 Year Payback
Commercial | HVAC tune-up | 0.58725 | 0.48866 | N/A | 0.008368 | 0.0015233 | 42.1492 | RIM | [9 empty] | Commercial | Floor Insulation | 0.055899 | 0.77295 | 0.070396 | 1.3135e-06 | 2.961e-05 | 0.065643 | RIM | Commercial | CO Sensors for Parking Garage Exhaust | 3.4752 | 0.37427 | 12.2809 | 0.20046 | 0.20046 | 4980.032 | 2 Year Payback
Commercial | HVAC tune-up_RTU | 1.6391 | 0.48866 | N/A | 0.15571 | 0.028346 | 784.3099 | RIM | [9 empty] | Commercial | Floor Insulation | 0.055899 | 0.77295 | 0.070396 | 1.3135e-06 | 2.961e-05 | 0.065643 | RIM | Commercial | CO Sensors for Parking Garage Exhaust | 3.4752 | 0.37427 | 12.2809 | 0.20046 | 0.20046 | 4980.032 | 2 Year Payback
Commercial | HVAC tune-up_RTU | 2.6244 | 0.70522 | N/A | 0.32885 | 0.11115 | 870.122 | RIM | [9 empty] | Commercial | Floor Insulation | 0.065824 | 0.91019 | 0.070396 | 1.3396e-05 | 3.0636e-05 | 0.065643 | RIM | Commercial | CO Sensors for Parking Garage Exhaust | 3.4752 | 0.37427 | 12.2809 | 0.20046 | 0.20046 | 4980.032 | 2 Year Payback
Commercial | HVAC tune-up_RTU | 0.90547 | 0.48866 | N/A | 0.086017 | 0.015659 | 433.2607 | RIM | [9 empty] | Commercial | Floor Insulation | 0.065824 | 0.91019 | 0.070396 | 1.3396e-05 | 3.0636e-05 | 0.065643 | RIM | Commercial | CO Sensors for Parking Garage Exhaust | 3.4752 | 0.37427 | 12.2809 | 0.20046 | 0.20046 | 4980.032 | 2 Year Payback
Commercial | HVAC tune-up_RTU | 4.3735 | 0.5992 | N/A | 0.59942 | 0.072781 | 1706.6392 | RIM | [9 empty] | Commercial | Floor Insulation | 0.055899 | 0.77295 | 0.070396 | 1.3135e-06 | 2.961e-05 | 0.065643 | RIM | Commercial | CO Sensors for Parking Garage Exhaust | 3.4752 | 0.37427 | 12.2809 | 0.20046 | 0.20046 | 4980.032 | 2 Year Payback
Commercial | HVAC tune-up_RTU | 4.8759 | 0.70522 | N/A | 0.61098 | 0.20652 | 1616.6266 | RIM | [9 empty] | Commercial | Floor Insulation | 0.04233 | 0.58533 | 0.070396 | 7.449e-06 | 1.3291e-05 | 0.065643 | RIM | Commercial | CO Sensors for Parking Garage Exhaust | 3.4752 | 0.37427 | 12.2809 | 0.20046 | 0.20046 | 4980.032 | 2 Year Payback
Commercial | HVAC tune-up_RTU | 0.8854 | 0.48866 | N/A | 0.084111 | 0.015312 | 423.6594 | RIM | [9 empty] | Commercial | Floor Insulation | 0.055549 | 0.77295 | 0.069955 | 1.3053e-06 | 2.9424e-05 | 0.065231 | RIM | Commercial | Demand Controlled Ventilation | 7.2422 | 0.96399 | 9.295 | 2.9093 | 16.3792 | 27943.0441 | 2 Year Payback
Commercial | HVAC tune-up_RTU | 3.3201 | 0.5992 | N/A | 0.45505 | 0.055251 | 1295.5816 | RIM | [9 empty] | Commercial | Floor Insulation | 0.059276 | 0.82481 | 0.069955 | 2.6978e-05 | 1.5891e-05 | 0.065231 | RIM | Commercial | Demand Controlled Ventilation | 7.0957 | 0.96399 | 9.0568 | 0.94492 | 5.3199 | 9075.7228 | 2 Year Payback
Commercial | HVAC tune-up_RTU | 0.9155 | 0.48866 | N/A | 0.08697 | 0.015832 | 438.0614 | RIM | [9 empty] | Commercial | Floor Insulation | 0.065412 | 0.91019 | 0.069955 | 1.3312e-05 | 3.0444e-05 | 0.065231 | RIM | Commercial | Demand Controlled Ventilation | 9.5773 | 0.96399 | 13.4815 | 9.8459 | 55.4323 | 94567.6036 | 2 Year Payback
Commercial | HVAC tune-up_RTU | 1.8448 | 0.48866 | N/A | 0.17525 | 0.031903 | 882.7237 | RIM | [9 empty] | Commercial | Floor Insulation | 0.055549 | 0.77295 | 0.069955 | 1.3053e-06 | 2.9424e-05 | 0.065231 | RIM | Commercial | Demand Controlled Ventilation | 7.2368 | 0.96399 | 9.2862 | 0.96884 | 5.4546 | 9305.5485 | 2 Year Payback
Commercial | HVAC tune-up_RTU | 2.6562 | 0.48866 | N/A | 0.25233 | 0.045935 | 1270.9781 | RIM | [9 empty] | Commercial | Floor Insulation | 0.059276 | 0.82481 | 0.069955 | 2.6978e-05 | 1.5891e-05 | 0.065231 | RIM | Commercial | Demand Controlled Ventilation | 7.4028 | 0.96399 | 9.5592 | 1.9947 | 11.2299 | 19158.2709 | 2 Year Payback
Commercial | HVAC tune-up_RTU | 2.0818 | 0.48866 | N/A | 0.19777 | 0.036002 | 996.1396 | RIM | [9 empty] | Commercial | Floor Insulation | 0.055549 | 0.77295 | 0.069955 | 1.3053e-06 | 2.9424e-05 | 0.065231 | RIM | Commercial | Demand Controlled Ventilation | 7.2422 | 0.96399 | 9.295 | 2.9093 | 16.3792 | 27943.0441 | 2 Year Payback
Commercial | HVAC tune-up_RTU | 1.8097 | 0.48866 | N/A | 0.17191 | 0.031296 | 865.9214 | RIM | [9 empty] | Commercial | Floor Insulation | 0.059276 | 0.82481 | 0.069955 | 2.6978e-05 | 1.5891e-05 | 0.065231 | RIM | Commercial | Demand Controlled Ventilation | 7.0957 | 0.96399 | 9.0568 | 0.94492 | 5.3199 | 9075.7228 | 2 Year Payback
Commercial | HVAC tune-up_RTU | 0.39755 | 0.48866 | N/A | 0.037766 | 0.006875 | 190.2267 | RIM | [9 empty] | Commercial | Floor Insulation | 0.055549 | 0.77295 | 0.069955 | 1.3053e-06 | 2.9424e-05 | 0.065231 | RIM | Commercial | Demand Controlled Ventilation | 9.5773 | 0.96399 | 13.4815 | 9.8459 | 55.4323 | 94567.6036 | 2 Year Payback
Commercial | HVAC tune-up_RTU | 1.6391 | 0.48866 | N/A | 0.15571 | 0.028346 | 784.3099 | RIM | [9 empty] | Commercial | Floor Insulation | 0.055549 | 0.77295 | 0.069955 | 1.3053e-06 | 2.9424e-05 | 0.065231 | RIM | Commercial | Demand Controlled Ventilation | 7.2368 | 0.96399 | 9.2862 | 0.96884 | 5.4546 | 9305.5485 | 2 Year Payback
Commercial | HVAC tune-up_RTU | 2.6244 | 0.70522 | N/A | 0.32885 | 0.11115 | 870.122 | RIM | [9 empty] | Commercial | Floor Insulation | 0.065412 | 0.91019 | 0.069955 | 1.3312e-05 | 3.0444e-05 | 0.065231 | RIM | Commercial | Demand Controlled Ventilation | 7.4028 | 0.96399 | 9.5592 | 1.9947 | 11.2299 | 19158.2709 | 2 Year Payback
Commercial | HVAC tune-up_RTU | 0.90547 | 0.48866 | N/A | 0.086017 | 0.015659 | 433.2607 | RIM | [9 empty] | Commercial | Floor Insulation | 0.065412 | 0.91019 | 0.069955 | 1.3312e-05 | 3.0444e-05 | 0.065231 | RIM | Commercial | VAV System | 10.3989 | 0.78499 | 20.7172 | 19.8511 | 20.1456 | 69747.4569 | 2 Year Payback
Commercial | HVAC tune-up_RTU | 4.3735 | 0.5992 | N/A | 0.59942 | 0.072781 | 1706.6392 | RIM | [9 empty] | Commercial | Floor Insulation | 0.055549 | 0.77295 | 0.069955 | 1.3053e-06 | 2.9424e-05 | 0.065231 | RIM | Commercial | VAV System | 10.3989 | 0.78499 | 20.7172 | 78.2342 | 79.3948 | 274878.2198 | 2 Year Payback
Commercial | HVAC tune-up_RTU | 4.8759 | 0.70522 | N/A | 0.61098 | 0.20652 | 1616.6266 | RIM | [9 empty] | Commercial | Floor Insulation | 0.042066 | 0.58533 | 0.069955 | 7.4023e-06 | 1.3207e-05 | 0.065231 | RIM | Commercial | VAV System | 10.3989 | 0.78499 | 20.7172 | 4.8545 | 4.9265 | 17056.3424 | 2 Year Payback
Commercial | HVAC tune-up_RTU | 0.8854 | 0.48866 | N/A | 0.084111 | 0.015312 | 423.6594 | RIM | [9 empty] | Commercial | Green Roof | 0.0083627 | 0.58789 | 0.013824 | 6.2976e-05 | 0 | 0.14824 | RIM | Commercial | VAV System | 10.3989 | 0.78499 | 20.7172 | 20.7305 | 21.038 | 72837.1712 | 2 Year Payback
Commercial | HVAC tune-up_RTU | 3.3201 | 0.5992 | N/A | 0.45505 | 0.055251 | 1295.5816 | RIM | [9 empty] | Commercial | Green Roof | 0.0083627 | 0.58789 | 0.013824 | 6.2976e-05 | 0 | 0.14824 | RIM | Commercial | VAV System | 10.3989 | 0.78499 | 20.7172 | 216.0084 | 219.2128 | 758951.8639 | 2 Year Payback
Commercial | HVAC tune-up_RTU | 0.9155 | 0.48866 | N/A | 0.08697 | 0.015832 | 438.0614 | RIM | [9 empty] | Commercial | Green Roof | 0.0083627 | 0.58789 | 0.013824 | 6.2976e-05 | 0 | 0.14824 | RIM | Commercial | VAV System | 10.3989 | 0.78499 | 20.7172 | 21.2554 | 21.5708 | 74681.6361 | 2 Year Payback
Commercial | HVAC tune-up_RTU | 1.8448 | 0.48866 | N/A | 0.17525 | 0.031903 | 882.7237 | RIM | [9 empty] | Commercial | Green Roof | 0.0083627 | 0.58789 | 0.013824 | 6.2976e-05 | 0 | 0.14824 | RIM | Commercial | VAV System | 10.3989 | 0.78499 | 20.7172 | 34.8297 | 35.3464 | 122375.3139 | 2 Year Payback
Commercial | HVAC tune-up_RTU | 2.6562 | 0.48866 | N/A | 0.25233 | 0.045935 | 1270.9781 | RIM | [9 empty] | Commercial | Green Roof | 0.0083627 | 0.58789 | 0.013824 | 6.2976e-05 | 0 | 0.14824 | RIM | Commercial | VAV System | 10.3989 | 0.78499 | 20.7172 | 31.5962 | 32.0649 | 111014.0362 | 2 Year Payback
Commercial | HVAC tune-up_RTU | 2.0818 | 0.48866 | N/A | 0.19777 | 0.036002 | 996.1396 | RIM | [9 empty] | Commercial | Green Roof | 0.0083627 | 0.58789 | 0.013824 | 6.2976e-05 | 0 | 0.14824 | RIM | Commercial | VAV System | 10.3989 | 0.78499 | 20.7172 | 16.5519 | 16.7974 | 58155.4186 | 2 Year Payback
Commercial | HVAC tune-up_RTU | 1.8097 | 0.48866 | N/A | 0.17191 | 0.031296 | 865.9214 | RIM | [9 empty] | Commercial | Green Roof | 0.0096656 | 0.67949 | 0.013824 | 8.3535e-05 | 0 | 0.14824 | RIM | Commercial | VAV System | 10.3989 | 0.78499 | 20.7172 | 5.2337 | 5.3114 | 18388.8374 | 2 Year Payback
Commercial | HVAC tune-up_RTU | 0.39755 | 0.48866 | N/A | 0.037766 | 0.006875 | 190.2267 | RIM | [9 empty] | Commercial | Green Roof | 0.0055836 | 0.39253 | 0.013824 | 1.9127e-05 | 0 | 0.14824 | RIM | Commercial | VAV System | 10.3989 | 0.78499 | 20.7172 | 11.7906 | 11.9655 | 41426.7224 | 2 Year Payback
Commercial | Low U-Value Windows | 0.80371 | 0.57338 | N/A | 0.12531 | 0.0014011 | 337.1148 | RIM | [9 empty] | Commercial | Green Roof | 0.0083627 | 0.58789 | 0.013824 | 6.2976e-05 | 0 | 0.14824 | RIM | Commercial | VAV System | 10.3989 | 0.78499 | 20.7172 | 53.6388 | 54.4345 | 188461.6219 | 2 Year Payback
Commercial | Low U-Value Windows | 0.80371 | 0.57338 | N/A | 0.12531 | 0.0014011 | 337.1148 | RIM | [9 empty] | Commercial | Green Roof | 0.0083627 | 0.58789 | 0.013824 | 6.2976e-05 | 0 | 0.14824 | RIM | Commercial | VAV System | 10.3989 | 0.78499 | 20.7172 | 16.5508 | 16.7963 | 58151.6527 | 2 Year Payback
Commercial | Low U-Value Windows | 0.80371 | 0.57338 | N/A | 0.12531 | 0.0014011 | 337.1148 | RIM | [9 empty] | Commercial | Green Roof | 0.0083627 | 0.58789 | 0.013824 | 6.2976e-05 | 0 | 0.14824 | RIM | Commercial | VAV System | 10.3989 | 0.78499 | 20.7172 | 19.8511 | 20.1456 | 69747.4569 | 2 Year Payback
Commercial | Low U-Value Windows | 0.80371 | 0.57338 | N/A | 0.12531 | 0.0014011 | 337.1148 | RIM | [9 empty] | Commercial | Green Roof | 0.0083627 | 0.58789 | 0.013824 | 6.2976e-05 | 0 | 0.14824 | RIM | Commercial | VAV System | 10.3989 | 0.78499 | 20.7172 | 78.2342 | 79.3948 | 274878.2198 | 2 Year Payback
Commercial | Low U-Value Windows | 0.80371 | 0.57338 | N/A | 0.12531 | 0.0014011 | 337.1148 | RIM | [9 empty] | Commercial | Green Roof | 0.0055836 | 0.39253 | 0.013824 | 1.9127e-05 | 0 | 0.14824 | RIM | Commercial | VAV System | 10.3989 | 0.78499 | 20.7172 | 4.8545 | 4.9265 | 17056.3424 | 2 Year Payback
Commercial | Low U-Value Windows | 0.80371 | 0.57338 | N/A | 0.12531 | 0.0014011 | 337.1148 | RIM | [9 empty] | Commercial | Green Roof | 0.0082943 | 0.58789 | 0.013711 | 6.2461e-05 | 0 | 0.14703 | RIM | Commercial | VAV System | 10.3989 | 0.78499 | 20.7172 | 20.7305 | 21.038 | 72837.1712 | 2 Year Payback
Commercial | Low U-Value Windows | 0.72027 | 0.51385 | N/A | 0.14876 | -0.033477 | 337.1148 | RIM | [9 empty] | Commercial | Green Roof | 0.0082943 | 0.58789 | 0.013711 | 6.2461e-05 | 0 | 0.14703 | RIM | Commercial | VAV System | 10.3989 | 0.78499 | 20.7172 | 216.0084 | 219.2128 | 758951.8639 | 2 Year Payback
Commercial | Low U-Value Windows | 0.68741 | 0.49041 | N/A | 0.11606 | -0.019598 | 337.1148 | RIM | [9 empty] | Commercial | Green Roof | 0.0082943 | 0.58789 | 0.013711 | 6.2461e-05 | 0 | 0.14703 | RIM | Commercial | VAV System | 10.3989 | 0.78499 | 20.7172 | 21.2554 | 21.5708 | 74681.6361 | 2 Year Payback
Commercial | Low U-Value Windows | 0.80371 | 0.57338 | N/A | 0.12531 | 0.0014011 | 337.1148 | RIM | [9 empty] | Commercial | Green Roof | 0.0082943 | 0.58789 | 0.013711 | 6.2461e-05 | 0 | 0.14703 | RIM | Commercial | VAV System | 10.3989 | 0.78499 | 20.7172 | 34.8297 | 35.3464 | 122375.3139 | 2 Year Payback
Commercial | Low U-Value Windows | 0.80371 | 0.57338 | N/A | 0.12531 | 0.0014011 | 337.1148 | RIM | [9 empty] | Commercial | Green Roof | 0.0082943 | 0.58789 | 0.013711 | 6.2461e-05 | 0 | 0.14703 | RIM | Commercial | VAV System | 10.3989 | 0.78499 | 20.7172 | 31.5962 | 32.0649 | 111014.0362 | 2 Year Payback
Commercial | Low U-Value Windows | 0.80371 | 0.57338 | N/A | 0.12531 | 0.0014011 | 337.1148 | RIM | [9 empty] | Commercial | Green Roof | 0.0082943 | 0.58789 | 0.013711 | 6.2461e-05 | 0 | 0.14703 | RIM | Commercial | VAV System | 10.3989 | 0.78499 | 20.7172 | 16.5519 | 16.7974 | 58155.4186 | 2 Year Payback
Commercial | Low U-Value Windows | 0.80371 | 0.57338 | N/A | 0.12531 | 0.0014011 | 337.1148 | RIM | [9 empty] | Commercial | Green Roof | 0.0095866 | 0.67949 | 0.013711 | 8.2852e-05 | 0 | 0.14703 | RIM | Commercial | VAV System | 10.3989 | 0.78499 | 20.7172 | 5.2337 | 5.3114 | 18388.8374 | 2 Year Payback
Commercial | Low U-Value Windows | 0.68741 | 0.49041 | N/A | 0.11606 | -0.019598 | 337.1148 | RIM | [9 empty] | Commercial | Green Roof | 0.005538 | 0.39253 | 0.013711 | 1.8971e-05 | 0 | 0.14703 | RIM | Commercial | VAV System | 10.3989 | 0.78499 | 20.7172 | 11.7906 | 11.9655 | 41426.7224 | 2 Year Payback
Commercial | Low U-Value Windows | 0.10483 | 0.57338 | N/A | 0.016344 | 0.00018275 | 43.9715 | RIM | [9 empty] | Commercial | Green Roof | 0.0082943 | 0.58789 | 0.013711 | 6.2461e-05 | 0 | 0.14703 | RIM | Commercial | VAV System | 10.3989 | 0.78499 | 20.7172 | 53.6388 | 54.4345 | 188461.6219 | 2 Year Payback
Commercial | Low U-Value Windows | 0.10483 | 0.57338 | N/A | 0.016344 | 0.00018275 | 43.9715 | RIM | [9 empty] | Commercial | Green Roof | 0.0082943 | 0.58789 | 0.013711 | 6.2461e-05 | 0 | 0.14703 | RIM | Commercial | VAV System | 10.3989 | 0.78499 | 20.7172 | 16.5508 | 16.7963 | 58151.6527 | 2 Year Payback
Commercial | Low U-Value Windows | 0.10483 | 0.57338 | N/A | 0.016344 | 0.00018275 | 43.9715 | RIM | [9 empty] | Commercial | Green Roof | 0.0082943 | 0.58789 | 0.013711 | 6.2461e-05 | 0 | 0.14703 | RIM | Commercial | ENERGY STAR certified buildings program | 0.66302 | 0.95107 | 0.69401 | 3.0616 | 9.492 | 18312.7076 | TRC
Commercial | Low U-Value Windows | 0.10483 | 0.57338 | N/A | 0.016344 | 0.00018275 | 43.9715 | RIM | [9 empty] | Commercial | Green Roof | 0.0082943 | 0.58789 | 0.013711 | 6.2461e-05 | 0 | 0.14703 | RIM | Commercial | ENERGY STAR certified buildings program | 0.52915 | 0.59914 | 0.88164 | 38.6582 | 0.44413 | 91682.9859 | TRC
Commercial | Low U-Value Windows | 0.10483 | 0.57338 | N/A | 0.016344 | 0.00018275 | 43.9715 | RIM | [9 empty] | Commercial | Green Roof | 0.005538 | 0.39253 | 0.013711 | 1.8971e-05 | 0 | 0.14703 | RIM | Commercial | ENERGY STAR certified buildings program | 0.83996 | 0.95107 | 0.88164 | 10.509 | 32.582 | 62859.5605 | TRC
Commercial | Low U-Value Windows | 0.10483 | 0.57338 | N/A | 0.016344 | 0.00018275 | 43.9715 | RIM | [9 empty] | Commercial | Hotel Card Energy Control Systems | 0 | 0 | 0 | 0 | 0 | 0 | RIM | Commercial | ENERGY STAR certified buildings program | 0.27282 | 0.95107 | 0.28384 | 1.044 | 3.2367 | 6244.4932 | TRC
Commercial | Low U-Value Windows | 0.093949 | 0.51385 | N/A | 0.019403 | -0.0043666 | 43.9715 | RIM | [9 empty] | Commercial | Hotel Card Energy Control Systems | 0 | 0 | 0 | 0 | 0 | 0 | RIM | Commercial | ENERGY STAR certified buildings program | 0.66302 | 0.95107 | 0.69401 | 3.0616 | 9.492 | 18312.7076 | TRC
Commercial | Low U-Value Windows | 0.089662 | 0.49041 | N/A | 0.015138 | -0.0025562 | 43.9715 | RIM | [9 empty] | Commercial | Hotel Card Energy Control Systems | 0 | 0 | 0 | 0 | 0 | 0 | RIM | Commercial | ENERGY STAR certified buildings program | 0.52915 | 0.59914 | 0.88164 | 38.6582 | 0.44413 | 91682.9859 | TRC
Commercial | Low U-Value Windows | 0.10483 | 0.57338 | N/A | 0.016344 | 0.00018275 | 43.9715 | RIM | [9 empty] | Commercial | Hotel Card Energy Control Systems | 0 | 0 | 0 | 0 | 0 | 0 | RIM | Commercial | ENERGY STAR certified buildings program | 0.83996 | 0.95107 | 0.88164 | 10.509 | 32.582 | 62859.5605 | TRC
Commercial | Low U-Value Windows | 0.10483 | 0.57338 | N/A | 0.016344 | 0.00018275 | 43.9715 | RIM | [9 empty] | Commercial | Hotel Card Energy Control Systems | 0 | 0 | 0 | 0 | 0 | 0 | RIM | Commercial | ENERGY STAR certified buildings program | 0.27282 | 0.95107 | 0.28384 | 1.044 | 3.2367 | 6244.4932 | TRC
Commercial | Low U-Value Windows | 0.10483 | 0.57338 | N/A | 0.016344 | 0.00018275 | 43.9715 | RIM | [9 empty] | Commercial | Hotel Card Energy Control Systems | 0 | 0 | 0 | 0 | 0 | 0 | RIM | Commercial | Retro-Commissioning | 32.6177 | 1.01 | 55.3057 | 14.4255 | 27.951 | 46722.91 | 2 Year Payback
Commercial | Low U-Value Windows | 0.10483 | 0.57338 | N/A | 0.016344 | 0.00018275 | 43.9715 | RIM | [9 empty] | Commercial | Hotel Card Energy Control Systems | 0.86801 | 0.29984 | 3.2322 | 0.0044883 | -0.016893 | 561.42 | RIM | Commercial | Retro-Commissioning | 15.0095 | 0.95107 | 20.2242 | 13.6345 | 42.2724 | 81555.02 | 2 Year Payback
Commercial | Low U-Value Windows | 0.089662 | 0.49041 | N/A | 0.015138 | -0.0025562 | 43.9715 | RIM | [9 empty] | Commercial | Hotel Card Energy Control Systems | 0 | 0 | 0 | 0 | 0 | 0 | RIM | Commercial | Retro-Commissioning | 9.4555 | 0.59914 | 20.2242 | 358.3151 | 4.1166 | 849790.53 | 2 Year Payback
Commercial | Programmable Thermostat | 0.25466 | 0.27235 | N/A | 0.020551 | -0.2844 | 1730.8165 | RIM | [9 empty] | Commercial | Hotel Card Energy Control Systems | 0 | 0 | 0 | 0 | 0 | 0 | RIM | Commercial | Retro-Commissioning | 16.4384 | 0.95107 | 22.802 | 15.7616 | 48.8673 | 94278.48 | 2 Year Payback
Commercial | Programmable Thermostat | 0.57795 | 0.39868 | N/A | 0.86408 | 0.25527 | 10337.4835 | RIM | [9 empty] | Commercial | Hotel Card Energy Control Systems | 0 | 0 | 0 | 0 | 0 | 0 | RIM | Commercial | Retro-Commissioning | 11.1644 | 1.01 | 12.7594 | 23.8781 | 46.2663 | 77338.89 | 2 Year Payback
Commercial | Programmable Thermostat | 5.0581 | 0.5676 | N/A | 1.5442 | -0.0029304 | 4167.1083 | RIM | [9 empty] | Commercial | Hotel Card Energy Control Systems | 0 | 0 | 0 | 0 | 0 | 0 | RIM | Commercial | Retro-Commissioning | 12.2064 | 0.95107 | 15.5732 | 150.2665 | 465.8856 | 898821.23 | 2 Year Payback
Commercial | Programmable Thermostat | 0.72757 | 0.27235 | N/A | 0.086367 | -1.1952 | 7273.7057 | RIM | [9 empty] | Commercial | Hotel Card Energy Control Systems | 0 | 0 | 0 | 0 | 0 | 0 | RIM | Commercial | Retro-Commissioning | 15.3739 | 0.95107 | 20.8675 | 11.2325 | 34.8251 | 67187.23 | 2 Year Payback
Commercial | Programmable Thermostat | 1.5385 | 0.39868 | N/A | 6.3351 | 1.8716 | 75790.8694 | RIM | [9 empty] | Commercial | Hotel Card Energy Control Systems | 0 | 0 | 0 | 0 | 0 | 0 | RIM | Commercial | Retro-Commissioning | 31.979 | 1.01 | 53.453 | 15.0315 | 29.1251 | 48685.54 | 2 Year Payback
Commercial | Programmable Thermostat | 0.79499 | 0.27235 | N/A | 0.099841 | -1.3816 | 8408.4813 | RIM | [9 empty] | Commercial | Hotel Card Energy Control Systems | 0 | 0 | 0 | 0 | 0 | 0 | RIM | Commercial | Retro-Commissioning | 9.3218 | 1.01 | 10.3634 | 6.5654 | 12.7211 | 21264.66 | 2 Year Payback
Commercial | Programmable Thermostat | 0.63467 | 0.27235 | N/A | 0.95185 | -13.172 | 80163.8039 | RIM | [9 empty] | Commercial | Hotel Card Energy Control Systems | 0 | 0 | 0 | 0 | 0 | 0 | RIM | Commercial | Retro-Commissioning | 32.6177 | 1.01 | 55.3057 | 14.4255 | 27.951 | 46722.91 | 2 Year Payback
Commercial | Programmable Thermostat | 0.76193 | 0.27235 | N/A | 0.071151 | -0.98461 | 5992.2752 | RIM | [9 empty] | Commercial | Hotel Card Energy Control Systems | 0 | 0 | 0 | 0 | 0 | 0 | RIM | Commercial | Retro-Commissioning | 15.0095 | 0.95107 | 20.2242 | 13.6345 | 42.2724 | 81555.02 | 2 Year Payback
Commercial | Programmable Thermostat | 4.2165 | 0.5676 | N/A | 1.6091 | -0.0030535 | 4342.1523 | RIM | [9 empty] | Commercial | Hotel Card Energy Control Systems | 0 | 0 | 0 | 0 | 0 | 0 | RIM | Commercial | Retro-Commissioning | 9.4555 | 0.59914 | 20.2242 | 358.3151 | 4.1166 | 849790.53 | 2 Year Payback
Commercial | Programmable Thermostat | 0.92082 | 0.5676 | N/A | 0.70282 | -0.0013337 | 1896.5464 | RIM | [9 empty] | Commercial | Hotel Card Energy Control Systems | 0 | 0 | 0 | 0 | 0 | 0 | RIM | Commercial | Retro-Commissioning | 16.4384 | 0.95107 | 22.802 | 15.7616 | 48.8673 | 94278.48 | 2 Year Payback
Commercial | Programmable Thermostat | 0.37029 | 0.27235 | N/A | 0.084157 | -1.1646 | 7087.571 | RIM | [9 empty] | Commercial | Hotel Card Energy Control Systems | 0 | 0 | 0 | 0 | 0 | 0 | RIM | Commercial | Retro-Commissioning | 11.1644 | 1.01 | 12.7594 | 23.8781 | 46.2663 | 77338.89 | 2 Year Payback
Commercial | Programmable Thermostat | 0.13636 | 0.27235 | N/A | 0.0083602 | -0.11569 | 704.082 | RIM | [9 empty] | Commercial | Hotel Card Energy Control Systems | 0.86801 | 0.29984 | 3.2322 | 0.0044883 | -0.016893 | 561.42 | RIM | Commercial | Retro-Commissioning | 12.2064 | 0.95107 | 15.5732 | 150.2665 | 465.8856 | 898821.23 | 2 Year Payback
Commercial | Programmable Thermostat | 0.25466 | 0.27235 | N/A | 0.020551 | -0.2844 | 1730.8165 | RIM | [9 empty] | Commercial | Hotel Card Energy Control Systems | 0 | 0 | 0 | 0 | 0 | 0 | RIM | Commercial | Retro-Commissioning | 15.3739 | 0.95107 | 20.8675 | 11.2325 | 34.8251 | 67187.23 | 2 Year Payback
Commercial | Programmable Thermostat | 0.57795 | 0.39868 | N/A | 0.86408 | 0.25527 | 10337.4835 | RIM | [9 empty] | Commercial | Hotel Card Energy Control Systems | 0 | 0 | 0 | 0 | 0 | 0 | RIM | Commercial | Retro-Commissioning | 31.979 | 1.01 | 53.453 | 15.0315 | 29.1251 | 48685.54 | 2 Year Payback
Commercial | Programmable Thermostat | 5.0581 | 0.5676 | N/A | 1.5442 | -0.0029304 | 4167.1083 | RIM | [9 empty] | Commercial | Hotel Card Energy Control Systems | 0 | 0 | 0 | 0 | 0 | 0 | RIM | Commercial | Retro-Commissioning | 9.3218 | 1.01 | 10.3634 | 6.5654 | 12.7211 | 21264.66 | 2 Year Payback
Commercial | Programmable Thermostat | 0.72757 | 0.27235 | N/A | 0.086367 | -1.1952 | 7273.7057 | RIM | [9 empty] | Commercial | Hotel Card Energy Control Systems | 0 | 0 | 0 | 0 | 0 | 0 | RIM | Commercial | Solar Voltaic (17.1w/sf2) | 0.53045 | 0.44414 | 1.1962 | 0.00296 | 0.0012655 | 25.2796 | TRC
Commercial | Programmable Thermostat | 1.5385 | 0.39868 | N/A | 6.3351 | 1.8716 | 75790.8694 | RIM | [9 empty] | Commercial | Hotel Card Energy Control Systems | 0 | 0 | 0 | 0 | 0 | 0 | RIM | Commercial | Solar Voltaic (17.1w/sf2) | 0.53045 | 0.44414 | 1.1962 | 0.00296 | 0.0012655 | 25.2796 | TRC
Commercial | Programmable Thermostat | 0.79499 | 0.27235 | N/A | 0.099841 | -1.3816 | 8408.4813 | RIM | [9 empty] | Commercial | Hotel Card Energy Control Systems | 0 | 0 | 0 | 0 | 0 | 0 | RIM | Commercial | Solar Voltaic (17.1w/sf2) | 0.53045 | 0.44414 | 1.1962 | 0.00296 | 0.0012655 | 25.2796 | TRC
Commercial | Programmable Thermostat | 0.63467 | 0.27235 | N/A | 0.95185 | -13.172 | 80163.8039 | RIM | [9 empty] | Commercial | HVAC tune-up | 2.113 | 0.47468 | 4.9549 | 0.034502 | 0.0062807 | 173.7822 | RIM | Commercial | Solar Voltaic (17.1w/sf2) | 0.53045 | 0.44414 | 1.1962 | 0.00296 | 0.0012655 | 25.2796 | TRC
Commercial | Programmable Thermostat | 0.76193 | 0.27235 | N/A | 0.071151 | -0.98461 | 5992.2752 | RIM | [9 empty] | Commercial | HVAC tune-up | 3.3366 | 0.68505 | 5.497 | 0.072865 | 0.024629 | 192.7958 | RIM | Commercial | Solar Voltaic (17.1w/sf2) | 0.53045 | 0.44414 | 1.1962 | 0.00296 | 0.0012655 | 25.2796 | TRC
Commercial | Programmable Thermostat | 4.2165 | 0.5676 | N/A | 1.6091 | -0.0030535 | 4342.1523 | RIM | [9 empty] | Commercial | HVAC tune-up | 1.2378 | 0.47468 | 2.7371 | 0.019059 | 0.0034695 | 95.999 | RIM | Commercial | Solar Voltaic (17.1w/sf2) | 0.53045 | 0.44414 | 1.1962 | 0.00296 | 0.0012655 | 25.2796 | TRC
Commercial | Programmable Thermostat | 0.92082 | 0.5676 | N/A | 0.70282 | -0.0013337 | 1896.5464 | RIM | [9 empty] | Commercial | HVAC tune-up | 4.9038 | 0.58206 | 10.7817 | 0.13282 | 0.016126 | 378.1457 | RIM | Commercial | Solar Voltaic (17.1w/sf2) | 0.53045 | 0.44414 | 1.1962 | 0.00296 | 0.0012655 | 25.2796 | TRC
Commercial | Programmable Thermostat | 0.37029 | 0.27235 | N/A | 0.084157 | -1.1646 | 7087.571 | RIM | [9 empty] | Commercial | HVAC tune-up | 5.5374 | 0.68505 | 10.213 | 0.13538 | 0.045758 | 358.2013 | RIM | Commercial | Solar Voltaic (17.1w/sf2) | 0.53045 | 0.44414 | 1.1962 | 0.00296 | 0.0012655 | 25.2796 | TRC
Commercial | Programmable Thermostat | 0.13636 | 0.27235 | N/A | 0.0083602 | -0.11569 | 704.082 | RIM | [9 empty] | Commercial | HVAC tune-up | 1.2123 | 0.47468 | 2.6765 | 0.018637 | 0.0033926 | 93.8716 | RIM | Commercial | Solar Voltaic (17.1w/sf2) | 0.53045 | 0.44414 | 1.1962 | 0.00296 | 0.0012655 | 25.2796 | TRC
Commercial | Roof Insulation | 0.43827 | 0.7957 | N/A | 5.0069e-06 | 0.00011287 | 0.25021 | RIM | [9 empty] | Commercial | HVAC tune-up | 3.952 | 0.58206 | 8.1848 | 0.10083 | 0.012242 | 287.0663 | RIM | Commercial | Solar Voltaic (17.1w/sf2) | 0.53045 | 0.44414 | 1.1962 | 0.00296 | 0.0012655 | 25.2796 | TRC
Commercial | Roof Insulation | 0.46767 | 0.84909 | N/A | 0.00010348 | 6.0955e-05 | 0.25021 | RIM | [9 empty] | Commercial | HVAC tune-up | 1.2505 | 0.47468 | 2.7675 | 0.01927 | 0.003508 | 97.0627 | RIM | Commercial | Solar Voltaic (17.1w/sf2) | 0.53045 | 0.44414 | 1.1962 | 0.00296 | 0.0012655 | 25.2796 | TRC
Commercial | Roof Insulation | 0.51608 | 0.93698 | N/A | 5.1061e-05 | 0.00011677 | 0.25021 | RIM | [9 empty] | Commercial | HVAC tune-up | 2.3407 | 0.47468 | 5.5766 | 0.038831 | 0.0070688 | 195.588 | RIM | Commercial | Solar Voltaic (17.1w/sf2) | 0.53045 | 0.44414 | 1.1962 | 0.00296 | 0.0012655 | 25.2796 | TRC
Commercial | Roof Insulation | 0.43827 | 0.7957 | N/A | 5.0069e-06 | 0.00011287 | 0.25021 | RIM | [9 empty] | Commercial | HVAC tune-up | 3.1734 | 0.47468 | 8.0294 | 0.05591 | 0.010178 | 281.6148 | RIM | Commercial | Solar Voltaic (17.1w/sf2) | 0.53045 | 0.44414 | 1.1962 | 0.00296 | 0.0012655 | 25.2796 | TRC
Commercial | Roof Insulation | 0.46767 | 0.84909 | N/A | 0.00010348 | 6.0955e-05 | 0.25021 | RIM | [9 empty] | Commercial | HVAC tune-up | 2.5945 | 0.47468 | 6.2931 | 0.04382 | 0.007977 | 220.718 | RIM | Commercial | Solar Plus Storage | 0 | 0 | 0 | 0 | 0 | 0 | TRC
Commercial | Roof Insulation | 0.43827 | 0.7957 | N/A | 5.0069e-06 | 0.00011287 | 0.25021 | RIM | [9 empty] | Commercial | HVAC tune-up | 2.3024 | 0.47468 | 5.4705 | 0.038092 | 0.0069343 | 191.8651 | RIM | Commercial | Solar Plus Storage | 0 | 0 | 0 | 0 | 0 | 0 | TRC
Commercial | Roof Insulation | 0.46767 | 0.84909 | N/A | 0.00010348 | 6.0955e-05 | 0.25021 | RIM | [9 empty] | Commercial | HVAC tune-up | 0.56718 | 0.47468 | 1.2018 | 0.008368 | 0.0015233 | 42.1492 | RIM | Commercial | Solar Plus Storage | 0 | 0 | 0 | 0 | 0 | 0 | TRC
Commercial | Roof Insulation | 0.43827 | 0.7957 | N/A | 5.0069e-06 | 0.00011287 | 0.25021 | RIM | [9 empty] | Commercial | HVAC tune-up | 2.113 | 0.47468 | 4.9549 | 0.034502 | 0.0062807 | 173.7822 | RIM | Commercial | Solar Plus Storage | 0 | 0 | 0 | 0 | 0 | 0 | TRC
Commercial | Roof Insulation | 0.43827 | 0.7957 | N/A | 5.0069e-06 | 0.00011287 | 0.25021 | RIM | [9 empty] | Commercial | HVAC tune-up | 3.3366 | 0.68505 | 5.497 | 0.072865 | 0.024629 | 192.7958 | RIM | Commercial | Solar Plus Storage with other DSM (EE and DR) | 0 | 0 | 0 | 0 | 0 | 0 | TRC
Commercial | Roof Insulation | 0.51608 | 0.93698 | N/A | 5.1061e-05 | 0.00011677 | 0.25021 | RIM | [9 empty] | Commercial | HVAC tune-up | 1.2378 | 0.47468 | 2.7371 | 0.019059 | 0.0034695 | 95.999 | RIM | Commercial | Solar Plus Storage with other DSM (EE and DR) | 0 | 0 | 0 | 0 | 0 | 0 | TRC
Commercial | Roof Insulation | 0.51608 | 0.93698 | N/A | 5.1061e-05 | 0.00011677 | 0.25021 | RIM | [9 empty] | Commercial | HVAC tune-up | 4.9038 | 0.58206 | 10.7817 | 0.13282 | 0.016126 | 378.1457 | RIM | Commercial | Solar Plus Storage with other DSM (EE and DR) | 0 | 0 | 0 | 0 | 0 | 0 | TRC
Commercial | Roof Insulation | 0.43827 | 0.7957 | N/A | 5.0069e-06 | 0.00011287 | 0.25021 | RIM | [9 empty] | Commercial | HVAC tune-up | 5.5374 | 0.68505 | 10.213 | 0.13538 | 0.045758 | 358.2013 | RIM | Commercial | Solar Plus Storage with other DSM (EE and DR) | 0 | 0 | 0 | 0 | 0 | 0 | TRC
Commercial | Roof Insulation | 0.33189 | 0.60256 | N/A | 2.8393e-05 | 5.0661e-05 | 0.25021 | RIM | [9 empty] | Commercial | HVAC tune-up | 1.2123 | 0.47468 | 2.6765 | 0.018637 | 0.0033926 | 93.8716 | RIM | Commercial | 3500 kW Gas Turbine | 0.27887 | 0.46729 | 0.59571 | 3500 | 1376.061 | 24834600 | TRC
Commercial | Roof Insulation | 0.21776 | 0.7957 | N/A | 2.4877e-06 | 5.6079e-05 | 0.12432 | RIM | [9 empty] | Commercial | HVAC tune-up | 3.952 | 0.58206 | 8.1848 | 0.10083 | 0.012242 | 287.0663 | RIM | Commercial | 3000 kW Gas Turbine | 0.27382 | 0.46729 | 0.58489 | 3000 | 1179.4808 | 21286800 | TRC
Commercial | Roof Insulation | 0.23237 | 0.84909 | N/A | 5.1417e-05 | 3.0286e-05 | 0.12432 | RIM | [9 empty] | Commercial | HVAC tune-up | 1.2505 | 0.47468 | 2.7675 | 0.01927 | 0.003508 | 97.0627 | RIM | Commercial | 2500 kW Gas Turbine | 0.26868 | 0.46729 | 0.57388 | 2500 | 982.9007 | 17739000 | TRC
Commercial | Roof Insulation | 0.25642 | 0.93698 | N/A | 2.537e-05 | 5.8021e-05 | 0.12432 | RIM | [9 empty] | Commercial | HVAC tune-up | 2.3407 | 0.47468 | 5.5766 | 0.038831 | 0.0070688 | 195.588 | RIM | Commercial | 4500 kW Reciprocating Engine | 0.4484 | 0.6206 | 0.7207 | 4500 | 1769.2213 | 15768000 | TRC
Commercial | Roof Insulation | 0.21776 | 0.7957 | N/A | 2.4877e-06 | 5.6079e-05 | 0.12432 | RIM | [9 empty] | Commercial | HVAC tune-up | 3.1734 | 0.47468 | 8.0294 | 0.05591 | 0.010178 | 281.6148 | RIM | Commercial | 1500 kW Steam Turbine-Biomass | 0.32777 | 0.45225 | 0.72395 | 1500 | 589.7404 | 11826000 | TRC
Commercial | Roof Insulation | 0.23237 | 0.84909 | N/A | 5.1417e-05 | 3.0286e-05 | 0.12432 | RIM | [9 empty] | Commercial | HVAC tune-up | 2.5945 | 0.47468 | 6.2931 | 0.04382 | 0.007977 | 220.718 | RIM | Commercial | 3000 kW Reciprocating Engine | 0.44481 | 0.6206 | 0.71491 | 3000 | 1179.4808 | 10512000 | TRC
Commercial | Roof Insulation | 0.21776 | 0.7957 | N/A | 2.4877e-06 | 5.6079e-05 | 0.12432 | RIM | [9 empty] | Commercial | HVAC tune-up | 2.3024 | 0.47468 | 5.4705 | 0.038092 | 0.0069343 | 191.8651 | RIM | Commercial | 800 kW Fuel Cell-Biogas | 0.51128 | 0.48844 | 1.047 | 800 | 314.5282 | 4975680 | TRC
Commercial | Roof Insulation | 0.23237 | 0.84909 | N/A | 5.1417e-05 | 3.0286e-05 | 0.12432 | RIM | [9 empty] | Commercial | HVAC tune-up | 0.56718 | 0.47468 | 1.2018 | 0.008368 | 0.0015233 | 42.1492 | RIM | Commercial | 1250 kW Reciprocating Engine | 0.39435 | 0.6206 | 0.63333 | 1250 | 491.4503 | 4380000 | TRC
Commercial | Roof Insulation | 0.21776 | 0.7957 | N/A | 2.4877e-06 | 5.6079e-05 | 0.12432 | RIM | [9 empty] | Commercial | HVAC tune-up_RTU | 1.4918 | 0.47468 | 3.3543 | 0.15571 | 0.028346 | 784.3099 | RIM | Commercial | 500 kW Fuel Cell | 0.4445 | 0.48844 | 0.90962 | 500 | 196.5801 | 3109800 | TRC
Commercial | Roof Insulation | 0.21776 | 0.7957 | N/A | 2.4877e-06 | 5.6079e-05 | 0.12432 | RIM | [9 empty] | Commercial | HVAC tune-up_RTU | 2.3652 | 0.68505 | 3.7213 | 0.32885 | 0.11115 | 870.122 | RIM | Commercial | 350 kW Reciprocating Engine | 0.34289 | 0.6206 | 0.55027 | 350 | 137.6061 | 1226400 | TRC
Commercial | Roof Insulation | 0.25642 | 0.93698 | N/A | 2.537e-05 | 5.8021e-05 | 0.12432 | RIM | [9 empty] | Commercial | HVAC tune-up_RTU | 0.85863 | 0.47468 | 1.853 | 0.086017 | 0.015659 | 433.2607 | RIM | Commercial | 100 kW Micro Turbine | 0.25394 | 0.48951 | 0.51803 | 175 | 68.803 | 1088430 | TRC
Commercial | Roof Insulation | 0.25642 | 0.93698 | N/A | 2.537e-05 | 5.8021e-05 | 0.12432 | RIM | [9 empty] | Commercial | HVAC tune-up_RTU | 3.5999 | 0.58206 | 7.2989 | 0.59942 | 0.072781 | 1706.6392 | RIM | Commercial | 175 kW Fuel Cell | 0.32873 | 0.56565 | 0.57957 | 200 | 78.6321 | 858480 | TRC
Commercial | Roof Insulation | 0.21776 | 0.7957 | N/A | 2.4877e-06 | 5.6079e-05 | 0.12432 | RIM | [9 empty] | Commercial | HVAC tune-up_RTU | 4.0512 | 0.68505 | 6.914 | 0.61098 | 0.20652 | 1616.6266 | RIM | Commercial | 200 kW Micro Turbine | 0.32661 | 0.61874 | 0.52486 | 150 | 58.974 | 525600 | TRC
Commercial | Roof Insulation | 0.1649 | 0.60256 | N/A | 1.4108e-05 | 2.5171e-05 | 0.12432 | RIM | [9 empty] | Commercial | HVAC tune-up_RTU | 0.84056 | 0.47468 | 1.8119 | 0.084111 | 0.015312 | 423.6594 | RIM | Commercial | 150 kW Reciprocating Engine | 0.3201 | 0.56305 | 0.56579 | 100 | 39.316 | 429240 | TRC
Commercial | Smart Thermostat | 0.41045 | 0.27235 | N/A | 0.057087 | -0.78999 | 4807.8235 | RIM | [9 empty] | Commercial | HVAC tune-up_RTU | 2.8545 | 0.58206 | 5.5409 | 0.45505 | 0.055251 | 1295.5816 | RIM | Commercial | 50 kW Micro Turbine | 0.31046 | 0.56513 | 0.54753 | 50 | 19.658 | 214620 | TRC
Commercial | Smart Thermostat | 1.0253 | 0.39868 | N/A | 2.4002 | 0.70909 | 28715.232 | RIM | [9 empty] | Commercial | HVAC tune-up_RTU | 0.86764 | 0.47468 | 1.8735 | 0.08697 | 0.015832 | 438.0614 | RIM | Industrial | Process Other Systems Optimization | 0 | 0 | 0 | 0 | 0 | 0 | TRC
Commercial | Smart Thermostat | 8.9732 | 0.5676 | N/A | 4.2896 | -0.0081399 | 11575.3008 | RIM | [9 empty] | Commercial | HVAC tune-up_RTU | 1.6603 | 0.47468 | 3.7752 | 0.17525 | 0.031903 | 882.7237 | RIM | Industrial | Plant Energy Management | 0 | 0 | 0 | 0 | 0 | 0 | TRC
Commercial | Smart Thermostat | 1.0024 | 0.27235 | N/A | 0.23991 | -3.3199 | 20204.7382 | RIM | [9 empty] | Commercial | HVAC tune-up_RTU | 2.2898 | 0.47468 | 5.4357 | 0.25233 | 0.045935 | 1270.9781 | RIM | Industrial | Process Heat System Optimization | 0 | 0 | 0 | 0 | 0 | 0 | TRC
Commercial | Smart Thermostat | 2.7294 | 0.39868 | N/A | 17.5975 | 5.1988 | 210530.1929 | RIM | [9 empty] | Commercial | HVAC tune-up_RTU | 1.8498 | 0.47468 | 4.2603 | 0.19777 | 0.036002 | 996.1396 | RIM | Industrial | Process Heat Improved Controls | 0 | 0 | 0 | 0 | 0 | 0 | TRC
Commercial | Smart Thermostat | 1.0731 | 0.27235 | N/A | 0.27734 | -3.8379 | 23356.8925 | RIM | [9 empty] | Commercial | HVAC tune-up_RTU | 1.6318 | 0.47468 | 3.7034 | 0.17191 | 0.031296 | 865.9214 | RIM | Industrial | Process Refrig System Optimization | 0 | 0 | 0 | 0 | 0 | 0 | TRC
Commercial | Smart Thermostat | 0.90008 | 0.27235 | N/A | 2.644 | -36.5889 | 222677.233 | RIM | [9 empty] | Commercial | HVAC tune-up_RTU | 0.38825 | 0.47468 | 0.81356 | 0.037766 | 0.006875 | 190.2267 | RIM | Industrial | Process Refrig Controls | 0 | 0 | 0 | 0 | 0 | 0 | TRC
Commercial | Smart Thermostat | 1.0388 | 0.27235 | N/A | 0.19764 | -2.735 | 16645.2088 | RIM | [9 empty] | Commercial | HVAC tune-up_RTU | 1.4918 | 0.47468 | 3.3543 | 0.15571 | 0.028346 | 784.3099 | RIM | Industrial | Process Refrig Equipment Upgrade | 0 | 0 | 0 | 0 | 0 | 0 | TRC
Commercial | Smart Thermostat | 7.4801 | 0.5676 | N/A | 4.4698 | -0.0084818 | 12061.5342 | RIM | [9 empty] | Commercial | HVAC tune-up_RTU | 2.3652 | 0.68505 | 3.7213 | 0.32885 | 0.11115 | 870.122 | RIM | Industrial | Pump System Optimization | 0 | 0 | 0 | 0 | 0 | 0 | TRC
Commercial | Smart Thermostat | 1.6336 | 0.5676 | N/A | 1.9523 | -0.0037047 | 5268.1844 | RIM | [9 empty] | Commercial | HVAC tune-up_RTU | 0.85863 | 0.47468 | 1.853 | 0.086017 | 0.015659 | 433.2607 | RIM | Industrial | Pump Improved Controls | 0 | 0 | 0 | 0 | 0 | 0 | TRC
Commercial | Smart Thermostat | 0.57302 | 0.27235 | N/A | 0.23377 | -3.235 | 19687.6973 | RIM | [9 empty] | Commercial | HVAC tune-up_RTU | 3.5999 | 0.58206 | 7.2989 | 0.59942 | 0.072781 | 1706.6392 | RIM | Industrial | Motor Optimization | 0 | 0 | 0 | 0 | 0 | 0 | TRC
Commercial | Smart Thermostat | 0.22953 | 0.27235 | N/A | 0.023223 | -0.32136 | 1955.7834 | RIM | [9 empty] | Commercial | HVAC tune-up_RTU | 4.0512 | 0.68505 | 6.914 | 0.61098 | 0.20652 | 1616.6266 | RIM | Industrial | Motor Improved Controls | 0 | 0 | 0 | 0 | 0 | 0 | TRC
Commercial | Smart Thermostat | 0.41045 | 0.27235 | N/A | 0.057087 | -0.78999 | 4807.8235 | RIM | [9 empty] | Commercial | HVAC tune-up_RTU | 0.84056 | 0.47468 | 1.8119 | 0.084111 | 0.015312 | 423.6594 | RIM | Industrial | Pump Equipment Upgrade | 0 | 0 | 0 | 0 | 0 | 0 | TRC
Commercial | Smart Thermostat | 1.0253 | 0.39868 | N/A | 2.4002 | 0.70909 | 28715.232 | RIM | [9 empty] | Commercial | HVAC tune-up_RTU | 2.8545 | 0.58206 | 5.5409 | 0.45505 | 0.055251 | 1295.5816 | RIM | Industrial | Motor Equipment Upgrades | 0 | 0 | 0 | 0 | 0 | 0 | TRC
Commercial | Smart Thermostat | 8.9732 | 0.5676 | N/A | 4.2896 | -0.0081399 | 11575.3008 | RIM | [9 empty] | Commercial | HVAC tune-up_RTU | 0.86764 | 0.47468 | 1.8735 | 0.08697 | 0.015832 | 438.0614 | RIM | Industrial | Fan Improved Controls | 0 | 0 | 0 | 0 | 0 | 0 | TRC
Commercial | Smart Thermostat | 1.0024 | 0.27235 | N/A | 0.23991 | -3.3199 | 20204.7382 | RIM | [9 empty] | Commercial | HVAC tune-up_RTU | 1.6603 | 0.47468 | 3.7752 | 0.17525 | 0.031903 | 882.7237 | RIM | Industrial | Fan Equipment Upgrades | 0 | 0 | 0 | 0 | 0 | 0 | TRC
Commercial | Smart Thermostat | 2.7294 | 0.39868 | N/A | 17.5975 | 5.1988 | 210530.1929 | RIM | [9 empty] | Commercial | HVAC tune-up_RTU | 2.2898 | 0.47468 | 5.4357 | 0.25233 | 0.045935 | 1270.9781 | RIM | Industrial | Lighting Controls | 0 | 0 | 0 | 0 | 0 | 0 | TRC
Commercial | Smart Thermostat | 1.0731 | 0.27235 | N/A | 0.27734 | -3.8379 | 23356.8925 | RIM | [9 empty] | Commercial | HVAC tune-up_RTU | 1.8498 | 0.47468 | 4.2603 | 0.19777 | 0.036002 | 996.1396 | RIM | Industrial | Efficient Lighting - Other Interior Lighting | 0 | 0 | 0 | 0 | 0 | 0 | TRC
Commercial | Smart Thermostat | 0.90008 | 0.27235 | N/A | 2.644 | -36.5889 | 222677.233 | RIM | [9 empty] | Commercial | HVAC tune-up_RTU | 1.6318 | 0.47468 | 3.7034 | 0.17191 | 0.031296 | 865.9214 | RIM | Industrial | Efficient Lighting - High Bay | 0 | 0 | 0 | 0 | 0 | 0 | TRC
Commercial | Smart Thermostat | 1.0388 | 0.27235 | N/A | 0.19764 | -2.735 | 16645.2088 | RIM | [9 empty] | Commercial | HVAC tune-up_RTU | 0.38825 | 0.47468 | 0.81356 | 0.037766 | 0.006875 | 190.2267 | RIM | Industrial | HVAC Recommissioning | 0 | 0 | 0 | 0 | 0 | 0 | TRC
Commercial | Smart Thermostat | 7.4801 | 0.5676 | N/A | 4.4698 | -0.0084818 | 12061.5342 | RIM | [9 empty] | Commercial | Infiltration Reduction - Air Sealing | 0.20777 | 1.01 | 0.20145 | 7.0636e-06 | 2.0975e-05 | 0.031934 | PCT | Industrial | HVAC Improved Controls | 0 | 0 | 0 | 0 | 0 | 0 | TRC
Commercial | Smart Thermostat | 1.6336 | 0.5676 | N/A | 1.9523 | -0.0037047 | 5268.1844 | RIM | [9 empty] | Commercial | Infiltration Reduction - Air Sealing | 0.10177 | 1.01 | 0.098405 | 3.4505e-06 | 1.0246e-05 | 0.015599 | PCT | Industrial | Building Envelope Improvements | 0 | 0 | 0 | 0 | 0 | 0 | TRC
Commercial | Smart Thermostat | 0.57302 | 0.27235 | N/A | 0.23377 | -3.235 | 19687.6973 | RIM | [9 empty] | Commercial | Infiltration Reduction - Air Sealing | 0.6976 | 1.01 | 0.68504 | 2.402e-05 | 7.1327e-05 | 0.10859 | PCT | Industrial | HVAC Equipment Upgrades | 0 | 0 | 0 | 0 | 0 | 0 | TRC
Commercial | Smart Thermostat | 0.22953 | 0.27235 | N/A | 0.023223 | -0.32136 | 1955.7834 | RIM | [9 empty] | Commercial | Infiltration Reduction - Air Sealing | 0.19693 | 1.01 | 0.19089 | 6.6932e-06 | 1.9875e-05 | 0.030259 | PCT | Industrial | Lighting Controls - Exterior | 0 | 0 | 0 | 0 | 0 | 0 | TRC
Commercial | Wall Insulation | 2.3834 | 0.7957 | N/A | 3.7715e-05 | 0.00085018 | 1.8848 | RIM | [9 empty] | Commercial | Infiltration Reduction - Air Sealing | 0.10212 | 1.01 | 0.098743 | 3.4623e-06 | 1.0281e-05 | 0.015653 | PCT | Industrial | Efficient Lighting - Exterior | 0 | 0 | 0 | 0 | 0 | 0 | TRC
Commercial | Wall Insulation | 2.4701 | 0.84909 | N/A | 0.00075709 | 0.00044595 | 1.8306 | RIM | [9 empty] | Commercial | Infiltration Reduction - Air Sealing | 0.62848 | 1.01 | 0.61606 | 2.1601e-05 | 6.4144e-05 | 0.097657 | PCT | Industrial | Compressed Air System Optimization | 0 | 0 | 0 | 0 | 0 | 0 | TRC
Commercial | Wall Insulation | 2.7657 | 0.93698 | N/A | 0.00037902 | 0.00086681 | 1.8573 | RIM | [9 empty] | Commercial | Infiltration Reduction - Air Sealing | 0.47469 | 1.01 | 0.46344 | 1.625e-05 | 4.8254e-05 | 0.073464 | PCT | Industrial | Compressed Air Controls | 0 | 0 | 0 | 0 | 0 | 0 | TRC
Commercial | Wall Insulation | 2.2818 | 0.7957 | N/A | 3.6108e-05 | 0.00081396 | 1.8045 | RIM | [9 empty] | Commercial | Infiltration Reduction - Air Sealing | 0.12727 | 1.01 | 0.12314 | 4.3178e-06 | 1.2821e-05 | 0.01952 | PCT | Industrial | Compressed Air Equipment | 0 | 0 | 0 | 0 | 0 | 0 | TRC
Commercial | Wall Insulation | 2.5062 | 0.84909 | N/A | 0.00076815 | 0.00045247 | 1.8573 | RIM | [9 empty] | Commercial | Infiltration Reduction - Air Sealing | 0.90548 | 1.01 | 0.89405 | 3.1349e-05 | 9.3089e-05 | 0.14172 | PCT | Industrial | Process Other Systems Optimization | 19.2761 | 0.86081 | 54.067 | 10.8306 | 24.5231 | 78669.4781 | 2 Year Payback
Commercial | Wall Insulation | 2.3148 | 0.7957 | N/A | 3.663e-05 | 0.00082573 | 1.8306 | RIM | [9 empty] | Commercial | Infiltration Reduction - Air Sealing | 0.67725 | 1.01 | 0.66471 | 2.3307e-05 | 6.921e-05 | 0.10537 | PCT | Industrial | Plant Energy Management | 23.9534 | 1.01 | 57.3495 | 97.9802 | 350.8269 | 720610.27 | 2 Year Payback
Commercial | Wall Insulation | 2.4701 | 0.84909 | N/A | 0.00075709 | 0.00044595 | 1.8306 | RIM | [9 empty] | Commercial | Infiltration Reduction - Air Sealing | 0.29878 | 1.01 | 0.29037 | 1.0182e-05 | 3.0234e-05 | 0.046029 | PCT | Industrial | Process Refrig System Optimization | 12.5667 | 0.53876 | 60.0164 | 40.8903 | 12.9045 | 297012.0785 | 2 Year Payback
Commercial | Wall Insulation | 2.3487 | 0.7957 | N/A | 3.7166e-05 | 0.0008378 | 1.8573 | RIM | [9 empty] | Commercial | Infiltration Reduction - Air Sealing | 0.068642 | 1.01 | 0.066314 | 2.3252e-06 | 6.9047e-06 | 0.010512 | PCT | Industrial | Pump System Optimization | 4.9619 | 0.50483 | 12.9631 | 172.2183 | 21.9447 | 1278901.5035 | 2 Year Payback
Commercial | Wall Insulation | 2.3487 | 0.7957 | N/A | 3.7166e-05 | 0.0008378 | 1.8573 | RIM | [9 empty] | Commercial | Infiltration Reduction - Air Sealing | 0.18922 | 1.01 | 0.18338 | 6.4299e-06 | 1.9093e-05 | 0.029069 | PCT | Industrial | Pump Improved Controls | 14.1685 | 1.01 | 21.0355 | 4.8924 | 18.0252 | 36331.4831 | 2 Year Payback
Commercial | Wall Insulation | 2.8065 | 0.93698 | N/A | 0.00038463 | 0.00087962 | 1.8848 | RIM | [9 empty] | Commercial | Infiltration Reduction - Air Sealing | 0.20648 | 1.01 | 0.20019 | 7.0193e-06 | 2.0844e-05 | 0.031733 | PCT | Industrial | Motor Optimization | 4.9679 | 0.49238 | 13.4332 | 59.6902 | 3.0121 | 443262.1051 | 2 Year Payback
Commercial | Wall Insulation | 2.7657 | 0.93698 | N/A | 0.00037902 | 0.00086681 | 1.8573 | RIM | [9 empty] | Commercial | Infiltration Reduction - Air Sealing | 0.10114 | 1.01 | 0.097788 | 3.4288e-06 | 1.0182e-05 | 0.015501 | PCT | Industrial | Motor Improved Controls | 26.858 | 1.01 | 34.8787 | 8.166 | 123.3881 | 60641.0516 | 2 Year Payback
Commercial | Wall Insulation | 2.419 | 0.7957 | N/A | 3.8279e-05 | 0.00086289 | 1.9129 | RIM | [9 empty] | Commercial | Infiltration Reduction - Air Sealing | 0.6933 | 1.01 | 0.68075 | 2.387e-05 | 7.088e-05 | 0.10791 | PCT | Industrial | Fan System Optimization | 7.3037 | 0.6601 | 15.2742 | 225.0626 | 244.8634 | 1671326.2975 | 2 Year Payback
Commercial | Wall Insulation | 1.8049 | 0.60256 | N/A | 0.00021388 | 0.00038161 | 1.8848 | RIM | [9 empty] | Commercial | Infiltration Reduction - Air Sealing | 0.1957 | 1.01 | 0.18969 | 6.6513e-06 | 1.9751e-05 | 0.030069 | PCT | Industrial | Fan Improved Controls | 11.6982 | 0.53534 | 50.9372 | 72.5588 | 22.9436 | 538825.2141 | 2 Year Payback
Commercial | Wall Insulation | 0 | 0 | N/A | 0 | 0 | 0 | RIM | [9 empty] | Commercial | Infiltration Reduction - Air Sealing | 0.10148 | 1.01 | 0.098123 | 3.4406e-06 | 1.0217e-05 | 0.015554 | PCT | Industrial | Lighting Controls | 14.1881 | 1.01 | 16.0972 | 7.5012 | 57.5708 | 52552.657 | 2 Year Payback
Commercial | Wall Insulation | 0 | 0 | N/A | 0 | 0 | 0 | RIM | [9 empty] | Commercial | Infiltration Reduction - Air Sealing | 0.62461 | 1.01 | 0.61219 | 2.1466e-05 | 6.3742e-05 | 0.097044 | PCT | Industrial | HVAC Improved Controls | 14.8371 | 0.70206 | 72.3831 | 9.0175 | 11.4424 | 63301.5685 | 2 Year Payback
Commercial | Wall Insulation | 0 | 0 | N/A | 0 | 0 | 0 | RIM | [9 empty] | Commercial | Infiltration Reduction - Air Sealing | 0.47175 | 1.01 | 0.46053 | 1.6148e-05 | 4.7951e-05 | 0.073003 | PCT | Industrial | Building Envelope Improvements | 8.8871 | 1.01 | 11.8739 | 4.9109 | 16.8114 | 34473.6184 | 2 Year Payback
Commercial | Wall Insulation | 0 | 0 | N/A | 0 | 0 | 0 | RIM | [9 empty] | Commercial | Infiltration Reduction - Air Sealing | 0.12647 | 1.01 | 0.12237 | 4.2907e-06 | 1.2741e-05 | 0.019398 | PCT | Industrial | HVAC Equipment Upgrades | 4.5363 | 0.4868 | 13.1719 | 29.8249 | 0.017499 | 209365.5158 | 2 Year Payback
Commercial | Wall Insulation | 0 | 0 | N/A | 0 | 0 | 0 | RIM | [9 empty] | Commercial | Infiltration Reduction - Air Sealing | 0.89993 | 1.01 | 0.88844 | 3.1152e-05 | 9.2505e-05 | 0.14083 | PCT | Industrial | Lighting Controls - Exterior | 2.9684 | 0.38135 | 8.8496 | 0 | 0 | 6818.8224 | 2 Year Payback
Commercial | Wall Insulation | 0 | 0 | N/A | 0 | 0 | 0 | RIM | [9 empty] | Commercial | Infiltration Reduction - Air Sealing | 0.67308 | 1.01 | 0.66054 | 2.3161e-05 | 6.8776e-05 | 0.10471 | PCT | Industrial | Efficient Lighting - Exterior | 3.5611 | 0.38152 | 10.9546 | 0 | 0.0054386 | 38470.7608 | 2 Year Payback
Commercial | Wall Insulation | 0 | 0 | N/A | 0 | 0 | 0 | RIM | [9 empty] | Commercial | Infiltration Reduction - Air Sealing | 0.29692 | 1.01 | 0.28855 | 1.0118e-05 | 3.0044e-05 | 0.045741 | PCT | Industrial | Compressed Air System Optimization | 13.2021 | 0.89549 | 23.6393 | 7.3364 | 18.6647 | 54480.2382 | 2 Year Payback
Commercial | Wall Insulation | 0 | 0 | N/A | 0 | 0 | 0 | RIM | [9 empty] | Commercial | Infiltration Reduction - Air Sealing | 0.068212 | 1.01 | 0.065898 | 2.3107e-06 | 6.8614e-06 | 0.010446 | PCT | Industrial | Compressed Air Equipment | 3.6842 | 0.48432 | 9.2872 | 75.4877 | 0.04538 | 560575.4177 | 2 Year Payback
Commercial | Wall Insulation | 0 | 0 | N/A | 0 | 0 | 0 | RIM | [9 empty] | Commercial | Infiltration Reduction - Air Sealing | 0.18804 | 1.01 | 0.18223 | 6.3896e-06 | 1.8973e-05 | 0.028886 | PCT | Industrial | Process Other Systems Optimization | 10.3655 | 0.53968 | 38.3042 | 19.2845 | 6.1928 | 140075.4447 | 2 Year Payback
Commercial | Wall Insulation | 0 | 0 | N/A | 0 | 0 | 0 | RIM | [9 empty] | Commercial | Low U-Value Windows | 0.77186 | 0.55698 | 1.4017 | 0.12531 | 0.0014011 | 337.1148 | RIM | Industrial | Plant Energy Management | 15.7724 | 0.70435 | 54.067 | 13.2669 | 17.7155 | 97233.9798 | 2 Year Payback
Commercial | Wall Insulation | 0 | 0 | N/A | 0 | 0 | 0 | RIM | [9 empty] | Commercial | Low U-Value Windows | 0.77186 | 0.55698 | 1.4017 | 0.12531 | 0.0014011 | 337.1148 | RIM | Industrial | Process Refrig System Optimization | 4.3781 | 0.50091 | 11.0911 | 37.6646 | 3.2599 | 273581.6695 | 2 Year Payback
Commercial | Wall Insulation | 0 | 0 | N/A | 0 | 0 | 0 | RIM | [9 empty] | Commercial | Low U-Value Windows | 0.77186 | 0.55698 | 1.4017 | 0.12531 | 0.0014011 | 337.1148 | RIM | Industrial | Process Refrig Controls | 16.2938 | 1.01 | 23.9616 | 12.2553 | 58.3691 | 89017.8698 | 2 Year Payback
Commercial | Wall Insulation | 0 | 0 | N/A | 0 | 0 | 0 | RIM | [9 empty] | Commercial | Low U-Value Windows | 0.77186 | 0.55698 | 1.4017 | 0.12531 | 0.0014011 | 337.1148 | RIM | Industrial | Pump System Optimization | 7.4195 | 0.58017 | 18.885 | 6.8563 | 4.0692 | 50915.2384 | 2 Year Payback
Commercial | Warehouse Loading Dock Seals | 0.20163 | 0.60256 | N/A | 7.2475e-06 | 1.2931e-05 | 0.063867 | RIM | [9 empty] | Commercial | Low U-Value Windows | 0.77186 | 0.55698 | 1.4017 | 0.12531 | 0.0014011 | 337.1148 | RIM | Industrial | Pump Improved Controls | 17.6632 | 1.01 | 26.3566 | 0.61882 | 3.2995 | 4595.4201 | 2 Year Payback
Commercial | Warehouse Loading Dock Seals | 0.098494 | 0.60256 | N/A | 3.5403e-06 | 6.3167e-06 | 0.031198 | RIM | [9 empty] | Commercial | Low U-Value Windows | 0.77186 | 0.55698 | 1.4017 | 0.12531 | 0.0014011 | 337.1148 | RIM | Industrial | Motor Improved Controls | 103.0858 | 1.01 | 135.5083 | 8.9891 | 587.6064 | 66753.4475 | 2 Year Payback
Commercial | Warehouse Loading Dock Seals | 0.68566 | 0.60256 | N/A | 2.4646e-05 | 4.3973e-05 | 0.21719 | RIM | [9 empty] | Commercial | Low U-Value Windows | 0.69173 | 0.49915 | 1.4017 | 0.14876 | -0.033477 | 337.1148 | RIM | Industrial | Pump Equipment Upgrade | 3.8611 | 0.50223 | 9.4115 | 6.5564 | 0.73013 | 48688.3375 | 2 Year Payback
Commercial | Warehouse Loading Dock Seals | 0.19106 | 0.60256 | N/A | 6.8675e-06 | 1.2253e-05 | 0.060518 | RIM | [9 empty] | Commercial | Low U-Value Windows | 0.66017 | 0.47638 | 1.4017 | 0.11606 | -0.019598 | 337.1148 | RIM | Industrial | Fan System Optimization | 12.9048 | 0.69795 | 35.484 | 47.1881 | 62.3894 | 350421.416 | 2 Year Payback
Commercial | Warehouse Loading Dock Seals | 0.098831 | 0.60256 | N/A | 3.5524e-06 | 6.3384e-06 | 0.031305 | RIM | [9 empty] | Commercial | Low U-Value Windows | 0.77186 | 0.55698 | 1.4017 | 0.12531 | 0.0014011 | 337.1148 | RIM | Industrial | Fan Improved Controls | 12.3328 | 0.64798 | 37.5998 | 48.0614 | 48.6863 | 356906.6953 | 2 Year Payback
Commercial | Warehouse Loading Dock Seals | 0.61661 | 0.60256 | N/A | 2.2164e-05 | 3.9545e-05 | 0.19531 | RIM | [9 empty] | Commercial | Low U-Value Windows | 0.77186 | 0.55698 | 1.4017 | 0.12531 | 0.0014011 | 337.1148 | RIM | Industrial | Lighting Controls | 12.698 | 1.01 | 14.4121 | 1.0953 | 7.087 | 7673.2034 | 2 Year Payback
Commercial | Warehouse Loading Dock Seals | 0.46386 | 0.60256 | N/A | 1.6673e-05 | 2.9748e-05 | 0.14693 | RIM | [9 empty] | Commercial | Low U-Value Windows | 0.77186 | 0.55698 | 1.4017 | 0.12531 | 0.0014011 | 337.1148 | RIM | Industrial | HVAC Improved Controls | 8.6696 | 0.63194 | 24.8211 | 4.839 | 4.141 | 33968.7386 | 2 Year Payback
Commercial | Warehouse Loading Dock Seals | 0.12325 | 0.60256 | N/A | 4.4302e-06 | 7.9045e-06 | 0.03904 | RIM | [9 empty] | Commercial | Low U-Value Windows | 0.77186 | 0.55698 | 1.4017 | 0.12531 | 0.0014011 | 337.1148 | RIM | Industrial | Building Envelope Improvements | 6.1298 | 0.89055 | 8.6787 | 1.404 | 3.3409 | 9856.015 | 2 Year Payback
Commercial | Warehouse Loading Dock Seals | 0.89485 | 0.60256 | N/A | 3.2165e-05 | 5.7389e-05 | 0.28345 | RIM | [9 empty] | Commercial | Low U-Value Windows | 0.66017 | 0.47638 | 1.4017 | 0.11606 | -0.019598 | 337.1148 | RIM | Industrial | HVAC Equipment Upgrades | 3.4809 | 0.4867 | 9.1266 | 2.9799 | 0 | 20918.5285 | 2 Year Payback
Commercial | Warehouse Loading Dock Seals | 0.66531 | 0.60256 | N/A | 2.3914e-05 | 4.2668e-05 | 0.21074 | RIM | [9 empty] | Commercial | Low U-Value Windows | 0.10427 | 0.55698 | 0.18283 | 0.016344 | 0.00018275 | 43.9715 | RIM | Industrial | Lighting Controls - Exterior | 2.9994 | 0.38135 | 8.9566 | 0 | 0 | 1003.3697 | 2 Year Payback
Commercial | Warehouse Loading Dock Seals | 0.29063 | 0.60256 | N/A | 1.0447e-05 | 1.8639e-05 | 0.092059 | RIM | [9 empty] | Commercial | Low U-Value Windows | 0.10427 | 0.55698 | 0.18283 | 0.016344 | 0.00018275 | 43.9715 | RIM | Industrial | Efficient Lighting - Exterior | 3.5619 | 0.3816 | 10.9546 | 0 | 0.0011512 | 5660.8594 | 2 Year Payback
Commercial | Warehouse Loading Dock Seals | 0.066374 | 0.60256 | N/A | 2.3858e-06 | 4.2568e-06 | 0.021024 | RIM | [9 empty] | Commercial | Low U-Value Windows | 0.10427 | 0.55698 | 0.18283 | 0.016344 | 0.00018275 | 43.9715 | RIM | Industrial | Compressed Air System Optimization | 8.1417 | 0.5583 | 23.22 | 1.187 | 0.54388 | 8814.4062 | 2 Year Payback
Commercial | Warehouse Loading Dock Seals | 0.18354 | 0.60256 | N/A | 6.5973e-06 | 1.1771e-05 | 0.058137 | RIM | [9 empty] | Commercial | Low U-Value Windows | 0.10427 | 0.55698 | 0.18283 | 0.016344 | 0.00018275 | 43.9715 | RIM | Industrial | Compressed Air Controls | 15.6868 | 1.01 | 24.5483 | 1.0887 | 4.0931 | 8084.9444 | 2 Year Payback
Commercial | Warehouse Loading Dock Seals | 0.20037 | 0.60256 | N/A | 7.202e-06 | 1.285e-05 | 0.063467 | RIM | [9 empty] | Commercial | Low U-Value Windows | 0.10427 | 0.55698 | 0.18283 | 0.016344 | 0.00018275 | 43.9715 | RIM | Industrial | Compressed Air Equipment | 4.5235 | 0.48436 | 12.103 | 1.9719 | 0.0016681 | 14643.6468 | 2 Year Payback
Commercial | Warehouse Loading Dock Seals | 0.097876 | 0.60256 | N/A | 3.5181e-06 | 6.2771e-06 | 0.031003 | RIM | [9 empty] | Commercial | Low U-Value Windows | 0.10427 | 0.55698 | 0.18283 | 0.016344 | 0.00018275 | 43.9715 | RIM | Industrial | Process Other Systems Optimization | 9.9773 | 1.01 | 12.4212 | 0.52643 | 2.255 | 3823.7724 | 2 Year Payback
Commercial | Warehouse Loading Dock Seals | 0.68136 | 0.60256 | N/A | 2.4491e-05 | 4.3698e-05 | 0.21582 | RIM | [9 empty] | Commercial | Low U-Value Windows | 0.093446 | 0.49915 | 0.18283 | 0.019403 | -0.0043666 | 43.9715 | RIM | Industrial | Plant Energy Management | 16.9478 | 0.75683 | 54.067 | 15.0284 | 24.629 | 109338.0315 | 2 Year Payback
Commercial | Warehouse Loading Dock Seals | 0.18986 | 0.60256 | N/A | 6.8244e-06 | 1.2176e-05 | 0.060139 | RIM | [9 empty] | Commercial | Low U-Value Windows | 0.089182 | 0.47638 | 0.18283 | 0.015138 | -0.0025562 | 43.9715 | RIM | Industrial | Process Heat System Optimization | 9.8872 | 0.58879 | 29.5881 | 0.95939 | 0.59319 | 6968.6853 | 2 Year Payback
Commercial | Warehouse Loading Dock Seals | 0.098212 | 0.60256 | N/A | 3.5302e-06 | 6.2986e-06 | 0.031109 | RIM | [9 empty] | Commercial | Low U-Value Windows | 0.10427 | 0.55698 | 0.18283 | 0.016344 | 0.00018275 | 43.9715 | RIM | Industrial | Process Refrig System Optimization | 17.3479 | 0.55919 | 174.4459 | 7.79 | 3.4213 | 56583.8313 | 2 Year Payback
Commercial | Warehouse Loading Dock Seals | 0.61274 | 0.60256 | N/A | 2.2025e-05 | 3.9297e-05 | 0.19409 | RIM | [9 empty] | Commercial | Low U-Value Windows | 0.10427 | 0.55698 | 0.18283 | 0.016344 | 0.00018275 | 43.9715 | RIM | Industrial | Process Refrig Equipment Upgrade | 5.034 | 0.48678 | 13.8962 | 2.7713 | 0.0028118 | 20129.5865 | 2 Year Payback
Commercial | Warehouse Loading Dock Seals | 0.46095 | 0.60256 | N/A | 1.6568e-05 | 2.9562e-05 | 0.14601 | RIM | [9 empty] | Commercial | Low U-Value Windows | 0.10427 | 0.55698 | 0.18283 | 0.016344 | 0.00018275 | 43.9715 | RIM | Industrial | Pump Improved Controls | 19.5896 | 1.01 | 29.2898 | 0.41041 | 2.561 | 3047.7215 | 2 Year Payback
Commercial | Warehouse Loading Dock Seals | 0.12248 | 0.60256 | N/A | 4.4024e-06 | 7.8549e-06 | 0.038795 | RIM | [9 empty] | Commercial | Low U-Value Windows | 0.10427 | 0.55698 | 0.18283 | 0.016344 | 0.00018275 | 43.9715 | RIM | Industrial | Motor Optimization | 6.0349 | 0.49344 | 17.6621 | 14.2561 | 0.81206 | 105866.4401 | 2 Year Payback
Commercial | Warehouse Loading Dock Seals | 0.88924 | 0.60256 | N/A | 3.1963e-05 | 5.703e-05 | 0.28167 | RIM | [9 empty] | Commercial | Low U-Value Windows | 0.089182 | 0.47638 | 0.18283 | 0.015138 | -0.0025562 | 43.9715 | RIM | Industrial | Motor Improved Controls | 12.0632 | 0.91934 | 19.641 | 0.4129 | 1.1114 | 3066.2258 | 2 Year Payback
Commercial | Warehouse Loading Dock Seals | 0.66114 | 0.60256 | N/A | 2.3764e-05 | 4.2401e-05 | 0.20942 | RIM | [9 empty] | Commercial | Programmable Thermostat | 0.24876 | 0.26561 | 0.92535 | 0.020551 | -0.2844 | 1730.8165 | RIM | Industrial | Fan Improved Controls | 11.2804 | 0.51622 | 50.9372 | 5.2399 | 1.0372 | 38911.9141 | 2 Year Payback
Commercial | Warehouse Loading Dock Seals | 0.28881 | 0.60256 | N/A | 1.0381e-05 | 1.8522e-05 | 0.091482 | RIM | [9 empty] | Commercial | Programmable Thermostat | 0.55429 | 0.38728 | 1.4496 | 0.86408 | 0.25527 | 10337.4835 | RIM | Industrial | Lighting Controls | 15.5153 | 1.01 | 17.5728 | 1.6662 | 14.7675 | 11673.4857 | 2 Year Payback
Commercial | Warehouse Loading Dock Seals | 0.065958 | 0.60256 | N/A | 2.3708e-06 | 4.2301e-06 | 0.020892 | RIM | [9 empty] | Commercial | Programmable Thermostat | 4.0068 | 0.55136 | 8.9114 | 1.5442 | -0.0029304 | 4167.1083 | RIM | Industrial | HVAC Recommissioning | 10.0827 | 0.62171 | 34.8886 | 9.1973 | 7.3162 | 64563.7826 | 2 Year Payback
Commercial | Warehouse Loading Dock Seals | 0.18239 | 0.60256 | N/A | 6.5559e-06 | 1.1697e-05 | 0.057773 | RIM | [9 empty] | Commercial | Programmable Thermostat | 0.68143 | 0.26561 | 3.66 | 0.086367 | -1.1952 | 7273.7057 | RIM | Industrial | HVAC Improved Controls | 6.7421 | 0.93584 | 9.2148 | 4.9987 | 13.2285 | 35090.1596 | 2 Year Payback
Commercial | Water Cooled Refrigeration Heat Recovery | 0.035457 | 0.38538 | N/A | 0 | 0.050273 | 752.0072 | RIM | [9 empty] | Commercial | Programmable Thermostat | 1.3816 | 0.38728 | 3.8591 | 6.3351 | 1.8716 | 75790.8694 | RIM | Industrial | HVAC Equipment Upgrades | 3.7462 | 0.4868 | 10.0656 | 9.6481 | 0.0056609 | 67727.9747 | 2 Year Payback
Commercial | Water Cooled Refrigeration Heat Recovery | 0.059745 | 0.42849 | N/A | 0 | 0.48778 | 4491.4422 | RIM | [9 empty] | Commercial | Programmable Thermostat | 0.74023 | 0.26561 | 4.231 | 0.099841 | -1.3816 | 8408.4813 | RIM | Industrial | Lighting Controls - Exterior | 2.9172 | 0.38135 | 8.6735 | 0 | 0 | 1853.9556 | 2 Year Payback
Commercial | Water Cooled Refrigeration Heat Recovery | 0.34908 | 0.38538 | N/A | 0 | 0.12104 | 1810.5302 | RIM | [9 empty] | Commercial | Programmable Thermostat | 0.59928 | 0.26561 | 2.9685 | 0.95185 | -13.172 | 80163.8039 | RIM | Industrial | Efficient Lighting - Exterior | 3.5604 | 0.38144 | 10.9546 | 0 | 0.00078701 | 10459.736 | 2 Year Payback
Commercial | Water Cooled Refrigeration Heat Recovery | 0.15865 | 0.42849 | N/A | 0 | 0.34321 | 3160.2884 | RIM | [9 empty] | Commercial | Programmable Thermostat | 0.71148 | 0.26561 | 3.943 | 0.071151 | -0.98461 | 5992.2752 | RIM | Industrial | Compressed Air System Optimization | 8.6037 | 0.55165 | 25.9812 | 0.64905 | 0.27071 | 4819.8738 | 2 Year Payback
Commercial | Water Cooled Refrigeration Heat Recovery | 0.15865 | 0.42849 | N/A | 0 | 3.5762 | 32929.7074 | RIM | [9 empty] | Commercial | Programmable Thermostat | 3.4598 | 0.55136 | 7.4286 | 1.6091 | -0.0030535 | 4342.1523 | RIM | Industrial | Compressed Air Controls | 32.5766 | 1.01 | 67.2199 | 0.54102 | 3.8831 | 4017.67 | 2 Year Payback
Commercial | Water Cooled Refrigeration Heat Recovery | 0.16087 | 0.38538 | N/A | 0 | 0.24423 | 3653.327 | RIM | [9 empty] | Commercial | Programmable Thermostat | 0.87885 | 0.55136 | 1.6223 | 0.70282 | -0.0013337 | 1896.5464 | RIM | Industrial | Compressed Air Equipment | 8.5947 | 0.48432 | 32.7762 | 3.2649 | 0.0019054 | 24245.0743 | 2 Year Payback
Commercial | Water Cooled Refrigeration Heat Recovery | 0.089545 | 0.42849 | N/A | 0 | 0.32547 | 2996.9115 | RIM | [9 empty] | Commercial | Programmable Thermostat | 0.35796 | 0.26561 | 1.4435 | 0.084157 | -1.1646 | 7087.571 | RIM | Industrial | Process Other Systems Optimization | 44.7958 | 1.01 | 56.9717 | 0.12282 | 3.5742 | 892.1452 | 2 Year Payback
Commercial | Water Cooled Refrigeration Heat Recovery | 1.0318 | 0.38538 | N/A | 0 | 2.3284 | 34829.6652 | RIM | [9 empty] | Commercial | Programmable Thermostat | 0.13465 | 0.26561 | 0.46329 | 0.0083602 | -0.11569 | 704.082 | RIM | Industrial | Plant Energy Management | 4.7675 | 0.57417 | 10.3789 | 118.727 | 65.0498 | 875489.2368 | 2 Year Payback
Commercial | Water Cooled Refrigeration Heat Recovery | 0.14723 | 0.38538 | N/A | 0 | 0.17405 | 2603.5309 | RIM | [9 empty] | Commercial | Programmable Thermostat | 0.24876 | 0.26561 | 0.92535 | 0.020551 | -0.2844 | 1730.8165 | RIM | Industrial | Process Other Equipment Upgrades | 5.1456 | 0.48677 | 14.3257 | 4.1809 | 0.004006 | 30368.7563 | 2 Year Payback
Commercial | Water Cooled Refrigeration Heat Recovery | 0.37513 | 0.42849 | N/A | 0 | 0.20489 | 1886.5835 | RIM | [9 empty] | Commercial | Programmable Thermostat | 0.55429 | 0.38728 | 1.4496 | 0.86408 | 0.25527 | 10337.4835 | RIM | Industrial | Pump Improved Controls | 37.9979 | 1.01 | 57.3187 | 2.5443 | 37.9578 | 18894.085 | 2 Year Payback
Commercial | Water Cooled Refrigeration Heat Recovery | 0.065413 | 0.38538 | N/A | 0 | 0.055087 | 824.0137 | RIM | [9 empty] | Commercial | Programmable Thermostat | 4.0068 | 0.55136 | 8.9114 | 1.5442 | -0.0029304 | 4167.1083 | RIM | Industrial | Motor Optimization | 5.8833 | 0.51663 | 15.9148 | 23.9197 | 4.7953 | 177628.9684 | 2 Year Payback
Commercial | Water Cooled Refrigeration Heat Recovery | 0.059745 | 0.42849 | N/A | 0 | 0.33443 | 3079.4163 | RIM | [9 empty] | Commercial | Programmable Thermostat | 0.68143 | 0.26561 | 3.66 | 0.086367 | -1.1952 | 7273.7057 | RIM | Industrial | Motor Improved Controls | 51.759 | 1.01 | 86.2823 | 6.9278 | 123.1664 | 51446.0883 | 2 Year Payback
Commercial | Water Cooled Refrigeration Heat Recovery | 0.0173 | 0.38538 | N/A | 0 | 0.020451 | 305.9104 | RIM | [9 empty] | Commercial | Programmable Thermostat | 1.3816 | 0.38728 | 3.8591 | 6.3351 | 1.8716 | 75790.8694 | RIM | Industrial | Motor Equipment Upgrades | 6.2442 | 0.48469 | 19.0976 | 6.2014 | 0.017574 | 46052.2492 | 2 Year Payback
Commercial | Water Cooled Refrigeration Heat Recovery | 0.035457 | 0.38538 | N/A | 0 | 0.050273 | 752.0072 | RIM | [9 empty] | Commercial | Programmable Thermostat | 0.74023 | 0.26561 | 4.231 | 0.099841 | -1.3816 | 8408.4813 | RIM | Industrial | Fan System Optimization | 11.2003 | 0.60353 | 35.7443 | 48.8267 | 36.0343 | 362589.2424 | 2 Year Payback
Commercial | Water Cooled Refrigeration Heat Recovery | 0.059745 | 0.42849 | N/A | 0 | 0.48778 | 4491.4422 | RIM | [9 empty] | Commercial | Programmable Thermostat | 0.59928 | 0.26561 | 2.9685 | 0.95185 | -13.172 | 80163.8039 | RIM | Industrial | Fan Improved Controls | 17.3492 | 0.79395 | 50.9372 | 17.1268 | 32.8152 | 127184.6331 | 2 Year Payback
Commercial | Water Cooled Refrigeration Heat Recovery | 0.34908 | 0.38538 | N/A | 0 | 0.12104 | 1810.5302 | RIM | [9 empty] | Commercial | Programmable Thermostat | 0.71148 | 0.26561 | 3.943 | 0.071151 | -0.98461 | 5992.2752 | RIM | Industrial | HVAC Improved Controls | 14.0751 | 0.66466 | 72.9057 | 28.1606 | 29.5274 | 197682.2807 | 2 Year Payback
Commercial | Water Cooled Refrigeration Heat Recovery | 0.15865 | 0.42849 | N/A | 0 | 0.34321 | 3160.2884 | RIM | [9 empty] | Commercial | Programmable Thermostat | 3.4598 | 0.55136 | 7.4286 | 1.6091 | -0.0030535 | 4342.1523 | RIM | Industrial | HVAC Equipment Upgrades | 3.7462 | 0.4868 | 10.0656 | 3.8257 | 0.0022447 | 26855.5661 | 2 Year Payback
Commercial | Water Cooled Refrigeration Heat Recovery | 0.15865 | 0.42849 | N/A | 0 | 3.5762 | 32929.7074 | RIM | [9 empty] | Commercial | Programmable Thermostat | 0.87885 | 0.55136 | 1.6223 | 0.70282 | -0.0013337 | 1896.5464 | RIM | Industrial | Efficient Lighting - Exterior | 3.5645 | 0.38188 | 10.9546 | 0 | 0.012876 | 29333.5239 | 2 Year Payback
Commercial | Water Cooled Refrigeration Heat Recovery | 0.16087 | 0.38538 | N/A | 0 | 0.24423 | 3653.327 | RIM | [9 empty] | Commercial | Programmable Thermostat | 0.35796 | 0.26561 | 1.4435 | 0.084157 | -1.1646 | 7087.571 | RIM | Industrial | Compressed Air System Optimization | 8.0483 | 0.52131 | 25.5344 | 3.6173 | 0.82987 | 26862.0171 | 2 Year Payback
Commercial | Water Cooled Refrigeration Heat Recovery | 0.089545 | 0.42849 | N/A | 0 | 0.32547 | 2996.9115 | RIM | [9 empty] | Commercial | Programmable Thermostat | 0.13465 | 0.26561 | 0.46329 | 0.0083602 | -0.11569 | 704.082 | RIM | Industrial | Compressed Air Controls | 128.4147 | 1.01 | 254.1267 | 1.7134 | 67.1867 | 12723.8185 | 2 Year Payback
Commercial | Water Cooled Refrigeration Heat Recovery | 1.0318 | 0.38538 | N/A | 0 | 2.3284 | 34829.6652 | RIM | [9 empty] | Commercial | Roof Insulation | 0.43127 | 0.77295 | 0.55079 | 5.0069e-06 | 0.00011287 | 0.25021 | RIM | Industrial | Compressed Air Equipment | 3.4667 | 0.48432 | 8.6097 | 51.065 | 0.030768 | 379211.5144 | 2 Year Payback
Commercial | Water Cooled Refrigeration Heat Recovery | 0.14723 | 0.38538 | N/A | 0 | 0.17405 | 2603.5309 | RIM | [9 empty] | Commercial | Roof Insulation | 0.46021 | 0.82481 | 0.55079 | 0.00010348 | 6.0955e-05 | 0.25021 | RIM | Industrial | Plant Energy Management | 5.6372 | 0.56403 | 13.2608 | 74.7727 | 35.9801 | 549253.5812 | 2 Year Payback
Commercial | Water Cooled Refrigeration Heat Recovery | 0.37513 | 0.42849 | N/A | 0 | 0.20489 | 1886.5835 | RIM | [9 empty] | Commercial | Roof Insulation | 0.50785 | 0.91019 | 0.55079 | 5.1061e-05 | 0.00011677 | 0.25021 | RIM | Industrial | Process Heat Equipment Upgrade | 4.5886 | 0.48671 | 12.2566 | 17.7256 | 0.010464 | 128751.8678 | 2 Year Payback
Commercial | Water Cooled Refrigeration Heat Recovery | 0.065413 | 0.38538 | N/A | 0 | 0.055087 | 824.0137 | RIM | [9 empty] | Commercial | Roof Insulation | 0.43127 | 0.77295 | 0.55079 | 5.0069e-06 | 0.00011287 | 0.25021 | RIM | Industrial | Process Refrig System Optimization | 81.0439 | 1.01 | 568.9632 | 1.7478 | 21.4031 | 12695.3137 | 2 Year Payback
Commercial | Water Cooled Refrigeration Heat Recovery | 0.059745 | 0.42849 | N/A | 0 | 0.33443 | 3079.4163 | RIM | [9 empty] | Commercial | Roof Insulation | 0.46021 | 0.82481 | 0.55079 | 0.00010348 | 6.0955e-05 | 0.25021 | RIM | Industrial | Pump System Optimization | 11.6989 | 0.57719 | 42.9099 | 5.9441 | 3.4185 | 44141.2821 | 2 Year Payback
Commercial | Water Cooled Refrigeration Heat Recovery | 0.0173 | 0.38538 | N/A | 0 | 0.020451 | 305.9104 | RIM | [9 empty] | Commercial | Roof Insulation | 0.43127 | 0.77295 | 0.55079 | 5.0069e-06 | 0.00011287 | 0.25021 | RIM | Industrial | Pump Improved Controls | 32.6615 | 1.01 | 49.1934 | 1.5413 | 19.1167 | 11445.8363 | 2 Year Payback
Commercial | Waterside Economizer | 0.033253 | 0.59238 | N/A | 4.3604 | 0 | 10741.0246 | RIM | [9 empty] | Commercial | Roof Insulation | 0.46021 | 0.82481 | 0.55079 | 0.00010348 | 6.0955e-05 | 0.25021 | RIM | Industrial | Motor Optimization | 5.7099 | 0.51177 | 15.4563 | 18.4624 | 3.1456 | 137102.9842 | 2 Year Payback
Commercial | Waterside Economizer | 0.036891 | 0.59238 | N/A | 4.8375 | 0 | 11916.2094 | RIM | [9 empty] | Commercial | Roof Insulation | 0.43127 | 0.77295 | 0.55079 | 5.0069e-06 | 0.00011287 | 0.25021 | RIM | Industrial | Motor Improved Controls | 32.2229 | 1.01 | 55.2962 | 1.084 | 10.1211 | 8049.7308 | 2 Year Payback
Commercial | Waterside Economizer | 0.018369 | 0.59238 | N/A | 2.4088 | 0 | 5933.4505 | RIM | [9 empty] | Commercial | Roof Insulation | 0.43127 | 0.77295 | 0.55079 | 5.0069e-06 | 0.00011287 | 0.25021 | RIM | Industrial | Pump Equipment Upgrade | 3.5941 | 0.50592 | 8.53 | 3.5013 | 0.46977 | 26001.014 | 2 Year Payback
Commercial | Waterside Economizer | 0.072357 | 0.59238 | N/A | 9.4882 | 0 | 23372.2065 | RIM | [9 empty] | Commercial | Roof Insulation | 0.50785 | 0.91019 | 0.55079 | 5.1061e-05 | 0.00011677 | 0.25021 | RIM | Industrial | Fan System Optimization | 18.313 | 0.78131 | 60.7967 | 97.023 | 178.3071 | 720498.0897 | 2 Year Payback
Commercial | Waterside Economizer | 0.068541 | 0.59238 | N/A | 8.9878 | 0 | 22139.4952 | RIM | [9 empty] | Commercial | Roof Insulation | 0.50785 | 0.91019 | 0.55079 | 5.1061e-05 | 0.00011677 | 0.25021 | RIM | Industrial | Fan Improved Controls | 15.7774 | 0.72202 | 50.9372 | 8.3158 | 12.2327 | 61753.2457 | 2 Year Payback
Commercial | Waterside Economizer | 0.017962 | 0.59238 | N/A | 2.3554 | 0 | 5801.9613 | RIM | [9 empty] | Commercial | Roof Insulation | 0.43127 | 0.77295 | 0.55079 | 5.0069e-06 | 0.00011287 | 0.25021 | RIM | Industrial | Fan Equipment Upgrades | 3.44 | 0.48423 | 8.53 | 1.5007 | 2.0577e-05 | 11144.1513 | 2 Year Payback
Commercial | Waterside Economizer | 0.054929 | 0.59238 | N/A | 7.2029 | 0 | 17742.8249 | RIM | [9 empty] | Commercial | Roof Insulation | 0.32659 | 0.58533 | 0.55079 | 2.8393e-05 | 5.0661e-05 | 0.25021 | RIM | Industrial | HVAC Recommissioning | 0.88114 | 0.82101 | 1.076 | 106.4588 | 209.7025 | 747322.4633 | TRC
Commercial | Waterside Economizer | 0.018573 | 0.59238 | N/A | 2.4354 | 0 | 5999.1951 | RIM | [9 empty] | Commercial | Roof Insulation | 0.21602 | 0.77295 | 0.27367 | 2.4877e-06 | 5.6079e-05 | 0.12432 | RIM | Industrial | HVAC Improved Controls | 8.8535 | 0.70071 | 21.3849 | 13.5428 | 17.077 | 95068.3499 | 2 Year Payback
Commercial | Waterside Economizer | 0.037425 | 0.59238 | N/A | 4.9076 | 0 | 12088.789 | RIM | [9 empty] | Commercial | Roof Insulation | 0.23051 | 0.82481 | 0.27367 | 5.1417e-05 | 3.0286e-05 | 0.12432 | RIM | Industrial | Building Envelope Improvements | 5.5235 | 0.73662 | 9.7196 | 11.9843 | 17.6473 | 84127.6842 | 2 Year Payback
Commercial | Waterside Economizer | 0.053886 | 0.59238 | N/A | 7.0661 | 0 | 17405.8838 | RIM | [9 empty] | Commercial | Roof Insulation | 0.25437 | 0.91019 | 0.27367 | 2.537e-05 | 5.8021e-05 | 0.12432 | RIM | Industrial | HVAC Equipment Upgrades | 3.2775 | 0.4868 | 8.4327 | 21.7241 | 0.012746 | 152499.2808 | 2 Year Payback
Commercial | Waterside Economizer | 0.042234 | 0.59238 | N/A | 5.5381 | 0 | 13642.0052 | RIM | [9 empty] | Commercial | Roof Insulation | 0.21602 | 0.77295 | 0.27367 | 2.4877e-06 | 5.6079e-05 | 0.12432 | RIM | Industrial | Efficient Lighting - Exterior | 3.5623 | 0.38165 | 10.9546 | 0 | 0.0060272 | 24539.4621 | 2 Year Payback
Commercial | Waterside Economizer | 0.036713 | 0.59238 | N/A | 4.8142 | 0 | 11858.6828 | RIM | [9 empty] | Commercial | Roof Insulation | 0.23051 | 0.82481 | 0.27367 | 5.1417e-05 | 3.0286e-05 | 0.12432 | RIM | Industrial | Compressed Air System Optimization | 10.5401 | 0.67082 | 26.3133 | 2.4305 | 2.8056 | 18049.1432 | 2 Year Payback
Commercial | Waterside Economizer | 0.0080651 | 0.59238 | N/A | 1.0576 | 0 | 2605.1299 | RIM | [9 empty] | Commercial | Roof Insulation | 0.21602 | 0.77295 | 0.27367 | 2.4877e-06 | 5.6079e-05 | 0.12432 | RIM | Industrial | Compressed Air Controls | 15.0452 | 0.98921 | 24.8971 | 4.9038 | 15.3189 | 36415.8827 | 2 Year Payback
Commercial | Waterside Economizer | 0.033253 | 0.59238 | N/A | 4.3604 | 0 | 10741.0246 | RIM | [9 empty] | Commercial | Roof Insulation | 0.23051 | 0.82481 | 0.27367 | 5.1417e-05 | 3.0286e-05 | 0.12432 | RIM | Industrial | Compressed Air Equipment | 4.6886 | 0.48433 | 12.6994 | 4.0542 | 0.0024481 | 30106.8043 | 2 Year Payback
Commercial | Waterside Economizer | 0.036891 | 0.59238 | N/A | 4.8375 | 0 | 11916.2094 | RIM | [9 empty] | Commercial | Roof Insulation | 0.21602 | 0.77295 | 0.27367 | 2.4877e-06 | 5.6079e-05 | 0.12432 | RIM | Industrial | Process Other Systems Optimization | 16.3929 | 0.73206 | 54.067 | 0.54785 | 0.81365 | 3979.3845 | 2 Year Payback
Commercial | Waterside Economizer | 0.018369 | 0.59238 | N/A | 2.4088 | 0 | 5933.4505 | RIM | [9 empty] | Commercial | Roof Insulation | 0.21602 | 0.77295 | 0.27367 | 2.4877e-06 | 5.6079e-05 | 0.12432 | RIM | Industrial | Plant Energy Management | 14.6287 | 0.65327 | 54.067 | 18.3201 | 18.6269 | 133732.9029 | 2 Year Payback
Commercial | Waterside Economizer | 0.072357 | 0.59238 | N/A | 9.4882 | 0 | 23372.2065 | RIM | [9 empty] | Commercial | Roof Insulation | 0.25437 | 0.91019 | 0.27367 | 2.537e-05 | 5.8021e-05 | 0.12432 | RIM | Industrial | Process Heat System Optimization | 5.3664 | 0.78819 | 8.0962 | 0.19523 | 0.35626 | 1418.0451 | 2 Year Payback
Commercial | Waterside Economizer | 0.068541 | 0.59238 | N/A | 8.9878 | 0 | 22139.4952 | RIM | [9 empty] | Commercial | Roof Insulation | 0.25437 | 0.91019 | 0.27367 | 2.537e-05 | 5.8021e-05 | 0.12432 | RIM | Industrial | Pump System Optimization | 3.6503 | 0.49605 | 8.9104 | 13.964 | 1.0211 | 103697.2396 | 2 Year Payback
Commercial | Waterside Economizer | 0.017962 | 0.59238 | N/A | 2.3554 | 0 | 5801.9613 | RIM | [9 empty] | Commercial | Roof Insulation | 0.21602 | 0.77295 | 0.27367 | 2.4877e-06 | 5.6079e-05 | 0.12432 | RIM | Industrial | Pump Improved Controls | 18.1183 | 1.01 | 27.0495 | 0.71648 | 3.9739 | 5320.6019 | 2 Year Payback
Commercial | Waterside Economizer | 0.054929 | 0.59238 | N/A | 7.2029 | 0 | 17742.8249 | RIM | [9 empty] | Commercial | Roof Insulation | 0.16358 | 0.58533 | 0.27367 | 1.4108e-05 | 2.5171e-05 | 0.12432 | RIM | Industrial | Motor Improved Controls | 60.6414 | 1.01 | 91.7963 | 0.71211 | 18.2259 | 5288.1861 | 2 Year Payback
Commercial | Waterside Economizer | 0.018573 | 0.59238 | N/A | 2.4354 | 0 | 5999.1951 | RIM | [9 empty] | Commercial | Smart Thermostat | 0.39535 | 0.26561 | 1.6416 | 0.057087 | -0.78999 | 4807.8235 | RIM | Industrial | Pump Equipment Upgrade | 3.8179 | 0.49661 | 9.4115 | 5.6322 | 0.43153 | 41824.7917 | 2 Year Payback
Commercial | Waterside Economizer | 0.037425 | 0.59238 | N/A | 4.9076 | 0 | 12088.789 | RIM | [9 empty] | Commercial | Smart Thermostat | 0.95313 | 0.38728 | 2.5717 | 2.4002 | 0.70909 | 28715.232 | RIM | Industrial | Fan Improved Controls | 14.0428 | 0.64264 | 50.9372 | 3.6728 | 3.5993 | 27274.6861 | 2 Year Payback
Commercial | Waterside Economizer | 0.053886 | 0.59238 | N/A | 7.0661 | 0 | 17405.8838 | RIM | [9 empty] | Commercial | Smart Thermostat | 6.1232 | 0.55136 | 15.8091 | 4.2896 | -0.0081399 | 11575.3008 | RIM | Industrial | Lighting Controls | 8.7393 | 0.92593 | 11.1014 | 6.6756 | 16.6217 | 46768.735 | 2 Year Payback
Commercial | Waterside Economizer | 0.042234 | 0.59238 | N/A | 5.5381 | 0 | 13642.0052 | RIM | [9 empty] | Commercial | Smart Thermostat | 0.91687 | 0.26561 | 6.4929 | 0.23991 | -3.3199 | 20204.7382 | RIM | Industrial | HVAC Improved Controls | 26.639 | 1.01 | 205.6219 | 10.967 | 35.3065 | 76986.1335 | 2 Year Payback
Commercial | Waterside Economizer | 0.036713 | 0.59238 | N/A | 4.8142 | 0 | 11858.6828 | RIM | [9 empty] | Commercial | Smart Thermostat | 2.2716 | 0.38728 | 6.8461 | 17.5975 | 5.1988 | 210530.1929 | RIM | Industrial | Building Envelope Improvements | 7.3755 | 0.81816 | 12.5529 | 12.0615 | 23.5555 | 84669.4452 | 2 Year Payback
Commercial | Waterside Economizer | 0.0080651 | 0.59238 | N/A | 1.0576 | 0 | 2605.1299 | RIM | [9 empty] | Commercial | Smart Thermostat | 0.97564 | 0.26561 | 7.5059 | 0.27734 | -3.8379 | 23356.8925 | RIM | Industrial | Lighting Controls - Exterior | 3.5994 | 0.38135 | 11.1014 | 0 | 0 | 3956.0478 | 2 Year Payback
Commercial | Window Sun Protection | 0.22749 | 0.47838 | N/A | 0.042491 | -0.010532 | 111.1908 | RIM | [9 empty] | Commercial | Smart Thermostat | 0.83051 | 0.26561 | 5.2662 | 2.644 | -36.5889 | 222677.233 | RIM | Industrial | Efficient Lighting - Exterior | 3.5603 | 0.38143 | 10.9546 | 0 | 0.0014541 | 22319.4209 | 2 Year Payback
Commercial | Window Sun Protection | 0.22749 | 0.47838 | N/A | 0.042491 | -0.010532 | 111.1908 | RIM | [9 empty] | Commercial | Smart Thermostat | 0.94721 | 0.26561 | 6.9949 | 0.19764 | -2.735 | 16645.2088 | RIM | Industrial | Compressed Air System Optimization | 7.3774 | 0.62023 | 16.952 | 1.1879 | 0.99942 | 8821.4839 | 2 Year Payback
Commercial | Window Sun Protection | 0.22749 | 0.47838 | N/A | 0.042491 | -0.010532 | 111.1908 | RIM | [9 empty] | Commercial | Smart Thermostat | 5.3892 | 0.55136 | 13.1786 | 4.4698 | -0.0084818 | 12061.5342 | RIM | Industrial | Compressed Air Controls | 25.5063 | 0.8086 | 192.8319 | 2.3968 | 4.8095 | 17798.9695 | 2 Year Payback
Commercial | Window Sun Protection | 0.22749 | 0.47838 | N/A | 0.042491 | -0.010532 | 111.1908 | RIM | [9 empty] | Commercial | Smart Thermostat | 1.506 | 0.55136 | 2.878 | 1.9523 | -0.0037047 | 5268.1844 | RIM | Industrial | Compressed Air Equipment | 12.7932 | 0.48423 | 86.935 | 0.50816 | 8.9104e-06 | 3773.6368 | 2 Year Payback
Commercial | Window Sun Protection | 0.22749 | 0.47838 | N/A | 0.042491 | -0.010532 | 111.1908 | RIM | [9 empty] | Commercial | Smart Thermostat | 0.54401 | 0.26561 | 2.5608 | 0.23377 | -3.235 | 19687.6973 | RIM | Industrial | Plant Energy Management | 12.785 | 0.57094 | 54.067 | 20.5478 | 10.5865 | 149884.6596 | 2 Year Payback
Commercial | Window Sun Protection | 0.22749 | 0.47838 | N/A | 0.042491 | -0.010532 | 111.1908 | RIM | [9 empty] | Commercial | Smart Thermostat | 0.22473 | 0.26561 | 0.82189 | 0.023223 | -0.32136 | 1955.7834 | RIM | Industrial | Process Refrig System Optimization | 45.4459 | 1.01 | 316.3405 | 0.36348 | 2.0259 | 2640.1645 | 2 Year Payback
Commercial | Window Sun Protection | 0.18641 | 0.39199 | N/A | 0.049635 | -0.024541 | 111.1908 | RIM | [9 empty] | Commercial | Smart Thermostat | 0.39535 | 0.26561 | 1.6416 | 0.057087 | -0.78999 | 4807.8235 | RIM | Industrial | Process Refrig Equipment Upgrade | 3.4567 | 0.48685 | 8.5242 | 0.81373 | 0.0011802 | 5910.6576 | 2 Year Payback
Commercial | Window Sun Protection | 0.14759 | 0.30402 | N/A | 0.058425 | -0.042841 | 111.1908 | RIM | [9 empty] | Commercial | Smart Thermostat | 0.95313 | 0.38728 | 2.5717 | 2.4002 | 0.70909 | 28715.232 | RIM | Industrial | Pump System Optimization | 18.1494 | 0.60184 | 149.5997 | 3.9037 | 2.8403 | 28988.8574 | 2 Year Payback
Commercial | Window Sun Protection | 0.22749 | 0.47838 | N/A | 0.042491 | -0.010532 | 111.1908 | RIM | [9 empty] | Commercial | Smart Thermostat | 6.1232 | 0.55136 | 15.8091 | 4.2896 | -0.0081399 | 11575.3008 | RIM | Industrial | Pump Improved Controls | 19.7487 | 1.01 | 29.5321 | 0.43806 | 2.7664 | 3253.065 | 2 Year Payback
Commercial | Window Sun Protection | 0.22749 | 0.47838 | N/A | 0.042491 | -0.010532 | 111.1908 | RIM | [9 empty] | Commercial | Smart Thermostat | 0.91687 | 0.26561 | 6.4929 | 0.23991 | -3.3199 | 20204.7382 | RIM | Industrial | Motor Optimization | 6.7537 | 0.50265 | 20.3749 | 6.4343 | 0.73341 | 47781.5897 | 2 Year Payback
Commercial | Window Sun Protection | 0.22749 | 0.47838 | N/A | 0.042491 | -0.010532 | 111.1908 | RIM | [9 empty] | Commercial | Smart Thermostat | 2.2716 | 0.38728 | 6.8461 | 17.5975 | 5.1988 | 210530.1929 | RIM | Industrial | Motor Improved Controls | 27.7262 | 1.01 | 41.6788 | 0.4407 | 4.4405 | 3272.6302 | 2 Year Payback
Commercial | Window Sun Protection | 0.22749 | 0.47838 | N/A | 0.042491 | -0.010532 | 111.1908 | RIM | [9 empty] | Commercial | Smart Thermostat | 0.97564 | 0.26561 | 7.5059 | 0.27734 | -3.8379 | 23356.8925 | RIM | Industrial | Pump Equipment Upgrade | 4.3088 | 0.48713 | 11.2655 | 1.8446 | 0.033091 | 13697.7443 | 2 Year Payback
Commercial | Window Sun Protection | 0.14759 | 0.30402 | N/A | 0.058425 | -0.042841 | 111.1908 | RIM | [9 empty] | Commercial | Smart Thermostat | 0.83051 | 0.26561 | 5.2662 | 2.644 | -36.5889 | 222677.233 | RIM | Industrial | Fan System Optimization | 21.469 | 0.62652 | 384.9797 | 31.8725 | 28.0558 | 236686.7584 | 2 Year Payback
Commercial | Window Sun Protection | 0.13649 | 0.47838 | N/A | 0.025494 | -0.0063194 | 66.7145 | RIM | [9 empty] | Commercial | Smart Thermostat | 0.94721 | 0.26561 | 6.9949 | 0.19764 | -2.735 | 16645.2088 | RIM | Industrial | Fan Improved Controls | 15.4184 | 0.70559 | 50.9372 | 2.1258 | 2.9111 | 15786.209 | 2 Year Payback
Commercial | Window Sun Protection | 0.13649 | 0.47838 | N/A | 0.025494 | -0.0063194 | 66.7145 | RIM | [9 empty] | Commercial | Smart Thermostat | 5.3892 | 0.55136 | 13.1786 | 4.4698 | -0.0084818 | 12061.5342 | RIM | Industrial | Fan Equipment Upgrades | 4.2834 | 0.48426 | 11.2655 | 0.77902 | 0.00013707 | 5785.0059 | 2 Year Payback
Commercial | Window Sun Protection | 0.13649 | 0.47838 | N/A | 0.025494 | -0.0063194 | 66.7145 | RIM | [9 empty] | Commercial | Smart Thermostat | 1.506 | 0.55136 | 2.878 | 1.9523 | -0.0037047 | 5268.1844 | RIM | Industrial | Lighting Controls | 8.1596 | 1.01 | 9.1501 | 0.97034 | 3.2955 | 6798.0735 | 2 Year Payback
Commercial | Window Sun Protection | 0.13649 | 0.47838 | N/A | 0.025494 | -0.0063194 | 66.7145 | RIM | [9 empty] | Commercial | Smart Thermostat | 0.54401 | 0.26561 | 2.5608 | 0.23377 | -3.235 | 19687.6973 | RIM | Industrial | HVAC Improved Controls | 26.9407 | 1.01 | 62.986 | 0.086864 | 0.55051 | 609.7671 | 2 Year Payback
Commercial | Window Sun Protection | 0.13649 | 0.47838 | N/A | 0.025494 | -0.0063194 | 66.7145 | RIM | [9 empty] | Commercial | Smart Thermostat | 0.22473 | 0.26561 | 0.82189 | 0.023223 | -0.32136 | 1955.7834 | RIM | Industrial | Building Envelope Improvements | 6.6803 | 0.89608 | 9.6443 | 0.217 | 0.52342 | 1523.2948 | 2 Year Payback
Commercial | Window Sun Protection | 0.13649 | 0.47838 | N/A | 0.025494 | -0.0063194 | 66.7145 | RIM | [9 empty] | Commercial | Thermal Energy Storage | 1.0413 | 1.01 | 1.0286 | 3.9872 | 1.1505 | -633.7788 | 2 Year Payback | Industrial | Lighting Controls - Exterior | 2.8741 | 0.38135 | 8.5257 | 0 | 0 | 629.4231 | 2 Year Payback
Commercial | Window Sun Protection | 0.11184 | 0.39199 | N/A | 0.029781 | -0.014724 | 66.7145 | RIM | [9 empty] | Commercial | Thermal Energy Storage | 1.0413 | 1.01 | 1.0286 | 23.8142 | 6.8715 | -3785.3107 | 2 Year Payback | Industrial | Efficient Lighting - Exterior | 3.5622 | 0.38164 | 10.9546 | 0 | 0.00084159 | 3551.1097 | 2 Year Payback
Commercial | Window Sun Protection | 0.089231 | 0.30402 | N/A | 0.035055 | -0.025705 | 66.7145 | RIM | [9 empty] | Commercial | Thermal Energy Storage | 1.0413 | 1.01 | 1.0286 | 9.5997 | 2.77 | -1525.8839 | 2 Year Payback | Industrial | Compressed Air System Optimization | 10.1185 | 0.62922 | 27.3946 | 0.68954 | 0.61848 | 5120.5249 | 2 Year Payback
Commercial | Window Sun Protection | 0.13649 | 0.47838 | N/A | 0.025494 | -0.0063194 | 66.7145 | RIM | [9 empty] | Commercial | Thermal Energy Storage | 1.0413 | 1.01 | 1.0286 | 16.7563 | 4.835 | -2663.437 | 2 Year Payback | Industrial | Compressed Air Controls | 16.7725 | 1.01 | 28.3677 | 0.84462 | 2.9054 | 6272.2137 | 2 Year Payback
Commercial | Window Sun Protection | 0.13649 | 0.47838 | N/A | 0.025494 | -0.0063194 | 66.7145 | RIM | [9 empty] | Commercial | Thermal Energy Storage | 1.0413 | 1.01 | 1.0286 | 174.5978 | 50.3796 | -27752.5944 | 2 Year Payback | Industrial | Compressed Air Equipment | 4.0178 | 0.48428 | 10.368 | 2.1246 | 0.00071468 | 15777.5537 | 2 Year Payback
Commercial | Window Sun Protection | 0.13649 | 0.47838 | N/A | 0.025494 | -0.0063194 | 66.7145 | RIM | [9 empty] | Commercial | Thermal Energy Storage | 1.0413 | 1.01 | 1.0286 | 19.3704 | 5.5893 | -3078.9615 | 2 Year Payback | Industrial | Process Other Systems Optimization | 14.3878 | 0.64251 | 54.067 | 0.35076 | 0.33089 | 2547.8001 | 2 Year Payback
Commercial | Window Sun Protection | 0.13649 | 0.47838 | N/A | 0.025494 | -0.0063194 | 66.7145 | RIM | [9 empty] | Commercial | Thermal Energy Storage | 1.0413 | 1.01 | 1.0286 | 15.89 | 4.585 | -2525.7458 | 2 Year Payback | Industrial | Plant Energy Management | 20.2012 | 0.90212 | 54.067 | 7.2812 | 18.586 | 53527.7697 | 2 Year Payback
Commercial | Window Sun Protection | 0.089231 | 0.30402 | N/A | 0.035055 | -0.025705 | 66.7145 | RIM | [9 empty] | Commercial | Thermal Energy Storage | 1.0413 | 1.01 | 1.0286 | 184.6717 | 53.2863 | -29353.8464 | 2 Year Payback | Industrial | Pump System Optimization | 0 | 0 | 0 | 0 | 0 | 0 | TRC
Commercial | Bi-Level Lighting Control (Interior) | 0.56929 | 0.31822 | N/A | 0.0012256 | 0 | 445.78 | RIM | [9 empty] | Commercial | Thermal Energy Storage | 1.0413 | 1.01 | 1.0286 | 13.8043 | 3.9832 | -2194.2113 | 2 Year Payback | Industrial | Pump Improved Controls | 18.8295 | 1.01 | 28.1324 | 0.3552 | 2.0892 | 2637.7681 | 2 Year Payback
Commercial | Bi-Level Lighting Control (Interior) | 0.87253 | 0.31822 | N/A | 0.0018785 | 0 | 683.24 | RIM | [9 empty] | Commercial | Thermal Energy Storage | 1.0413 | 1.01 | 1.0286 | 10.0029 | 2.8863 | -1589.9803 | 2 Year Payback | Industrial | Motor Optimization | 6.6538 | 0.51489 | 19.187 | 3.8643 | 0.73305 | 28696.2227 | 2 Year Payback
Commercial | Bi-Level Lighting Control (Interior) | 1.1199 | 0.32475 | N/A | 0.010616 | 0 | 859.32 | RIM | [9 empty] | Commercial | Thermal Energy Storage | 1.0413 | 1.01 | 1.0286 | 4.369 | 1.2607 | -694.4647 | 2 Year Payback | Industrial | Motor Improved Controls | 22.0476 | 1.01 | 33.0323 | 0.35736 | 2.6441 | 2653.8038 | 2 Year Payback
Commercial | Bi-Level Lighting Control (Interior) | 0.99526 | 0.31822 | N/A | 0.0021427 | 0 | 779.34 | RIM | [9 empty] | Commercial | Thermal Energy Storage | 1.0413 | 1.01 | 1.0286 | 16.3275 | 4.7112 | -2595.2794 | 2 Year Payback | Industrial | Motor Equipment Upgrades | 6.5285 | 0.48442 | 20.4714 | 0.29358 | 0.00034329 | 2180.1224 | 2 Year Payback
Commercial | Bi-Level Lighting Control (Interior) | 1.3464 | 0.31822 | N/A | 0.0028987 | 0 | 1054.31 | RIM | [9 empty] | Commercial | Thermal Energy Storage | 1.0413 | 1.01 | 1.0286 | 1.622 | 0.46802 | -257.8161 | 2 Year Payback | Industrial | Fan Improved Controls | 14.0428 | 0.64264 | 50.9372 | 1.6797 | 1.6461 | 12473.6411 | 2 Year Payback
Commercial | Bi-Level Lighting Control (Interior) | 0.65302 | 0.31822 | N/A | 0.0014059 | 0 | 511.345 | RIM | [9 empty] | Commercial | Thermal Energy Storage | 1.0413 | 1.01 | 1.0286 | 3.9872 | 1.1505 | -633.7788 | 2 Year Payback | Industrial | Lighting Controls | 9.5302 | 1.01 | 10.6878 | 0.4493 | 2.0546 | 3147.7563 | 2 Year Payback
Commercial | Bi-Level Lighting Control (Interior) | 0.75833 | 0.32475 | N/A | 0.0071882 | 0 | 581.87 | RIM | [9 empty] | Commercial | Thermal Energy Storage | 1.0413 | 1.01 | 1.0286 | 23.8142 | 6.8715 | -3785.3107 | 2 Year Payback | Industrial | HVAC Improved Controls | 21.0174 | 1.01 | 42.2473 | 0.083107 | 0.43437 | 583.4001 | 2 Year Payback
Commercial | Bi-Level Lighting Control (Interior) | 0.87253 | 0.31822 | N/A | 0.0018785 | 0 | 683.24 | RIM | [9 empty] | Commercial | Thermal Energy Storage | 1.0413 | 1.01 | 1.0286 | 9.5997 | 2.77 | -1525.8839 | 2 Year Payback | Industrial | Building Envelope Improvements | 3.6208 | 0.5552 | 8.0931 | 0.17807 | 0.071867 | 1250.0148 | 2 Year Payback
Commercial | Bi-Level Lighting Control (Interior) | 0.64391 | 0.31822 | N/A | 0.0013863 | 0 | 504.215 | RIM | [9 empty] | Commercial | Thermal Energy Storage | 1.0413 | 1.01 | 1.0286 | 16.7563 | 4.835 | -2663.437 | 2 Year Payback | Industrial | HVAC Equipment Upgrades | 3.7462 | 0.4868 | 10.0656 | 0.20228 | 0.00011868 | 1419.954 | 2 Year Payback
Commercial | Bi-Level Lighting Control (Interior) | 0.67813 | 0.32475 | N/A | 0.006428 | 0 | 520.335 | RIM | [9 empty] | Commercial | Thermal Energy Storage | 1.0413 | 1.01 | 1.0286 | 174.5978 | 50.3796 | -27752.5944 | 2 Year Payback | Industrial | Lighting Controls - Exterior | 2.8257 | 0.38135 | 8.3608 | 0 | 0 | 379.1873 | 2 Year Payback
Commercial | Bi-Level Lighting Control (Interior) | 1.0068 | 0.32475 | N/A | 0.0095434 | 0 | 772.52 | RIM | [9 empty] | Commercial | Thermal Energy Storage | 1.0413 | 1.01 | 1.0286 | 19.3704 | 5.5893 | -3078.9615 | 2 Year Payback | Industrial | Efficient Lighting - Exterior | 3.5631 | 0.38173 | 10.9546 | 0 | 0.00066499 | 2139.3172 | 2 Year Payback
Commercial | Bi-Level Lighting Control (Interior) | 0.47091 | 0.31822 | N/A | 0.0010138 | 0 | 368.745 | RIM | [9 empty] | Commercial | Thermal Energy Storage | 1.0413 | 1.01 | 1.0286 | 15.89 | 4.585 | -2525.7458 | 2 Year Payback | Industrial | Compressed Air System Optimization | 7.0749 | 0.52694 | 20.3521 | 0.55274 | 0.14605 | 4104.6839 | 2 Year Payback
Commercial | Bi-Level Lighting Control (Interior) | 0.75694 | 0.31822 | N/A | 0.0016296 | 0 | 592.72 | RIM | [9 empty] | Commercial | Thermal Energy Storage | 1.0413 | 1.01 | 1.0286 | 184.6717 | 53.2863 | -29353.8464 | 2 Year Payback | Industrial | Compressed Air Controls | 21.9125 | 1.01 | 34.9905 | 0.19458 | 1.2146 | 1444.9963 | 2 Year Payback
Commercial | Bi-Level Lighting Control (Interior) | 0.56929 | 0.31822 | N/A | 0.0012256 | 0 | 445.78 | RIM | [9 empty] | Commercial | Thermal Energy Storage | 1.0413 | 1.01 | 1.0286 | 13.8043 | 3.9832 | -2194.2113 | 2 Year Payback | Industrial | Process Other Systems Optimization | 9.3918 | 0.64883 | 22.9396 | 0.53483 | 0.52499 | 3884.8243 | 2 Year Payback
Commercial | Bi-Level Lighting Control (Interior) | 0.87253 | 0.31822 | N/A | 0.0018785 | 0 | 683.24 | RIM | [9 empty] | Commercial | Thermal Energy Storage | 1.0413 | 1.01 | 1.0286 | 10.0029 | 2.8863 | -1589.9803 | 2 Year Payback | Industrial | Process Heat Equipment Upgrade | 8.7431 | 0.48672 | 33.5464 | 41.0347 | 0.028699 | 298061.1822 | 2 Year Payback
Commercial | Bi-Level Lighting Control (Interior) | 1.1199 | 0.32475 | N/A | 0.010616 | 0 | 859.32 | RIM | [9 empty] | Commercial | Thermal Energy Storage | 1.0413 | 1.01 | 1.0286 | 4.369 | 1.2607 | -694.4647 | 2 Year Payback | Industrial | Pump Improved Controls | 92.0094 | 1.01 | 139.5582 | 0.86434 | 34.9047 | 6418.665 | 2 Year Payback
Commercial | Bi-Level Lighting Control (Interior) | 0.99526 | 0.31822 | N/A | 0.0021427 | 0 | 779.34 | RIM | [9 empty] | Commercial | Thermal Energy Storage | 1.0413 | 1.01 | 1.0286 | 16.3275 | 4.7112 | -2595.2794 | 2 Year Payback | Industrial | Motor Improved Controls | 21.6162 | 1.01 | 32.3755 | 0.85908 | 6.1815 | 6379.5595 | 2 Year Payback
Commercial | Bi-Level Lighting Control (Interior) | 1.3464 | 0.31822 | N/A | 0.0028987 | 0 | 1054.31 | RIM | [9 empty] | Commercial | Thermal Energy Storage | 1.0413 | 1.01 | 1.0286 | 1.622 | 0.46802 | -257.8161 | 2 Year Payback | Industrial | Pump Equipment Upgrade | 4.068 | 0.51248 | 9.7995 | 2.4453 | 0.42742 | 18159.0785 | 2 Year Payback
Commercial | Bi-Level Lighting Control (Interior) | 0.65302 | 0.31822 | N/A | 0.0014059 | 0 | 511.345 | RIM | [9 empty] | Commercial | Wall Insulation | 2.1902 | 0.77295 | 2.9953 | 3.7715e-05 | 0.00085018 | 1.8848 | RIM | Industrial | Motor Equipment Upgrades | 3.5674 | 0.48489 | 8.908 | 1.579 | 0.0064436 | 11725.9161 | 2 Year Payback
Commercial | Bi-Level Lighting Control (Interior) | 0.75833 | 0.32475 | N/A | 0.0071882 | 0 | 581.87 | RIM | [9 empty] | Commercial | Wall Insulation | 2.2753 | 0.82481 | 2.9091 | 0.00075709 | 0.00044595 | 1.8306 | RIM | Industrial | Fan Improved Controls | 16.2239 | 0.74246 | 50.9372 | 4.7349 | 7.5638 | 35161.7261 | 2 Year Payback
Commercial | Bi-Level Lighting Control (Interior) | 0.87253 | 0.31822 | N/A | 0.0018785 | 0 | 683.24 | RIM | [9 empty] | Commercial | Wall Insulation | 2.5445 | 0.91019 | 2.9517 | 0.00037902 | 0.00086681 | 1.8573 | RIM | Industrial | Fan Equipment Upgrades | 3.8444 | 0.48432 | 9.7995 | 1.3673 | 0.00075069 | 10153.7324 | 2 Year Payback
Commercial | Bi-Level Lighting Control (Interior) | 0.64391 | 0.31822 | N/A | 0.0013863 | 0 | 504.215 | RIM | [9 empty] | Commercial | Wall Insulation | 2.1042 | 0.77295 | 2.8677 | 3.6108e-05 | 0.00081396 | 1.8045 | RIM | Industrial | Lighting Controls | 17.98 | 1.01 | 20.713 | 2.7192 | 25.6002 | 19050.5994 | 2 Year Payback
Commercial | Bi-Level Lighting Control (Interior) | 0.67813 | 0.32475 | N/A | 0.006428 | 0 | 520.335 | RIM | [9 empty] | Commercial | Wall Insulation | 2.3059 | 0.82481 | 2.9517 | 0.00076815 | 0.00045247 | 1.8573 | RIM | Industrial | HVAC Recommissioning | 9.1635 | 0.73059 | 21.1127 | 31.7928 | 45.6862 | 223179.9722 | 2 Year Payback
Commercial | Bi-Level Lighting Control (Interior) | 1.0068 | 0.32475 | N/A | 0.0095434 | 0 | 772.52 | RIM | [9 empty] | Commercial | Wall Insulation | 2.1322 | 0.77295 | 2.9091 | 3.663e-05 | 0.00082573 | 1.8306 | RIM | Industrial | HVAC Improved Controls | 15.6536 | 0.5713 | 382.7005 | 15.6074 | 7.7794 | 109561.2416 | 2 Year Payback
Commercial | Bi-Level Lighting Control (Interior) | 0.47091 | 0.31822 | N/A | 0.0010138 | 0 | 368.745 | RIM | [9 empty] | Commercial | Wall Insulation | 2.2753 | 0.82481 | 2.9091 | 0.00075709 | 0.00044595 | 1.8306 | RIM | Industrial | HVAC Equipment Upgrades | 3.6776 | 0.4868 | 9.8176 | 11.0244 | 0.0064684 | 77389.68 | 2 Year Payback
Commercial | Bi-Level Lighting Control (Interior) | 0.75694 | 0.31822 | N/A | 0.0016296 | 0 | 592.72 | RIM | [9 empty] | Commercial | Wall Insulation | 2.1609 | 0.77295 | 2.9517 | 3.7166e-05 | 0.0008378 | 1.8573 | RIM | Industrial | Lighting Controls - Exterior | 3.2287 | 0.38135 | 9.7601 | 0 | 0 | 2909.2683 | 2 Year Payback
Commercial | Interior Lighting Controls | 1.2193 | 0.31635 | N/A | 0 | 0 | 402.64 | RIM | [9 empty] | Commercial | Wall Insulation | 2.1609 | 0.77295 | 2.9517 | 3.7166e-05 | 0.0008378 | 1.8573 | RIM | Industrial | Efficient Lighting - Exterior | 3.5607 | 0.38147 | 10.9546 | 0 | 0.0015967 | 16413.65 | 2 Year Payback
Commercial | Interior Lighting Controls | 1.8687 | 0.31635 | N/A | 0 | 0 | 617.12 | RIM | [9 empty] | Commercial | Wall Insulation | 2.5791 | 0.91019 | 2.9953 | 0.00038463 | 0.00087962 | 1.8848 | RIM | Industrial | Compressed Air System Optimization | 8.516 | 0.55755 | 25.0752 | 1.6073 | 0.72907 | 11935.8028 | 2 Year Payback
Commercial | Interior Lighting Controls | 2.3503 | 0.31635 | N/A | 0 | 0 | 776.16 | RIM | [9 empty] | Commercial | Wall Insulation | 2.5445 | 0.91019 | 2.9517 | 0.00037902 | 0.00086681 | 1.8573 | RIM | Industrial | Compressed Air Controls | 16.7688 | 1.01 | 26.3572 | 2.0885 | 8.7552 | 15508.9704 | 2 Year Payback
Commercial | Interior Lighting Controls | 2.1316 | 0.31635 | N/A | 0 | 0 | 703.92 | RIM | [9 empty] | Commercial | Wall Insulation | 2.2203 | 0.77295 | 3.0401 | 3.8279e-05 | 0.00086289 | 1.9129 | RIM | Industrial | Compressed Air Equipment | 3.8919 | 0.48433 | 9.9533 | 2.0069 | 0.0012798 | 14903.5798 | 2 Year Payback
Commercial | Interior Lighting Controls | 2.8837 | 0.31635 | N/A | 0 | 0 | 952.28 | RIM | [9 empty] | Commercial | Wall Insulation | 1.6586 | 0.58533 | 2.9953 | 0.00021388 | 0.00038161 | 1.8848 | RIM | Industrial | Process Other Systems Optimization | 100.7931 | 1.01 | 246.069 | 0.18226 | 4.4274 | 1323.8871 | 2 Year Payback
Commercial | Interior Lighting Controls | 1.3986 | 0.31635 | N/A | 0 | 0 | 461.86 | RIM | [9 empty] | Commercial | Wall Insulation | 0 | 0 | 0 | 0 | 0 | 0 | RIM | Industrial | Plant Energy Management | 16.4764 | 0.73578 | 54.067 | 53.7434 | 81.6282 | 392375.4618 | 2 Year Payback
Commercial | Interior Lighting Controls | 1.5915 | 0.31635 | N/A | 0 | 0 | 525.56 | RIM | [9 empty] | Commercial | Wall Insulation | 0 | 0 | 0 | 0 | 0 | 0 | RIM | Industrial | Process Heat System Optimization | 5.2621 | 0.51919 | 13.5165 | 1.5832 | 0.31216 | 11499.8593 | 2 Year Payback
Commercial | Interior Lighting Controls | 1.8687 | 0.31635 | N/A | 0 | 0 | 617.12 | RIM | [9 empty] | Commercial | Wall Insulation | 0 | 0 | 0 | 0 | 0 | 0 | RIM | Industrial | Process Refrig Equipment Upgrade | 4.0089 | 0.48786 | 10.2414 | 0.88216 | 0.0067081 | 6407.6975 | 2 Year Payback
Commercial | Interior Lighting Controls | 1.3791 | 0.31635 | N/A | 0 | 0 | 455.42 | RIM | [9 empty] | Commercial | Wall Insulation | 0 | 0 | 0 | 0 | 0 | 0 | RIM | Industrial | Pump System Optimization | 5.8444 | 0.51133 | 15.9994 | 331.4261 | 55.5613 | 2461187.2442 | 2 Year Payback
Commercial | Interior Lighting Controls | 1.4232 | 0.31635 | N/A | 0 | 0 | 469.98 | RIM | [9 empty] | Commercial | Wall Insulation | 0 | 0 | 0 | 0 | 0 | 0 | RIM | Industrial | Pump Improved Controls | 18.8429 | 1.01 | 28.1528 | 2.4333 | 14.3277 | 18070.135 | 2 Year Payback
Commercial | Interior Lighting Controls | 2.1129 | 0.31635 | N/A | 0 | 0 | 697.76 | RIM | [9 empty] | Commercial | Wall Insulation | 0 | 0 | 0 | 0 | 0 | 0 | RIM | Industrial | Motor Optimization | 6.5537 | 0.60109 | 14.9597 | 15.1516 | 10.954 | 112516.4928 | 2 Year Payback
Commercial | Interior Lighting Controls | 1.0086 | 0.31635 | N/A | 0 | 0 | 333.06 | RIM | [9 empty] | Commercial | Wall Insulation | 0 | 0 | 0 | 0 | 0 | 0 | RIM | Industrial | Motor Improved Controls | 25.8137 | 1.01 | 38.7668 | 2.4185 | 22.1887 | 17960.0432 | 2 Year Payback
Commercial | Interior Lighting Controls | 1.6212 | 0.31635 | N/A | 0 | 0 | 535.36 | RIM | [9 empty] | Commercial | Wall Insulation | 0 | 0 | 0 | 0 | 0 | 0 | RIM | Industrial | Motor Equipment Upgrades | 9.4789 | 0.48423 | 39.8411 | 11.416 | 0 | 84775.9697 | 2 Year Payback
Commercial | Interior Lighting Controls | 1.2193 | 0.31635 | N/A | 0 | 0 | 402.64 | RIM | [9 empty] | Commercial | Wall Insulation | 0 | 0 | 0 | 0 | 0 | 0 | RIM | Industrial | Fan System Optimization | 10.6818 | 0.57559 | 35.7443 | 45.8955 | 25.9384 | 340822.2365 | 2 Year Payback
Commercial | Interior Lighting Controls | 1.8687 | 0.31635 | N/A | 0 | 0 | 617.12 | RIM | [9 empty] | Commercial | Wall Insulation | 0 | 0 | 0 | 0 | 0 | 0 | RIM | Industrial | Fan Improved Controls | 15.6507 | 0.53699 | 127.1189 | 277.0311 | 90.4309 | 2057247.127 | 2 Year Payback
Commercial | Interior Lighting Controls | 2.3503 | 0.31635 | N/A | 0 | 0 | 776.16 | RIM | [9 empty] | Commercial | Wall Insulation | 0 | 0 | 0 | 0 | 0 | 0 | RIM | Industrial | Lighting Controls | 10.4092 | 1.01 | 11.881 | 11.3592 | 49.8499 | 79581.2618 | 2 Year Payback
Commercial | Interior Lighting Controls | 2.1316 | 0.31635 | N/A | 0 | 0 | 703.92 | RIM | [9 empty] | Commercial | Wall Insulation | 0 | 0 | 0 | 0 | 0 | 0 | RIM | Industrial | HVAC Improved Controls | 17.9265 | 0.81705 | 83.2361 | 15.7557 | 30.6673 | 110601.9227 | 2 Year Payback
Commercial | Interior Lighting Controls | 2.8837 | 0.31635 | N/A | 0 | 0 | 952.28 | RIM | [9 empty] | Commercial | Wall Insulation | 0 | 0 | 0 | 0 | 0 | 0 | RIM | Industrial | Building Envelope Improvements | 6.2779 | 0.86894 | 9.2497 | 22.4499 | 50.5609 | 157594.3067 | 2 Year Payback
Commercial | Interior Lighting Controls | 1.3986 | 0.31635 | N/A | 0 | 0 | 461.86 | RIM | [9 empty] | Commercial | Warehouse Loading Dock Seals | 0.19966 | 0.58533 | 0.33462 | 7.2475e-06 | 1.2931e-05 | 0.063867 | RIM | Industrial | HVAC Equipment Upgrades | 3.7462 | 0.4868 | 10.0656 | 66.8108 | 0.0392 | 469000.0172 | 2 Year Payback
Commercial | Interior Lighting Controls | 1.5915 | 0.31635 | N/A | 0 | 0 | 525.56 | RIM | [9 empty] | Commercial | Warehouse Loading Dock Seals | 0.098022 | 0.58533 | 0.16346 | 3.5403e-06 | 6.3167e-06 | 0.031198 | RIM | Industrial | Lighting Controls - Exterior | 3.1647 | 0.38135 | 9.5338 | 0 | 0 | 4855.1205 | 2 Year Payback
Commercial | Interior Lighting Controls | 1.8687 | 0.31635 | N/A | 0 | 0 | 617.12 | RIM | [9 empty] | Commercial | Warehouse Loading Dock Seals | 0.66343 | 0.58533 | 1.1379 | 2.4646e-05 | 4.3973e-05 | 0.21719 | RIM | Industrial | Efficient Lighting - Exterior | 3.5598 | 0.38138 | 10.9546 | 0 | 0.00097984 | 50284.5572 | 2 Year Payback
Commercial | Interior Lighting Controls | 1.3791 | 0.31635 | N/A | 0 | 0 | 455.42 | RIM | [9 empty] | Commercial | Warehouse Loading Dock Seals | 0.18929 | 0.58533 | 0.31708 | 6.8675e-06 | 1.2253e-05 | 0.060518 | RIM | Industrial | Compressed Air System Optimization | 6.7103 | 0.49716 | 20.5199 | 5.348 | 0.42777 | 39714.5412 | 2 Year Payback
Commercial | Interior Lighting Controls | 1.4232 | 0.31635 | N/A | 0 | 0 | 469.98 | RIM | [9 empty] | Commercial | Warehouse Loading Dock Seals | 0.098356 | 0.58533 | 0.16402 | 3.5524e-06 | 6.3384e-06 | 0.031305 | RIM | Industrial | Compressed Air Controls | 25.1904 | 1.01 | 37.0087 | 3.3895 | 31.8558 | 25170.5324 | 2 Year Payback
Commercial | Interior Lighting Controls | 2.1129 | 0.31635 | N/A | 0 | 0 | 697.76 | RIM | [9 empty] | Commercial | Warehouse Loading Dock Seals | 0.59858 | 0.58533 | 1.0233 | 2.2164e-05 | 3.9545e-05 | 0.19531 | RIM | Industrial | Compressed Air Equipment | 5.1631 | 0.48516 | 14.4604 | 10.4261 | 0.05991 | 77424.4293 | 2 Year Payback
Commercial | Interior Lighting Controls | 1.0086 | 0.31635 | N/A | 0 | 0 | 333.06 | RIM | [9 empty] | Commercial | Warehouse Loading Dock Seals | 0.45358 | 0.58533 | 0.76981 | 1.6673e-05 | 2.9748e-05 | 0.14693 | RIM | Industrial | Process Other Systems Optimization | 10.3655 | 0.53968 | 38.3042 | 44.9972 | 14.4499 | 326842.7047 | 2 Year Payback
Commercial | Interior Lighting Controls | 1.6212 | 0.31635 | N/A | 0 | 0 | 535.36 | RIM | [9 empty] | Commercial | Warehouse Loading Dock Seals | 0.12251 | 0.58533 | 0.20454 | 4.4302e-06 | 7.9045e-06 | 0.03904 | RIM | Industrial | Plant Energy Management | 15.7724 | 0.70435 | 54.067 | 30.956 | 41.3361 | 226879.2869 | 2 Year Payback
Commercial | Efficient Motor Belts | 0.1591 | 0.44451 | N/A | 0.012997 | 0.0032092 | 94.8071 | RIM | [9 empty] | Commercial | Warehouse Loading Dock Seals | 0.85736 | 0.58533 | 1.4851 | 3.2165e-05 | 5.7389e-05 | 0.28345 | RIM | Industrial | Process Refrig System Optimization | 4.3781 | 0.50091 | 11.0911 | 87.884 | 7.6065 | 638357.2285 | 2 Year Payback
Commercial | Efficient Motor Belts | 0.18491 | 0.51664 | N/A | 0.012292 | 0.010296 | 94.8071 | RIM | [9 empty] | Commercial | Warehouse Loading Dock Seals | 0.64436 | 0.58533 | 1.1041 | 2.3914e-05 | 4.2668e-05 | 0.21074 | RIM | Industrial | Process Refrig Controls | 16.2938 | 1.01 | 23.9616 | 28.5957 | 136.1945 | 207708.3691 | 2 Year Payback
Commercial | Efficient Motor Belts | 0.1591 | 0.44451 | N/A | 0.012997 | 0.0032092 | 94.8071 | RIM | [9 empty] | Commercial | Warehouse Loading Dock Seals | 0.28656 | 0.58533 | 0.48233 | 1.0447e-05 | 1.8639e-05 | 0.092059 | RIM | Industrial | Pump System Optimization | 7.4195 | 0.58017 | 18.885 | 15.998 | 9.4947 | 118802.2231 | 2 Year Payback
Commercial | Efficient Motor Belts | 0.18491 | 0.51664 | N/A | 0.012292 | 0.010296 | 94.8071 | RIM | [9 empty] | Commercial | Warehouse Loading Dock Seals | 0.066159 | 0.58533 | 0.11015 | 2.3858e-06 | 4.2568e-06 | 0.021024 | RIM | Industrial | Pump Improved Controls | 17.6632 | 1.01 | 26.3566 | 1.4439 | 7.6988 | 10722.6468 | 2 Year Payback
Commercial | Efficient Motor Belts | 0.18491 | 0.51664 | N/A | 0.012292 | 0.010296 | 94.8071 | RIM | [9 empty] | Commercial | Warehouse Loading Dock Seals | 0.18191 | 0.58533 | 0.3046 | 6.5973e-06 | 1.1771e-05 | 0.058137 | RIM | Industrial | Motor Improved Controls | 103.0858 | 1.01 | 135.5083 | 20.9745 | 1371.0815 | 155758.0323 | 2 Year Payback
Commercial | Efficient Motor Belts | 0.1591 | 0.44451 | N/A | 0.012997 | 0.0032092 | 94.8071 | RIM | [9 empty] | Commercial | Warehouse Loading Dock Seals | 0.19842 | 0.58533 | 0.33252 | 7.202e-06 | 1.285e-05 | 0.063467 | RIM | Industrial | Pump Equipment Upgrade | 3.8611 | 0.50223 | 9.4115 | 15.2983 | 1.7036 | 113606.1209 | 2 Year Payback
Commercial | Efficient Motor Belts | 0.18491 | 0.51664 | N/A | 0.012292 | 0.010296 | 94.8071 | RIM | [9 empty] | Commercial | Warehouse Loading Dock Seals | 0.09741 | 0.58533 | 0.16243 | 3.5181e-06 | 6.2771e-06 | 0.031003 | RIM | Industrial | Fan System Optimization | 12.9048 | 0.69795 | 35.484 | 110.1056 | 145.5752 | 817649.9714 | 2 Year Payback
Commercial | Efficient Motor Belts | 0.1591 | 0.44451 | N/A | 0.012997 | 0.0032092 | 94.8071 | RIM | [9 empty] | Commercial | Warehouse Loading Dock Seals | 0.65941 | 0.58533 | 1.1308 | 2.4491e-05 | 4.3698e-05 | 0.21582 | RIM | Industrial | Fan Improved Controls | 12.3328 | 0.64798 | 37.5998 | 112.1434 | 113.6015 | 832782.29 | 2 Year Payback
Commercial | Efficient Motor Belts | 0.1591 | 0.44451 | N/A | 0.012997 | 0.0032092 | 94.8071 | RIM | [9 empty] | Commercial | Warehouse Loading Dock Seals | 0.18811 | 0.58533 | 0.31509 | 6.8244e-06 | 1.2176e-05 | 0.060139 | RIM | Industrial | Lighting Controls | 12.698 | 1.01 | 14.4121 | 2.5556 | 16.5363 | 17904.1413 | 2 Year Payback
Commercial | Efficient Motor Belts | 0.18491 | 0.51664 | N/A | 0.012292 | 0.010296 | 94.8071 | RIM | [9 empty] | Commercial | Warehouse Loading Dock Seals | 0.097743 | 0.58533 | 0.16299 | 3.5302e-06 | 6.2986e-06 | 0.031109 | RIM | Industrial | HVAC Improved Controls | 8.6696 | 0.63194 | 24.8211 | 11.2909 | 9.6624 | 79260.3895 | 2 Year Payback
Commercial | Efficient Motor Belts | 0.1591 | 0.44451 | N/A | 0.012997 | 0.0032092 | 94.8071 | RIM | [9 empty] | Commercial | Warehouse Loading Dock Seals | 0.59493 | 0.58533 | 1.0169 | 2.2025e-05 | 3.9297e-05 | 0.19409 | RIM | Industrial | Building Envelope Improvements | 6.1298 | 0.89055 | 8.6787 | 3.2761 | 7.7955 | 22997.3682 | 2 Year Payback
Commercial | Efficient Motor Belts | 0.18491 | 0.51664 | N/A | 0.012292 | 0.010296 | 94.8071 | RIM | [9 empty] | Commercial | Warehouse Loading Dock Seals | 0.45079 | 0.58533 | 0.76498 | 1.6568e-05 | 2.9562e-05 | 0.14601 | RIM | Industrial | HVAC Equipment Upgrades | 3.4809 | 0.4867 | 9.1266 | 6.9531 | 0 | 48809.8998 | 2 Year Payback
Commercial | Efficient Motor Belts | 0.1591 | 0.44451 | N/A | 0.012997 | 0.0032092 | 94.8071 | RIM | [9 empty] | Commercial | Warehouse Loading Dock Seals | 0.12175 | 0.58533 | 0.20326 | 4.4024e-06 | 7.8549e-06 | 0.038795 | RIM | Industrial | Lighting Controls - Exterior | 2.9994 | 0.38135 | 8.9566 | 0 | 0 | 2341.1959 | 2 Year Payback
Commercial | Efficient Motor Belts | 0.1591 | 0.44451 | N/A | 0.012997 | 0.0032092 | 94.8071 | RIM | [9 empty] | Commercial | Warehouse Loading Dock Seals | 0.85221 | 0.58533 | 1.4758 | 3.1963e-05 | 5.703e-05 | 0.28167 | RIM | Industrial | Efficient Lighting - Exterior | 3.5619 | 0.3816 | 10.9546 | 0 | 0.002686 | 13208.6718 | 2 Year Payback
Commercial | Efficient Motor Belts | 0.18491 | 0.51664 | N/A | 0.012292 | 0.010296 | 94.8071 | RIM | [9 empty] | Commercial | Warehouse Loading Dock Seals | 0.64045 | 0.58533 | 1.0972 | 2.3764e-05 | 4.2401e-05 | 0.20942 | RIM | Industrial | Compressed Air System Optimization | 8.1417 | 0.5583 | 23.22 | 2.7696 | 1.2691 | 20566.9478 | 2 Year Payback
Commercial | Efficient Motor Belts | 0.1591 | 0.44451 | N/A | 0.012997 | 0.0032092 | 94.8071 | RIM | [9 empty] | Commercial | Warehouse Loading Dock Seals | 0.28479 | 0.58533 | 0.4793 | 1.0381e-05 | 1.8522e-05 | 0.091482 | RIM | Industrial | Compressed Air Controls | 15.6868 | 1.01 | 24.5483 | 2.5404 | 9.5506 | 18864.8701 | 2 Year Payback
Commercial | Efficient Motor Belts | 0.18491 | 0.51664 | N/A | 0.012292 | 0.010296 | 94.8071 | RIM | [9 empty] | Commercial | Warehouse Loading Dock Seals | 0.065746 | 0.58533 | 0.10946 | 2.3708e-06 | 4.2301e-06 | 0.020892 | RIM | Industrial | Compressed Air Equipment | 4.5371 | 0.48582 | 12.103 | 4.6012 | 0.045276 | 34168.5097 | 2 Year Payback
Commercial | Efficient Motor Belts | 0.18491 | 0.51664 | N/A | 0.012292 | 0.010296 | 94.8071 | RIM | [9 empty] | Commercial | Warehouse Loading Dock Seals | 0.18078 | 0.58533 | 0.30269 | 6.5559e-06 | 1.1697e-05 | 0.057773 | RIM | Industrial | Plant Energy Management | 14.1264 | 0.63084 | 54.067 | 333.6597 | 297.2574 | 2452354.8309 | 2 Year Payback
Commercial | Efficient Motor Belts | 0.1591 | 0.44451 | N/A | 0.012997 | 0.0032092 | 94.8071 | RIM | [9 empty] | Commercial | Water Cooled Refrigeration Heat Recovery | 0.035361 | 0.37436 | 0.092006 | 0 | 0.050273 | 752.0072 | RIM | Industrial | Pump System Optimization | 7.4195 | 0.58017 | 18.885 | 257.8173 | 153.0129 | 1914564.6448 | 2 Year Payback
Commercial | Efficient Motor Belts | 0.18491 | 0.51664 | N/A | 0.012292 | 0.010296 | 94.8071 | RIM | [9 empty] | Commercial | Water Cooled Refrigeration Heat Recovery | 0.059501 | 0.41623 | 0.13943 | 0 | 0.48778 | 4491.4422 | RIM | Industrial | Pump Improved Controls | 17.6632 | 1.01 | 26.3566 | 23.2696 | 124.0709 | 172801.4879 | 2 Year Payback
Commercial | Efficient Motor Belts | 0.1591 | 0.44451 | N/A | 0.012997 | 0.0032092 | 94.8071 | RIM | [9 empty] | Commercial | Water Cooled Refrigeration Heat Recovery | 0.34002 | 0.37436 | 0.90582 | 0 | 0.12104 | 1810.5302 | RIM | Industrial | Motor Improved Controls | 103.0858 | 1.01 | 135.5082 | 338.0166 | 22095.7504 | 2510128.8507 | 2 Year Payback
Commercial | Efficient Motor Belts | 0.1591 | 0.44451 | N/A | 0.012997 | 0.0032092 | 94.8071 | RIM | [9 empty] | Commercial | Water Cooled Refrigeration Heat Recovery | 0.15694 | 0.41623 | 0.37025 | 0 | 0.34321 | 3160.2884 | RIM | Industrial | Pump Equipment Upgrade | 3.8611 | 0.50223 | 9.4115 | 246.5411 | 27.4549 | 1830826.5377 | 2 Year Payback
Commercial | Efficient Motor Belts | 0.18491 | 0.51664 | N/A | 0.012292 | 0.010296 | 94.8071 | RIM | [9 empty] | Commercial | Water Cooled Refrigeration Heat Recovery | 0.15694 | 0.41623 | 0.37025 | 0 | 3.5762 | 32929.7074 | RIM | Industrial | Fan System Optimization | 12.9048 | 0.69795 | 35.484 | 1774.4141 | 2346.0264 | 13176889.3767 | 2 Year Payback
Commercial | Efficient Motor Belts | 0.1591 | 0.44451 | N/A | 0.012997 | 0.0032092 | 94.8071 | RIM | [9 empty] | Commercial | Water Cooled Refrigeration Heat Recovery | 0.15892 | 0.37436 | 0.41744 | 0 | 0.24423 | 3653.327 | RIM | Industrial | Fan Improved Controls | 12.3328 | 0.64798 | 37.5998 | 1807.2533 | 1830.7516 | 13420754.9218 | 2 Year Payback
Commercial | Efficient Motor Belts | 0.18491 | 0.51664 | N/A | 0.012292 | 0.010296 | 94.8071 | RIM | [9 empty] | Commercial | Water Cooled Refrigeration Heat Recovery | 0.088997 | 0.41623 | 0.20898 | 0 | 0.32547 | 2996.9115 | RIM | Industrial | Lighting Controls | 12.698 | 1.01 | 14.4121 | 64.8142 | 419.3903 | 454080.4223 | 2 Year Payback
Commercial | Efficient Motor Belts | 0.1591 | 0.44451 | N/A | 0.012997 | 0.0032092 | 94.8071 | RIM | [9 empty] | Commercial | Water Cooled Refrigeration Heat Recovery | 0.95638 | 0.37436 | 2.6773 | 0 | 2.3284 | 34829.6652 | RIM | Industrial | HVAC Improved Controls | 8.6696 | 0.63194 | 24.8211 | 325.7202 | 278.7398 | 2286499.0441 | 2 Year Payback
Commercial | Engine Block Timer | 1.5638 | 0.31635 | N/A | 0 | 0 | 259.2 | RIM | [9 empty] | Commercial | Water Cooled Refrigeration Heat Recovery | 0.14559 | 0.37436 | 0.38203 | 0 | 0.17405 | 2603.5309 | RIM | Industrial | Building Envelope Improvements | 6.1298 | 0.89055 | 8.6787 | 94.5076 | 224.8841 | 663426.7203 | 2 Year Payback
Commercial | Engine Block Timer | 2.618 | 0.52961 | N/A | 0.032279 | 0.032279 | 259.2 | RIM | [9 empty] | Commercial | Water Cooled Refrigeration Heat Recovery | 0.3657 | 0.41623 | 0.87547 | 0 | 0.20489 | 1886.5835 | RIM | Industrial | HVAC Equipment Upgrades | 3.4809 | 0.4867 | 9.1266 | 200.584 | 0 | 1408065.1076 | 2 Year Payback
Commercial | Engine Block Timer | 1.5638 | 0.31635 | N/A | 0 | 0 | 259.2 | RIM | [9 empty] | Commercial | Water Cooled Refrigeration Heat Recovery | 0.065088 | 0.37436 | 0.16974 | 0 | 0.055087 | 824.0137 | RIM | Industrial | Lighting Controls - Exterior | 2.9994 | 0.38135 | 8.9566 | 0 | 0 | 59376.8345 | 2 Year Payback
Commercial | Engine Block Timer | 1.5638 | 0.31635 | N/A | 0 | 0 | 259.2 | RIM | [9 empty] | Commercial | Water Cooled Refrigeration Heat Recovery | 0.059501 | 0.41623 | 0.13943 | 0 | 0.33443 | 3079.4163 | RIM | Industrial | Efficient Lighting - Exterior | 3.561 | 0.38151 | 10.9546 | 0 | 0.043287 | 334995.0834 | 2 Year Payback
Commercial | Engine Block Timer | 2.618 | 0.52961 | N/A | 0.032279 | 0.032279 | 259.2 | RIM | [9 empty] | Commercial | Water Cooled Refrigeration Heat Recovery | 0.017277 | 0.37436 | 0.04489 | 0 | 0.020451 | 305.9104 | RIM | Industrial | Compressed Air System Optimization | 8.1417 | 0.5583 | 23.22 | 44.6331 | 20.4516 | 331447.9306 | 2 Year Payback
Commercial | Engine Block Timer | 1.9787 | 0.40028 | N/A | 0.012328 | 0.012951 | 259.2 | RIM | [9 empty] | Commercial | Water Cooled Refrigeration Heat Recovery | 0.035361 | 0.37436 | 0.092006 | 0 | 0.050273 | 752.0072 | RIM | Industrial | Compressed Air Controls | 15.6868 | 1.01 | 24.5483 | 40.9394 | 153.9134 | 304017.986 | 2 Year Payback
Commercial | Engine Block Timer | 1.5638 | 0.31635 | N/A | 0 | 0 | 259.2 | RIM | [9 empty] | Commercial | Water Cooled Refrigeration Heat Recovery | 0.059501 | 0.41623 | 0.13943 | 0 | 0.48778 | 4491.4422 | RIM | Industrial | Compressed Air Equipment | 4.5228 | 0.48429 | 12.103 | 74.1504 | 0.026485 | 550644.7563 | 2 Year Payback
Commercial | Engine Block Timer | 1.9787 | 0.40028 | N/A | 0.012328 | 0.012951 | 259.2 | RIM | [9 empty] | Commercial | Water Cooled Refrigeration Heat Recovery | 0.34002 | 0.37436 | 0.90582 | 0 | 0.12104 | 1810.5302 | RIM | Industrial | 5500 kW Steam Turbine-Biomass | 0.32917 | 0.54998 | 0.59736 | 5500 | 2162.3815 | 43362000 | TRC
Commercial | Engine Block Timer | 1.9787 | 0.40028 | N/A | 0.012328 | 0.012951 | 259.2 | RIM | [9 empty] | Commercial | Water Cooled Refrigeration Heat Recovery | 0.15694 | 0.41623 | 0.37025 | 0 | 0.34321 | 3160.2884 | RIM | Industrial | 3500 kW Steam Turbine-Biomass | 0.30906 | 0.54998 | 0.56077 | 3500 | 1376.061 | 27594000 | TRC
Commercial | Engine Block Timer | 1.9787 | 0.40028 | N/A | 0.012328 | 0.012951 | 259.2 | RIM | [9 empty] | Commercial | Water Cooled Refrigeration Heat Recovery | 0.15694 | 0.41623 | 0.37025 | 0 | 3.5762 | 32929.7074 | RIM | Industrial | 1125 kW Fuel Cell | 0.58363 | 0.59303 | 0.98406 | 1125 | 442.3053 | 6997050 | TRC
Commercial | Engine Block Timer | 1.9787 | 0.40028 | N/A | 0.012328 | 0.012951 | 259.2 | RIM | [9 empty] | Commercial | Water Cooled Refrigeration Heat Recovery | 0.15892 | 0.37436 | 0.41744 | 0 | 0.24423 | 3653.327 | RIM | Industrial | 1250 kW Reciprocating Engine-Biogas | 0.38789 | 0.75012 | 0.5144 | 1250 | 491.4503 | 4380000 | TRC
Commercial | Engine Block Timer | 1.9787 | 0.40028 | N/A | 0.012328 | 0.012951 | 259.2 | RIM | [9 empty] | Commercial | Water Cooled Refrigeration Heat Recovery | 0.088997 | 0.41623 | 0.20898 | 0 | 0.32547 | 2996.9115 | RIM | Industrial | 100 kW Micro Turbine- Biogas | 0.3155 | 0.68422 | 0.45892 | 100 | 39.316 | 429240 | TRC
Commercial | Engine Block Timer | 1.9787 | 0.40028 | N/A | 0.012328 | 0.012951 | 259.2 | RIM | [9 empty] | Commercial | Water Cooled Refrigeration Heat Recovery | 0.95638 | 0.37436 | 2.6773 | 0 | 2.3284 | 34829.6652 | RIM
Commercial | Engine Block Timer | 1.5638 | 0.31635 | N/A | 0 | 0 | 259.2 | RIM | [9 empty] | Commercial | Water Cooled Refrigeration Heat Recovery | 0.14559 | 0.37436 | 0.38203 | 0 | 0.17405 | 2603.5309 | RIM
Commercial | Engine Block Timer | 2.618 | 0.52961 | N/A | 0.032279 | 0.032279 | 259.2 | RIM | [9 empty] | Commercial | Water Cooled Refrigeration Heat Recovery | 0.3657 | 0.41623 | 0.87547 | 0 | 0.20489 | 1886.5835 | RIM
Commercial | Engine Block Timer | 1.5638 | 0.31635 | N/A | 0 | 0 | 259.2 | RIM | [9 empty] | Commercial | Water Cooled Refrigeration Heat Recovery | 0.065088 | 0.37436 | 0.16974 | 0 | 0.055087 | 824.0137 | RIM
Commercial | Engine Block Timer | 1.5638 | 0.31635 | N/A | 0 | 0 | 259.2 | RIM | [9 empty] | Commercial | Water Cooled Refrigeration Heat Recovery | 0.059501 | 0.41623 | 0.13943 | 0 | 0.33443 | 3079.4163 | RIM
Commercial | Engine Block Timer | 2.618 | 0.52961 | N/A | 0.032279 | 0.032279 | 259.2 | RIM | [9 empty] | Commercial | Water Cooled Refrigeration Heat Recovery | 0.017277 | 0.37436 | 0.04489 | 0 | 0.020451 | 305.9104 | RIM
Commercial | Engine Block Timer | 1.9787 | 0.40028 | N/A | 0.012328 | 0.012951 | 259.2 | RIM | [9 empty] | Commercial | Waterside Economizer | 0.033198 | 0.57544 | 0.056134 | 4.3604 | 0 | 10741.0246 | RIM
Commercial | Engine Block Timer | 1.5638 | 0.31635 | N/A | 0 | 0 | 259.2 | RIM | [9 empty] | Commercial | Waterside Economizer | 0.036823 | 0.57544 | 0.062276 | 4.8375 | 0 | 11916.2094 | RIM
Commercial | Engine Block Timer | 1.9787 | 0.40028 | N/A | 0.012328 | 0.012951 | 259.2 | RIM | [9 empty] | Commercial | Waterside Economizer | 0.018352 | 0.57544 | 0.031009 | 2.4088 | 0 | 5933.4505 | RIM
Commercial | Engine Block Timer | 1.9787 | 0.40028 | N/A | 0.012328 | 0.012951 | 259.2 | RIM | [9 empty] | Commercial | Waterside Economizer | 0.072098 | 0.57544 | 0.12215 | 9.4882 | 0 | 23372.2065 | RIM
Commercial | Engine Block Timer | 1.9787 | 0.40028 | N/A | 0.012328 | 0.012951 | 259.2 | RIM | [9 empty] | Commercial | Waterside Economizer | 0.068308 | 0.57544 | 0.1157 | 8.9878 | 0 | 22139.4952 | RIM
Commercial | Engine Block Timer | 1.9787 | 0.40028 | N/A | 0.012328 | 0.012951 | 259.2 | RIM | [9 empty] | Commercial | Waterside Economizer | 0.017946 | 0.57544 | 0.030322 | 2.3554 | 0 | 5801.9613 | RIM
Commercial | Engine Block Timer | 1.9787 | 0.40028 | N/A | 0.012328 | 0.012951 | 259.2 | RIM | [9 empty] | Commercial | Waterside Economizer | 0.05478 | 0.57544 | 0.092727 | 7.2029 | 0 | 17742.8249 | RIM
Commercial | Engine Block Timer | 1.9787 | 0.40028 | N/A | 0.012328 | 0.012951 | 259.2 | RIM | [9 empty] | Commercial | Waterside Economizer | 0.018556 | 0.57544 | 0.031353 | 2.4354 | 0 | 5999.1951 | RIM
Commercial | Regenerative Drive Elevator Motor | 0.12875 | 0.42415 | N/A | 0.28225 | 0.025857 | 2027.9355 | RIM | [9 empty] | Commercial | Waterside Economizer | 0.037356 | 0.57544 | 0.063178 | 4.9076 | 0 | 12088.789 | RIM
Commercial | Regenerative Drive Elevator Motor | 0.15683 | 0.51664 | N/A | 0.26293 | 0.22024 | 2027.9355 | RIM | [9 empty] | Commercial | Waterside Economizer | 0.053742 | 0.57544 | 0.090966 | 7.0661 | 0 | 17405.8838 | RIM
Commercial | Regenerative Drive Elevator Motor | 0.12875 | 0.42415 | N/A | 0.28225 | 0.025857 | 2027.9355 | RIM | [9 empty] | Commercial | Waterside Economizer | 0.042145 | 0.57544 | 0.071295 | 5.5381 | 0 | 13642.0052 | RIM
Commercial | Regenerative Drive Elevator Motor | 0.15683 | 0.51664 | N/A | 0.26293 | 0.22024 | 2027.9355 | RIM | [9 empty] | Commercial | Waterside Economizer | 0.036646 | 0.57544 | 0.061975 | 4.8142 | 0 | 11858.6828 | RIM
Commercial | Regenerative Drive Elevator Motor | 0.15683 | 0.51664 | N/A | 0.26293 | 0.22024 | 2027.9355 | RIM | [9 empty] | Commercial | Waterside Economizer | 0.0080619 | 0.57544 | 0.013615 | 1.0576 | 0 | 2605.1299 | RIM
Commercial | Regenerative Drive Elevator Motor | 0.12875 | 0.42415 | N/A | 0.28225 | 0.025857 | 2027.9355 | RIM | [9 empty] | Commercial | Waterside Economizer | 0.033198 | 0.57544 | 0.056134 | 4.3604 | 0 | 10741.0246 | RIM
Commercial | Regenerative Drive Elevator Motor | 0.15683 | 0.51664 | N/A | 0.26293 | 0.22024 | 2027.9355 | RIM | [9 empty] | Commercial | Waterside Economizer | 0.036823 | 0.57544 | 0.062276 | 4.8375 | 0 | 11916.2094 | RIM
Commercial | Regenerative Drive Elevator Motor | 0.12875 | 0.42415 | N/A | 0.28225 | 0.025857 | 2027.9355 | RIM | [9 empty] | Commercial | Waterside Economizer | 0.018352 | 0.57544 | 0.031009 | 2.4088 | 0 | 5933.4505 | RIM
Commercial | Regenerative Drive Elevator Motor | 0.12875 | 0.42415 | N/A | 0.28225 | 0.025857 | 2027.9355 | RIM | [9 empty] | Commercial | Waterside Economizer | 0.072098 | 0.57544 | 0.12215 | 9.4882 | 0 | 23372.2065 | RIM
Commercial | Regenerative Drive Elevator Motor | 0.15683 | 0.51664 | N/A | 0.26293 | 0.22024 | 2027.9355 | RIM | [9 empty] | Commercial | Waterside Economizer | 0.068308 | 0.57544 | 0.1157 | 8.9878 | 0 | 22139.4952 | RIM
Commercial | Regenerative Drive Elevator Motor | 0.12875 | 0.42415 | N/A | 0.28225 | 0.025857 | 2027.9355 | RIM | [9 empty] | Commercial | Waterside Economizer | 0.017946 | 0.57544 | 0.030322 | 2.3554 | 0 | 5801.9613 | RIM
Commercial | Regenerative Drive Elevator Motor | 0.15683 | 0.51664 | N/A | 0.26293 | 0.22024 | 2027.9355 | RIM | [9 empty] | Commercial | Waterside Economizer | 0.05478 | 0.57544 | 0.092727 | 7.2029 | 0 | 17742.8249 | RIM
Commercial | Regenerative Drive Elevator Motor | 0.12875 | 0.42415 | N/A | 0.28225 | 0.025857 | 2027.9355 | RIM | [9 empty] | Commercial | Waterside Economizer | 0.018556 | 0.57544 | 0.031353 | 2.4354 | 0 | 5999.1951 | RIM
Commercial | Regenerative Drive Elevator Motor | 0.12875 | 0.42415 | N/A | 0.28225 | 0.025857 | 2027.9355 | RIM | [9 empty] | Commercial | Waterside Economizer | 0.037356 | 0.57544 | 0.063178 | 4.9076 | 0 | 12088.789 | RIM
Commercial | Regenerative Drive Elevator Motor | 0.15683 | 0.51664 | N/A | 0.26293 | 0.22024 | 2027.9355 | RIM | [9 empty] | Commercial | Waterside Economizer | 0.053742 | 0.57544 | 0.090966 | 7.0661 | 0 | 17405.8838 | RIM
Commercial | Regenerative Drive Elevator Motor | 0.12875 | 0.42415 | N/A | 0.28225 | 0.025857 | 2027.9355 | RIM | [9 empty] | Commercial | Waterside Economizer | 0.042145 | 0.57544 | 0.071295 | 5.5381 | 0 | 13642.0052 | RIM
Commercial | Regenerative Drive Elevator Motor | 0.15683 | 0.51664 | N/A | 0.26293 | 0.22024 | 2027.9355 | RIM | [9 empty] | Commercial | Waterside Economizer | 0.036646 | 0.57544 | 0.061975 | 4.8142 | 0 | 11858.6828 | RIM
Commercial | Regenerative Drive Elevator Motor | 0.15683 | 0.51664 | N/A | 0.26293 | 0.22024 | 2027.9355 | RIM | [9 empty] | Commercial | Waterside Economizer | 0.0080619 | 0.57544 | 0.013615 | 1.0576 | 0 | 2605.1299 | RIM
Commercial | Regenerative Drive Elevator Motor | 0.12875 | 0.42415 | N/A | 0.28225 | 0.025857 | 2027.9355 | RIM | [9 empty] | Commercial | Window Sun Protection | 0.22435 | 0.4647 | 0.47554 | 0.042491 | -0.010532 | 111.1908 | RIM
Commercial | Regenerative Drive Elevator Motor | 0.15683 | 0.51664 | N/A | 0.26293 | 0.22024 | 2027.9355 | RIM | [9 empty] | Commercial | Window Sun Protection | 0.22435 | 0.4647 | 0.47554 | 0.042491 | -0.010532 | 111.1908 | RIM
Commercial | Regenerative Drive Elevator Motor | 0.12875 | 0.42415 | N/A | 0.28225 | 0.025857 | 2027.9355 | RIM | [9 empty] | Commercial | Window Sun Protection | 0.22435 | 0.4647 | 0.47554 | 0.042491 | -0.010532 | 111.1908 | RIM
Commercial | Regenerative Drive Elevator Motor | 0.12875 | 0.42415 | N/A | 0.28225 | 0.025857 | 2027.9355 | RIM | [9 empty] | Commercial | Window Sun Protection | 0.22435 | 0.4647 | 0.47554 | 0.042491 | -0.010532 | 111.1908 | RIM
Commercial | Regenerative Drive Elevator Motor | 0.15683 | 0.51664 | N/A | 0.26293 | 0.22024 | 2027.9355 | RIM | [9 empty] | Commercial | Window Sun Protection | 0.22435 | 0.4647 | 0.47554 | 0.042491 | -0.010532 | 111.1908 | RIM
Commercial | Regenerative Drive Elevator Motor | 0.12875 | 0.42415 | N/A | 0.28225 | 0.025857 | 2027.9355 | RIM | [9 empty] | Commercial | Window Sun Protection | 0.22435 | 0.4647 | 0.47554 | 0.042491 | -0.010532 | 111.1908 | RIM
Commercial | Regenerative Drive Elevator Motor | 0.15683 | 0.51664 | N/A | 0.26293 | 0.22024 | 2027.9355 | RIM | [9 empty] | Commercial | Window Sun Protection | 0.18383 | 0.38078 | 0.47554 | 0.049635 | -0.024541 | 111.1908 | RIM
Commercial | Regenerative Drive Elevator Motor | 0.12875 | 0.42415 | N/A | 0.28225 | 0.025857 | 2027.9355 | RIM | [9 empty] | Commercial | Window Sun Protection | 0.14559 | 0.29566 | 0.47554 | 0.058425 | -0.042841 | 111.1908 | RIM
Commercial | VSD Controlled Compressor | 2.4302 | 0.49174 | N/A | 1.9843 | 0.92875 | 13160.16 | RIM | [9 empty] | Commercial | Window Sun Protection | 0.22435 | 0.4647 | 0.47554 | 0.042491 | -0.010532 | 111.1908 | RIM
Commercial | VSD Controlled Compressor | 2.5533 | 0.51664 | N/A | 1.7063 | 1.4292 | 13160.16 | RIM | [9 empty] | Commercial | Window Sun Protection | 0.22435 | 0.4647 | 0.47554 | 0.042491 | -0.010532 | 111.1908 | RIM
Commercial | VSD Controlled Compressor | 2.4302 | 0.49174 | N/A | 1.9843 | 0.92875 | 13160.16 | RIM | [9 empty] | Commercial | Window Sun Protection | 0.22435 | 0.4647 | 0.47554 | 0.042491 | -0.010532 | 111.1908 | RIM
Commercial | VSD Controlled Compressor | 2.5533 | 0.51664 | N/A | 1.7063 | 1.4292 | 13160.16 | RIM | [9 empty] | Commercial | Window Sun Protection | 0.22435 | 0.4647 | 0.47554 | 0.042491 | -0.010532 | 111.1908 | RIM
Commercial | VSD Controlled Compressor | 2.5533 | 0.51664 | N/A | 1.7063 | 1.4292 | 13160.16 | RIM | [9 empty] | Commercial | Window Sun Protection | 0.14559 | 0.29566 | 0.47554 | 0.058425 | -0.042841 | 111.1908 | RIM
Commercial | VSD Controlled Compressor | 2.4302 | 0.49174 | N/A | 1.9843 | 0.92875 | 13160.16 | RIM | [9 empty] | Commercial | Window Sun Protection | 0.13536 | 0.4647 | 0.28532 | 0.025494 | -0.0063194 | 66.7145 | RIM
Commercial | VSD Controlled Compressor | 2.5533 | 0.51664 | N/A | 1.7063 | 1.4292 | 13160.16 | RIM | [9 empty] | Commercial | Window Sun Protection | 0.13536 | 0.4647 | 0.28532 | 0.025494 | -0.0063194 | 66.7145 | RIM
Commercial | VSD Controlled Compressor | 2.4302 | 0.49174 | N/A | 1.9843 | 0.92875 | 13160.16 | RIM | [9 empty] | Commercial | Window Sun Protection | 0.13536 | 0.4647 | 0.28532 | 0.025494 | -0.0063194 | 66.7145 | RIM
Commercial | VSD Controlled Compressor | 2.4302 | 0.49174 | N/A | 1.9843 | 0.92875 | 13160.16 | RIM | [9 empty] | Commercial | Window Sun Protection | 0.13536 | 0.4647 | 0.28532 | 0.025494 | -0.0063194 | 66.7145 | RIM
Commercial | VSD Controlled Compressor | 2.5533 | 0.51664 | N/A | 1.7063 | 1.4292 | 13160.16 | RIM | [9 empty] | Commercial | Window Sun Protection | 0.13536 | 0.4647 | 0.28532 | 0.025494 | -0.0063194 | 66.7145 | RIM
Commercial | VSD Controlled Compressor | 2.4302 | 0.49174 | N/A | 1.9843 | 0.92875 | 13160.16 | RIM | [9 empty] | Commercial | Window Sun Protection | 0.13536 | 0.4647 | 0.28532 | 0.025494 | -0.0063194 | 66.7145 | RIM
Commercial | VSD Controlled Compressor | 2.5533 | 0.51664 | N/A | 1.7063 | 1.4292 | 13160.16 | RIM | [9 empty] | Commercial | Window Sun Protection | 0.11091 | 0.38078 | 0.28532 | 0.029781 | -0.014724 | 66.7145 | RIM
Commercial | VSD Controlled Compressor | 2.4302 | 0.49174 | N/A | 1.9843 | 0.92875 | 13160.16 | RIM | [9 empty] | Commercial | Window Sun Protection | 0.088496 | 0.29566 | 0.28532 | 0.035055 | -0.025705 | 66.7145 | RIM
Commercial | VSD Controlled Compressor | 2.4302 | 0.49174 | N/A | 1.9843 | 0.92875 | 13160.16 | RIM | [9 empty] | Commercial | Window Sun Protection | 0.13536 | 0.4647 | 0.28532 | 0.025494 | -0.0063194 | 66.7145 | RIM
Commercial | VSD Controlled Compressor | 2.5533 | 0.51664 | N/A | 1.7063 | 1.4292 | 13160.16 | RIM | [9 empty] | Commercial | Window Sun Protection | 0.13536 | 0.4647 | 0.28532 | 0.025494 | -0.0063194 | 66.7145 | RIM
Commercial | VSD Controlled Compressor | 2.4302 | 0.49174 | N/A | 1.9843 | 0.92875 | 13160.16 | RIM | [9 empty] | Commercial | Window Sun Protection | 0.13536 | 0.4647 | 0.28532 | 0.025494 | -0.0063194 | 66.7145 | RIM
Commercial | VSD Controlled Compressor | 2.5533 | 0.51664 | N/A | 1.7063 | 1.4292 | 13160.16 | RIM | [9 empty] | Commercial | Window Sun Protection | 0.13536 | 0.4647 | 0.28532 | 0.025494 | -0.0063194 | 66.7145 | RIM
Commercial | VSD Controlled Compressor | 2.5533 | 0.51664 | N/A | 1.7063 | 1.4292 | 13160.16 | RIM | [9 empty] | Commercial | Window Sun Protection | 0.088496 | 0.29566 | 0.28532 | 0.035055 | -0.025705 | 66.7145 | RIM
Commercial | VSD Controlled Compressor | 2.4302 | 0.49174 | N/A | 1.9843 | 0.92875 | 13160.16 | RIM | [9 empty] | Commercial | Bi-Level Lighting Control (Interior) | 0.55454 | 0.31356 | 1.789 | 0.0012256 | 0 | 445.78 | RIM
Commercial | VSD Controlled Compressor | 2.5533 | 0.51664 | N/A | 1.7063 | 1.4292 | 13160.16 | RIM | [9 empty] | Commercial | Bi-Level Lighting Control (Interior) | 0.83837 | 0.31356 | 2.7419 | 0.0018785 | 0 | 683.24 | RIM
Commercial | VSD Controlled Compressor | 2.4302 | 0.49174 | N/A | 1.9843 | 0.92875 | 13160.16 | RIM | [9 empty] | Commercial | Bi-Level Lighting Control (Interior) | 1.0653 | 0.32 | 3.4485 | 0.010616 | 0 | 859.32 | RIM
Commercial | VSD Controlled Compressor | 2.4302 | 0.49174 | N/A | 1.9843 | 0.92875 | 13160.16 | RIM | [9 empty] | Commercial | Bi-Level Lighting Control (Interior) | 0.95106 | 0.31356 | 3.1276 | 0.0021427 | 0 | 779.34 | RIM
Commercial | VSD Controlled Compressor | 2.5533 | 0.51664 | N/A | 1.7063 | 1.4292 | 13160.16 | RIM | [9 empty] | Commercial | Bi-Level Lighting Control (Interior) | 1.2668 | 0.31356 | 4.231 | 0.0028987 | 0 | 1054.31 | RIM
Commercial | VSD Controlled Compressor | 2.4302 | 0.49174 | N/A | 1.9843 | 0.92875 | 13160.16 | RIM | [9 empty] | Commercial | Bi-Level Lighting Control (Interior) | 0.63369 | 0.31356 | 2.0521 | 0.0014059 | 0 | 511.345 | RIM
Commercial | VSD Controlled Compressor | 2.5533 | 0.51664 | N/A | 1.7063 | 1.4292 | 13160.16 | RIM | [9 empty] | Commercial | Bi-Level Lighting Control (Interior) | 0.7329 | 0.32 | 2.3351 | 0.0071882 | 0 | 581.87 | RIM
Commercial | VSD Controlled Compressor | 2.4302 | 0.49174 | N/A | 1.9843 | 0.92875 | 13160.16 | RIM | [9 empty] | Commercial | Bi-Level Lighting Control (Interior) | 0.83837 | 0.31356 | 2.7419 | 0.0018785 | 0 | 683.24 | RIM
Commercial | Network PC Power Management | 2.6065 | 0.41749 | N/A | 0.39582 | 0 | 2661.0035 | RIM | [9 empty] | Commercial | Bi-Level Lighting Control (Interior) | 0.62511 | 0.31356 | 2.0235 | 0.0013863 | 0 | 504.215 | RIM
Commercial | Network PC Power Management | 3.34 | 0.52749 | N/A | 0.93955 | 0.81114 | 6992.2928 | RIM | [9 empty] | Commercial | Bi-Level Lighting Control (Interior) | 0.65772 | 0.32 | 2.0881 | 0.006428 | 0 | 520.335 | RIM
Commercial | Network PC Power Management | 3.2738 | 0.52446 | N/A | 0.5037 | 0.3508 | 3386.2106 | RIM | [9 empty] | Commercial | Bi-Level Lighting Control (Interior) | 0.96245 | 0.32 | 3.1002 | 0.0095434 | 0 | 772.52 | RIM
Commercial | Network PC Power Management | 3.3033 | 0.52446 | N/A | 0.70789 | 0.49301 | 4758.9388 | RIM | [9 empty] | Commercial | Bi-Level Lighting Control (Interior) | 0.46077 | 0.31356 | 1.4798 | 0.0010138 | 0 | 368.745 | RIM
Commercial | Network PC Power Management | 3.3725 | 0.52749 | N/A | 5.6089 | 4.8423 | 41742.7 | RIM | [9 empty] | Commercial | Bi-Level Lighting Control (Interior) | 0.73109 | 0.31356 | 2.3786 | 0.0016296 | 0 | 592.72 | RIM
Commercial | Network PC Power Management | 2.6005 | 0.41749 | N/A | 0.64622 | 0 | 4344.3187 | RIM | [9 empty] | Commercial | Bi-Level Lighting Control (Interior) | 0.55454 | 0.31356 | 1.789 | 0.0012256 | 0 | 445.78 | RIM
Commercial | Network PC Power Management | 3.3056 | 0.52446 | N/A | 0.58124 | 0.40481 | 3907.5345 | RIM | [9 empty] | Commercial | Bi-Level Lighting Control (Interior) | 0.83837 | 0.31356 | 2.7419 | 0.0018785 | 0 | 683.24 | RIM
Commercial | Network PC Power Management | 2.6688 | 0.41749 | N/A | 8.6767 | 0 | 58330.5263 | RIM | [9 empty] | Commercial | Bi-Level Lighting Control (Interior) | 1.0653 | 0.32 | 3.4485 | 0.010616 | 0 | 859.32 | RIM
Commercial | Network PC Power Management | 3.3112 | 0.52446 | N/A | 0.49125 | 0.34213 | 3302.5466 | RIM | [9 empty] | Commercial | Bi-Level Lighting Control (Interior) | 0.95106 | 0.31356 | 3.1276 | 0.0021427 | 0 | 779.34 | RIM
Commercial | Network PC Power Management | 2.6388 | 0.41749 | N/A | 0.47359 | 0 | 3183.805 | RIM | [9 empty] | Commercial | Bi-Level Lighting Control (Interior) | 1.2668 | 0.31356 | 4.231 | 0.0028987 | 0 | 1054.31 | RIM
Commercial | Network PC Power Management | 3.2498 | 0.52446 | N/A | 0.21429 | 0.14924 | 1440.5919 | RIM | [9 empty] | Commercial | Bi-Level Lighting Control (Interior) | 0.63369 | 0.31356 | 2.0521 | 0.0014059 | 0 | 511.345 | RIM
Commercial | Network PC Power Management | 3.3276 | 0.52446 | N/A | 0.71311 | 0.49665 | 4794.046 | RIM | [9 empty] | Commercial | Bi-Level Lighting Control (Interior) | 0.7329 | 0.32 | 2.3351 | 0.0071882 | 0 | 581.87 | RIM
Commercial | Network PC Power Management | 2.1095 | 0.41749 | N/A | 0.058244 | 0 | 391.5584 | RIM | [9 empty] | Commercial | Bi-Level Lighting Control (Interior) | 0.83837 | 0.31356 | 2.7419 | 0.0018785 | 0 | 683.24 | RIM
Commercial | Network PC Power Management | 2.6065 | 0.41749 | N/A | 0.39582 | 0 | 2661.0035 | RIM | [9 empty] | Commercial | Bi-Level Lighting Control (Interior) | 0.62511 | 0.31356 | 2.0235 | 0.0013863 | 0 | 504.215 | RIM
Commercial | Network PC Power Management | 3.34 | 0.52749 | N/A | 0.93955 | 0.81114 | 6992.2928 | RIM | [9 empty] | Commercial | Bi-Level Lighting Control (Interior) | 0.65772 | 0.32 | 2.0881 | 0.006428 | 0 | 520.335 | RIM
Commercial | Network PC Power Management | 3.2738 | 0.52446 | N/A | 0.5037 | 0.3508 | 3386.2106 | RIM | [9 empty] | Commercial | Bi-Level Lighting Control (Interior) | 0.96245 | 0.32 | 3.1002 | 0.0095434 | 0 | 772.52 | RIM
Commercial | Network PC Power Management | 3.3033 | 0.52446 | N/A | 0.70789 | 0.49301 | 4758.9388 | RIM | [9 empty] | Commercial | Bi-Level Lighting Control (Interior) | 0.46077 | 0.31356 | 1.4798 | 0.0010138 | 0 | 368.745 | RIM
Commercial | Network PC Power Management | 3.3725 | 0.52749 | N/A | 5.6089 | 4.8423 | 41742.7 | RIM | [9 empty] | Commercial | Bi-Level Lighting Control (Interior) | 0.73109 | 0.31356 | 2.3786 | 0.0016296 | 0 | 592.72 | RIM
Commercial | Network PC Power Management | 2.6005 | 0.41749 | N/A | 0.64622 | 0 | 4344.3187 | RIM | [9 empty] | Commercial | Interior Lighting Controls | 1.1532 | 0.31172 | 3.8541 | 0 | 0 | 402.64 | RIM
Commercial | Network PC Power Management | 3.3056 | 0.52446 | N/A | 0.58124 | 0.40481 | 3907.5345 | RIM | [9 empty] | Commercial | Interior Lighting Controls | 1.7179 | 0.31172 | 5.9071 | 0 | 0 | 617.12 | RIM
Commercial | Network PC Power Management | 2.6688 | 0.41749 | N/A | 8.6767 | 0 | 58330.5263 | RIM | [9 empty] | Commercial | Interior Lighting Controls | 2.1166 | 0.31172 | 7.4295 | 0 | 0 | 776.16 | RIM
Commercial | Network PC Power Management | 3.3112 | 0.52446 | N/A | 0.49125 | 0.34213 | 3302.5466 | RIM | [9 empty] | Commercial | Interior Lighting Controls | 1.9376 | 0.31172 | 6.738 | 0 | 0 | 703.92 | RIM
Commercial | Network PC Power Management | 2.6388 | 0.41749 | N/A | 0.47359 | 0 | 3183.805 | RIM | [9 empty] | Commercial | Interior Lighting Controls | 2.5396 | 0.31172 | 9.1153 | 0 | 0 | 952.28 | RIM
Commercial | Network PC Power Management | 3.2498 | 0.52446 | N/A | 0.21429 | 0.14924 | 1440.5919 | RIM | [9 empty] | Commercial | Interior Lighting Controls | 1.3124 | 0.31172 | 4.421 | 0 | 0 | 461.86 | RIM
Commercial | Network PC Power Management | 3.3276 | 0.52446 | N/A | 0.71311 | 0.49665 | 4794.046 | RIM | [9 empty] | Commercial | Interior Lighting Controls | 1.4808 | 0.31172 | 5.0307 | 0 | 0 | 525.56 | RIM
Commercial | Network PC Power Management | 2.1095 | 0.41749 | N/A | 0.058244 | 0 | 391.5584 | RIM | [9 empty] | Commercial | Interior Lighting Controls | 1.7179 | 0.31172 | 5.9071 | 0 | 0 | 617.12 | RIM
Commercial | Smart Strip Plug Outlet | 3.4934 | 0.41746 | N/A | 0.0083127 | 0 | 55.9044 | RIM | [9 empty] | Commercial | Interior Lighting Controls | 1.2952 | 0.31172 | 4.3593 | 0 | 0 | 455.42 | RIM
Commercial | Smart Strip Plug Outlet | 5.7628 | 0.52416 | N/A | 0.021843 | 0.015181 | 146.8994 | RIM | [9 empty] | Commercial | Interior Lighting Controls | 1.334 | 0.31172 | 4.4987 | 0 | 0 | 469.98 | RIM
Commercial | Smart Strip Plug Outlet | 5.5816 | 0.52416 | N/A | 0.010578 | 0.0073516 | 71.1401 | RIM | [9 empty] | Commercial | Interior Lighting Controls | 1.9221 | 0.31172 | 6.679 | 0 | 0 | 697.76 | RIM
Commercial | Smart Strip Plug Outlet | 7.8444 | 0.52416 | N/A | 0.014866 | 0.010332 | 99.9794 | RIM | [9 empty] | Commercial | Interior Lighting Controls | 0.96294 | 0.31172 | 3.1881 | 0 | 0 | 333.06 | RIM
Commercial | Smart Strip Plug Outlet | 8.6008 | 0.52416 | N/A | 0.1304 | 0.090625 | 876.9623 | RIM | [9 empty] | Commercial | Interior Lighting Controls | 1.5064 | 0.31172 | 5.1245 | 0 | 0 | 535.36 | RIM
Commercial | Smart Strip Plug Outlet | 5.7032 | 0.41746 | N/A | 0.013571 | 0 | 91.2687 | RIM | [9 empty] | Commercial | Interior Lighting Controls | 1.1532 | 0.31172 | 3.8541 | 0 | 0 | 402.64 | RIM
Commercial | Smart Strip Plug Outlet | 6.4409 | 0.52416 | N/A | 0.012207 | 0.0084835 | 82.0924 | RIM | [9 empty] | Commercial | Interior Lighting Controls | 1.7179 | 0.31172 | 5.9071 | 0 | 0 | 617.12 | RIM
Commercial | Smart Strip Plug Outlet | 6.9615 | 0.41746 | N/A | 0.18222 | 0 | 1225.4519 | RIM | [9 empty] | Commercial | Interior Lighting Controls | 2.1166 | 0.31172 | 7.4295 | 0 | 0 | 776.16 | RIM
Commercial | Smart Strip Plug Outlet | 5.4437 | 0.52416 | N/A | 0.010317 | 0.00717 | 69.3824 | RIM | [9 empty] | Commercial | Interior Lighting Controls | 1.9376 | 0.31172 | 6.738 | 0 | 0 | 703.92 | RIM
Commercial | Smart Strip Plug Outlet | 4.1797 | 0.41746 | N/A | 0.0099458 | 0 | 66.8878 | RIM | [9 empty] | Commercial | Interior Lighting Controls | 2.5396 | 0.31172 | 9.1153 | 0 | 0 | 952.28 | RIM
Commercial | Smart Strip Plug Outlet | 2.3746 | 0.52416 | N/A | 0.0045002 | 0.0031276 | 30.265 | RIM | [9 empty] | Commercial | Interior Lighting Controls | 1.3124 | 0.31172 | 4.421 | 0 | 0 | 461.86 | RIM
Commercial | Smart Strip Plug Outlet | 7.9022 | 0.52416 | N/A | 0.014976 | 0.010408 | 100.717 | RIM | [9 empty] | Commercial | Interior Lighting Controls | 1.4808 | 0.31172 | 5.0307 | 0 | 0 | 525.56 | RIM
Commercial | Smart Strip Plug Outlet | 0.51404 | 0.41746 | N/A | 0.0012232 | 0 | 8.2262 | RIM | [9 empty] | Commercial | Interior Lighting Controls | 1.7179 | 0.31172 | 5.9071 | 0 | 0 | 617.12 | RIM
Commercial | Smart Strip Plug Outlet | 3.4934 | 0.41746 | N/A | 0.0083127 | 0 | 55.9044 | RIM | [9 empty] | Commercial | Interior Lighting Controls | 1.2952 | 0.31172 | 4.3593 | 0 | 0 | 455.42 | RIM
Commercial | Smart Strip Plug Outlet | 5.7628 | 0.52416 | N/A | 0.021843 | 0.015181 | 146.8994 | RIM | [9 empty] | Commercial | Interior Lighting Controls | 1.334 | 0.31172 | 4.4987 | 0 | 0 | 469.98 | RIM
Commercial | Smart Strip Plug Outlet | 5.5816 | 0.52416 | N/A | 0.010578 | 0.0073516 | 71.1401 | RIM | [9 empty] | Commercial | Interior Lighting Controls | 1.9221 | 0.31172 | 6.679 | 0 | 0 | 697.76 | RIM
Commercial | Smart Strip Plug Outlet | 7.8444 | 0.52416 | N/A | 0.014866 | 0.010332 | 99.9794 | RIM | [9 empty] | Commercial | Interior Lighting Controls | 0.96294 | 0.31172 | 3.1881 | 0 | 0 | 333.06 | RIM
Commercial | Smart Strip Plug Outlet | 8.6008 | 0.52416 | N/A | 0.1304 | 0.090625 | 876.9623 | RIM | [9 empty] | Commercial | Interior Lighting Controls | 1.5064 | 0.31172 | 5.1245 | 0 | 0 | 535.36 | RIM
Commercial | Smart Strip Plug Outlet | 5.7032 | 0.41746 | N/A | 0.013571 | 0 | 91.2687 | RIM | [9 empty] | Commercial | Efficient Motor Belts | 0.1578 | 0.43455 | 0.35791 | 0.012997 | 0.0032092 | 94.8071 | RIM
Commercial | Smart Strip Plug Outlet | 6.4409 | 0.52416 | N/A | 0.012207 | 0.0084835 | 82.0924 | RIM | [9 empty] | Commercial | Efficient Motor Belts | 0.18341 | 0.50506 | 0.35791 | 0.012292 | 0.010296 | 94.8071 | RIM
Commercial | Smart Strip Plug Outlet | 6.9615 | 0.41746 | N/A | 0.18222 | 0 | 1225.4519 | RIM | [9 empty] | Commercial | Efficient Motor Belts | 0.1578 | 0.43455 | 0.35791 | 0.012997 | 0.0032092 | 94.8071 | RIM
Commercial | Smart Strip Plug Outlet | 5.4437 | 0.52416 | N/A | 0.010317 | 0.00717 | 69.3824 | RIM | [9 empty] | Commercial | Efficient Motor Belts | 0.18341 | 0.50506 | 0.35791 | 0.012292 | 0.010296 | 94.8071 | RIM
Commercial | Smart Strip Plug Outlet | 4.1797 | 0.41746 | N/A | 0.0099458 | 0 | 66.8878 | RIM | [9 empty] | Commercial | Efficient Motor Belts | 0.18341 | 0.50506 | 0.35791 | 0.012292 | 0.010296 | 94.8071 | RIM
Commercial | Smart Strip Plug Outlet | 2.3746 | 0.52416 | N/A | 0.0045002 | 0.0031276 | 30.265 | RIM | [9 empty] | Commercial | Efficient Motor Belts | 0.1578 | 0.43455 | 0.35791 | 0.012997 | 0.0032092 | 94.8071 | RIM
Commercial | Smart Strip Plug Outlet | 7.9022 | 0.52416 | N/A | 0.014976 | 0.010408 | 100.717 | RIM | [9 empty] | Commercial | Efficient Motor Belts | 0.18341 | 0.50506 | 0.35791 | 0.012292 | 0.010296 | 94.8071 | RIM
Commercial | Smart Strip Plug Outlet | 0.51404 | 0.41746 | N/A | 0.0012232 | 0 | 8.2262 | RIM | [9 empty] | Commercial | Efficient Motor Belts | 0.1578 | 0.43455 | 0.35791 | 0.012997 | 0.0032092 | 94.8071 | RIM
Commercial | Anti-Sweat Controls | 4.061 | 0.45365 | N/A | 0.081727 | 0.082167 | 1022.6336 | RIM | [9 empty] | Commercial | Efficient Motor Belts | 0.1578 | 0.43455 | 0.35791 | 0.012997 | 0.0032092 | 94.8071 | RIM
Commercial | Anti-Sweat Controls | 4.6249 | 0.51664 | N/A | 0.13259 | 0.11106 | 1022.6336 | RIM | [9 empty] | Commercial | Efficient Motor Belts | 0.18341 | 0.50506 | 0.35791 | 0.012292 | 0.010296 | 94.8071 | RIM
Commercial | Anti-Sweat Controls | 4.061 | 0.45365 | N/A | 0.081727 | 0.082167 | 1022.6336 | RIM | [9 empty] | Commercial | Efficient Motor Belts | 0.1578 | 0.43455 | 0.35791 | 0.012997 | 0.0032092 | 94.8071 | RIM
Commercial | Anti-Sweat Controls | 4.6249 | 0.51664 | N/A | 0.13259 | 0.11106 | 1022.6336 | RIM | [9 empty] | Commercial | Efficient Motor Belts | 0.18341 | 0.50506 | 0.35791 | 0.012292 | 0.010296 | 94.8071 | RIM
Commercial | Anti-Sweat Controls | 4.6249 | 0.51664 | N/A | 0.13259 | 0.11106 | 1022.6336 | RIM | [9 empty] | Commercial | Efficient Motor Belts | 0.1578 | 0.43455 | 0.35791 | 0.012997 | 0.0032092 | 94.8071 | RIM
Commercial | Anti-Sweat Controls | 4.061 | 0.45365 | N/A | 0.081727 | 0.082167 | 1022.6336 | RIM | [9 empty] | Commercial | Efficient Motor Belts | 0.1578 | 0.43455 | 0.35791 | 0.012997 | 0.0032092 | 94.8071 | RIM
Commercial | Anti-Sweat Controls | 4.6249 | 0.51664 | N/A | 0.13259 | 0.11106 | 1022.6336 | RIM | [9 empty] | Commercial | Efficient Motor Belts | 0.18341 | 0.50506 | 0.35791 | 0.012292 | 0.010296 | 94.8071 | RIM
Commercial | Anti-Sweat Controls | 4.061 | 0.45365 | N/A | 0.081727 | 0.082167 | 1022.6336 | RIM | [9 empty] | Commercial | Efficient Motor Belts | 0.1578 | 0.43455 | 0.35791 | 0.012997 | 0.0032092 | 94.8071 | RIM
Commercial | Anti-Sweat Controls | 4.061 | 0.45365 | N/A | 0.081727 | 0.082167 | 1022.6336 | RIM | [9 empty] | Commercial | Efficient Motor Belts | 0.18341 | 0.50506 | 0.35791 | 0.012292 | 0.010296 | 94.8071 | RIM
Commercial | Anti-Sweat Controls | 4.6249 | 0.51664 | N/A | 0.13259 | 0.11106 | 1022.6336 | RIM | [9 empty] | Commercial | Efficient Motor Belts | 0.18341 | 0.50506 | 0.35791 | 0.012292 | 0.010296 | 94.8071 | RIM
Commercial | Anti-Sweat Controls | 4.061 | 0.45365 | N/A | 0.081727 | 0.082167 | 1022.6336 | RIM | [9 empty] | Commercial | Efficient Motor Belts | 0.1578 | 0.43455 | 0.35791 | 0.012997 | 0.0032092 | 94.8071 | RIM
Commercial | Anti-Sweat Controls | 4.6249 | 0.51664 | N/A | 0.13259 | 0.11106 | 1022.6336 | RIM | [9 empty] | Commercial | Efficient Motor Belts | 0.18341 | 0.50506 | 0.35791 | 0.012292 | 0.010296 | 94.8071 | RIM
Commercial | Anti-Sweat Controls | 4.061 | 0.45365 | N/A | 0.081727 | 0.082167 | 1022.6336 | RIM | [9 empty] | Commercial | Efficient Motor Belts | 0.1578 | 0.43455 | 0.35791 | 0.012997 | 0.0032092 | 94.8071 | RIM
Commercial | Anti-Sweat Controls | 4.061 | 0.45365 | N/A | 0.081727 | 0.082167 | 1022.6336 | RIM | [9 empty] | Commercial | Efficient Motor Belts | 0.1578 | 0.43455 | 0.35791 | 0.012997 | 0.0032092 | 94.8071 | RIM
Commercial | Anti-Sweat Controls | 4.6249 | 0.51664 | N/A | 0.13259 | 0.11106 | 1022.6336 | RIM | [9 empty] | Commercial | Efficient Motor Belts | 0.18341 | 0.50506 | 0.35791 | 0.012292 | 0.010296 | 94.8071 | RIM
Commercial | Anti-Sweat Controls | 4.061 | 0.45365 | N/A | 0.081727 | 0.082167 | 1022.6336 | RIM | [9 empty] | Commercial | Efficient Motor Belts | 0.1578 | 0.43455 | 0.35791 | 0.012997 | 0.0032092 | 94.8071 | RIM
Commercial | Anti-Sweat Controls | 4.6249 | 0.51664 | N/A | 0.13259 | 0.11106 | 1022.6336 | RIM | [9 empty] | Commercial | Efficient Motor Belts | 0.18341 | 0.50506 | 0.35791 | 0.012292 | 0.010296 | 94.8071 | RIM
Commercial | Anti-Sweat Controls | 4.6249 | 0.51664 | N/A | 0.13259 | 0.11106 | 1022.6336 | RIM | [9 empty] | Commercial | Efficient Motor Belts | 0.1578 | 0.43455 | 0.35791 | 0.012997 | 0.0032092 | 94.8071 | RIM
Commercial | Anti-Sweat Controls | 4.061 | 0.45365 | N/A | 0.081727 | 0.082167 | 1022.6336 | RIM | [9 empty] | Commercial | Engine Block Timer | 1.4046 | 0.30926 | 4.9432 | 0 | 0 | 259.2 | RIM
Commercial | Anti-Sweat Controls | 4.6249 | 0.51664 | N/A | 0.13259 | 0.11106 | 1022.6336 | RIM | [9 empty] | Commercial | Engine Block Timer | 2.3515 | 0.51774 | 4.9432 | 0.032279 | 0.032279 | 259.2 | RIM
Commercial | Anti-Sweat Controls | 4.061 | 0.45365 | N/A | 0.081727 | 0.082167 | 1022.6336 | RIM | [9 empty] | Commercial | Engine Block Timer | 1.4046 | 0.30926 | 4.9432 | 0 | 0 | 259.2 | RIM
Commercial | Anti-Sweat Controls | 4.061 | 0.45365 | N/A | 0.081727 | 0.082167 | 1022.6336 | RIM | [9 empty] | Commercial | Engine Block Timer | 1.4046 | 0.30926 | 4.9432 | 0 | 0 | 259.2 | RIM
Commercial | Anti-Sweat Controls | 4.6249 | 0.51664 | N/A | 0.13259 | 0.11106 | 1022.6336 | RIM | [9 empty] | Commercial | Engine Block Timer | 2.3515 | 0.51774 | 4.9432 | 0.032279 | 0.032279 | 259.2 | RIM
Commercial | Anti-Sweat Controls | 4.061 | 0.45365 | N/A | 0.081727 | 0.082167 | 1022.6336 | RIM | [9 empty] | Commercial | Engine Block Timer | 1.7772 | 0.39131 | 4.9432 | 0.012328 | 0.012951 | 259.2 | RIM
Commercial | Anti-Sweat Controls | 4.6249 | 0.51664 | N/A | 0.13259 | 0.11106 | 1022.6336 | RIM | [9 empty] | Commercial | Engine Block Timer | 1.4046 | 0.30926 | 4.9432 | 0 | 0 | 259.2 | RIM
Commercial | Anti-Sweat Controls | 4.061 | 0.45365 | N/A | 0.081727 | 0.082167 | 1022.6336 | RIM | [9 empty] | Commercial | Engine Block Timer | 1.7772 | 0.39131 | 4.9432 | 0.012328 | 0.012951 | 259.2 | RIM
Commercial | Automatic Door Closer for Walk-in Coolers and Freezers | 0.16519 | 0.44281 | N/A | 0.0054303 | 0.0012106 | 39.0829 | RIM | [9 empty] | Commercial | Engine Block Timer | 1.7772 | 0.39131 | 4.9432 | 0.012328 | 0.012951 | 259.2 | RIM
Commercial | Automatic Door Closer for Walk-in Coolers and Freezers | 0.19274 | 0.51664 | N/A | 0.0050673 | 0.0042445 | 39.0829 | RIM | [9 empty] | Commercial | Engine Block Timer | 1.7772 | 0.39131 | 4.9432 | 0.012328 | 0.012951 | 259.2 | RIM
Commercial | Automatic Door Closer for Walk-in Coolers and Freezers | 0.16519 | 0.44281 | N/A | 0.0054303 | 0.0012106 | 39.0829 | RIM | [9 empty] | Commercial | Engine Block Timer | 1.7772 | 0.39131 | 4.9432 | 0.012328 | 0.012951 | 259.2 | RIM
Commercial | Automatic Door Closer for Walk-in Coolers and Freezers | 0.19274 | 0.51664 | N/A | 0.0050673 | 0.0042445 | 39.0829 | RIM | [9 empty] | Commercial | Engine Block Timer | 1.7772 | 0.39131 | 4.9432 | 0.012328 | 0.012951 | 259.2 | RIM
Commercial | Automatic Door Closer for Walk-in Coolers and Freezers | 0.19274 | 0.51664 | N/A | 0.0050673 | 0.0042445 | 39.0829 | RIM | [9 empty] | Commercial | Engine Block Timer | 1.7772 | 0.39131 | 4.9432 | 0.012328 | 0.012951 | 259.2 | RIM
Commercial | Automatic Door Closer for Walk-in Coolers and Freezers | 0.16519 | 0.44281 | N/A | 0.0054303 | 0.0012106 | 39.0829 | RIM | [9 empty] | Commercial | Engine Block Timer | 1.4046 | 0.30926 | 4.9432 | 0 | 0 | 259.2 | RIM
Commercial | Automatic Door Closer for Walk-in Coolers and Freezers | 0.19274 | 0.51664 | N/A | 0.0050673 | 0.0042445 | 39.0829 | RIM | [9 empty] | Commercial | Engine Block Timer | 2.3515 | 0.51774 | 4.9432 | 0.032279 | 0.032279 | 259.2 | RIM
Commercial | Automatic Door Closer for Walk-in Coolers and Freezers | 0.16519 | 0.44281 | N/A | 0.0054303 | 0.0012106 | 39.0829 | RIM | [9 empty] | Commercial | Engine Block Timer | 1.4046 | 0.30926 | 4.9432 | 0 | 0 | 259.2 | RIM
Commercial | Automatic Door Closer for Walk-in Coolers and Freezers | 0.16519 | 0.44281 | N/A | 0.0054303 | 0.0012106 | 39.0829 | RIM | [9 empty] | Commercial | Engine Block Timer | 1.4046 | 0.30926 | 4.9432 | 0 | 0 | 259.2 | RIM
Commercial | Automatic Door Closer for Walk-in Coolers and Freezers | 0.19274 | 0.51664 | N/A | 0.0050673 | 0.0042445 | 39.0829 | RIM | [9 empty] | Commercial | Engine Block Timer | 2.3515 | 0.51774 | 4.9432 | 0.032279 | 0.032279 | 259.2 | RIM
Commercial | Automatic Door Closer for Walk-in Coolers and Freezers | 0.16519 | 0.44281 | N/A | 0.0054303 | 0.0012106 | 39.0829 | RIM | [9 empty] | Commercial | Engine Block Timer | 1.7772 | 0.39131 | 4.9432 | 0.012328 | 0.012951 | 259.2 | RIM
Commercial | Automatic Door Closer for Walk-in Coolers and Freezers | 0.19274 | 0.51664 | N/A | 0.0050673 | 0.0042445 | 39.0829 | RIM | [9 empty] | Commercial | Engine Block Timer | 1.4046 | 0.30926 | 4.9432 | 0 | 0 | 259.2 | RIM
Commercial | Automatic Door Closer for Walk-in Coolers and Freezers | 0.16519 | 0.44281 | N/A | 0.0054303 | 0.0012106 | 39.0829 | RIM | [9 empty] | Commercial | Engine Block Timer | 1.7772 | 0.39131 | 4.9432 | 0.012328 | 0.012951 | 259.2 | RIM
Commercial | Automatic Door Closer for Walk-in Coolers and Freezers | 0.16519 | 0.44281 | N/A | 0.0054303 | 0.0012106 | 39.0829 | RIM | [9 empty] | Commercial | Engine Block Timer | 1.7772 | 0.39131 | 4.9432 | 0.012328 | 0.012951 | 259.2 | RIM
Commercial | Automatic Door Closer for Walk-in Coolers and Freezers | 0.19274 | 0.51664 | N/A | 0.0050673 | 0.0042445 | 39.0829 | RIM | [9 empty] | Commercial | Engine Block Timer | 1.7772 | 0.39131 | 4.9432 | 0.012328 | 0.012951 | 259.2 | RIM
Commercial | Automatic Door Closer for Walk-in Coolers and Freezers | 0.16519 | 0.44281 | N/A | 0.0054303 | 0.0012106 | 39.0829 | RIM | [9 empty] | Commercial | Engine Block Timer | 1.7772 | 0.39131 | 4.9432 | 0.012328 | 0.012951 | 259.2 | RIM
Commercial | Automatic Door Closer for Walk-in Coolers and Freezers | 0.19274 | 0.51664 | N/A | 0.0050673 | 0.0042445 | 39.0829 | RIM | [9 empty] | Commercial | Engine Block Timer | 1.7772 | 0.39131 | 4.9432 | 0.012328 | 0.012951 | 259.2 | RIM
Commercial | Automatic Door Closer for Walk-in Coolers and Freezers | 0.19274 | 0.51664 | N/A | 0.0050673 | 0.0042445 | 39.0829 | RIM | [9 empty] | Commercial | Engine Block Timer | 1.7772 | 0.39131 | 4.9432 | 0.012328 | 0.012951 | 259.2 | RIM
Commercial | Automatic Door Closer for Walk-in Coolers and Freezers | 0.16519 | 0.44281 | N/A | 0.0054303 | 0.0012106 | 39.0829 | RIM | [9 empty] | Commercial | Regenerative Drive Elevator Motor | 0.12786 | 0.41465 | 0.30356 | 0.28225 | 0.025857 | 2027.9355 | RIM
Commercial | Automatic Door Closer for Walk-in Coolers and Freezers | 0.19274 | 0.51664 | N/A | 0.0050673 | 0.0042445 | 39.0829 | RIM | [9 empty] | Commercial | Regenerative Drive Elevator Motor | 0.15575 | 0.50506 | 0.30356 | 0.26293 | 0.22024 | 2027.9355 | RIM
Commercial | Automatic Door Closer for Walk-in Coolers and Freezers | 0.16519 | 0.44281 | N/A | 0.0054303 | 0.0012106 | 39.0829 | RIM | [9 empty] | Commercial | Regenerative Drive Elevator Motor | 0.12786 | 0.41465 | 0.30356 | 0.28225 | 0.025857 | 2027.9355 | RIM
Commercial | Automatic Door Closer for Walk-in Coolers and Freezers | 0.16519 | 0.44281 | N/A | 0.0054303 | 0.0012106 | 39.0829 | RIM | [9 empty] | Commercial | Regenerative Drive Elevator Motor | 0.15575 | 0.50506 | 0.30356 | 0.26293 | 0.22024 | 2027.9355 | RIM
Commercial | Automatic Door Closer for Walk-in Coolers and Freezers | 0.19274 | 0.51664 | N/A | 0.0050673 | 0.0042445 | 39.0829 | RIM | [9 empty] | Commercial | Regenerative Drive Elevator Motor | 0.15575 | 0.50506 | 0.30356 | 0.26293 | 0.22024 | 2027.9355 | RIM
Commercial | Automatic Door Closer for Walk-in Coolers and Freezers | 0.16519 | 0.44281 | N/A | 0.0054303 | 0.0012106 | 39.0829 | RIM | [9 empty] | Commercial | Regenerative Drive Elevator Motor | 0.12786 | 0.41465 | 0.30356 | 0.28225 | 0.025857 | 2027.9355 | RIM
Commercial | Automatic Door Closer for Walk-in Coolers and Freezers | 0.19274 | 0.51664 | N/A | 0.0050673 | 0.0042445 | 39.0829 | RIM | [9 empty] | Commercial | Regenerative Drive Elevator Motor | 0.15575 | 0.50506 | 0.30356 | 0.26293 | 0.22024 | 2027.9355 | RIM
Commercial | Automatic Door Closer for Walk-in Coolers and Freezers | 0.16519 | 0.44281 | N/A | 0.0054303 | 0.0012106 | 39.0829 | RIM | [9 empty] | Commercial | Regenerative Drive Elevator Motor | 0.12786 | 0.41465 | 0.30356 | 0.28225 | 0.025857 | 2027.9355 | RIM
Commercial | Demand Defrost | 0.37567 | 0.42415 | N/A | 0.054904 | 0.0050296 | 394.47 | RIM | [9 empty] | Commercial | Regenerative Drive Elevator Motor | 0.12786 | 0.41465 | 0.30356 | 0.28225 | 0.025857 | 2027.9355 | RIM
Commercial | Demand Defrost | 0.45759 | 0.51664 | N/A | 0.051145 | 0.04284 | 394.47 | RIM | [9 empty] | Commercial | Regenerative Drive Elevator Motor | 0.15575 | 0.50506 | 0.30356 | 0.26293 | 0.22024 | 2027.9355 | RIM
Commercial | Demand Defrost | 0.37567 | 0.42415 | N/A | 0.054904 | 0.0050296 | 394.47 | RIM | [9 empty] | Commercial | Regenerative Drive Elevator Motor | 0.12786 | 0.41465 | 0.30356 | 0.28225 | 0.025857 | 2027.9355 | RIM
Commercial | Demand Defrost | 0.45759 | 0.51664 | N/A | 0.051145 | 0.04284 | 394.47 | RIM | [9 empty] | Commercial | Regenerative Drive Elevator Motor | 0.15575 | 0.50506 | 0.30356 | 0.26293 | 0.22024 | 2027.9355 | RIM
Commercial | Demand Defrost | 0.45759 | 0.51664 | N/A | 0.051145 | 0.04284 | 394.47 | RIM | [9 empty] | Commercial | Regenerative Drive Elevator Motor | 0.12786 | 0.41465 | 0.30356 | 0.28225 | 0.025857 | 2027.9355 | RIM
Commercial | Demand Defrost | 0.37567 | 0.42415 | N/A | 0.054904 | 0.0050296 | 394.47 | RIM | [9 empty] | Commercial | Regenerative Drive Elevator Motor | 0.12786 | 0.41465 | 0.30356 | 0.28225 | 0.025857 | 2027.9355 | RIM
Commercial | Demand Defrost | 0.45759 | 0.51664 | N/A | 0.051145 | 0.04284 | 394.47 | RIM | [9 empty] | Commercial | Regenerative Drive Elevator Motor | 0.15575 | 0.50506 | 0.30356 | 0.26293 | 0.22024 | 2027.9355 | RIM
Commercial | Demand Defrost | 0.37567 | 0.42415 | N/A | 0.054904 | 0.0050296 | 394.47 | RIM | [9 empty] | Commercial | Regenerative Drive Elevator Motor | 0.12786 | 0.41465 | 0.30356 | 0.28225 | 0.025857 | 2027.9355 | RIM
Commercial | Demand Defrost | 0.37567 | 0.42415 | N/A | 0.054904 | 0.0050296 | 394.47 | RIM | [9 empty] | Commercial | Regenerative Drive Elevator Motor | 0.15575 | 0.50506 | 0.30356 | 0.26293 | 0.22024 | 2027.9355 | RIM
Commercial | Demand Defrost | 0.45759 | 0.51664 | N/A | 0.051145 | 0.04284 | 394.47 | RIM | [9 empty] | Commercial | Regenerative Drive Elevator Motor | 0.15575 | 0.50506 | 0.30356 | 0.26293 | 0.22024 | 2027.9355 | RIM
Commercial | Demand Defrost | 0.37567 | 0.42415 | N/A | 0.054904 | 0.0050296 | 394.47 | RIM | [9 empty] | Commercial | Regenerative Drive Elevator Motor | 0.12786 | 0.41465 | 0.30356 | 0.28225 | 0.025857 | 2027.9355 | RIM
Commercial | Demand Defrost | 0.45759 | 0.51664 | N/A | 0.051145 | 0.04284 | 394.47 | RIM | [9 empty] | Commercial | Regenerative Drive Elevator Motor | 0.15575 | 0.50506 | 0.30356 | 0.26293 | 0.22024 | 2027.9355 | RIM
Commercial | Demand Defrost | 0.37567 | 0.42415 | N/A | 0.054904 | 0.0050296 | 394.47 | RIM | [9 empty] | Commercial | Regenerative Drive Elevator Motor | 0.12786 | 0.41465 | 0.30356 | 0.28225 | 0.025857 | 2027.9355 | RIM
Commercial | Demand Defrost | 0.37567 | 0.42415 | N/A | 0.054904 | 0.0050296 | 394.47 | RIM | [9 empty] | Commercial | Regenerative Drive Elevator Motor | 0.12786 | 0.41465 | 0.30356 | 0.28225 | 0.025857 | 2027.9355 | RIM
Commercial | Demand Defrost | 0.45759 | 0.51664 | N/A | 0.051145 | 0.04284 | 394.47 | RIM | [9 empty] | Commercial | Regenerative Drive Elevator Motor | 0.15575 | 0.50506 | 0.30356 | 0.26293 | 0.22024 | 2027.9355 | RIM
Commercial | Demand Defrost | 0.37567 | 0.42415 | N/A | 0.054904 | 0.0050296 | 394.47 | RIM | [9 empty] | Commercial | Regenerative Drive Elevator Motor | 0.12786 | 0.41465 | 0.30356 | 0.28225 | 0.025857 | 2027.9355 | RIM
Commercial | Demand Defrost | 0.45759 | 0.51664 | N/A | 0.051145 | 0.04284 | 394.47 | RIM | [9 empty] | Commercial | Regenerative Drive Elevator Motor | 0.15575 | 0.50506 | 0.30356 | 0.26293 | 0.22024 | 2027.9355 | RIM
Commercial | Demand Defrost | 0.45759 | 0.51664 | N/A | 0.051145 | 0.04284 | 394.47 | RIM | [9 empty] | Commercial | Regenerative Drive Elevator Motor | 0.12786 | 0.41465 | 0.30356 | 0.28225 | 0.025857 | 2027.9355 | RIM
Commercial | Demand Defrost | 0.37567 | 0.42415 | N/A | 0.054904 | 0.0050296 | 394.47 | RIM | [9 empty] | Commercial | VSD Controlled Compressor | 2.1829 | 0.48072 | 4.9421 | 1.9843 | 0.92875 | 13160.16 | RIM
Commercial | Demand Defrost | 0.45759 | 0.51664 | N/A | 0.051145 | 0.04284 | 394.47 | RIM | [9 empty] | Commercial | VSD Controlled Compressor | 2.2934 | 0.50506 | 4.9421 | 1.7063 | 1.4292 | 13160.16 | RIM
Commercial | Demand Defrost | 0.37567 | 0.42415 | N/A | 0.054904 | 0.0050296 | 394.47 | RIM | [9 empty] | Commercial | VSD Controlled Compressor | 2.1829 | 0.48072 | 4.9421 | 1.9843 | 0.92875 | 13160.16 | RIM
Commercial | Demand Defrost | 0.37567 | 0.42415 | N/A | 0.054904 | 0.0050296 | 394.47 | RIM | [9 empty] | Commercial | VSD Controlled Compressor | 2.2934 | 0.50506 | 4.9421 | 1.7063 | 1.4292 | 13160.16 | RIM
Commercial | Demand Defrost | 0.45759 | 0.51664 | N/A | 0.051145 | 0.04284 | 394.47 | RIM | [9 empty] | Commercial | VSD Controlled Compressor | 2.2934 | 0.50506 | 4.9421 | 1.7063 | 1.4292 | 13160.16 | RIM
Commercial | Demand Defrost | 0.37567 | 0.42415 | N/A | 0.054904 | 0.0050296 | 394.47 | RIM | [9 empty] | Commercial | VSD Controlled Compressor | 2.1829 | 0.48072 | 4.9421 | 1.9843 | 0.92875 | 13160.16 | RIM
Commercial | Demand Defrost | 0.45759 | 0.51664 | N/A | 0.051145 | 0.04284 | 394.47 | RIM | [9 empty] | Commercial | VSD Controlled Compressor | 2.2934 | 0.50506 | 4.9421 | 1.7063 | 1.4292 | 13160.16 | RIM
Commercial | Demand Defrost | 0.37567 | 0.42415 | N/A | 0.054904 | 0.0050296 | 394.47 | RIM | [9 empty] | Commercial | VSD Controlled Compressor | 2.1829 | 0.48072 | 4.9421 | 1.9843 | 0.92875 | 13160.16 | RIM
Commercial | Floating Head Pressure Controls | 6.0507 | 0.49174 | N/A | 0.38051 | 0.1781 | 2523.5714 | RIM | [9 empty] | Commercial | VSD Controlled Compressor | 2.1829 | 0.48072 | 4.9421 | 1.9843 | 0.92875 | 13160.16 | RIM
Commercial | Floating Head Pressure Controls | 6.357 | 0.51664 | N/A | 0.32719 | 0.27407 | 2523.5714 | RIM | [9 empty] | Commercial | VSD Controlled Compressor | 2.2934 | 0.50506 | 4.9421 | 1.7063 | 1.4292 | 13160.16 | RIM
Commercial | Floating Head Pressure Controls | 6.0507 | 0.49174 | N/A | 0.38051 | 0.1781 | 2523.5714 | RIM | [9 empty] | Commercial | VSD Controlled Compressor | 2.1829 | 0.48072 | 4.9421 | 1.9843 | 0.92875 | 13160.16 | RIM
Commercial | Floating Head Pressure Controls | 6.357 | 0.51664 | N/A | 0.32719 | 0.27407 | 2523.5714 | RIM | [9 empty] | Commercial | VSD Controlled Compressor | 2.2934 | 0.50506 | 4.9421 | 1.7063 | 1.4292 | 13160.16 | RIM
Commercial | Floating Head Pressure Controls | 6.357 | 0.51664 | N/A | 0.32719 | 0.27407 | 2523.5714 | RIM | [9 empty] | Commercial | VSD Controlled Compressor | 2.1829 | 0.48072 | 4.9421 | 1.9843 | 0.92875 | 13160.16 | RIM
Commercial | Floating Head Pressure Controls | 6.0507 | 0.49174 | N/A | 0.38051 | 0.1781 | 2523.5714 | RIM | [9 empty] | Commercial | VSD Controlled Compressor | 2.1829 | 0.48072 | 4.9421 | 1.9843 | 0.92875 | 13160.16 | RIM
Commercial | Floating Head Pressure Controls | 6.357 | 0.51664 | N/A | 0.32719 | 0.27407 | 2523.5714 | RIM | [9 empty] | Commercial | VSD Controlled Compressor | 2.2934 | 0.50506 | 4.9421 | 1.7063 | 1.4292 | 13160.16 | RIM
Commercial | Floating Head Pressure Controls | 6.0507 | 0.49174 | N/A | 0.38051 | 0.1781 | 2523.5714 | RIM | [9 empty] | Commercial | VSD Controlled Compressor | 2.1829 | 0.48072 | 4.9421 | 1.9843 | 0.92875 | 13160.16 | RIM
Commercial | Floating Head Pressure Controls | 6.0507 | 0.49174 | N/A | 0.38051 | 0.1781 | 2523.5714 | RIM | [9 empty] | Commercial | VSD Controlled Compressor | 2.2934 | 0.50506 | 4.9421 | 1.7063 | 1.4292 | 13160.16 | RIM
Commercial | Floating Head Pressure Controls | 6.357 | 0.51664 | N/A | 0.32719 | 0.27407 | 2523.5714 | RIM | [9 empty] | Commercial | VSD Controlled Compressor | 2.2934 | 0.50506 | 4.9421 | 1.7063 | 1.4292 | 13160.16 | RIM
Commercial | Floating Head Pressure Controls | 6.0507 | 0.49174 | N/A | 0.38051 | 0.1781 | 2523.5714 | RIM | [9 empty] | Commercial | VSD Controlled Compressor | 2.1829 | 0.48072 | 4.9421 | 1.9843 | 0.92875 | 13160.16 | RIM
Commercial | Floating Head Pressure Controls | 6.357 | 0.51664 | N/A | 0.32719 | 0.27407 | 2523.5714 | RIM | [9 empty] | Commercial | VSD Controlled Compressor | 2.2934 | 0.50506 | 4.9421 | 1.7063 | 1.4292 | 13160.16 | RIM
Commercial | Floating Head Pressure Controls | 6.0507 | 0.49174 | N/A | 0.38051 | 0.1781 | 2523.5714 | RIM | [9 empty] | Commercial | VSD Controlled Compressor | 2.1829 | 0.48072 | 4.9421 | 1.9843 | 0.92875 | 13160.16 | RIM
Commercial | Floating Head Pressure Controls | 6.0507 | 0.49174 | N/A | 0.38051 | 0.1781 | 2523.5714 | RIM | [9 empty] | Commercial | VSD Controlled Compressor | 2.1829 | 0.48072 | 4.9421 | 1.9843 | 0.92875 | 13160.16 | RIM
Commercial | Floating Head Pressure Controls | 6.357 | 0.51664 | N/A | 0.32719 | 0.27407 | 2523.5714 | RIM | [9 empty] | Commercial | VSD Controlled Compressor | 2.2934 | 0.50506 | 4.9421 | 1.7063 | 1.4292 | 13160.16 | RIM
Commercial | Floating Head Pressure Controls | 6.0507 | 0.49174 | N/A | 0.38051 | 0.1781 | 2523.5714 | RIM | [9 empty] | Commercial | VSD Controlled Compressor | 2.1829 | 0.48072 | 4.9421 | 1.9843 | 0.92875 | 13160.16 | RIM
Commercial | Floating Head Pressure Controls | 6.357 | 0.51664 | N/A | 0.32719 | 0.27407 | 2523.5714 | RIM | [9 empty] | Commercial | VSD Controlled Compressor | 2.2934 | 0.50506 | 4.9421 | 1.7063 | 1.4292 | 13160.16 | RIM
Commercial | Floating Head Pressure Controls | 6.357 | 0.51664 | N/A | 0.32719 | 0.27407 | 2523.5714 | RIM | [9 empty] | Commercial | VSD Controlled Compressor | 2.1829 | 0.48072 | 4.9421 | 1.9843 | 0.92875 | 13160.16 | RIM
Commercial | Floating Head Pressure Controls | 6.0507 | 0.49174 | N/A | 0.38051 | 0.1781 | 2523.5714 | RIM | [9 empty] | Commercial | Network PC Power Management | 2.3852 | 0.41138 | 6.2433 | 0.39582 | 0 | 2661.0035 | RIM
Commercial | Floating Head Pressure Controls | 6.357 | 0.51664 | N/A | 0.32719 | 0.27407 | 2523.5714 | RIM | [9 empty] | Commercial | Network PC Power Management | 3.0528 | 0.51977 | 6.3319 | 0.93955 | 0.81114 | 6992.2928 | RIM
Commercial | Floating Head Pressure Controls | 6.0507 | 0.49174 | N/A | 0.38051 | 0.1781 | 2523.5714 | RIM | [9 empty] | Commercial | Network PC Power Management | 2.9959 | 0.51678 | 6.2423 | 0.5037 | 0.3508 | 3386.2106 | RIM
Commercial | Floating Head Pressure Controls | 6.0507 | 0.49174 | N/A | 0.38051 | 0.1781 | 2523.5714 | RIM | [9 empty] | Commercial | Network PC Power Management | 3.0205 | 0.51678 | 6.2985 | 0.70789 | 0.49301 | 4758.9388 | RIM
Commercial | Floating Head Pressure Controls | 6.357 | 0.51664 | N/A | 0.32719 | 0.27407 | 2523.5714 | RIM | [9 empty] | Commercial | Network PC Power Management | 3.0799 | 0.51977 | 6.3935 | 5.6089 | 4.8423 | 41742.7 | RIM
Commercial | Floating Head Pressure Controls | 6.0507 | 0.49174 | N/A | 0.38051 | 0.1781 | 2523.5714 | RIM | [9 empty] | Commercial | Network PC Power Management | 2.3802 | 0.41138 | 6.2288 | 0.64622 | 0 | 4344.3187 | RIM
Commercial | Floating Head Pressure Controls | 6.357 | 0.51664 | N/A | 0.32719 | 0.27407 | 2523.5714 | RIM | [9 empty] | Commercial | Network PC Power Management | 3.0225 | 0.51678 | 6.3029 | 0.58124 | 0.40481 | 3907.5345 | RIM
Commercial | Floating Head Pressure Controls | 6.0507 | 0.49174 | N/A | 0.38051 | 0.1781 | 2523.5714 | RIM | [9 empty] | Commercial | Network PC Power Management | 2.4373 | 0.41138 | 6.3924 | 8.6767 | 0 | 58330.5263 | RIM
Commercial | Freezer-Cooler Replacement Gaskets | 1.1225 | 0.46433 | N/A | 0.022767 | 0.0074125 | 156.3315 | RIM | [9 empty] | Commercial | Network PC Power Management | 3.0272 | 0.51678 | 6.3136 | 0.49125 | 0.34213 | 3302.5466 | RIM
Commercial | Freezer-Cooler Replacement Gaskets | 1.249 | 0.51664 | N/A | 0.020269 | 0.016978 | 156.3315 | RIM | [9 empty] | Commercial | Network PC Power Management | 2.4122 | 0.41138 | 6.3207 | 0.47359 | 0 | 3183.805 | RIM
Commercial | Freezer-Cooler Replacement Gaskets | 1.1225 | 0.46433 | N/A | 0.022767 | 0.0074125 | 156.3315 | RIM | [9 empty] | Commercial | Network PC Power Management | 2.9758 | 0.51678 | 6.1965 | 0.21429 | 0.14924 | 1440.5919 | RIM
Commercial | Freezer-Cooler Replacement Gaskets | 1.249 | 0.51664 | N/A | 0.020269 | 0.016978 | 156.3315 | RIM | [9 empty] | Commercial | Network PC Power Management | 3.0409 | 0.51678 | 6.3449 | 0.71311 | 0.49665 | 4794.046 | RIM
Commercial | Freezer-Cooler Replacement Gaskets | 1.249 | 0.51664 | N/A | 0.020269 | 0.016978 | 156.3315 | RIM | [9 empty] | Commercial | Network PC Power Management | 1.9621 | 0.41138 | 5.0527 | 0.058244 | 0 | 391.5584 | RIM
Commercial | Freezer-Cooler Replacement Gaskets | 1.1225 | 0.46433 | N/A | 0.022767 | 0.0074125 | 156.3315 | RIM | [9 empty] | Commercial | Network PC Power Management | 2.3852 | 0.41138 | 6.2433 | 0.39582 | 0 | 2661.0035 | RIM
Commercial | Freezer-Cooler Replacement Gaskets | 1.249 | 0.51664 | N/A | 0.020269 | 0.016978 | 156.3315 | RIM | [9 empty] | Commercial | Network PC Power Management | 3.0528 | 0.51977 | 6.3319 | 0.93955 | 0.81114 | 6992.2928 | RIM
Commercial | Freezer-Cooler Replacement Gaskets | 1.1225 | 0.46433 | N/A | 0.022767 | 0.0074125 | 156.3315 | RIM | [9 empty] | Commercial | Network PC Power Management | 2.9959 | 0.51678 | 6.2423 | 0.5037 | 0.3508 | 3386.2106 | RIM
Commercial | Freezer-Cooler Replacement Gaskets | 1.1225 | 0.46433 | N/A | 0.022767 | 0.0074125 | 156.3315 | RIM | [9 empty] | Commercial | Network PC Power Management | 3.0205 | 0.51678 | 6.2985 | 0.70789 | 0.49301 | 4758.9388 | RIM
Commercial | Freezer-Cooler Replacement Gaskets | 1.249 | 0.51664 | N/A | 0.020269 | 0.016978 | 156.3315 | RIM | [9 empty] | Commercial | Network PC Power Management | 3.0799 | 0.51977 | 6.3935 | 5.6089 | 4.8423 | 41742.7 | RIM
Commercial | Freezer-Cooler Replacement Gaskets | 1.1225 | 0.46433 | N/A | 0.022767 | 0.0074125 | 156.3315 | RIM | [9 empty] | Commercial | Network PC Power Management | 2.3802 | 0.41138 | 6.2288 | 0.64622 | 0 | 4344.3187 | RIM
Commercial | Freezer-Cooler Replacement Gaskets | 1.249 | 0.51664 | N/A | 0.020269 | 0.016978 | 156.3315 | RIM | [9 empty] | Commercial | Network PC Power Management | 3.0225 | 0.51678 | 6.3029 | 0.58124 | 0.40481 | 3907.5345 | RIM
Commercial | Freezer-Cooler Replacement Gaskets | 1.1225 | 0.46433 | N/A | 0.022767 | 0.0074125 | 156.3315 | RIM | [9 empty] | Commercial | Network PC Power Management | 2.4373 | 0.41138 | 6.3924 | 8.6767 | 0 | 58330.5263 | RIM
Commercial | Freezer-Cooler Replacement Gaskets | 0 | 0 | N/A | 0 | 0 | 0 | RIM | [9 empty] | Commercial | Network PC Power Management | 3.0272 | 0.51678 | 6.3136 | 0.49125 | 0.34213 | 3302.5466 | RIM
Commercial | Freezer-Cooler Replacement Gaskets | 0 | 0 | N/A | 0 | 0 | 0 | RIM | [9 empty] | Commercial | Network PC Power Management | 2.4122 | 0.41138 | 6.3207 | 0.47359 | 0 | 3183.805 | RIM
Commercial | Freezer-Cooler Replacement Gaskets | 0 | 0 | N/A | 0 | 0 | 0 | RIM | [9 empty] | Commercial | Network PC Power Management | 2.9758 | 0.51678 | 6.1965 | 0.21429 | 0.14924 | 1440.5919 | RIM
Commercial | Freezer-Cooler Replacement Gaskets | 0 | 0 | N/A | 0 | 0 | 0 | RIM | [9 empty] | Commercial | Network PC Power Management | 3.0409 | 0.51678 | 6.3449 | 0.71311 | 0.49665 | 4794.046 | RIM
Commercial | Freezer-Cooler Replacement Gaskets | 0 | 0 | N/A | 0 | 0 | 0 | RIM | [9 empty] | Commercial | Network PC Power Management | 1.9621 | 0.41138 | 5.0527 | 0.058244 | 0 | 391.5584 | RIM
Commercial | Freezer-Cooler Replacement Gaskets | 0 | 0 | N/A | 0 | 0 | 0 | RIM | [9 empty] | Commercial | Smart Strip Plug Outlet | 3.107 | 0.41134 | 8.3682 | 0.0083127 | 0 | 55.9044 | RIM
Commercial | Freezer-Cooler Replacement Gaskets | 0 | 0 | N/A | 0 | 0 | 0 | RIM | [9 empty] | Commercial | Smart Strip Plug Outlet | 4.9535 | 0.51648 | 10.9945 | 0.021843 | 0.015181 | 146.8994 | RIM
Commercial | Freezer-Cooler Replacement Gaskets | 0 | 0 | N/A | 0 | 0 | 0 | RIM | [9 empty] | Commercial | Smart Strip Plug Outlet | 4.819 | 0.51648 | 10.6488 | 0.010578 | 0.0073516 | 71.1401 | RIM
Commercial | Freezer-Cooler Replacement Gaskets | 0 | 0 | N/A | 0 | 0 | 0 | RIM | [9 empty] | Commercial | Smart Strip Plug Outlet | 6.4172 | 0.51648 | 14.9657 | 0.014866 | 0.010332 | 99.9794 | RIM
Commercial | Freezer-Cooler Replacement Gaskets | 0 | 0 | N/A | 0 | 0 | 0 | RIM | [9 empty] | Commercial | Smart Strip Plug Outlet | 6.9146 | 0.51648 | 16.4088 | 0.1304 | 0.090625 | 876.9623 | RIM
Commercial | Freezer-Cooler Replacement Gaskets | 0 | 0 | N/A | 0 | 0 | 0 | RIM | [9 empty] | Commercial | Smart Strip Plug Outlet | 4.7407 | 0.41134 | 13.6618 | 0.013571 | 0 | 91.2687 | RIM
Commercial | Freezer-Cooler Replacement Gaskets | 0 | 0 | N/A | 0 | 0 | 0 | RIM | [9 empty] | Commercial | Smart Strip Plug Outlet | 5.4464 | 0.51648 | 12.2882 | 0.012207 | 0.0084835 | 82.0924 | RIM
Commercial | Freezer-Cooler Replacement Gaskets | 0 | 0 | N/A | 0 | 0 | 0 | RIM | [9 empty] | Commercial | Smart Strip Plug Outlet | 5.5789 | 0.41134 | 16.6759 | 0.18222 | 0 | 1225.4519 | RIM
Commercial | High Efficiency Refrigeration Compressor | 0.45 | 0.49174 | N/A | 0.020431 | 0.0095627 | 135.5 | RIM | [9 empty] | Commercial | Smart Strip Plug Outlet | 4.7159 | 0.51648 | 10.3857 | 0.010317 | 0.00717 | 69.3824 | RIM
Commercial | High Efficiency Refrigeration Compressor | 0.47279 | 0.51664 | N/A | 0.017568 | 0.014716 | 135.5 | RIM | [9 empty] | Commercial | Smart Strip Plug Outlet | 3.6383 | 0.41134 | 10.0123 | 0.0099458 | 0 | 66.8878 | RIM
Commercial | High Efficiency Refrigeration Compressor | 0.45 | 0.49174 | N/A | 0.020431 | 0.0095627 | 135.5 | RIM | [9 empty] | Commercial | Smart Strip Plug Outlet | 2.2248 | 0.51648 | 4.5303 | 0.0045002 | 0.0031276 | 30.265 | RIM
Commercial | High Efficiency Refrigeration Compressor | 0.47279 | 0.51664 | N/A | 0.017568 | 0.014716 | 135.5 | RIM | [9 empty] | Commercial | Smart Strip Plug Outlet | 6.4558 | 0.51648 | 15.0761 | 0.014976 | 0.010408 | 100.717 | RIM
Commercial | High Efficiency Refrigeration Compressor | 0.47279 | 0.51664 | N/A | 0.017568 | 0.014716 | 135.5 | RIM | [9 empty] | Commercial | Smart Strip Plug Outlet | 0.5048 | 0.41134 | 1.2314 | 0.0012232 | 0 | 8.2262 | RIM
Commercial | High Efficiency Refrigeration Compressor | 0.45 | 0.49174 | N/A | 0.020431 | 0.0095627 | 135.5 | RIM | [9 empty] | Commercial | Smart Strip Plug Outlet | 3.107 | 0.41134 | 8.3682 | 0.0083127 | 0 | 55.9044 | RIM
Commercial | High Efficiency Refrigeration Compressor | 0.47279 | 0.51664 | N/A | 0.017568 | 0.014716 | 135.5 | RIM | [9 empty] | Commercial | Smart Strip Plug Outlet | 4.9535 | 0.51648 | 10.9945 | 0.021843 | 0.015181 | 146.8994 | RIM
Commercial | High Efficiency Refrigeration Compressor | 0.45 | 0.49174 | N/A | 0.020431 | 0.0095627 | 135.5 | RIM | [9 empty] | Commercial | Smart Strip Plug Outlet | 4.819 | 0.51648 | 10.6488 | 0.010578 | 0.0073516 | 71.1401 | RIM
Commercial | High Efficiency Refrigeration Compressor | 0.45 | 0.49174 | N/A | 0.020431 | 0.0095627 | 135.5 | RIM | [9 empty] | Commercial | Smart Strip Plug Outlet | 6.4172 | 0.51648 | 14.9657 | 0.014866 | 0.010332 | 99.9794 | RIM
Commercial | High Efficiency Refrigeration Compressor | 0.47279 | 0.51664 | N/A | 0.017568 | 0.014716 | 135.5 | RIM | [9 empty] | Commercial | Smart Strip Plug Outlet | 6.9146 | 0.51648 | 16.4088 | 0.1304 | 0.090625 | 876.9623 | RIM
Commercial | High Efficiency Refrigeration Compressor | 0.45 | 0.49174 | N/A | 0.020431 | 0.0095627 | 135.5 | RIM | [9 empty] | Commercial | Smart Strip Plug Outlet | 4.7407 | 0.41134 | 13.6618 | 0.013571 | 0 | 91.2687 | RIM
Commercial | High Efficiency Refrigeration Compressor | 0.47279 | 0.51664 | N/A | 0.017568 | 0.014716 | 135.5 | RIM | [9 empty] | Commercial | Smart Strip Plug Outlet | 5.4464 | 0.51648 | 12.2882 | 0.012207 | 0.0084835 | 82.0924 | RIM
Commercial | High Efficiency Refrigeration Compressor | 0.45 | 0.49174 | N/A | 0.020431 | 0.0095627 | 135.5 | RIM | [9 empty] | Commercial | Smart Strip Plug Outlet | 5.5789 | 0.41134 | 16.6759 | 0.18222 | 0 | 1225.4519 | RIM
Commercial | High Efficiency Refrigeration Compressor | 0.45 | 0.49174 | N/A | 0.020431 | 0.0095627 | 135.5 | RIM | [9 empty] | Commercial | Smart Strip Plug Outlet | 4.7159 | 0.51648 | 10.3857 | 0.010317 | 0.00717 | 69.3824 | RIM
Commercial | High Efficiency Refrigeration Compressor | 0.47279 | 0.51664 | N/A | 0.017568 | 0.014716 | 135.5 | RIM | [9 empty] | Commercial | Smart Strip Plug Outlet | 3.6383 | 0.41134 | 10.0123 | 0.0099458 | 0 | 66.8878 | RIM
Commercial | High Efficiency Refrigeration Compressor | 0.45 | 0.49174 | N/A | 0.020431 | 0.0095627 | 135.5 | RIM | [9 empty] | Commercial | Smart Strip Plug Outlet | 2.2248 | 0.51648 | 4.5303 | 0.0045002 | 0.0031276 | 30.265 | RIM
Commercial | High Efficiency Refrigeration Compressor | 0.47279 | 0.51664 | N/A | 0.017568 | 0.014716 | 135.5 | RIM | [9 empty] | Commercial | Smart Strip Plug Outlet | 6.4558 | 0.51648 | 15.0761 | 0.014976 | 0.010408 | 100.717 | RIM
Commercial | High Efficiency Refrigeration Compressor | 0.47279 | 0.51664 | N/A | 0.017568 | 0.014716 | 135.5 | RIM | [9 empty] | Commercial | Smart Strip Plug Outlet | 0.5048 | 0.41134 | 1.2314 | 0.0012232 | 0 | 8.2262 | RIM
Commercial | High Efficiency Refrigeration Compressor | 0.45 | 0.49174 | N/A | 0.020431 | 0.0095627 | 135.5 | RIM | [9 empty] | Commercial | Anti-Sweat Controls | 3.5842 | 0.44701 | 8.9518 | 0.081727 | 0.082167 | 1022.6336 | RIM
Commercial | High Efficiency Refrigeration Compressor | 0.47279 | 0.51664 | N/A | 0.017568 | 0.014716 | 135.5 | RIM | [9 empty] | Commercial | Anti-Sweat Controls | 4.0819 | 0.50908 | 8.9518 | 0.13259 | 0.11106 | 1022.6336 | RIM
Commercial | High Efficiency Refrigeration Compressor | 0.45 | 0.49174 | N/A | 0.020431 | 0.0095627 | 135.5 | RIM | [9 empty] | Commercial | Anti-Sweat Controls | 3.5842 | 0.44701 | 8.9518 | 0.081727 | 0.082167 | 1022.6336 | RIM
Commercial | High Efficiency Refrigeration Compressor | 0.45 | 0.49174 | N/A | 0.020431 | 0.0095627 | 135.5 | RIM | [9 empty] | Commercial | Anti-Sweat Controls | 4.0819 | 0.50908 | 8.9518 | 0.13259 | 0.11106 | 1022.6336 | RIM
Commercial | High Efficiency Refrigeration Compressor | 0.47279 | 0.51664 | N/A | 0.017568 | 0.014716 | 135.5 | RIM | [9 empty] | Commercial | Anti-Sweat Controls | 4.0819 | 0.50908 | 8.9518 | 0.13259 | 0.11106 | 1022.6336 | RIM
Commercial | High Efficiency Refrigeration Compressor | 0.45 | 0.49174 | N/A | 0.020431 | 0.0095627 | 135.5 | RIM | [9 empty] | Commercial | Anti-Sweat Controls | 3.5842 | 0.44701 | 8.9518 | 0.081727 | 0.082167 | 1022.6336 | RIM
Commercial | High Efficiency Refrigeration Compressor | 0.47279 | 0.51664 | N/A | 0.017568 | 0.014716 | 135.5 | RIM | [9 empty] | Commercial | Anti-Sweat Controls | 4.0819 | 0.50908 | 8.9518 | 0.13259 | 0.11106 | 1022.6336 | RIM
Commercial | High Efficiency Refrigeration Compressor | 0.45 | 0.49174 | N/A | 0.020431 | 0.0095627 | 135.5 | RIM | [9 empty] | Commercial | Anti-Sweat Controls | 3.5842 | 0.44701 | 8.9518 | 0.081727 | 0.082167 | 1022.6336 | RIM
Commercial | High R-Value Glass Doors | 0.31083 | 0.46751 | N/A | 0.025557 | 0.0087903 | 175 | RIM | [9 empty] | Commercial | Anti-Sweat Controls | 3.5842 | 0.44701 | 8.9518 | 0.081727 | 0.082167 | 1022.6336 | RIM
Commercial | High R-Value Glass Doors | 0.34349 | 0.51664 | N/A | 0.02269 | 0.019005 | 175 | RIM | [9 empty] | Commercial | Anti-Sweat Controls | 4.0819 | 0.50908 | 8.9518 | 0.13259 | 0.11106 | 1022.6336 | RIM
Commercial | High R-Value Glass Doors | 0.31083 | 0.46751 | N/A | 0.025557 | 0.0087903 | 175 | RIM | [9 empty] | Commercial | Anti-Sweat Controls | 3.5842 | 0.44701 | 8.9518 | 0.081727 | 0.082167 | 1022.6336 | RIM
Commercial | High R-Value Glass Doors | 0.34349 | 0.51664 | N/A | 0.02269 | 0.019005 | 175 | RIM | [9 empty] | Commercial | Anti-Sweat Controls | 4.0819 | 0.50908 | 8.9518 | 0.13259 | 0.11106 | 1022.6336 | RIM
Commercial | High R-Value Glass Doors | 0.34349 | 0.51664 | N/A | 0.02269 | 0.019005 | 175 | RIM | [9 empty] | Commercial | Anti-Sweat Controls | 3.5842 | 0.44701 | 8.9518 | 0.081727 | 0.082167 | 1022.6336 | RIM
Commercial | High R-Value Glass Doors | 0.31083 | 0.46751 | N/A | 0.025557 | 0.0087903 | 175 | RIM | [9 empty] | Commercial | Anti-Sweat Controls | 3.5842 | 0.44701 | 8.9518 | 0.081727 | 0.082167 | 1022.6336 | RIM
Commercial | High R-Value Glass Doors | 0.34349 | 0.51664 | N/A | 0.02269 | 0.019005 | 175 | RIM | [9 empty] | Commercial | Anti-Sweat Controls | 4.0819 | 0.50908 | 8.9518 | 0.13259 | 0.11106 | 1022.6336 | RIM
Commercial | High R-Value Glass Doors | 0.31083 | 0.46751 | N/A | 0.025557 | 0.0087903 | 175 | RIM | [9 empty] | Commercial | Anti-Sweat Controls | 3.5842 | 0.44701 | 8.9518 | 0.081727 | 0.082167 | 1022.6336 | RIM
Commercial | High R-Value Glass Doors | 0.31083 | 0.46751 | N/A | 0.025557 | 0.0087903 | 175 | RIM | [9 empty] | Commercial | Anti-Sweat Controls | 4.0819 | 0.50908 | 8.9518 | 0.13259 | 0.11106 | 1022.6336 | RIM
Commercial | High R-Value Glass Doors | 0.34349 | 0.51664 | N/A | 0.02269 | 0.019005 | 175 | RIM | [9 empty] | Commercial | Anti-Sweat Controls | 4.0819 | 0.50908 | 8.9518 | 0.13259 | 0.11106 | 1022.6336 | RIM
Commercial | High R-Value Glass Doors | 0.31083 | 0.46751 | N/A | 0.025557 | 0.0087903 | 175 | RIM | [9 empty] | Commercial | Anti-Sweat Controls | 3.5842 | 0.44701 | 8.9518 | 0.081727 | 0.082167 | 1022.6336 | RIM
Commercial | High R-Value Glass Doors | 0.34349 | 0.51664 | N/A | 0.02269 | 0.019005 | 175 | RIM | [9 empty] | Commercial | Anti-Sweat Controls | 4.0819 | 0.50908 | 8.9518 | 0.13259 | 0.11106 | 1022.6336 | RIM
Commercial | High R-Value Glass Doors | 0.31083 | 0.46751 | N/A | 0.025557 | 0.0087903 | 175 | RIM | [9 empty] | Commercial | Anti-Sweat Controls | 3.5842 | 0.44701 | 8.9518 | 0.081727 | 0.082167 | 1022.6336 | RIM
Commercial | High R-Value Glass Doors | 0 | 0 | N/A | 0 | 0 | 0 | RIM | [9 empty] | Commercial | Anti-Sweat Controls | 3.5842 | 0.44701 | 8.9518 | 0.081727 | 0.082167 | 1022.6336 | RIM
Commercial | High R-Value Glass Doors | 0 | 0 | N/A | 0 | 0 | 0 | RIM | [9 empty] | Commercial | Anti-Sweat Controls | 4.0819 | 0.50908 | 8.9518 | 0.13259 | 0.11106 | 1022.6336 | RIM
Commercial | High R-Value Glass Doors | 0 | 0 | N/A | 0 | 0 | 0 | RIM | [9 empty] | Commercial | Anti-Sweat Controls | 3.5842 | 0.44701 | 8.9518 | 0.081727 | 0.082167 | 1022.6336 | RIM
Commercial | High R-Value Glass Doors | 0 | 0 | N/A | 0 | 0 | 0 | RIM | [9 empty] | Commercial | Anti-Sweat Controls | 4.0819 | 0.50908 | 8.9518 | 0.13259 | 0.11106 | 1022.6336 | RIM
Commercial | High R-Value Glass Doors | 0 | 0 | N/A | 0 | 0 | 0 | RIM | [9 empty] | Commercial | Anti-Sweat Controls | 3.5842 | 0.44701 | 8.9518 | 0.081727 | 0.082167 | 1022.6336 | RIM
Commercial | High R-Value Glass Doors | 0 | 0 | N/A | 0 | 0 | 0 | RIM | [9 empty] | Commercial | Automatic Door Closer for Walk-in Coolers and Freezers | 0.16428 | 0.43632 | 0.37305 | 0.0054303 | 0.0012106 | 39.0829 | RIM
Commercial | High R-Value Glass Doors | 0 | 0 | N/A | 0 | 0 | 0 | RIM | [9 empty] | Commercial | Automatic Door Closer for Walk-in Coolers and Freezers | 0.19167 | 0.50908 | 0.37305 | 0.0050673 | 0.0042445 | 39.0829 | RIM
Commercial | High R-Value Glass Doors | 0 | 0 | N/A | 0 | 0 | 0 | RIM | [9 empty] | Commercial | Automatic Door Closer for Walk-in Coolers and Freezers | 0.16428 | 0.43632 | 0.37305 | 0.0054303 | 0.0012106 | 39.0829 | RIM
Commercial | High R-Value Glass Doors | 0 | 0 | N/A | 0 | 0 | 0 | RIM | [9 empty] | Commercial | Automatic Door Closer for Walk-in Coolers and Freezers | 0.19167 | 0.50908 | 0.37305 | 0.0050673 | 0.0042445 | 39.0829 | RIM
Commercial | High R-Value Glass Doors | 0 | 0 | N/A | 0 | 0 | 0 | RIM | [9 empty] | Commercial | Automatic Door Closer for Walk-in Coolers and Freezers | 0.19167 | 0.50908 | 0.37305 | 0.0050673 | 0.0042445 | 39.0829 | RIM
Commercial | High R-Value Glass Doors | 0 | 0 | N/A | 0 | 0 | 0 | RIM | [9 empty] | Commercial | Automatic Door Closer for Walk-in Coolers and Freezers | 0.16428 | 0.43632 | 0.37305 | 0.0054303 | 0.0012106 | 39.0829 | RIM
Commercial | High R-Value Glass Doors | 0 | 0 | N/A | 0 | 0 | 0 | RIM | [9 empty] | Commercial | Automatic Door Closer for Walk-in Coolers and Freezers | 0.19167 | 0.50908 | 0.37305 | 0.0050673 | 0.0042445 | 39.0829 | RIM
Commercial | High R-Value Glass Doors | 0 | 0 | N/A | 0 | 0 | 0 | RIM | [9 empty] | Commercial | Automatic Door Closer for Walk-in Coolers and Freezers | 0.16428 | 0.43632 | 0.37305 | 0.0054303 | 0.0012106 | 39.0829 | RIM
Commercial | Night Covers for Display Cases | 0.10565 | 0.4878 | N/A | 0.015518 | 0.0069353 | 103.3118 | RIM | [9 empty] | Commercial | Automatic Door Closer for Walk-in Coolers and Freezers | 0.16428 | 0.43632 | 0.37305 | 0.0054303 | 0.0012106 | 39.0829 | RIM
Commercial | Night Covers for Display Cases | 0.10565 | 0.4878 | N/A | 0.015518 | 0.0069353 | 103.3118 | RIM | [9 empty] | Commercial | Automatic Door Closer for Walk-in Coolers and Freezers | 0.19167 | 0.50908 | 0.37305 | 0.0050673 | 0.0042445 | 39.0829 | RIM
Commercial | Night Covers for Display Cases | 0.10565 | 0.4878 | N/A | 0.015518 | 0.0069353 | 103.3118 | RIM | [9 empty] | Commercial | Automatic Door Closer for Walk-in Coolers and Freezers | 0.16428 | 0.43632 | 0.37305 | 0.0054303 | 0.0012106 | 39.0829 | RIM
Commercial | Night Covers for Display Cases | 0.10565 | 0.4878 | N/A | 0.015518 | 0.0069353 | 103.3118 | RIM | [9 empty] | Commercial | Automatic Door Closer for Walk-in Coolers and Freezers | 0.19167 | 0.50908 | 0.37305 | 0.0050673 | 0.0042445 | 39.0829 | RIM
Commercial | Night Covers for Display Cases | 0.10565 | 0.4878 | N/A | 0.015518 | 0.0069353 | 103.3118 | RIM | [9 empty] | Commercial | Automatic Door Closer for Walk-in Coolers and Freezers | 0.16428 | 0.43632 | 0.37305 | 0.0054303 | 0.0012106 | 39.0829 | RIM
Commercial | Night Covers for Display Cases | 0.10565 | 0.4878 | N/A | 0.015518 | 0.0069353 | 103.3118 | RIM | [9 empty] | Commercial | Automatic Door Closer for Walk-in Coolers and Freezers | 0.16428 | 0.43632 | 0.37305 | 0.0054303 | 0.0012106 | 39.0829 | RIM
Commercial | Night Covers for Display Cases | 0.10565 | 0.4878 | N/A | 0.015518 | 0.0069353 | 103.3118 | RIM | [9 empty] | Commercial | Automatic Door Closer for Walk-in Coolers and Freezers | 0.19167 | 0.50908 | 0.37305 | 0.0050673 | 0.0042445 | 39.0829 | RIM
Commercial | Night Covers for Display Cases | 0.10565 | 0.4878 | N/A | 0.015518 | 0.0069353 | 103.3118 | RIM | [9 empty] | Commercial | Automatic Door Closer for Walk-in Coolers and Freezers | 0.16428 | 0.43632 | 0.37305 | 0.0054303 | 0.0012106 | 39.0829 | RIM
Commercial | Night Covers for Display Cases | 0.10565 | 0.4878 | N/A | 0.015518 | 0.0069353 | 103.3118 | RIM | [9 empty] | Commercial | Automatic Door Closer for Walk-in Coolers and Freezers | 0.19167 | 0.50908 | 0.37305 | 0.0050673 | 0.0042445 | 39.0829 | RIM
Commercial | Night Covers for Display Cases | 0.10565 | 0.4878 | N/A | 0.015518 | 0.0069353 | 103.3118 | RIM | [9 empty] | Commercial | Automatic Door Closer for Walk-in Coolers and Freezers | 0.19167 | 0.50908 | 0.37305 | 0.0050673 | 0.0042445 | 39.0829 | RIM
Commercial | Night Covers for Display Cases | 0.10565 | 0.4878 | N/A | 0.015518 | 0.0069353 | 103.3118 | RIM | [9 empty] | Commercial | Automatic Door Closer for Walk-in Coolers and Freezers | 0.16428 | 0.43632 | 0.37305 | 0.0054303 | 0.0012106 | 39.0829 | RIM
Commercial | Night Covers for Display Cases | 0.10565 | 0.4878 | N/A | 0.015518 | 0.0069353 | 103.3118 | RIM | [9 empty] | Commercial | Automatic Door Closer for Walk-in Coolers and Freezers | 0.19167 | 0.50908 | 0.37305 | 0.0050673 | 0.0042445 | 39.0829 | RIM
Commercial | Night Covers for Display Cases | 0.10565 | 0.4878 | N/A | 0.015518 | 0.0069353 | 103.3118 | RIM | [9 empty] | Commercial | Automatic Door Closer for Walk-in Coolers and Freezers | 0.16428 | 0.43632 | 0.37305 | 0.0054303 | 0.0012106 | 39.0829 | RIM
Commercial | Night Covers for Display Cases | 0.10565 | 0.4878 | N/A | 0.015518 | 0.0069353 | 103.3118 | RIM | [9 empty] | Commercial | Automatic Door Closer for Walk-in Coolers and Freezers | 0.16428 | 0.43632 | 0.37305 | 0.0054303 | 0.0012106 | 39.0829 | RIM
Commercial | Night Covers for Display Cases | 0.10565 | 0.4878 | N/A | 0.015518 | 0.0069353 | 103.3118 | RIM | [9 empty] | Commercial | Automatic Door Closer for Walk-in Coolers and Freezers | 0.19167 | 0.50908 | 0.37305 | 0.0050673 | 0.0042445 | 39.0829 | RIM
Commercial | Night Covers for Display Cases | 0.10565 | 0.4878 | N/A | 0.015518 | 0.0069353 | 103.3118 | RIM | [9 empty] | Commercial | Automatic Door Closer for Walk-in Coolers and Freezers | 0.16428 | 0.43632 | 0.37305 | 0.0054303 | 0.0012106 | 39.0829 | RIM
Commercial | Night Covers for Display Cases | 0.10565 | 0.4878 | N/A | 0.015518 | 0.0069353 | 103.3118 | RIM | [9 empty] | Commercial | Automatic Door Closer for Walk-in Coolers and Freezers | 0.19167 | 0.50908 | 0.37305 | 0.0050673 | 0.0042445 | 39.0829 | RIM
Commercial | Night Covers for Display Cases | 0.10565 | 0.4878 | N/A | 0.015518 | 0.0069353 | 103.3118 | RIM | [9 empty] | Commercial | Automatic Door Closer for Walk-in Coolers and Freezers | 0.16428 | 0.43632 | 0.37305 | 0.0054303 | 0.0012106 | 39.0829 | RIM
Commercial | Night Covers for Display Cases | 0.10565 | 0.4878 | N/A | 0.015518 | 0.0069353 | 103.3118 | RIM | [9 empty] | Commercial | Demand Defrost | 0.37079 | 0.41794 | 0.88569 | 0.054904 | 0.0050296 | 394.47 | RIM
Commercial | Night Covers for Display Cases | 0.10565 | 0.4878 | N/A | 0.015518 | 0.0069353 | 103.3118 | RIM | [9 empty] | Commercial | Demand Defrost | 0.45164 | 0.50908 | 0.88569 | 0.051145 | 0.04284 | 394.47 | RIM
Commercial | Night Covers for Display Cases | 0.10565 | 0.4878 | N/A | 0.015518 | 0.0069353 | 103.3118 | RIM | [9 empty] | Commercial | Demand Defrost | 0.37079 | 0.41794 | 0.88569 | 0.054904 | 0.0050296 | 394.47 | RIM
Commercial | Night Covers for Display Cases | 0.10565 | 0.4878 | N/A | 0.015518 | 0.0069353 | 103.3118 | RIM | [9 empty] | Commercial | Demand Defrost | 0.45164 | 0.50908 | 0.88569 | 0.051145 | 0.04284 | 394.47 | RIM
Commercial | Night Covers for Display Cases | 0.10565 | 0.4878 | N/A | 0.015518 | 0.0069353 | 103.3118 | RIM | [9 empty] | Commercial | Demand Defrost | 0.45164 | 0.50908 | 0.88569 | 0.051145 | 0.04284 | 394.47 | RIM
Commercial | Night Covers for Display Cases | 0.10565 | 0.4878 | N/A | 0.015518 | 0.0069353 | 103.3118 | RIM | [9 empty] | Commercial | Demand Defrost | 0.37079 | 0.41794 | 0.88569 | 0.054904 | 0.0050296 | 394.47 | RIM
Commercial | Night Covers for Display Cases | 0.10565 | 0.4878 | N/A | 0.015518 | 0.0069353 | 103.3118 | RIM | [9 empty] | Commercial | Demand Defrost | 0.45164 | 0.50908 | 0.88569 | 0.051145 | 0.04284 | 394.47 | RIM
Commercial | Night Covers for Display Cases | 0.10565 | 0.4878 | N/A | 0.015518 | 0.0069353 | 103.3118 | RIM | [9 empty] | Commercial | Demand Defrost | 0.37079 | 0.41794 | 0.88569 | 0.054904 | 0.0050296 | 394.47 | RIM
Commercial | PSC to ECM Evaporator Fan Motor (Reach-In) | 1.8076 | 0.42415 | N/A | 0.070139 | 0.0064253 | 503.9324 | RIM | [9 empty] | Commercial | Demand Defrost | 0.37079 | 0.41794 | 0.88569 | 0.054904 | 0.0050296 | 394.47 | RIM
Commercial | PSC to ECM Evaporator Fan Motor (Reach-In) | 2.2018 | 0.51664 | N/A | 0.065337 | 0.054728 | 503.9324 | RIM | [9 empty] | Commercial | Demand Defrost | 0.45164 | 0.50908 | 0.88569 | 0.051145 | 0.04284 | 394.47 | RIM
Commercial | PSC to ECM Evaporator Fan Motor (Reach-In) | 1.8076 | 0.42415 | N/A | 0.070139 | 0.0064253 | 503.9324 | RIM | [9 empty] | Commercial | Demand Defrost | 0.37079 | 0.41794 | 0.88569 | 0.054904 | 0.0050296 | 394.47 | RIM
Commercial | PSC to ECM Evaporator Fan Motor (Reach-In) | 2.2018 | 0.51664 | N/A | 0.065337 | 0.054728 | 503.9324 | RIM | [9 empty] | Commercial | Demand Defrost | 0.45164 | 0.50908 | 0.88569 | 0.051145 | 0.04284 | 394.47 | RIM
Commercial | PSC to ECM Evaporator Fan Motor (Reach-In) | 2.2018 | 0.51664 | N/A | 0.065337 | 0.054728 | 503.9324 | RIM | [9 empty] | Commercial | Demand Defrost | 0.37079 | 0.41794 | 0.88569 | 0.054904 | 0.0050296 | 394.47 | RIM
Commercial | PSC to ECM Evaporator Fan Motor (Reach-In) | 1.8076 | 0.42415 | N/A | 0.070139 | 0.0064253 | 503.9324 | RIM | [9 empty] | Commercial | Demand Defrost | 0.37079 | 0.41794 | 0.88569 | 0.054904 | 0.0050296 | 394.47 | RIM
Commercial | PSC to ECM Evaporator Fan Motor (Reach-In) | 2.2018 | 0.51664 | N/A | 0.065337 | 0.054728 | 503.9324 | RIM | [9 empty] | Commercial | Demand Defrost | 0.45164 | 0.50908 | 0.88569 | 0.051145 | 0.04284 | 394.47 | RIM
Commercial | PSC to ECM Evaporator Fan Motor (Reach-In) | 1.8076 | 0.42415 | N/A | 0.070139 | 0.0064253 | 503.9324 | RIM | [9 empty] | Commercial | Demand Defrost | 0.37079 | 0.41794 | 0.88569 | 0.054904 | 0.0050296 | 394.47 | RIM
Commercial | PSC to ECM Evaporator Fan Motor (Reach-In) | 1.8076 | 0.42415 | N/A | 0.070139 | 0.0064253 | 503.9324 | RIM | [9 empty] | Commercial | Demand Defrost | 0.45164 | 0.50908 | 0.88569 | 0.051145 | 0.04284 | 394.47 | RIM
Commercial | PSC to ECM Evaporator Fan Motor (Reach-In) | 2.2018 | 0.51664 | N/A | 0.065337 | 0.054728 | 503.9324 | RIM | [9 empty] | Commercial | Demand Defrost | 0.45164 | 0.50908 | 0.88569 | 0.051145 | 0.04284 | 394.47 | RIM
Commercial | PSC to ECM Evaporator Fan Motor (Reach-In) | 1.8076 | 0.42415 | N/A | 0.070139 | 0.0064253 | 503.9324 | RIM | [9 empty] | Commercial | Demand Defrost | 0.37079 | 0.41794 | 0.88569 | 0.054904 | 0.0050296 | 394.47 | RIM
Commercial | PSC to ECM Evaporator Fan Motor (Reach-In) | 2.2018 | 0.51664 | N/A | 0.065337 | 0.054728 | 503.9324 | RIM | [9 empty] | Commercial | Demand Defrost | 0.45164 | 0.50908 | 0.88569 | 0.051145 | 0.04284 | 394.47 | RIM
Commercial | PSC to ECM Evaporator Fan Motor (Reach-In) | 1.8076 | 0.42415 | N/A | 0.070139 | 0.0064253 | 503.9324 | RIM | [9 empty] | Commercial | Demand Defrost | 0.37079 | 0.41794 | 0.88569 | 0.054904 | 0.0050296 | 394.47 | RIM
Commercial | PSC to ECM Evaporator Fan Motor (Reach-In) | 1.8076 | 0.42415 | N/A | 0.070139 | 0.0064253 | 503.9324 | RIM | [9 empty] | Commercial | Demand Defrost | 0.37079 | 0.41794 | 0.88569 | 0.054904 | 0.0050296 | 394.47 | RIM
Commercial | PSC to ECM Evaporator Fan Motor (Reach-In) | 2.2018 | 0.51664 | N/A | 0.065337 | 0.054728 | 503.9324 | RIM | [9 empty] | Commercial | Demand Defrost | 0.45164 | 0.50908 | 0.88569 | 0.051145 | 0.04284 | 394.47 | RIM
Commercial | PSC to ECM Evaporator Fan Motor (Reach-In) | 1.8076 | 0.42415 | N/A | 0.070139 | 0.0064253 | 503.9324 | RIM | [9 empty] | Commercial | Demand Defrost | 0.37079 | 0.41794 | 0.88569 | 0.054904 | 0.0050296 | 394.47 | RIM
Commercial | PSC to ECM Evaporator Fan Motor (Reach-In) | 2.2018 | 0.51664 | N/A | 0.065337 | 0.054728 | 503.9324 | RIM | [9 empty] | Commercial | Demand Defrost | 0.45164 | 0.50908 | 0.88569 | 0.051145 | 0.04284 | 394.47 | RIM
Commercial | PSC to ECM Evaporator Fan Motor (Reach-In) | 2.2018 | 0.51664 | N/A | 0.065337 | 0.054728 | 503.9324 | RIM | [9 empty] | Commercial | Demand Defrost | 0.37079 | 0.41794 | 0.88569 | 0.054904 | 0.0050296 | 394.47 | RIM
Commercial | PSC to ECM Evaporator Fan Motor (Reach-In) | 1.8076 | 0.42415 | N/A | 0.070139 | 0.0064253 | 503.9324 | RIM | [9 empty] | Commercial | Floating Head Pressure Controls | 5.1153 | 0.48454 | 12.3045 | 0.38051 | 0.1781 | 2523.5714 | RIM
Commercial | PSC to ECM Evaporator Fan Motor (Reach-In) | 2.2018 | 0.51664 | N/A | 0.065337 | 0.054728 | 503.9324 | RIM | [9 empty] | Commercial | Floating Head Pressure Controls | 5.3743 | 0.50908 | 12.3045 | 0.32719 | 0.27407 | 2523.5714 | RIM
Commercial | PSC to ECM Evaporator Fan Motor (Reach-In) | 1.8076 | 0.42415 | N/A | 0.070139 | 0.0064253 | 503.9324 | RIM | [9 empty] | Commercial | Floating Head Pressure Controls | 5.1153 | 0.48454 | 12.3045 | 0.38051 | 0.1781 | 2523.5714 | RIM
Commercial | PSC to ECM Evaporator Fan Motor (Reach-In) | 1.8076 | 0.42415 | N/A | 0.070139 | 0.0064253 | 503.9324 | RIM | [9 empty] | Commercial | Floating Head Pressure Controls | 5.3743 | 0.50908 | 12.3045 | 0.32719 | 0.27407 | 2523.5714 | RIM
Commercial | PSC to ECM Evaporator Fan Motor (Reach-In) | 2.2018 | 0.51664 | N/A | 0.065337 | 0.054728 | 503.9324 | RIM | [9 empty] | Commercial | Floating Head Pressure Controls | 5.3743 | 0.50908 | 12.3045 | 0.32719 | 0.27407 | 2523.5714 | RIM
Commercial | PSC to ECM Evaporator Fan Motor (Reach-In) | 1.8076 | 0.42415 | N/A | 0.070139 | 0.0064253 | 503.9324 | RIM | [9 empty] | Commercial | Floating Head Pressure Controls | 5.1153 | 0.48454 | 12.3045 | 0.38051 | 0.1781 | 2523.5714 | RIM
Commercial | PSC to ECM Evaporator Fan Motor (Reach-In) | 2.2018 | 0.51664 | N/A | 0.065337 | 0.054728 | 503.9324 | RIM | [9 empty] | Commercial | Floating Head Pressure Controls | 5.3743 | 0.50908 | 12.3045 | 0.32719 | 0.27407 | 2523.5714 | RIM
Commercial | PSC to ECM Evaporator Fan Motor (Reach-In) | 1.8076 | 0.42415 | N/A | 0.070139 | 0.0064253 | 503.9324 | RIM | [9 empty] | Commercial | Floating Head Pressure Controls | 5.1153 | 0.48454 | 12.3045 | 0.38051 | 0.1781 | 2523.5714 | RIM
Commercial | PSC to ECM Evaporator Fan Motor (Walk-In, Refrigerator) | 1.1731 | 0.42415 | N/A | 0.04552 | 0.00417 | 327.0516 | RIM | [9 empty] | Commercial | Floating Head Pressure Controls | 5.1153 | 0.48454 | 12.3045 | 0.38051 | 0.1781 | 2523.5714 | RIM
Commercial | PSC to ECM Evaporator Fan Motor (Walk-In, Refrigerator) | 1.429 | 0.51664 | N/A | 0.042404 | 0.035519 | 327.0516 | RIM | [9 empty] | Commercial | Floating Head Pressure Controls | 5.3743 | 0.50908 | 12.3045 | 0.32719 | 0.27407 | 2523.5714 | RIM
Commercial | PSC to ECM Evaporator Fan Motor (Walk-In, Refrigerator) | 1.1731 | 0.42415 | N/A | 0.04552 | 0.00417 | 327.0516 | RIM | [9 empty] | Commercial | Floating Head Pressure Controls | 5.1153 | 0.48454 | 12.3045 | 0.38051 | 0.1781 | 2523.5714 | RIM
Commercial | PSC to ECM Evaporator Fan Motor (Walk-In, Refrigerator) | 1.429 | 0.51664 | N/A | 0.042404 | 0.035519 | 327.0516 | RIM | [9 empty] | Commercial | Floating Head Pressure Controls | 5.3743 | 0.50908 | 12.3045 | 0.32719 | 0.27407 | 2523.5714 | RIM
Commercial | PSC to ECM Evaporator Fan Motor (Walk-In, Refrigerator) | 1.429 | 0.51664 | N/A | 0.042404 | 0.035519 | 327.0516 | RIM | [9 empty] | Commercial | Floating Head Pressure Controls | 5.1153 | 0.48454 | 12.3045 | 0.38051 | 0.1781 | 2523.5714 | RIM
Commercial | PSC to ECM Evaporator Fan Motor (Walk-In, Refrigerator) | 1.1731 | 0.42415 | N/A | 0.04552 | 0.00417 | 327.0516 | RIM | [9 empty] | Commercial | Floating Head Pressure Controls | 5.1153 | 0.48454 | 12.3045 | 0.38051 | 0.1781 | 2523.5714 | RIM
Commercial | PSC to ECM Evaporator Fan Motor (Walk-In, Refrigerator) | 1.429 | 0.51664 | N/A | 0.042404 | 0.035519 | 327.0516 | RIM | [9 empty] | Commercial | Floating Head Pressure Controls | 5.3743 | 0.50908 | 12.3045 | 0.32719 | 0.27407 | 2523.5714 | RIM
Commercial | PSC to ECM Evaporator Fan Motor (Walk-In, Refrigerator) | 1.1731 | 0.42415 | N/A | 0.04552 | 0.00417 | 327.0516 | RIM | [9 empty] | Commercial | Floating Head Pressure Controls | 5.1153 | 0.48454 | 12.3045 | 0.38051 | 0.1781 | 2523.5714 | RIM
Commercial | PSC to ECM Evaporator Fan Motor (Walk-In, Refrigerator) | 1.1731 | 0.42415 | N/A | 0.04552 | 0.00417 | 327.0516 | RIM | [9 empty] | Commercial | Floating Head Pressure Controls | 5.3743 | 0.50908 | 12.3045 | 0.32719 | 0.27407 | 2523.5714 | RIM
Commercial | PSC to ECM Evaporator Fan Motor (Walk-In, Refrigerator) | 1.429 | 0.51664 | N/A | 0.042404 | 0.035519 | 327.0516 | RIM | [9 empty] | Commercial | Floating Head Pressure Controls | 5.3743 | 0.50908 | 12.3045 | 0.32719 | 0.27407 | 2523.5714 | RIM
Commercial | PSC to ECM Evaporator Fan Motor (Walk-In, Refrigerator) | 1.1731 | 0.42415 | N/A | 0.04552 | 0.00417 | 327.0516 | RIM | [9 empty] | Commercial | Floating Head Pressure Controls | 5.1153 | 0.48454 | 12.3045 | 0.38051 | 0.1781 | 2523.5714 | RIM
Commercial | PSC to ECM Evaporator Fan Motor (Walk-In, Refrigerator) | 1.429 | 0.51664 | N/A | 0.042404 | 0.035519 | 327.0516 | RIM | [9 empty] | Commercial | Floating Head Pressure Controls | 5.3743 | 0.50908 | 12.3045 | 0.32719 | 0.27407 | 2523.5714 | RIM
Commercial | PSC to ECM Evaporator Fan Motor (Walk-In, Refrigerator) | 1.1731 | 0.42415 | N/A | 0.04552 | 0.00417 | 327.0516 | RIM | [9 empty] | Commercial | Floating Head Pressure Controls | 5.1153 | 0.48454 | 12.3045 | 0.38051 | 0.1781 | 2523.5714 | RIM
Commercial | PSC to ECM Evaporator Fan Motor (Walk-In, Refrigerator) | 1.1731 | 0.42415 | N/A | 0.04552 | 0.00417 | 327.0516 | RIM | [9 empty] | Commercial | Floating Head Pressure Controls | 5.1153 | 0.48454 | 12.3045 | 0.38051 | 0.1781 | 2523.5714 | RIM
Commercial | PSC to ECM Evaporator Fan Motor (Walk-In, Refrigerator) | 1.429 | 0.51664 | N/A | 0.042404 | 0.035519 | 327.0516 | RIM | [9 empty] | Commercial | Floating Head Pressure Controls | 5.3743 | 0.50908 | 12.3045 | 0.32719 | 0.27407 | 2523.5714 | RIM
Commercial | PSC to ECM Evaporator Fan Motor (Walk-In, Refrigerator) | 1.1731 | 0.42415 | N/A | 0.04552 | 0.00417 | 327.0516 | RIM | [9 empty] | Commercial | Floating Head Pressure Controls | 5.1153 | 0.48454 | 12.3045 | 0.38051 | 0.1781 | 2523.5714 | RIM
Commercial | PSC to ECM Evaporator Fan Motor (Walk-In, Refrigerator) | 1.429 | 0.51664 | N/A | 0.042404 | 0.035519 | 327.0516 | RIM | [9 empty] | Commercial | Floating Head Pressure Controls | 5.3743 | 0.50908 | 12.3045 | 0.32719 | 0.27407 | 2523.5714 | RIM
Commercial | PSC to ECM Evaporator Fan Motor (Walk-In, Refrigerator) | 1.429 | 0.51664 | N/A | 0.042404 | 0.035519 | 327.0516 | RIM | [9 empty] | Commercial | Floating Head Pressure Controls | 5.1153 | 0.48454 | 12.3045 | 0.38051 | 0.1781 | 2523.5714 | RIM
Commercial | PSC to ECM Evaporator Fan Motor (Walk-In, Refrigerator) | 1.1731 | 0.42415 | N/A | 0.04552 | 0.00417 | 327.0516 | RIM | [9 empty] | Commercial | Freezer-Cooler Replacement Gaskets | 1.0836 | 0.45753 | 2.4175 | 0.022767 | 0.0074125 | 156.3315 | RIM
Commercial | PSC to ECM Evaporator Fan Motor (Walk-In, Refrigerator) | 1.429 | 0.51664 | N/A | 0.042404 | 0.035519 | 327.0516 | RIM | [9 empty] | Commercial | Freezer-Cooler Replacement Gaskets | 1.2056 | 0.50908 | 2.4175 | 0.020269 | 0.016978 | 156.3315 | RIM
Commercial | PSC to ECM Evaporator Fan Motor (Walk-In, Refrigerator) | 1.1731 | 0.42415 | N/A | 0.04552 | 0.00417 | 327.0516 | RIM | [9 empty] | Commercial | Freezer-Cooler Replacement Gaskets | 1.0836 | 0.45753 | 2.4175 | 0.022767 | 0.0074125 | 156.3315 | RIM
Commercial | PSC to ECM Evaporator Fan Motor (Walk-In, Refrigerator) | 1.1731 | 0.42415 | N/A | 0.04552 | 0.00417 | 327.0516 | RIM | [9 empty] | Commercial | Freezer-Cooler Replacement Gaskets | 1.2056 | 0.50908 | 2.4175 | 0.020269 | 0.016978 | 156.3315 | RIM
Commercial | PSC to ECM Evaporator Fan Motor (Walk-In, Refrigerator) | 1.429 | 0.51664 | N/A | 0.042404 | 0.035519 | 327.0516 | RIM | [9 empty] | Commercial | Freezer-Cooler Replacement Gaskets | 1.2056 | 0.50908 | 2.4175 | 0.020269 | 0.016978 | 156.3315 | RIM
Commercial | PSC to ECM Evaporator Fan Motor (Walk-In, Refrigerator) | 1.1731 | 0.42415 | N/A | 0.04552 | 0.00417 | 327.0516 | RIM | [9 empty] | Commercial | Freezer-Cooler Replacement Gaskets | 1.0836 | 0.45753 | 2.4175 | 0.022767 | 0.0074125 | 156.3315 | RIM
Commercial | PSC to ECM Evaporator Fan Motor (Walk-In, Refrigerator) | 1.429 | 0.51664 | N/A | 0.042404 | 0.035519 | 327.0516 | RIM | [9 empty] | Commercial | Freezer-Cooler Replacement Gaskets | 1.2056 | 0.50908 | 2.4175 | 0.020269 | 0.016978 | 156.3315 | RIM
Commercial | PSC to ECM Evaporator Fan Motor (Walk-In, Refrigerator) | 1.1731 | 0.42415 | N/A | 0.04552 | 0.00417 | 327.0516 | RIM | [9 empty] | Commercial | Freezer-Cooler Replacement Gaskets | 1.0836 | 0.45753 | 2.4175 | 0.022767 | 0.0074125 | 156.3315 | RIM
Commercial | Refrigerated Display Case Lighting Controls | 0.47887 | 0.54228 | N/A | 0.0084392 | 0.0078859 | 61.4361 | RIM | [9 empty] | Commercial | Freezer-Cooler Replacement Gaskets | 1.0836 | 0.45753 | 2.4175 | 0.022767 | 0.0074125 | 156.3315 | RIM
Commercial | Refrigerated Display Case Lighting Controls | 0.47887 | 0.54228 | N/A | 0.0084392 | 0.0078859 | 61.4361 | RIM | [9 empty] | Commercial | Freezer-Cooler Replacement Gaskets | 1.2056 | 0.50908 | 2.4175 | 0.020269 | 0.016978 | 156.3315 | RIM
Commercial | Refrigerated Display Case Lighting Controls | 0.47887 | 0.54228 | N/A | 0.0084392 | 0.0078859 | 61.4361 | RIM | [9 empty] | Commercial | Freezer-Cooler Replacement Gaskets | 1.0836 | 0.45753 | 2.4175 | 0.022767 | 0.0074125 | 156.3315 | RIM
Commercial | Refrigerated Display Case Lighting Controls | 0.47887 | 0.54228 | N/A | 0.0084392 | 0.0078859 | 61.4361 | RIM | [9 empty] | Commercial | Freezer-Cooler Replacement Gaskets | 1.2056 | 0.50908 | 2.4175 | 0.020269 | 0.016978 | 156.3315 | RIM
Commercial | Refrigerated Display Case Lighting Controls | 0.47887 | 0.54228 | N/A | 0.0084392 | 0.0078859 | 61.4361 | RIM | [9 empty] | Commercial | Freezer-Cooler Replacement Gaskets | 1.0836 | 0.45753 | 2.4175 | 0.022767 | 0.0074125 | 156.3315 | RIM
Commercial | Refrigerated Display Case Lighting Controls | 0.47887 | 0.54228 | N/A | 0.0084392 | 0.0078859 | 61.4361 | RIM | [9 empty] | Commercial | Freezer-Cooler Replacement Gaskets | 0 | 0 | 0 | 0 | 0 | 0 | RIM
Commercial | Refrigerated Display Case Lighting Controls | 0.47887 | 0.54228 | N/A | 0.0084392 | 0.0078859 | 61.4361 | RIM | [9 empty] | Commercial | Freezer-Cooler Replacement Gaskets | 0 | 0 | 0 | 0 | 0 | 0 | RIM
Commercial | Refrigerated Display Case Lighting Controls | 0.47887 | 0.54228 | N/A | 0.0084392 | 0.0078859 | 61.4361 | RIM | [9 empty] | Commercial | Freezer-Cooler Replacement Gaskets | 0 | 0 | 0 | 0 | 0 | 0 | RIM
Commercial | Refrigerated Display Case Lighting Controls | 0.47887 | 0.54228 | N/A | 0.0084392 | 0.0078859 | 61.4361 | RIM | [9 empty] | Commercial | Freezer-Cooler Replacement Gaskets | 0 | 0 | 0 | 0 | 0 | 0 | RIM
Commercial | Refrigerated Display Case Lighting Controls | 0.47887 | 0.54228 | N/A | 0.0084392 | 0.0078859 | 61.4361 | RIM | [9 empty] | Commercial | Freezer-Cooler Replacement Gaskets | 0 | 0 | 0 | 0 | 0 | 0 | RIM
Commercial | Refrigerated Display Case Lighting Controls | 0.47887 | 0.54228 | N/A | 0.0084392 | 0.0078859 | 61.4361 | RIM | [9 empty] | Commercial | Freezer-Cooler Replacement Gaskets | 0 | 0 | 0 | 0 | 0 | 0 | RIM
Commercial | Refrigerated Display Case Lighting Controls | 0.47887 | 0.54228 | N/A | 0.0084392 | 0.0078859 | 61.4361 | RIM | [9 empty] | Commercial | Freezer-Cooler Replacement Gaskets | 0 | 0 | 0 | 0 | 0 | 0 | RIM
Commercial | Refrigerated Display Case Lighting Controls | 0.47887 | 0.54228 | N/A | 0.0084392 | 0.0078859 | 61.4361 | RIM | [9 empty] | Commercial | Freezer-Cooler Replacement Gaskets | 0 | 0 | 0 | 0 | 0 | 0 | RIM
Commercial | Refrigerated Display Case Lighting Controls | 0.17771 | 0.54228 | N/A | 0.0031317 | 0.0029264 | 22.7985 | RIM | [9 empty] | Commercial | Freezer-Cooler Replacement Gaskets | 0 | 0 | 0 | 0 | 0 | 0 | RIM
Commercial | Refrigerated Display Case Lighting Controls | 0.17771 | 0.54228 | N/A | 0.0031317 | 0.0029264 | 22.7985 | RIM | [9 empty] | Commercial | Freezer-Cooler Replacement Gaskets | 0 | 0 | 0 | 0 | 0 | 0 | RIM
Commercial | Refrigerated Display Case Lighting Controls | 0.17771 | 0.54228 | N/A | 0.0031317 | 0.0029264 | 22.7985 | RIM | [9 empty] | Commercial | Freezer-Cooler Replacement Gaskets | 0 | 0 | 0 | 0 | 0 | 0 | RIM
Commercial | Refrigerated Display Case Lighting Controls | 0.17771 | 0.54228 | N/A | 0.0031317 | 0.0029264 | 22.7985 | RIM | [9 empty] | Commercial | Freezer-Cooler Replacement Gaskets | 0 | 0 | 0 | 0 | 0 | 0 | RIM
Commercial | Refrigerated Display Case Lighting Controls | 0.17771 | 0.54228 | N/A | 0.0031317 | 0.0029264 | 22.7985 | RIM | [9 empty] | Commercial | Freezer-Cooler Replacement Gaskets | 0 | 0 | 0 | 0 | 0 | 0 | RIM
Commercial | Refrigerated Display Case Lighting Controls | 0.17771 | 0.54228 | N/A | 0.0031317 | 0.0029264 | 22.7985 | RIM | [9 empty] | Commercial | High Efficiency Refrigeration Compressor | 0.44397 | 0.48454 | 0.91512 | 0.020431 | 0.0095627 | 135.5 | RIM
Commercial | Refrigerated Display Case Lighting Controls | 0.17771 | 0.54228 | N/A | 0.0031317 | 0.0029264 | 22.7985 | RIM | [9 empty] | Commercial | High Efficiency Refrigeration Compressor | 0.46645 | 0.50908 | 0.91512 | 0.017568 | 0.014716 | 135.5 | RIM
Commercial | Refrigerated Display Case Lighting Controls | 0.17771 | 0.54228 | N/A | 0.0031317 | 0.0029264 | 22.7985 | RIM | [9 empty] | Commercial | High Efficiency Refrigeration Compressor | 0.44397 | 0.48454 | 0.91512 | 0.020431 | 0.0095627 | 135.5 | RIM
Commercial | Refrigerated Display Case Lighting Controls | 0.17771 | 0.54228 | N/A | 0.0031317 | 0.0029264 | 22.7985 | RIM | [9 empty] | Commercial | High Efficiency Refrigeration Compressor | 0.46645 | 0.50908 | 0.91512 | 0.017568 | 0.014716 | 135.5 | RIM
Commercial | Refrigerated Display Case Lighting Controls | 0.17771 | 0.54228 | N/A | 0.0031317 | 0.0029264 | 22.7985 | RIM | [9 empty] | Commercial | High Efficiency Refrigeration Compressor | 0.46645 | 0.50908 | 0.91512 | 0.017568 | 0.014716 | 135.5 | RIM
Commercial | Refrigerated Display Case Lighting Controls | 0.17771 | 0.54228 | N/A | 0.0031317 | 0.0029264 | 22.7985 | RIM | [9 empty] | Commercial | High Efficiency Refrigeration Compressor | 0.44397 | 0.48454 | 0.91512 | 0.020431 | 0.0095627 | 135.5 | RIM
Commercial | Refrigerated Display Case Lighting Controls | 0.17771 | 0.54228 | N/A | 0.0031317 | 0.0029264 | 22.7985 | RIM | [9 empty] | Commercial | High Efficiency Refrigeration Compressor | 0.46645 | 0.50908 | 0.91512 | 0.017568 | 0.014716 | 135.5 | RIM
Commercial | Refrigerated Display Case Lighting Controls | 0.17771 | 0.54228 | N/A | 0.0031317 | 0.0029264 | 22.7985 | RIM | [9 empty] | Commercial | High Efficiency Refrigeration Compressor | 0.44397 | 0.48454 | 0.91512 | 0.020431 | 0.0095627 | 135.5 | RIM
Commercial | Strip Curtains for Walk-ins | 1.3351 | 0.45577 | N/A | 0.060723 | 0.016724 | 420 | RIM | [9 empty] | Commercial | High Efficiency Refrigeration Compressor | 0.44397 | 0.48454 | 0.91512 | 0.020431 | 0.0095627 | 135.5 | RIM
Commercial | Strip Curtains for Walk-ins | 1.5134 | 0.51664 | N/A | 0.054455 | 0.045613 | 420 | RIM | [9 empty] | Commercial | High Efficiency Refrigeration Compressor | 0.46645 | 0.50908 | 0.91512 | 0.017568 | 0.014716 | 135.5 | RIM
Commercial | Strip Curtains for Walk-ins | 1.3351 | 0.45577 | N/A | 0.060723 | 0.016724 | 420 | RIM | [9 empty] | Commercial | High Efficiency Refrigeration Compressor | 0.44397 | 0.48454 | 0.91512 | 0.020431 | 0.0095627 | 135.5 | RIM
Commercial | Strip Curtains for Walk-ins | 1.5134 | 0.51664 | N/A | 0.054455 | 0.045613 | 420 | RIM | [9 empty] | Commercial | High Efficiency Refrigeration Compressor | 0.46645 | 0.50908 | 0.91512 | 0.017568 | 0.014716 | 135.5 | RIM
Commercial | Strip Curtains for Walk-ins | 1.5134 | 0.51664 | N/A | 0.054455 | 0.045613 | 420 | RIM | [9 empty] | Commercial | High Efficiency Refrigeration Compressor | 0.44397 | 0.48454 | 0.91512 | 0.020431 | 0.0095627 | 135.5 | RIM
Commercial | Strip Curtains for Walk-ins | 1.3351 | 0.45577 | N/A | 0.060723 | 0.016724 | 420 | RIM | [9 empty] | Commercial | High Efficiency Refrigeration Compressor | 0.44397 | 0.48454 | 0.91512 | 0.020431 | 0.0095627 | 135.5 | RIM
Commercial | Strip Curtains for Walk-ins | 1.5134 | 0.51664 | N/A | 0.054455 | 0.045613 | 420 | RIM | [9 empty] | Commercial | High Efficiency Refrigeration Compressor | 0.46645 | 0.50908 | 0.91512 | 0.017568 | 0.014716 | 135.5 | RIM
Commercial | Strip Curtains for Walk-ins | 1.3351 | 0.45577 | N/A | 0.060723 | 0.016724 | 420 | RIM | [9 empty] | Commercial | High Efficiency Refrigeration Compressor | 0.44397 | 0.48454 | 0.91512 | 0.020431 | 0.0095627 | 135.5 | RIM
Commercial | Strip Curtains for Walk-ins | 1.3351 | 0.45577 | N/A | 0.060723 | 0.016724 | 420 | RIM | [9 empty] | Commercial | High Efficiency Refrigeration Compressor | 0.46645 | 0.50908 | 0.91512 | 0.017568 | 0.014716 | 135.5 | RIM
Commercial | Strip Curtains for Walk-ins | 1.5134 | 0.51664 | N/A | 0.054455 | 0.045613 | 420 | RIM | [9 empty] | Commercial | High Efficiency Refrigeration Compressor | 0.46645 | 0.50908 | 0.91512 | 0.017568 | 0.014716 | 135.5 | RIM
Commercial | Strip Curtains for Walk-ins | 1.3351 | 0.45577 | N/A | 0.060723 | 0.016724 | 420 | RIM | [9 empty] | Commercial | High Efficiency Refrigeration Compressor | 0.44397 | 0.48454 | 0.91512 | 0.020431 | 0.0095627 | 135.5 | RIM
Commercial | Strip Curtains for Walk-ins | 1.5134 | 0.51664 | N/A | 0.054455 | 0.045613 | 420 | RIM | [9 empty] | Commercial | High Efficiency Refrigeration Compressor | 0.46645 | 0.50908 | 0.91512 | 0.017568 | 0.014716 | 135.5 | RIM
Commercial | Strip Curtains for Walk-ins | 1.3351 | 0.45577 | N/A | 0.060723 | 0.016724 | 420 | RIM | [9 empty] | Commercial | High Efficiency Refrigeration Compressor | 0.44397 | 0.48454 | 0.91512 | 0.020431 | 0.0095627 | 135.5 | RIM
Commercial | Strip Curtains for Walk-ins | 1.3351 | 0.45577 | N/A | 0.060723 | 0.016724 | 420 | RIM | [9 empty] | Commercial | High Efficiency Refrigeration Compressor | 0.44397 | 0.48454 | 0.91512 | 0.020431 | 0.0095627 | 135.5 | RIM
Commercial | Strip Curtains for Walk-ins | 1.5134 | 0.51664 | N/A | 0.054455 | 0.045613 | 420 | RIM | [9 empty] | Commercial | High Efficiency Refrigeration Compressor | 0.46645 | 0.50908 | 0.91512 | 0.017568 | 0.014716 | 135.5 | RIM
Commercial | Strip Curtains for Walk-ins | 1.3351 | 0.45577 | N/A | 0.060723 | 0.016724 | 420 | RIM | [9 empty] | Commercial | High Efficiency Refrigeration Compressor | 0.44397 | 0.48454 | 0.91512 | 0.020431 | 0.0095627 | 135.5 | RIM
Commercial | Strip Curtains for Walk-ins | 1.5134 | 0.51664 | N/A | 0.054455 | 0.045613 | 420 | RIM | [9 empty] | Commercial | High Efficiency Refrigeration Compressor | 0.46645 | 0.50908 | 0.91512 | 0.017568 | 0.014716 | 135.5 | RIM
Commercial | Strip Curtains for Walk-ins | 1.5134 | 0.51664 | N/A | 0.054455 | 0.045613 | 420 | RIM | [9 empty] | Commercial | High Efficiency Refrigeration Compressor | 0.44397 | 0.48454 | 0.91512 | 0.020431 | 0.0095627 | 135.5 | RIM
Commercial | Strip Curtains for Walk-ins | 1.3351 | 0.45577 | N/A | 0.060723 | 0.016724 | 420 | RIM | [9 empty] | Commercial | High R-Value Glass Doors | 0.30779 | 0.46067 | 0.66486 | 0.025557 | 0.0087903 | 175 | RIM
Commercial | Strip Curtains for Walk-ins | 1.5134 | 0.51664 | N/A | 0.054455 | 0.045613 | 420 | RIM | [9 empty] | Commercial | High R-Value Glass Doors | 0.34013 | 0.50908 | 0.66486 | 0.02269 | 0.019005 | 175 | RIM
Commercial | Strip Curtains for Walk-ins | 1.3351 | 0.45577 | N/A | 0.060723 | 0.016724 | 420 | RIM | [9 empty] | Commercial | High R-Value Glass Doors | 0.30779 | 0.46067 | 0.66486 | 0.025557 | 0.0087903 | 175 | RIM
Commercial | Strip Curtains for Walk-ins | 1.3351 | 0.45577 | N/A | 0.060723 | 0.016724 | 420 | RIM | [9 empty] | Commercial | High R-Value Glass Doors | 0.34013 | 0.50908 | 0.66486 | 0.02269 | 0.019005 | 175 | RIM
Commercial | Strip Curtains for Walk-ins | 1.5134 | 0.51664 | N/A | 0.054455 | 0.045613 | 420 | RIM | [9 empty] | Commercial | High R-Value Glass Doors | 0.34013 | 0.50908 | 0.66486 | 0.02269 | 0.019005 | 175 | RIM
Commercial | Strip Curtains for Walk-ins | 1.3351 | 0.45577 | N/A | 0.060723 | 0.016724 | 420 | RIM | [9 empty] | Commercial | High R-Value Glass Doors | 0.30779 | 0.46067 | 0.66486 | 0.025557 | 0.0087903 | 175 | RIM
Commercial | Strip Curtains for Walk-ins | 1.5134 | 0.51664 | N/A | 0.054455 | 0.045613 | 420 | RIM | [9 empty] | Commercial | High R-Value Glass Doors | 0.34013 | 0.50908 | 0.66486 | 0.02269 | 0.019005 | 175 | RIM
Commercial | Strip Curtains for Walk-ins | 1.3351 | 0.45577 | N/A | 0.060723 | 0.016724 | 420 | RIM | [9 empty] | Commercial | High R-Value Glass Doors | 0.30779 | 0.46067 | 0.66486 | 0.025557 | 0.0087903 | 175 | RIM
Commercial | CO Sensors for Parking Garage Exhaust | 4.7316 | 0.38529 | N/A | 0.20046 | 0.20046 | 4980.032 | RIM | [9 empty] | Commercial | High R-Value Glass Doors | 0.30779 | 0.46067 | 0.66486 | 0.025557 | 0.0087903 | 175 | RIM
Commercial | CO Sensors for Parking Garage Exhaust | 4.7316 | 0.38529 | N/A | 0.20046 | 0.20046 | 4980.032 | RIM | [9 empty] | Commercial | High R-Value Glass Doors | 0.34013 | 0.50908 | 0.66486 | 0.02269 | 0.019005 | 175 | RIM
Commercial | CO Sensors for Parking Garage Exhaust | 4.7316 | 0.38529 | N/A | 0.20046 | 0.20046 | 4980.032 | RIM | [9 empty] | Commercial | High R-Value Glass Doors | 0.30779 | 0.46067 | 0.66486 | 0.025557 | 0.0087903 | 175 | RIM
Commercial | CO Sensors for Parking Garage Exhaust | 4.7316 | 0.38529 | N/A | 0.20046 | 0.20046 | 4980.032 | RIM | [9 empty] | Commercial | High R-Value Glass Doors | 0.34013 | 0.50908 | 0.66486 | 0.02269 | 0.019005 | 175 | RIM
Commercial | CO Sensors for Parking Garage Exhaust | 4.7316 | 0.38529 | N/A | 0.20046 | 0.20046 | 4980.032 | RIM | [9 empty] | Commercial | High R-Value Glass Doors | 0.30779 | 0.46067 | 0.66486 | 0.025557 | 0.0087903 | 175 | RIM
Commercial | CO Sensors for Parking Garage Exhaust | 4.7316 | 0.38529 | N/A | 0.20046 | 0.20046 | 4980.032 | RIM | [9 empty] | Commercial | High R-Value Glass Doors | 0 | 0 | 0 | 0 | 0 | 0 | RIM
Commercial | CO Sensors for Parking Garage Exhaust | 4.7316 | 0.38529 | N/A | 0.20046 | 0.20046 | 4980.032 | RIM | [9 empty] | Commercial | High R-Value Glass Doors | 0 | 0 | 0 | 0 | 0 | 0 | RIM
Commercial | CO Sensors for Parking Garage Exhaust | 4.7316 | 0.38529 | N/A | 0.20046 | 0.20046 | 4980.032 | RIM | [9 empty] | Commercial | High R-Value Glass Doors | 0 | 0 | 0 | 0 | 0 | 0 | RIM
Commercial | CO Sensors for Parking Garage Exhaust | 4.7316 | 0.38529 | N/A | 0.20046 | 0.20046 | 4980.032 | RIM | [9 empty] | Commercial | High R-Value Glass Doors | 0 | 0 | 0 | 0 | 0 | 0 | RIM
Commercial | CO Sensors for Parking Garage Exhaust | 4.7316 | 0.38529 | N/A | 0.20046 | 0.20046 | 4980.032 | RIM | [9 empty] | Commercial | High R-Value Glass Doors | 0 | 0 | 0 | 0 | 0 | 0 | RIM
Commercial | CO Sensors for Parking Garage Exhaust | 4.7316 | 0.38529 | N/A | 0.20046 | 0.20046 | 4980.032 | RIM | [9 empty] | Commercial | High R-Value Glass Doors | 0 | 0 | 0 | 0 | 0 | 0 | RIM
Commercial | CO Sensors for Parking Garage Exhaust | 4.7316 | 0.38529 | N/A | 0.20046 | 0.20046 | 4980.032 | RIM | [9 empty] | Commercial | High R-Value Glass Doors | 0 | 0 | 0 | 0 | 0 | 0 | RIM
Commercial | CO Sensors for Parking Garage Exhaust | 4.7316 | 0.38529 | N/A | 0.20046 | 0.20046 | 4980.032 | RIM | [9 empty] | Commercial | High R-Value Glass Doors | 0 | 0 | 0 | 0 | 0 | 0 | RIM
Commercial | CO Sensors for Parking Garage Exhaust | 4.7316 | 0.38529 | N/A | 0.20046 | 0.20046 | 4980.032 | RIM | [9 empty] | Commercial | High R-Value Glass Doors | 0 | 0 | 0 | 0 | 0 | 0 | RIM
Commercial | CO Sensors for Parking Garage Exhaust | 4.7316 | 0.38529 | N/A | 0.20046 | 0.20046 | 4980.032 | RIM | [9 empty] | Commercial | High R-Value Glass Doors | 0 | 0 | 0 | 0 | 0 | 0 | RIM
Commercial | CO Sensors for Parking Garage Exhaust | 4.7316 | 0.38529 | N/A | 0.20046 | 0.20046 | 4980.032 | RIM | [9 empty] | Commercial | High R-Value Glass Doors | 0 | 0 | 0 | 0 | 0 | 0 | RIM
Commercial | CO Sensors for Parking Garage Exhaust | 4.7316 | 0.38529 | N/A | 0.20046 | 0.20046 | 4980.032 | RIM | [9 empty] | Commercial | High R-Value Glass Doors | 0 | 0 | 0 | 0 | 0 | 0 | RIM
Commercial | CO Sensors for Parking Garage Exhaust | 4.7316 | 0.38529 | N/A | 0.20046 | 0.20046 | 4980.032 | RIM | [9 empty] | Commercial | High R-Value Glass Doors | 0 | 0 | 0 | 0 | 0 | 0 | RIM
Commercial | CO Sensors for Parking Garage Exhaust | 4.7316 | 0.38529 | N/A | 0.20046 | 0.20046 | 4980.032 | RIM | [9 empty] | Commercial | Night Covers for Display Cases | 0.10531 | 0.48065 | 0.21659 | 0.015518 | 0.0069353 | 103.3118 | RIM
Commercial | CO Sensors for Parking Garage Exhaust | 4.7316 | 0.38529 | N/A | 0.20046 | 0.20046 | 4980.032 | RIM | [9 empty] | Commercial | Night Covers for Display Cases | 0.10531 | 0.48065 | 0.21659 | 0.015518 | 0.0069353 | 103.3118 | RIM
Commercial | CO Sensors for Parking Garage Exhaust | 4.7316 | 0.38529 | N/A | 0.20046 | 0.20046 | 4980.032 | RIM | [9 empty] | Commercial | Night Covers for Display Cases | 0.10531 | 0.48065 | 0.21659 | 0.015518 | 0.0069353 | 103.3118 | RIM
Commercial | CO Sensors for Parking Garage Exhaust | 4.7316 | 0.38529 | N/A | 0.20046 | 0.20046 | 4980.032 | RIM | [9 empty] | Commercial | Night Covers for Display Cases | 0.10531 | 0.48065 | 0.21659 | 0.015518 | 0.0069353 | 103.3118 | RIM
Commercial | CO Sensors for Parking Garage Exhaust | 4.7316 | 0.38529 | N/A | 0.20046 | 0.20046 | 4980.032 | RIM | [9 empty] | Commercial | Night Covers for Display Cases | 0.10531 | 0.48065 | 0.21659 | 0.015518 | 0.0069353 | 103.3118 | RIM
Commercial | CO Sensors for Parking Garage Exhaust | 4.7316 | 0.38529 | N/A | 0.20046 | 0.20046 | 4980.032 | RIM | [9 empty] | Commercial | Night Covers for Display Cases | 0.10531 | 0.48065 | 0.21659 | 0.015518 | 0.0069353 | 103.3118 | RIM
Commercial | CO Sensors for Parking Garage Exhaust | 4.7316 | 0.38529 | N/A | 0.20046 | 0.20046 | 4980.032 | RIM | [9 empty] | Commercial | Night Covers for Display Cases | 0.10531 | 0.48065 | 0.21659 | 0.015518 | 0.0069353 | 103.3118 | RIM
Commercial | CO Sensors for Parking Garage Exhaust | 4.7316 | 0.38529 | N/A | 0.20046 | 0.20046 | 4980.032 | RIM | [9 empty] | Commercial | Night Covers for Display Cases | 0.10531 | 0.48065 | 0.21659 | 0.015518 | 0.0069353 | 103.3118 | RIM
Commercial | Demand Controlled Ventilation | 4.6332 | 0.99237 | N/A | 0.4871 | 2.7424 | 4678.5352 | RIM | [9 empty] | Commercial | Night Covers for Display Cases | 0.10531 | 0.48065 | 0.21659 | 0.015518 | 0.0069353 | 103.3118 | RIM
Commercial | Demand Controlled Ventilation | 9.224 | 0.99237 | N/A | 2.9093 | 16.3792 | 27943.0441 | RIM | [9 empty] | Commercial | Night Covers for Display Cases | 0.10531 | 0.48065 | 0.21659 | 0.015518 | 0.0069353 | 103.3118 | RIM
Commercial | Demand Controlled Ventilation | 2.1047 | 0.99237 | N/A | 0.22127 | 1.2458 | 2125.2697 | RIM | [9 empty] | Commercial | Night Covers for Display Cases | 0.10531 | 0.48065 | 0.21659 | 0.015518 | 0.0069353 | 103.3118 | RIM
Commercial | Demand Controlled Ventilation | 8.9877 | 0.99237 | N/A | 0.94492 | 5.3199 | 9075.7228 | RIM | [9 empty] | Commercial | Night Covers for Display Cases | 0.10531 | 0.48065 | 0.21659 | 0.015518 | 0.0069353 | 103.3118 | RIM
Commercial | Demand Controlled Ventilation | 13.3786 | 0.99237 | N/A | 9.8459 | 55.4323 | 94567.6036 | RIM | [9 empty] | Commercial | Night Covers for Display Cases | 0.10531 | 0.48065 | 0.21659 | 0.015518 | 0.0069353 | 103.3118 | RIM
Commercial | Demand Controlled Ventilation | 9.2153 | 0.99237 | N/A | 0.96884 | 5.4546 | 9305.5485 | RIM | [9 empty] | Commercial | Night Covers for Display Cases | 0.10531 | 0.48065 | 0.21659 | 0.015518 | 0.0069353 | 103.3118 | RIM
Commercial | Demand Controlled Ventilation | 7.5502 | 0.99237 | N/A | 1.5876 | 8.938 | 15248.3191 | RIM | [9 empty] | Commercial | Night Covers for Display Cases | 0.10531 | 0.48065 | 0.21659 | 0.015518 | 0.0069353 | 103.3118 | RIM
Commercial | Demand Controlled Ventilation | 6.8493 | 0.99237 | N/A | 1.4402 | 8.1082 | 13832.6709 | RIM | [9 empty] | Commercial | Night Covers for Display Cases | 0.10531 | 0.48065 | 0.21659 | 0.015518 | 0.0069353 | 103.3118 | RIM
Commercial | Demand Controlled Ventilation | 7.1761 | 0.99237 | N/A | 0.75445 | 4.2476 | 7246.3338 | RIM | [9 empty] | Commercial | Night Covers for Display Cases | 0.10531 | 0.48065 | 0.21659 | 0.015518 | 0.0069353 | 103.3118 | RIM
Commercial | Demand Controlled Ventilation | 2.2691 | 0.99237 | N/A | 0.23856 | 1.3431 | 2291.3025 | RIM | [9 empty] | Commercial | Night Covers for Display Cases | 0.10531 | 0.48065 | 0.21659 | 0.015518 | 0.0069353 | 103.3118 | RIM
Commercial | Demand Controlled Ventilation | 5.0768 | 0.99237 | N/A | 0.53375 | 3.005 | 5126.5164 | RIM | [9 empty] | Commercial | Night Covers for Display Cases | 0.10531 | 0.48065 | 0.21659 | 0.015518 | 0.0069353 | 103.3118 | RIM
Commercial | Demand Controlled Ventilation | 9.4862 | 0.99237 | N/A | 1.9947 | 11.2299 | 19158.2709 | RIM | [9 empty] | Commercial | Night Covers for Display Cases | 0.10531 | 0.48065 | 0.21659 | 0.015518 | 0.0069353 | 103.3118 | RIM
Commercial | Demand Controlled Ventilation | 1.8847 | 0.99237 | N/A | 0.19815 | 1.1156 | 1903.19 | RIM | [9 empty] | Commercial | Night Covers for Display Cases | 0.10531 | 0.48065 | 0.21659 | 0.015518 | 0.0069353 | 103.3118 | RIM
Commercial | Demand Controlled Ventilation | 4.6332 | 0.99237 | N/A | 0.4871 | 2.7424 | 4678.5352 | RIM | [9 empty] | Commercial | Night Covers for Display Cases | 0.10531 | 0.48065 | 0.21659 | 0.015518 | 0.0069353 | 103.3118 | RIM
Commercial | Demand Controlled Ventilation | 9.224 | 0.99237 | N/A | 2.9093 | 16.3792 | 27943.0441 | RIM | [9 empty] | Commercial | Night Covers for Display Cases | 0.10531 | 0.48065 | 0.21659 | 0.015518 | 0.0069353 | 103.3118 | RIM
Commercial | Demand Controlled Ventilation | 2.1047 | 0.99237 | N/A | 0.22127 | 1.2458 | 2125.2697 | RIM | [9 empty] | Commercial | Night Covers for Display Cases | 0.10531 | 0.48065 | 0.21659 | 0.015518 | 0.0069353 | 103.3118 | RIM
Commercial | Demand Controlled Ventilation | 8.9877 | 0.99237 | N/A | 0.94492 | 5.3199 | 9075.7228 | RIM | [9 empty] | Commercial | Night Covers for Display Cases | 0.10531 | 0.48065 | 0.21659 | 0.015518 | 0.0069353 | 103.3118 | RIM
Commercial | Demand Controlled Ventilation | 13.3786 | 0.99237 | N/A | 9.8459 | 55.4323 | 94567.6036 | RIM | [9 empty] | Commercial | Night Covers for Display Cases | 0.10531 | 0.48065 | 0.21659 | 0.015518 | 0.0069353 | 103.3118 | RIM
Commercial | Demand Controlled Ventilation | 9.2153 | 0.99237 | N/A | 0.96884 | 5.4546 | 9305.5485 | RIM | [9 empty] | Commercial | PSC to ECM Evaporator Fan Motor (Reach-In) | 1.7 | 0.41794 | 4.2617 | 0.070139 | 0.0064253 | 503.9324 | RIM
Commercial | Demand Controlled Ventilation | 7.5502 | 0.99237 | N/A | 1.5876 | 8.938 | 15248.3191 | RIM | [9 empty] | Commercial | PSC to ECM Evaporator Fan Motor (Reach-In) | 2.0707 | 0.50908 | 4.2617 | 0.065337 | 0.054728 | 503.9324 | RIM
Commercial | Demand Controlled Ventilation | 6.8493 | 0.99237 | N/A | 1.4402 | 8.1082 | 13832.6709 | RIM | [9 empty] | Commercial | PSC to ECM Evaporator Fan Motor (Reach-In) | 1.7 | 0.41794 | 4.2617 | 0.070139 | 0.0064253 | 503.9324 | RIM
Commercial | Demand Controlled Ventilation | 7.1761 | 0.99237 | N/A | 0.75445 | 4.2476 | 7246.3338 | RIM | [9 empty] | Commercial | PSC to ECM Evaporator Fan Motor (Reach-In) | 2.0707 | 0.50908 | 4.2617 | 0.065337 | 0.054728 | 503.9324 | RIM
Commercial | Demand Controlled Ventilation | 2.2691 | 0.99237 | N/A | 0.23856 | 1.3431 | 2291.3025 | RIM | [9 empty] | Commercial | PSC to ECM Evaporator Fan Motor (Reach-In) | 2.0707 | 0.50908 | 4.2617 | 0.065337 | 0.054728 | 503.9324 | RIM
Commercial | Demand Controlled Ventilation | 5.0768 | 0.99237 | N/A | 0.53375 | 3.005 | 5126.5164 | RIM | [9 empty] | Commercial | PSC to ECM Evaporator Fan Motor (Reach-In) | 1.7 | 0.41794 | 4.2617 | 0.070139 | 0.0064253 | 503.9324 | RIM
Commercial | Demand Controlled Ventilation | 9.4862 | 0.99237 | N/A | 1.9947 | 11.2299 | 19158.2709 | RIM | [9 empty] | Commercial | PSC to ECM Evaporator Fan Motor (Reach-In) | 2.0707 | 0.50908 | 4.2617 | 0.065337 | 0.054728 | 503.9324 | RIM
Commercial | Demand Controlled Ventilation | 1.8847 | 0.99237 | N/A | 0.19815 | 1.1156 | 1903.19 | RIM | [9 empty] | Commercial | PSC to ECM Evaporator Fan Motor (Reach-In) | 1.7 | 0.41794 | 4.2617 | 0.070139 | 0.0064253 | 503.9324 | RIM
Commercial | VAV System | 16.7415 | 0.8081 | N/A | 19.8511 | 20.1456 | 69747.4569 | RIM | [9 empty] | Commercial | PSC to ECM Evaporator Fan Motor (Reach-In) | 1.7 | 0.41794 | 4.2617 | 0.070139 | 0.0064253 | 503.9324 | RIM
Commercial | VAV System | 16.7415 | 0.8081 | N/A | 78.2342 | 79.3948 | 274878.2198 | RIM | [9 empty] | Commercial | PSC to ECM Evaporator Fan Motor (Reach-In) | 2.0707 | 0.50908 | 4.2617 | 0.065337 | 0.054728 | 503.9324 | RIM
Commercial | VAV System | 16.7415 | 0.8081 | N/A | 4.8545 | 4.9265 | 17056.3424 | RIM | [9 empty] | Commercial | PSC to ECM Evaporator Fan Motor (Reach-In) | 1.7 | 0.41794 | 4.2617 | 0.070139 | 0.0064253 | 503.9324 | RIM
Commercial | VAV System | 16.7415 | 0.8081 | N/A | 20.7305 | 21.038 | 72837.1712 | RIM | [9 empty] | Commercial | PSC to ECM Evaporator Fan Motor (Reach-In) | 2.0707 | 0.50908 | 4.2617 | 0.065337 | 0.054728 | 503.9324 | RIM
Commercial | VAV System | 16.7415 | 0.8081 | N/A | 216.0084 | 219.2128 | 758951.8639 | RIM | [9 empty] | Commercial | PSC to ECM Evaporator Fan Motor (Reach-In) | 1.7 | 0.41794 | 4.2617 | 0.070139 | 0.0064253 | 503.9324 | RIM
Commercial | VAV System | 16.7415 | 0.8081 | N/A | 21.2554 | 21.5708 | 74681.6361 | RIM | [9 empty] | Commercial | PSC to ECM Evaporator Fan Motor (Reach-In) | 1.7 | 0.41794 | 4.2617 | 0.070139 | 0.0064253 | 503.9324 | RIM
Commercial | VAV System | 16.7415 | 0.8081 | N/A | 34.8297 | 35.3464 | 122375.3139 | RIM | [9 empty] | Commercial | PSC to ECM Evaporator Fan Motor (Reach-In) | 2.0707 | 0.50908 | 4.2617 | 0.065337 | 0.054728 | 503.9324 | RIM
Commercial | VAV System | 16.7415 | 0.8081 | N/A | 31.5962 | 32.0649 | 111014.0362 | RIM | [9 empty] | Commercial | PSC to ECM Evaporator Fan Motor (Reach-In) | 1.7 | 0.41794 | 4.2617 | 0.070139 | 0.0064253 | 503.9324 | RIM
Commercial | VAV System | 16.7415 | 0.8081 | N/A | 16.5519 | 16.7974 | 58155.4186 | RIM | [9 empty] | Commercial | PSC to ECM Evaporator Fan Motor (Reach-In) | 2.0707 | 0.50908 | 4.2617 | 0.065337 | 0.054728 | 503.9324 | RIM
Commercial | VAV System | 16.7415 | 0.8081 | N/A | 5.2337 | 5.3114 | 18388.8374 | RIM | [9 empty] | Commercial | PSC to ECM Evaporator Fan Motor (Reach-In) | 2.0707 | 0.50908 | 4.2617 | 0.065337 | 0.054728 | 503.9324 | RIM
Commercial | VAV System | 16.7415 | 0.8081 | N/A | 11.7906 | 11.9655 | 41426.7224 | RIM | [9 empty] | Commercial | PSC to ECM Evaporator Fan Motor (Reach-In) | 1.7 | 0.41794 | 4.2617 | 0.070139 | 0.0064253 | 503.9324 | RIM
Commercial | VAV System | 16.7415 | 0.8081 | N/A | 53.6388 | 54.4345 | 188461.6219 | RIM | [9 empty] | Commercial | PSC to ECM Evaporator Fan Motor (Reach-In) | 2.0707 | 0.50908 | 4.2617 | 0.065337 | 0.054728 | 503.9324 | RIM
Commercial | VAV System | 16.7415 | 0.8081 | N/A | 16.5508 | 16.7963 | 58151.6527 | RIM | [9 empty] | Commercial | PSC to ECM Evaporator Fan Motor (Reach-In) | 1.7 | 0.41794 | 4.2617 | 0.070139 | 0.0064253 | 503.9324 | RIM
Commercial | VAV System | 16.7415 | 0.8081 | N/A | 19.8511 | 20.1456 | 69747.4569 | RIM | [9 empty] | Commercial | PSC to ECM Evaporator Fan Motor (Reach-In) | 1.7 | 0.41794 | 4.2617 | 0.070139 | 0.0064253 | 503.9324 | RIM
Commercial | VAV System | 16.7415 | 0.8081 | N/A | 78.2342 | 79.3948 | 274878.2198 | RIM | [9 empty] | Commercial | PSC to ECM Evaporator Fan Motor (Reach-In) | 2.0707 | 0.50908 | 4.2617 | 0.065337 | 0.054728 | 503.9324 | RIM
Commercial | VAV System | 16.7415 | 0.8081 | N/A | 4.8545 | 4.9265 | 17056.3424 | RIM | [9 empty] | Commercial | PSC to ECM Evaporator Fan Motor (Reach-In) | 1.7 | 0.41794 | 4.2617 | 0.070139 | 0.0064253 | 503.9324 | RIM
Commercial | VAV System | 16.7415 | 0.8081 | N/A | 20.7305 | 21.038 | 72837.1712 | RIM | [9 empty] | Commercial | PSC to ECM Evaporator Fan Motor (Reach-In) | 2.0707 | 0.50908 | 4.2617 | 0.065337 | 0.054728 | 503.9324 | RIM
Commercial | VAV System | 16.7415 | 0.8081 | N/A | 216.0084 | 219.2128 | 758951.8639 | RIM | [9 empty] | Commercial | PSC to ECM Evaporator Fan Motor (Reach-In) | 1.7 | 0.41794 | 4.2617 | 0.070139 | 0.0064253 | 503.9324 | RIM
Commercial | VAV System | 16.7415 | 0.8081 | N/A | 21.2554 | 21.5708 | 74681.6361 | RIM | [9 empty] | Commercial | PSC to ECM Evaporator Fan Motor (Walk-In, Refrigerator) | 1.1268 | 0.41794 | 2.7659 | 0.04552 | 0.00417 | 327.0516 | RIM
Commercial | VAV System | 16.7415 | 0.8081 | N/A | 34.8297 | 35.3464 | 122375.3139 | RIM | [9 empty] | Commercial | PSC to ECM Evaporator Fan Motor (Walk-In, Refrigerator) | 1.3725 | 0.50908 | 2.7659 | 0.042404 | 0.035519 | 327.0516 | RIM
Commercial | VAV System | 16.7415 | 0.8081 | N/A | 31.5962 | 32.0649 | 111014.0362 | RIM | [9 empty] | Commercial | PSC to ECM Evaporator Fan Motor (Walk-In, Refrigerator) | 1.1268 | 0.41794 | 2.7659 | 0.04552 | 0.00417 | 327.0516 | RIM
Commercial | VAV System | 16.7415 | 0.8081 | N/A | 16.5519 | 16.7974 | 58155.4186 | RIM | [9 empty] | Commercial | PSC to ECM Evaporator Fan Motor (Walk-In, Refrigerator) | 1.3725 | 0.50908 | 2.7659 | 0.042404 | 0.035519 | 327.0516 | RIM
Commercial | VAV System | 16.7415 | 0.8081 | N/A | 5.2337 | 5.3114 | 18388.8374 | RIM | [9 empty] | Commercial | PSC to ECM Evaporator Fan Motor (Walk-In, Refrigerator) | 1.3725 | 0.50908 | 2.7659 | 0.042404 | 0.035519 | 327.0516 | RIM
Commercial | VAV System | 16.7415 | 0.8081 | N/A | 11.7906 | 11.9655 | 41426.7224 | RIM | [9 empty] | Commercial | PSC to ECM Evaporator Fan Motor (Walk-In, Refrigerator) | 1.1268 | 0.41794 | 2.7659 | 0.04552 | 0.00417 | 327.0516 | RIM
Commercial | VAV System | 16.7415 | 0.8081 | N/A | 53.6388 | 54.4345 | 188461.6219 | RIM | [9 empty] | Commercial | PSC to ECM Evaporator Fan Motor (Walk-In, Refrigerator) | 1.3725 | 0.50908 | 2.7659 | 0.042404 | 0.035519 | 327.0516 | RIM
Commercial | VAV System | 16.7415 | 0.8081 | N/A | 16.5508 | 16.7963 | 58151.6527 | RIM | [9 empty] | Commercial | PSC to ECM Evaporator Fan Motor (Walk-In, Refrigerator) | 1.1268 | 0.41794 | 2.7659 | 0.04552 | 0.00417 | 327.0516 | RIM
Commercial | ENERGY STAR certified buildings program | 0.66986 | 0.96521 | N/A | 3.0616 | 9.492 | 18312.7076 | RIM | [9 empty] | Commercial | PSC to ECM Evaporator Fan Motor (Walk-In, Refrigerator) | 1.1268 | 0.41794 | 2.7659 | 0.04552 | 0.00417 | 327.0516 | RIM
Commercial | ENERGY STAR certified buildings program | 0.53608 | 0.60805 | N/A | 38.6582 | 0.44413 | 91682.9859 | RIM | [9 empty] | Commercial | PSC to ECM Evaporator Fan Motor (Walk-In, Refrigerator) | 1.3725 | 0.50908 | 2.7659 | 0.042404 | 0.035519 | 327.0516 | RIM
Commercial | ENERGY STAR certified buildings program | 2.2596 | 0.96521 | N/A | 10.785 | 33.4376 | 64510.3866 | RIM | [9 empty] | Commercial | PSC to ECM Evaporator Fan Motor (Walk-In, Refrigerator) | 1.1268 | 0.41794 | 2.7659 | 0.04552 | 0.00417 | 327.0516 | RIM
Commercial | ENERGY STAR certified buildings program | 1.4235 | 0.60805 | N/A | 283.4289 | 3.2562 | 672188.077 | RIM | [9 empty] | Commercial | PSC to ECM Evaporator Fan Motor (Walk-In, Refrigerator) | 1.3725 | 0.50908 | 2.7659 | 0.042404 | 0.035519 | 327.0516 | RIM
Commercial | ENERGY STAR certified buildings program | 2.5476 | 0.96521 | N/A | 12.4675 | 38.6543 | 74574.6947 | RIM | [9 empty] | Commercial | PSC to ECM Evaporator Fan Motor (Walk-In, Refrigerator) | 1.1268 | 0.41794 | 2.7659 | 0.04552 | 0.00417 | 327.0516 | RIM
Commercial | ENERGY STAR certified buildings program | 1.74 | 0.96521 | N/A | 118.8615 | 368.5175 | 710971.58 | RIM | [9 empty] | Commercial | PSC to ECM Evaporator Fan Motor (Walk-In, Refrigerator) | 1.1268 | 0.41794 | 2.7659 | 0.04552 | 0.00417 | 327.0516 | RIM
Commercial | ENERGY STAR certified buildings program | 2.3315 | 0.96521 | N/A | 8.8849 | 27.5468 | 53145.4 | RIM | [9 empty] | Commercial | PSC to ECM Evaporator Fan Motor (Walk-In, Refrigerator) | 1.3725 | 0.50908 | 2.7659 | 0.042404 | 0.035519 | 327.0516 | RIM
Commercial | ENERGY STAR certified buildings program | 0.85096 | 0.96521 | N/A | 10.509 | 32.582 | 62859.5605 | RIM | [9 empty] | Commercial | PSC to ECM Evaporator Fan Motor (Walk-In, Refrigerator) | 1.1268 | 0.41794 | 2.7659 | 0.04552 | 0.00417 | 327.0516 | RIM
Commercial | ENERGY STAR certified buildings program | 0.27397 | 0.96521 | N/A | 1.044 | 3.2367 | 6244.4932 | RIM | [9 empty] | Commercial | PSC to ECM Evaporator Fan Motor (Walk-In, Refrigerator) | 1.3725 | 0.50908 | 2.7659 | 0.042404 | 0.035519 | 327.0516 | RIM
Commercial | ENERGY STAR certified buildings program | 0.66986 | 0.96521 | N/A | 3.0616 | 9.492 | 18312.7076 | RIM | [9 empty] | Commercial | PSC to ECM Evaporator Fan Motor (Walk-In, Refrigerator) | 1.3725 | 0.50908 | 2.7659 | 0.042404 | 0.035519 | 327.0516 | RIM
Commercial | ENERGY STAR certified buildings program | 0.53608 | 0.60805 | N/A | 38.6582 | 0.44413 | 91682.9859 | RIM | [9 empty] | Commercial | PSC to ECM Evaporator Fan Motor (Walk-In, Refrigerator) | 1.1268 | 0.41794 | 2.7659 | 0.04552 | 0.00417 | 327.0516 | RIM
Commercial | ENERGY STAR certified buildings program | 2.2596 | 0.96521 | N/A | 10.785 | 33.4376 | 64510.3866 | RIM | [9 empty] | Commercial | PSC to ECM Evaporator Fan Motor (Walk-In, Refrigerator) | 1.3725 | 0.50908 | 2.7659 | 0.042404 | 0.035519 | 327.0516 | RIM
Commercial | ENERGY STAR certified buildings program | 1.4235 | 0.60805 | N/A | 283.4289 | 3.2562 | 672188.077 | RIM | [9 empty] | Commercial | PSC to ECM Evaporator Fan Motor (Walk-In, Refrigerator) | 1.1268 | 0.41794 | 2.7659 | 0.04552 | 0.00417 | 327.0516 | RIM
Commercial | ENERGY STAR certified buildings program | 2.5476 | 0.96521 | N/A | 12.4675 | 38.6543 | 74574.6947 | RIM | [9 empty] | Commercial | PSC to ECM Evaporator Fan Motor (Walk-In, Refrigerator) | 1.1268 | 0.41794 | 2.7659 | 0.04552 | 0.00417 | 327.0516 | RIM
Commercial | ENERGY STAR certified buildings program | 1.74 | 0.96521 | N/A | 118.8615 | 368.5175 | 710971.58 | RIM | [9 empty] | Commercial | PSC to ECM Evaporator Fan Motor (Walk-In, Refrigerator) | 1.3725 | 0.50908 | 2.7659 | 0.042404 | 0.035519 | 327.0516 | RIM
Commercial | ENERGY STAR certified buildings program | 2.3315 | 0.96521 | N/A | 8.8849 | 27.5468 | 53145.4 | RIM | [9 empty] | Commercial | PSC to ECM Evaporator Fan Motor (Walk-In, Refrigerator) | 1.1268 | 0.41794 | 2.7659 | 0.04552 | 0.00417 | 327.0516 | RIM
Commercial | ENERGY STAR certified buildings program | 0.85096 | 0.96521 | N/A | 10.509 | 32.582 | 62859.5605 | RIM | [9 empty] | Commercial | PSC to ECM Evaporator Fan Motor (Walk-In, Refrigerator) | 1.3725 | 0.50908 | 2.7659 | 0.042404 | 0.035519 | 327.0516 | RIM
Commercial | ENERGY STAR certified buildings program | 0.27397 | 0.96521 | N/A | 1.044 | 3.2367 | 6244.4932 | RIM | [9 empty] | Commercial | PSC to ECM Evaporator Fan Motor (Walk-In, Refrigerator) | 1.1268 | 0.41794 | 2.7659 | 0.04552 | 0.00417 | 327.0516 | RIM
Commercial | Retro-Commissioning | 4.8508 | 0.96521 | N/A | 3.2444 | 10.0589 | 19406.44 | RIM | [9 empty] | Commercial | Refrigerated Display Case Lighting Controls | 0.47267 | 0.53434 | 0.88306 | 0.0084392 | 0.0078859 | 61.4361 | RIM
Commercial | Retro-Commissioning | 4.6311 | 0.60805 | N/A | 48.8723 | 0.56148 | 115907.03 | RIM | [9 empty] | Commercial | Refrigerated Display Case Lighting Controls | 0.47267 | 0.53434 | 0.88306 | 0.0084392 | 0.0078859 | 61.4361 | RIM
Commercial | Retro-Commissioning | 19.5205 | 0.96521 | N/A | 13.6345 | 42.2724 | 81555.02 | RIM | [9 empty] | Commercial | Refrigerated Display Case Lighting Controls | 0.47267 | 0.53434 | 0.88306 | 0.0084392 | 0.0078859 | 61.4361 | RIM
Commercial | Retro-Commissioning | 12.2973 | 0.60805 | N/A | 358.3151 | 4.1166 | 849790.53 | RIM | [9 empty] | Commercial | Refrigerated Display Case Lighting Controls | 0.47267 | 0.53434 | 0.88306 | 0.0084392 | 0.0078859 | 61.4361 | RIM
Commercial | Retro-Commissioning | 22.0086 | 0.96521 | N/A | 15.7616 | 48.8673 | 94278.48 | RIM | [9 empty] | Commercial | Refrigerated Display Case Lighting Controls | 0.47267 | 0.53434 | 0.88306 | 0.0084392 | 0.0078859 | 61.4361 | RIM
Commercial | Retro-Commissioning | 15.0314 | 0.96521 | N/A | 150.2665 | 465.8856 | 898821.23 | RIM | [9 empty] | Commercial | Refrigerated Display Case Lighting Controls | 0.47267 | 0.53434 | 0.88306 | 0.0084392 | 0.0078859 | 61.4361 | RIM
Commercial | Retro-Commissioning | 20.1415 | 0.96521 | N/A | 11.2325 | 34.8251 | 67187.23 | RIM | [9 empty] | Commercial | Refrigerated Display Case Lighting Controls | 0.47267 | 0.53434 | 0.88306 | 0.0084392 | 0.0078859 | 61.4361 | RIM
Commercial | Retro-Commissioning | 7.3513 | 0.96521 | N/A | 13.2856 | 41.1906 | 79468.03 | RIM | [9 empty] | Commercial | Refrigerated Display Case Lighting Controls | 0.47267 | 0.53434 | 0.88306 | 0.0084392 | 0.0078859 | 61.4361 | RIM
Commercial | Retro-Commissioning | 2.3667 | 0.96521 | N/A | 1.3198 | 4.0919 | 7894.4 | RIM | [9 empty] | Commercial | Refrigerated Display Case Lighting Controls | 0.47267 | 0.53434 | 0.88306 | 0.0084392 | 0.0078859 | 61.4361 | RIM
Commercial | Retro-Commissioning | 4.8508 | 0.96521 | N/A | 3.2444 | 10.0589 | 19406.44 | RIM | [9 empty] | Commercial | Refrigerated Display Case Lighting Controls | 0.47267 | 0.53434 | 0.88306 | 0.0084392 | 0.0078859 | 61.4361 | RIM
Commercial | Retro-Commissioning | 4.6311 | 0.60805 | N/A | 48.8723 | 0.56148 | 115907.03 | RIM | [9 empty] | Commercial | Refrigerated Display Case Lighting Controls | 0.47267 | 0.53434 | 0.88306 | 0.0084392 | 0.0078859 | 61.4361 | RIM
Commercial | Retro-Commissioning | 19.5205 | 0.96521 | N/A | 13.6345 | 42.2724 | 81555.02 | RIM | [9 empty] | Commercial | Refrigerated Display Case Lighting Controls | 0.47267 | 0.53434 | 0.88306 | 0.0084392 | 0.0078859 | 61.4361 | RIM
Commercial | Retro-Commissioning | 12.2973 | 0.60805 | N/A | 358.3151 | 4.1166 | 849790.53 | RIM | [9 empty] | Commercial | Refrigerated Display Case Lighting Controls | 0.47267 | 0.53434 | 0.88306 | 0.0084392 | 0.0078859 | 61.4361 | RIM
Commercial | Retro-Commissioning | 22.0086 | 0.96521 | N/A | 15.7616 | 48.8673 | 94278.48 | RIM | [9 empty] | Commercial | Refrigerated Display Case Lighting Controls | 0.17685 | 0.53434 | 0.3277 | 0.0031317 | 0.0029264 | 22.7985 | RIM
Commercial | Retro-Commissioning | 15.0314 | 0.96521 | N/A | 150.2665 | 465.8856 | 898821.23 | RIM | [9 empty] | Commercial | Refrigerated Display Case Lighting Controls | 0.17685 | 0.53434 | 0.3277 | 0.0031317 | 0.0029264 | 22.7985 | RIM
Commercial | Retro-Commissioning | 20.1415 | 0.96521 | N/A | 11.2325 | 34.8251 | 67187.23 | RIM | [9 empty] | Commercial | Refrigerated Display Case Lighting Controls | 0.17685 | 0.53434 | 0.3277 | 0.0031317 | 0.0029264 | 22.7985 | RIM
Commercial | Retro-Commissioning | 7.3513 | 0.96521 | N/A | 13.2856 | 41.1906 | 79468.03 | RIM | [9 empty] | Commercial | Refrigerated Display Case Lighting Controls | 0.17685 | 0.53434 | 0.3277 | 0.0031317 | 0.0029264 | 22.7985 | RIM
Commercial | Retro-Commissioning | 2.3667 | 0.96521 | N/A | 1.3198 | 4.0919 | 7894.4 | RIM | [9 empty] | Commercial | Refrigerated Display Case Lighting Controls | 0.17685 | 0.53434 | 0.3277 | 0.0031317 | 0.0029264 | 22.7985 | RIM
Commercial | Solar Voltaic (17.1w/sf2) | 0.53547 | 0.44765 | N/A | 0.00296 | 0.0012655 | 25.2796 | RIM | [9 empty] | Commercial | Refrigerated Display Case Lighting Controls | 0.17685 | 0.53434 | 0.3277 | 0.0031317 | 0.0029264 | 22.7985 | RIM
Commercial | Solar Voltaic (17.1w/sf2) | 0.53547 | 0.44765 | N/A | 0.00296 | 0.0012655 | 25.2796 | RIM | [9 empty] | Commercial | Refrigerated Display Case Lighting Controls | 0.17685 | 0.53434 | 0.3277 | 0.0031317 | 0.0029264 | 22.7985 | RIM
Commercial | Solar Voltaic (17.1w/sf2) | 0.53547 | 0.44765 | N/A | 0.00296 | 0.0012655 | 25.2796 | RIM | [9 empty] | Commercial | Refrigerated Display Case Lighting Controls | 0.17685 | 0.53434 | 0.3277 | 0.0031317 | 0.0029264 | 22.7985 | RIM
Commercial | Solar Voltaic (17.1w/sf2) | 0.53547 | 0.44765 | N/A | 0.00296 | 0.0012655 | 25.2796 | RIM | [9 empty] | Commercial | Refrigerated Display Case Lighting Controls | 0.17685 | 0.53434 | 0.3277 | 0.0031317 | 0.0029264 | 22.7985 | RIM
Commercial | Solar Voltaic (17.1w/sf2) | 0.53547 | 0.44765 | N/A | 0.00296 | 0.0012655 | 25.2796 | RIM | [9 empty] | Commercial | Refrigerated Display Case Lighting Controls | 0.17685 | 0.53434 | 0.3277 | 0.0031317 | 0.0029264 | 22.7985 | RIM
Commercial | Solar Voltaic (17.1w/sf2) | 0.53547 | 0.44765 | N/A | 0.00296 | 0.0012655 | 25.2796 | RIM | [9 empty] | Commercial | Refrigerated Display Case Lighting Controls | 0.17685 | 0.53434 | 0.3277 | 0.0031317 | 0.0029264 | 22.7985 | RIM
Commercial | Solar Voltaic (17.1w/sf2) | 0.53547 | 0.44765 | N/A | 0.00296 | 0.0012655 | 25.2796 | RIM | [9 empty] | Commercial | Refrigerated Display Case Lighting Controls | 0.17685 | 0.53434 | 0.3277 | 0.0031317 | 0.0029264 | 22.7985 | RIM
Commercial | Solar Voltaic (17.1w/sf2) | 0.53547 | 0.44765 | N/A | 0.00296 | 0.0012655 | 25.2796 | RIM | [9 empty] | Commercial | Refrigerated Display Case Lighting Controls | 0.17685 | 0.53434 | 0.3277 | 0.0031317 | 0.0029264 | 22.7985 | RIM
Commercial | Solar Voltaic (17.1w/sf2) | 0.53547 | 0.44765 | N/A | 0.00296 | 0.0012655 | 25.2796 | RIM | [9 empty] | Commercial | Strip Curtains for Walk-ins | 1.2794 | 0.4491 | 2.9293 | 0.060723 | 0.016724 | 420 | RIM
Commercial | Solar Voltaic (17.1w/sf2) | 0.53547 | 0.44765 | N/A | 0.00296 | 0.0012655 | 25.2796 | RIM | [9 empty] | Commercial | Strip Curtains for Walk-ins | 1.4503 | 0.50908 | 2.9293 | 0.054455 | 0.045613 | 420 | RIM
Commercial | Solar Voltaic (17.1w/sf2) | 0.53547 | 0.44765 | N/A | 0.00296 | 0.0012655 | 25.2796 | RIM | [9 empty] | Commercial | Strip Curtains for Walk-ins | 1.2794 | 0.4491 | 2.9293 | 0.060723 | 0.016724 | 420 | RIM
Commercial | Solar Voltaic (17.1w/sf2) | 0.53547 | 0.44765 | N/A | 0.00296 | 0.0012655 | 25.2796 | RIM | [9 empty] | Commercial | Strip Curtains for Walk-ins | 1.4503 | 0.50908 | 2.9293 | 0.054455 | 0.045613 | 420 | RIM
Commercial | Solar Voltaic (17.1w/sf2) | 0.53547 | 0.44765 | N/A | 0.00296 | 0.0012655 | 25.2796 | RIM | [9 empty] | Commercial | Strip Curtains for Walk-ins | 1.4503 | 0.50908 | 2.9293 | 0.054455 | 0.045613 | 420 | RIM
Commercial | Solar Plus Storage | 0 | 0 | N/A | 0 | 0 | 0 | RIM | [9 empty] | Commercial | Strip Curtains for Walk-ins | 1.2794 | 0.4491 | 2.9293 | 0.060723 | 0.016724 | 420 | RIM
Commercial | Solar Plus Storage | 0 | 0 | N/A | 0 | 0 | 0 | RIM | [9 empty] | Commercial | Strip Curtains for Walk-ins | 1.4503 | 0.50908 | 2.9293 | 0.054455 | 0.045613 | 420 | RIM
Commercial | Solar Plus Storage | 0 | 0 | N/A | 0 | 0 | 0 | RIM | [9 empty] | Commercial | Strip Curtains for Walk-ins | 1.2794 | 0.4491 | 2.9293 | 0.060723 | 0.016724 | 420 | RIM
Commercial | Solar Plus Storage | 0 | 0 | N/A | 0 | 0 | 0 | RIM | [9 empty] | Commercial | Strip Curtains for Walk-ins | 1.2794 | 0.4491 | 2.9293 | 0.060723 | 0.016724 | 420 | RIM
Commercial | Solar Plus Storage with other DSM (EE and DR) | 0 | 0 | N/A | 0 | 0 | 0 | RIM | [9 empty] | Commercial | Strip Curtains for Walk-ins | 1.4503 | 0.50908 | 2.9293 | 0.054455 | 0.045613 | 420 | RIM
Commercial | Solar Plus Storage with other DSM (EE and DR) | 0 | 0 | N/A | 0 | 0 | 0 | RIM | [9 empty] | Commercial | Strip Curtains for Walk-ins | 1.2794 | 0.4491 | 2.9293 | 0.060723 | 0.016724 | 420 | RIM
Commercial | Solar Plus Storage with other DSM (EE and DR) | 0 | 0 | N/A | 0 | 0 | 0 | RIM | [9 empty] | Commercial | Strip Curtains for Walk-ins | 1.4503 | 0.50908 | 2.9293 | 0.054455 | 0.045613 | 420 | RIM
Commercial | Solar Plus Storage with other DSM (EE and DR) | 0 | 0 | N/A | 0 | 0 | 0 | RIM | [9 empty] | Commercial | Strip Curtains for Walk-ins | 1.2794 | 0.4491 | 2.9293 | 0.060723 | 0.016724 | 420 | RIM
Commercial | 3500 kW Gas Turbine | 0.27962 | 0.46939 | N/A | 3500 | 1376.061 | 24834600 | RIM | [9 empty] | Commercial | Strip Curtains for Walk-ins | 1.2794 | 0.4491 | 2.9293 | 0.060723 | 0.016724 | 420 | RIM
Commercial | 3000 kW Gas Turbine | 0.27454 | 0.46939 | N/A | 3000 | 1179.4808 | 21286800 | RIM | [9 empty] | Commercial | Strip Curtains for Walk-ins | 1.4503 | 0.50908 | 2.9293 | 0.054455 | 0.045613 | 420 | RIM
Commercial | 2500 kW Gas Turbine | 0.26937 | 0.46939 | N/A | 2500 | 982.9007 | 17739000 | RIM | [9 empty] | Commercial | Strip Curtains for Walk-ins | 1.2794 | 0.4491 | 2.9293 | 0.060723 | 0.016724 | 420 | RIM
Commercial | 4500 kW Reciprocating Engine | 0.45134 | 0.62625 | N/A | 4500 | 1769.2213 | 15768000 | RIM | [9 empty] | Commercial | Strip Curtains for Walk-ins | 1.4503 | 0.50908 | 2.9293 | 0.054455 | 0.045613 | 420 | RIM
Commercial | 1500 kW Steam Turbine-Biomass | 0.32873 | 0.45408 | N/A | 1500 | 589.7404 | 11826000 | RIM | [9 empty] | Commercial | Strip Curtains for Walk-ins | 1.4503 | 0.50908 | 2.9293 | 0.054455 | 0.045613 | 420 | RIM
Commercial | 3000 kW Reciprocating Engine | 0.44771 | 0.62625 | N/A | 3000 | 1179.4808 | 10512000 | RIM | [9 empty] | Commercial | Strip Curtains for Walk-ins | 1.2794 | 0.4491 | 2.9293 | 0.060723 | 0.016724 | 420 | RIM
Commercial | 800 kW Fuel Cell-Biogas | 0.51403 | 0.49094 | N/A | 800 | 314.5282 | 4975680 | RIM | [9 empty] | Commercial | Strip Curtains for Walk-ins | 1.4503 | 0.50908 | 2.9293 | 0.054455 | 0.045613 | 420 | RIM
Commercial | 1250 kW Reciprocating Engine | 0.39662 | 0.62625 | N/A | 1250 | 491.4503 | 4380000 | RIM | [9 empty] | Commercial | Strip Curtains for Walk-ins | 1.2794 | 0.4491 | 2.9293 | 0.060723 | 0.016724 | 420 | RIM
Commercial | 500 kW Fuel Cell | 0.44657 | 0.49094 | N/A | 500 | 196.5801 | 3109800 | RIM | [9 empty] | Commercial | Strip Curtains for Walk-ins | 1.2794 | 0.4491 | 2.9293 | 0.060723 | 0.016724 | 420 | RIM
Commercial | 350 kW Reciprocating Engine | 0.34461 | 0.62625 | N/A | 350 | 137.6061 | 1226400 | RIM | [9 empty] | Commercial | Strip Curtains for Walk-ins | 1.4503 | 0.50908 | 2.9293 | 0.054455 | 0.045613 | 420 | RIM
Commercial | 100 kW Micro Turbine | 0.25432 | 0.49094 | N/A | 175 | 68.803 | 1088430 | RIM | [9 empty] | Commercial | Strip Curtains for Walk-ins | 1.2794 | 0.4491 | 2.9293 | 0.060723 | 0.016724 | 420 | RIM
Commercial | 175 kW Fuel Cell | 0.32997 | 0.56933 | N/A | 200 | 78.6321 | 858480 | RIM | [9 empty] | Commercial | Strip Curtains for Walk-ins | 1.4503 | 0.50908 | 2.9293 | 0.054455 | 0.045613 | 420 | RIM
Commercial | 200 kW Micro Turbine | 0.32869 | 0.62625 | N/A | 150 | 58.974 | 525600 | RIM | [9 empty] | Commercial | Strip Curtains for Walk-ins | 1.2794 | 0.4491 | 2.9293 | 0.060723 | 0.016724 | 420 | RIM
Commercial | 150 kW Reciprocating Engine | 0.32212 | 0.56933 | N/A | 100 | 39.316 | 429240 | RIM | [9 empty] | Commercial | CO Sensors for Parking Garage Exhaust | 3.4752 | 0.37427 | 12.2809 | 0.20046 | 0.20046 | 4980.032 | RIM
Commercial | 50 kW Micro Turbine | 0.31172 | 0.56933 | N/A | 50 | 19.658 | 214620 | RIM | [9 empty] | Commercial | CO Sensors for Parking Garage Exhaust | 3.4752 | 0.37427 | 12.2809 | 0.20046 | 0.20046 | 4980.032 | RIM
Industrial | Process Other Systems Optimization | 0 | 0 | N/A | 0 | 0 | 0 | RIM | [9 empty] | Commercial | CO Sensors for Parking Garage Exhaust | 3.4752 | 0.37427 | 12.2809 | 0.20046 | 0.20046 | 4980.032 | RIM
Industrial | Plant Energy Management | 0 | 0 | N/A | 0 | 0 | 0 | RIM | [9 empty] | Commercial | CO Sensors for Parking Garage Exhaust | 3.4752 | 0.37427 | 12.2809 | 0.20046 | 0.20046 | 4980.032 | RIM
Industrial | Process Heat System Optimization | 0 | 0 | N/A | 0 | 0 | 0 | RIM | [9 empty] | Commercial | CO Sensors for Parking Garage Exhaust | 3.4752 | 0.37427 | 12.2809 | 0.20046 | 0.20046 | 4980.032 | RIM
Industrial | Process Heat Improved Controls | 0 | 0 | N/A | 0 | 0 | 0 | RIM | [9 empty] | Commercial | CO Sensors for Parking Garage Exhaust | 3.4752 | 0.37427 | 12.2809 | 0.20046 | 0.20046 | 4980.032 | RIM
Industrial | Process Refrig System Optimization | 0 | 0 | N/A | 0 | 0 | 0 | RIM | [9 empty] | Commercial | CO Sensors for Parking Garage Exhaust | 3.4752 | 0.37427 | 12.2809 | 0.20046 | 0.20046 | 4980.032 | RIM
Industrial | Process Refrig Controls | 0 | 0 | N/A | 0 | 0 | 0 | RIM | [9 empty] | Commercial | CO Sensors for Parking Garage Exhaust | 3.4752 | 0.37427 | 12.2809 | 0.20046 | 0.20046 | 4980.032 | RIM
Industrial | Process Refrig Equipment Upgrade | 0 | 0 | N/A | 0 | 0 | 0 | RIM | [9 empty] | Commercial | CO Sensors for Parking Garage Exhaust | 3.4752 | 0.37427 | 12.2809 | 0.20046 | 0.20046 | 4980.032 | RIM
Industrial | Pump System Optimization | 0 | 0 | N/A | 0 | 0 | 0 | RIM | [9 empty] | Commercial | CO Sensors for Parking Garage Exhaust | 3.4752 | 0.37427 | 12.2809 | 0.20046 | 0.20046 | 4980.032 | RIM
Industrial | Pump Improved Controls | 0 | 0 | N/A | 0 | 0 | 0 | RIM | [9 empty] | Commercial | CO Sensors for Parking Garage Exhaust | 3.4752 | 0.37427 | 12.2809 | 0.20046 | 0.20046 | 4980.032 | RIM
Industrial | Motor Optimization | 0 | 0 | N/A | 0 | 0 | 0 | RIM | [9 empty] | Commercial | CO Sensors for Parking Garage Exhaust | 3.4752 | 0.37427 | 12.2809 | 0.20046 | 0.20046 | 4980.032 | RIM
Industrial | Motor Improved Controls | 0 | 0 | N/A | 0 | 0 | 0 | RIM | [9 empty] | Commercial | CO Sensors for Parking Garage Exhaust | 3.4752 | 0.37427 | 12.2809 | 0.20046 | 0.20046 | 4980.032 | RIM
Industrial | Pump Equipment Upgrade | 0 | 0 | N/A | 0 | 0 | 0 | RIM | [9 empty] | Commercial | CO Sensors for Parking Garage Exhaust | 3.4752 | 0.37427 | 12.2809 | 0.20046 | 0.20046 | 4980.032 | RIM
Industrial | Motor Equipment Upgrades | 0 | 0 | N/A | 0 | 0 | 0 | RIM | [9 empty] | Commercial | CO Sensors for Parking Garage Exhaust | 3.4752 | 0.37427 | 12.2809 | 0.20046 | 0.20046 | 4980.032 | RIM
Industrial | Fan Improved Controls | 0 | 0 | N/A | 0 | 0 | 0 | RIM | [9 empty] | Commercial | CO Sensors for Parking Garage Exhaust | 3.4752 | 0.37427 | 12.2809 | 0.20046 | 0.20046 | 4980.032 | RIM
Industrial | Fan Equipment Upgrades | 0 | 0 | N/A | 0 | 0 | 0 | RIM | [9 empty] | Commercial | CO Sensors for Parking Garage Exhaust | 3.4752 | 0.37427 | 12.2809 | 0.20046 | 0.20046 | 4980.032 | RIM
Industrial | Lighting Controls | 0 | 0 | N/A | 0 | 0 | 0 | RIM | [9 empty] | Commercial | CO Sensors for Parking Garage Exhaust | 3.4752 | 0.37427 | 12.2809 | 0.20046 | 0.20046 | 4980.032 | RIM
Industrial | Efficient Lighting - Other Interior Lighting | 0 | 0 | N/A | 0 | 0 | 0 | RIM | [9 empty] | Commercial | CO Sensors for Parking Garage Exhaust | 3.4752 | 0.37427 | 12.2809 | 0.20046 | 0.20046 | 4980.032 | RIM
Industrial | Efficient Lighting - High Bay | 0 | 0 | N/A | 0 | 0 | 0 | RIM | [9 empty] | Commercial | CO Sensors for Parking Garage Exhaust | 3.4752 | 0.37427 | 12.2809 | 0.20046 | 0.20046 | 4980.032 | RIM
Industrial | HVAC Recommissioning | 0 | 0 | N/A | 0 | 0 | 0 | RIM | [9 empty] | Commercial | CO Sensors for Parking Garage Exhaust | 3.4752 | 0.37427 | 12.2809 | 0.20046 | 0.20046 | 4980.032 | RIM
Industrial | HVAC Improved Controls | 0 | 0 | N/A | 0 | 0 | 0 | RIM | [9 empty] | Commercial | CO Sensors for Parking Garage Exhaust | 3.4752 | 0.37427 | 12.2809 | 0.20046 | 0.20046 | 4980.032 | RIM
Industrial | Building Envelope Improvements | 0 | 0 | N/A | 0 | 0 | 0 | RIM | [9 empty] | Commercial | CO Sensors for Parking Garage Exhaust | 3.4752 | 0.37427 | 12.2809 | 0.20046 | 0.20046 | 4980.032 | RIM
Industrial | HVAC Equipment Upgrades | 0 | 0 | N/A | 0 | 0 | 0 | RIM | [9 empty] | Commercial | CO Sensors for Parking Garage Exhaust | 3.4752 | 0.37427 | 12.2809 | 0.20046 | 0.20046 | 4980.032 | RIM
Industrial | Lighting Controls - Exterior | 0 | 0 | N/A | 0 | 0 | 0 | RIM | [9 empty] | Commercial | CO Sensors for Parking Garage Exhaust | 3.4752 | 0.37427 | 12.2809 | 0.20046 | 0.20046 | 4980.032 | RIM
Industrial | Efficient Lighting - Exterior | 0 | 0 | N/A | 0 | 0 | 0 | RIM | [9 empty] | Commercial | CO Sensors for Parking Garage Exhaust | 3.4752 | 0.37427 | 12.2809 | 0.20046 | 0.20046 | 4980.032 | RIM
Industrial | Compressed Air System Optimization | 0 | 0 | N/A | 0 | 0 | 0 | RIM | [9 empty] | Commercial | Demand Controlled Ventilation | 4.0733 | 0.96399 | 4.6688 | 0.4871 | 2.7424 | 4678.5352 | RIM
Industrial | Compressed Air Controls | 0 | 0 | N/A | 0 | 0 | 0 | RIM | [9 empty] | Commercial | Demand Controlled Ventilation | 7.2422 | 0.96399 | 9.295 | 2.9093 | 16.3792 | 27943.0441 | RIM
Industrial | Compressed Air Equipment | 0 | 0 | N/A | 0 | 0 | 0 | RIM | [9 empty] | Commercial | Demand Controlled Ventilation | 1.981 | 0.96399 | 2.1208 | 0.22127 | 1.2458 | 2125.2697 | RIM
Industrial | Process Other Systems Optimization | 47.8158 | 0.88438 | N/A | 10.8306 | 24.5231 | 78669.4781 | RIM | [9 empty] | Commercial | Demand Controlled Ventilation | 7.0957 | 0.96399 | 9.0568 | 0.94492 | 5.3199 | 9075.7228 | RIM
Industrial | Process Heat System Optimization | 1.8188 | 0.53313 | N/A | 7.1689 | 1.4018 | 52071.9282 | RIM | [9 empty] | Commercial | Demand Controlled Ventilation | 9.5773 | 0.96399 | 13.4815 | 9.8459 | 55.4323 | 94567.6036 | RIM
Industrial | Process Heat Improved Controls | 1.9042 | 0.93138 | N/A | 1.7346 | 4.4077 | 12599.5629 | RIM | [9 empty] | Commercial | Demand Controlled Ventilation | 7.2368 | 0.96399 | 9.2862 | 0.96884 | 5.4546 | 9305.5485 | RIM
Industrial | Process Heat Equipment Upgrade | 2.7012 | 0.50007 | N/A | 51.3378 | 0.042354 | 372899.0621 | RIM | [9 empty] | Commercial | Demand Controlled Ventilation | 6.1685 | 0.96399 | 7.6083 | 1.5876 | 8.938 | 15248.3191 | RIM
Industrial | Process Refrig System Optimization | 33.2201 | 0.55352 | N/A | 40.8903 | 12.9045 | 297012.0785 | RIM | [9 empty] | Commercial | Demand Controlled Ventilation | 5.6925 | 0.96399 | 6.9019 | 1.4402 | 8.1082 | 13832.6709 | RIM
Industrial | Process Refrig Controls | 3.104 | 0.78817 | N/A | 2.257 | 3.8316 | 16394.241 | RIM | [9 empty] | Commercial | Demand Controlled Ventilation | 5.9165 | 0.96399 | 7.2313 | 0.75445 | 4.2476 | 7246.3338 | RIM
Industrial | Process Refrig Equipment Upgrade | 3.761 | 0.50006 | N/A | 14.4231 | 0.010418 | 104764.1734 | RIM | [9 empty] | Commercial | Demand Controlled Ventilation | 2.126 | 0.96399 | 2.2865 | 0.23856 | 1.3431 | 2291.3025 | RIM
Industrial | Pump System Optimization | 6.7233 | 0.51865 | N/A | 172.2183 | 21.9447 | 1278901.5035 | RIM | [9 empty] | Commercial | Demand Controlled Ventilation | 4.4122 | 0.96399 | 5.1158 | 0.53375 | 3.005 | 5126.5164 | RIM
Industrial | Motor Optimization | 6.7954 | 0.50587 | N/A | 59.6902 | 3.0121 | 443262.1051 | RIM | [9 empty] | Commercial | Demand Controlled Ventilation | 7.4028 | 0.96399 | 9.5592 | 1.9947 | 11.2299 | 19158.2709 | RIM
Industrial | Pump Equipment Upgrade | 3.1096 | 0.56274 | N/A | 12.3175 | 4.8396 | 91470.4329 | RIM | [9 empty] | Commercial | Demand Controlled Ventilation | 1.7849 | 0.96399 | 1.8992 | 0.19815 | 1.1156 | 1903.19 | RIM
Industrial | Motor Equipment Upgrades | 2.9077 | 0.49754 | N/A | 12.4413 | 0.0037986 | 92389.9439 | RIM | [9 empty] | Commercial | Demand Controlled Ventilation | 4.0733 | 0.96399 | 4.6688 | 0.4871 | 2.7424 | 4678.5352 | RIM
Industrial | Fan System Optimization | 10.3586 | 0.67818 | N/A | 225.0626 | 244.8634 | 1671326.2975 | RIM | [9 empty] | Commercial | Demand Controlled Ventilation | 7.2422 | 0.96399 | 9.295 | 2.9093 | 16.3792 | 27943.0441 | RIM
Industrial | Fan Improved Controls | 28.0156 | 0.55 | N/A | 72.5588 | 22.9436 | 538825.2141 | RIM | [9 empty] | Commercial | Demand Controlled Ventilation | 1.981 | 0.96399 | 2.1208 | 0.22127 | 1.2458 | 2125.2697 | RIM
Industrial | Fan Equipment Upgrades | 2.7456 | 0.49754 | N/A | 3.0196 | 0.0010308 | 22424.0311 | RIM | [9 empty] | Commercial | Demand Controlled Ventilation | 7.0957 | 0.96399 | 9.0568 | 0.94492 | 5.3199 | 9075.7228 | RIM
Industrial | Efficient Lighting - Other Interior Lighting | 1.7912 | 0.5694 | N/A | 62.1104 | 23.0578 | 435137.891 | RIM | [9 empty] | Commercial | Demand Controlled Ventilation | 9.5773 | 0.96399 | 13.4815 | 9.8459 | 55.4323 | 94567.6036 | RIM
Industrial | Efficient Lighting - High Bay | 2.9284 | 0.50442 | N/A | 29.6666 | 0.06272 | 207840.5819 | RIM | [9 empty] | Commercial | Demand Controlled Ventilation | 7.2368 | 0.96399 | 9.2862 | 0.96884 | 5.4546 | 9305.5485 | RIM
Industrial | HVAC Improved Controls | 52.6042 | 0.72675 | N/A | 9.0175 | 11.4424 | 63301.5685 | RIM | [9 empty] | Commercial | Demand Controlled Ventilation | 6.1685 | 0.96399 | 7.6083 | 1.5876 | 8.938 | 15248.3191 | RIM
Industrial | HVAC Equipment Upgrades | 6.6376 | 0.50392 | N/A | 29.8249 | 0.017499 | 209365.5158 | RIM | [9 empty] | Commercial | Demand Controlled Ventilation | 5.6925 | 0.96399 | 6.9019 | 1.4402 | 8.1082 | 13832.6709 | RIM
Industrial | Lighting Controls - Exterior | 3.4347 | 0.38812 | N/A | 0 | 0 | 6818.8224 | RIM | [9 empty] | Commercial | Demand Controlled Ventilation | 5.9165 | 0.96399 | 7.2313 | 0.75445 | 4.2476 | 7246.3338 | RIM
Industrial | Efficient Lighting - Exterior | 4.2536 | 0.3883 | N/A | 0 | 0.0054386 | 38470.7608 | RIM | [9 empty] | Commercial | Demand Controlled Ventilation | 2.126 | 0.96399 | 2.2865 | 0.23856 | 1.3431 | 2291.3025 | RIM
Industrial | Compressed Air System Optimization | 21.7484 | 0.92001 | N/A | 7.3364 | 18.6647 | 54480.2382 | RIM | [9 empty] | Commercial | Demand Controlled Ventilation | 4.4122 | 0.96399 | 5.1158 | 0.53375 | 3.005 | 5126.5164 | RIM
Industrial | Compressed Air Controls | 5.5682 | 0.80904 | N/A | 29.1161 | 54.6204 | 216217.9848 | RIM | [9 empty] | Commercial | Demand Controlled Ventilation | 7.4028 | 0.96399 | 9.5592 | 1.9947 | 11.2299 | 19158.2709 | RIM
Industrial | Compressed Air Equipment | 4.6212 | 0.49759 | N/A | 75.4877 | 0.04538 | 560575.4177 | RIM | [9 empty] | Commercial | Demand Controlled Ventilation | 1.7849 | 0.96399 | 1.8992 | 0.19815 | 1.1156 | 1903.19 | RIM
Industrial | Process Other Systems Optimization | 21.2381 | 0.55446 | N/A | 19.2845 | 6.1928 | 140075.4447 | RIM | [9 empty] | Commercial | VAV System | 10.3989 | 0.78499 | 20.7172 | 19.8511 | 20.1456 | 69747.4569 | RIM
Industrial | Plant Energy Management | 39.1247 | 0.72363 | N/A | 13.2669 | 17.7155 | 97233.9798 | RIM | [9 empty] | Commercial | VAV System | 10.3989 | 0.78499 | 20.7172 | 78.2342 | 79.3948 | 274878.2198 | RIM
Industrial | Process Heat System Optimization | 2.1481 | 0.53094 | N/A | 0.70113 | 0.12805 | 5092.7816 | RIM | [9 empty] | Commercial | VAV System | 10.3989 | 0.78499 | 20.7172 | 4.8545 | 4.9265 | 17056.3424 | RIM
Industrial | Process Refrig System Optimization | 5.7078 | 0.51463 | N/A | 37.6646 | 3.2599 | 273581.6695 | RIM | [9 empty] | Commercial | VAV System | 10.3989 | 0.78499 | 20.7172 | 20.7305 | 21.038 | 72837.1712 | RIM
Industrial | Process Refrig Equipment Upgrade | 3.0317 | 0.50008 | N/A | 3.338 | 0.0027999 | 24246.1475 | RIM | [9 empty] | Commercial | VAV System | 10.3989 | 0.78499 | 20.7172 | 216.0084 | 219.2128 | 758951.8639 | RIM
Industrial | Pump System Optimization | 11.2565 | 0.59605 | N/A | 6.8563 | 4.0692 | 50915.2384 | RIM | [9 empty] | Commercial | VAV System | 10.3989 | 0.78499 | 20.7172 | 21.2554 | 21.5708 | 74681.6361 | RIM
Industrial | Motor Optimization | 1.3981 | 0.50881 | N/A | 1.5592 | 0.10628 | 11578.5329 | RIM | [9 empty] | Commercial | VAV System | 10.3989 | 0.78499 | 20.7172 | 34.8297 | 35.3464 | 122375.3139 | RIM
Industrial | Pump Equipment Upgrade | 4.8561 | 0.51598 | N/A | 6.5564 | 0.73013 | 48688.3375 | RIM | [9 empty] | Commercial | VAV System | 10.3989 | 0.78499 | 20.7172 | 31.5962 | 32.0649 | 111014.0362 | RIM
Industrial | Motor Equipment Upgrades | 3.7473 | 0.49848 | N/A | 1.9479 | 0.011646 | 14465.1137 | RIM | [9 empty] | Commercial | VAV System | 10.3989 | 0.78499 | 20.7172 | 16.5519 | 16.7974 | 58155.4186 | RIM
Industrial | Fan System Optimization | 25.4443 | 0.71706 | N/A | 47.1881 | 62.3894 | 350421.416 | RIM | [9 empty] | Commercial | VAV System | 10.3989 | 0.78499 | 20.7172 | 5.2337 | 5.3114 | 18388.8374 | RIM
Industrial | Fan Improved Controls | 25.0311 | 0.66572 | N/A | 48.0614 | 48.6863 | 356906.6953 | RIM | [9 empty] | Commercial | VAV System | 10.3989 | 0.78499 | 20.7172 | 11.7906 | 11.9655 | 41426.7224 | RIM
Industrial | Fan Equipment Upgrades | 3.4182 | 0.49751 | N/A | 1.7775 | 0.00019251 | 13199.911 | RIM | [9 empty] | Commercial | VAV System | 10.3989 | 0.78499 | 20.7172 | 53.6388 | 54.4345 | 188461.6219 | RIM
Industrial | Efficient Lighting - Other Interior Lighting | 1.9748 | 0.62776 | N/A | 7.4395 | 5.2284 | 52120.0695 | RIM | [9 empty] | Commercial | VAV System | 10.3989 | 0.78499 | 20.7172 | 16.5508 | 16.7963 | 58151.6527 | RIM
Industrial | Efficient Lighting - High Bay | 2.9275 | 0.50426 | N/A | 6.7236 | 0.008313 | 47104.4787 | RIM | [9 empty] | Commercial | VAV System | 10.3989 | 0.78499 | 20.7172 | 19.8511 | 20.1456 | 69747.4569 | RIM
Industrial | HVAC Recommissioning | 3.3882 | 0.62463 | N/A | 54.9287 | 37.7726 | 385589.7688 | RIM | [9 empty] | Commercial | VAV System | 10.3989 | 0.78499 | 20.7172 | 78.2342 | 79.3948 | 274878.2198 | RIM
Industrial | HVAC Improved Controls | 16.237 | 0.65416 | N/A | 4.839 | 4.141 | 33968.7386 | RIM | [9 empty] | Commercial | VAV System | 10.3989 | 0.78499 | 20.7172 | 4.8545 | 4.9265 | 17056.3424 | RIM
Industrial | Building Envelope Improvements | 8.0007 | 0.92187 | N/A | 1.404 | 3.3409 | 9856.015 | RIM | [9 empty] | Commercial | VAV System | 10.3989 | 0.78499 | 20.7172 | 20.7305 | 21.038 | 72837.1712 | RIM
Industrial | HVAC Equipment Upgrades | 4.5982 | 0.50382 | N/A | 2.9799 | 0 | 20918.5285 | RIM | [9 empty] | Commercial | VAV System | 10.3989 | 0.78499 | 20.7172 | 216.0084 | 219.2128 | 758951.8639 | RIM
Industrial | Lighting Controls - Exterior | 3.4763 | 0.38812 | N/A | 0 | 0 | 1003.3697 | RIM | [9 empty] | Commercial | VAV System | 10.3989 | 0.78499 | 20.7172 | 21.2554 | 21.5708 | 74681.6361 | RIM
Industrial | Efficient Lighting - Exterior | 4.2545 | 0.38837 | N/A | 0 | 0.0011512 | 5660.8594 | RIM | [9 empty] | Commercial | VAV System | 10.3989 | 0.78499 | 20.7172 | 34.8297 | 35.3464 | 122375.3139 | RIM
Industrial | Compressed Air System Optimization | 13.3187 | 0.57359 | N/A | 1.187 | 0.54388 | 8814.4062 | RIM | [9 empty] | Commercial | VAV System | 10.3989 | 0.78499 | 20.7172 | 31.5962 | 32.0649 | 111014.0362 | RIM
Industrial | Compressed Air Equipment | 6.0228 | 0.49763 | N/A | 1.9719 | 0.0016681 | 14643.6468 | RIM | [9 empty] | Commercial | VAV System | 10.3989 | 0.78499 | 20.7172 | 16.5519 | 16.7974 | 58155.4186 | RIM
Industrial | Plant Energy Management | 42.0403 | 0.77756 | N/A | 15.0284 | 24.629 | 109338.0315 | RIM | [9 empty] | Commercial | VAV System | 10.3989 | 0.78499 | 20.7172 | 5.2337 | 5.3114 | 18388.8374 | RIM
Industrial | Process Heat System Optimization | 17.8983 | 0.60491 | N/A | 0.95939 | 0.59319 | 6968.6853 | RIM | [9 empty] | Commercial | VAV System | 10.3989 | 0.78499 | 20.7172 | 11.7906 | 11.9655 | 41426.7224 | RIM
Industrial | Process Refrig System Optimization | 100.2198 | 0.5745 | N/A | 7.79 | 3.4213 | 56583.8313 | RIM | [9 empty] | Commercial | VAV System | 10.3989 | 0.78499 | 20.7172 | 53.6388 | 54.4345 | 188461.6219 | RIM
Industrial | Process Refrig Controls | 1.1073 | 0.77758 | N/A | 1.0393 | 1.6996 | 7549.4389 | RIM | [9 empty] | Commercial | VAV System | 10.3989 | 0.78499 | 20.7172 | 16.5508 | 16.7963 | 58151.6527 | RIM
Industrial | Process Refrig Equipment Upgrade | 6.9496 | 0.50011 | N/A | 2.7713 | 0.0028118 | 20129.5865 | RIM | [9 empty] | Commercial | ENERGY STAR certified buildings program | 0.66302 | 0.95107 | 0.69401 | 3.0616 | 9.492 | 18312.7076 | RIM
Industrial | Motor Optimization | 8.9538 | 0.50695 | N/A | 14.2561 | 0.81206 | 105866.4401 | RIM | [9 empty] | Commercial | ENERGY STAR certified buildings program | 0.52915 | 0.59914 | 0.88164 | 38.6582 | 0.44413 | 91682.9859 | RIM
Industrial | Motor Improved Controls | 18.5514 | 0.94452 | N/A | 0.4129 | 1.1114 | 3066.2258 | RIM | [9 empty] | Commercial | ENERGY STAR certified buildings program | 2.1837 | 0.95107 | 2.3411 | 10.785 | 33.4376 | 64510.3866 | RIM
Industrial | Motor Equipment Upgrades | 3.7926 | 0.49755 | N/A | 1.8725 | 0.00070761 | 13905.0488 | RIM | [9 empty] | Commercial | ENERGY STAR certified buildings program | 1.3756 | 0.59914 | 2.3411 | 283.4289 | 3.2562 | 672188.077 | RIM
Industrial | Fan Improved Controls | 27.0151 | 0.53036 | N/A | 5.2399 | 1.0372 | 38911.9141 | RIM | [9 empty] | Commercial | ENERGY STAR certified buildings program | 2.4515 | 0.95107 | 2.6395 | 12.4675 | 38.6543 | 74574.6947 | RIM
Industrial | Efficient Lighting - Other Interior Lighting | 1.7995 | 0.57203 | N/A | 16.2417 | 6.2723 | 113787.428 | RIM | [9 empty] | Commercial | ENERGY STAR certified buildings program | 1.6946 | 0.95107 | 1.8027 | 118.8615 | 368.5175 | 710971.58 | RIM
Industrial | Efficient Lighting - High Bay | 2.928 | 0.50434 | N/A | 8.066 | 0.013665 | 56509.3495 | RIM | [9 empty] | Commercial | ENERGY STAR certified buildings program | 2.2507 | 0.95107 | 2.4156 | 8.8849 | 27.5468 | 53145.4 | RIM
Industrial | HVAC Recommissioning | 22.4532 | 0.64357 | N/A | 9.1973 | 7.3162 | 64563.7826 | RIM | [9 empty] | Commercial | ENERGY STAR certified buildings program | 0.83996 | 0.95107 | 0.88164 | 10.509 | 32.582 | 62859.5605 | RIM
Industrial | HVAC Improved Controls | 8.9269 | 0.96875 | N/A | 4.9987 | 13.2285 | 35090.1596 | RIM | [9 empty] | Commercial | ENERGY STAR certified buildings program | 0.27282 | 0.95107 | 0.28384 | 1.044 | 3.2367 | 6244.4932 | RIM
Industrial | Building Envelope Improvements | 5.2594 | 0.72989 | N/A | 1.9368 | 2.4922 | 13595.8007 | RIM | [9 empty] | Commercial | ENERGY STAR certified buildings program | 0.66302 | 0.95107 | 0.69401 | 3.0616 | 9.492 | 18312.7076 | RIM
Industrial | HVAC Equipment Upgrades | 5.0723 | 0.50392 | N/A | 9.6481 | 0.0056609 | 67727.9747 | RIM | [9 empty] | Commercial | ENERGY STAR certified buildings program | 0.52915 | 0.59914 | 0.88164 | 38.6582 | 0.44413 | 91682.9859 | RIM
Industrial | Lighting Controls - Exterior | 3.3664 | 0.38812 | N/A | 0 | 0 | 1853.9556 | RIM | [9 empty] | Commercial | ENERGY STAR certified buildings program | 2.1837 | 0.95107 | 2.3411 | 10.785 | 33.4376 | 64510.3866 | RIM
Industrial | Efficient Lighting - Exterior | 4.2527 | 0.38822 | N/A | 0 | 0.00078701 | 10459.736 | RIM | [9 empty] | Commercial | ENERGY STAR certified buildings program | 1.3756 | 0.59914 | 2.3411 | 283.4289 | 3.2562 | 672188.077 | RIM
Industrial | Compressed Air System Optimization | 14.725 | 0.56676 | N/A | 0.64905 | 0.27071 | 4819.8738 | RIM | [9 empty] | Commercial | ENERGY STAR certified buildings program | 2.4515 | 0.95107 | 2.6395 | 12.4675 | 38.6543 | 74574.6947 | RIM
Industrial | Compressed Air Equipment | 16.3089 | 0.49758 | N/A | 3.2649 | 0.0019054 | 24245.0743 | RIM | [9 empty] | Commercial | ENERGY STAR certified buildings program | 1.6946 | 0.95107 | 1.8027 | 118.8615 | 368.5175 | 710971.58 | RIM
Industrial | Plant Energy Management | 6.1225 | 0.5899 | N/A | 118.727 | 65.0498 | 875489.2368 | RIM | [9 empty] | Commercial | ENERGY STAR certified buildings program | 2.2507 | 0.95107 | 2.4156 | 8.8849 | 27.5468 | 53145.4 | RIM
Industrial | Process Other Equipment Upgrades | 7.1642 | 0.5001 | N/A | 4.1809 | 0.004006 | 30368.7563 | RIM | [9 empty] | Commercial | ENERGY STAR certified buildings program | 0.83996 | 0.95107 | 0.88164 | 10.509 | 32.582 | 62859.5605 | RIM
Industrial | Process Heat System Optimization | 2.6051 | 0.59236 | N/A | 0.30935 | 0.1684 | 2247.0064 | RIM | [9 empty] | Commercial | ENERGY STAR certified buildings program | 0.27282 | 0.95107 | 0.28384 | 1.044 | 3.2367 | 6244.4932 | RIM
Industrial | Process Refrig Equipment Upgrade | 2.6255 | 0.5015 | N/A | 0.55583 | 0.005118 | 4037.3391 | RIM | [9 empty] | Commercial | Retro-Commissioning | 4.5137 | 0.95107 | 5.0256 | 3.2444 | 10.0589 | 19406.44 | RIM
Industrial | Pump System Optimization | 2.5198 | 0.50879 | N/A | 79.7195 | 5.4267 | 592001.3587 | RIM | [9 empty] | Commercial | Retro-Commissioning | 4.1602 | 0.59914 | 7.6163 | 48.8723 | 0.56148 | 115907.03 | RIM
Industrial | Motor Optimization | 8.4473 | 0.53078 | N/A | 23.9197 | 4.7953 | 177628.9684 | RIM | [9 empty] | Commercial | Retro-Commissioning | 32.6177 | 1.01 | 55.3057 | 14.4255 | 27.951 | 46722.91 | 2 Year Payback
Industrial | Pump Equipment Upgrade | 2.2106 | 0.55756 | N/A | 15.4982 | 5.606 | 115090.2911 | RIM | [9 empty] | Commercial | Retro-Commissioning | 15.0095 | 0.95107 | 20.2242 | 13.6345 | 42.2724 | 81555.02 | RIM
Industrial | Motor Equipment Upgrades | 9.5098 | 0.49796 | N/A | 6.2014 | 0.017574 | 46052.2492 | RIM | [9 empty] | Commercial | Retro-Commissioning | 9.4555 | 0.59914 | 20.2242 | 358.3151 | 4.1166 | 849790.53 | RIM
Industrial | Fan System Optimization | 22.1634 | 0.62005 | N/A | 48.8267 | 36.0343 | 362589.2424 | RIM | [9 empty] | Commercial | Retro-Commissioning | 16.4384 | 0.95107 | 22.802 | 15.7616 | 48.8673 | 94278.48 | RIM
Industrial | Fan Improved Controls | 41.5491 | 0.81569 | N/A | 17.1268 | 32.8152 | 127184.6331 | RIM | [9 empty] | Commercial | Retro-Commissioning | 11.1644 | 1.01 | 12.7594 | 23.8781 | 46.2663 | 77338.89 | 2 Year Payback
Industrial | Fan Equipment Upgrades | 2.6937 | 0.49763 | N/A | 14.3301 | 0.012533 | 106415.7778 | RIM | [9 empty] | Commercial | Retro-Commissioning | 12.2064 | 0.95107 | 15.5732 | 150.2665 | 465.8856 | 898821.23 | RIM
Industrial | Efficient Lighting - Other Interior Lighting | 1.9513 | 0.6203 | N/A | 26.6363 | 17.5901 | 186610.8743 | RIM | [9 empty] | Commercial | Retro-Commissioning | 15.3739 | 0.95107 | 20.8675 | 11.2325 | 34.8251 | 67187.23 | RIM
Industrial | Efficient Lighting - High Bay | 2.928 | 0.50434 | N/A | 22.6204 | 0.037637 | 158476.1221 | RIM | [9 empty] | Commercial | Retro-Commissioning | 31.979 | 1.01 | 53.453 | 15.0315 | 29.1251 | 48685.54 | 2 Year Payback
Industrial | HVAC Improved Controls | 50.1614 | 0.68803 | N/A | 28.1606 | 29.5274 | 197682.2807 | RIM | [9 empty] | Commercial | Retro-Commissioning | 9.3218 | 1.01 | 10.3634 | 6.5654 | 12.7211 | 21264.66 | 2 Year Payback
Industrial | HVAC Equipment Upgrades | 5.0723 | 0.50392 | N/A | 3.8257 | 0.0022447 | 26855.5661 | RIM | [9 empty] | Commercial | Retro-Commissioning | 6.6038 | 0.95107 | 7.6163 | 13.2856 | 41.1906 | 79468.03 | RIM
Industrial | Lighting Controls - Exterior | 2.7871 | 0.38812 | N/A | 0 | 0 | 5199.276 | RIM | [9 empty] | Commercial | Retro-Commissioning | 2.2835 | 0.95107 | 2.4521 | 1.3198 | 4.0919 | 7894.4 | RIM
Industrial | Efficient Lighting - Exterior | 4.2576 | 0.38866 | N/A | 0 | 0.012876 | 29333.5239 | RIM | [9 empty] | Commercial | Retro-Commissioning | 4.5137 | 0.95107 | 5.0256 | 3.2444 | 10.0589 | 19406.44 | RIM
Industrial | Compressed Air System Optimization | 13.6759 | 0.53559 | N/A | 3.6173 | 0.82987 | 26862.0171 | RIM | [9 empty] | Commercial | Retro-Commissioning | 4.1602 | 0.59914 | 7.6163 | 48.8723 | 0.56148 | 115907.03 | RIM
Industrial | Compressed Air Equipment | 4.2841 | 0.49759 | N/A | 51.065 | 0.030768 | 379211.5144 | RIM | [9 empty] | Commercial | Retro-Commissioning | 32.6177 | 1.01 | 55.3057 | 14.4255 | 27.951 | 46722.91 | 2 Year Payback
Industrial | Process Other Systems Optimization | 4.9639 | 0.70264 | N/A | 22.3493 | 26.6825 | 162337.0485 | RIM | [9 empty] | Commercial | Retro-Commissioning | 15.0095 | 0.95107 | 20.2242 | 13.6345 | 42.2724 | 81555.02 | RIM
Industrial | Plant Energy Management | 7.6843 | 0.57947 | N/A | 74.7727 | 35.9801 | 549253.5812 | RIM | [9 empty] | Commercial | Retro-Commissioning | 9.4555 | 0.59914 | 20.2242 | 358.3151 | 4.1166 | 849790.53 | RIM
Industrial | Process Heat System Optimization | 3.7561 | 0.57756 | N/A | 0.5236 | 0.23939 | 3803.2156 | RIM | [9 empty] | Commercial | Retro-Commissioning | 16.4384 | 0.95107 | 22.802 | 15.7616 | 48.8673 | 94278.48 | RIM
Industrial | Process Heat Equipment Upgrade | 6.1287 | 0.50003 | N/A | 17.7256 | 0.010464 | 128751.8678 | RIM | [9 empty] | Commercial | Retro-Commissioning | 11.1644 | 1.01 | 12.7594 | 23.8781 | 46.2663 | 77338.89 | 2 Year Payback
Industrial | Process Refrig Equipment Upgrade | 3.2061 | 0.50032 | N/A | 2.1677 | 0.0049683 | 15745.1958 | RIM | [9 empty] | Commercial | Retro-Commissioning | 12.2064 | 0.95107 | 15.5732 | 150.2665 | 465.8856 | 898821.23 | RIM
Industrial | Pump System Optimization | 25.4456 | 0.593 | N/A | 5.9441 | 3.4185 | 44141.2821 | RIM | [9 empty] | Commercial | Retro-Commissioning | 15.3739 | 0.95107 | 20.8675 | 11.2325 | 34.8251 | 67187.23 | RIM
Industrial | Motor Optimization | 8.1266 | 0.52578 | N/A | 18.4624 | 3.1456 | 137102.9842 | RIM | [9 empty] | Commercial | Retro-Commissioning | 31.979 | 1.01 | 53.453 | 15.0315 | 29.1251 | 48685.54 | 2 Year Payback
Industrial | Pump Equipment Upgrade | 4.4336 | 0.51977 | N/A | 3.5013 | 0.46977 | 26001.014 | RIM | [9 empty] | Commercial | Retro-Commissioning | 9.3218 | 1.01 | 10.3634 | 6.5654 | 12.7211 | 21264.66 | 2 Year Payback
Industrial | Motor Equipment Upgrades | 3.4144 | 0.49904 | N/A | 1.8066 | 0.016898 | 13415.9728 | RIM | [9 empty] | Commercial | Retro-Commissioning | 6.6038 | 0.95107 | 7.6163 | 13.2856 | 41.1906 | 79468.03 | RIM
Industrial | Fan System Optimization | 48.8016 | 0.8027 | N/A | 97.023 | 178.3071 | 720498.0897 | RIM | [9 empty] | Commercial | Retro-Commissioning | 2.2835 | 0.95107 | 2.4521 | 1.3198 | 4.0919 | 7894.4 | RIM
Industrial | Fan Improved Controls | 37.7847 | 0.74179 | N/A | 8.3158 | 12.2327 | 61753.2457 | RIM | [9 empty] | Commercial | Central air conditioner - 50% cycling | 1.2214 | 0.852 | 99.9 | 0.32786 | 0 | 0 | RIM
Industrial | Fan Equipment Upgrades | 4.2436 | 0.49749 | N/A | 1.5007 | 2.0577e-05 | 11144.1513 | RIM | [9 empty] | Commercial | Central air conditioner - 50% cycling | 2.5483 | 0.852 | 99.9 | 0.68406 | 0 | 0 | RIM
Industrial | Efficient Lighting - Other Interior Lighting | 2.2237 | 0.70689 | N/A | 27.3526 | 31.5174 | 191628.9175 | RIM | [9 empty] | Commercial | Central air conditioner - 50% cycling | 3.3331 | 0.852 | 99.9 | 0.89473 | 0 | 0 | RIM
Industrial | Efficient Lighting - High Bay | 2.9269 | 0.50415 | N/A | 40.5305 | 0.023826 | 283951.7988 | RIM | [9 empty] | Commercial | Central air conditioner - 50% cycling | 8.9619 | 0.852 | 99.9 | 2.4057 | 0 | 0 | RIM
Industrial | HVAC Recommissioning | 0.91448 | 0.84989 | N/A | 106.4588 | 209.7025 | 747322.4633 | RIM | [9 empty] | Commercial | CPP + Tech | 1.4982 | 0.815 | 99.9 | 0.32786 | 0.22111 | 162.3395 | RIM
Industrial | HVAC Improved Controls | 15.5116 | 0.72535 | N/A | 13.5428 | 17.077 | 95068.3499 | RIM | [9 empty] | Commercial | CPP + Tech | 3.8463 | 0.815 | 99.9 | 0.68406 | 0.61184 | 611.4372 | RIM
Industrial | Building Envelope Improvements | 7.4114 | 0.76252 | N/A | 11.9843 | 17.6473 | 84127.6842 | RIM | [9 empty] | Commercial | CPP + Tech | 5.3989 | 0.815 | 99.9 | 0.89473 | 0.86513 | 978.3377 | RIM
Industrial | HVAC Equipment Upgrades | 4.2494 | 0.50392 | N/A | 21.7241 | 0.012746 | 152499.2808 | RIM | [9 empty] | Commercial | CPP + Tech | 10.1914 | 0.815 | 99.9 | 2.4057 | 1.1065 | 2024.9782 | RIM
Industrial | Lighting Controls - Exterior | 3.0559 | 0.38812 | N/A | 0 | 0 | 4349.5433 | RIM | [9 empty] | Commercial | Central Heating - 50% cycling | 2.0013 | 0.852 | 99.9 | 0 | 0.35377 | 0 | RIM
Industrial | Efficient Lighting - Exterior | 4.255 | 0.38843 | N/A | 0 | 0.0060272 | 24539.4621 | RIM | [9 empty] | Commercial | Central Heating - 50% cycling | 5.5379 | 0.852 | 99.9 | 0 | 0.97894 | 0 | RIM
Industrial | Compressed Air System Optimization | 18.1349 | 0.68919 | N/A | 2.4305 | 2.8056 | 18049.1432 | RIM | [9 empty] | Commercial | Central Heating - 50% cycling | 7.8306 | 0.852 | 99.9 | 0 | 1.3842 | 0 | RIM
Industrial | Compressed Air Equipment | 6.319 | 0.49759 | N/A | 4.0542 | 0.0024481 | 30106.8043 | RIM | [9 empty] | Commercial | Central Heating - 50% cycling | 10.0155 | 0.852 | 99.9 | 0 | 1.7704 | 0 | RIM
Industrial | Process Other Systems Optimization | 40.6639 | 0.7521 | N/A | 0.54785 | 0.81365 | 3979.3845 | RIM | [9 empty] | Commercial | Solar Voltaic (17.1w/sf2) | 0.53045 | 0.44414 | 1.1962 | 0.00296 | 0.0012655 | 25.2796 | RIM
Industrial | Plant Energy Management | 36.2875 | 0.67116 | N/A | 18.3201 | 18.6269 | 133732.9029 | RIM | [9 empty] | Commercial | Solar Voltaic (17.1w/sf2) | 0.53045 | 0.44414 | 1.1962 | 0.00296 | 0.0012655 | 25.2796 | RIM
Industrial | Process Heat System Optimization | 6.5561 | 0.80978 | N/A | 0.19523 | 0.35626 | 1418.0451 | RIM | [9 empty] | Commercial | Solar Voltaic (17.1w/sf2) | 0.53045 | 0.44414 | 1.1962 | 0.00296 | 0.0012655 | 25.2796 | RIM
Industrial | Process Refrig System Optimization | 2.0822 | 0.52915 | N/A | 5.0554 | 0.86996 | 36720.3532 | RIM | [9 empty] | Commercial | Solar Voltaic (17.1w/sf2) | 0.53045 | 0.44414 | 1.1962 | 0.00296 | 0.0012655 | 25.2796 | RIM
Industrial | Process Refrig Controls | 1.1073 | 0.77758 | N/A | 1.0309 | 1.6858 | 7488.3835 | RIM | [9 empty] | Commercial | Solar Voltaic (17.1w/sf2) | 0.53045 | 0.44414 | 1.1962 | 0.00296 | 0.0012655 | 25.2796 | RIM
Industrial | Process Refrig Equipment Upgrade | 2.6497 | 0.50092 | N/A | 0.33649 | 0.0019522 | 2444.1161 | RIM | [9 empty] | Commercial | Solar Voltaic (17.1w/sf2) | 0.53045 | 0.44414 | 1.1962 | 0.00296 | 0.0012655 | 25.2796 | RIM
Industrial | Pump System Optimization | 4.541 | 0.50963 | N/A | 13.964 | 1.0211 | 103697.2396 | RIM | [9 empty] | Commercial | Solar Voltaic (17.1w/sf2) | 0.53045 | 0.44414 | 1.1962 | 0.00296 | 0.0012655 | 25.2796 | RIM
Industrial | Motor Optimization | 1.131 | 0.55909 | N/A | 1.1783 | 0.43709 | 8750.2777 | RIM | [9 empty] | Commercial | Solar Voltaic (17.1w/sf2) | 0.53045 | 0.44414 | 1.1962 | 0.00296 | 0.0012655 | 25.2796 | RIM
Industrial | Pump Equipment Upgrade | 4.8018 | 0.51021 | N/A | 5.6322 | 0.43153 | 41824.7917 | RIM | [9 empty] | Commercial | Solar Voltaic (17.1w/sf2) | 0.53045 | 0.44414 | 1.1962 | 0.00296 | 0.0012655 | 25.2796 | RIM
Industrial | Motor Equipment Upgrades | 2.8737 | 0.49901 | N/A | 1.1513 | 0.010566 | 8549.39 | RIM | [9 empty] | Commercial | Solar Voltaic (17.1w/sf2) | 0.53045 | 0.44414 | 1.1962 | 0.00296 | 0.0012655 | 25.2796 | RIM
Industrial | Fan Improved Controls | 33.6307 | 0.66024 | N/A | 3.6728 | 3.5993 | 27274.6861 | RIM | [9 empty] | Commercial | Solar Voltaic (17.1w/sf2) | 0.53045 | 0.44414 | 1.1962 | 0.00296 | 0.0012655 | 25.2796 | RIM
Industrial | Fan Equipment Upgrades | 3.4208 | 0.49789 | N/A | 0.72421 | 0.0017454 | 5377.9863 | RIM | [9 empty] | Commercial | Solar Voltaic (17.1w/sf2) | 0.53045 | 0.44414 | 1.1962 | 0.00296 | 0.0012655 | 25.2796 | RIM
Industrial | Lighting Controls | 10.4615 | 0.94236 | N/A | 6.6756 | 16.6217 | 46768.735 | RIM | [9 empty] | Commercial | Solar Voltaic (17.1w/sf2) | 0.53045 | 0.44414 | 1.1962 | 0.00296 | 0.0012655 | 25.2796 | RIM
Industrial | Efficient Lighting - Other Interior Lighting | 2.1775 | 0.69221 | N/A | 12.5216 | 13.3841 | 87725.0133 | RIM | [9 empty] | Commercial | Solar Plus Storage | 0 | 0 | 0 | 0 | 0 | 0 | RIM
Industrial | Efficient Lighting - High Bay | 2.9268 | 0.50414 | N/A | 17.2115 | 0.0091486 | 120582.0063 | RIM | [9 empty] | Commercial | Solar Plus Storage | 0 | 0 | 0 | 0 | 0 | 0 | RIM
Industrial | Building Envelope Improvements | 10.6314 | 0.84693 | N/A | 12.0615 | 23.5555 | 84669.4452 | RIM | [9 empty] | Commercial | Solar Plus Storage | 0 | 0 | 0 | 0 | 0 | 0 | RIM
Industrial | HVAC Equipment Upgrades | 1.9434 | 0.50392 | N/A | 40.9958 | 0.024054 | 287783.6946 | RIM | [9 empty] | Commercial | Solar Plus Storage | 0 | 0 | 0 | 0 | 0 | 0 | RIM
Industrial | Lighting Controls - Exterior | 4.3087 | 0.38812 | N/A | 0 | 0 | 3956.0478 | RIM | [9 empty] | Commercial | Solar Plus Storage with other DSM (EE and DR) | 0 | 0 | 0 | 0 | 0 | 0 | RIM
Industrial | Efficient Lighting - Exterior | 4.2526 | 0.3882 | N/A | 0 | 0.0014541 | 22319.4209 | RIM | [9 empty] | Commercial | Solar Plus Storage with other DSM (EE and DR) | 0 | 0 | 0 | 0 | 0 | 0 | RIM
Industrial | Compressed Air System Optimization | 10.802 | 0.63721 | N/A | 1.1879 | 0.99942 | 8821.4839 | RIM | [9 empty] | Commercial | Solar Plus Storage with other DSM (EE and DR) | 0 | 0 | 0 | 0 | 0 | 0 | RIM
Industrial | Compressed Air Controls | 160.1931 | 0.83074 | N/A | 2.3968 | 4.8095 | 17798.9695 | RIM | [9 empty] | Commercial | Solar Plus Storage with other DSM (EE and DR) | 0 | 0 | 0 | 0 | 0 | 0 | RIM
Industrial | Compressed Air Equipment | 43.2493 | 0.49749 | N/A | 0.50816 | 8.9104e-06 | 3773.6368 | RIM | [9 empty] | Commercial | 3500 kW Gas Turbine | 0.27887 | 0.46729 | 0.59571 | 3500 | 1376.061 | 24834600 | RIM
Industrial | Plant Energy Management | 31.7141 | 0.58657 | N/A | 20.5478 | 10.5865 | 149884.6596 | RIM | [9 empty] | Commercial | 3000 kW Gas Turbine | 0.27382 | 0.46729 | 0.58489 | 3000 | 1179.4808 | 21286800 | RIM
Industrial | Process Heat System Optimization | 4.2571 | 0.58906 | N/A | 0.81437 | 0.42747 | 5915.2632 | RIM | [9 empty] | Commercial | 2500 kW Gas Turbine | 0.26868 | 0.46729 | 0.57388 | 2500 | 982.9007 | 17739000 | RIM
Industrial | Process Refrig Controls | 1.1073 | 0.77758 | N/A | 0.15011 | 0.24546 | 1090.3132 | RIM | [9 empty] | Commercial | 4500 kW Reciprocating Engine | 0.4484 | 0.6206 | 0.7207 | 4500 | 1769.2213 | 15768000 | RIM
Industrial | Process Refrig Equipment Upgrade | 4.2636 | 0.50018 | N/A | 0.81373 | 0.0011802 | 5910.6576 | RIM | [9 empty] | Commercial | 1500 kW Steam Turbine-Biomass | 0.32777 | 0.45225 | 0.72395 | 1500 | 589.7404 | 11826000 | RIM
Industrial | Pump System Optimization | 92.5011 | 0.61832 | N/A | 3.9037 | 2.8403 | 28988.8574 | RIM | [9 empty] | Commercial | 3000 kW Reciprocating Engine | 0.44481 | 0.6206 | 0.71491 | 3000 | 1179.4808 | 10512000 | RIM
Industrial | Motor Optimization | 10.522 | 0.51642 | N/A | 6.4343 | 0.73341 | 47781.5897 | RIM | [9 empty] | Commercial | 800 kW Fuel Cell-Biogas | 0.51128 | 0.48844 | 1.047 | 800 | 314.5282 | 4975680 | RIM
Industrial | Pump Equipment Upgrade | 5.638 | 0.50047 | N/A | 1.8446 | 0.033091 | 13697.7443 | RIM | [9 empty] | Commercial | 1250 kW Reciprocating Engine | 0.39435 | 0.6206 | 0.63333 | 1250 | 491.4503 | 4380000 | RIM
Industrial | Motor Equipment Upgrades | 3.659 | 0.50441 | N/A | 0.30697 | 0.012804 | 2279.609 | RIM | [9 empty] | Commercial | 500 kW Fuel Cell | 0.4445 | 0.48844 | 0.90962 | 500 | 196.5801 | 3109800 | RIM
Industrial | Fan System Optimization | 247.8027 | 0.64368 | N/A | 31.8725 | 28.0558 | 236686.7584 | RIM | [9 empty] | Commercial | 350 kW Reciprocating Engine | 0.34289 | 0.6206 | 0.55027 | 350 | 137.6061 | 1226400 | RIM
Industrial | Fan Improved Controls | 36.9251 | 0.72491 | N/A | 2.1258 | 2.9111 | 15786.209 | RIM | [9 empty] | Commercial | 100 kW Micro Turbine | 0.25394 | 0.48951 | 0.51803 | 175 | 68.803 | 1088430 | RIM
Industrial | Fan Equipment Upgrades | 5.6048 | 0.49752 | N/A | 0.77902 | 0.00013707 | 5785.0059 | RIM | [9 empty] | Commercial | 175 kW Fuel Cell | 0.32873 | 0.56565 | 0.57957 | 200 | 78.6321 | 858480 | RIM
Industrial | Efficient Lighting - Other Interior Lighting | 2.42 | 0.76928 | N/A | 2.9061 | 4.3785 | 20359.7951 | RIM | [9 empty] | Commercial | 200 kW Micro Turbine | 0.32661 | 0.61874 | 0.52486 | 150 | 58.974 | 525600 | RIM
Industrial | Efficient Lighting - High Bay | 2.9267 | 0.50411 | N/A | 5.6307 | 0.0021544 | 39447.941 | RIM | [9 empty] | Commercial | 150 kW Reciprocating Engine | 0.3201 | 0.56305 | 0.56579 | 100 | 39.316 | 429240 | RIM
Industrial | Building Envelope Improvements | 8.946 | 0.92759 | N/A | 0.217 | 0.52342 | 1523.2948 | RIM | [9 empty] | Commercial | 50 kW Micro Turbine | 0.31046 | 0.56513 | 0.54753 | 50 | 19.658 | 214620 | RIM
Industrial | HVAC Equipment Upgrades | 2.636 | 0.50392 | N/A | 1.6359 | 0.00095983 | 11483.6869 | RIM | [9 empty] | Industrial | Process Other Systems Optimization | 0 | 0 | 0 | 0 | 0 | 0 | RIM
Industrial | Lighting Controls - Exterior | 3.309 | 0.38812 | N/A | 0 | 0 | 629.4231 | RIM | [9 empty] | Industrial | Plant Energy Management | 0 | 0 | 0 | 0 | 0 | 0 | RIM
Industrial | Efficient Lighting - Exterior | 4.2549 | 0.38841 | N/A | 0 | 0.00084159 | 3551.1097 | RIM | [9 empty] | Industrial | Process Heat System Optimization | 0 | 0 | 0 | 0 | 0 | 0 | RIM
Industrial | Compressed Air System Optimization | 17.7092 | 0.64645 | N/A | 0.68954 | 0.61848 | 5120.5249 | RIM | [9 empty] | Industrial | Process Heat Improved Controls | 0 | 0 | 0 | 0 | 0 | 0 | RIM
Industrial | Compressed Air Equipment | 5.1585 | 0.49754 | N/A | 2.1246 | 0.00071468 | 15777.5537 | RIM | [9 empty] | Industrial | Process Refrig System Optimization | 0 | 0 | 0 | 0 | 0 | 0 | RIM
Industrial | Process Other Systems Optimization | 35.6899 | 0.66011 | N/A | 0.35076 | 0.33089 | 2547.8001 | RIM | [9 empty] | Industrial | Process Refrig Controls | 0 | 0 | 0 | 0 | 0 | 0 | RIM
Industrial | Plant Energy Management | 50.1106 | 0.92682 | N/A | 7.2812 | 18.586 | 53527.7697 | RIM | [9 empty] | Industrial | Process Refrig Equipment Upgrade | 0 | 0 | 0 | 0 | 0 | 0 | RIM
Industrial | Process Heat System Optimization | 2.9689 | 0.77157 | N/A | 0.1423 | 0.22765 | 1033.5801 | RIM | [9 empty] | Industrial | Pump System Optimization | 0 | 0 | 0 | 0 | 0 | 0 | RIM
Industrial | Process Heat Equipment Upgrade | 2.701 | 0.50003 | N/A | 14.0696 | 0.0083817 | 102196.3614 | RIM | [9 empty] | Industrial | Pump Improved Controls | 0 | 0 | 0 | 0 | 0 | 0 | RIM
Industrial | Process Refrig Controls | 1.1158 | 0.78356 | N/A | 0.16417 | 0.27423 | 1192.4436 | RIM | [9 empty] | Industrial | Motor Optimization | 0 | 0 | 0 | 0 | 0 | 0 | RIM
Industrial | Process Refrig Equipment Upgrade | 2.4331 | 0.50017 | N/A | 0.28048 | 0.00038345 | 2037.2923 | RIM | [9 empty] | Industrial | Motor Improved Controls | 0 | 0 | 0 | 0 | 0 | 0 | RIM
Industrial | Pump System Optimization | 0 | 0 | N/A | 0 | 0 | 0 | RIM | [9 empty] | Industrial | Pump Equipment Upgrade | 0 | 0 | 0 | 0 | 0 | 0 | RIM
Industrial | Motor Optimization | 10.1498 | 0.52899 | N/A | 3.8643 | 0.73305 | 28696.2227 | RIM | [9 empty] | Industrial | Motor Equipment Upgrades | 0 | 0 | 0 | 0 | 0 | 0 | RIM
Industrial | Pump Equipment Upgrade | 3.7566 | 0.54676 | N/A | 0.71429 | 0.21191 | 5304.3314 | RIM | [9 empty] | Industrial | Fan Improved Controls | 0 | 0 | 0 | 0 | 0 | 0 | RIM
Industrial | Motor Equipment Upgrades | 10.1883 | 0.49768 | N/A | 0.29358 | 0.00034329 | 2180.1224 | RIM | [9 empty] | Industrial | Fan Equipment Upgrades | 0 | 0 | 0 | 0 | 0 | 0 | RIM
Industrial | Fan Improved Controls | 33.6307 | 0.66024 | N/A | 1.6797 | 1.6461 | 12473.6411 | RIM | [9 empty] | Industrial | Lighting Controls | 0 | 0 | 0 | 0 | 0 | 0 | RIM
Industrial | Fan Equipment Upgrades | 3.4188 | 0.49759 | N/A | 0.3312 | 0.00020037 | 2459.536 | RIM | [9 empty] | Industrial | Efficient Lighting - Other Interior Lighting | 0 | 0 | 0 | 0 | 0 | 0 | RIM
Industrial | Efficient Lighting - Other Interior Lighting | 1.941 | 0.61703 | N/A | 1.9988 | 1.2829 | 14003.4082 | RIM | [9 empty] | Industrial | Efficient Lighting - High Bay | 0 | 0 | 0 | 0 | 0 | 0 | RIM
Industrial | Efficient Lighting - High Bay | 2.9272 | 0.5042 | N/A | 1.6497 | 0.0014799 | 11557.7893 | RIM | [9 empty] | Industrial | HVAC Recommissioning | 0 | 0 | 0 | 0 | 0 | 0 | RIM
Industrial | Building Envelope Improvements | 4.6513 | 0.57472 | N/A | 0.17807 | 0.071867 | 1250.0148 | RIM | [9 empty] | Industrial | HVAC Improved Controls | 0 | 0 | 0 | 0 | 0 | 0 | RIM
Industrial | HVAC Equipment Upgrades | 5.0723 | 0.50392 | N/A | 0.20228 | 0.00011868 | 1419.954 | RIM | [9 empty] | Industrial | Building Envelope Improvements | 0 | 0 | 0 | 0 | 0 | 0 | RIM
Industrial | Lighting Controls - Exterior | 3.245 | 0.38812 | N/A | 0 | 0 | 379.1873 | RIM | [9 empty] | Industrial | HVAC Equipment Upgrades | 0 | 0 | 0 | 0 | 0 | 0 | RIM
Industrial | Efficient Lighting - Exterior | 4.2559 | 0.38851 | N/A | 0 | 0.00066499 | 2139.3172 | RIM | [9 empty] | Industrial | Lighting Controls - Exterior | 0 | 0 | 0 | 0 | 0 | 0 | RIM
Industrial | Compressed Air System Optimization | 11.018 | 0.54137 | N/A | 0.55274 | 0.14605 | 4104.6839 | RIM | [9 empty] | Industrial | Efficient Lighting - Exterior | 0 | 0 | 0 | 0 | 0 | 0 | RIM
Industrial | Compressed Air Equipment | 2.8169 | 0.49761 | N/A | 0.63312 | 0.00046659 | 4701.6121 | RIM | [9 empty] | Industrial | Compressed Air System Optimization | 0 | 0 | 0 | 0 | 0 | 0 | RIM
Industrial | Process Other Systems Optimization | 15.2915 | 0.6666 | N/A | 0.53483 | 0.52499 | 3884.8243 | RIM | [9 empty] | Industrial | Compressed Air Controls | 0 | 0 | 0 | 0 | 0 | 0 | RIM
Industrial | Process Heat Equipment Upgrade | 16.7749 | 0.50005 | N/A | 41.0347 | 0.028699 | 298061.1822 | RIM | [9 empty] | Industrial | Compressed Air Equipment | 0 | 0 | 0 | 0 | 0 | 0 | RIM
Industrial | Process Refrig Controls | 1.313 | 0.92201 | N/A | 0.54426 | 1.353 | 3953.3037 | RIM | [9 empty] | Industrial | Process Other Systems Optimization | 19.2761 | 0.86081 | 54.067 | 10.8306 | 24.5231 | 78669.4781 | RIM
Industrial | Process Refrig Equipment Upgrade | 3.8064 | 0.50003 | N/A | 1.356 | 0.0007953 | 9849.5873 | RIM | [9 empty] | Industrial | Plant Energy Management | 23.9534 | 1.01 | 57.3495 | 97.9802 | 350.8269 | 720610.27 | 2 Year Payback
Industrial | Motor Optimization | 2.0515 | 0.50133 | N/A | 523.9877 | 12.124 | 3891159.5303 | RIM | [9 empty] | Industrial | Process Heat System Optimization | 1.6634 | 0.51892 | 3.4115 | 7.1689 | 1.4018 | 52071.9282 | RIM
Industrial | Pump Equipment Upgrade | 5.1596 | 0.52652 | N/A | 2.4453 | 0.42742 | 18159.0785 | RIM | [9 empty] | Industrial | Process Heat Improved Controls | 1.8032 | 0.90655 | 2.0445 | 1.7346 | 4.4077 | 12599.5629 | RIM
Industrial | Motor Equipment Upgrades | 4.4376 | 0.49817 | N/A | 1.579 | 0.0064436 | 11725.9161 | RIM | [9 empty] | Industrial | Process Heat Equipment Upgrade | 2.3531 | 0.48674 | 5.4016 | 51.3378 | 0.042354 | 372899.0621 | RIM
Industrial | Fan Improved Controls | 38.8542 | 0.76279 | N/A | 4.7349 | 7.5638 | 35161.7261 | RIM | [9 empty] | Industrial | Process Refrig System Optimization | 12.5667 | 0.53876 | 60.0164 | 40.8903 | 12.9045 | 297012.0785 | RIM
Industrial | Fan Equipment Upgrades | 4.876 | 0.49758 | N/A | 1.3673 | 0.00075069 | 10153.7324 | RIM | [9 empty] | Industrial | Process Refrig Controls | 2.8018 | 0.76716 | 3.9382 | 2.257 | 3.8316 | 16394.241 | RIM
Industrial | Efficient Lighting - Other Interior Lighting | 1.7778 | 0.56515 | N/A | 28.3585 | 9.8426 | 198676.0081 | RIM | [9 empty] | Industrial | Process Refrig Equipment Upgrade | 3.1187 | 0.48673 | 7.5212 | 14.4231 | 0.010418 | 104764.1734 | RIM
Industrial | Efficient Lighting - High Bay | 2.9281 | 0.50436 | N/A | 12.6573 | 0.022889 | 88675.7254 | RIM | [9 empty] | Industrial | Pump System Optimization | 4.9619 | 0.50483 | 12.9631 | 172.2183 | 21.9447 | 1278901.5035 | RIM
Industrial | HVAC Recommissioning | 15.9671 | 0.75628 | N/A | 31.7928 | 45.6862 | 223179.9722 | RIM | [9 empty] | Industrial | Pump Improved Controls | 14.1685 | 1.01 | 21.0355 | 4.8924 | 18.0252 | 36331.4831 | 2 Year Payback
Industrial | HVAC Improved Controls | 226.3238 | 0.59139 | N/A | 15.6074 | 7.7794 | 109561.2416 | RIM | [9 empty] | Industrial | Motor Optimization | 4.9679 | 0.49238 | 13.4332 | 59.6902 | 3.0121 | 443262.1051 | RIM
Industrial | HVAC Equipment Upgrades | 4.9473 | 0.50392 | N/A | 11.0244 | 0.0064684 | 77389.68 | RIM | [9 empty] | Industrial | Motor Improved Controls | 26.858 | 1.01 | 34.8787 | 8.166 | 123.3881 | 60641.0516 | 2 Year Payback
Industrial | Lighting Controls - Exterior | 3.7881 | 0.38812 | N/A | 0 | 0 | 2909.2683 | RIM | [9 empty] | Industrial | Pump Equipment Upgrade | 2.7009 | 0.54774 | 5.5259 | 12.3175 | 4.8396 | 91470.4329 | RIM
Industrial | Efficient Lighting - Exterior | 4.253 | 0.38824 | N/A | 0 | 0.0015967 | 16413.65 | RIM | [9 empty] | Industrial | Motor Equipment Upgrades | 2.5065 | 0.48428 | 5.8441 | 12.4413 | 0.0037986 | 92389.9439 | RIM
Industrial | Compressed Air System Optimization | 14.3636 | 0.57282 | N/A | 1.6073 | 0.72907 | 11935.8028 | RIM | [9 empty] | Industrial | Fan System Optimization | 7.3037 | 0.6601 | 15.2742 | 225.0626 | 244.8634 | 1671326.2975 | RIM
Industrial | Compressed Air Equipment | 4.9527 | 0.49759 | N/A | 2.0069 | 0.0012798 | 14903.5798 | RIM | [9 empty] | Industrial | Fan Improved Controls | 11.6982 | 0.53534 | 50.9372 | 72.5588 | 22.9436 | 538825.2141 | RIM
Industrial | Plant Energy Management | 40.871 | 0.75593 | N/A | 53.7434 | 81.6282 | 392375.4618 | RIM | [9 empty] | Industrial | Fan Equipment Upgrades | 2.3852 | 0.48428 | 5.5183 | 3.0196 | 0.0010308 | 22424.0311 | RIM
Industrial | Process Heat System Optimization | 7.2099 | 0.53341 | N/A | 1.5832 | 0.31216 | 11499.8593 | RIM | [9 empty] | Industrial | Lighting Controls | 14.1881 | 1.01 | 16.0972 | 7.5012 | 57.5708 | 52552.657 | 2 Year Payback
Industrial | Process Refrig Controls | 1.1073 | 0.77758 | N/A | 2.0094 | 3.2858 | 14595.422 | RIM | [9 empty] | Industrial | Efficient Lighting - Other Interior Lighting | 1.6965 | 0.55947 | 3.1457 | 62.1104 | 23.0578 | 435137.891 | RIM
Industrial | Process Refrig Equipment Upgrade | 5.1332 | 0.50122 | N/A | 0.88216 | 0.0067081 | 6407.6975 | RIM | [9 empty] | Industrial | Efficient Lighting - High Bay | 2.6548 | 0.49562 | 5.8055 | 29.6666 | 0.06272 | 207840.5819 | RIM
Industrial | Pump System Optimization | 8.4049 | 0.52533 | N/A | 331.4261 | 55.5613 | 2461187.2442 | RIM | [9 empty] | Industrial | HVAC Improved Controls | 14.8371 | 0.70206 | 72.3831 | 9.0175 | 11.4424 | 63301.5685 | RIM
Industrial | Motor Optimization | 9.2384 | 0.61755 | N/A | 15.1516 | 10.954 | 112516.4928 | RIM | [9 empty] | Industrial | Building Envelope Improvements | 8.8871 | 1.01 | 11.8739 | 4.9109 | 16.8114 | 34473.6184 | 2 Year Payback
Industrial | Pump Equipment Upgrade | 3.5109 | 0.71099 | N/A | 3.8154 | 4.905 | 28333.7163 | RIM | [9 empty] | Industrial | HVAC Equipment Upgrades | 4.5363 | 0.4868 | 13.1719 | 29.8249 | 0.017499 | 209365.5158 | RIM
Industrial | Motor Equipment Upgrades | 19.8204 | 0.49749 | N/A | 11.416 | 0 | 84775.9697 | RIM | [9 empty] | Industrial | Lighting Controls - Exterior | 2.9684 | 0.38135 | 8.8496 | 0 | 0 | 6818.8224 | RIM
Industrial | Fan System Optimization | 21.1373 | 0.59135 | N/A | 45.8955 | 25.9384 | 340822.2365 | RIM | [9 empty] | Industrial | Efficient Lighting - Exterior | 3.5611 | 0.38152 | 10.9546 | 0 | 0.0054386 | 38470.7608 | RIM
Industrial | Fan Improved Controls | 70.1315 | 0.5517 | N/A | 277.0311 | 90.4309 | 2057247.127 | RIM | [9 empty] | Industrial | Compressed Air System Optimization | 13.2021 | 0.89549 | 23.6393 | 7.3364 | 18.6647 | 54480.2382 | RIM
Industrial | Fan Equipment Upgrades | 2.4567 | 0.4975 | N/A | 1.348 | 0.00012354 | 10010.085 | RIM | [9 empty] | Industrial | Compressed Air Controls | 4.6852 | 0.78748 | 6.8825 | 29.1161 | 54.6204 | 216217.9848 | RIM
Industrial | Efficient Lighting - Other Interior Lighting | 1.7753 | 0.56436 | N/A | 88.0046 | 30.1536 | 616549.8024 | RIM | [9 empty] | Industrial | Compressed Air Equipment | 3.6842 | 0.48432 | 9.2872 | 75.4877 | 0.04538 | 560575.4177 | RIM
Industrial | Efficient Lighting - High Bay | 2.9285 | 0.50444 | N/A | 38.7768 | 0.086705 | 271665.3277 | RIM | [9 empty] | Industrial | Process Other Systems Optimization | 10.3655 | 0.53968 | 38.3042 | 19.2845 | 6.1928 | 140075.4447 | RIM
Industrial | HVAC Recommissioning | 3.1255 | 0.58069 | N/A | 175.6655 | 76.867 | 1233141.3637 | RIM | [9 empty] | Industrial | Plant Energy Management | 15.7724 | 0.70435 | 54.067 | 13.2669 | 17.7155 | 97233.9798 | RIM
Industrial | HVAC Improved Controls | 70.3994 | 0.84578 | N/A | 15.7557 | 30.6673 | 110601.9227 | RIM | [9 empty] | Industrial | Process Heat System Optimization | 1.9338 | 0.51679 | 4.0457 | 0.70113 | 0.12805 | 5092.7816 | RIM
Industrial | Building Envelope Improvements | 8.32 | 0.89949 | N/A | 22.4499 | 50.5609 | 157594.3067 | RIM | [9 empty] | Industrial | Process Refrig System Optimization | 4.3781 | 0.50091 | 11.0911 | 37.6646 | 3.2599 | 273581.6695 | RIM
Industrial | HVAC Equipment Upgrades | 5.0723 | 0.50392 | N/A | 66.8108 | 0.0392 | 469000.0172 | RIM | [9 empty] | Industrial | Process Refrig Controls | 16.2938 | 1.01 | 23.9616 | 12.2553 | 58.3691 | 89017.8698 | 2 Year Payback
Industrial | Lighting Controls - Exterior | 3.7003 | 0.38812 | N/A | 0 | 0 | 4855.1205 | RIM | [9 empty] | Industrial | Process Refrig Equipment Upgrade | 2.6001 | 0.48675 | 6.0626 | 3.338 | 0.0027999 | 24246.1475 | RIM
Industrial | Efficient Lighting - Exterior | 4.252 | 0.38815 | N/A | 0 | 0.00097984 | 50284.5572 | RIM | [9 empty] | Industrial | Pump System Optimization | 7.4195 | 0.58017 | 18.885 | 6.8563 | 4.0692 | 50915.2384 | RIM
Industrial | Compressed Air System Optimization | 10.481 | 0.51077 | N/A | 5.348 | 0.42777 | 39714.5412 | RIM | [9 empty] | Industrial | Pump Improved Controls | 17.6632 | 1.01 | 26.3566 | 0.61882 | 3.2995 | 4595.4201 | 2 Year Payback
Industrial | Compressed Air Equipment | 7.2077 | 0.49844 | N/A | 10.4261 | 0.05991 | 77424.4293 | RIM | [9 empty] | Industrial | Motor Optimization | 1.3003 | 0.49525 | 2.7478 | 1.5592 | 0.10628 | 11578.5329 | RIM
Industrial | Process Other Systems Optimization | 21.2381 | 0.55446 | N/A | 44.9972 | 14.4499 | 326842.7047 | RIM | [9 empty] | Industrial | Motor Improved Controls | 103.0858 | 1.01 | 135.5083 | 8.9891 | 587.6064 | 66753.4475 | 2 Year Payback
Industrial | Plant Energy Management | 39.1247 | 0.72363 | N/A | 30.956 | 41.3361 | 226879.2869 | RIM | [9 empty] | Industrial | Pump Equipment Upgrade | 3.8611 | 0.50223 | 9.4115 | 6.5564 | 0.73013 | 48688.3375 | RIM
Industrial | Process Heat System Optimization | 2.1481 | 0.53094 | N/A | 1.636 | 0.29879 | 11883.1572 | RIM | [9 empty] | Industrial | Motor Equipment Upgrades | 3.1076 | 0.48519 | 7.5175 | 1.9479 | 0.011646 | 14465.1137 | RIM
Industrial | Process Refrig System Optimization | 5.7078 | 0.51463 | N/A | 87.884 | 7.6065 | 638357.2285 | RIM | [9 empty] | Industrial | Fan System Optimization | 12.9048 | 0.69795 | 35.484 | 47.1881 | 62.3894 | 350421.416 | RIM
Industrial | Process Refrig Equipment Upgrade | 3.0317 | 0.50008 | N/A | 7.7887 | 0.0065331 | 56574.344 | RIM | [9 empty] | Industrial | Fan Improved Controls | 12.3328 | 0.64798 | 37.5998 | 48.0614 | 48.6863 | 356906.6953 | RIM
Industrial | Pump System Optimization | 11.2565 | 0.59605 | N/A | 15.998 | 9.4947 | 118802.2231 | RIM | [9 empty] | Industrial | Fan Equipment Upgrades | 2.8769 | 0.48424 | 6.8706 | 1.7775 | 0.00019251 | 13199.911 | RIM
Industrial | Motor Optimization | 1.3981 | 0.50881 | N/A | 3.6381 | 0.24798 | 27016.577 | RIM | [9 empty] | Industrial | Lighting Controls | 12.698 | 1.01 | 14.4121 | 1.0953 | 7.087 | 7673.2034 | 2 Year Payback
Industrial | Pump Equipment Upgrade | 4.8561 | 0.51598 | N/A | 15.2983 | 1.7036 | 113606.1209 | RIM | [9 empty] | Industrial | Efficient Lighting - Other Interior Lighting | 1.8703 | 0.61681 | 3.1457 | 7.4395 | 5.2284 | 52120.0695 | RIM
Industrial | Motor Equipment Upgrades | 3.7473 | 0.49848 | N/A | 4.5451 | 0.027174 | 33751.9319 | RIM | [9 empty] | Industrial | Efficient Lighting - High Bay | 2.654 | 0.49547 | 5.8055 | 6.7236 | 0.008313 | 47104.4787 | RIM
Industrial | Fan System Optimization | 25.4443 | 0.71706 | N/A | 110.1056 | 145.5752 | 817649.9714 | RIM | [9 empty] | Industrial | HVAC Recommissioning | 2.8454 | 0.60341 | 5.4243 | 54.9287 | 37.7726 | 385589.7688 | RIM
Industrial | Fan Improved Controls | 25.0311 | 0.66572 | N/A | 112.1434 | 113.6015 | 832782.29 | RIM | [9 empty] | Industrial | HVAC Improved Controls | 8.6696 | 0.63194 | 24.8211 | 4.839 | 4.141 | 33968.7386 | RIM
Industrial | Fan Equipment Upgrades | 3.4182 | 0.49751 | N/A | 4.1475 | 0.0004492 | 30799.7926 | RIM | [9 empty] | Industrial | Building Envelope Improvements | 6.1298 | 0.89055 | 8.6787 | 1.404 | 3.3409 | 9856.015 | RIM
Industrial | Efficient Lighting - Other Interior Lighting | 1.9748 | 0.62776 | N/A | 17.3588 | 12.1996 | 121613.4952 | RIM | [9 empty] | Industrial | HVAC Equipment Upgrades | 3.4809 | 0.4867 | 9.1266 | 2.9799 | 0 | 20918.5285 | RIM
Industrial | Efficient Lighting - High Bay | 2.9275 | 0.50426 | N/A | 15.6883 | 0.019397 | 109910.4505 | RIM | [9 empty] | Industrial | Lighting Controls - Exterior | 2.9994 | 0.38135 | 8.9566 | 0 | 0 | 1003.3697 | RIM
Industrial | HVAC Recommissioning | 3.3882 | 0.62463 | N/A | 128.1669 | 88.136 | 899709.4613 | RIM | [9 empty] | Industrial | Efficient Lighting - Exterior | 3.5619 | 0.3816 | 10.9546 | 0 | 0.0011512 | 5660.8594 | RIM
Industrial | HVAC Improved Controls | 16.237 | 0.65416 | N/A | 11.2909 | 9.6624 | 79260.3895 | RIM | [9 empty] | Industrial | Compressed Air System Optimization | 8.1417 | 0.5583 | 23.22 | 1.187 | 0.54388 | 8814.4062 | RIM
Industrial | Building Envelope Improvements | 8.0007 | 0.92187 | N/A | 3.2761 | 7.7955 | 22997.3682 | RIM | [9 empty] | Industrial | Compressed Air Controls | 15.6868 | 1.01 | 24.5483 | 1.0887 | 4.0931 | 8084.9444 | 2 Year Payback
Industrial | HVAC Equipment Upgrades | 4.5982 | 0.50382 | N/A | 6.9531 | 0 | 48809.8998 | RIM | [9 empty] | Industrial | Compressed Air Equipment | 4.5235 | 0.48436 | 12.103 | 1.9719 | 0.0016681 | 14643.6468 | RIM
Industrial | Lighting Controls - Exterior | 3.4763 | 0.38812 | N/A | 0 | 0 | 2341.1959 | RIM | [9 empty] | Industrial | Process Other Systems Optimization | 9.9773 | 1.01 | 12.4212 | 0.52643 | 2.255 | 3823.7724 | 2 Year Payback
Industrial | Efficient Lighting - Exterior | 4.2545 | 0.38837 | N/A | 0 | 0.002686 | 13208.6718 | RIM | [9 empty] | Industrial | Plant Energy Management | 16.9478 | 0.75683 | 54.067 | 15.0284 | 24.629 | 109338.0315 | RIM
Industrial | Compressed Air System Optimization | 13.3187 | 0.57359 | N/A | 2.7696 | 1.2691 | 20566.9478 | RIM | [9 empty] | Industrial | Process Heat System Optimization | 9.8872 | 0.58879 | 29.5881 | 0.95939 | 0.59319 | 6968.6853 | RIM
Industrial | Compressed Air Equipment | 6.0408 | 0.49912 | N/A | 4.6012 | 0.045276 | 34168.5097 | RIM | [9 empty] | Industrial | Process Refrig System Optimization | 17.3479 | 0.55919 | 174.4459 | 7.79 | 3.4213 | 56583.8313 | RIM
Industrial | Plant Energy Management | 35.0415 | 0.64811 | N/A | 333.6597 | 297.2574 | 2452354.8309 | RIM | [9 empty] | Industrial | Process Refrig Controls | 1.0658 | 0.75686 | 1.4241 | 1.0393 | 1.6996 | 7549.4389 | RIM
Industrial | Pump System Optimization | 11.2565 | 0.59605 | N/A | 257.8173 | 153.0129 | 1914564.6448 | RIM | [9 empty] | Industrial | Process Refrig Equipment Upgrade | 5.034 | 0.48678 | 13.8962 | 2.7713 | 0.0028118 | 20129.5865 | RIM
Industrial | Motor Optimization | 1.3981 | 0.50881 | N/A | 58.6297 | 3.9964 | 435387.3306 | RIM | [9 empty] | Industrial | Pump Improved Controls | 19.5896 | 1.01 | 29.2898 | 0.41041 | 2.561 | 3047.7215 | 2 Year Payback
Industrial | Pump Equipment Upgrade | 4.8561 | 0.51598 | N/A | 246.5411 | 27.4549 | 1830826.5377 | RIM | [9 empty] | Industrial | Motor Optimization | 6.0349 | 0.49344 | 17.6621 | 14.2561 | 0.81206 | 105866.4401 | RIM
Industrial | Motor Equipment Upgrades | 3.7473 | 0.49848 | N/A | 73.2464 | 0.43793 | 543931.3642 | RIM | [9 empty] | Industrial | Motor Improved Controls | 12.0632 | 0.91934 | 19.641 | 0.4129 | 1.1114 | 3066.2258 | RIM
Industrial | Fan System Optimization | 25.4443 | 0.71706 | N/A | 1774.4141 | 2346.0264 | 13176889.3767 | RIM | [9 empty] | Industrial | Motor Equipment Upgrades | 3.1376 | 0.48429 | 7.6225 | 1.8725 | 0.00070761 | 13905.0488 | RIM
Industrial | Fan Improved Controls | 25.0311 | 0.66572 | N/A | 1807.2533 | 1830.7516 | 13420754.9218 | RIM | [9 empty] | Industrial | Fan Improved Controls | 11.2804 | 0.51622 | 50.9372 | 5.2399 | 1.0372 | 38911.9141 | RIM
Industrial | Fan Equipment Upgrades | 3.4183 | 0.49752 | N/A | 66.8398 | 0.011392 | 496355.9739 | RIM | [9 empty] | Industrial | Lighting Controls | 15.5153 | 1.01 | 17.5728 | 1.6662 | 14.7675 | 11673.4857 | 2 Year Payback
Industrial | Efficient Lighting - Other Interior Lighting | 1.9748 | 0.62776 | N/A | 440.249 | 309.4026 | 3084331.5263 | RIM | [9 empty] | Industrial | Efficient Lighting - Other Interior Lighting | 1.7043 | 0.56205 | 3.1457 | 16.2417 | 6.2723 | 113787.428 | RIM
Industrial | Efficient Lighting - High Bay | 2.9276 | 0.50427 | N/A | 397.8832 | 0.51535 | 2787521.787 | RIM | [9 empty] | Industrial | Efficient Lighting - High Bay | 2.6544 | 0.49555 | 5.8055 | 8.066 | 0.013665 | 56509.3495 | RIM
Industrial | HVAC Recommissioning | 3.3882 | 0.62463 | N/A | 3697.3517 | 2542.5419 | 25954765.474 | RIM | [9 empty] | Industrial | HVAC Recommissioning | 10.0827 | 0.62171 | 34.8886 | 9.1973 | 7.3162 | 64563.7826 | RIM
Industrial | HVAC Improved Controls | 16.237 | 0.65416 | N/A | 325.7202 | 278.7398 | 2286499.0441 | RIM | [9 empty] | Industrial | HVAC Improved Controls | 6.7421 | 0.93584 | 9.2148 | 4.9987 | 13.2285 | 35090.1596 | RIM
Industrial | Building Envelope Improvements | 8.0007 | 0.92187 | N/A | 94.5076 | 224.8841 | 663426.7203 | RIM | [9 empty] | Industrial | Building Envelope Improvements | 4.1961 | 0.7051 | 7.2058 | 1.9368 | 2.4922 | 13595.8007 | RIM
Industrial | HVAC Equipment Upgrades | 4.5982 | 0.50382 | N/A | 200.584 | 0 | 1408065.1076 | RIM | [9 empty] | Industrial | HVAC Equipment Upgrades | 3.7462 | 0.4868 | 10.0656 | 9.6481 | 0.0056609 | 67727.9747 | RIM
Industrial | Lighting Controls - Exterior | 3.4763 | 0.38812 | N/A | 0 | 0 | 59376.8345 | RIM | [9 empty] | Industrial | Lighting Controls - Exterior | 2.9172 | 0.38135 | 8.6735 | 0 | 0 | 1853.9556 | RIM
Industrial | Efficient Lighting - Exterior | 4.2535 | 0.38828 | N/A | 0 | 0.043287 | 334995.0834 | RIM | [9 empty] | Industrial | Efficient Lighting - Exterior | 3.5604 | 0.38144 | 10.9546 | 0 | 0.00078701 | 10459.736 | RIM
Industrial | Compressed Air System Optimization | 13.3187 | 0.57359 | N/A | 44.6331 | 20.4516 | 331447.9306 | RIM | [9 empty] | Industrial | Compressed Air System Optimization | 8.6037 | 0.55165 | 25.9812 | 0.64905 | 0.27071 | 4819.8738 | RIM
Industrial | Compressed Air Equipment | 6.0218 | 0.49755 | N/A | 74.1504 | 0.026485 | 550644.7563 | RIM | [9 empty] | Industrial | Compressed Air Controls | 32.5766 | 1.01 | 67.2199 | 0.54102 | 3.8831 | 4017.67 | 2 Year Payback
Industrial | 5500 kW Steam Turbine-Biomass | 0.33012 | 0.55264 | N/A | 5500 | 2162.3815 | 43362000 | RIM | [9 empty] | Industrial | Compressed Air Equipment | 8.5947 | 0.48432 | 32.7762 | 3.2649 | 0.0019054 | 24245.0743 | RIM
Industrial | 3500 kW Steam Turbine-Biomass | 0.3099 | 0.55264 | N/A | 3500 | 1376.061 | 27594000 | RIM | [9 empty] | Industrial | Process Other Systems Optimization | 44.7958 | 1.01 | 56.9717 | 0.12282 | 3.5742 | 892.1452 | 2 Year Payback
Industrial | 1125 kW Fuel Cell | 0.58715 | 0.59666 | N/A | 1125 | 442.3053 | 6997050 | RIM | [9 empty] | Industrial | Plant Energy Management | 4.7675 | 0.57417 | 10.3789 | 118.727 | 65.0498 | 875489.2368 | RIM
Industrial | 1250 kW Reciprocating Engine-Biogas | 0.39006 | 0.75828 | N/A | 1250 | 491.4503 | 4380000 | RIM | [9 empty] | Industrial | Process Other Equipment Upgrades | 5.1456 | 0.48677 | 14.3257 | 4.1809 | 0.004006 | 30368.7563 | RIM
Industrial | 100 kW Micro Turbine- Biogas | 0.31679 | 0.69029 | N/A | 100 | 39.316 | 429240 | RIM | [9 empty] | Industrial | Process Heat System Optimization | 2.3251 | 0.57657 | 4.3978 | 0.30935 | 0.1684 | 2247.0064 | RIM
[18 empty] | Industrial | Process Refrig Equipment Upgrade | 2.2963 | 0.48813 | 5.2353 | 0.55583 | 0.005118 | 4037.3391 | RIM
[18 empty] | Industrial | Pump System Optimization | 2.2189 | 0.49523 | 4.9525 | 79.7195 | 5.4267 | 592001.3587 | RIM
[18 empty] | Industrial | Pump Improved Controls | 37.9979 | 1.01 | 57.3187 | 2.5443 | 37.9578 | 18894.085 | 2 Year Payback
[18 empty] | Industrial | Motor Optimization | 5.8833 | 0.51663 | 15.9148 | 23.9197 | 4.7953 | 177628.9684 | RIM
[18 empty] | Industrial | Motor Improved Controls | 51.759 | 1.01 | 86.2823 | 6.9278 | 123.1664 | 51446.0883 | 2 Year Payback
[18 empty] | Industrial | Pump Equipment Upgrade | 1.9941 | 0.5427 | 3.9648 | 15.4982 | 5.606 | 115090.2911 | RIM
[18 empty] | Industrial | Motor Equipment Upgrades | 6.2442 | 0.48469 | 19.0976 | 6.2014 | 0.017574 | 46052.2492 | RIM
[18 empty] | Industrial | Fan System Optimization | 11.2003 | 0.60353 | 35.7443 | 48.8267 | 36.0343 | 362589.2424 | RIM
[18 empty] | Industrial | Fan Improved Controls | 17.3492 | 0.79395 | 50.9372 | 17.1268 | 32.8152 | 127184.6331 | RIM
[18 empty] | Industrial | Fan Equipment Upgrades | 2.3459 | 0.48437 | 5.4129 | 14.3301 | 0.012533 | 106415.7778 | RIM
[18 empty] | Industrial | Efficient Lighting - Other Interior Lighting | 1.8481 | 0.60948 | 3.1457 | 26.6363 | 17.5901 | 186610.8743 | RIM
[18 empty] | Industrial | Efficient Lighting - High Bay | 2.6544 | 0.49554 | 5.8055 | 22.6204 | 0.037637 | 158476.1221 | RIM
[18 empty] | Industrial | HVAC Improved Controls | 14.0751 | 0.66466 | 72.9057 | 28.1606 | 29.5274 | 197682.2807 | RIM
[18 empty] | Industrial | HVAC Equipment Upgrades | 3.7462 | 0.4868 | 10.0656 | 3.8257 | 0.0022447 | 26855.5661 | RIM
[18 empty] | Industrial | Lighting Controls - Exterior | 2.472 | 0.38135 | 7.181 | 0 | 0 | 5199.276 | RIM
[18 empty] | Industrial | Efficient Lighting - Exterior | 3.5645 | 0.38188 | 10.9546 | 0 | 0.012876 | 29333.5239 | RIM
[18 empty] | Industrial | Compressed Air System Optimization | 8.0483 | 0.52131 | 25.5344 | 3.6173 | 0.82987 | 26862.0171 | RIM
[18 empty] | Industrial | Compressed Air Controls | 128.4147 | 1.01 | 254.1267 | 1.7134 | 67.1867 | 12723.8185 | 2 Year Payback
[18 empty] | Industrial | Compressed Air Equipment | 3.4667 | 0.48432 | 8.6097 | 51.065 | 0.030768 | 379211.5144 | RIM
[18 empty] | Industrial | Process Other Systems Optimization | 4.1593 | 0.68391 | 7.0647 | 22.3493 | 26.6825 | 162337.0485 | RIM
[18 empty] | Industrial | Plant Energy Management | 5.6372 | 0.56403 | 13.2608 | 74.7727 | 35.9801 | 549253.5812 | RIM
[18 empty] | Industrial | Process Heat System Optimization | 3.1883 | 0.56217 | 6.5033 | 0.5236 | 0.23939 | 3803.2156 | RIM
[18 empty] | Industrial | Process Heat Equipment Upgrade | 4.5886 | 0.48671 | 12.2566 | 17.7256 | 0.010464 | 128751.8678 | RIM
[18 empty] | Industrial | Process Refrig System Optimization | 81.0439 | 1.01 | 568.9632 | 1.7478 | 21.4031 | 12695.3137 | 2 Year Payback
[18 empty] | Industrial | Process Refrig Equipment Upgrade | 2.7275 | 0.48699 | 6.4081 | 2.1677 | 0.0049683 | 15745.1958 | RIM
[18 empty] | Industrial | Pump System Optimization | 11.6989 | 0.57719 | 42.9099 | 5.9441 | 3.4185 | 44141.2821 | RIM
[18 empty] | Industrial | Pump Improved Controls | 32.6615 | 1.01 | 49.1934 | 1.5413 | 19.1167 | 11445.8363 | 2 Year Payback
[18 empty] | Industrial | Motor Optimization | 5.7099 | 0.51177 | 15.4563 | 18.4624 | 3.1456 | 137102.9842 | RIM
[18 empty] | Industrial | Motor Improved Controls | 32.2229 | 1.01 | 55.2962 | 1.084 | 10.1211 | 8049.7308 | 2 Year Payback
[18 empty] | Industrial | Pump Equipment Upgrade | 3.5941 | 0.50592 | 8.53 | 3.5013 | 0.46977 | 26001.014 | RIM
[18 empty] | Industrial | Motor Equipment Upgrades | 2.8756 | 0.48574 | 6.8419 | 1.8066 | 0.016898 | 13415.9728 | RIM
[18 empty] | Industrial | Fan System Optimization | 18.313 | 0.78131 | 60.7967 | 97.023 | 178.3071 | 720498.0897 | RIM
[18 empty] | Industrial | Fan Improved Controls | 15.7774 | 0.72202 | 50.9372 | 8.3158 | 12.2327 | 61753.2457 | RIM
[18 empty] | Industrial | Fan Equipment Upgrades | 3.44 | 0.48423 | 8.53 | 1.5007 | 2.0577e-05 | 11144.1513 | RIM
[18 empty] | Industrial | Efficient Lighting - Other Interior Lighting | 2.1061 | 0.69456 | 3.1457 | 27.3526 | 31.5174 | 191628.9175 | RIM
[18 empty] | Industrial | Efficient Lighting - High Bay | 2.6534 | 0.49536 | 5.8055 | 40.5305 | 0.023826 | 283951.7988 | RIM
[18 empty] | Industrial | HVAC Recommissioning | 0.88114 | 0.82101 | 1.076 | 106.4588 | 209.7025 | 747322.4633 | RIM
[18 empty] | Industrial | HVAC Improved Controls | 8.8535 | 0.70071 | 21.3849 | 13.5428 | 17.077 | 95068.3499 | RIM
[18 empty] | Industrial | Building Envelope Improvements | 5.5235 | 0.73662 | 9.7196 | 11.9843 | 17.6473 | 84127.6842 | RIM
[18 empty] | Industrial | HVAC Equipment Upgrades | 3.2775 | 0.4868 | 8.4327 | 21.7241 | 0.012746 | 152499.2808 | RIM
[18 empty] | Industrial | Lighting Controls - Exterior | 2.6812 | 0.38135 | 7.8735 | 0 | 0 | 4349.5433 | RIM
[18 empty] | Industrial | Efficient Lighting - Exterior | 3.5623 | 0.38165 | 10.9546 | 0 | 0.0060272 | 24539.4621 | RIM
[18 empty] | Industrial | Compressed Air System Optimization | 10.5401 | 0.67082 | 26.3133 | 2.4305 | 2.8056 | 18049.1432 | RIM
[18 empty] | Industrial | Compressed Air Controls | 15.0452 | 0.98921 | 24.8971 | 4.9038 | 15.3189 | 36415.8827 | RIM
[18 empty] | Industrial | Compressed Air Equipment | 4.6886 | 0.48433 | 12.6994 | 4.0542 | 0.0024481 | 30106.8043 | RIM
[18 empty] | Industrial | Process Other Systems Optimization | 16.3929 | 0.73206 | 54.067 | 0.54785 | 0.81365 | 3979.3845 | RIM
[18 empty] | Industrial | Plant Energy Management | 14.6287 | 0.65327 | 54.067 | 18.3201 | 18.6269 | 133732.9029 | RIM
[18 empty] | Industrial | Process Heat System Optimization | 5.3664 | 0.78819 | 8.0962 | 0.19523 | 0.35626 | 1418.0451 | RIM
[18 empty] | Industrial | Process Refrig System Optimization | 1.8796 | 0.51505 | 3.9349 | 5.0554 | 0.86996 | 36720.3532 | RIM
[18 empty] | Industrial | Process Refrig Controls | 1.0658 | 0.75686 | 1.4241 | 1.0309 | 1.6858 | 7488.3835 | RIM
[18 empty] | Industrial | Process Refrig Equipment Upgrade | 2.3144 | 0.48757 | 5.2897 | 0.33649 | 0.0019522 | 2444.1161 | RIM
[18 empty] | Industrial | Pump System Optimization | 3.6503 | 0.49605 | 8.9104 | 13.964 | 1.0211 | 103697.2396 | RIM
[18 empty] | Industrial | Pump Improved Controls | 18.1183 | 1.01 | 27.0495 | 0.71648 | 3.9739 | 5320.6019 | 2 Year Payback
[18 empty] | Industrial | Motor Optimization | 1.0717 | 0.54419 | 2.023 | 1.1783 | 0.43709 | 8750.2777 | RIM
[18 empty] | Industrial | Motor Improved Controls | 60.6414 | 1.01 | 91.7963 | 0.71211 | 18.2259 | 5288.1861 | 2 Year Payback
[18 empty] | Industrial | Pump Equipment Upgrade | 3.8179 | 0.49661 | 9.4115 | 5.6322 | 0.43153 | 41824.7917 | RIM
[18 empty] | Industrial | Motor Equipment Upgrades | 2.4823 | 0.48571 | 5.7589 | 1.1513 | 0.010566 | 8549.39 | RIM
[18 empty] | Industrial | Fan Improved Controls | 14.0428 | 0.64264 | 50.9372 | 3.6728 | 3.5993 | 27274.6861 | RIM
[18 empty] | Industrial | Fan Equipment Upgrades | 2.8791 | 0.48462 | 6.8706 | 0.72421 | 0.0017454 | 5377.9863 | RIM
[18 empty] | Industrial | Lighting Controls | 8.7393 | 0.92593 | 11.1014 | 6.6756 | 16.6217 | 46768.735 | RIM
[18 empty] | Industrial | Efficient Lighting - Other Interior Lighting | 2.0624 | 0.68014 | 3.1457 | 12.5216 | 13.3841 | 87725.0133 | RIM
[18 empty] | Industrial | Efficient Lighting - High Bay | 2.6534 | 0.49535 | 5.8055 | 17.2115 | 0.0091486 | 120582.0063 | RIM
[18 empty] | Industrial | HVAC Improved Controls | 26.639 | 1.01 | 205.6219 | 10.967 | 35.3065 | 76986.1335 | 2 Year Payback
[18 empty] | Industrial | Building Envelope Improvements | 7.3755 | 0.81816 | 12.5529 | 12.0615 | 23.5555 | 84669.4452 | RIM
[18 empty] | Industrial | HVAC Equipment Upgrades | 1.7113 | 0.4868 | 3.8567 | 40.9958 | 0.024054 | 287783.6946 | RIM
[18 empty] | Industrial | Lighting Controls - Exterior | 3.5994 | 0.38135 | 11.1014 | 0 | 0 | 3956.0478 | RIM
[18 empty] | Industrial | Efficient Lighting - Exterior | 3.5603 | 0.38143 | 10.9546 | 0 | 0.0014541 | 22319.4209 | RIM
[18 empty] | Industrial | Compressed Air System Optimization | 7.3774 | 0.62023 | 16.952 | 1.1879 | 0.99942 | 8821.4839 | RIM
[18 empty] | Industrial | Compressed Air Controls | 25.5063 | 0.8086 | 192.8319 | 2.3968 | 4.8095 | 17798.9695 | RIM
[18 empty] | Industrial | Compressed Air Equipment | 12.7932 | 0.48423 | 86.935 | 0.50816 | 8.9104e-06 | 3773.6368 | RIM
[18 empty] | Industrial | Plant Energy Management | 12.785 | 0.57094 | 54.067 | 20.5478 | 10.5865 | 149884.6596 | RIM
[18 empty] | Industrial | Process Heat System Optimization | 3.5538 | 0.57336 | 7.2269 | 0.81437 | 0.42747 | 5915.2632 | RIM
[18 empty] | Industrial | Process Refrig System Optimization | 45.4459 | 1.01 | 316.3405 | 0.36348 | 2.0259 | 2640.1645 | 2 Year Payback
[18 empty] | Industrial | Process Refrig Controls | 1.0658 | 0.75686 | 1.4241 | 0.15011 | 0.24546 | 1090.3132 | RIM
[18 empty] | Industrial | Process Refrig Equipment Upgrade | 3.4567 | 0.48685 | 8.5242 | 0.81373 | 0.0011802 | 5910.6576 | RIM
[18 empty] | Industrial | Pump System Optimization | 18.1494 | 0.60184 | 149.5997 | 3.9037 | 2.8403 | 28988.8574 | RIM
[18 empty] | Industrial | Pump Improved Controls | 19.7487 | 1.01 | 29.5321 | 0.43806 | 2.7664 | 3253.065 | 2 Year Payback
[18 empty] | Industrial | Motor Optimization | 6.7537 | 0.50265 | 20.3749 | 6.4343 | 0.73341 | 47781.5897 | RIM
[18 empty] | Industrial | Motor Improved Controls | 27.7262 | 1.01 | 41.6788 | 0.4407 | 4.4405 | 3272.6302 | 2 Year Payback
[18 empty] | Industrial | Pump Equipment Upgrade | 4.3088 | 0.48713 | 11.2655 | 1.8446 | 0.033091 | 13697.7443 | RIM
[18 empty] | Industrial | Motor Equipment Upgrades | 3.0526 | 0.49097 | 7.2539 | 0.30697 | 0.012804 | 2279.609 | RIM
[18 empty] | Industrial | Fan System Optimization | 21.469 | 0.62652 | 384.9797 | 31.8725 | 28.0558 | 236686.7584 | RIM
[18 empty] | Industrial | Fan Improved Controls | 15.4184 | 0.70559 | 50.9372 | 2.1258 | 2.9111 | 15786.209 | RIM
[18 empty] | Industrial | Fan Equipment Upgrades | 4.2834 | 0.48426 | 11.2655 | 0.77902 | 0.00013707 | 5785.0059 | RIM
[18 empty] | Industrial | Lighting Controls | 8.1596 | 1.01 | 9.1501 | 0.97034 | 3.2955 | 6798.0735 | 2 Year Payback
[18 empty] | Industrial | Efficient Lighting - Other Interior Lighting | 2.292 | 0.75586 | 3.1457 | 2.9061 | 4.3785 | 20359.7951 | RIM
[18 empty] | Industrial | Efficient Lighting - High Bay | 2.6532 | 0.49532 | 5.8055 | 5.6307 | 0.0021544 | 39447.941 | RIM
[18 empty] | Industrial | HVAC Improved Controls | 26.9407 | 1.01 | 62.986 | 0.086864 | 0.55051 | 609.7671 | 2 Year Payback
[18 empty] | Industrial | Building Envelope Improvements | 6.6803 | 0.89608 | 9.6443 | 0.217 | 0.52342 | 1523.2948 | RIM
[18 empty] | Industrial | HVAC Equipment Upgrades | 2.2264 | 0.4868 | 5.231 | 1.6359 | 0.00095983 | 11483.6869 | RIM
[18 empty] | Industrial | Lighting Controls - Exterior | 2.8741 | 0.38135 | 8.5257 | 0 | 0 | 629.4231 | RIM
[18 empty] | Industrial | Efficient Lighting - Exterior | 3.5622 | 0.38164 | 10.9546 | 0 | 0.00084159 | 3551.1097 | RIM
[18 empty] | Industrial | Compressed Air System Optimization | 10.1185 | 0.62922 | 27.3946 | 0.68954 | 0.61848 | 5120.5249 | RIM
[18 empty] | Industrial | Compressed Air Controls | 16.7725 | 1.01 | 28.3677 | 0.84462 | 2.9054 | 6272.2137 | 2 Year Payback
[18 empty] | Industrial | Compressed Air Equipment | 4.0178 | 0.48428 | 10.368 | 2.1246 | 0.00071468 | 15777.5537 | RIM
[18 empty] | Industrial | Process Other Systems Optimization | 14.3878 | 0.64251 | 54.067 | 0.35076 | 0.33089 | 2547.8001 | RIM
[18 empty] | Industrial | Plant Energy Management | 20.2012 | 0.90212 | 54.067 | 7.2812 | 18.586 | 53527.7697 | RIM
[18 empty] | Industrial | Process Heat System Optimization | 2.6858 | 0.751 | 3.8478 | 0.1423 | 0.22765 | 1033.5801 | RIM
[18 empty] | Industrial | Process Heat Equipment Upgrade | 2.353 | 0.48671 | 5.4016 | 14.0696 | 0.0083817 | 102196.3614 | RIM
[18 empty] | Industrial | Process Refrig Controls | 1.074 | 0.76267 | 1.4241 | 0.16417 | 0.27423 | 1192.4436 | RIM
[18 empty] | Industrial | Process Refrig Equipment Upgrade | 2.1471 | 0.48683 | 4.8646 | 0.28048 | 0.00038345 | 2037.2923 | RIM
[18 empty] | Industrial | Pump System Optimization | 0 | 0 | 0 | 0 | 0 | 0 | RIM
[18 empty] | Industrial | Pump Improved Controls | 18.8295 | 1.01 | 28.1324 | 0.3552 | 2.0892 | 2637.7681 | 2 Year Payback
[18 empty] | Industrial | Motor Optimization | 6.6538 | 0.51489 | 19.187 | 3.8643 | 0.73305 | 28696.2227 | RIM
[18 empty] | Industrial | Motor Improved Controls | 22.0476 | 1.01 | 33.0323 | 0.35736 | 2.6441 | 2653.8038 | 2 Year Payback
[18 empty] | Industrial | Pump Equipment Upgrade | 3.1617 | 0.53219 | 6.8706 | 0.71429 | 0.21191 | 5304.3314 | RIM
[18 empty] | Industrial | Motor Equipment Upgrades | 6.5285 | 0.48442 | 20.4714 | 0.29358 | 0.00034329 | 2180.1224 | RIM
[18 empty] | Industrial | Fan Improved Controls | 14.0428 | 0.64264 | 50.9372 | 1.6797 | 1.6461 | 12473.6411 | RIM
[18 empty] | Industrial | Fan Equipment Upgrades | 2.8774 | 0.48433 | 6.8706 | 0.3312 | 0.00020037 | 2459.536 | RIM
[18 empty] | Industrial | Lighting Controls | 9.5302 | 1.01 | 10.6878 | 0.4493 | 2.0546 | 3147.7563 | 2 Year Payback
[18 empty] | Industrial | Efficient Lighting - Other Interior Lighting | 1.8384 | 0.60627 | 3.1457 | 1.9988 | 1.2829 | 14003.4082 | RIM
[18 empty] | Industrial | Efficient Lighting - High Bay | 2.6537 | 0.49541 | 5.8055 | 1.6497 | 0.0014799 | 11557.7893 | RIM
[18 empty] | Industrial | HVAC Improved Controls | 21.0174 | 1.01 | 42.2473 | 0.083107 | 0.43437 | 583.4001 | 2 Year Payback
[18 empty] | Industrial | Building Envelope Improvements | 3.6208 | 0.5552 | 8.0931 | 0.17807 | 0.071867 | 1250.0148 | RIM
[18 empty] | Industrial | HVAC Equipment Upgrades | 3.7462 | 0.4868 | 10.0656 | 0.20228 | 0.00011868 | 1419.954 | RIM
[18 empty] | Industrial | Lighting Controls - Exterior | 2.8257 | 0.38135 | 8.3608 | 0 | 0 | 379.1873 | RIM
[18 empty] | Industrial | Efficient Lighting - Exterior | 3.5631 | 0.38173 | 10.9546 | 0 | 0.00066499 | 2139.3172 | RIM
[18 empty] | Industrial | Compressed Air System Optimization | 7.0749 | 0.52694 | 20.3521 | 0.55274 | 0.14605 | 4104.6839 | RIM
[18 empty] | Industrial | Compressed Air Controls | 21.9125 | 1.01 | 34.9905 | 0.19458 | 1.2146 | 1444.9963 | 2 Year Payback
[18 empty] | Industrial | Compressed Air Equipment | 2.4388 | 0.48435 | 5.6609 | 0.63312 | 0.00046659 | 4701.6121 | RIM
[18 empty] | Industrial | Process Other Systems Optimization | 9.3918 | 0.64883 | 22.9396 | 0.53483 | 0.52499 | 3884.8243 | RIM
[18 empty] | Industrial | Process Heat Equipment Upgrade | 8.7431 | 0.48672 | 33.5464 | 41.0347 | 0.028699 | 298061.1822 | RIM
[18 empty] | Industrial | Process Refrig Controls | 1.2637 | 0.89744 | 1.4241 | 0.54426 | 1.353 | 3953.3037 | RIM
[18 empty] | Industrial | Process Refrig Equipment Upgrade | 3.1498 | 0.4867 | 7.6122 | 1.356 | 0.0007953 | 9849.5873 | RIM
[18 empty] | Industrial | Pump Improved Controls | 92.0094 | 1.01 | 139.5582 | 0.86434 | 34.9047 | 6418.665 | 2 Year Payback
[18 empty] | Industrial | Motor Optimization | 1.8448 | 0.48797 | 4.0921 | 523.9877 | 12.124 | 3891159.5303 | RIM
[18 empty] | Industrial | Motor Improved Controls | 21.6162 | 1.01 | 32.3755 | 0.85908 | 6.1815 | 6379.5595 | 2 Year Payback
[18 empty] | Industrial | Pump Equipment Upgrade | 4.068 | 0.51248 | 9.7995 | 2.4453 | 0.42742 | 18159.0785 | RIM
[18 empty] | Industrial | Motor Equipment Upgrades | 3.5674 | 0.48489 | 8.908 | 1.579 | 0.0064436 | 11725.9161 | RIM
[18 empty] | Industrial | Fan Improved Controls | 16.2239 | 0.74246 | 50.9372 | 4.7349 | 7.5638 | 35161.7261 | RIM
[18 empty] | Industrial | Fan Equipment Upgrades | 3.8444 | 0.48432 | 9.7995 | 1.3673 | 0.00075069 | 10153.7324 | RIM
[18 empty] | Industrial | Lighting Controls | 17.98 | 1.01 | 20.713 | 2.7192 | 25.6002 | 19050.5994 | 2 Year Payback
[18 empty] | Industrial | Efficient Lighting - Other Interior Lighting | 1.6838 | 0.55529 | 3.1457 | 28.3585 | 9.8426 | 198676.0081 | RIM
[18 empty] | Industrial | Efficient Lighting - High Bay | 2.6546 | 0.49557 | 5.8055 | 12.6573 | 0.022889 | 88675.7254 | RIM
[18 empty] | Industrial | HVAC Recommissioning | 9.1635 | 0.73059 | 21.1127 | 31.7928 | 45.6862 | 223179.9722 | RIM
[18 empty] | Industrial | HVAC Improved Controls | 15.6536 | 0.5713 | 382.7005 | 15.6074 | 7.7794 | 109561.2416 | RIM
[18 empty] | Industrial | HVAC Equipment Upgrades | 3.6776 | 0.4868 | 9.8176 | 11.0244 | 0.0064684 | 77389.68 | RIM
[18 empty] | Industrial | Lighting Controls - Exterior | 3.2287 | 0.38135 | 9.7601 | 0 | 0 | 2909.2683 | RIM
[18 empty] | Industrial | Efficient Lighting - Exterior | 3.5607 | 0.38147 | 10.9546 | 0 | 0.0015967 | 16413.65 | RIM
[18 empty] | Industrial | Compressed Air System Optimization | 8.516 | 0.55755 | 25.0752 | 1.6073 | 0.72907 | 11935.8028 | RIM
[18 empty] | Industrial | Compressed Air Controls | 16.7688 | 1.01 | 26.3572 | 2.0885 | 8.7552 | 15508.9704 | 2 Year Payback
[18 empty] | Industrial | Compressed Air Equipment | 3.8919 | 0.48433 | 9.9533 | 2.0069 | 0.0012798 | 14903.5798 | RIM
[18 empty] | Industrial | Process Other Systems Optimization | 100.7931 | 1.01 | 246.069 | 0.18226 | 4.4274 | 1323.8871 | 2 Year Payback
[18 empty] | Industrial | Plant Energy Management | 16.4764 | 0.73578 | 54.067 | 53.7434 | 81.6282 | 392375.4618 | RIM
[18 empty] | Industrial | Process Heat System Optimization | 5.2621 | 0.51919 | 13.5165 | 1.5832 | 0.31216 | 11499.8593 | RIM
[18 empty] | Industrial | Process Refrig Controls | 1.0658 | 0.75686 | 1.4241 | 2.0094 | 3.2858 | 14595.422 | RIM
[18 empty] | Industrial | Process Refrig Equipment Upgrade | 4.0089 | 0.48786 | 10.2414 | 0.88216 | 0.0067081 | 6407.6975 | RIM
[18 empty] | Industrial | Pump System Optimization | 5.8444 | 0.51133 | 15.9994 | 331.4261 | 55.5613 | 2461187.2442 | RIM
[18 empty] | Industrial | Pump Improved Controls | 18.8429 | 1.01 | 28.1528 | 2.4333 | 14.3277 | 18070.135 | 2 Year Payback
[18 empty] | Industrial | Motor Optimization | 6.5537 | 0.60109 | 14.9597 | 15.1516 | 10.954 | 112516.4928 | RIM
[18 empty] | Industrial | Motor Improved Controls | 25.8137 | 1.01 | 38.7668 | 2.4185 | 22.1887 | 17960.0432 | 2 Year Payback
[18 empty] | Industrial | Pump Equipment Upgrade | 3.0927 | 0.69204 | 4.9381 | 3.8154 | 4.905 | 28333.7163 | RIM
[18 empty] | Industrial | Motor Equipment Upgrades | 9.4789 | 0.48423 | 39.8411 | 11.416 | 0 | 84775.9697 | RIM
[18 empty] | Industrial | Fan System Optimization | 10.6818 | 0.57559 | 35.7443 | 45.8955 | 25.9384 | 340822.2365 | RIM
[18 empty] | Industrial | Fan Improved Controls | 15.6507 | 0.53699 | 127.1189 | 277.0311 | 90.4309 | 2057247.127 | RIM
[18 empty] | Industrial | Fan Equipment Upgrades | 2.1641 | 0.48424 | 4.9381 | 1.348 | 0.00012354 | 10010.085 | RIM
[18 empty] | Industrial | Lighting Controls | 10.4092 | 1.01 | 11.881 | 11.3592 | 49.8499 | 79581.2618 | 2 Year Payback
[18 empty] | Industrial | Efficient Lighting - Other Interior Lighting | 1.6815 | 0.55452 | 3.1457 | 88.0046 | 30.1536 | 616549.8024 | RIM
[18 empty] | Industrial | Efficient Lighting - High Bay | 2.6549 | 0.49564 | 5.8055 | 38.7768 | 0.086705 | 271665.3277 | RIM
[18 empty] | Industrial | HVAC Recommissioning | 2.628 | 0.56097 | 5.3823 | 175.6655 | 76.867 | 1233141.3637 | RIM
[18 empty] | Industrial | HVAC Improved Controls | 17.9265 | 0.81705 | 83.2361 | 15.7557 | 30.6673 | 110601.9227 | RIM
[18 empty] | Industrial | Building Envelope Improvements | 6.2779 | 0.86894 | 9.2497 | 22.4499 | 50.5609 | 157594.3067 | RIM
[18 empty] | Industrial | HVAC Equipment Upgrades | 3.7462 | 0.4868 | 10.0656 | 66.8108 | 0.0392 | 469000.0172 | RIM
[18 empty] | Industrial | Lighting Controls - Exterior | 3.1647 | 0.38135 | 9.5338 | 0 | 0 | 4855.1205 | RIM
[18 empty] | Industrial | Efficient Lighting - Exterior | 3.5598 | 0.38138 | 10.9546 | 0 | 0.00097984 | 50284.5572 | RIM
[18 empty] | Industrial | Compressed Air System Optimization | 6.7103 | 0.49716 | 20.5199 | 5.348 | 0.42777 | 39714.5412 | RIM
[18 empty] | Industrial | Compressed Air Controls | 25.1904 | 1.01 | 37.0087 | 3.3895 | 31.8558 | 25170.5324 | 2 Year Payback
[18 empty] | Industrial | Compressed Air Equipment | 5.1631 | 0.48516 | 14.4604 | 10.4261 | 0.05991 | 77424.4293 | RIM
[18 empty] | Industrial | Process Other Systems Optimization | 10.3655 | 0.53968 | 38.3042 | 44.9972 | 14.4499 | 326842.7047 | RIM
[18 empty] | Industrial | Plant Energy Management | 15.7724 | 0.70435 | 54.067 | 30.956 | 41.3361 | 226879.2869 | RIM
[18 empty] | Industrial | Process Heat System Optimization | 1.9338 | 0.51679 | 4.0457 | 1.636 | 0.29879 | 11883.1572 | RIM
[18 empty] | Industrial | Process Refrig System Optimization | 4.3781 | 0.50091 | 11.0911 | 87.884 | 7.6065 | 638357.2285 | RIM
[18 empty] | Industrial | Process Refrig Controls | 16.2938 | 1.01 | 23.9616 | 28.5957 | 136.1945 | 207708.3691 | 2 Year Payback
[18 empty] | Industrial | Process Refrig Equipment Upgrade | 2.6001 | 0.48675 | 6.0626 | 7.7887 | 0.0065331 | 56574.344 | RIM
[18 empty] | Industrial | Pump System Optimization | 7.4195 | 0.58017 | 18.885 | 15.998 | 9.4947 | 118802.2231 | RIM
[18 empty] | Industrial | Pump Improved Controls | 17.6632 | 1.01 | 26.3566 | 1.4439 | 7.6988 | 10722.6468 | 2 Year Payback
[18 empty] | Industrial | Motor Optimization | 1.3003 | 0.49525 | 2.7478 | 3.6381 | 0.24798 | 27016.577 | RIM
[18 empty] | Industrial | Motor Improved Controls | 103.0858 | 1.01 | 135.5083 | 20.9745 | 1371.0815 | 155758.0323 | 2 Year Payback
[18 empty] | Industrial | Pump Equipment Upgrade | 3.8611 | 0.50223 | 9.4115 | 15.2983 | 1.7036 | 113606.1209 | RIM
[18 empty] | Industrial | Motor Equipment Upgrades | 3.1076 | 0.48519 | 7.5175 | 4.5451 | 0.027174 | 33751.9319 | RIM
[18 empty] | Industrial | Fan System Optimization | 12.9048 | 0.69795 | 35.484 | 110.1056 | 145.5752 | 817649.9714 | RIM
[18 empty] | Industrial | Fan Improved Controls | 12.3328 | 0.64798 | 37.5998 | 112.1434 | 113.6015 | 832782.29 | RIM
[18 empty] | Industrial | Fan Equipment Upgrades | 2.8769 | 0.48424 | 6.8706 | 4.1475 | 0.0004492 | 30799.7926 | RIM
[18 empty] | Industrial | Lighting Controls | 12.698 | 1.01 | 14.4121 | 2.5556 | 16.5363 | 17904.1413 | 2 Year Payback
[18 empty] | Industrial | Efficient Lighting - Other Interior Lighting | 1.8703 | 0.61681 | 3.1457 | 17.3588 | 12.1996 | 121613.4952 | RIM
[18 empty] | Industrial | Efficient Lighting - High Bay | 2.654 | 0.49547 | 5.8055 | 15.6883 | 0.019397 | 109910.4505 | RIM
[18 empty] | Industrial | HVAC Recommissioning | 2.8454 | 0.60341 | 5.4243 | 128.1669 | 88.136 | 899709.4613 | RIM
[18 empty] | Industrial | HVAC Improved Controls | 8.6696 | 0.63194 | 24.8211 | 11.2909 | 9.6624 | 79260.3895 | RIM
[18 empty] | Industrial | Building Envelope Improvements | 6.1298 | 0.89055 | 8.6787 | 3.2761 | 7.7955 | 22997.3682 | RIM
[18 empty] | Industrial | HVAC Equipment Upgrades | 3.4809 | 0.4867 | 9.1266 | 6.9531 | 0 | 48809.8998 | RIM
[18 empty] | Industrial | Lighting Controls - Exterior | 2.9994 | 0.38135 | 8.9566 | 0 | 0 | 2341.1959 | RIM
[18 empty] | Industrial | Efficient Lighting - Exterior | 3.5619 | 0.3816 | 10.9546 | 0 | 0.002686 | 13208.6718 | RIM
[18 empty] | Industrial | Compressed Air System Optimization | 8.1417 | 0.5583 | 23.22 | 2.7696 | 1.2691 | 20566.9478 | RIM
[18 empty] | Industrial | Compressed Air Controls | 15.6868 | 1.01 | 24.5483 | 2.5404 | 9.5506 | 18864.8701 | 2 Year Payback
[18 empty] | Industrial | Compressed Air Equipment | 4.5371 | 0.48582 | 12.103 | 4.6012 | 0.045276 | 34168.5097 | RIM
[18 empty] | Industrial | Plant Energy Management | 14.1264 | 0.63084 | 54.067 | 333.6597 | 297.2574 | 2452354.8309 | RIM
[18 empty] | Industrial | Pump System Optimization | 7.4195 | 0.58017 | 18.885 | 257.8173 | 153.0129 | 1914564.6448 | RIM
[18 empty] | Industrial | Pump Improved Controls | 17.6632 | 1.01 | 26.3566 | 23.2696 | 124.0709 | 172801.4879 | 2 Year Payback
[18 empty] | Industrial | Motor Optimization | 1.3003 | 0.49525 | 2.7478 | 58.6297 | 3.9964 | 435387.3306 | RIM
[18 empty] | Industrial | Motor Improved Controls | 103.0858 | 1.01 | 135.5082 | 338.0166 | 22095.7504 | 2510128.8507 | 2 Year Payback
[18 empty] | Industrial | Pump Equipment Upgrade | 3.8611 | 0.50223 | 9.4115 | 246.5411 | 27.4549 | 1830826.5377 | RIM
[18 empty] | Industrial | Motor Equipment Upgrades | 3.1076 | 0.48519 | 7.5175 | 73.2464 | 0.43793 | 543931.3642 | RIM
[18 empty] | Industrial | Fan System Optimization | 12.9048 | 0.69795 | 35.484 | 1774.4141 | 2346.0264 | 13176889.3767 | RIM
[18 empty] | Industrial | Fan Improved Controls | 12.3328 | 0.64798 | 37.5998 | 1807.2533 | 1830.7516 | 13420754.9218 | RIM
[18 empty] | Industrial | Fan Equipment Upgrades | 2.877 | 0.48425 | 6.8706 | 66.8398 | 0.011392 | 496355.9739 | RIM
[18 empty] | Industrial | Lighting Controls | 12.698 | 1.01 | 14.4121 | 64.8142 | 419.3903 | 454080.4223 | 2 Year Payback
[18 empty] | Industrial | Efficient Lighting - Other Interior Lighting | 1.8703 | 0.61681 | 3.1457 | 440.249 | 309.4026 | 3084331.5263 | RIM
[18 empty] | Industrial | Efficient Lighting - High Bay | 2.6541 | 0.49548 | 5.8055 | 397.8832 | 0.51535 | 2787521.787 | RIM
[18 empty] | Industrial | HVAC Recommissioning | 2.8454 | 0.60341 | 5.4243 | 3697.3517 | 2542.5419 | 25954765.474 | RIM
[18 empty] | Industrial | HVAC Improved Controls | 8.6696 | 0.63194 | 24.8211 | 325.7202 | 278.7398 | 2286499.0441 | RIM
[18 empty] | Industrial | Building Envelope Improvements | 6.1298 | 0.89055 | 8.6787 | 94.5076 | 224.8841 | 663426.7203 | RIM
[18 empty] | Industrial | HVAC Equipment Upgrades | 3.4809 | 0.4867 | 9.1266 | 200.584 | 0 | 1408065.1076 | RIM
[18 empty] | Industrial | Lighting Controls - Exterior | 2.9994 | 0.38135 | 8.9566 | 0 | 0 | 59376.8345 | RIM
[18 empty] | Industrial | Efficient Lighting - Exterior | 3.561 | 0.38151 | 10.9546 | 0 | 0.043287 | 334995.0834 | RIM
[18 empty] | Industrial | Compressed Air System Optimization | 8.1417 | 0.5583 | 23.22 | 44.6331 | 20.4516 | 331447.9306 | RIM
[18 empty] | Industrial | Compressed Air Controls | 15.6868 | 1.01 | 24.5483 | 40.9394 | 153.9134 | 304017.986 | 2 Year Payback
[18 empty] | Industrial | Compressed Air Equipment | 4.5228 | 0.48429 | 12.103 | 74.1504 | 0.026485 | 550644.7563 | RIM
[18 empty] | Industrial | 5500 kW Steam Turbine-Biomass | 0.32917 | 0.54998 | 0.59736 | 5500 | 2162.3815 | 43362000 | RIM
[18 empty] | Industrial | 3500 kW Steam Turbine-Biomass | 0.30906 | 0.54998 | 0.56077 | 3500 | 1376.061 | 27594000 | RIM
[18 empty] | Industrial | 1125 kW Fuel Cell | 0.58363 | 0.59303 | 0.98406 | 1125 | 442.3053 | 6997050 | RIM
[18 empty] | Industrial | 1250 kW Reciprocating Engine-Biogas | 0.38789 | 0.75012 | 0.5144 | 1250 | 491.4503 | 4380000 | RIM
[18 empty] | Industrial | 100 kW Micro Turbine- Biogas | 0.3155 | 0.68422 | 0.45892 | 100 | 39.316 | 429240 | RIM