## Economic Potential
Existing DSM Program Measures | [9 empty] | Existing DSM Program Measures
Economic Potential - RIM | [9 empty] | Economic Potential - TRC
Customer Class | Program Name | Measure Name | TRC | RIM | PCT | Summer (KW) | Winter (KW) | Energy (KWh) | Reason for Failure | Customer Class | Program Name | Measure Name | TRC | RIM | PCT | Summer (KW) | Winter (KW) | Energy (KWh) | Reason for Failure
Residential | Community Energy Savers | Faucet Aerator | 18.5746 | 0.47746 | N/A | 0.0062696 | 0.013496 | 69.6077 | RIM | Residential | Community Energy Savers | Faucet Aerator | 18.5746 | 0.47746 | N/A | 0.0062696 | 0.013496 | 69.6077 | Passed
Residential | Community Energy Savers | Faucet Aerator | 14.6008 | 0.47746 | N/A | 0.0049283 | 0.010609 | 54.7162 | RIM | Residential | Community Energy Savers | Faucet Aerator | 14.6008 | 0.47746 | N/A | 0.0049283 | 0.010609 | 54.7162 | Passed
Residential | Community Energy Savers | Faucet Aerator | 14.4844 | 0.47746 | N/A | 0.004889 | 0.010524 | 54.28 | RIM | Residential | Community Energy Savers | Faucet Aerator | 14.4844 | 0.47746 | N/A | 0.004889 | 0.010524 | 54.28 | Passed
Residential | Community Energy Savers | Faucet Aerator | 7.7394 | 0.47746 | N/A | 0.0026123 | 0.0056233 | 29.0032 | RIM | Residential | Community Energy Savers | Faucet Aerator | 7.7394 | 0.47746 | N/A | 0.0026123 | 0.0056233 | 29.0032 | Passed
Residential | Community Energy Savers | Faucet Aerator | 6.0837 | 0.47746 | N/A | 0.0020535 | 0.0044203 | 22.7984 | RIM | Residential | Community Energy Savers | Faucet Aerator | 6.0837 | 0.47746 | N/A | 0.0020535 | 0.0044203 | 22.7984 | Passed
Residential | Community Energy Savers | Faucet Aerator | 6.0352 | 0.47746 | N/A | 0.0020371 | 0.0043851 | 22.6167 | RIM | Residential | Community Energy Savers | Faucet Aerator | 6.0352 | 0.47746 | N/A | 0.0020371 | 0.0043851 | 22.6167 | Passed
Residential | Community Energy Savers | Low Flow Showerhead | 33.7373 | 0.47746 | N/A | 0.026571 | 0.057197 | 295.0025 | RIM | Residential | Community Energy Savers | Low Flow Showerhead | 33.7373 | 0.47746 | N/A | 0.026571 | 0.057197 | 295.0025 | Passed
Residential | Community Energy Savers | Low Flow Showerhead | 26.5198 | 0.47746 | N/A | 0.020887 | 0.044961 | 231.8914 | RIM | Residential | Community Energy Savers | Low Flow Showerhead | 26.5198 | 0.47746 | N/A | 0.020887 | 0.044961 | 231.8914 | Passed
Residential | Community Energy Savers | Low Flow Showerhead | 26.3083 | 0.47746 | N/A | 0.02072 | 0.044602 | 230.0428 | RIM | Residential | Community Energy Savers | Low Flow Showerhead | 26.3083 | 0.47746 | N/A | 0.02072 | 0.044602 | 230.0428 | Passed
Residential | Community Energy Savers | Low Flow Showerhead | 33.7373 | 0.47746 | N/A | 0.026571 | 0.057197 | 295.0025 | RIM | Residential | Community Energy Savers | Low Flow Showerhead | 33.7373 | 0.47746 | N/A | 0.026571 | 0.057197 | 295.0025 | Passed
Residential | Community Energy Savers | Low Flow Showerhead | 26.5198 | 0.47746 | N/A | 0.020887 | 0.044961 | 231.8914 | RIM | Residential | Community Energy Savers | Low Flow Showerhead | 26.5198 | 0.47746 | N/A | 0.020887 | 0.044961 | 231.8914 | Passed
Residential | Community Energy Savers | Low Flow Showerhead | 26.3083 | 0.47746 | N/A | 0.02072 | 0.044602 | 230.0428 | RIM | Residential | Community Energy Savers | Low Flow Showerhead | 26.3083 | 0.47746 | N/A | 0.02072 | 0.044602 | 230.0428 | Passed
Residential | Community Energy Savers | CFL-13W | 2.5705 | 0.38259 | N/A | 0.00046528 | 0.00048851 | 5.2896 | RIM | Residential | Community Energy Savers | CFL-13W | 2.5705 | 0.38259 | N/A | 0.00046528 | 0.00048851 | 5.2896 | Passed
Residential | Community Energy Savers | CFL-13W | 2.5705 | 0.38259 | N/A | 0.00046528 | 0.00048851 | 5.2896 | RIM | Residential | Community Energy Savers | CFL-13W | 2.5705 | 0.38259 | N/A | 0.00046528 | 0.00048851 | 5.2896 | Passed
Residential | Community Energy Savers | CFL-13W | 2.5705 | 0.38259 | N/A | 0.00046528 | 0.00048851 | 5.2896 | RIM | Residential | Community Energy Savers | CFL-13W | 2.5705 | 0.38259 | N/A | 0.00046528 | 0.00048851 | 5.2896 | Passed
Residential | Community Energy Savers | CFL-13W | 2.5705 | 0.38259 | N/A | 0.00046528 | 0.00048851 | 5.2896 | RIM | Residential | Community Energy Savers | CFL-13W | 2.5705 | 0.38259 | N/A | 0.00046528 | 0.00048851 | 5.2896 | Passed
Residential | Community Energy Savers | CFL-13W | 2.5705 | 0.38259 | N/A | 0.00046528 | 0.00048851 | 5.2896 | RIM | Residential | Community Energy Savers | CFL-13W | 2.5705 | 0.38259 | N/A | 0.00046528 | 0.00048851 | 5.2896 | Passed
Residential | Community Energy Savers | CFL-13W | 2.5705 | 0.38259 | N/A | 0.00046528 | 0.00048851 | 5.2896 | RIM | Residential | Community Energy Savers | CFL-13W | 2.5705 | 0.38259 | N/A | 0.00046528 | 0.00048851 | 5.2896 | Passed
Residential | Residential Building Efficiency | Energy Star Room AC | 8.3716 | 0.6188 | N/A | 0.093 | 0 | 150.6455 | RIM | Residential | Residential Building Efficiency | Energy Star Room AC | 8.3716 | 0.6188 | N/A | 0.093 | 0 | 150.6455 | Passed
Residential | Residential Building Efficiency | Energy Star Room AC | 8.3716 | 0.6188 | N/A | 0.093 | 0 | 150.6455 | RIM | Residential | Residential Building Efficiency | Energy Star Room AC | 8.3716 | 0.6188 | N/A | 0.093 | 0 | 150.6455 | Passed
Residential | Residential Building Efficiency | Energy Star Room AC | 8.3716 | 0.6188 | N/A | 0.093 | 0 | 150.6455 | RIM | Residential | Residential Building Efficiency | Energy Star Room AC | 8.3716 | 0.6188 | N/A | 0.093 | 0 | 150.6455 | Passed
Residential | Residential Building Efficiency | Energy Star Room AC | 8.3716 | 0.6188 | N/A | 0.093 | 0 | 150.6455 | RIM | Residential | Residential Building Efficiency | Energy Star Room AC | 8.3716 | 0.6188 | N/A | 0.093 | 0 | 150.6455 | Passed
Residential | Residential Building Efficiency | Energy Star Room AC | 8.3716 | 0.6188 | N/A | 0.093 | 0 | 150.6455 | RIM | Residential | Residential Building Efficiency | Energy Star Room AC | 8.3716 | 0.6188 | N/A | 0.093 | 0 | 150.6455 | Passed
Residential | Residential Building Efficiency | Energy Star Room AC | 8.3716 | 0.6188 | N/A | 0.093 | 0 | 150.6455 | RIM | Residential | Residential Building Efficiency | Energy Star Room AC | 8.3716 | 0.6188 | N/A | 0.093 | 0 | 150.6455 | Passed
Residential | HVAC Efficiency Improvement | Duct Repair | 3.9326 | 0.81229 | N/A | 0.27758 | 0.3067 | 794.0628 | RIM | Residential | HVAC Efficiency Improvement | Duct Repair | 3.9326 | 0.81229 | N/A | 0.27758 | 0.3067 | 794.0628 | Passed
Residential | HVAC Efficiency Improvement | Duct Repair | 2.7602 | 0.87674 | N/A | 0.13446 | 0.26586 | 516.36 | RIM | Residential | HVAC Efficiency Improvement | Duct Repair | 2.7602 | 0.87674 | N/A | 0.13446 | 0.26586 | 516.36 | Passed
Residential | HVAC Efficiency Improvement | Duct Repair | 4.2296 | 0.89309 | N/A | 0.18468 | 0.4253 | 776.76 | RIM | Residential | HVAC Efficiency Improvement | Duct Repair | 4.2296 | 0.89309 | N/A | 0.18468 | 0.4253 | 776.76 | Passed
Residential | Residential Building Efficiency | Energy Star Windows | 1.1403 | 0.61691 | N/A | 0.04998 | 0.12762 | 396.8827 | RIM | Residential | Residential Building Efficiency | Energy Star Windows | 1.1403 | 0.61691 | N/A | 0.04998 | 0.12762 | 396.8827 | Passed
Residential | Residential Building Efficiency | Energy Star Windows | 1.1403 | 0.61691 | N/A | 0.04998 | 0.12762 | 396.8827 | RIM | Residential | Residential Building Efficiency | Energy Star Windows | 1.1403 | 0.61691 | N/A | 0.04998 | 0.12762 | 396.8827 | Passed
Residential | Residential Building Efficiency | Energy Star Windows | 1.1403 | 0.61691 | N/A | 0.04998 | 0.12762 | 396.8827 | RIM | Residential | Residential Building Efficiency | Energy Star Windows | 1.1403 | 0.61691 | N/A | 0.04998 | 0.12762 | 396.8827 | Passed
Residential | Residential Building Efficiency | Energy Star Windows | 0.27236 | 0.4307 | N/A | 0 | 0.02749 | 135.7757 | RIM | Residential | Residential Building Efficiency | Energy Star Windows | 0.27236 | 0.4307 | N/A | 0 | 0.02749 | 135.7757 | TRC
Residential | Residential Building Efficiency | Energy Star Windows | 0.27236 | 0.4307 | N/A | 0 | 0.02749 | 135.7757 | RIM | Residential | Residential Building Efficiency | Energy Star Windows | 0.27236 | 0.4307 | N/A | 0 | 0.02749 | 135.7757 | TRC
Residential | Residential Building Efficiency | Energy Star Windows | 0.27236 | 0.4307 | N/A | 0 | 0.02749 | 135.7757 | RIM | Residential | Residential Building Efficiency | Energy Star Windows | 0.27236 | 0.4307 | N/A | 0 | 0.02749 | 135.7757 | TRC
Residential | Residential Building Efficiency | Energy Star Certified Roof Products | 99.9 | 0.81229 | N/A | 0.28915 | 0.31948 | 827.1488 | RIM | Residential | Residential Building Efficiency | Energy Star Certified Roof Products | 99.9 | 0.81229 | N/A | 0.28915 | 0.31948 | 827.1488 | Passed
Residential | Residential Building Efficiency | Energy Star Certified Roof Products | 99.9 | 0.87674 | N/A | 0.14006 | 0.27694 | 537.875 | RIM | Residential | Residential Building Efficiency | Energy Star Certified Roof Products | 99.9 | 0.87674 | N/A | 0.14006 | 0.27694 | 537.875 | Passed
Residential | Residential Building Efficiency | Energy Star Certified Roof Products | 99.9 | 0.89309 | N/A | 0.19238 | 0.44302 | 809.125 | RIM | Residential | Residential Building Efficiency | Energy Star Certified Roof Products | 99.9 | 0.89309 | N/A | 0.19238 | 0.44302 | 809.125 | Passed
Residential | Residential Building Efficiency | Energy Star Certified Roof Products | 99.9 | 0.81229 | N/A | 0.28915 | 0.31948 | 827.1488 | RIM | Residential | Residential Building Efficiency | Energy Star Certified Roof Products | 99.9 | 0.81229 | N/A | 0.28915 | 0.31948 | 827.1488 | Passed
Residential | Residential Building Efficiency | Energy Star Certified Roof Products | 99.9 | 0.87674 | N/A | 0.14006 | 0.27694 | 537.875 | RIM | Residential | Residential Building Efficiency | Energy Star Certified Roof Products | 99.9 | 0.87674 | N/A | 0.14006 | 0.27694 | 537.875 | Passed
Residential | Residential Building Efficiency | Energy Star Certified Roof Products | 99.9 | 0.89309 | N/A | 0.19238 | 0.44302 | 809.125 | RIM | Residential | Residential Building Efficiency | Energy Star Certified Roof Products | 99.9 | 0.89309 | N/A | 0.19238 | 0.44302 | 809.125 | Passed
Residential | HVAC Efficiency Improvement | Heat Pump Tune Up | 2.5749 | 0.81229 | N/A | 0.11566 | 0.12779 | 330.8595 | RIM | Residential | HVAC Efficiency Improvement | Heat Pump Tune Up | 2.5749 | 0.81229 | N/A | 0.11566 | 0.12779 | 330.8595 | Passed
Residential | HVAC Efficiency Improvement | Heat Pump Tune Up | 1.8073 | 0.87674 | N/A | 0.056024 | 0.11078 | 215.15 | RIM | Residential | HVAC Efficiency Improvement | Heat Pump Tune Up | 1.8073 | 0.87674 | N/A | 0.056024 | 0.11078 | 215.15 | Passed
Residential | HVAC Efficiency Improvement | Heat Pump Tune Up | 2.7694 | 0.89309 | N/A | 0.076952 | 0.17721 | 323.65 | RIM | Residential | HVAC Efficiency Improvement | Heat Pump Tune Up | 2.7694 | 0.89309 | N/A | 0.076952 | 0.17721 | 323.65 | Passed
Residential | HVAC Efficiency Improvement | Central AC Tune Up | 1.1108 | 0.6188 | N/A | 0.11566 | 0 | 187.352 | RIM | Residential | HVAC Efficiency Improvement | Central AC Tune Up | 1.1108 | 0.6188 | N/A | 0.11566 | 0 | 187.352 | Passed
Residential | HVAC Efficiency Improvement | Central AC Tune Up | 0.53803 | 0.6188 | N/A | 0.056024 | 0 | 90.75 | RIM | Residential | HVAC Efficiency Improvement | Central AC Tune Up | 0.53803 | 0.6188 | N/A | 0.056024 | 0 | 90.75 | TRC
Residential | HVAC Efficiency Improvement | Central AC Tune Up | 0.73901 | 0.6188 | N/A | 0.076952 | 0 | 124.65 | RIM | Residential | HVAC Efficiency Improvement | Central AC Tune Up | 0.73901 | 0.6188 | N/A | 0.076952 | 0 | 124.65 | TRC
Commercial | Commercial Building Efficiency | Ceiling Insulation(R19 to R38) | 0.24685 | 0.7957 | N/A | 1.8973e-06 | 4.277e-05 | 0.094818 | RIM | Commercial | Commercial Building Efficiency | Ceiling Insulation(R19 to R38) | 0.24685 | 0.7957 | N/A | 1.8973e-06 | 4.277e-05 | 0.094818 | TRC
Commercial | Commercial Building Efficiency | Ceiling Insulation(R19 to R38) | 0.26341 | 0.84909 | N/A | 3.9215e-05 | 2.3099e-05 | 0.094818 | RIM | Commercial | Commercial Building Efficiency | Ceiling Insulation(R19 to R38) | 0.26341 | 0.84909 | N/A | 3.9215e-05 | 2.3099e-05 | 0.094818 | TRC
Commercial | Commercial Building Efficiency | Ceiling Insulation(R19 to R38) | 0.29068 | 0.93698 | N/A | 1.9349e-05 | 4.4252e-05 | 0.094818 | RIM | Commercial | Commercial Building Efficiency | Ceiling Insulation(R19 to R38) | 0.29068 | 0.93698 | N/A | 1.9349e-05 | 4.4252e-05 | 0.094818 | TRC
Commercial | Commercial Building Efficiency | Ceiling Insulation(R19 to R38) | 0.24685 | 0.7957 | N/A | 1.8973e-06 | 4.277e-05 | 0.094818 | RIM | Commercial | Commercial Building Efficiency | Ceiling Insulation(R19 to R38) | 0.24685 | 0.7957 | N/A | 1.8973e-06 | 4.277e-05 | 0.094818 | TRC
Commercial | Commercial Building Efficiency | Ceiling Insulation(R19 to R38) | 0.26341 | 0.84909 | N/A | 3.9215e-05 | 2.3099e-05 | 0.094818 | RIM | Commercial | Commercial Building Efficiency | Ceiling Insulation(R19 to R38) | 0.26341 | 0.84909 | N/A | 3.9215e-05 | 2.3099e-05 | 0.094818 | TRC
Commercial | Commercial Building Efficiency | Ceiling Insulation(R19 to R38) | 0.24685 | 0.7957 | N/A | 1.8973e-06 | 4.277e-05 | 0.094818 | RIM | Commercial | Commercial Building Efficiency | Ceiling Insulation(R19 to R38) | 0.24685 | 0.7957 | N/A | 1.8973e-06 | 4.277e-05 | 0.094818 | TRC
Commercial | Commercial Building Efficiency | Ceiling Insulation(R19 to R38) | 0.26341 | 0.84909 | N/A | 3.9215e-05 | 2.3099e-05 | 0.094818 | RIM | Commercial | Commercial Building Efficiency | Ceiling Insulation(R19 to R38) | 0.26341 | 0.84909 | N/A | 3.9215e-05 | 2.3099e-05 | 0.094818 | TRC
Commercial | Commercial Building Efficiency | Ceiling Insulation(R19 to R38) | 0.24685 | 0.7957 | N/A | 1.8973e-06 | 4.277e-05 | 0.094818 | RIM | Commercial | Commercial Building Efficiency | Ceiling Insulation(R19 to R38) | 0.24685 | 0.7957 | N/A | 1.8973e-06 | 4.277e-05 | 0.094818 | TRC
Commercial | Commercial Building Efficiency | Ceiling Insulation(R19 to R38) | 0.24685 | 0.7957 | N/A | 1.8973e-06 | 4.277e-05 | 0.094818 | RIM | Commercial | Commercial Building Efficiency | Ceiling Insulation(R19 to R38) | 0.24685 | 0.7957 | N/A | 1.8973e-06 | 4.277e-05 | 0.094818 | TRC
Commercial | Commercial Building Efficiency | Ceiling Insulation(R19 to R38) | 0.29068 | 0.93698 | N/A | 1.9349e-05 | 4.4252e-05 | 0.094818 | RIM | Commercial | Commercial Building Efficiency | Ceiling Insulation(R19 to R38) | 0.29068 | 0.93698 | N/A | 1.9349e-05 | 4.4252e-05 | 0.094818 | TRC
Commercial | Commercial Building Efficiency | Ceiling Insulation(R19 to R38) | 0.29068 | 0.93698 | N/A | 1.9349e-05 | 4.4252e-05 | 0.094818 | RIM | Commercial | Commercial Building Efficiency | Ceiling Insulation(R19 to R38) | 0.29068 | 0.93698 | N/A | 1.9349e-05 | 4.4252e-05 | 0.094818 | TRC
Commercial | Commercial Building Efficiency | Ceiling Insulation(R19 to R38) | 0.24685 | 0.7957 | N/A | 1.8973e-06 | 4.277e-05 | 0.094818 | RIM | Commercial | Commercial Building Efficiency | Ceiling Insulation(R19 to R38) | 0.24685 | 0.7957 | N/A | 1.8973e-06 | 4.277e-05 | 0.094818 | TRC
Commercial | Commercial Building Efficiency | Ceiling Insulation(R19 to R38) | 0.18693 | 0.60256 | N/A | 1.076e-05 | 1.9198e-05 | 0.094818 | RIM | Commercial | Commercial Building Efficiency | Ceiling Insulation(R19 to R38) | 0.18693 | 0.60256 | N/A | 1.076e-05 | 1.9198e-05 | 0.094818 | TRC
Commercial | Commercial Building Efficiency | Ceiling Insulation(R19 to R38) | 0.2453 | 0.7957 | N/A | 1.8854e-06 | 4.2502e-05 | 0.094223 | RIM | Commercial | Commercial Building Efficiency | Ceiling Insulation(R19 to R38) | 0.2453 | 0.7957 | N/A | 1.8854e-06 | 4.2502e-05 | 0.094223 | TRC
Commercial | Commercial Building Efficiency | Ceiling Insulation(R19 to R38) | 0.26176 | 0.84909 | N/A | 3.8969e-05 | 2.2954e-05 | 0.094223 | RIM | Commercial | Commercial Building Efficiency | Ceiling Insulation(R19 to R38) | 0.26176 | 0.84909 | N/A | 3.8969e-05 | 2.2954e-05 | 0.094223 | TRC
Commercial | Commercial Building Efficiency | Ceiling Insulation(R19 to R38) | 0.28885 | 0.93698 | N/A | 1.9228e-05 | 4.3974e-05 | 0.094223 | RIM | Commercial | Commercial Building Efficiency | Ceiling Insulation(R19 to R38) | 0.28885 | 0.93698 | N/A | 1.9228e-05 | 4.3974e-05 | 0.094223 | TRC
Commercial | Commercial Building Efficiency | Ceiling Insulation(R19 to R38) | 0.2453 | 0.7957 | N/A | 1.8854e-06 | 4.2502e-05 | 0.094223 | RIM | Commercial | Commercial Building Efficiency | Ceiling Insulation(R19 to R38) | 0.2453 | 0.7957 | N/A | 1.8854e-06 | 4.2502e-05 | 0.094223 | TRC
Commercial | Commercial Building Efficiency | Ceiling Insulation(R19 to R38) | 0.26176 | 0.84909 | N/A | 3.8969e-05 | 2.2954e-05 | 0.094223 | RIM | Commercial | Commercial Building Efficiency | Ceiling Insulation(R19 to R38) | 0.26176 | 0.84909 | N/A | 3.8969e-05 | 2.2954e-05 | 0.094223 | TRC
Commercial | Commercial Building Efficiency | Ceiling Insulation(R19 to R38) | 0.2453 | 0.7957 | N/A | 1.8854e-06 | 4.2502e-05 | 0.094223 | RIM | Commercial | Commercial Building Efficiency | Ceiling Insulation(R19 to R38) | 0.2453 | 0.7957 | N/A | 1.8854e-06 | 4.2502e-05 | 0.094223 | TRC
Commercial | Commercial Building Efficiency | Ceiling Insulation(R19 to R38) | 0.26176 | 0.84909 | N/A | 3.8969e-05 | 2.2954e-05 | 0.094223 | RIM | Commercial | Commercial Building Efficiency | Ceiling Insulation(R19 to R38) | 0.26176 | 0.84909 | N/A | 3.8969e-05 | 2.2954e-05 | 0.094223 | TRC
Commercial | Commercial Building Efficiency | Ceiling Insulation(R19 to R38) | 0.2453 | 0.7957 | N/A | 1.8854e-06 | 4.2502e-05 | 0.094223 | RIM | Commercial | Commercial Building Efficiency | Ceiling Insulation(R19 to R38) | 0.2453 | 0.7957 | N/A | 1.8854e-06 | 4.2502e-05 | 0.094223 | TRC
Commercial | Commercial Building Efficiency | Ceiling Insulation(R19 to R38) | 0.2453 | 0.7957 | N/A | 1.8854e-06 | 4.2502e-05 | 0.094223 | RIM | Commercial | Commercial Building Efficiency | Ceiling Insulation(R19 to R38) | 0.2453 | 0.7957 | N/A | 1.8854e-06 | 4.2502e-05 | 0.094223 | TRC
Commercial | Commercial Building Efficiency | Ceiling Insulation(R19 to R38) | 0.28885 | 0.93698 | N/A | 1.9228e-05 | 4.3974e-05 | 0.094223 | RIM | Commercial | Commercial Building Efficiency | Ceiling Insulation(R19 to R38) | 0.28885 | 0.93698 | N/A | 1.9228e-05 | 4.3974e-05 | 0.094223 | TRC
Commercial | Commercial Building Efficiency | Ceiling Insulation(R19 to R38) | 0.28885 | 0.93698 | N/A | 1.9228e-05 | 4.3974e-05 | 0.094223 | RIM | Commercial | Commercial Building Efficiency | Ceiling Insulation(R19 to R38) | 0.28885 | 0.93698 | N/A | 1.9228e-05 | 4.3974e-05 | 0.094223 | TRC
Commercial | Commercial Building Efficiency | Ceiling Insulation(R19 to R38) | 0.2453 | 0.7957 | N/A | 1.8854e-06 | 4.2502e-05 | 0.094223 | RIM | Commercial | Commercial Building Efficiency | Ceiling Insulation(R19 to R38) | 0.2453 | 0.7957 | N/A | 1.8854e-06 | 4.2502e-05 | 0.094223 | TRC
Commercial | Commercial Building Efficiency | Ceiling Insulation(R19 to R38) | 0.18576 | 0.60256 | N/A | 1.0692e-05 | 1.9077e-05 | 0.094223 | RIM | Commercial | Commercial Building Efficiency | Ceiling Insulation(R19 to R38) | 0.18576 | 0.60256 | N/A | 1.0692e-05 | 1.9077e-05 | 0.094223 | TRC
Commercial | Commercial Building Efficiency | Geothermal Heat Pump | 0.089797 | 0.9498 | N/A | 1.3254 | 1.018 | 3082.1028 | RIM | Commercial | Commercial Building Efficiency | Geothermal Heat Pump | 0.089797 | 0.9498 | N/A | 1.3254 | 1.018 | 3082.1028 | TRC
Commercial | Commercial Building Efficiency | Geothermal Heat Pump | 0.063524 | 0.60576 | N/A | 0.60103 | 0.56244 | 3418.6395 | RIM | Commercial | Commercial Building Efficiency | Geothermal Heat Pump | 0.063524 | 0.60576 | N/A | 0.60103 | 0.56244 | 3418.6395 | TRC
Commercial | Commercial Building Efficiency | Geothermal Heat Pump | 0.049816 | 0.9498 | N/A | 0.7353 | 0.56477 | 1709.8289 | RIM | Commercial | Commercial Building Efficiency | Geothermal Heat Pump | 0.049816 | 0.9498 | N/A | 0.7353 | 0.56477 | 1709.8289 | TRC
Commercial | Commercial Building Efficiency | Geothermal Heat Pump | 0.19529 | 0.9498 | N/A | 2.8825 | 2.214 | 6702.8082 | RIM | Commercial | Commercial Building Efficiency | Geothermal Heat Pump | 0.19529 | 0.9498 | N/A | 2.8825 | 2.214 | 6702.8082 | TRC
Commercial | Commercial Building Efficiency | Geothermal Heat Pump | 0.11801 | 0.60576 | N/A | 1.1166 | 1.0449 | 6351.1378 | RIM | Commercial | Commercial Building Efficiency | Geothermal Heat Pump | 0.11801 | 0.60576 | N/A | 1.1166 | 1.0449 | 6351.1378 | TRC
Commercial | Commercial Building Efficiency | Geothermal Heat Pump | 0.048565 | 0.9498 | N/A | 0.71685 | 0.5506 | 1666.9131 | RIM | Commercial | Commercial Building Efficiency | Geothermal Heat Pump | 0.048565 | 0.9498 | N/A | 0.71685 | 0.5506 | 1666.9131 | TRC
Commercial | Commercial Building Efficiency | Geothermal Heat Pump | 0.14823 | 0.9498 | N/A | 2.1879 | 1.6805 | 5087.5501 | RIM | Commercial | Commercial Building Efficiency | Geothermal Heat Pump | 0.14823 | 0.9498 | N/A | 2.1879 | 1.6805 | 5087.5501 | TRC
Commercial | Commercial Building Efficiency | Geothermal Heat Pump | 0.050153 | 0.9498 | N/A | 0.74028 | 0.5686 | 1721.4094 | RIM | Commercial | Commercial Building Efficiency | Geothermal Heat Pump | 0.050153 | 0.9498 | N/A | 0.74028 | 0.5686 | 1721.4094 | TRC
Commercial | Commercial Building Efficiency | Geothermal Heat Pump | 0.10097 | 0.9498 | N/A | 1.4903 | 1.1447 | 3465.48 | RIM | Commercial | Commercial Building Efficiency | Geothermal Heat Pump | 0.10097 | 0.9498 | N/A | 1.4903 | 1.1447 | 3465.48 | TRC
Commercial | Commercial Building Efficiency | Geothermal Heat Pump | 0.14589 | 0.9498 | N/A | 2.1534 | 1.654 | 5007.3906 | RIM | Commercial | Commercial Building Efficiency | Geothermal Heat Pump | 0.14589 | 0.9498 | N/A | 2.1534 | 1.654 | 5007.3906 | TRC
Commercial | Commercial Building Efficiency | Geothermal Heat Pump | 0.11424 | 0.9498 | N/A | 1.6862 | 1.2951 | 3920.9945 | RIM | Commercial | Commercial Building Efficiency | Geothermal Heat Pump | 0.11424 | 0.9498 | N/A | 1.6862 | 1.2951 | 3920.9945 | TRC
Commercial | Commercial Building Efficiency | Geothermal Heat Pump | 0.099326 | 0.9498 | N/A | 1.4661 | 1.1261 | 3409.1643 | RIM | Commercial | Commercial Building Efficiency | Geothermal Heat Pump | 0.099326 | 0.9498 | N/A | 1.4661 | 1.1261 | 3409.1643 | TRC
Commercial | Commercial Building Efficiency | Geothermal Heat Pump | 0.021835 | 0.9498 | N/A | 0.3223 | 0.24755 | 749.4538 | RIM | Commercial | Commercial Building Efficiency | Geothermal Heat Pump | 0.021835 | 0.9498 | N/A | 0.3223 | 0.24755 | 749.4538 | TRC
Commercial | Commercial Building Efficiency | Geothermal Heat Pump | 0.089797 | 0.9498 | N/A | 1.3254 | 1.018 | 3082.1028 | RIM | Commercial | Commercial Building Efficiency | Geothermal Heat Pump | 0.089797 | 0.9498 | N/A | 1.3254 | 1.018 | 3082.1028 | TRC
Commercial | Commercial Building Efficiency | Geothermal Heat Pump | 0.063524 | 0.60576 | N/A | 0.60103 | 0.56244 | 3418.6395 | RIM | Commercial | Commercial Building Efficiency | Geothermal Heat Pump | 0.063524 | 0.60576 | N/A | 0.60103 | 0.56244 | 3418.6395 | TRC
Commercial | Commercial Building Efficiency | Geothermal Heat Pump | 0.049816 | 0.9498 | N/A | 0.7353 | 0.56477 | 1709.8289 | RIM | Commercial | Commercial Building Efficiency | Geothermal Heat Pump | 0.049816 | 0.9498 | N/A | 0.7353 | 0.56477 | 1709.8289 | TRC
Commercial | Commercial Building Efficiency | Geothermal Heat Pump | 0.19529 | 0.9498 | N/A | 2.8825 | 2.214 | 6702.8082 | RIM | Commercial | Commercial Building Efficiency | Geothermal Heat Pump | 0.19529 | 0.9498 | N/A | 2.8825 | 2.214 | 6702.8082 | TRC
Commercial | Commercial Building Efficiency | Geothermal Heat Pump | 0.11801 | 0.60576 | N/A | 1.1166 | 1.0449 | 6351.1378 | RIM | Commercial | Commercial Building Efficiency | Geothermal Heat Pump | 0.11801 | 0.60576 | N/A | 1.1166 | 1.0449 | 6351.1378 | TRC
Commercial | Commercial Building Efficiency | Geothermal Heat Pump | 0.048565 | 0.9498 | N/A | 0.71685 | 0.5506 | 1666.9131 | RIM | Commercial | Commercial Building Efficiency | Geothermal Heat Pump | 0.048565 | 0.9498 | N/A | 0.71685 | 0.5506 | 1666.9131 | TRC
Commercial | Commercial Building Efficiency | Geothermal Heat Pump | 0.14823 | 0.9498 | N/A | 2.1879 | 1.6805 | 5087.5501 | RIM | Commercial | Commercial Building Efficiency | Geothermal Heat Pump | 0.14823 | 0.9498 | N/A | 2.1879 | 1.6805 | 5087.5501 | TRC
Commercial | Commercial Building Efficiency | Geothermal Heat Pump | 0.050153 | 0.9498 | N/A | 0.74028 | 0.5686 | 1721.4094 | RIM | Commercial | Commercial Building Efficiency | Geothermal Heat Pump | 0.050153 | 0.9498 | N/A | 0.74028 | 0.5686 | 1721.4094 | TRC
Commercial | Commercial Building Efficiency | Geothermal Heat Pump | 0.10097 | 0.9498 | N/A | 1.4903 | 1.1447 | 3465.48 | RIM | Commercial | Commercial Building Efficiency | Geothermal Heat Pump | 0.10097 | 0.9498 | N/A | 1.4903 | 1.1447 | 3465.48 | TRC
Commercial | Commercial Building Efficiency | Geothermal Heat Pump | 0.14589 | 0.9498 | N/A | 2.1534 | 1.654 | 5007.3906 | RIM | Commercial | Commercial Building Efficiency | Geothermal Heat Pump | 0.14589 | 0.9498 | N/A | 2.1534 | 1.654 | 5007.3906 | TRC
Commercial | Commercial Building Efficiency | Geothermal Heat Pump | 0.11424 | 0.9498 | N/A | 1.6862 | 1.2951 | 3920.9945 | RIM | Commercial | Commercial Building Efficiency | Geothermal Heat Pump | 0.11424 | 0.9498 | N/A | 1.6862 | 1.2951 | 3920.9945 | TRC
Commercial | Commercial Building Efficiency | Geothermal Heat Pump | 0.099326 | 0.9498 | N/A | 1.4661 | 1.1261 | 3409.1643 | RIM | Commercial | Commercial Building Efficiency | Geothermal Heat Pump | 0.099326 | 0.9498 | N/A | 1.4661 | 1.1261 | 3409.1643 | TRC
Commercial | Commercial Building Efficiency | Geothermal Heat Pump | 0.021835 | 0.9498 | N/A | 0.3223 | 0.24755 | 749.4538 | RIM | Commercial | Commercial Building Efficiency | Geothermal Heat Pump | 0.021835 | 0.9498 | N/A | 0.3223 | 0.24755 | 749.4538 | TRC
Commercial | Commercial Building Efficiency | Roof Insulation | 0.43827 | 0.7957 | N/A | 5.0069e-06 | 0.00011287 | 0.25021 | RIM | Commercial | Commercial Building Efficiency | Roof Insulation | 0.43827 | 0.7957 | N/A | 5.0069e-06 | 0.00011287 | 0.25021 | TRC
Commercial | Commercial Building Efficiency | Roof Insulation | 0.46767 | 0.84909 | N/A | 0.00010348 | 6.0955e-05 | 0.25021 | RIM | Commercial | Commercial Building Efficiency | Roof Insulation | 0.46767 | 0.84909 | N/A | 0.00010348 | 6.0955e-05 | 0.25021 | TRC
Commercial | Commercial Building Efficiency | Roof Insulation | 0.51608 | 0.93698 | N/A | 5.1061e-05 | 0.00011677 | 0.25021 | RIM | Commercial | Commercial Building Efficiency | Roof Insulation | 0.51608 | 0.93698 | N/A | 5.1061e-05 | 0.00011677 | 0.25021 | TRC
Commercial | Commercial Building Efficiency | Roof Insulation | 0.43827 | 0.7957 | N/A | 5.0069e-06 | 0.00011287 | 0.25021 | RIM | Commercial | Commercial Building Efficiency | Roof Insulation | 0.43827 | 0.7957 | N/A | 5.0069e-06 | 0.00011287 | 0.25021 | TRC
Commercial | Commercial Building Efficiency | Roof Insulation | 0.46767 | 0.84909 | N/A | 0.00010348 | 6.0955e-05 | 0.25021 | RIM | Commercial | Commercial Building Efficiency | Roof Insulation | 0.46767 | 0.84909 | N/A | 0.00010348 | 6.0955e-05 | 0.25021 | TRC
Commercial | Commercial Building Efficiency | Roof Insulation | 0.43827 | 0.7957 | N/A | 5.0069e-06 | 0.00011287 | 0.25021 | RIM | Commercial | Commercial Building Efficiency | Roof Insulation | 0.43827 | 0.7957 | N/A | 5.0069e-06 | 0.00011287 | 0.25021 | TRC
Commercial | Commercial Building Efficiency | Roof Insulation | 0.46767 | 0.84909 | N/A | 0.00010348 | 6.0955e-05 | 0.25021 | RIM | Commercial | Commercial Building Efficiency | Roof Insulation | 0.46767 | 0.84909 | N/A | 0.00010348 | 6.0955e-05 | 0.25021 | TRC
Commercial | Commercial Building Efficiency | Roof Insulation | 0.43827 | 0.7957 | N/A | 5.0069e-06 | 0.00011287 | 0.25021 | RIM | Commercial | Commercial Building Efficiency | Roof Insulation | 0.43827 | 0.7957 | N/A | 5.0069e-06 | 0.00011287 | 0.25021 | TRC
Commercial | Commercial Building Efficiency | Roof Insulation | 0.43827 | 0.7957 | N/A | 5.0069e-06 | 0.00011287 | 0.25021 | RIM | Commercial | Commercial Building Efficiency | Roof Insulation | 0.43827 | 0.7957 | N/A | 5.0069e-06 | 0.00011287 | 0.25021 | TRC
Commercial | Commercial Building Efficiency | Roof Insulation | 0.51608 | 0.93698 | N/A | 5.1061e-05 | 0.00011677 | 0.25021 | RIM | Commercial | Commercial Building Efficiency | Roof Insulation | 0.51608 | 0.93698 | N/A | 5.1061e-05 | 0.00011677 | 0.25021 | TRC
Commercial | Commercial Building Efficiency | Roof Insulation | 0.51608 | 0.93698 | N/A | 5.1061e-05 | 0.00011677 | 0.25021 | RIM | Commercial | Commercial Building Efficiency | Roof Insulation | 0.51608 | 0.93698 | N/A | 5.1061e-05 | 0.00011677 | 0.25021 | TRC
Commercial | Commercial Building Efficiency | Roof Insulation | 0.43827 | 0.7957 | N/A | 5.0069e-06 | 0.00011287 | 0.25021 | RIM | Commercial | Commercial Building Efficiency | Roof Insulation | 0.43827 | 0.7957 | N/A | 5.0069e-06 | 0.00011287 | 0.25021 | TRC
Commercial | Commercial Building Efficiency | Roof Insulation | 0.33189 | 0.60256 | N/A | 2.8393e-05 | 5.0661e-05 | 0.25021 | RIM | Commercial | Commercial Building Efficiency | Roof Insulation | 0.33189 | 0.60256 | N/A | 2.8393e-05 | 5.0661e-05 | 0.25021 | TRC
Commercial | Commercial Building Efficiency | Roof Insulation | 0.21776 | 0.7957 | N/A | 2.4877e-06 | 5.6079e-05 | 0.12432 | RIM | Commercial | Commercial Building Efficiency | Roof Insulation | 0.21776 | 0.7957 | N/A | 2.4877e-06 | 5.6079e-05 | 0.12432 | TRC
Commercial | Commercial Building Efficiency | Roof Insulation | 0.23237 | 0.84909 | N/A | 5.1417e-05 | 3.0286e-05 | 0.12432 | RIM | Commercial | Commercial Building Efficiency | Roof Insulation | 0.23237 | 0.84909 | N/A | 5.1417e-05 | 3.0286e-05 | 0.12432 | TRC
Commercial | Commercial Building Efficiency | Roof Insulation | 0.25642 | 0.93698 | N/A | 2.537e-05 | 5.8021e-05 | 0.12432 | RIM | Commercial | Commercial Building Efficiency | Roof Insulation | 0.25642 | 0.93698 | N/A | 2.537e-05 | 5.8021e-05 | 0.12432 | TRC
Commercial | Commercial Building Efficiency | Roof Insulation | 0.21776 | 0.7957 | N/A | 2.4877e-06 | 5.6079e-05 | 0.12432 | RIM | Commercial | Commercial Building Efficiency | Roof Insulation | 0.21776 | 0.7957 | N/A | 2.4877e-06 | 5.6079e-05 | 0.12432 | TRC
Commercial | Commercial Building Efficiency | Roof Insulation | 0.23237 | 0.84909 | N/A | 5.1417e-05 | 3.0286e-05 | 0.12432 | RIM | Commercial | Commercial Building Efficiency | Roof Insulation | 0.23237 | 0.84909 | N/A | 5.1417e-05 | 3.0286e-05 | 0.12432 | TRC
Commercial | Commercial Building Efficiency | Roof Insulation | 0.21776 | 0.7957 | N/A | 2.4877e-06 | 5.6079e-05 | 0.12432 | RIM | Commercial | Commercial Building Efficiency | Roof Insulation | 0.21776 | 0.7957 | N/A | 2.4877e-06 | 5.6079e-05 | 0.12432 | TRC
Commercial | Commercial Building Efficiency | Roof Insulation | 0.23237 | 0.84909 | N/A | 5.1417e-05 | 3.0286e-05 | 0.12432 | RIM | Commercial | Commercial Building Efficiency | Roof Insulation | 0.23237 | 0.84909 | N/A | 5.1417e-05 | 3.0286e-05 | 0.12432 | TRC
Commercial | Commercial Building Efficiency | Roof Insulation | 0.21776 | 0.7957 | N/A | 2.4877e-06 | 5.6079e-05 | 0.12432 | RIM | Commercial | Commercial Building Efficiency | Roof Insulation | 0.21776 | 0.7957 | N/A | 2.4877e-06 | 5.6079e-05 | 0.12432 | TRC
Commercial | Commercial Building Efficiency | Roof Insulation | 0.21776 | 0.7957 | N/A | 2.4877e-06 | 5.6079e-05 | 0.12432 | RIM | Commercial | Commercial Building Efficiency | Roof Insulation | 0.21776 | 0.7957 | N/A | 2.4877e-06 | 5.6079e-05 | 0.12432 | TRC
Commercial | Commercial Building Efficiency | Roof Insulation | 0.25642 | 0.93698 | N/A | 2.537e-05 | 5.8021e-05 | 0.12432 | RIM | Commercial | Commercial Building Efficiency | Roof Insulation | 0.25642 | 0.93698 | N/A | 2.537e-05 | 5.8021e-05 | 0.12432 | TRC
Commercial | Commercial Building Efficiency | Roof Insulation | 0.25642 | 0.93698 | N/A | 2.537e-05 | 5.8021e-05 | 0.12432 | RIM | Commercial | Commercial Building Efficiency | Roof Insulation | 0.25642 | 0.93698 | N/A | 2.537e-05 | 5.8021e-05 | 0.12432 | TRC
Commercial | Commercial Building Efficiency | Roof Insulation | 0.21776 | 0.7957 | N/A | 2.4877e-06 | 5.6079e-05 | 0.12432 | RIM | Commercial | Commercial Building Efficiency | Roof Insulation | 0.21776 | 0.7957 | N/A | 2.4877e-06 | 5.6079e-05 | 0.12432 | TRC
Commercial | Commercial Building Efficiency | Roof Insulation | 0.1649 | 0.60256 | N/A | 1.4108e-05 | 2.5171e-05 | 0.12432 | RIM | Commercial | Commercial Building Efficiency | Roof Insulation | 0.1649 | 0.60256 | N/A | 1.4108e-05 | 2.5171e-05 | 0.12432 | TRC
Commercial | HVAC Retrocommissioning | HVAC tune-up | 2.4212 | 0.48866 | N/A | 0.034502 | 0.0062807 | 173.7822 | RIM | Commercial | HVAC Retrocommissioning | HVAC tune-up | 2.4212 | 0.48866 | N/A | 0.034502 | 0.0062807 | 173.7822 | Passed
Commercial | HVAC Retrocommissioning | HVAC tune-up | 3.8766 | 0.70522 | N/A | 0.072865 | 0.024629 | 192.7958 | RIM | Commercial | HVAC Retrocommissioning | HVAC tune-up | 3.8766 | 0.70522 | N/A | 0.072865 | 0.024629 | 192.7958 | Passed
Commercial | HVAC Retrocommissioning | HVAC tune-up | 1.3375 | 0.48866 | N/A | 0.019059 | 0.0034695 | 95.999 | RIM | Commercial | HVAC Retrocommissioning | HVAC tune-up | 1.3375 | 0.48866 | N/A | 0.019059 | 0.0034695 | 95.999 | Passed
Commercial | HVAC Retrocommissioning | HVAC tune-up | 6.4603 | 0.5992 | N/A | 0.13282 | 0.016126 | 378.1457 | RIM | Commercial | HVAC Retrocommissioning | HVAC tune-up | 6.4603 | 0.5992 | N/A | 0.13282 | 0.016126 | 378.1457 | Passed
Commercial | HVAC Retrocommissioning | HVAC tune-up | 7.2025 | 0.70522 | N/A | 0.13538 | 0.045758 | 358.2013 | RIM | Commercial | HVAC Retrocommissioning | HVAC tune-up | 7.2025 | 0.70522 | N/A | 0.13538 | 0.045758 | 358.2013 | Passed
Commercial | HVAC Retrocommissioning | HVAC tune-up | 1.3079 | 0.48866 | N/A | 0.018637 | 0.0033926 | 93.8716 | RIM | Commercial | HVAC Retrocommissioning | HVAC tune-up | 1.3079 | 0.48866 | N/A | 0.018637 | 0.0033926 | 93.8716 | Passed
Commercial | HVAC Retrocommissioning | HVAC tune-up | 4.9043 | 0.5992 | N/A | 0.10083 | 0.012242 | 287.0663 | RIM | Commercial | HVAC Retrocommissioning | HVAC tune-up | 4.9043 | 0.5992 | N/A | 0.10083 | 0.012242 | 287.0663 | Passed
Commercial | HVAC Retrocommissioning | HVAC tune-up | 1.3523 | 0.48866 | N/A | 0.01927 | 0.003508 | 97.0627 | RIM | Commercial | HVAC Retrocommissioning | HVAC tune-up | 1.3523 | 0.48866 | N/A | 0.01927 | 0.003508 | 97.0627 | Passed
Commercial | HVAC Retrocommissioning | HVAC tune-up | 2.7251 | 0.48866 | N/A | 0.038831 | 0.0070688 | 195.588 | RIM | Commercial | HVAC Retrocommissioning | HVAC tune-up | 2.7251 | 0.48866 | N/A | 0.038831 | 0.0070688 | 195.588 | Passed
Commercial | HVAC Retrocommissioning | HVAC tune-up | 3.9236 | 0.48866 | N/A | 0.05591 | 0.010178 | 281.6148 | RIM | Commercial | HVAC Retrocommissioning | HVAC tune-up | 3.9236 | 0.48866 | N/A | 0.05591 | 0.010178 | 281.6148 | Passed
Commercial | HVAC Retrocommissioning | HVAC tune-up | 3.0752 | 0.48866 | N/A | 0.04382 | 0.007977 | 220.718 | RIM | Commercial | HVAC Retrocommissioning | HVAC tune-up | 3.0752 | 0.48866 | N/A | 0.04382 | 0.007977 | 220.718 | Passed
Commercial | HVAC Retrocommissioning | HVAC tune-up | 2.6732 | 0.48866 | N/A | 0.038092 | 0.0069343 | 191.8651 | RIM | Commercial | HVAC Retrocommissioning | HVAC tune-up | 2.6732 | 0.48866 | N/A | 0.038092 | 0.0069343 | 191.8651 | Passed
Commercial | HVAC Retrocommissioning | HVAC tune-up | 0.58725 | 0.48866 | N/A | 0.008368 | 0.0015233 | 42.1492 | RIM | Commercial | HVAC Retrocommissioning | HVAC tune-up | 0.58725 | 0.48866 | N/A | 0.008368 | 0.0015233 | 42.1492 | TRC
Commercial | HVAC Retrocommissioning | HVAC tune-up | 2.4212 | 0.48866 | N/A | 0.034502 | 0.0062807 | 173.7822 | RIM | Commercial | HVAC Retrocommissioning | HVAC tune-up | 2.4212 | 0.48866 | N/A | 0.034502 | 0.0062807 | 173.7822 | Passed
Commercial | HVAC Retrocommissioning | HVAC tune-up | 3.8766 | 0.70522 | N/A | 0.072865 | 0.024629 | 192.7958 | RIM | Commercial | HVAC Retrocommissioning | HVAC tune-up | 3.8766 | 0.70522 | N/A | 0.072865 | 0.024629 | 192.7958 | Passed
Commercial | HVAC Retrocommissioning | HVAC tune-up | 1.3375 | 0.48866 | N/A | 0.019059 | 0.0034695 | 95.999 | RIM | Commercial | HVAC Retrocommissioning | HVAC tune-up | 1.3375 | 0.48866 | N/A | 0.019059 | 0.0034695 | 95.999 | Passed
Commercial | HVAC Retrocommissioning | HVAC tune-up | 6.4603 | 0.5992 | N/A | 0.13282 | 0.016126 | 378.1457 | RIM | Commercial | HVAC Retrocommissioning | HVAC tune-up | 6.4603 | 0.5992 | N/A | 0.13282 | 0.016126 | 378.1457 | Passed
Commercial | HVAC Retrocommissioning | HVAC tune-up | 7.2025 | 0.70522 | N/A | 0.13538 | 0.045758 | 358.2013 | RIM | Commercial | HVAC Retrocommissioning | HVAC tune-up | 7.2025 | 0.70522 | N/A | 0.13538 | 0.045758 | 358.2013 | Passed
Commercial | HVAC Retrocommissioning | HVAC tune-up | 1.3079 | 0.48866 | N/A | 0.018637 | 0.0033926 | 93.8716 | RIM | Commercial | HVAC Retrocommissioning | HVAC tune-up | 1.3079 | 0.48866 | N/A | 0.018637 | 0.0033926 | 93.8716 | Passed
Commercial | HVAC Retrocommissioning | HVAC tune-up | 4.9043 | 0.5992 | N/A | 0.10083 | 0.012242 | 287.0663 | RIM | Commercial | HVAC Retrocommissioning | HVAC tune-up | 4.9043 | 0.5992 | N/A | 0.10083 | 0.012242 | 287.0663 | Passed
Commercial | HVAC Retrocommissioning | HVAC tune-up | 1.3523 | 0.48866 | N/A | 0.01927 | 0.003508 | 97.0627 | RIM | Commercial | HVAC Retrocommissioning | HVAC tune-up | 1.3523 | 0.48866 | N/A | 0.01927 | 0.003508 | 97.0627 | Passed
Commercial | HVAC Retrocommissioning | HVAC tune-up | 2.7251 | 0.48866 | N/A | 0.038831 | 0.0070688 | 195.588 | RIM | Commercial | HVAC Retrocommissioning | HVAC tune-up | 2.7251 | 0.48866 | N/A | 0.038831 | 0.0070688 | 195.588 | Passed
Commercial | HVAC Retrocommissioning | HVAC tune-up | 3.9236 | 0.48866 | N/A | 0.05591 | 0.010178 | 281.6148 | RIM | Commercial | HVAC Retrocommissioning | HVAC tune-up | 3.9236 | 0.48866 | N/A | 0.05591 | 0.010178 | 281.6148 | Passed
Commercial | HVAC Retrocommissioning | HVAC tune-up | 3.0752 | 0.48866 | N/A | 0.04382 | 0.007977 | 220.718 | RIM | Commercial | HVAC Retrocommissioning | HVAC tune-up | 3.0752 | 0.48866 | N/A | 0.04382 | 0.007977 | 220.718 | Passed
Commercial | HVAC Retrocommissioning | HVAC tune-up | 2.6732 | 0.48866 | N/A | 0.038092 | 0.0069343 | 191.8651 | RIM | Commercial | HVAC Retrocommissioning | HVAC tune-up | 2.6732 | 0.48866 | N/A | 0.038092 | 0.0069343 | 191.8651 | Passed
Commercial | HVAC Retrocommissioning | HVAC tune-up | 0.58725 | 0.48866 | N/A | 0.008368 | 0.0015233 | 42.1492 | RIM | Commercial | HVAC Retrocommissioning | HVAC tune-up | 0.58725 | 0.48866 | N/A | 0.008368 | 0.0015233 | 42.1492 | TRC
Commercial | HVAC Retrocommissioning | HVAC tune-up_RTU | 1.6391 | 0.48866 | N/A | 0.15571 | 0.028346 | 784.3099 | RIM | Commercial | HVAC Retrocommissioning | HVAC tune-up_RTU | 1.6391 | 0.48866 | N/A | 0.15571 | 0.028346 | 784.3099 | Passed
Commercial | HVAC Retrocommissioning | HVAC tune-up_RTU | 2.6244 | 0.70522 | N/A | 0.32885 | 0.11115 | 870.122 | RIM | Commercial | HVAC Retrocommissioning | HVAC tune-up_RTU | 2.6244 | 0.70522 | N/A | 0.32885 | 0.11115 | 870.122 | Passed
Commercial | HVAC Retrocommissioning | HVAC tune-up_RTU | 0.90547 | 0.48866 | N/A | 0.086017 | 0.015659 | 433.2607 | RIM | Commercial | HVAC Retrocommissioning | HVAC tune-up_RTU | 0.90547 | 0.48866 | N/A | 0.086017 | 0.015659 | 433.2607 | TRC
Commercial | HVAC Retrocommissioning | HVAC tune-up_RTU | 4.3735 | 0.5992 | N/A | 0.59942 | 0.072781 | 1706.6392 | RIM | Commercial | HVAC Retrocommissioning | HVAC tune-up_RTU | 4.3735 | 0.5992 | N/A | 0.59942 | 0.072781 | 1706.6392 | Passed
Commercial | HVAC Retrocommissioning | HVAC tune-up_RTU | 4.8759 | 0.70522 | N/A | 0.61098 | 0.20652 | 1616.6266 | RIM | Commercial | HVAC Retrocommissioning | HVAC tune-up_RTU | 4.8759 | 0.70522 | N/A | 0.61098 | 0.20652 | 1616.6266 | Passed
Commercial | HVAC Retrocommissioning | HVAC tune-up_RTU | 0.8854 | 0.48866 | N/A | 0.084111 | 0.015312 | 423.6594 | RIM | Commercial | HVAC Retrocommissioning | HVAC tune-up_RTU | 0.8854 | 0.48866 | N/A | 0.084111 | 0.015312 | 423.6594 | TRC
Commercial | HVAC Retrocommissioning | HVAC tune-up_RTU | 3.3201 | 0.5992 | N/A | 0.45505 | 0.055251 | 1295.5816 | RIM | Commercial | HVAC Retrocommissioning | HVAC tune-up_RTU | 3.3201 | 0.5992 | N/A | 0.45505 | 0.055251 | 1295.5816 | Passed
Commercial | HVAC Retrocommissioning | HVAC tune-up_RTU | 0.9155 | 0.48866 | N/A | 0.08697 | 0.015832 | 438.0614 | RIM | Commercial | HVAC Retrocommissioning | HVAC tune-up_RTU | 0.9155 | 0.48866 | N/A | 0.08697 | 0.015832 | 438.0614 | TRC
Commercial | HVAC Retrocommissioning | HVAC tune-up_RTU | 1.8448 | 0.48866 | N/A | 0.17525 | 0.031903 | 882.7237 | RIM | Commercial | HVAC Retrocommissioning | HVAC tune-up_RTU | 1.8448 | 0.48866 | N/A | 0.17525 | 0.031903 | 882.7237 | Passed
Commercial | HVAC Retrocommissioning | HVAC tune-up_RTU | 2.6562 | 0.48866 | N/A | 0.25233 | 0.045935 | 1270.9781 | RIM | Commercial | HVAC Retrocommissioning | HVAC tune-up_RTU | 2.6562 | 0.48866 | N/A | 0.25233 | 0.045935 | 1270.9781 | Passed
Commercial | HVAC Retrocommissioning | HVAC tune-up_RTU | 2.0818 | 0.48866 | N/A | 0.19777 | 0.036002 | 996.1396 | RIM | Commercial | HVAC Retrocommissioning | HVAC tune-up_RTU | 2.0818 | 0.48866 | N/A | 0.19777 | 0.036002 | 996.1396 | Passed
Commercial | HVAC Retrocommissioning | HVAC tune-up_RTU | 1.8097 | 0.48866 | N/A | 0.17191 | 0.031296 | 865.9214 | RIM | Commercial | HVAC Retrocommissioning | HVAC tune-up_RTU | 1.8097 | 0.48866 | N/A | 0.17191 | 0.031296 | 865.9214 | Passed
Commercial | HVAC Retrocommissioning | HVAC tune-up_RTU | 0.39755 | 0.48866 | N/A | 0.037766 | 0.006875 | 190.2267 | RIM | Commercial | HVAC Retrocommissioning | HVAC tune-up_RTU | 0.39755 | 0.48866 | N/A | 0.037766 | 0.006875 | 190.2267 | TRC
Commercial | HVAC Retrocommissioning | HVAC tune-up_RTU | 1.6391 | 0.48866 | N/A | 0.15571 | 0.028346 | 784.3099 | RIM | Commercial | HVAC Retrocommissioning | HVAC tune-up_RTU | 1.6391 | 0.48866 | N/A | 0.15571 | 0.028346 | 784.3099 | Passed
Commercial | HVAC Retrocommissioning | HVAC tune-up_RTU | 2.6244 | 0.70522 | N/A | 0.32885 | 0.11115 | 870.122 | RIM | Commercial | HVAC Retrocommissioning | HVAC tune-up_RTU | 2.6244 | 0.70522 | N/A | 0.32885 | 0.11115 | 870.122 | Passed
Commercial | HVAC Retrocommissioning | HVAC tune-up_RTU | 0.90547 | 0.48866 | N/A | 0.086017 | 0.015659 | 433.2607 | RIM | Commercial | HVAC Retrocommissioning | HVAC tune-up_RTU | 0.90547 | 0.48866 | N/A | 0.086017 | 0.015659 | 433.2607 | TRC
Commercial | HVAC Retrocommissioning | HVAC tune-up_RTU | 4.3735 | 0.5992 | N/A | 0.59942 | 0.072781 | 1706.6392 | RIM | Commercial | HVAC Retrocommissioning | HVAC tune-up_RTU | 4.3735 | 0.5992 | N/A | 0.59942 | 0.072781 | 1706.6392 | Passed
Commercial | HVAC Retrocommissioning | HVAC tune-up_RTU | 4.8759 | 0.70522 | N/A | 0.61098 | 0.20652 | 1616.6266 | RIM | Commercial | HVAC Retrocommissioning | HVAC tune-up_RTU | 4.8759 | 0.70522 | N/A | 0.61098 | 0.20652 | 1616.6266 | Passed
Commercial | HVAC Retrocommissioning | HVAC tune-up_RTU | 0.8854 | 0.48866 | N/A | 0.084111 | 0.015312 | 423.6594 | RIM | Commercial | HVAC Retrocommissioning | HVAC tune-up_RTU | 0.8854 | 0.48866 | N/A | 0.084111 | 0.015312 | 423.6594 | TRC
Commercial | HVAC Retrocommissioning | HVAC tune-up_RTU | 3.3201 | 0.5992 | N/A | 0.45505 | 0.055251 | 1295.5816 | RIM | Commercial | HVAC Retrocommissioning | HVAC tune-up_RTU | 3.3201 | 0.5992 | N/A | 0.45505 | 0.055251 | 1295.5816 | Passed
Commercial | HVAC Retrocommissioning | HVAC tune-up_RTU | 0.9155 | 0.48866 | N/A | 0.08697 | 0.015832 | 438.0614 | RIM | Commercial | HVAC Retrocommissioning | HVAC tune-up_RTU | 0.9155 | 0.48866 | N/A | 0.08697 | 0.015832 | 438.0614 | TRC
Commercial | HVAC Retrocommissioning | HVAC tune-up_RTU | 1.8448 | 0.48866 | N/A | 0.17525 | 0.031903 | 882.7237 | RIM | Commercial | HVAC Retrocommissioning | HVAC tune-up_RTU | 1.8448 | 0.48866 | N/A | 0.17525 | 0.031903 | 882.7237 | Passed
Commercial | HVAC Retrocommissioning | HVAC tune-up_RTU | 2.6562 | 0.48866 | N/A | 0.25233 | 0.045935 | 1270.9781 | RIM | Commercial | HVAC Retrocommissioning | HVAC tune-up_RTU | 2.6562 | 0.48866 | N/A | 0.25233 | 0.045935 | 1270.9781 | Passed
Commercial | HVAC Retrocommissioning | HVAC tune-up_RTU | 2.0818 | 0.48866 | N/A | 0.19777 | 0.036002 | 996.1396 | RIM | Commercial | HVAC Retrocommissioning | HVAC tune-up_RTU | 2.0818 | 0.48866 | N/A | 0.19777 | 0.036002 | 996.1396 | Passed
Commercial | HVAC Retrocommissioning | HVAC tune-up_RTU | 1.8097 | 0.48866 | N/A | 0.17191 | 0.031296 | 865.9214 | RIM | Commercial | HVAC Retrocommissioning | HVAC tune-up_RTU | 1.8097 | 0.48866 | N/A | 0.17191 | 0.031296 | 865.9214 | Passed
Commercial | HVAC Retrocommissioning | HVAC tune-up_RTU | 0.39755 | 0.48866 | N/A | 0.037766 | 0.006875 | 190.2267 | RIM | Commercial | HVAC Retrocommissioning | HVAC tune-up_RTU | 0.39755 | 0.48866 | N/A | 0.037766 | 0.006875 | 190.2267 | TRC
Residential | Energy Select | Water heater switches | 99.9 | 99.9 | N/A | 0.207 | 0.19369 | 0 | Passed | Residential | Energy Select | Water heater switches | 99.9 | 99.9 | N/A | 0.207 | 0.19369 | 0 | Passed
Residential | Energy Select | Water heater switches | 99.9 | 99.9 | N/A | 0.207 | 0.19369 | 0 | Passed | Residential | Energy Select | Water heater switches | 99.9 | 99.9 | N/A | 0.207 | 0.19369 | 0 | Passed
Residential | Energy Select | Water heater switches | 99.9 | 99.9 | N/A | 0.207 | 0.19369 | 0 | Passed | Residential | Energy Select | Water heater switches | 99.9 | 99.9 | N/A | 0.207 | 0.19369 | 0 | Passed
Residential | Energy Select | Pool pump switches | 99.9 | 99.9 | N/A | 0.76233 | 0.49487 | 0 | Passed | Residential | Energy Select | Pool pump switches | 99.9 | 99.9 | N/A | 0.76233 | 0.49487 | 0 | Passed
Residential | Energy Select | Pool pump switches | 99.9 | 99.9 | N/A | 0.76233 | 0.49487 | 0 | Passed | Residential | Energy Select | Pool pump switches | 99.9 | 99.9 | N/A | 0.76233 | 0.49487 | 0 | Passed
Residential | Energy Select | Pool pump switches | 99.9 | 99.9 | N/A | 0.76233 | 0.49487 | 0 | Passed | Residential | Energy Select | Pool pump switches | 99.9 | 99.9 | N/A | 0.76233 | 0.49487 | 0 | Passed
Residential | Energy Select | Smart thermostats - Utility Installation | 99.9 | 3.5439 | N/A | 0.7362 | 0.46271 | 264.6876 | Passed | Residential | Energy Select | Smart thermostats - Utility Installation | 99.9 | 3.5439 | N/A | 0.7362 | 0.46271 | 264.6876 | Passed
Residential | Energy Select | Smart thermostats - Utility Installation | 99.9 | 3.3785 | N/A | 0.52705 | 0.2382 | 172.12 | Passed | Residential | Energy Select | Smart thermostats - Utility Installation | 99.9 | 3.3785 | N/A | 0.52705 | 0.2382 | 172.12 | Passed
Residential | Energy Select | Smart thermostats - Utility Installation | 99.9 | 3.7721 | N/A | 0.56259 | 0.6205 | 258.92 | Passed | Residential | Energy Select | Smart thermostats - Utility Installation | 99.9 | 3.7721 | N/A | 0.56259 | 0.6205 | 258.92 | Passed

## Achievable Potential
Existing DSM Program Measures | [9 empty] | Existing DSM Program Measures
Achievable Potential - RIM | [9 empty] | Achievable Potential - TRC
Customer Class | Program Name | Measure Name | TRC | RIM | PCT | Summer (KW) | Winter (KW) | Energy (KWh) | Reason for Failure | Customer Class | Program Name | Measure Name | TRC | RIM | PCT | Summer (KW) | Winter (KW) | Energy (KWh) | Reason for Failure
Residential | Community Energy Savers | Faucet Aerator | 4.094 | 0.43767 | 38.903 | 0.0062696 | 0.013496 | 69.6077 | RIM | Residential | Community Energy Savers | Faucet Aerator | 4.094 | 0.43767 | 38.903 | 0.0062696 | 0.013496 | 69.6077 | 2 Year Payback
Residential | Community Energy Savers | Faucet Aerator | 3.8623 | 0.43767 | 30.5803 | 0.0049283 | 0.010609 | 54.7162 | RIM | Residential | Community Energy Savers | Faucet Aerator | 3.8623 | 0.43767 | 30.5803 | 0.0049283 | 0.010609 | 54.7162 | 2 Year Payback
Residential | Community Energy Savers | Faucet Aerator | 3.8541 | 0.43767 | 30.3366 | 0.004889 | 0.010524 | 54.28 | RIM | Residential | Community Energy Savers | Faucet Aerator | 3.8541 | 0.43767 | 30.3366 | 0.004889 | 0.010524 | 54.28 | 2 Year Payback
Residential | Community Energy Savers | Faucet Aerator | 3.1286 | 0.43767 | 16.2096 | 0.0026123 | 0.0056233 | 29.0032 | RIM | Residential | Community Energy Savers | Faucet Aerator | 3.1286 | 0.43767 | 16.2096 | 0.0026123 | 0.0056233 | 29.0032 | 2 Year Payback
Residential | Community Energy Savers | Faucet Aerator | 2.8185 | 0.43767 | 12.7418 | 0.0020535 | 0.0044203 | 22.7984 | RIM | Residential | Community Energy Savers | Faucet Aerator | 2.8185 | 0.43767 | 12.7418 | 0.0020535 | 0.0044203 | 22.7984 | 2 Year Payback
Residential | Community Energy Savers | Faucet Aerator | 2.808 | 0.43767 | 12.6402 | 0.0020371 | 0.0043851 | 22.6167 | RIM | Residential | Community Energy Savers | Faucet Aerator | 2.808 | 0.43767 | 12.6402 | 0.0020371 | 0.0043851 | 22.6167 | 2 Year Payback
Residential | Community Energy Savers | Low Flow Showerhead | 4.5441 | 0.43767 | 70.6602 | 0.026571 | 0.057197 | 295.0025 | RIM | Residential | Community Energy Savers | Low Flow Showerhead | 4.5441 | 0.43767 | 70.6602 | 0.026571 | 0.057197 | 295.0025 | 2 Year Payback
Residential | Community Energy Savers | Low Flow Showerhead | 4.3834 | 0.43767 | 55.5436 | 0.020887 | 0.044961 | 231.8914 | RIM | Residential | Community Energy Savers | Low Flow Showerhead | 4.3834 | 0.43767 | 55.5436 | 0.020887 | 0.044961 | 231.8914 | 2 Year Payback
Residential | Community Energy Savers | Low Flow Showerhead | 4.3776 | 0.43767 | 55.1008 | 0.02072 | 0.044602 | 230.0428 | RIM | Residential | Community Energy Savers | Low Flow Showerhead | 4.3776 | 0.43767 | 55.1008 | 0.02072 | 0.044602 | 230.0428 | 2 Year Payback
Residential | Community Energy Savers | Low Flow Showerhead | 4.5441 | 0.43767 | 70.6602 | 0.026571 | 0.057197 | 295.0025 | RIM | Residential | Community Energy Savers | Low Flow Showerhead | 4.5441 | 0.43767 | 70.6602 | 0.026571 | 0.057197 | 295.0025 | 2 Year Payback
Residential | Community Energy Savers | Low Flow Showerhead | 4.3834 | 0.43767 | 55.5436 | 0.020887 | 0.044961 | 231.8914 | RIM | Residential | Community Energy Savers | Low Flow Showerhead | 4.3834 | 0.43767 | 55.5436 | 0.020887 | 0.044961 | 231.8914 | 2 Year Payback
Residential | Community Energy Savers | Low Flow Showerhead | 4.3776 | 0.43767 | 55.1008 | 0.02072 | 0.044602 | 230.0428 | RIM | Residential | Community Energy Savers | Low Flow Showerhead | 4.3776 | 0.43767 | 55.1008 | 0.02072 | 0.044602 | 230.0428 | 2 Year Payback
Residential | Community Energy Savers | CFL-13W | 2.1337 | 0.37127 | 6.7189 | 0.00046528 | 0.00048851 | 5.2896 | RIM | Residential | Community Energy Savers | CFL-13W | 2.1337 | 0.37127 | 6.7189 | 0.00046528 | 0.00048851 | 5.2896 | Passed
Residential | Community Energy Savers | CFL-13W | 2.1337 | 0.37127 | 6.7189 | 0.00046528 | 0.00048851 | 5.2896 | RIM | Residential | Community Energy Savers | CFL-13W | 2.1337 | 0.37127 | 6.7189 | 0.00046528 | 0.00048851 | 5.2896 | Passed
Residential | Community Energy Savers | CFL-13W | 2.1337 | 0.37127 | 6.7189 | 0.00046528 | 0.00048851 | 5.2896 | RIM | Residential | Community Energy Savers | CFL-13W | 2.1337 | 0.37127 | 6.7189 | 0.00046528 | 0.00048851 | 5.2896 | Passed
Residential | Community Energy Savers | CFL-13W | 2.1337 | 0.37127 | 6.7189 | 0.00046528 | 0.00048851 | 5.2896 | RIM | Residential | Community Energy Savers | CFL-13W | 2.1337 | 0.37127 | 6.7189 | 0.00046528 | 0.00048851 | 5.2896 | Passed
Residential | Community Energy Savers | CFL-13W | 2.1337 | 0.37127 | 6.7189 | 0.00046528 | 0.00048851 | 5.2896 | RIM | Residential | Community Energy Savers | CFL-13W | 2.1337 | 0.37127 | 6.7189 | 0.00046528 | 0.00048851 | 5.2896 | Passed
Residential | Community Energy Savers | CFL-13W | 2.1337 | 0.37127 | 6.7189 | 0.00046528 | 0.00048851 | 5.2896 | RIM | Residential | Community Energy Savers | CFL-13W | 2.1337 | 0.37127 | 6.7189 | 0.00046528 | 0.00048851 | 5.2896 | Passed
Residential | Residential Building Efficiency | Energy Star Room AC | 3.2224 | 0.55343 | 13.5288 | 0.093 | 0 | 150.6455 | RIM | Residential | Residential Building Efficiency | Energy Star Room AC | 3.2224 | 0.55343 | 13.5288 | 0.093 | 0 | 150.6455 | 2 Year Payback
Residential | Residential Building Efficiency | Energy Star Room AC | 3.2224 | 0.55343 | 13.5288 | 0.093 | 0 | 150.6455 | RIM | Residential | Residential Building Efficiency | Energy Star Room AC | 3.2224 | 0.55343 | 13.5288 | 0.093 | 0 | 150.6455 | 2 Year Payback
Residential | Residential Building Efficiency | Energy Star Room AC | 3.2224 | 0.55343 | 13.5288 | 0.093 | 0 | 150.6455 | RIM | Residential | Residential Building Efficiency | Energy Star Room AC | 3.2224 | 0.55343 | 13.5288 | 0.093 | 0 | 150.6455 | 2 Year Payback
Residential | Residential Building Efficiency | Energy Star Room AC | 3.2224 | 0.55343 | 13.5288 | 0.093 | 0 | 150.6455 | RIM | Residential | Residential Building Efficiency | Energy Star Room AC | 3.2224 | 0.55343 | 13.5288 | 0.093 | 0 | 150.6455 | 2 Year Payback
Residential | Residential Building Efficiency | Energy Star Room AC | 3.2224 | 0.55343 | 13.5288 | 0.093 | 0 | 150.6455 | RIM | Residential | Residential Building Efficiency | Energy Star Room AC | 3.2224 | 0.55343 | 13.5288 | 0.093 | 0 | 150.6455 | 2 Year Payback
Residential | Residential Building Efficiency | Energy Star Room AC | 3.2224 | 0.55343 | 13.5288 | 0.093 | 0 | 150.6455 | RIM | Residential | Residential Building Efficiency | Energy Star Room AC | 3.2224 | 0.55343 | 13.5288 | 0.093 | 0 | 150.6455 | 2 Year Payback
Residential | HVAC Efficiency Improvement | Duct Repair | 2.5019 | 0.72648 | 4.8414 | 0.27758 | 0.3067 | 794.0628 | RIM | Residential | HVAC Efficiency Improvement | Duct Repair | 2.5019 | 0.72648 | 4.8414 | 0.27758 | 0.3067 | 794.0628 | Passed
Residential | HVAC Efficiency Improvement | Duct Repair | 2.012 | 0.78412 | 3.1482 | 0.13446 | 0.26586 | 516.36 | RIM | Residential | HVAC Efficiency Improvement | Duct Repair | 2.012 | 0.78412 | 3.1482 | 0.13446 | 0.26586 | 516.36 | Passed
Residential | HVAC Efficiency Improvement | Duct Repair | 2.7124 | 0.79875 | 4.7359 | 0.18468 | 0.4253 | 776.76 | RIM | Residential | HVAC Efficiency Improvement | Duct Repair | 2.7124 | 0.79875 | 4.7359 | 0.18468 | 0.4253 | 776.76 | Passed
Residential | Residential Building Efficiency | Energy Star Windows | 0.93597 | 0.55174 | 1.8484 | 0.04998 | 0.12762 | 396.8827 | RIM | Residential | Residential Building Efficiency | Energy Star Windows | 0.93597 | 0.55174 | 1.8484 | 0.04998 | 0.12762 | 396.8827 | TRC
Residential | Residential Building Efficiency | Energy Star Windows | 0.93597 | 0.55174 | 1.8484 | 0.04998 | 0.12762 | 396.8827 | RIM | Residential | Residential Building Efficiency | Energy Star Windows | 0.93597 | 0.55174 | 1.8484 | 0.04998 | 0.12762 | 396.8827 | TRC
Residential | Residential Building Efficiency | Energy Star Windows | 0.93597 | 0.55174 | 1.8484 | 0.04998 | 0.12762 | 396.8827 | RIM | Residential | Residential Building Efficiency | Energy Star Windows | 0.93597 | 0.55174 | 1.8484 | 0.04998 | 0.12762 | 396.8827 | TRC
Residential | Residential Building Efficiency | Energy Star Windows | 0.25343 | 0.3852 | 0.63236 | 0 | 0.02749 | 135.7757 | RIM | Residential | Residential Building Efficiency | Energy Star Windows | 0.25343 | 0.3852 | 0.63236 | 0 | 0.02749 | 135.7757 | TRC
Residential | Residential Building Efficiency | Energy Star Windows | 0.25343 | 0.3852 | 0.63236 | 0 | 0.02749 | 135.7757 | RIM | Residential | Residential Building Efficiency | Energy Star Windows | 0.25343 | 0.3852 | 0.63236 | 0 | 0.02749 | 135.7757 | TRC
Residential | Residential Building Efficiency | Energy Star Windows | 0.25343 | 0.3852 | 0.63236 | 0 | 0.02749 | 135.7757 | RIM | Residential | Residential Building Efficiency | Energy Star Windows | 0.25343 | 0.3852 | 0.63236 | 0 | 0.02749 | 135.7757 | TRC
Residential | Residential Building Efficiency | Energy Star Certified Roof Products | 6.8771 | 0.72648 | 0 | 0.28915 | 0.31948 | 827.1488 | RIM | Residential | Residential Building Efficiency | Energy Star Certified Roof Products | 6.8771 | 0.72648 | 0 | 0.28915 | 0.31948 | 827.1488 | 2 Year Payback
Residential | Residential Building Efficiency | Energy Star Certified Roof Products | 7.4227 | 0.78412 | 0 | 0.14006 | 0.27694 | 537.875 | RIM | Residential | Residential Building Efficiency | Energy Star Certified Roof Products | 7.4227 | 0.78412 | 0 | 0.14006 | 0.27694 | 537.875 | 2 Year Payback
Residential | Residential Building Efficiency | Energy Star Certified Roof Products | 7.5612 | 0.79875 | 0 | 0.19238 | 0.44302 | 809.125 | RIM | Residential | Residential Building Efficiency | Energy Star Certified Roof Products | 7.5612 | 0.79875 | 0 | 0.19238 | 0.44302 | 809.125 | 2 Year Payback
Residential | Residential Building Efficiency | Energy Star Certified Roof Products | 6.8771 | 0.72648 | 0 | 0.28915 | 0.31948 | 827.1488 | RIM | Residential | Residential Building Efficiency | Energy Star Certified Roof Products | 6.8771 | 0.72648 | 0 | 0.28915 | 0.31948 | 827.1488 | 2 Year Payback
Residential | Residential Building Efficiency | Energy Star Certified Roof Products | 7.4227 | 0.78412 | 0 | 0.14006 | 0.27694 | 537.875 | RIM | Residential | Residential Building Efficiency | Energy Star Certified Roof Products | 7.4227 | 0.78412 | 0 | 0.14006 | 0.27694 | 537.875 | 2 Year Payback
Residential | Residential Building Efficiency | Energy Star Certified Roof Products | 7.5612 | 0.79875 | 0 | 0.19238 | 0.44302 | 809.125 | RIM | Residential | Residential Building Efficiency | Energy Star Certified Roof Products | 7.5612 | 0.79875 | 0 | 0.19238 | 0.44302 | 809.125 | 2 Year Payback
Residential | HVAC Efficiency Improvement | Heat Pump Tune Up | 1.8735 | 0.72648 | 3.17 | 0.11566 | 0.12779 | 330.8595 | RIM | Residential | HVAC Efficiency Improvement | Heat Pump Tune Up | 1.8735 | 0.72648 | 3.17 | 0.11566 | 0.12779 | 330.8595 | Passed
Residential | HVAC Efficiency Improvement | Heat Pump Tune Up | 1.4534 | 0.78412 | 2.0613 | 0.056024 | 0.11078 | 215.15 | RIM | Residential | HVAC Efficiency Improvement | Heat Pump Tune Up | 1.4534 | 0.78412 | 2.0613 | 0.056024 | 0.11078 | 215.15 | Passed
Residential | HVAC Efficiency Improvement | Heat Pump Tune Up | 2.027 | 0.79875 | 3.1009 | 0.076952 | 0.17721 | 323.65 | RIM | Residential | HVAC Efficiency Improvement | Heat Pump Tune Up | 2.027 | 0.79875 | 3.1009 | 0.076952 | 0.17721 | 323.65 | Passed
Residential | HVAC Efficiency Improvement | Central AC Tune Up | 0.91645 | 0.55343 | 1.795 | 0.11566 | 0 | 187.352 | RIM | Residential | HVAC Efficiency Improvement | Central AC Tune Up | 0.91645 | 0.55343 | 1.795 | 0.11566 | 0 | 187.352 | TRC
Residential | HVAC Efficiency Improvement | Central AC Tune Up | 0.48792 | 0.55343 | 0.86947 | 0.056024 | 0 | 90.75 | RIM | Residential | HVAC Efficiency Improvement | Central AC Tune Up | 0.48792 | 0.55343 | 0.86947 | 0.056024 | 0 | 90.75 | TRC
Residential | HVAC Efficiency Improvement | Central AC Tune Up | 0.64765 | 0.55343 | 1.1943 | 0.076952 | 0 | 124.65 | RIM | Residential | HVAC Efficiency Improvement | Central AC Tune Up | 0.64765 | 0.55343 | 1.1943 | 0.076952 | 0 | 124.65 | TRC
Commercial | Commercial Building Efficiency | Ceiling Insulation(R19 to R38) | 0.24461 | 0.77295 | 0.31023 | 1.8973e-06 | 4.277e-05 | 0.094818 | RIM | Commercial | Commercial Building Efficiency | Ceiling Insulation(R19 to R38) | 0.24461 | 0.77295 | 0.31023 | 1.8973e-06 | 4.277e-05 | 0.094818 | TRC
Commercial | Commercial Building Efficiency | Ceiling Insulation(R19 to R38) | 0.26103 | 0.82481 | 0.31023 | 3.9215e-05 | 2.3099e-05 | 0.094818 | RIM | Commercial | Commercial Building Efficiency | Ceiling Insulation(R19 to R38) | 0.26103 | 0.82481 | 0.31023 | 3.9215e-05 | 2.3099e-05 | 0.094818 | TRC
Commercial | Commercial Building Efficiency | Ceiling Insulation(R19 to R38) | 0.28805 | 0.91019 | 0.31023 | 1.9349e-05 | 4.4252e-05 | 0.094818 | RIM | Commercial | Commercial Building Efficiency | Ceiling Insulation(R19 to R38) | 0.28805 | 0.91019 | 0.31023 | 1.9349e-05 | 4.4252e-05 | 0.094818 | TRC
Commercial | Commercial Building Efficiency | Ceiling Insulation(R19 to R38) | 0.24461 | 0.77295 | 0.31023 | 1.8973e-06 | 4.277e-05 | 0.094818 | RIM | Commercial | Commercial Building Efficiency | Ceiling Insulation(R19 to R38) | 0.24461 | 0.77295 | 0.31023 | 1.8973e-06 | 4.277e-05 | 0.094818 | TRC
Commercial | Commercial Building Efficiency | Ceiling Insulation(R19 to R38) | 0.26103 | 0.82481 | 0.31023 | 3.9215e-05 | 2.3099e-05 | 0.094818 | RIM | Commercial | Commercial Building Efficiency | Ceiling Insulation(R19 to R38) | 0.26103 | 0.82481 | 0.31023 | 3.9215e-05 | 2.3099e-05 | 0.094818 | TRC
Commercial | Commercial Building Efficiency | Ceiling Insulation(R19 to R38) | 0.24461 | 0.77295 | 0.31023 | 1.8973e-06 | 4.277e-05 | 0.094818 | RIM | Commercial | Commercial Building Efficiency | Ceiling Insulation(R19 to R38) | 0.24461 | 0.77295 | 0.31023 | 1.8973e-06 | 4.277e-05 | 0.094818 | TRC
Commercial | Commercial Building Efficiency | Ceiling Insulation(R19 to R38) | 0.26103 | 0.82481 | 0.31023 | 3.9215e-05 | 2.3099e-05 | 0.094818 | RIM | Commercial | Commercial Building Efficiency | Ceiling Insulation(R19 to R38) | 0.26103 | 0.82481 | 0.31023 | 3.9215e-05 | 2.3099e-05 | 0.094818 | TRC
Commercial | Commercial Building Efficiency | Ceiling Insulation(R19 to R38) | 0.24461 | 0.77295 | 0.31023 | 1.8973e-06 | 4.277e-05 | 0.094818 | RIM | Commercial | Commercial Building Efficiency | Ceiling Insulation(R19 to R38) | 0.24461 | 0.77295 | 0.31023 | 1.8973e-06 | 4.277e-05 | 0.094818 | TRC
Commercial | Commercial Building Efficiency | Ceiling Insulation(R19 to R38) | 0.24461 | 0.77295 | 0.31023 | 1.8973e-06 | 4.277e-05 | 0.094818 | RIM | Commercial | Commercial Building Efficiency | Ceiling Insulation(R19 to R38) | 0.24461 | 0.77295 | 0.31023 | 1.8973e-06 | 4.277e-05 | 0.094818 | TRC
Commercial | Commercial Building Efficiency | Ceiling Insulation(R19 to R38) | 0.28805 | 0.91019 | 0.31023 | 1.9349e-05 | 4.4252e-05 | 0.094818 | RIM | Commercial | Commercial Building Efficiency | Ceiling Insulation(R19 to R38) | 0.28805 | 0.91019 | 0.31023 | 1.9349e-05 | 4.4252e-05 | 0.094818 | TRC
Commercial | Commercial Building Efficiency | Ceiling Insulation(R19 to R38) | 0.28805 | 0.91019 | 0.31023 | 1.9349e-05 | 4.4252e-05 | 0.094818 | RIM | Commercial | Commercial Building Efficiency | Ceiling Insulation(R19 to R38) | 0.28805 | 0.91019 | 0.31023 | 1.9349e-05 | 4.4252e-05 | 0.094818 | TRC
Commercial | Commercial Building Efficiency | Ceiling Insulation(R19 to R38) | 0.24461 | 0.77295 | 0.31023 | 1.8973e-06 | 4.277e-05 | 0.094818 | RIM | Commercial | Commercial Building Efficiency | Ceiling Insulation(R19 to R38) | 0.24461 | 0.77295 | 0.31023 | 1.8973e-06 | 4.277e-05 | 0.094818 | TRC
Commercial | Commercial Building Efficiency | Ceiling Insulation(R19 to R38) | 0.18524 | 0.58533 | 0.31023 | 1.076e-05 | 1.9198e-05 | 0.094818 | RIM | Commercial | Commercial Building Efficiency | Ceiling Insulation(R19 to R38) | 0.18524 | 0.58533 | 0.31023 | 1.076e-05 | 1.9198e-05 | 0.094818 | TRC
Commercial | Commercial Building Efficiency | Ceiling Insulation(R19 to R38) | 0.24309 | 0.77295 | 0.30828 | 1.8854e-06 | 4.2502e-05 | 0.094223 | RIM | Commercial | Commercial Building Efficiency | Ceiling Insulation(R19 to R38) | 0.24309 | 0.77295 | 0.30828 | 1.8854e-06 | 4.2502e-05 | 0.094223 | TRC
Commercial | Commercial Building Efficiency | Ceiling Insulation(R19 to R38) | 0.2594 | 0.82481 | 0.30828 | 3.8969e-05 | 2.2954e-05 | 0.094223 | RIM | Commercial | Commercial Building Efficiency | Ceiling Insulation(R19 to R38) | 0.2594 | 0.82481 | 0.30828 | 3.8969e-05 | 2.2954e-05 | 0.094223 | TRC
Commercial | Commercial Building Efficiency | Ceiling Insulation(R19 to R38) | 0.28626 | 0.91019 | 0.30828 | 1.9228e-05 | 4.3974e-05 | 0.094223 | RIM | Commercial | Commercial Building Efficiency | Ceiling Insulation(R19 to R38) | 0.28626 | 0.91019 | 0.30828 | 1.9228e-05 | 4.3974e-05 | 0.094223 | TRC
Commercial | Commercial Building Efficiency | Ceiling Insulation(R19 to R38) | 0.24309 | 0.77295 | 0.30828 | 1.8854e-06 | 4.2502e-05 | 0.094223 | RIM | Commercial | Commercial Building Efficiency | Ceiling Insulation(R19 to R38) | 0.24309 | 0.77295 | 0.30828 | 1.8854e-06 | 4.2502e-05 | 0.094223 | TRC
Commercial | Commercial Building Efficiency | Ceiling Insulation(R19 to R38) | 0.2594 | 0.82481 | 0.30828 | 3.8969e-05 | 2.2954e-05 | 0.094223 | RIM | Commercial | Commercial Building Efficiency | Ceiling Insulation(R19 to R38) | 0.2594 | 0.82481 | 0.30828 | 3.8969e-05 | 2.2954e-05 | 0.094223 | TRC
Commercial | Commercial Building Efficiency | Ceiling Insulation(R19 to R38) | 0.24309 | 0.77295 | 0.30828 | 1.8854e-06 | 4.2502e-05 | 0.094223 | RIM | Commercial | Commercial Building Efficiency | Ceiling Insulation(R19 to R38) | 0.24309 | 0.77295 | 0.30828 | 1.8854e-06 | 4.2502e-05 | 0.094223 | TRC
Commercial | Commercial Building Efficiency | Ceiling Insulation(R19 to R38) | 0.2594 | 0.82481 | 0.30828 | 3.8969e-05 | 2.2954e-05 | 0.094223 | RIM | Commercial | Commercial Building Efficiency | Ceiling Insulation(R19 to R38) | 0.2594 | 0.82481 | 0.30828 | 3.8969e-05 | 2.2954e-05 | 0.094223 | TRC
Commercial | Commercial Building Efficiency | Ceiling Insulation(R19 to R38) | 0.24309 | 0.77295 | 0.30828 | 1.8854e-06 | 4.2502e-05 | 0.094223 | RIM | Commercial | Commercial Building Efficiency | Ceiling Insulation(R19 to R38) | 0.24309 | 0.77295 | 0.30828 | 1.8854e-06 | 4.2502e-05 | 0.094223 | TRC
Commercial | Commercial Building Efficiency | Ceiling Insulation(R19 to R38) | 0.24309 | 0.77295 | 0.30828 | 1.8854e-06 | 4.2502e-05 | 0.094223 | RIM | Commercial | Commercial Building Efficiency | Ceiling Insulation(R19 to R38) | 0.24309 | 0.77295 | 0.30828 | 1.8854e-06 | 4.2502e-05 | 0.094223 | TRC
Commercial | Commercial Building Efficiency | Ceiling Insulation(R19 to R38) | 0.28626 | 0.91019 | 0.30828 | 1.9228e-05 | 4.3974e-05 | 0.094223 | RIM | Commercial | Commercial Building Efficiency | Ceiling Insulation(R19 to R38) | 0.28626 | 0.91019 | 0.30828 | 1.9228e-05 | 4.3974e-05 | 0.094223 | TRC
Commercial | Commercial Building Efficiency | Ceiling Insulation(R19 to R38) | 0.28626 | 0.91019 | 0.30828 | 1.9228e-05 | 4.3974e-05 | 0.094223 | RIM | Commercial | Commercial Building Efficiency | Ceiling Insulation(R19 to R38) | 0.28626 | 0.91019 | 0.30828 | 1.9228e-05 | 4.3974e-05 | 0.094223 | TRC
Commercial | Commercial Building Efficiency | Ceiling Insulation(R19 to R38) | 0.24309 | 0.77295 | 0.30828 | 1.8854e-06 | 4.2502e-05 | 0.094223 | RIM | Commercial | Commercial Building Efficiency | Ceiling Insulation(R19 to R38) | 0.24309 | 0.77295 | 0.30828 | 1.8854e-06 | 4.2502e-05 | 0.094223 | TRC
Commercial | Commercial Building Efficiency | Ceiling Insulation(R19 to R38) | 0.18409 | 0.58533 | 0.30828 | 1.0692e-05 | 1.9077e-05 | 0.094223 | RIM | Commercial | Commercial Building Efficiency | Ceiling Insulation(R19 to R38) | 0.18409 | 0.58533 | 0.30828 | 1.0692e-05 | 1.9077e-05 | 0.094223 | TRC
Commercial | Commercial Building Efficiency | Geothermal Heat Pump | 0.089548 | 0.92264 | 0.094543 | 1.3254 | 1.018 | 3082.1028 | RIM | Commercial | Commercial Building Efficiency | Geothermal Heat Pump | 0.089548 | 0.92264 | 0.094543 | 1.3254 | 1.018 | 3082.1028 | TRC
Commercial | Commercial Building Efficiency | Geothermal Heat Pump | 0.063328 | 0.58844 | 0.10487 | 0.60103 | 0.56244 | 3418.6395 | RIM | Commercial | Commercial Building Efficiency | Geothermal Heat Pump | 0.063328 | 0.58844 | 0.10487 | 0.60103 | 0.56244 | 3418.6395 | TRC
Commercial | Commercial Building Efficiency | Geothermal Heat Pump | 0.049739 | 0.92264 | 0.052449 | 0.7353 | 0.56477 | 1709.8289 | RIM | Commercial | Commercial Building Efficiency | Geothermal Heat Pump | 0.049739 | 0.92264 | 0.052449 | 0.7353 | 0.56477 | 1709.8289 | TRC
Commercial | Commercial Building Efficiency | Geothermal Heat Pump | 0.19411 | 0.92264 | 0.20561 | 2.8825 | 2.214 | 6702.8082 | RIM | Commercial | Commercial Building Efficiency | Geothermal Heat Pump | 0.19411 | 0.92264 | 0.20561 | 2.8825 | 2.214 | 6702.8082 | TRC
Commercial | Commercial Building Efficiency | Geothermal Heat Pump | 0.11734 | 0.58844 | 0.19482 | 1.1166 | 1.0449 | 6351.1378 | RIM | Commercial | Commercial Building Efficiency | Geothermal Heat Pump | 0.11734 | 0.58844 | 0.19482 | 1.1166 | 1.0449 | 6351.1378 | TRC
Commercial | Commercial Building Efficiency | Geothermal Heat Pump | 0.048492 | 0.92264 | 0.051132 | 0.71685 | 0.5506 | 1666.9131 | RIM | Commercial | Commercial Building Efficiency | Geothermal Heat Pump | 0.048492 | 0.92264 | 0.051132 | 0.71685 | 0.5506 | 1666.9131 | TRC
Commercial | Commercial Building Efficiency | Geothermal Heat Pump | 0.14755 | 0.92264 | 0.15606 | 2.1879 | 1.6805 | 5087.5501 | RIM | Commercial | Commercial Building Efficiency | Geothermal Heat Pump | 0.14755 | 0.92264 | 0.15606 | 2.1879 | 1.6805 | 5087.5501 | TRC
Commercial | Commercial Building Efficiency | Geothermal Heat Pump | 0.050075 | 0.92264 | 0.052804 | 0.74028 | 0.5686 | 1721.4094 | RIM | Commercial | Commercial Building Efficiency | Geothermal Heat Pump | 0.050075 | 0.92264 | 0.052804 | 0.74028 | 0.5686 | 1721.4094 | TRC
Commercial | Commercial Building Efficiency | Geothermal Heat Pump | 0.10065 | 0.92264 | 0.1063 | 1.4903 | 1.1447 | 3465.48 | RIM | Commercial | Commercial Building Efficiency | Geothermal Heat Pump | 0.10065 | 0.92264 | 0.1063 | 1.4903 | 1.1447 | 3465.48 | TRC
Commercial | Commercial Building Efficiency | Geothermal Heat Pump | 0.14523 | 0.92264 | 0.1536 | 2.1534 | 1.654 | 5007.3906 | RIM | Commercial | Commercial Building Efficiency | Geothermal Heat Pump | 0.14523 | 0.92264 | 0.1536 | 2.1534 | 1.654 | 5007.3906 | TRC
Commercial | Commercial Building Efficiency | Geothermal Heat Pump | 0.11383 | 0.92264 | 0.12028 | 1.6862 | 1.2951 | 3920.9945 | RIM | Commercial | Commercial Building Efficiency | Geothermal Heat Pump | 0.11383 | 0.92264 | 0.12028 | 1.6862 | 1.2951 | 3920.9945 | TRC
Commercial | Commercial Building Efficiency | Geothermal Heat Pump | 0.099021 | 0.92264 | 0.10458 | 1.4661 | 1.1261 | 3409.1643 | RIM | Commercial | Commercial Building Efficiency | Geothermal Heat Pump | 0.099021 | 0.92264 | 0.10458 | 1.4661 | 1.1261 | 3409.1643 | TRC
Commercial | Commercial Building Efficiency | Geothermal Heat Pump | 0.021821 | 0.92264 | 0.022989 | 0.3223 | 0.24755 | 749.4538 | RIM | Commercial | Commercial Building Efficiency | Geothermal Heat Pump | 0.021821 | 0.92264 | 0.022989 | 0.3223 | 0.24755 | 749.4538 | TRC
Commercial | Commercial Building Efficiency | Geothermal Heat Pump | 0.089548 | 0.92264 | 0.094543 | 1.3254 | 1.018 | 3082.1028 | RIM | Commercial | Commercial Building Efficiency | Geothermal Heat Pump | 0.089548 | 0.92264 | 0.094543 | 1.3254 | 1.018 | 3082.1028 | TRC
Commercial | Commercial Building Efficiency | Geothermal Heat Pump | 0.063328 | 0.58844 | 0.10487 | 0.60103 | 0.56244 | 3418.6395 | RIM | Commercial | Commercial Building Efficiency | Geothermal Heat Pump | 0.063328 | 0.58844 | 0.10487 | 0.60103 | 0.56244 | 3418.6395 | TRC
Commercial | Commercial Building Efficiency | Geothermal Heat Pump | 0.049739 | 0.92264 | 0.052449 | 0.7353 | 0.56477 | 1709.8289 | RIM | Commercial | Commercial Building Efficiency | Geothermal Heat Pump | 0.049739 | 0.92264 | 0.052449 | 0.7353 | 0.56477 | 1709.8289 | TRC
Commercial | Commercial Building Efficiency | Geothermal Heat Pump | 0.19411 | 0.92264 | 0.20561 | 2.8825 | 2.214 | 6702.8082 | RIM | Commercial | Commercial Building Efficiency | Geothermal Heat Pump | 0.19411 | 0.92264 | 0.20561 | 2.8825 | 2.214 | 6702.8082 | TRC
Commercial | Commercial Building Efficiency | Geothermal Heat Pump | 0.11734 | 0.58844 | 0.19482 | 1.1166 | 1.0449 | 6351.1378 | RIM | Commercial | Commercial Building Efficiency | Geothermal Heat Pump | 0.11734 | 0.58844 | 0.19482 | 1.1166 | 1.0449 | 6351.1378 | TRC
Commercial | Commercial Building Efficiency | Geothermal Heat Pump | 0.048492 | 0.92264 | 0.051132 | 0.71685 | 0.5506 | 1666.9131 | RIM | Commercial | Commercial Building Efficiency | Geothermal Heat Pump | 0.048492 | 0.92264 | 0.051132 | 0.71685 | 0.5506 | 1666.9131 | TRC
Commercial | Commercial Building Efficiency | Geothermal Heat Pump | 0.14755 | 0.92264 | 0.15606 | 2.1879 | 1.6805 | 5087.5501 | RIM | Commercial | Commercial Building Efficiency | Geothermal Heat Pump | 0.14755 | 0.92264 | 0.15606 | 2.1879 | 1.6805 | 5087.5501 | TRC
Commercial | Commercial Building Efficiency | Geothermal Heat Pump | 0.050075 | 0.92264 | 0.052804 | 0.74028 | 0.5686 | 1721.4094 | RIM | Commercial | Commercial Building Efficiency | Geothermal Heat Pump | 0.050075 | 0.92264 | 0.052804 | 0.74028 | 0.5686 | 1721.4094 | TRC
Commercial | Commercial Building Efficiency | Geothermal Heat Pump | 0.10065 | 0.92264 | 0.1063 | 1.4903 | 1.1447 | 3465.48 | RIM | Commercial | Commercial Building Efficiency | Geothermal Heat Pump | 0.10065 | 0.92264 | 0.1063 | 1.4903 | 1.1447 | 3465.48 | TRC
Commercial | Commercial Building Efficiency | Geothermal Heat Pump | 0.14523 | 0.92264 | 0.1536 | 2.1534 | 1.654 | 5007.3906 | RIM | Commercial | Commercial Building Efficiency | Geothermal Heat Pump | 0.14523 | 0.92264 | 0.1536 | 2.1534 | 1.654 | 5007.3906 | TRC
Commercial | Commercial Building Efficiency | Geothermal Heat Pump | 0.11383 | 0.92264 | 0.12028 | 1.6862 | 1.2951 | 3920.9945 | RIM | Commercial | Commercial Building Efficiency | Geothermal Heat Pump | 0.11383 | 0.92264 | 0.12028 | 1.6862 | 1.2951 | 3920.9945 | TRC
Commercial | Commercial Building Efficiency | Geothermal Heat Pump | 0.099021 | 0.92264 | 0.10458 | 1.4661 | 1.1261 | 3409.1643 | RIM | Commercial | Commercial Building Efficiency | Geothermal Heat Pump | 0.099021 | 0.92264 | 0.10458 | 1.4661 | 1.1261 | 3409.1643 | TRC
Commercial | Commercial Building Efficiency | Geothermal Heat Pump | 0.021821 | 0.92264 | 0.022989 | 0.3223 | 0.24755 | 749.4538 | RIM | Commercial | Commercial Building Efficiency | Geothermal Heat Pump | 0.021821 | 0.92264 | 0.022989 | 0.3223 | 0.24755 | 749.4538 | TRC
Commercial | Commercial Building Efficiency | Roof Insulation | 0.43127 | 0.77295 | 0.55079 | 5.0069e-06 | 0.00011287 | 0.25021 | RIM | Commercial | Commercial Building Efficiency | Roof Insulation | 0.43127 | 0.77295 | 0.55079 | 5.0069e-06 | 0.00011287 | 0.25021 | TRC
Commercial | Commercial Building Efficiency | Roof Insulation | 0.46021 | 0.82481 | 0.55079 | 0.00010348 | 6.0955e-05 | 0.25021 | RIM | Commercial | Commercial Building Efficiency | Roof Insulation | 0.46021 | 0.82481 | 0.55079 | 0.00010348 | 6.0955e-05 | 0.25021 | TRC
Commercial | Commercial Building Efficiency | Roof Insulation | 0.50785 | 0.91019 | 0.55079 | 5.1061e-05 | 0.00011677 | 0.25021 | RIM | Commercial | Commercial Building Efficiency | Roof Insulation | 0.50785 | 0.91019 | 0.55079 | 5.1061e-05 | 0.00011677 | 0.25021 | TRC
Commercial | Commercial Building Efficiency | Roof Insulation | 0.43127 | 0.77295 | 0.55079 | 5.0069e-06 | 0.00011287 | 0.25021 | RIM | Commercial | Commercial Building Efficiency | Roof Insulation | 0.43127 | 0.77295 | 0.55079 | 5.0069e-06 | 0.00011287 | 0.25021 | TRC
Commercial | Commercial Building Efficiency | Roof Insulation | 0.46021 | 0.82481 | 0.55079 | 0.00010348 | 6.0955e-05 | 0.25021 | RIM | Commercial | Commercial Building Efficiency | Roof Insulation | 0.46021 | 0.82481 | 0.55079 | 0.00010348 | 6.0955e-05 | 0.25021 | TRC
Commercial | Commercial Building Efficiency | Roof Insulation | 0.43127 | 0.77295 | 0.55079 | 5.0069e-06 | 0.00011287 | 0.25021 | RIM | Commercial | Commercial Building Efficiency | Roof Insulation | 0.43127 | 0.77295 | 0.55079 | 5.0069e-06 | 0.00011287 | 0.25021 | TRC
Commercial | Commercial Building Efficiency | Roof Insulation | 0.46021 | 0.82481 | 0.55079 | 0.00010348 | 6.0955e-05 | 0.25021 | RIM | Commercial | Commercial Building Efficiency | Roof Insulation | 0.46021 | 0.82481 | 0.55079 | 0.00010348 | 6.0955e-05 | 0.25021 | TRC
Commercial | Commercial Building Efficiency | Roof Insulation | 0.43127 | 0.77295 | 0.55079 | 5.0069e-06 | 0.00011287 | 0.25021 | RIM | Commercial | Commercial Building Efficiency | Roof Insulation | 0.43127 | 0.77295 | 0.55079 | 5.0069e-06 | 0.00011287 | 0.25021 | TRC
Commercial | Commercial Building Efficiency | Roof Insulation | 0.43127 | 0.77295 | 0.55079 | 5.0069e-06 | 0.00011287 | 0.25021 | RIM | Commercial | Commercial Building Efficiency | Roof Insulation | 0.43127 | 0.77295 | 0.55079 | 5.0069e-06 | 0.00011287 | 0.25021 | TRC
Commercial | Commercial Building Efficiency | Roof Insulation | 0.50785 | 0.91019 | 0.55079 | 5.1061e-05 | 0.00011677 | 0.25021 | RIM | Commercial | Commercial Building Efficiency | Roof Insulation | 0.50785 | 0.91019 | 0.55079 | 5.1061e-05 | 0.00011677 | 0.25021 | TRC
Commercial | Commercial Building Efficiency | Roof Insulation | 0.50785 | 0.91019 | 0.55079 | 5.1061e-05 | 0.00011677 | 0.25021 | RIM | Commercial | Commercial Building Efficiency | Roof Insulation | 0.50785 | 0.91019 | 0.55079 | 5.1061e-05 | 0.00011677 | 0.25021 | TRC
Commercial | Commercial Building Efficiency | Roof Insulation | 0.43127 | 0.77295 | 0.55079 | 5.0069e-06 | 0.00011287 | 0.25021 | RIM | Commercial | Commercial Building Efficiency | Roof Insulation | 0.43127 | 0.77295 | 0.55079 | 5.0069e-06 | 0.00011287 | 0.25021 | TRC
Commercial | Commercial Building Efficiency | Roof Insulation | 0.32659 | 0.58533 | 0.55079 | 2.8393e-05 | 5.0661e-05 | 0.25021 | RIM | Commercial | Commercial Building Efficiency | Roof Insulation | 0.32659 | 0.58533 | 0.55079 | 2.8393e-05 | 5.0661e-05 | 0.25021 | TRC
Commercial | Commercial Building Efficiency | Roof Insulation | 0.21602 | 0.77295 | 0.27367 | 2.4877e-06 | 5.6079e-05 | 0.12432 | RIM | Commercial | Commercial Building Efficiency | Roof Insulation | 0.21602 | 0.77295 | 0.27367 | 2.4877e-06 | 5.6079e-05 | 0.12432 | TRC
Commercial | Commercial Building Efficiency | Roof Insulation | 0.23051 | 0.82481 | 0.27367 | 5.1417e-05 | 3.0286e-05 | 0.12432 | RIM | Commercial | Commercial Building Efficiency | Roof Insulation | 0.23051 | 0.82481 | 0.27367 | 5.1417e-05 | 3.0286e-05 | 0.12432 | TRC
Commercial | Commercial Building Efficiency | Roof Insulation | 0.25437 | 0.91019 | 0.27367 | 2.537e-05 | 5.8021e-05 | 0.12432 | RIM | Commercial | Commercial Building Efficiency | Roof Insulation | 0.25437 | 0.91019 | 0.27367 | 2.537e-05 | 5.8021e-05 | 0.12432 | TRC
Commercial | Commercial Building Efficiency | Roof Insulation | 0.21602 | 0.77295 | 0.27367 | 2.4877e-06 | 5.6079e-05 | 0.12432 | RIM | Commercial | Commercial Building Efficiency | Roof Insulation | 0.21602 | 0.77295 | 0.27367 | 2.4877e-06 | 5.6079e-05 | 0.12432 | TRC
Commercial | Commercial Building Efficiency | Roof Insulation | 0.23051 | 0.82481 | 0.27367 | 5.1417e-05 | 3.0286e-05 | 0.12432 | RIM | Commercial | Commercial Building Efficiency | Roof Insulation | 0.23051 | 0.82481 | 0.27367 | 5.1417e-05 | 3.0286e-05 | 0.12432 | TRC
Commercial | Commercial Building Efficiency | Roof Insulation | 0.21602 | 0.77295 | 0.27367 | 2.4877e-06 | 5.6079e-05 | 0.12432 | RIM | Commercial | Commercial Building Efficiency | Roof Insulation | 0.21602 | 0.77295 | 0.27367 | 2.4877e-06 | 5.6079e-05 | 0.12432 | TRC
Commercial | Commercial Building Efficiency | Roof Insulation | 0.23051 | 0.82481 | 0.27367 | 5.1417e-05 | 3.0286e-05 | 0.12432 | RIM | Commercial | Commercial Building Efficiency | Roof Insulation | 0.23051 | 0.82481 | 0.27367 | 5.1417e-05 | 3.0286e-05 | 0.12432 | TRC
Commercial | Commercial Building Efficiency | Roof Insulation | 0.21602 | 0.77295 | 0.27367 | 2.4877e-06 | 5.6079e-05 | 0.12432 | RIM | Commercial | Commercial Building Efficiency | Roof Insulation | 0.21602 | 0.77295 | 0.27367 | 2.4877e-06 | 5.6079e-05 | 0.12432 | TRC
Commercial | Commercial Building Efficiency | Roof Insulation | 0.21602 | 0.77295 | 0.27367 | 2.4877e-06 | 5.6079e-05 | 0.12432 | RIM | Commercial | Commercial Building Efficiency | Roof Insulation | 0.21602 | 0.77295 | 0.27367 | 2.4877e-06 | 5.6079e-05 | 0.12432 | TRC
Commercial | Commercial Building Efficiency | Roof Insulation | 0.25437 | 0.91019 | 0.27367 | 2.537e-05 | 5.8021e-05 | 0.12432 | RIM | Commercial | Commercial Building Efficiency | Roof Insulation | 0.25437 | 0.91019 | 0.27367 | 2.537e-05 | 5.8021e-05 | 0.12432 | TRC
Commercial | Commercial Building Efficiency | Roof Insulation | 0.25437 | 0.91019 | 0.27367 | 2.537e-05 | 5.8021e-05 | 0.12432 | RIM | Commercial | Commercial Building Efficiency | Roof Insulation | 0.25437 | 0.91019 | 0.27367 | 2.537e-05 | 5.8021e-05 | 0.12432 | TRC
Commercial | Commercial Building Efficiency | Roof Insulation | 0.21602 | 0.77295 | 0.27367 | 2.4877e-06 | 5.6079e-05 | 0.12432 | RIM | Commercial | Commercial Building Efficiency | Roof Insulation | 0.21602 | 0.77295 | 0.27367 | 2.4877e-06 | 5.6079e-05 | 0.12432 | TRC
Commercial | Commercial Building Efficiency | Roof Insulation | 0.16358 | 0.58533 | 0.27367 | 1.4108e-05 | 2.5171e-05 | 0.12432 | RIM | Commercial | Commercial Building Efficiency | Roof Insulation | 0.16358 | 0.58533 | 0.27367 | 1.4108e-05 | 2.5171e-05 | 0.12432 | TRC
Commercial | HVAC Retrocommissioning | HVAC tune-up | 2.113 | 0.47468 | 4.9549 | 0.034502 | 0.0062807 | 173.7822 | RIM | Commercial | HVAC Retrocommissioning | HVAC tune-up | 2.113 | 0.47468 | 4.9549 | 0.034502 | 0.0062807 | 173.7822 | Passed
Commercial | HVAC Retrocommissioning | HVAC tune-up | 3.3366 | 0.68505 | 5.497 | 0.072865 | 0.024629 | 192.7958 | RIM | Commercial | HVAC Retrocommissioning | HVAC tune-up | 3.3366 | 0.68505 | 5.497 | 0.072865 | 0.024629 | 192.7958 | Passed
Commercial | HVAC Retrocommissioning | HVAC tune-up | 1.2378 | 0.47468 | 2.7371 | 0.019059 | 0.0034695 | 95.999 | RIM | Commercial | HVAC Retrocommissioning | HVAC tune-up | 1.2378 | 0.47468 | 2.7371 | 0.019059 | 0.0034695 | 95.999 | Passed
Commercial | HVAC Retrocommissioning | HVAC tune-up | 4.9038 | 0.58206 | 10.7817 | 0.13282 | 0.016126 | 378.1457 | RIM | Commercial | HVAC Retrocommissioning | HVAC tune-up | 4.9038 | 0.58206 | 10.7817 | 0.13282 | 0.016126 | 378.1457 | 2 Year Payback
Commercial | HVAC Retrocommissioning | HVAC tune-up | 5.5374 | 0.68505 | 10.213 | 0.13538 | 0.045758 | 358.2013 | RIM | Commercial | HVAC Retrocommissioning | HVAC tune-up | 5.5374 | 0.68505 | 10.213 | 0.13538 | 0.045758 | 358.2013 | 2 Year Payback
Commercial | HVAC Retrocommissioning | HVAC tune-up | 1.2123 | 0.47468 | 2.6765 | 0.018637 | 0.0033926 | 93.8716 | RIM | Commercial | HVAC Retrocommissioning | HVAC tune-up | 1.2123 | 0.47468 | 2.6765 | 0.018637 | 0.0033926 | 93.8716 | Passed
Commercial | HVAC Retrocommissioning | HVAC tune-up | 3.952 | 0.58206 | 8.1848 | 0.10083 | 0.012242 | 287.0663 | RIM | Commercial | HVAC Retrocommissioning | HVAC tune-up | 3.952 | 0.58206 | 8.1848 | 0.10083 | 0.012242 | 287.0663 | 2 Year Payback
Commercial | HVAC Retrocommissioning | HVAC tune-up | 1.2505 | 0.47468 | 2.7675 | 0.01927 | 0.003508 | 97.0627 | RIM | Commercial | HVAC Retrocommissioning | HVAC tune-up | 1.2505 | 0.47468 | 2.7675 | 0.01927 | 0.003508 | 97.0627 | Passed
Commercial | HVAC Retrocommissioning | HVAC tune-up | 2.3407 | 0.47468 | 5.5766 | 0.038831 | 0.0070688 | 195.588 | RIM | Commercial | HVAC Retrocommissioning | HVAC tune-up | 2.3407 | 0.47468 | 5.5766 | 0.038831 | 0.0070688 | 195.588 | Passed
Commercial | HVAC Retrocommissioning | HVAC tune-up | 3.1734 | 0.47468 | 8.0294 | 0.05591 | 0.010178 | 281.6148 | RIM | Commercial | HVAC Retrocommissioning | HVAC tune-up | 3.1734 | 0.47468 | 8.0294 | 0.05591 | 0.010178 | 281.6148 | 2 Year Payback
Commercial | HVAC Retrocommissioning | HVAC tune-up | 2.5945 | 0.47468 | 6.2931 | 0.04382 | 0.007977 | 220.718 | RIM | Commercial | HVAC Retrocommissioning | HVAC tune-up | 2.5945 | 0.47468 | 6.2931 | 0.04382 | 0.007977 | 220.718 | Passed
Commercial | HVAC Retrocommissioning | HVAC tune-up | 2.3024 | 0.47468 | 5.4705 | 0.038092 | 0.0069343 | 191.8651 | RIM | Commercial | HVAC Retrocommissioning | HVAC tune-up | 2.3024 | 0.47468 | 5.4705 | 0.038092 | 0.0069343 | 191.8651 | Passed
Commercial | HVAC Retrocommissioning | HVAC tune-up | 0.56718 | 0.47468 | 1.2018 | 0.008368 | 0.0015233 | 42.1492 | RIM | Commercial | HVAC Retrocommissioning | HVAC tune-up | 0.56718 | 0.47468 | 1.2018 | 0.008368 | 0.0015233 | 42.1492 | TRC
Commercial | HVAC Retrocommissioning | HVAC tune-up | 2.113 | 0.47468 | 4.9549 | 0.034502 | 0.0062807 | 173.7822 | RIM | Commercial | HVAC Retrocommissioning | HVAC tune-up | 2.113 | 0.47468 | 4.9549 | 0.034502 | 0.0062807 | 173.7822 | Passed
Commercial | HVAC Retrocommissioning | HVAC tune-up | 3.3366 | 0.68505 | 5.497 | 0.072865 | 0.024629 | 192.7958 | RIM | Commercial | HVAC Retrocommissioning | HVAC tune-up | 3.3366 | 0.68505 | 5.497 | 0.072865 | 0.024629 | 192.7958 | Passed
Commercial | HVAC Retrocommissioning | HVAC tune-up | 1.2378 | 0.47468 | 2.7371 | 0.019059 | 0.0034695 | 95.999 | RIM | Commercial | HVAC Retrocommissioning | HVAC tune-up | 1.2378 | 0.47468 | 2.7371 | 0.019059 | 0.0034695 | 95.999 | Passed
Commercial | HVAC Retrocommissioning | HVAC tune-up | 4.9038 | 0.58206 | 10.7817 | 0.13282 | 0.016126 | 378.1457 | RIM | Commercial | HVAC Retrocommissioning | HVAC tune-up | 4.9038 | 0.58206 | 10.7817 | 0.13282 | 0.016126 | 378.1457 | 2 Year Payback
Commercial | HVAC Retrocommissioning | HVAC tune-up | 5.5374 | 0.68505 | 10.213 | 0.13538 | 0.045758 | 358.2013 | RIM | Commercial | HVAC Retrocommissioning | HVAC tune-up | 5.5374 | 0.68505 | 10.213 | 0.13538 | 0.045758 | 358.2013 | 2 Year Payback
Commercial | HVAC Retrocommissioning | HVAC tune-up | 1.2123 | 0.47468 | 2.6765 | 0.018637 | 0.0033926 | 93.8716 | RIM | Commercial | HVAC Retrocommissioning | HVAC tune-up | 1.2123 | 0.47468 | 2.6765 | 0.018637 | 0.0033926 | 93.8716 | Passed
Commercial | HVAC Retrocommissioning | HVAC tune-up | 3.952 | 0.58206 | 8.1848 | 0.10083 | 0.012242 | 287.0663 | RIM | Commercial | HVAC Retrocommissioning | HVAC tune-up | 3.952 | 0.58206 | 8.1848 | 0.10083 | 0.012242 | 287.0663 | 2 Year Payback
Commercial | HVAC Retrocommissioning | HVAC tune-up | 1.2505 | 0.47468 | 2.7675 | 0.01927 | 0.003508 | 97.0627 | RIM | Commercial | HVAC Retrocommissioning | HVAC tune-up | 1.2505 | 0.47468 | 2.7675 | 0.01927 | 0.003508 | 97.0627 | Passed
Commercial | HVAC Retrocommissioning | HVAC tune-up | 2.3407 | 0.47468 | 5.5766 | 0.038831 | 0.0070688 | 195.588 | RIM | Commercial | HVAC Retrocommissioning | HVAC tune-up | 2.3407 | 0.47468 | 5.5766 | 0.038831 | 0.0070688 | 195.588 | Passed
Commercial | HVAC Retrocommissioning | HVAC tune-up | 3.1734 | 0.47468 | 8.0294 | 0.05591 | 0.010178 | 281.6148 | RIM | Commercial | HVAC Retrocommissioning | HVAC tune-up | 3.1734 | 0.47468 | 8.0294 | 0.05591 | 0.010178 | 281.6148 | 2 Year Payback
Commercial | HVAC Retrocommissioning | HVAC tune-up | 2.5945 | 0.47468 | 6.2931 | 0.04382 | 0.007977 | 220.718 | RIM | Commercial | HVAC Retrocommissioning | HVAC tune-up | 2.5945 | 0.47468 | 6.2931 | 0.04382 | 0.007977 | 220.718 | Passed
Commercial | HVAC Retrocommissioning | HVAC tune-up | 2.3024 | 0.47468 | 5.4705 | 0.038092 | 0.0069343 | 191.8651 | RIM | Commercial | HVAC Retrocommissioning | HVAC tune-up | 2.3024 | 0.47468 | 5.4705 | 0.038092 | 0.0069343 | 191.8651 | Passed
Commercial | HVAC Retrocommissioning | HVAC tune-up | 0.56718 | 0.47468 | 1.2018 | 0.008368 | 0.0015233 | 42.1492 | RIM | Commercial | HVAC Retrocommissioning | HVAC tune-up | 0.56718 | 0.47468 | 1.2018 | 0.008368 | 0.0015233 | 42.1492 | TRC
Commercial | HVAC Retrocommissioning | HVAC tune-up_RTU | 1.4918 | 0.47468 | 3.3543 | 0.15571 | 0.028346 | 784.3099 | RIM | Commercial | HVAC Retrocommissioning | HVAC tune-up_RTU | 1.4918 | 0.47468 | 3.3543 | 0.15571 | 0.028346 | 784.3099 | Passed
Commercial | HVAC Retrocommissioning | HVAC tune-up_RTU | 2.3652 | 0.68505 | 3.7213 | 0.32885 | 0.11115 | 870.122 | RIM | Commercial | HVAC Retrocommissioning | HVAC tune-up_RTU | 2.3652 | 0.68505 | 3.7213 | 0.32885 | 0.11115 | 870.122 | Passed
Commercial | HVAC Retrocommissioning | HVAC tune-up_RTU | 0.85863 | 0.47468 | 1.853 | 0.086017 | 0.015659 | 433.2607 | RIM | Commercial | HVAC Retrocommissioning | HVAC tune-up_RTU | 0.85863 | 0.47468 | 1.853 | 0.086017 | 0.015659 | 433.2607 | TRC
Commercial | HVAC Retrocommissioning | HVAC tune-up_RTU | 3.5999 | 0.58206 | 7.2989 | 0.59942 | 0.072781 | 1706.6392 | RIM | Commercial | HVAC Retrocommissioning | HVAC tune-up_RTU | 3.5999 | 0.58206 | 7.2989 | 0.59942 | 0.072781 | 1706.6392 | Passed
Commercial | HVAC Retrocommissioning | HVAC tune-up_RTU | 4.0512 | 0.68505 | 6.914 | 0.61098 | 0.20652 | 1616.6266 | RIM | Commercial | HVAC Retrocommissioning | HVAC tune-up_RTU | 4.0512 | 0.68505 | 6.914 | 0.61098 | 0.20652 | 1616.6266 | Passed
Commercial | HVAC Retrocommissioning | HVAC tune-up_RTU | 0.84056 | 0.47468 | 1.8119 | 0.084111 | 0.015312 | 423.6594 | RIM | Commercial | HVAC Retrocommissioning | HVAC tune-up_RTU | 0.84056 | 0.47468 | 1.8119 | 0.084111 | 0.015312 | 423.6594 | TRC
Commercial | HVAC Retrocommissioning | HVAC tune-up_RTU | 2.8545 | 0.58206 | 5.5409 | 0.45505 | 0.055251 | 1295.5816 | RIM | Commercial | HVAC Retrocommissioning | HVAC tune-up_RTU | 2.8545 | 0.58206 | 5.5409 | 0.45505 | 0.055251 | 1295.5816 | Passed
Commercial | HVAC Retrocommissioning | HVAC tune-up_RTU | 0.86764 | 0.47468 | 1.8735 | 0.08697 | 0.015832 | 438.0614 | RIM | Commercial | HVAC Retrocommissioning | HVAC tune-up_RTU | 0.86764 | 0.47468 | 1.8735 | 0.08697 | 0.015832 | 438.0614 | TRC
Commercial | HVAC Retrocommissioning | HVAC tune-up_RTU | 1.6603 | 0.47468 | 3.7752 | 0.17525 | 0.031903 | 882.7237 | RIM | Commercial | HVAC Retrocommissioning | HVAC tune-up_RTU | 1.6603 | 0.47468 | 3.7752 | 0.17525 | 0.031903 | 882.7237 | Passed
Commercial | HVAC Retrocommissioning | HVAC tune-up_RTU | 2.2898 | 0.47468 | 5.4357 | 0.25233 | 0.045935 | 1270.9781 | RIM | Commercial | HVAC Retrocommissioning | HVAC tune-up_RTU | 2.2898 | 0.47468 | 5.4357 | 0.25233 | 0.045935 | 1270.9781 | Passed
Commercial | HVAC Retrocommissioning | HVAC tune-up_RTU | 1.8498 | 0.47468 | 4.2603 | 0.19777 | 0.036002 | 996.1396 | RIM | Commercial | HVAC Retrocommissioning | HVAC tune-up_RTU | 1.8498 | 0.47468 | 4.2603 | 0.19777 | 0.036002 | 996.1396 | Passed
Commercial | HVAC Retrocommissioning | HVAC tune-up_RTU | 1.6318 | 0.47468 | 3.7034 | 0.17191 | 0.031296 | 865.9214 | RIM | Commercial | HVAC Retrocommissioning | HVAC tune-up_RTU | 1.6318 | 0.47468 | 3.7034 | 0.17191 | 0.031296 | 865.9214 | Passed
Commercial | HVAC Retrocommissioning | HVAC tune-up_RTU | 0.38825 | 0.47468 | 0.81356 | 0.037766 | 0.006875 | 190.2267 | RIM | Commercial | HVAC Retrocommissioning | HVAC tune-up_RTU | 0.38825 | 0.47468 | 0.81356 | 0.037766 | 0.006875 | 190.2267 | TRC
Commercial | HVAC Retrocommissioning | HVAC tune-up_RTU | 1.4918 | 0.47468 | 3.3543 | 0.15571 | 0.028346 | 784.3099 | RIM | Commercial | HVAC Retrocommissioning | HVAC tune-up_RTU | 1.4918 | 0.47468 | 3.3543 | 0.15571 | 0.028346 | 784.3099 | Passed
Commercial | HVAC Retrocommissioning | HVAC tune-up_RTU | 2.3652 | 0.68505 | 3.7213 | 0.32885 | 0.11115 | 870.122 | RIM | Commercial | HVAC Retrocommissioning | HVAC tune-up_RTU | 2.3652 | 0.68505 | 3.7213 | 0.32885 | 0.11115 | 870.122 | Passed
Commercial | HVAC Retrocommissioning | HVAC tune-up_RTU | 0.85863 | 0.47468 | 1.853 | 0.086017 | 0.015659 | 433.2607 | RIM | Commercial | HVAC Retrocommissioning | HVAC tune-up_RTU | 0.85863 | 0.47468 | 1.853 | 0.086017 | 0.015659 | 433.2607 | TRC
Commercial | HVAC Retrocommissioning | HVAC tune-up_RTU | 3.5999 | 0.58206 | 7.2989 | 0.59942 | 0.072781 | 1706.6392 | RIM | Commercial | HVAC Retrocommissioning | HVAC tune-up_RTU | 3.5999 | 0.58206 | 7.2989 | 0.59942 | 0.072781 | 1706.6392 | Passed
Commercial | HVAC Retrocommissioning | HVAC tune-up_RTU | 4.0512 | 0.68505 | 6.914 | 0.61098 | 0.20652 | 1616.6266 | RIM | Commercial | HVAC Retrocommissioning | HVAC tune-up_RTU | 4.0512 | 0.68505 | 6.914 | 0.61098 | 0.20652 | 1616.6266 | Passed
Commercial | HVAC Retrocommissioning | HVAC tune-up_RTU | 0.84056 | 0.47468 | 1.8119 | 0.084111 | 0.015312 | 423.6594 | RIM | Commercial | HVAC Retrocommissioning | HVAC tune-up_RTU | 0.84056 | 0.47468 | 1.8119 | 0.084111 | 0.015312 | 423.6594 | TRC
Commercial | HVAC Retrocommissioning | HVAC tune-up_RTU | 2.8545 | 0.58206 | 5.5409 | 0.45505 | 0.055251 | 1295.5816 | RIM | Commercial | HVAC Retrocommissioning | HVAC tune-up_RTU | 2.8545 | 0.58206 | 5.5409 | 0.45505 | 0.055251 | 1295.5816 | Passed
Commercial | HVAC Retrocommissioning | HVAC tune-up_RTU | 0.86764 | 0.47468 | 1.8735 | 0.08697 | 0.015832 | 438.0614 | RIM | Commercial | HVAC Retrocommissioning | HVAC tune-up_RTU | 0.86764 | 0.47468 | 1.8735 | 0.08697 | 0.015832 | 438.0614 | TRC
Commercial | HVAC Retrocommissioning | HVAC tune-up_RTU | 1.6603 | 0.47468 | 3.7752 | 0.17525 | 0.031903 | 882.7237 | RIM | Commercial | HVAC Retrocommissioning | HVAC tune-up_RTU | 1.6603 | 0.47468 | 3.7752 | 0.17525 | 0.031903 | 882.7237 | Passed
Commercial | HVAC Retrocommissioning | HVAC tune-up_RTU | 2.2898 | 0.47468 | 5.4357 | 0.25233 | 0.045935 | 1270.9781 | RIM | Commercial | HVAC Retrocommissioning | HVAC tune-up_RTU | 2.2898 | 0.47468 | 5.4357 | 0.25233 | 0.045935 | 1270.9781 | Passed
Commercial | HVAC Retrocommissioning | HVAC tune-up_RTU | 1.8498 | 0.47468 | 4.2603 | 0.19777 | 0.036002 | 996.1396 | RIM | Commercial | HVAC Retrocommissioning | HVAC tune-up_RTU | 1.8498 | 0.47468 | 4.2603 | 0.19777 | 0.036002 | 996.1396 | Passed
Commercial | HVAC Retrocommissioning | HVAC tune-up_RTU | 1.6318 | 0.47468 | 3.7034 | 0.17191 | 0.031296 | 865.9214 | RIM | Commercial | HVAC Retrocommissioning | HVAC tune-up_RTU | 1.6318 | 0.47468 | 3.7034 | 0.17191 | 0.031296 | 865.9214 | Passed
Commercial | HVAC Retrocommissioning | HVAC tune-up_RTU | 0.38825 | 0.47468 | 0.81356 | 0.037766 | 0.006875 | 190.2267 | RIM | Commercial | HVAC Retrocommissioning | HVAC tune-up_RTU | 0.38825 | 0.47468 | 0.81356 | 0.037766 | 0.006875 | 190.2267 | TRC
Residential | Energy Select | Water heater switches | 0.069 | 0.069 | N/A | 0.207 | 0.19369 | 0 | RIM | Residential | Energy Select | Water heater switches | 0.069 | 0.069 | N/A | 0.207 | 0.19369 | 0 | TRC
Residential | Energy Select | Water heater switches | 0.069 | 0.069 | N/A | 0.207 | 0.19369 | 0 | RIM | Residential | Energy Select | Water heater switches | 0.069 | 0.069 | N/A | 0.207 | 0.19369 | 0 | TRC
Residential | Energy Select | Water heater switches | 0.069 | 0.069 | N/A | 0.207 | 0.19369 | 0 | RIM | Residential | Energy Select | Water heater switches | 0.069 | 0.069 | N/A | 0.207 | 0.19369 | 0 | TRC
Residential | Energy Select | Pool pump switches | 0.208 | 0.208 | N/A | 0.76233 | 0.49487 | 0 | RIM | Residential | Energy Select | Pool pump switches | 0.208 | 0.208 | N/A | 0.76233 | 0.49487 | 0 | TRC
Residential | Energy Select | Pool pump switches | 0.208 | 0.208 | N/A | 0.76233 | 0.49487 | 0 | RIM | Residential | Energy Select | Pool pump switches | 0.208 | 0.208 | N/A | 0.76233 | 0.49487 | 0 | TRC
Residential | Energy Select | Pool pump switches | 0.208 | 0.208 | N/A | 0.76233 | 0.49487 | 0 | RIM | Residential | Energy Select | Pool pump switches | 0.208 | 0.208 | N/A | 0.76233 | 0.49487 | 0 | TRC
Residential | Energy Select | Smart thermostats - Utility Installation | 0.85 | 0.85 | N/A | 0.7362 | 0.46271 | 264.6876 | RIM | Residential | Energy Select | Smart thermostats - Utility Installation | 0.85 | 0.85 | N/A | 0.7362 | 0.46271 | 264.6876 | TRC
Residential | Energy Select | Smart thermostats - Utility Installation | 0.85 | 0.85 | N/A | 0.52705 | 0.2382 | 172.12 | RIM | Residential | Energy Select | Smart thermostats - Utility Installation | 0.85 | 0.85 | N/A | 0.52705 | 0.2382 | 172.12 | TRC
Residential | Energy Select | Smart thermostats - Utility Installation | 0.85 | 0.85 | N/A | 0.56259 | 0.6205 | 258.92 | RIM | Residential | Energy Select | Smart thermostats - Utility Installation | 0.85 | 0.85 | N/A | 0.56259 | 0.6205 | 258.92 | TRC