## ROG 52
Passing Measures Results | [6 empty] | Passing Measures Results
Achievable Potential - RIM | [6 empty] | Achievable Potential - TRC
Customer Class | Measure Name | Net Benefit Incentive | 2 Year Payback Incentive | Max Incentive | Measure Admin Cost - Non-recurring | Measure Admin Cost - Recurring* | Customer Class | Measure Name | Max Incentive | Measure Admin Cost - Non-recurring | Measure Admin Cost - Recurring*
Residential | Smart thermostats - BYOT | 14.25 | N/A | 14.25 | 22 | 35 | Residential | High Efficiency Induction Cooktop | 117.1418 | 61.6407 | 0
Residential | Smart thermostats - BYOT | 14.25 | N/A | 14.25 | 22 | 35 | Residential | High Efficiency Induction Cooktop | 117.1418 | 61.6407 | 0
Residential | Smart thermostats - BYOT | 14.25 | N/A | 14.25 | 22 | 35 | Residential | High Efficiency Induction Cooktop | 117.1418 | 61.6407 | 0
Commercial | Duct Sealing Repair | 1120.6232 | 999.6098 | 999.6098 | 254.2568 | 0 | Residential | High Efficiency Induction Cooktop | 117.1418 | 61.6407 | 0
Commercial | Duct Sealing Repair | 6693.0399 | 1664.6009 | 1664.6009 | 1518.5756 | 0 | Residential | High Efficiency Induction Cooktop | 117.1418 | 61.6407 | 0
Commercial | Duct Sealing Repair | 1227.9256 | 31.8125 | 31.8125 | 278.6025 | 0 | Residential | High Efficiency Induction Cooktop | 117.1418 | 61.6407 | 0
Commercial | Duct Sealing Repair | 4588.8727 | 1141.2813 | 1141.2813 | 1041.1637 | 0 | Residential | Heat Pump Water Heater | 686.5146 | 237.7976 | 0
Commercial | Duct Sealing Repair | 455.8604 | 1311.5185 | 455.8604 | 103.4296 | 0 | Residential | Heat Pump Water Heater | 686.5146 | 237.7976 | 0
Commercial | Duct Sealing Repair | 1120.6232 | 999.6098 | 999.6098 | 254.2568 | 0 | Residential | Energy Star Personal Computer | 5.2648 | 13.8013 | 0
Commercial | Duct Sealing Repair | 6693.0399 | 1664.6009 | 1664.6009 | 1518.5756 | 0 | Residential | Energy Star Personal Computer | 5.2648 | 13.8013 | 0
Commercial | Duct Sealing Repair | 1227.9256 | 31.8125 | 31.8125 | 278.6025 | 0 | Residential | Energy Star Personal Computer | 5.2648 | 13.8013 | 0
Commercial | Duct Sealing Repair | 4588.8727 | 1141.2813 | 1141.2813 | 1041.1637 | 0 | Residential | Energy Star Personal Computer | 5.2648 | 13.8013 | 0
Commercial | Duct Sealing Repair | 455.8604 | 1311.5185 | 455.8604 | 103.4296 | 0 | Residential | Energy Star Personal Computer | 5.2648 | 13.8013 | 0
Commercial | Energy Recovery Ventilation System (ERV) | 29969.4332 | 26387.2428 | 26387.2428 | 427.5361 | 0 | Residential | Energy Star Personal Computer | 5.2648 | 13.8013 | 0
Commercial | Energy Recovery Ventilation System (ERV) | 34261.5826 | 28326.1283 | 28326.1283 | 488.7668 | 0 | Residential | 21 SEER ASHP from base electric resistance heating | 3680.504 | 1478.262 | 0
Commercial | Energy Recovery Ventilation System (ERV) | 29969.4332 | 26387.2428 | 26387.2428 | 427.5361 | 0 | Residential | 21 SEER ASHP from base electric resistance heating | 3680.504 | 1478.262 | 0
Commercial | Energy Recovery Ventilation System (ERV) | 34261.5826 | 28326.1283 | 28326.1283 | 488.7668 | 0 | Residential | 21 SEER ASHP from base electric resistance heating | 3680.504 | 1478.262 | 0
Commercial | Programmable Thermostat | 23918.5149 | 3385.9506 | 3385.9506 | 303.9805 | 0 | Residential | CFL-13W | 0.23665 | 0.27025 | 0
Commercial | Programmable Thermostat | 23918.5149 | 3385.9506 | 3385.9506 | 303.9805 | 0 | Residential | CFL-13W | 0.23665 | 0.27025 | 0
Commercial | Smart Thermostat | 66440.3193 | 3679.1684 | 3679.1684 | 844.3904 | 0 | Residential | CFL-13W | 0.23665 | 0.27025 | 0
Commercial | Smart Thermostat | 66440.3193 | 3679.1684 | 3679.1684 | 844.3904 | 0 | Residential | CFL-13W | 0.23665 | 0.27025 | 0
Commercial | ENERGY STAR certified buildings program | 6515.1983 | 2485.7479 | 2485.7479 | 822.1299 | 0 | Residential | CFL-13W | 0.23665 | 0.27025 | 0
Commercial | ENERGY STAR certified buildings program | 10784.3942 | 57427.3232 | 10784.3942 | 1360.8448 | 0 | Residential | CFL-13W | 0.23665 | 0.27025 | 0
Commercial | ENERGY STAR certified buildings program | 6788.8763 | 2939.0178 | 2939.0178 | 856.6645 | 0 | Residential | LED - 9W Flood | 0.86495 | 0.56754 | 0
Commercial | ENERGY STAR certified buildings program | 2965.2157 | 20195.1829 | 2965.2157 | 374.1701 | 0 | Residential | LED - 9W Flood | 0.86495 | 0.56754 | 0
Commercial | ENERGY STAR certified buildings program | 6515.1983 | 2485.7479 | 2485.7479 | 822.1299 | 0 | Residential | LED - 9W Flood | 0.86495 | 0.56754 | 0
Commercial | ENERGY STAR certified buildings program | 10784.3942 | 57427.3232 | 10784.3942 | 1360.8448 | 0 | Residential | LED - 9W Flood | 0.86495 | 0.56754 | 0
Commercial | ENERGY STAR certified buildings program | 6788.8763 | 2939.0178 | 2939.0178 | 856.6645 | 0 | Residential | LED - 9W Flood | 0.86495 | 0.56754 | 0
Commercial | ENERGY STAR certified buildings program | 2965.2157 | 20195.1829 | 2965.2157 | 374.1701 | 0 | Residential | LED - 9W Flood | 0.86495 | 0.56754 | 0
Commercial | Central air conditioner - Load Shed | 94 | N/A | 94 | 452 | 162 | Residential | LED Specialty Lamps-5W Chandelier | 0.4533 | 0.37836 | 0
Commercial | Central air conditioner - Load Shed | 94 | N/A | 94 | 452 | 162 | Residential | LED Specialty Lamps-5W Chandelier | 0.4533 | 0.37836 | 0
Commercial | Central air conditioner - Load Shed | 94 | N/A | 94 | 452 | 162 | Residential | LED Specialty Lamps-5W Chandelier | 0.4533 | 0.37836 | 0
Commercial | Central air conditioner - Load Shed | 94 | N/A | 94 | 452 | 162 | Residential | LED Specialty Lamps-5W Chandelier | 0.4533 | 0.37836 | 0
Commercial | Smart thermostats - Utility Installation | 11.4 | N/A | 11.4 | 311 | 35 | Residential | LED Specialty Lamps-5W Chandelier | 0.4533 | 0.37836 | 0
Commercial | Smart thermostats - Utility Installation | 11.4 | N/A | 11.4 | 311 | 35 | Residential | LED Specialty Lamps-5W Chandelier | 0.4533 | 0.37836 | 0
Commercial | Smart thermostats - Utility Installation | 11.4 | N/A | 11.4 | 311 | 35 | Residential | Two Speed Pool Pump | 180.4728 | 100.634 | 0
Commercial | Smart thermostats - Utility Installation | 11.4 | N/A | 11.4 | 311 | 35 | Residential | Two Speed Pool Pump | 180.4728 | 100.634 | 0
Commercial | Smart thermostats - BYOT | 15.5 | N/A | 15.5 | 22 | 35 | Residential | Two Speed Pool Pump | 180.4728 | 100.634 | 0
Commercial | Smart thermostats - BYOT | 15.5 | N/A | 15.5 | 22 | 35 | Residential | Two Speed Pool Pump | 180.4728 | 100.634 | 0
Commercial | Smart thermostats - BYOT | 15.5 | N/A | 15.5 | 22 | 35 | Residential | Two Speed Pool Pump | 180.4728 | 100.634 | 0
Commercial | Smart thermostats - BYOT | 15.5 | N/A | 15.5 | 22 | 35 | Residential | Two Speed Pool Pump | 180.4728 | 100.634 | 0
Commercial | Central Heating - Load Shed | 94 | N/A | 94 | 452 | 162 | Residential | Variable Speed Pool Pump | 545.3655 | 304.1751 | 0
Commercial | Central Heating - Load Shed | 94 | N/A | 94 | 452 | 162 | Residential | Variable Speed Pool Pump | 545.3655 | 304.1751 | 0
Commercial | Central Heating - Load Shed | 94 | N/A | 94 | 452 | 162 | Residential | Variable Speed Pool Pump | 545.3655 | 304.1751 | 0
Commercial | Central Heating - Load Shed | 94 | N/A | 94 | 452 | 162 | Residential | Variable Speed Pool Pump | 545.3655 | 304.1751 | 0
Industrial | Process Heat Improved Controls | 13778.2817 | 6510.1794 | 6510.1794 | 276.4837 | 0 | Residential | Variable Speed Pool Pump | 545.3655 | 304.1751 | 0
Industrial | Process Heat Improved Controls | 806.8165 | 3333.6681 | 806.8165 | 154.0896 | 0 | Residential | Variable Speed Pool Pump | 545.3655 | 304.1751 | 0
Industrial | Process Heat Improved Controls | 6997.9579 | 1430.6541 | 1430.6541 | 66.128 | 0 | Residential | Thermostatic Shower Restriction Valve | 10.9762 | 14.1225 | 0
Industrial | Process Refrig Controls | 1600.6527 | 6062.2639 | 1600.6527 | 286.9483 | 0 | Residential | Thermostatic Shower Restriction Valve | 15.0354 | 11.1012 | 0
Industrial | Lighting Controls | 11273.4001 | 968.6478 | 968.6478 | 1103.6922 | 0 | Residential | Thermostatic Shower Restriction Valve | 15.1543 | 11.0127 | 0
Industrial | Process Heat Improved Controls | 8965.1798 | 1741.5614 | 1741.5614 | 80.2612 | 0 | Residential | Thermostatic Shower Restriction Valve | 10.9762 | 14.1225 | 0
Industrial | Process Refrig Controls | 3057.3811 | 1084.3829 | 1084.3829 | 84.568 | 0 | Residential | Thermostatic Shower Restriction Valve | 15.0354 | 11.1012 | 0
Industrial | Lighting Controls | 19458.6487 | 137.5531 | 137.5531 | 733.1153 | 0 | Residential | Thermostatic Shower Restriction Valve | 15.1543 | 11.0127 | 0
Industrial | Process Heat Improved Controls | 899.3833 | 3793.7166 | 899.3833 | 175.3541 | 0 | Residential | Water Heater Blanket | 113.8615 | 40.2365 | 0
Industrial | Process Other Systems Optimization | 44322.948 | 74.8084 | 74.8084 | 67.9301 | 0 | Residential | Water Heater Blanket | 113.8615 | 40.2365 | 0
Industrial | Process Heat Improved Controls | 7233.0765 | 2645.3392 | 2645.3392 | 122.2735 | 0 | Residential | Water Heater Blanket | 113.8615 | 40.2365 | 0
Industrial | Process Heat Improved Controls | 428.267 | 1806.4863 | 428.267 | 83.4999 | 0 | Residential | Air Sealing-Infiltration Control | 456.5226 | 117.9424 | 0
Industrial | Process Heat System Optimization | 804.9261 | 3413.8059 | 804.9261 | 129.693 | 0 | Residential | Air Sealing-Infiltration Control | 263.9036 | 76.6951 | 0
Industrial | Building Envelope Improvements | 2105.4676 | 2658.2707 | 2105.4676 | 924.9345 | 0 | Residential | Air Sealing-Infiltration Control | 242.7684 | 115.3724 | 0
Industrial | Process Heat Improved Controls | 8367.8612 | 2071.1817 | 2071.1817 | 95.7347 | 0 | Residential | Ceiling Insulation(R12 to R38) | 669.353 | 166.9481 | 0
Industrial | Process Heat Improved Controls | 32149.3239 | 15190.4188 | 15190.4188 | 645.1287 | 0 | Residential | Ceiling Insulation(R12 to R38) | 669.353 | 166.9481 | 0
Industrial | Auto DR | 2103.4238 | N/A | 2103.4238 | 11.45 | 98.47 | Residential | Ceiling Insulation(R2 to R38) | 351.3242 | 640.8588 | 0
Industrial | Auto DR | 10834.1542 | N/A | 10834.1542 | 54.42 | 467.98 | Residential | Ceiling Insulation(R2 to R38) | 443.1434 | 385.9808 | 0
Industrial | Auto DR | 49219.8812 | N/A | 49219.8812 | 292.99 | 2519.72 | Residential | Ceiling Insulation(R2 to R38) | 477.4348 | 397.5879 | 0
Industrial | Auto DR | 365976.4631 | N/A | 365976.4631 | 2108.27 | 18131.11 | Residential | Ceiling Insulation(R2 to R38) | 351.3242 | 640.8588 | 0
Industrial | CPP | 829.8527 | N/A | 829.8527 | 11.45 | 98.47 | Residential | Ceiling Insulation(R2 to R38) | 443.1434 | 385.9808 | 0
Industrial | CPP | 4278.9256 | N/A | 4278.9256 | 54.42 | 467.98 | Residential | Ceiling Insulation(R2 to R38) | 477.4348 | 397.5879 | 0
Industrial | CPP | 19393.2526 | N/A | 19393.2526 | 292.99 | 2519.72 | Residential | Duct Repair | 112.3688 | 157.2565 | 0
Industrial | CPP | 144270.0143 | N/A | 144270.0143 | 2108.27 | 18131.11 | Residential | Duct Repair | 169.2448 | 102.2602 | 0
Industrial | Firm Service Level | 2103.4238 | N/A | 2103.4238 | 11.45 | 98.47 | Residential | Duct Repair | 115.9125 | 153.8299 | 0
Industrial | Firm Service Level | 10834.1542 | N/A | 10834.1542 | 54.42 | 467.98 | Residential | Heat Pump Tune Up | 107.237 | 65.5236 | 0
Industrial | Firm Service Level | 49219.8812 | N/A | 49219.8812 | 292.99 | 2519.72 | Residential | Heat Pump Tune Up | 130.9353 | 42.6084 | 0
Industrial | Firm Service Level | 365976.4631 | N/A | 365976.4631 | 2108.27 | 18131.11 | Residential | Heat Pump Tune Up | 108.7136 | 64.0958 | 0
Industrial | Guaranteed Load Drop | 2103.4238 | N/A | 2103.4238 | 11.45 | 98.47 | Residential | Central air conditioner - Load Shed | 88.7636 | 228 | 10
Industrial | Guaranteed Load Drop | 10834.1542 | N/A | 10834.1542 | 54.42 | 467.98 | Residential | Central air conditioner - Load Shed | 55.6112 | 228 | 10
Industrial | Guaranteed Load Drop | 49219.8812 | N/A | 49219.8812 | 292.99 | 2519.72 | Residential | Central air conditioner - Load Shed | 61.2442 | 228 | 10
Industrial | Guaranteed Load Drop | 365976.4631 | N/A | 365976.4631 | 2108.27 | 18131.11 | Residential | Central air conditioner - 50% cycling | 30.4157 | 228 | 10
[7 empty] | Residential | Central air conditioner - 50% cycling | 13.8395 | 228 | 10
* Only applicable for DR measures | [6 empty] | Residential | Central air conditioner - 50% cycling | 16.656 | 228 | 10
[7 empty] | Residential | Water heater switches | 11.7849 | 228 | 10
[7 empty] | Residential | Water heater switches | 11.7849 | 228 | 10
[7 empty] | Residential | Water heater switches | 11.7849 | 228 | 10
[7 empty] | Residential | Pool pump switches | 92.0465 | 228 | 10
[7 empty] | Residential | Pool pump switches | 92.0465 | 228 | 10
[7 empty] | Residential | Pool pump switches | 92.0465 | 228 | 10
[7 empty] | Residential | Room AC control | 20.4356 | 215 | 10
[7 empty] | Residential | Room AC control | 0.3967 | 215 | 10
[7 empty] | Residential | Room AC control | 28.1664 | 215 | 10
[7 empty] | Residential | Smart thermostats - Utility Installation | 53.0284 | 312 | 10
[7 empty] | Residential | Smart thermostats - Utility Installation | 18.6881 | 312 | 10
[7 empty] | Residential | Smart thermostats - Utility Installation | 58.8356 | 312 | 10
[7 empty] | Residential | Smart thermostats - BYOT | 102.307 | 22 | 10
[7 empty] | Residential | Smart thermostats - BYOT | 58.7095 | 22 | 10
[7 empty] | Residential | Smart thermostats - BYOT | 107.5374 | 22 | 10
[7 empty] | Residential | CPP + Tech | 130.6578 | 385 | 10
[7 empty] | Residential | CPP + Tech | 83.6016 | 385 | 10
[7 empty] | Residential | CPP + Tech | 145.4015 | 385 | 10
[7 empty] | Residential | Central Heating - Load Shed | 234.1352 | 228 | 10
[7 empty] | Residential | Central Heating - Load Shed | 106.9763 | 228 | 10
[7 empty] | Residential | Central Heating - Load Shed | 323.5006 | 228 | 10
[7 empty] | Residential | Central Heating - 50% cycling | 103.1015 | 228 | 10
[7 empty] | Residential | Central Heating - 50% cycling | 39.522 | 228 | 10
[7 empty] | Residential | Central Heating - 50% cycling | 147.7842 | 228 | 10
[7 empty] | Commercial | Efficient Exhaust Hood | 422.3625 | 179.439 | 0
[7 empty] | Commercial | Efficient Exhaust Hood | 422.3625 | 179.439 | 0
[7 empty] | Commercial | Efficient Exhaust Hood | 422.3625 | 179.439 | 0
[7 empty] | Commercial | Efficient Exhaust Hood | 422.3625 | 179.439 | 0
[7 empty] | Commercial | Efficient Exhaust Hood | 422.3625 | 179.439 | 0
[7 empty] | Commercial | Efficient Exhaust Hood | 422.3625 | 179.439 | 0
[7 empty] | Commercial | Efficient Exhaust Hood | 422.3625 | 179.439 | 0
[7 empty] | Commercial | Efficient Exhaust Hood | 422.3625 | 179.439 | 0
[7 empty] | Commercial | Efficient Exhaust Hood | 422.3625 | 179.439 | 0
[7 empty] | Commercial | Efficient Exhaust Hood | 422.3625 | 179.439 | 0
[7 empty] | Commercial | Efficient Exhaust Hood | 422.3625 | 179.439 | 0
[7 empty] | Commercial | Efficient Exhaust Hood | 422.3625 | 179.439 | 0
[7 empty] | Commercial | Efficient Exhaust Hood | 422.3625 | 179.439 | 0
[7 empty] | Commercial | Efficient Exhaust Hood | 422.3625 | 179.439 | 0
[7 empty] | Commercial | Efficient Exhaust Hood | 422.3625 | 179.439 | 0
[7 empty] | Commercial | Efficient Exhaust Hood | 422.3625 | 179.439 | 0
[7 empty] | Commercial | Efficient Exhaust Hood | 422.3625 | 179.439 | 0
[7 empty] | Commercial | Efficient Exhaust Hood | 422.3625 | 179.439 | 0
[7 empty] | Commercial | Efficient Exhaust Hood | 422.3625 | 179.439 | 0
[7 empty] | Commercial | Efficient Exhaust Hood | 422.3625 | 179.439 | 0
[7 empty] | Commercial | Efficient Exhaust Hood | 422.3625 | 179.439 | 0
[7 empty] | Commercial | Efficient Exhaust Hood | 422.3625 | 179.439 | 0
[7 empty] | Commercial | Efficient Exhaust Hood | 422.3625 | 179.439 | 0
[7 empty] | Commercial | Efficient Exhaust Hood | 422.3625 | 179.439 | 0
[7 empty] | Commercial | Efficient Exhaust Hood | 422.3625 | 179.439 | 0
[7 empty] | Commercial | Efficient Exhaust Hood | 422.3625 | 179.439 | 0
[7 empty] | Commercial | Energy Star Hot Food Holding Cabinet | 475.2026 | 38.486 | 0
[7 empty] | Commercial | Energy Star Hot Food Holding Cabinet | 475.2026 | 38.486 | 0
[7 empty] | Commercial | Energy Star Hot Food Holding Cabinet | 475.2026 | 38.486 | 0
[7 empty] | Commercial | Energy Star Hot Food Holding Cabinet | 475.2026 | 38.486 | 0
[7 empty] | Commercial | Energy Star Hot Food Holding Cabinet | 475.2026 | 38.486 | 0
[7 empty] | Commercial | Energy Star Hot Food Holding Cabinet | 475.2026 | 38.486 | 0
[7 empty] | Commercial | Energy Star Hot Food Holding Cabinet | 475.2026 | 38.486 | 0
[7 empty] | Commercial | Energy Star Hot Food Holding Cabinet | 475.2026 | 38.486 | 0
[7 empty] | Commercial | Energy Star Hot Food Holding Cabinet | 475.2026 | 38.486 | 0
[7 empty] | Commercial | Energy Star Hot Food Holding Cabinet | 475.2026 | 38.486 | 0
[7 empty] | Commercial | Energy Star Hot Food Holding Cabinet | 475.2026 | 38.486 | 0
[7 empty] | Commercial | Energy Star Hot Food Holding Cabinet | 475.2026 | 38.486 | 0
[7 empty] | Commercial | Energy Star Hot Food Holding Cabinet | 475.2026 | 38.486 | 0
[7 empty] | Commercial | Energy Star Hot Food Holding Cabinet | 475.2026 | 38.486 | 0
[7 empty] | Commercial | Energy Star Hot Food Holding Cabinet | 475.2026 | 38.486 | 0
[7 empty] | Commercial | Energy Star Hot Food Holding Cabinet | 475.2026 | 38.486 | 0
[7 empty] | Commercial | Energy Star Hot Food Holding Cabinet | 475.2026 | 38.486 | 0
[7 empty] | Commercial | Energy Star Hot Food Holding Cabinet | 475.2026 | 38.486 | 0
[7 empty] | Commercial | Energy Star Hot Food Holding Cabinet | 475.2026 | 38.486 | 0
[7 empty] | Commercial | Energy Star Hot Food Holding Cabinet | 475.2026 | 38.486 | 0
[7 empty] | Commercial | Energy Star Hot Food Holding Cabinet | 475.2026 | 38.486 | 0
[7 empty] | Commercial | Energy Star Hot Food Holding Cabinet | 475.2026 | 38.486 | 0
[7 empty] | Commercial | Energy Star Hot Food Holding Cabinet | 475.2026 | 38.486 | 0
[7 empty] | Commercial | Energy Star Hot Food Holding Cabinet | 475.2026 | 38.486 | 0
[7 empty] | Commercial | Energy Star Hot Food Holding Cabinet | 475.2026 | 38.486 | 0
[7 empty] | Commercial | Energy Star Hot Food Holding Cabinet | 475.2026 | 38.486 | 0
[7 empty] | Commercial | Heat Pump Water Heater | 94.1176 | 104.5116 | 0
[7 empty] | Commercial | Heat Pump Water Heater | 626.0407 | 43.5475 | 0
[7 empty] | Commercial | Heat Pump Water Heater | 94.1176 | 104.5116 | 0
[7 empty] | Commercial | Heat Pump Water Heater | 626.0407 | 43.5475 | 0
[7 empty] | Commercial | Solar Water Heater | 43053.8716 | 2821.275 | 0
[7 empty] | Commercial | Solar Water Heater | 58337.5864 | 4947.4533 | 0
[7 empty] | Commercial | Solar Water Heater | 83553.6838 | 9813.1305 | 0
[7 empty] | Commercial | Solar Water Heater | 10026.4421 | 1177.5757 | 0
[7 empty] | Commercial | Solar Water Heater | 71124.0129 | 7359.8479 | 0
[7 empty] | Commercial | Solar Water Heater | 11382.1129 | 1022.2011 | 0
[7 empty] | Commercial | Solar Water Heater | 43053.8716 | 2821.275 | 0
[7 empty] | Commercial | Solar Water Heater | 58337.5864 | 4947.4533 | 0
[7 empty] | Commercial | Solar Water Heater | 83553.6838 | 9813.1305 | 0
[7 empty] | Commercial | Solar Water Heater | 10026.4421 | 1177.5757 | 0
[7 empty] | Commercial | Solar Water Heater | 71124.0129 | 7359.8479 | 0
[7 empty] | Commercial | Solar Water Heater | 11382.1129 | 1022.2011 | 0
[7 empty] | Commercial | High Efficiency HID Lighting | 99.467 | 10.7703 | 0
[7 empty] | Commercial | High Efficiency HID Lighting | 99.467 | 10.7703 | 0
[7 empty] | Commercial | High Efficiency HID Lighting | 99.467 | 10.7703 | 0
[7 empty] | Commercial | High Efficiency HID Lighting | 99.467 | 10.7703 | 0
[7 empty] | Commercial | High Efficiency HID Lighting | 99.467 | 10.7703 | 0
[7 empty] | Commercial | High Efficiency HID Lighting | 99.467 | 10.7703 | 0
[7 empty] | Commercial | High Efficiency HID Lighting | 99.467 | 10.7703 | 0
[7 empty] | Commercial | High Efficiency HID Lighting | 99.467 | 10.7703 | 0
[7 empty] | Commercial | High Efficiency HID Lighting | 99.467 | 10.7703 | 0
[7 empty] | Commercial | High Efficiency HID Lighting | 99.467 | 10.7703 | 0
[7 empty] | Commercial | High Efficiency HID Lighting | 99.467 | 10.7703 | 0
[7 empty] | Commercial | High Efficiency HID Lighting | 99.467 | 10.7703 | 0
[7 empty] | Commercial | High Efficiency HID Lighting | 99.467 | 10.7703 | 0
[7 empty] | Commercial | High Efficiency HID Lighting | 99.467 | 10.7703 | 0
[7 empty] | Commercial | High Efficiency HID Lighting | 99.467 | 10.7703 | 0
[7 empty] | Commercial | High Efficiency HID Lighting | 99.467 | 10.7703 | 0
[7 empty] | Commercial | High Efficiency HID Lighting | 99.467 | 10.7703 | 0
[7 empty] | Commercial | High Efficiency HID Lighting | 99.467 | 10.7703 | 0
[7 empty] | Commercial | High Efficiency HID Lighting | 99.467 | 10.7703 | 0
[7 empty] | Commercial | High Efficiency HID Lighting | 99.467 | 10.7703 | 0
[7 empty] | Commercial | High Efficiency HID Lighting | 99.467 | 10.7703 | 0
[7 empty] | Commercial | High Efficiency HID Lighting | 99.467 | 10.7703 | 0
[7 empty] | Commercial | High Efficiency HID Lighting | 99.467 | 10.7703 | 0
[7 empty] | Commercial | High Efficiency HID Lighting | 99.467 | 10.7703 | 0
[7 empty] | Commercial | High Efficiency HID Lighting | 99.467 | 10.7703 | 0
[7 empty] | Commercial | High Efficiency HID Lighting | 99.467 | 10.7703 | 0
[7 empty] | Commercial | LED Exterior Lighting | 138.8268 | 16.9823 | 0
[7 empty] | Commercial | LED Exterior Lighting | 138.8268 | 16.9823 | 0
[7 empty] | Commercial | LED Exterior Lighting | 138.8268 | 16.9823 | 0
[7 empty] | Commercial | LED Exterior Lighting | 138.8268 | 16.9823 | 0
[7 empty] | Commercial | LED Exterior Lighting | 138.8268 | 16.9823 | 0
[7 empty] | Commercial | LED Exterior Lighting | 138.8268 | 16.9823 | 0
[7 empty] | Commercial | LED Exterior Lighting | 138.8268 | 16.9823 | 0
[7 empty] | Commercial | LED Exterior Lighting | 138.8268 | 16.9823 | 0
[7 empty] | Commercial | LED Exterior Lighting | 138.8268 | 16.9823 | 0
[7 empty] | Commercial | LED Exterior Lighting | 138.8268 | 16.9823 | 0
[7 empty] | Commercial | LED Exterior Lighting | 138.8268 | 16.9823 | 0
[7 empty] | Commercial | LED Exterior Lighting | 138.8268 | 16.9823 | 0
[7 empty] | Commercial | LED Exterior Lighting | 138.8268 | 16.9823 | 0
[7 empty] | Commercial | LED Exterior Lighting | 138.8268 | 16.9823 | 0
[7 empty] | Commercial | LED Exterior Lighting | 138.8268 | 16.9823 | 0
[7 empty] | Commercial | LED Exterior Lighting | 138.8268 | 16.9823 | 0
[7 empty] | Commercial | LED Exterior Lighting | 138.8268 | 16.9823 | 0
[7 empty] | Commercial | LED Exterior Lighting | 138.8268 | 16.9823 | 0
[7 empty] | Commercial | LED Exterior Lighting | 138.8268 | 16.9823 | 0
[7 empty] | Commercial | LED Exterior Lighting | 138.8268 | 16.9823 | 0
[7 empty] | Commercial | LED Exterior Lighting | 138.8268 | 16.9823 | 0
[7 empty] | Commercial | LED Exterior Lighting | 138.8268 | 16.9823 | 0
[7 empty] | Commercial | LED Exterior Lighting | 138.8268 | 16.9823 | 0
[7 empty] | Commercial | LED Exterior Lighting | 138.8268 | 16.9823 | 0
[7 empty] | Commercial | LED Exterior Lighting | 138.8268 | 16.9823 | 0
[7 empty] | Commercial | LED Exterior Lighting | 138.8268 | 16.9823 | 0
[7 empty] | Commercial | High Efficiency Chiller (Air Cooled, 50 tons) | 4152.8415 | 601.0585 | 0
[7 empty] | Commercial | High Efficiency Chiller (Air Cooled, 50 tons) | 3863.2136 | 666.8208 | 0
[7 empty] | Commercial | High Efficiency Chiller (Air Cooled, 50 tons) | 5337.6829 | 332.0308 | 0
[7 empty] | Commercial | High Efficiency Chiller (Air Cooled, 50 tons) | 1039.8478 | 1307.8885 | 0
[7 empty] | Commercial | High Efficiency Chiller (Air Cooled, 50 tons) | 1343.6533 | 1238.9071 | 0
[7 empty] | Commercial | High Efficiency Chiller (Air Cooled, 50 tons) | 5370.0888 | 324.6728 | 0
[7 empty] | Commercial | High Efficiency Chiller (Air Cooled, 50 tons) | 2427.2262 | 992.8732 | 0
[7 empty] | Commercial | High Efficiency Chiller (Air Cooled, 50 tons) | 5321.4799 | 335.7098 | 0
[7 empty] | Commercial | High Efficiency Chiller (Air Cooled, 50 tons) | 3820.6808 | 676.4782 | 0
[7 empty] | Commercial | High Efficiency Chiller (Air Cooled, 50 tons) | 2510.2664 | 974.0183 | 0
[7 empty] | Commercial | High Efficiency Chiller (Air Cooled, 50 tons) | 3437.8859 | 763.3949 | 0
[7 empty] | Commercial | High Efficiency Chiller (Air Cooled, 50 tons) | 3877.3911 | 663.6017 | 0
[7 empty] | Commercial | High Efficiency Chiller (Air Cooled, 50 tons) | 4152.8415 | 601.0585 | 0
[7 empty] | Commercial | High Efficiency Chiller (Air Cooled, 50 tons) | 3863.2136 | 666.8208 | 0
[7 empty] | Commercial | High Efficiency Chiller (Air Cooled, 50 tons) | 5337.6829 | 332.0308 | 0
[7 empty] | Commercial | High Efficiency Chiller (Air Cooled, 50 tons) | 1039.8478 | 1307.8885 | 0
[7 empty] | Commercial | High Efficiency Chiller (Air Cooled, 50 tons) | 1343.6533 | 1238.9071 | 0
[7 empty] | Commercial | High Efficiency Chiller (Air Cooled, 50 tons) | 5370.0888 | 324.6728 | 0
[7 empty] | Commercial | High Efficiency Chiller (Air Cooled, 50 tons) | 2427.2262 | 992.8732 | 0
[7 empty] | Commercial | High Efficiency Chiller (Air Cooled, 50 tons) | 5321.4799 | 335.7098 | 0
[7 empty] | Commercial | High Efficiency Chiller (Air Cooled, 50 tons) | 3820.6808 | 676.4782 | 0
[7 empty] | Commercial | High Efficiency Chiller (Air Cooled, 50 tons) | 2510.2664 | 974.0183 | 0
[7 empty] | Commercial | High Efficiency Chiller (Air Cooled, 50 tons) | 3437.8859 | 763.3949 | 0
[7 empty] | Commercial | High Efficiency Chiller (Air Cooled, 50 tons) | 3877.3911 | 663.6017 | 0
[7 empty] | Commercial | High Efficiency Chiller (Water cooled-centrifugal, 200 tons) | 6259.3129 | 743.3925 | 0
[7 empty] | Commercial | High Efficiency Chiller (Water cooled-centrifugal, 200 tons) | 5901.0995 | 824.7277 | 0
[7 empty] | Commercial | High Efficiency Chiller (Water cooled-centrifugal, 200 tons) | 2409.1451 | 1617.6038 | 0
[7 empty] | Commercial | High Efficiency Chiller (Water cooled-centrifugal, 200 tons) | 2784.8934 | 1532.2871 | 0
[7 empty] | Commercial | High Efficiency Chiller (Water cooled-centrifugal, 200 tons) | 4125.0625 | 1227.9911 | 0
[7 empty] | Commercial | High Efficiency Chiller (Water cooled-centrifugal, 200 tons) | 5848.4948 | 836.672 | 0
[7 empty] | Commercial | High Efficiency Chiller (Water cooled-centrifugal, 200 tons) | 4227.767 | 1204.6712 | 0
[7 empty] | Commercial | High Efficiency Chiller (Water cooled-centrifugal, 200 tons) | 5375.0519 | 944.171 | 0
[7 empty] | Commercial | High Efficiency Chiller (Water cooled-centrifugal, 200 tons) | 5918.6345 | 820.7462 | 0
[7 empty] | Commercial | High Efficiency Chiller (Water cooled-centrifugal, 200 tons) | 6259.3129 | 743.3925 | 0
[7 empty] | Commercial | High Efficiency Chiller (Water cooled-centrifugal, 200 tons) | 5901.0995 | 824.7277 | 0
[7 empty] | Commercial | High Efficiency Chiller (Water cooled-centrifugal, 200 tons) | 2409.1451 | 1617.6038 | 0
[7 empty] | Commercial | High Efficiency Chiller (Water cooled-centrifugal, 200 tons) | 2784.8934 | 1532.2871 | 0
[7 empty] | Commercial | High Efficiency Chiller (Water cooled-centrifugal, 200 tons) | 4125.0625 | 1227.9911 | 0
[7 empty] | Commercial | High Efficiency Chiller (Water cooled-centrifugal, 200 tons) | 5848.4948 | 836.672 | 0
[7 empty] | Commercial | High Efficiency Chiller (Water cooled-centrifugal, 200 tons) | 4227.767 | 1204.6712 | 0
[7 empty] | Commercial | High Efficiency Chiller (Water cooled-centrifugal, 200 tons) | 5375.0519 | 944.171 | 0
[7 empty] | Commercial | High Efficiency Chiller (Water cooled-centrifugal, 200 tons) | 5918.6345 | 820.7462 | 0
[7 empty] | Commercial | High Efficiency Chiller (Water cooled-positive displacement, 100 tons) | 2939.4403 | 513.2781 | 0
[7 empty] | Commercial | High Efficiency Chiller (Water cooled-positive displacement, 100 tons) | 3058.6681 | 486.2065 | 0
[7 empty] | Commercial | High Efficiency Chiller (Water cooled-positive displacement, 100 tons) | 3483.9141 | 389.651 | 0
[7 empty] | Commercial | High Efficiency Chiller (Water cooled-positive displacement, 100 tons) | 3516.503 | 382.2514 | 0
[7 empty] | Commercial | High Efficiency Chiller (Water cooled-positive displacement, 100 tons) | 3880.5453 | 299.5927 | 0
[7 empty] | Commercial | High Efficiency Chiller (Water cooled-positive displacement, 100 tons) | 2939.4403 | 513.2781 | 0
[7 empty] | Commercial | High Efficiency Chiller (Water cooled-positive displacement, 100 tons) | 3058.6681 | 486.2065 | 0
[7 empty] | Commercial | High Efficiency Chiller (Water cooled-positive displacement, 100 tons) | 3483.9141 | 389.651 | 0
[7 empty] | Commercial | High Efficiency Chiller (Water cooled-positive displacement, 100 tons) | 3516.503 | 382.2514 | 0
[7 empty] | Commercial | High Efficiency Chiller (Water cooled-positive displacement, 100 tons) | 3880.5453 | 299.5927 | 0
[7 empty] | Commercial | High Efficiency DX 135k- less than 240k BTU | 2500.0283 | 188.3631 | 0
[7 empty] | Commercial | High Efficiency DX 135k- less than 240k BTU | 2543.7826 | 178.4284 | 0
[7 empty] | Commercial | High Efficiency DX 135k- less than 240k BTU | 2500.0283 | 188.3631 | 0
[7 empty] | Commercial | High Efficiency DX 135k- less than 240k BTU | 2543.7826 | 178.4284 | 0
[7 empty] | Commercial | High Efficiency PTAC | 37.9187 | 19.9996 | 0
[7 empty] | Commercial | High Efficiency PTAC | 39.8707 | 19.5564 | 0
[7 empty] | Commercial | High Efficiency PTAC | 36.9428 | 20.2212 | 0
[7 empty] | Commercial | High Efficiency PTAC | 87.3272 | 8.781 | 0
[7 empty] | Commercial | High Efficiency PTAC | 37.9187 | 19.9996 | 0
[7 empty] | Commercial | High Efficiency PTAC | 39.8707 | 19.5564 | 0
[7 empty] | Commercial | High Efficiency PTAC | 36.9428 | 20.2212 | 0
[7 empty] | Commercial | High Efficiency PTAC | 87.3272 | 8.781 | 0
[7 empty] | Commercial | High Efficiency PTHP | 36.7918 | 20.2554 | 0
[7 empty] | Commercial | High Efficiency PTHP | 39.2994 | 19.6861 | 0
[7 empty] | Commercial | High Efficiency PTHP | 36.5811 | 20.3033 | 0
[7 empty] | Commercial | High Efficiency PTHP | 86.9655 | 8.8631 | 0
[7 empty] | Commercial | High Efficiency PTHP | 36.7918 | 20.2554 | 0
[7 empty] | Commercial | High Efficiency PTHP | 39.2994 | 19.6861 | 0
[7 empty] | Commercial | High Efficiency PTHP | 36.5811 | 20.3033 | 0
[7 empty] | Commercial | High Efficiency PTHP | 86.9655 | 8.8631 | 0
[7 empty] | Commercial | Variable Refrigerant Flow (VRF) HVAC Systems | 2734.5727 | 127.2495 | 0
[7 empty] | Commercial | Variable Refrigerant Flow (VRF) HVAC Systems | 2080.8322 | 275.6865 | 0
[7 empty] | Commercial | Variable Refrigerant Flow (VRF) HVAC Systems | 2142.2625 | 261.7382 | 0
[7 empty] | Commercial | Variable Refrigerant Flow (VRF) HVAC Systems | 2374.4471 | 209.0189 | 0
[7 empty] | Commercial | Variable Refrigerant Flow (VRF) HVAC Systems | 2668.979 | 142.1431 | 0
[7 empty] | Commercial | Variable Refrigerant Flow (VRF) HVAC Systems | 2368.7729 | 210.3072 | 0
[7 empty] | Commercial | Variable Refrigerant Flow (VRF) HVAC Systems | 2574.1129 | 163.6832 | 0
[7 empty] | Commercial | Variable Refrigerant Flow (VRF) HVAC Systems | 2667.317 | 142.5204 | 0
[7 empty] | Commercial | Variable Refrigerant Flow (VRF) HVAC Systems | 2734.5727 | 127.2495 | 0
[7 empty] | Commercial | Variable Refrigerant Flow (VRF) HVAC Systems | 2080.8322 | 275.6865 | 0
[7 empty] | Commercial | Variable Refrigerant Flow (VRF) HVAC Systems | 2142.2625 | 261.7382 | 0
[7 empty] | Commercial | Variable Refrigerant Flow (VRF) HVAC Systems | 2374.4471 | 209.0189 | 0
[7 empty] | Commercial | Variable Refrigerant Flow (VRF) HVAC Systems | 2668.979 | 142.1431 | 0
[7 empty] | Commercial | Variable Refrigerant Flow (VRF) HVAC Systems | 2368.7729 | 210.3072 | 0
[7 empty] | Commercial | Variable Refrigerant Flow (VRF) HVAC Systems | 2574.1129 | 163.6832 | 0
[7 empty] | Commercial | Variable Refrigerant Flow (VRF) HVAC Systems | 2667.317 | 142.5204 | 0
[7 empty] | Commercial | High Bay Fluorescent (T5) | 7.4974 | 10.6018 | 0
[7 empty] | Commercial | High Bay Fluorescent (T5) | 7.4974 | 10.6018 | 0
[7 empty] | Commercial | High Bay LED | 36.0562 | 12.9446 | 0
[7 empty] | Commercial | High Bay LED | 19.4445 | 14.8485 | 0
[7 empty] | Commercial | High Bay LED | 1.5761 | 16.8964 | 0
[7 empty] | Commercial | High Bay LED | 21.251 | 14.6414 | 0
[7 empty] | Commercial | High Bay LED | 17.1668 | 15.1095 | 0
[7 empty] | Commercial | High Bay LED | 55.574 | 10.7076 | 0
[7 empty] | Commercial | High Bay LED | 36.0562 | 12.9446 | 0
[7 empty] | Commercial | High Bay LED | 19.4445 | 14.8485 | 0
[7 empty] | Commercial | High Bay LED | 1.5761 | 16.8964 | 0
[7 empty] | Commercial | High Bay LED | 21.251 | 14.6414 | 0
[7 empty] | Commercial | High Bay LED | 17.1668 | 15.1095 | 0
[7 empty] | Commercial | High Bay LED | 55.574 | 10.7076 | 0
[7 empty] | Commercial | Premium T8 - Fixture Replacement | 14.1053 | 0.67559 | 0
[7 empty] | Commercial | Premium T8 - Fixture Replacement | 10.9653 | 1.0355 | 0
[7 empty] | Commercial | Premium T8 - Fixture Replacement | 8.637 | 1.3023 | 0
[7 empty] | Commercial | Premium T8 - Fixture Replacement | 9.6946 | 1.1811 | 0
[7 empty] | Commercial | Premium T8 - Fixture Replacement | 6.0586 | 1.5978 | 0
[7 empty] | Commercial | Premium T8 - Fixture Replacement | 13.2384 | 0.77496 | 0
[7 empty] | Commercial | Premium T8 - Fixture Replacement | 12.3058 | 0.88184 | 0
[7 empty] | Commercial | Premium T8 - Fixture Replacement | 10.9653 | 1.0355 | 0
[7 empty] | Commercial | Premium T8 - Fixture Replacement | 13.3326 | 0.76415 | 0
[7 empty] | Commercial | Premium T8 - Fixture Replacement | 13.1195 | 0.78858 | 0
[7 empty] | Commercial | Premium T8 - Fixture Replacement | 9.7848 | 1.1708 | 0
[7 empty] | Commercial | Premium T8 - Fixture Replacement | 12.1623 | 0.89828 | 0
[7 empty] | Commercial | Premium T8 - Fixture Replacement | 14.1053 | 0.67559 | 0
[7 empty] | Commercial | Premium T8 - Fixture Replacement | 10.9653 | 1.0355 | 0
[7 empty] | Commercial | Premium T8 - Fixture Replacement | 8.637 | 1.3023 | 0
[7 empty] | Commercial | Premium T8 - Fixture Replacement | 9.6946 | 1.1811 | 0
[7 empty] | Commercial | Premium T8 - Fixture Replacement | 6.0586 | 1.5978 | 0
[7 empty] | Commercial | Premium T8 - Fixture Replacement | 13.2384 | 0.77496 | 0
[7 empty] | Commercial | Premium T8 - Fixture Replacement | 12.3058 | 0.88184 | 0
[7 empty] | Commercial | Premium T8 - Fixture Replacement | 10.9653 | 1.0355 | 0
[7 empty] | Commercial | Premium T8 - Fixture Replacement | 13.3326 | 0.76415 | 0
[7 empty] | Commercial | Premium T8 - Fixture Replacement | 13.1195 | 0.78858 | 0
[7 empty] | Commercial | Premium T8 - Fixture Replacement | 9.7848 | 1.1708 | 0
[7 empty] | Commercial | Premium T8 - Fixture Replacement | 12.1623 | 0.89828 | 0
[7 empty] | Commercial | Efficient Battery Charger | 184.3246 | 38.1335 | 0
[7 empty] | Commercial | Efficient Battery Charger | 184.3246 | 38.1335 | 0
[7 empty] | Commercial | Efficient Battery Charger | 184.3246 | 38.1335 | 0
[7 empty] | Commercial | Efficient Battery Charger | 184.3246 | 38.1335 | 0
[7 empty] | Commercial | Efficient Battery Charger | 184.3246 | 38.1335 | 0
[7 empty] | Commercial | Efficient Battery Charger | 184.3246 | 38.1335 | 0
[7 empty] | Commercial | Efficient Battery Charger | 184.3246 | 38.1335 | 0
[7 empty] | Commercial | Efficient Battery Charger | 184.3246 | 38.1335 | 0
[7 empty] | Commercial | Efficient Battery Charger | 184.3246 | 38.1335 | 0
[7 empty] | Commercial | Efficient Battery Charger | 184.3246 | 38.1335 | 0
[7 empty] | Commercial | Efficient Battery Charger | 184.3246 | 38.1335 | 0
[7 empty] | Commercial | Efficient Battery Charger | 184.3246 | 38.1335 | 0
[7 empty] | Commercial | Efficient Battery Charger | 184.3246 | 38.1335 | 0
[7 empty] | Commercial | Efficient Battery Charger | 184.3246 | 38.1335 | 0
[7 empty] | Commercial | Efficient Battery Charger | 184.3246 | 38.1335 | 0
[7 empty] | Commercial | Efficient Battery Charger | 184.3246 | 38.1335 | 0
[7 empty] | Commercial | Efficient Battery Charger | 184.3246 | 38.1335 | 0
[7 empty] | Commercial | Efficient Battery Charger | 184.3246 | 38.1335 | 0
[7 empty] | Commercial | Efficient Battery Charger | 184.3246 | 38.1335 | 0
[7 empty] | Commercial | Efficient Battery Charger | 184.3246 | 38.1335 | 0
[7 empty] | Commercial | Efficient Battery Charger | 184.3246 | 38.1335 | 0
[7 empty] | Commercial | Efficient Battery Charger | 184.3246 | 38.1335 | 0
[7 empty] | Commercial | Efficient Battery Charger | 184.3246 | 38.1335 | 0
[7 empty] | Commercial | Efficient Battery Charger | 184.3246 | 38.1335 | 0
[7 empty] | Commercial | Efficient Battery Charger | 184.3246 | 38.1335 | 0
[7 empty] | Commercial | Efficient Battery Charger | 184.3246 | 38.1335 | 0
[7 empty] | Commercial | ENERGY STAR Commercial Clothes Washer | 344.2323 | 36.3817 | 0
[7 empty] | Commercial | ENERGY STAR Commercial Clothes Washer | 344.2323 | 36.3817 | 0
[7 empty] | Commercial | ENERGY STAR Commercial Clothes Washer | 344.2323 | 36.3817 | 0
[7 empty] | Commercial | ENERGY STAR Commercial Clothes Washer | 344.2323 | 36.3817 | 0
[7 empty] | Commercial | ENERGY STAR Commercial Clothes Washer | 344.2323 | 36.3817 | 0
[7 empty] | Commercial | ENERGY STAR Commercial Clothes Washer | 344.2323 | 36.3817 | 0
[7 empty] | Commercial | ENERGY STAR Commercial Clothes Washer | 344.2323 | 36.3817 | 0
[7 empty] | Commercial | ENERGY STAR Commercial Clothes Washer | 344.2323 | 36.3817 | 0
[7 empty] | Commercial | ENERGY STAR Commercial Clothes Washer | 344.2323 | 36.3817 | 0
[7 empty] | Commercial | ENERGY STAR Commercial Clothes Washer | 344.2323 | 36.3817 | 0
[7 empty] | Commercial | ENERGY STAR Commercial Clothes Washer | 344.2323 | 36.3817 | 0
[7 empty] | Commercial | ENERGY STAR Commercial Clothes Washer | 344.2323 | 36.3817 | 0
[7 empty] | Commercial | ENERGY STAR Commercial Clothes Washer | 344.2323 | 36.3817 | 0
[7 empty] | Commercial | ENERGY STAR Commercial Clothes Washer | 344.2323 | 36.3817 | 0
[7 empty] | Commercial | ENERGY STAR Commercial Clothes Washer | 344.2323 | 36.3817 | 0
[7 empty] | Commercial | ENERGY STAR Commercial Clothes Washer | 344.2323 | 36.3817 | 0
[7 empty] | Commercial | Solar Pool Heater | 1510.7155 | 347.6584 | 0
[7 empty] | Commercial | Solar Pool Heater | 1510.7155 | 347.6584 | 0
[7 empty] | Commercial | Solar Pool Heater | 1510.7155 | 347.6584 | 0
[7 empty] | Commercial | Solar Pool Heater | 1510.7155 | 347.6584 | 0
[7 empty] | Commercial | Solar Pool Heater | 1510.7155 | 347.6584 | 0
[7 empty] | Commercial | Solar Pool Heater | 1510.7155 | 347.6584 | 0
[7 empty] | Commercial | Solar Pool Heater | 1510.7155 | 347.6584 | 0
[7 empty] | Commercial | Solar Pool Heater | 1510.7155 | 347.6584 | 0
[7 empty] | Commercial | Solar Pool Heater | 1510.7155 | 347.6584 | 0
[7 empty] | Commercial | Solar Pool Heater | 1510.7155 | 347.6584 | 0
[7 empty] | Commercial | Solar Pool Heater | 1510.7155 | 347.6584 | 0
[7 empty] | Commercial | Solar Pool Heater | 1510.7155 | 347.6584 | 0
[7 empty] | Commercial | Solar Pool Heater | 1510.7155 | 347.6584 | 0
[7 empty] | Commercial | Solar Pool Heater | 1510.7155 | 347.6584 | 0
[7 empty] | Commercial | Solar Pool Heater | 1510.7155 | 347.6584 | 0
[7 empty] | Commercial | Solar Pool Heater | 1510.7155 | 347.6584 | 0
[7 empty] | Commercial | Solar Pool Heater | 1510.7155 | 347.6584 | 0
[7 empty] | Commercial | Solar Pool Heater | 1510.7155 | 347.6584 | 0
[7 empty] | Commercial | Solar Pool Heater | 1510.7155 | 347.6584 | 0
[7 empty] | Commercial | Solar Pool Heater | 1510.7155 | 347.6584 | 0
[7 empty] | Commercial | Solar Pool Heater | 1510.7155 | 347.6584 | 0
[7 empty] | Commercial | Solar Pool Heater | 1510.7155 | 347.6584 | 0
[7 empty] | Commercial | Solar Pool Heater | 1510.7155 | 347.6584 | 0
[7 empty] | Commercial | Solar Pool Heater | 1510.7155 | 347.6584 | 0
[7 empty] | Commercial | Solar Pool Heater | 1510.7155 | 347.6584 | 0
[7 empty] | Commercial | Solar Pool Heater | 1510.7155 | 347.6584 | 0
[7 empty] | Commercial | Solar Powered Pool Pump | 1469.9925 | 139.5061 | 0
[7 empty] | Commercial | Solar Powered Pool Pump | 1469.9925 | 139.5061 | 0
[7 empty] | Commercial | Solar Powered Pool Pump | 1469.9925 | 139.5061 | 0
[7 empty] | Commercial | Solar Powered Pool Pump | 1469.9925 | 139.5061 | 0
[7 empty] | Commercial | Solar Powered Pool Pump | 1469.9925 | 139.5061 | 0
[7 empty] | Commercial | Solar Powered Pool Pump | 1469.9925 | 139.5061 | 0
[7 empty] | Commercial | Solar Powered Pool Pump | 1469.9925 | 139.5061 | 0
[7 empty] | Commercial | Solar Powered Pool Pump | 1469.9925 | 139.5061 | 0
[7 empty] | Commercial | Solar Powered Pool Pump | 1469.9925 | 139.5061 | 0
[7 empty] | Commercial | Solar Powered Pool Pump | 1469.9925 | 139.5061 | 0
[7 empty] | Commercial | Solar Powered Pool Pump | 1469.9925 | 139.5061 | 0
[7 empty] | Commercial | Solar Powered Pool Pump | 1469.9925 | 139.5061 | 0
[7 empty] | Commercial | Solar Powered Pool Pump | 1469.9925 | 139.5061 | 0
[7 empty] | Commercial | Solar Powered Pool Pump | 1469.9925 | 139.5061 | 0
[7 empty] | Commercial | Solar Powered Pool Pump | 1469.9925 | 139.5061 | 0
[7 empty] | Commercial | Solar Powered Pool Pump | 1469.9925 | 139.5061 | 0
[7 empty] | Commercial | Solar Powered Pool Pump | 1469.9925 | 139.5061 | 0
[7 empty] | Commercial | Solar Powered Pool Pump | 1469.9925 | 139.5061 | 0
[7 empty] | Commercial | Solar Powered Pool Pump | 1469.9925 | 139.5061 | 0
[7 empty] | Commercial | Solar Powered Pool Pump | 1469.9925 | 139.5061 | 0
[7 empty] | Commercial | Solar Powered Pool Pump | 1469.9925 | 139.5061 | 0
[7 empty] | Commercial | Solar Powered Pool Pump | 1469.9925 | 139.5061 | 0
[7 empty] | Commercial | Solar Powered Pool Pump | 1469.9925 | 139.5061 | 0
[7 empty] | Commercial | Solar Powered Pool Pump | 1469.9925 | 139.5061 | 0
[7 empty] | Commercial | Variable Speed Pool Pump | 458.0466 | 110.8533 | 0
[7 empty] | Commercial | Variable Speed Pool Pump | 458.0466 | 110.8533 | 0
[7 empty] | Commercial | Variable Speed Pool Pump | 458.0466 | 110.8533 | 0
[7 empty] | Commercial | Variable Speed Pool Pump | 458.0466 | 110.8533 | 0
[7 empty] | Commercial | Variable Speed Pool Pump | 458.0466 | 110.8533 | 0
[7 empty] | Commercial | Variable Speed Pool Pump | 458.0466 | 110.8533 | 0
[7 empty] | Commercial | Variable Speed Pool Pump | 458.0466 | 110.8533 | 0
[7 empty] | Commercial | Variable Speed Pool Pump | 458.0466 | 110.8533 | 0
[7 empty] | Commercial | Variable Speed Pool Pump | 458.0466 | 110.8533 | 0
[7 empty] | Commercial | Variable Speed Pool Pump | 458.0466 | 110.8533 | 0
[7 empty] | Commercial | Variable Speed Pool Pump | 458.0466 | 110.8533 | 0
[7 empty] | Commercial | Variable Speed Pool Pump | 458.0466 | 110.8533 | 0
[7 empty] | Commercial | Variable Speed Pool Pump | 458.0466 | 110.8533 | 0
[7 empty] | Commercial | Variable Speed Pool Pump | 458.0466 | 110.8533 | 0
[7 empty] | Commercial | Variable Speed Pool Pump | 458.0466 | 110.8533 | 0
[7 empty] | Commercial | Variable Speed Pool Pump | 458.0466 | 110.8533 | 0
[7 empty] | Commercial | Variable Speed Pool Pump | 458.0466 | 110.8533 | 0
[7 empty] | Commercial | Variable Speed Pool Pump | 458.0466 | 110.8533 | 0
[7 empty] | Commercial | Variable Speed Pool Pump | 458.0466 | 110.8533 | 0
[7 empty] | Commercial | Variable Speed Pool Pump | 458.0466 | 110.8533 | 0
[7 empty] | Commercial | Variable Speed Pool Pump | 458.0466 | 110.8533 | 0
[7 empty] | Commercial | Variable Speed Pool Pump | 458.0466 | 110.8533 | 0
[7 empty] | Commercial | Variable Speed Pool Pump | 458.0466 | 110.8533 | 0
[7 empty] | Commercial | Variable Speed Pool Pump | 458.0466 | 110.8533 | 0
[7 empty] | Commercial | Energy Star Uninterruptable Power Supply | 0.50851 | 0.11906 | 0
[7 empty] | Commercial | Energy Star Uninterruptable Power Supply | 0.50851 | 0.11906 | 0
[7 empty] | Commercial | Energy Star Uninterruptable Power Supply | 0.50851 | 0.11906 | 0
[7 empty] | Commercial | Energy Star Uninterruptable Power Supply | 0.50851 | 0.11906 | 0
[7 empty] | Commercial | Energy Star Uninterruptable Power Supply | 0.50851 | 0.11906 | 0
[7 empty] | Commercial | Energy Star Uninterruptable Power Supply | 0.50851 | 0.11906 | 0
[7 empty] | Commercial | Energy Star Uninterruptable Power Supply | 0.50851 | 0.11906 | 0
[7 empty] | Commercial | Energy Star Uninterruptable Power Supply | 0.50851 | 0.11906 | 0
[7 empty] | Commercial | Energy Star Uninterruptable Power Supply | 0.50851 | 0.11906 | 0
[7 empty] | Commercial | Energy Star Uninterruptable Power Supply | 0.50851 | 0.11906 | 0
[7 empty] | Commercial | Energy Star Uninterruptable Power Supply | 0.50851 | 0.11906 | 0
[7 empty] | Commercial | Energy Star Uninterruptable Power Supply | 0.50851 | 0.11906 | 0
[7 empty] | Commercial | Energy Star Uninterruptable Power Supply | 0.50851 | 0.11906 | 0
[7 empty] | Commercial | Energy Star Uninterruptable Power Supply | 0.50851 | 0.11906 | 0
[7 empty] | Commercial | Energy Star Uninterruptable Power Supply | 0.50851 | 0.11906 | 0
[7 empty] | Commercial | Energy Star Uninterruptable Power Supply | 0.50851 | 0.11906 | 0
[7 empty] | Commercial | Energy Star Uninterruptable Power Supply | 0.50851 | 0.11906 | 0
[7 empty] | Commercial | Energy Star Uninterruptable Power Supply | 0.50851 | 0.11906 | 0
[7 empty] | Commercial | Energy Star Uninterruptable Power Supply | 0.50851 | 0.11906 | 0
[7 empty] | Commercial | Energy Star Uninterruptable Power Supply | 0.50851 | 0.11906 | 0
[7 empty] | Commercial | Energy Star Uninterruptable Power Supply | 0.50851 | 0.11906 | 0
[7 empty] | Commercial | Energy Star Uninterruptable Power Supply | 0.50851 | 0.11906 | 0
[7 empty] | Commercial | Energy Star Uninterruptable Power Supply | 0.50851 | 0.11906 | 0
[7 empty] | Commercial | Energy Star Uninterruptable Power Supply | 0.50851 | 0.11906 | 0
[7 empty] | Commercial | Energy Star Uninterruptable Power Supply | 0.50851 | 0.11906 | 0
[7 empty] | Commercial | Energy Star Uninterruptable Power Supply | 0.50851 | 0.11906 | 0
[7 empty] | Commercial | Refrigerated Display Case LED Lighting | 23.7533 | 3.5812 | 0
[7 empty] | Commercial | Refrigerated Display Case LED Lighting | 23.7533 | 3.5812 | 0
[7 empty] | Commercial | Refrigerated Display Case LED Lighting | 23.7533 | 3.5812 | 0
[7 empty] | Commercial | Refrigerated Display Case LED Lighting | 23.7533 | 3.5812 | 0
[7 empty] | Commercial | Refrigerated Display Case LED Lighting | 23.7533 | 3.5812 | 0
[7 empty] | Commercial | Refrigerated Display Case LED Lighting | 23.7533 | 3.5812 | 0
[7 empty] | Commercial | Refrigerated Display Case LED Lighting | 23.7533 | 3.5812 | 0
[7 empty] | Commercial | Refrigerated Display Case LED Lighting | 23.7533 | 3.5812 | 0
[7 empty] | Commercial | Refrigerated Display Case LED Lighting | 23.7533 | 3.5812 | 0
[7 empty] | Commercial | Refrigerated Display Case LED Lighting | 23.7533 | 3.5812 | 0
[7 empty] | Commercial | Refrigerated Display Case LED Lighting | 23.7533 | 3.5812 | 0
[7 empty] | Commercial | Refrigerated Display Case LED Lighting | 23.7533 | 3.5812 | 0
[7 empty] | Commercial | Refrigerated Display Case LED Lighting | 23.7533 | 3.5812 | 0
[7 empty] | Commercial | High Speed Fans | 51.2926 | 22.4123 | 0
[7 empty] | Commercial | High Speed Fans | 51.2926 | 22.4123 | 0
[7 empty] | Commercial | High Speed Fans | 51.2926 | 22.4123 | 0
[7 empty] | Commercial | High Speed Fans | 51.2926 | 22.4123 | 0
[7 empty] | Commercial | High Speed Fans | 51.2926 | 22.4123 | 0
[7 empty] | Commercial | High Speed Fans | 51.2926 | 22.4123 | 0
[7 empty] | Commercial | High Speed Fans | 51.2926 | 22.4123 | 0
[7 empty] | Commercial | High Speed Fans | 51.2926 | 22.4123 | 0
[7 empty] | Commercial | High Speed Fans | 51.2926 | 22.4123 | 0
[7 empty] | Commercial | High Speed Fans | 51.2926 | 22.4123 | 0
[7 empty] | Commercial | High Speed Fans | 51.2926 | 22.4123 | 0
[7 empty] | Commercial | High Speed Fans | 51.2926 | 22.4123 | 0
[7 empty] | Commercial | High Speed Fans | 51.2926 | 22.4123 | 0
[7 empty] | Commercial | High Speed Fans | 51.2926 | 22.4123 | 0
[7 empty] | Commercial | High Speed Fans | 51.2926 | 22.4123 | 0
[7 empty] | Commercial | High Speed Fans | 51.2926 | 22.4123 | 0
[7 empty] | Commercial | High Speed Fans | 51.2926 | 22.4123 | 0
[7 empty] | Commercial | High Speed Fans | 51.2926 | 22.4123 | 0
[7 empty] | Commercial | High Speed Fans | 51.2926 | 22.4123 | 0
[7 empty] | Commercial | High Speed Fans | 51.2926 | 22.4123 | 0
[7 empty] | Commercial | High Speed Fans | 51.2926 | 22.4123 | 0
[7 empty] | Commercial | High Speed Fans | 51.2926 | 22.4123 | 0
[7 empty] | Commercial | High Speed Fans | 51.2926 | 22.4123 | 0
[7 empty] | Commercial | High Speed Fans | 51.2926 | 22.4123 | 0
[7 empty] | Commercial | High Speed Fans | 51.2926 | 22.4123 | 0
[7 empty] | Commercial | High Speed Fans | 51.2926 | 22.4123 | 0
[7 empty] | Commercial | Hot Water Circulation Pump Control | 3326.4656 | 144.8147 | 0
[7 empty] | Commercial | Hot Water Circulation Pump Control | 4989.6984 | 217.2221 | 0
[7 empty] | Commercial | Hot Water Circulation Pump Control | 3326.4656 | 144.8147 | 0
[7 empty] | Commercial | Hot Water Circulation Pump Control | 4989.6984 | 217.2221 | 0
[7 empty] | Commercial | Tank Wrap on Water Heater | 116.6904 | 5.8715 | 0
[7 empty] | Commercial | Tank Wrap on Water Heater | 1166.9039 | 58.7147 | 0
[7 empty] | Commercial | Tank Wrap on Water Heater | 116.6904 | 5.8715 | 0
[7 empty] | Commercial | Tank Wrap on Water Heater | 116.6904 | 5.8715 | 0
[7 empty] | Commercial | Tank Wrap on Water Heater | 1750.3558 | 88.072 | 0
[7 empty] | Commercial | Tank Wrap on Water Heater | 2917.2597 | 146.7867 | 0
[7 empty] | Commercial | Tank Wrap on Water Heater | 350.0712 | 17.6144 | 0
[7 empty] | Commercial | Tank Wrap on Water Heater | 2333.8078 | 117.4294 | 0
[7 empty] | Commercial | Tank Wrap on Water Heater | 350.0712 | 17.6144 | 0
[7 empty] | Commercial | Tank Wrap on Water Heater | 233.3808 | 11.7429 | 0
[7 empty] | Commercial | Tank Wrap on Water Heater | 350.0712 | 17.6144 | 0
[7 empty] | Commercial | Tank Wrap on Water Heater | 116.6904 | 5.8715 | 0
[7 empty] | Commercial | Tank Wrap on Water Heater | 116.6904 | 5.8715 | 0
[7 empty] | Commercial | Tank Wrap on Water Heater | 118.913 | 5.6167 | 0
[7 empty] | Commercial | Tank Wrap on Water Heater | 1189.1305 | 56.1673 | 0
[7 empty] | Commercial | Tank Wrap on Water Heater | 118.913 | 5.6167 | 0
[7 empty] | Commercial | Tank Wrap on Water Heater | 118.913 | 5.6167 | 0
[7 empty] | Commercial | Tank Wrap on Water Heater | 1783.6957 | 84.2509 | 0
[7 empty] | Commercial | Tank Wrap on Water Heater | 2972.8262 | 140.4182 | 0
[7 empty] | Commercial | Tank Wrap on Water Heater | 356.7391 | 16.8502 | 0
[7 empty] | Commercial | Tank Wrap on Water Heater | 2378.261 | 112.3345 | 0
[7 empty] | Commercial | Tank Wrap on Water Heater | 356.7391 | 16.8502 | 0
[7 empty] | Commercial | Tank Wrap on Water Heater | 237.8261 | 11.2335 | 0
[7 empty] | Commercial | Tank Wrap on Water Heater | 356.7391 | 16.8502 | 0
[7 empty] | Commercial | Tank Wrap on Water Heater | 118.913 | 5.6167 | 0
[7 empty] | Commercial | Tank Wrap on Water Heater | 118.913 | 5.6167 | 0
[7 empty] | Commercial | Bi-Level Lighting Control (Exterior) | 135.4628 | 30.2042 | 0
[7 empty] | Commercial | Bi-Level Lighting Control (Exterior) | 135.4628 | 30.2042 | 0
[7 empty] | Commercial | Bi-Level Lighting Control (Exterior) | 135.4628 | 30.2042 | 0
[7 empty] | Commercial | Bi-Level Lighting Control (Exterior) | 135.4628 | 30.2042 | 0
[7 empty] | Commercial | Bi-Level Lighting Control (Exterior) | 135.4628 | 30.2042 | 0
[7 empty] | Commercial | Bi-Level Lighting Control (Exterior) | 135.4628 | 30.2042 | 0
[7 empty] | Commercial | Bi-Level Lighting Control (Exterior) | 135.4628 | 30.2042 | 0
[7 empty] | Commercial | Bi-Level Lighting Control (Exterior) | 135.4628 | 30.2042 | 0
[7 empty] | Commercial | Bi-Level Lighting Control (Exterior) | 135.4628 | 30.2042 | 0
[7 empty] | Commercial | Bi-Level Lighting Control (Exterior) | 135.4628 | 30.2042 | 0
[7 empty] | Commercial | Bi-Level Lighting Control (Exterior) | 135.4628 | 30.2042 | 0
[7 empty] | Commercial | Bi-Level Lighting Control (Exterior) | 135.4628 | 30.2042 | 0
[7 empty] | Commercial | Bi-Level Lighting Control (Exterior) | 135.4628 | 30.2042 | 0
[7 empty] | Commercial | Bi-Level Lighting Control (Exterior) | 135.4628 | 30.2042 | 0
[7 empty] | Commercial | Bi-Level Lighting Control (Exterior) | 135.4628 | 30.2042 | 0
[7 empty] | Commercial | Bi-Level Lighting Control (Exterior) | 135.4628 | 30.2042 | 0
[7 empty] | Commercial | Bi-Level Lighting Control (Exterior) | 135.4628 | 30.2042 | 0
[7 empty] | Commercial | Bi-Level Lighting Control (Exterior) | 135.4628 | 30.2042 | 0
[7 empty] | Commercial | Bi-Level Lighting Control (Exterior) | 135.4628 | 30.2042 | 0
[7 empty] | Commercial | Bi-Level Lighting Control (Exterior) | 135.4628 | 30.2042 | 0
[7 empty] | Commercial | Bi-Level Lighting Control (Exterior) | 135.4628 | 30.2042 | 0
[7 empty] | Commercial | Bi-Level Lighting Control (Exterior) | 135.4628 | 30.2042 | 0
[7 empty] | Commercial | Bi-Level Lighting Control (Exterior) | 135.4628 | 30.2042 | 0
[7 empty] | Commercial | Bi-Level Lighting Control (Exterior) | 135.4628 | 30.2042 | 0
[7 empty] | Commercial | Bi-Level Lighting Control (Exterior) | 135.4628 | 30.2042 | 0
[7 empty] | Commercial | Bi-Level Lighting Control (Exterior) | 135.4628 | 30.2042 | 0
[7 empty] | Commercial | Outdoor Lighting Controls | 20.8198 | 12.5132 | 0
[7 empty] | Commercial | Outdoor Lighting Controls | 20.8198 | 12.5132 | 0
[7 empty] | Commercial | Outdoor Lighting Controls | 20.8198 | 12.5132 | 0
[7 empty] | Commercial | Outdoor Lighting Controls | 20.8198 | 12.5132 | 0
[7 empty] | Commercial | Outdoor Lighting Controls | 20.8198 | 12.5132 | 0
[7 empty] | Commercial | Outdoor Lighting Controls | 20.8198 | 12.5132 | 0
[7 empty] | Commercial | Outdoor Lighting Controls | 20.8198 | 12.5132 | 0
[7 empty] | Commercial | Outdoor Lighting Controls | 20.8198 | 12.5132 | 0
[7 empty] | Commercial | Outdoor Lighting Controls | 20.8198 | 12.5132 | 0
[7 empty] | Commercial | Outdoor Lighting Controls | 20.8198 | 12.5132 | 0
[7 empty] | Commercial | Outdoor Lighting Controls | 20.8198 | 12.5132 | 0
[7 empty] | Commercial | Outdoor Lighting Controls | 20.8198 | 12.5132 | 0
[7 empty] | Commercial | Outdoor Lighting Controls | 20.8198 | 12.5132 | 0
[7 empty] | Commercial | Outdoor Lighting Controls | 20.8198 | 12.5132 | 0
[7 empty] | Commercial | Outdoor Lighting Controls | 20.8198 | 12.5132 | 0
[7 empty] | Commercial | Outdoor Lighting Controls | 20.8198 | 12.5132 | 0
[7 empty] | Commercial | Outdoor Lighting Controls | 20.8198 | 12.5132 | 0
[7 empty] | Commercial | Outdoor Lighting Controls | 20.8198 | 12.5132 | 0
[7 empty] | Commercial | Outdoor Lighting Controls | 20.8198 | 12.5132 | 0
[7 empty] | Commercial | Outdoor Lighting Controls | 20.8198 | 12.5132 | 0
[7 empty] | Commercial | Outdoor Lighting Controls | 20.8198 | 12.5132 | 0
[7 empty] | Commercial | Outdoor Lighting Controls | 20.8198 | 12.5132 | 0
[7 empty] | Commercial | Outdoor Lighting Controls | 20.8198 | 12.5132 | 0
[7 empty] | Commercial | Outdoor Lighting Controls | 20.8198 | 12.5132 | 0
[7 empty] | Commercial | Outdoor Lighting Controls | 20.8198 | 12.5132 | 0
[7 empty] | Commercial | Outdoor Lighting Controls | 20.8198 | 12.5132 | 0
[7 empty] | Commercial | Ceiling Insulation(R2 to R38) | 0.31173 | 0.075215 | 0
[7 empty] | Commercial | Ceiling Insulation(R2 to R38) | 0.31173 | 0.075215 | 0
[7 empty] | Commercial | Ceiling Insulation(R2 to R38) | 0.31173 | 0.075215 | 0
[7 empty] | Commercial | Ceiling Insulation(R2 to R38) | 0.31173 | 0.075215 | 0
[7 empty] | Commercial | Ceiling Insulation(R2 to R38) | 0.31173 | 0.075215 | 0
[7 empty] | Commercial | Ceiling Insulation(R2 to R38) | 0.31173 | 0.075215 | 0
[7 empty] | Commercial | Ceiling Insulation(R2 to R38) | 0.31173 | 0.075215 | 0
[7 empty] | Commercial | Ceiling Insulation(R2 to R38) | 0.31173 | 0.075215 | 0
[7 empty] | Commercial | Ceiling Insulation(R2 to R38) | 0.31173 | 0.075215 | 0
[7 empty] | Commercial | Ceiling Insulation(R2 to R38) | 0.31173 | 0.075215 | 0
[7 empty] | Commercial | Ceiling Insulation(R2 to R38) | 0.31173 | 0.075215 | 0
[7 empty] | Commercial | Ceiling Insulation(R2 to R38) | 0.31173 | 0.075215 | 0
[7 empty] | Commercial | Ceiling Insulation(R2 to R38) | 0.40327 | 0.054429 | 0
[7 empty] | Commercial | Ceiling Insulation(R2 to R38) | 0.31381 | 0.074743 | 0
[7 empty] | Commercial | Ceiling Insulation(R2 to R38) | 0.31381 | 0.074743 | 0
[7 empty] | Commercial | Ceiling Insulation(R2 to R38) | 0.31381 | 0.074743 | 0
[7 empty] | Commercial | Ceiling Insulation(R2 to R38) | 0.31381 | 0.074743 | 0
[7 empty] | Commercial | Ceiling Insulation(R2 to R38) | 0.31381 | 0.074743 | 0
[7 empty] | Commercial | Ceiling Insulation(R2 to R38) | 0.31381 | 0.074743 | 0
[7 empty] | Commercial | Ceiling Insulation(R2 to R38) | 0.31381 | 0.074743 | 0
[7 empty] | Commercial | Ceiling Insulation(R2 to R38) | 0.31381 | 0.074743 | 0
[7 empty] | Commercial | Ceiling Insulation(R2 to R38) | 0.31381 | 0.074743 | 0
[7 empty] | Commercial | Ceiling Insulation(R2 to R38) | 0.31381 | 0.074743 | 0
[7 empty] | Commercial | Ceiling Insulation(R2 to R38) | 0.31381 | 0.074743 | 0
[7 empty] | Commercial | Ceiling Insulation(R2 to R38) | 0.31381 | 0.074743 | 0
[7 empty] | Commercial | Ceiling Insulation(R2 to R38) | 0.40535 | 0.053958 | 0
[7 empty] | Commercial | Chilled Water System - Variable Speed Drives | 145.858 | 397.8378 | 0
[7 empty] | Commercial | Chilled Water System - Variable Speed Drives | 145.858 | 397.8378 | 0
[7 empty] | Commercial | Chilled Water System - Variable Speed Drives | 145.858 | 397.8378 | 0
[7 empty] | Commercial | Chilled Water System - Variable Speed Drives | 145.858 | 397.8378 | 0
[7 empty] | Commercial | Chilled Water System - Variable Speed Drives | 145.858 | 397.8378 | 0
[7 empty] | Commercial | Chilled Water System - Variable Speed Drives | 145.858 | 397.8378 | 0
[7 empty] | Commercial | Chilled Water System - Variable Speed Drives | 145.858 | 397.8378 | 0
[7 empty] | Commercial | Chilled Water System - Variable Speed Drives | 145.858 | 397.8378 | 0
[7 empty] | Commercial | Chilled Water System - Variable Speed Drives | 145.858 | 397.8378 | 0
[7 empty] | Commercial | Chilled Water System - Variable Speed Drives | 145.858 | 397.8378 | 0
[7 empty] | Commercial | Chilled Water System - Variable Speed Drives | 145.858 | 397.8378 | 0
[7 empty] | Commercial | Chilled Water System - Variable Speed Drives | 145.858 | 397.8378 | 0
[7 empty] | Commercial | Chilled Water System - Variable Speed Drives | 145.858 | 397.8378 | 0
[7 empty] | Commercial | Chilled Water System - Variable Speed Drives | 145.858 | 397.8378 | 0
[7 empty] | Commercial | Chilled Water System - Variable Speed Drives | 145.858 | 397.8378 | 0
[7 empty] | Commercial | Chilled Water System - Variable Speed Drives | 145.858 | 397.8378 | 0
[7 empty] | Commercial | Chilled Water System - Variable Speed Drives | 145.858 | 397.8378 | 0
[7 empty] | Commercial | Chilled Water System - Variable Speed Drives | 145.858 | 397.8378 | 0
[7 empty] | Commercial | Chilled Water System - Variable Speed Drives | 145.858 | 397.8378 | 0
[7 empty] | Commercial | Chilled Water System - Variable Speed Drives | 145.858 | 397.8378 | 0
[7 empty] | Commercial | Chilled Water System - Variable Speed Drives | 145.858 | 397.8378 | 0
[7 empty] | Commercial | Chilled Water System - Variable Speed Drives | 145.858 | 397.8378 | 0
[7 empty] | Commercial | Chilled Water System - Variable Speed Drives | 145.858 | 397.8378 | 0
[7 empty] | Commercial | Chilled Water System - Variable Speed Drives | 145.858 | 397.8378 | 0
[7 empty] | Commercial | Chilled Water System - Variable Speed Drives | 145.858 | 397.8378 | 0
[7 empty] | Commercial | Chilled Water System - Variable Speed Drives | 145.858 | 397.8378 | 0
[7 empty] | Commercial | Dedicated Outdoor Air System on VRF unit | 666.3724 | 75.8845 | 0
[7 empty] | Commercial | Dedicated Outdoor Air System on VRF unit | 682.1727 | 72.2969 | 0
[7 empty] | Commercial | Dedicated Outdoor Air System on VRF unit | 747.6904 | 57.4206 | 0
[7 empty] | Commercial | Dedicated Outdoor Air System on VRF unit | 829.1063 | 38.9345 | 0
[7 empty] | Commercial | Dedicated Outdoor Air System on VRF unit | 736.2749 | 60.0126 | 0
[7 empty] | Commercial | Dedicated Outdoor Air System on VRF unit | 796.9664 | 46.2321 | 0
[7 empty] | Commercial | Dedicated Outdoor Air System on VRF unit | 822.8603 | 40.3527 | 0
[7 empty] | Commercial | Dedicated Outdoor Air System on VRF unit | 666.3724 | 75.8845 | 0
[7 empty] | Commercial | Dedicated Outdoor Air System on VRF unit | 682.1727 | 72.2969 | 0
[7 empty] | Commercial | Dedicated Outdoor Air System on VRF unit | 747.6904 | 57.4206 | 0
[7 empty] | Commercial | Dedicated Outdoor Air System on VRF unit | 829.1063 | 38.9345 | 0
[7 empty] | Commercial | Dedicated Outdoor Air System on VRF unit | 736.2749 | 60.0126 | 0
[7 empty] | Commercial | Dedicated Outdoor Air System on VRF unit | 796.9664 | 46.2321 | 0
[7 empty] | Commercial | Dedicated Outdoor Air System on VRF unit | 822.8603 | 40.3527 | 0
[7 empty] | Commercial | Duct Sealing Repair | 999.6098 | 254.2568 | 0
[7 empty] | Commercial | Duct Sealing Repair | 1664.6009 | 1518.5756 | 0
[7 empty] | Commercial | Duct Sealing Repair | 31.8125 | 278.6025 | 0
[7 empty] | Commercial | Duct Sealing Repair | 1141.2813 | 1041.1637 | 0
[7 empty] | Commercial | Duct Sealing Repair | 1311.5185 | 103.4296 | 0
[7 empty] | Commercial | Duct Sealing Repair | 999.6098 | 254.2568 | 0
[7 empty] | Commercial | Duct Sealing Repair | 1664.6009 | 1518.5756 | 0
[7 empty] | Commercial | Duct Sealing Repair | 31.8125 | 278.6025 | 0
[7 empty] | Commercial | Duct Sealing Repair | 1141.2813 | 1041.1637 | 0
[7 empty] | Commercial | Duct Sealing Repair | 1311.5185 | 103.4296 | 0
[7 empty] | Commercial | ECM Motors on Furnaces | 159.485 | 28.9533 | 0
[7 empty] | Commercial | ECM Motors on Furnaces | 159.485 | 28.9533 | 0
[7 empty] | Commercial | Energy Recovery Ventilation System (ERV) | 26387.2428 | 427.5361 | 0
[7 empty] | Commercial | Energy Recovery Ventilation System (ERV) | 28326.1283 | 488.7668 | 0
[7 empty] | Commercial | Energy Recovery Ventilation System (ERV) | 26387.2428 | 427.5361 | 0
[7 empty] | Commercial | Energy Recovery Ventilation System (ERV) | 28326.1283 | 488.7668 | 0
[7 empty] | Commercial | Facility Commissioning | 2433.1569 | 688.5332 | 0
[7 empty] | Commercial | Facility Commissioning | 2732.7645 | 717.4558 | 0
[7 empty] | Commercial | Facility Energy Management System | 35621.8896 | 2444.4219 | 0
[7 empty] | Commercial | Facility Energy Management System | 83.6602 | 1719.9549 | 0
[7 empty] | Commercial | Facility Energy Management System | 871.7258 | 17921.6598 | 0
[7 empty] | Commercial | Facility Energy Management System | 11122.8971 | 1631.0387 | 0
[7 empty] | Commercial | Facility Energy Management System | 51128.203 | 18955.6926 | 0
[7 empty] | Commercial | Facility Energy Management System | 4669.981 | 448.4611 | 0
[7 empty] | Commercial | Facility Energy Management System | 24423.0303 | 1675.9411 | 0
[7 empty] | Commercial | Facility Energy Management System | 35621.8896 | 2444.4219 | 0
[7 empty] | Commercial | Facility Energy Management System | 83.6602 | 1719.9549 | 0
[7 empty] | Commercial | Facility Energy Management System | 871.7258 | 17921.6598 | 0
[7 empty] | Commercial | Facility Energy Management System | 11122.8971 | 1631.0387 | 0
[7 empty] | Commercial | Facility Energy Management System | 51128.203 | 18955.6926 | 0
[7 empty] | Commercial | Facility Energy Management System | 4669.981 | 448.4611 | 0
[7 empty] | Commercial | Facility Energy Management System | 24423.0303 | 1675.9411 | 0
[7 empty] | Commercial | HVAC tune-up | 18.7704 | 7.6586 | 0
[7 empty] | Commercial | HVAC tune-up | 15.08 | 8.4965 | 0
[7 empty] | Commercial | HVAC tune-up | 33.8674 | 4.2307 | 0
[7 empty] | Commercial | HVAC tune-up | 34.2803 | 4.1369 | 0
[7 empty] | Commercial | HVAC tune-up | 33.661 | 4.2776 | 0
[7 empty] | Commercial | HVAC tune-up | 14.5381 | 8.6196 | 0
[7 empty] | Commercial | HVAC tune-up | 9.6606 | 9.727 | 0
[7 empty] | Commercial | HVAC tune-up | 15.2607 | 8.4555 | 0
[7 empty] | Commercial | HVAC tune-up | 18.7704 | 7.6586 | 0
[7 empty] | Commercial | HVAC tune-up | 15.08 | 8.4965 | 0
[7 empty] | Commercial | HVAC tune-up | 33.8674 | 4.2307 | 0
[7 empty] | Commercial | HVAC tune-up | 34.2803 | 4.1369 | 0
[7 empty] | Commercial | HVAC tune-up | 33.661 | 4.2776 | 0
[7 empty] | Commercial | HVAC tune-up | 14.5381 | 8.6196 | 0
[7 empty] | Commercial | HVAC tune-up | 9.6606 | 9.727 | 0
[7 empty] | Commercial | HVAC tune-up | 15.2607 | 8.4555 | 0
[7 empty] | Commercial | HVAC tune-up_RTU | 197.7723 | 34.5645 | 0
[7 empty] | Commercial | HVAC tune-up_RTU | 181.1169 | 38.3463 | 0
[7 empty] | Commercial | HVAC tune-up_RTU | 18.7562 | 75.2116 | 0
[7 empty] | Commercial | HVAC tune-up_RTU | 36.2268 | 71.2447 | 0
[7 empty] | Commercial | HVAC tune-up_RTU | 98.5389 | 57.0963 | 0
[7 empty] | Commercial | HVAC tune-up_RTU | 178.671 | 38.9016 | 0
[7 empty] | Commercial | HVAC tune-up_RTU | 103.3142 | 56.012 | 0
[7 empty] | Commercial | HVAC tune-up_RTU | 156.658 | 43.8999 | 0
[7 empty] | Commercial | HVAC tune-up_RTU | 181.9322 | 38.1611 | 0
[7 empty] | Commercial | HVAC tune-up_RTU | 197.7723 | 34.5645 | 0
[7 empty] | Commercial | HVAC tune-up_RTU | 181.1169 | 38.3463 | 0
[7 empty] | Commercial | HVAC tune-up_RTU | 18.7562 | 75.2116 | 0
[7 empty] | Commercial | HVAC tune-up_RTU | 36.2268 | 71.2447 | 0
[7 empty] | Commercial | HVAC tune-up_RTU | 98.5389 | 57.0963 | 0
[7 empty] | Commercial | HVAC tune-up_RTU | 178.671 | 38.9016 | 0
[7 empty] | Commercial | HVAC tune-up_RTU | 103.3142 | 56.012 | 0
[7 empty] | Commercial | HVAC tune-up_RTU | 156.658 | 43.8999 | 0
[7 empty] | Commercial | HVAC tune-up_RTU | 181.9322 | 38.1611 | 0
[7 empty] | Commercial | Programmable Thermostat | 14687.9712 | 3340.1021 | 0
[7 empty] | Commercial | Programmable Thermostat | 3385.9506 | 303.9805 | 0
[7 empty] | Commercial | Programmable Thermostat | 32.176 | 191.3586 | 0
[7 empty] | Commercial | Programmable Thermostat | 14687.9712 | 3340.1021 | 0
[7 empty] | Commercial | Programmable Thermostat | 3385.9506 | 303.9805 | 0
[7 empty] | Commercial | Programmable Thermostat | 32.176 | 191.3586 | 0
[7 empty] | Commercial | Smart Thermostat | 5169.9201 | 9278.0614 | 0
[7 empty] | Commercial | Smart Thermostat | 3679.1684 | 844.3904 | 0
[7 empty] | Commercial | Smart Thermostat | 1717.4912 | 232.1688 | 0
[7 empty] | Commercial | Smart Thermostat | 5169.9201 | 9278.0614 | 0
[7 empty] | Commercial | Smart Thermostat | 3679.1684 | 844.3904 | 0
[7 empty] | Commercial | Smart Thermostat | 1717.4912 | 232.1688 | 0
[7 empty] | Commercial | Wall Insulation | 0.57608 | 0.083062 | 0
[7 empty] | Commercial | Wall Insulation | 0.5866 | 0.080673 | 0
[7 empty] | Commercial | Wall Insulation | 0.58141 | 0.081852 | 0
[7 empty] | Commercial | Wall Insulation | 0.59167 | 0.079523 | 0
[7 empty] | Commercial | Wall Insulation | 0.58141 | 0.081852 | 0
[7 empty] | Commercial | Wall Insulation | 0.5866 | 0.080673 | 0
[7 empty] | Commercial | Wall Insulation | 0.5866 | 0.080673 | 0
[7 empty] | Commercial | Wall Insulation | 0.58141 | 0.081852 | 0
[7 empty] | Commercial | Wall Insulation | 0.58141 | 0.081852 | 0
[7 empty] | Commercial | Wall Insulation | 0.57608 | 0.083062 | 0
[7 empty] | Commercial | Wall Insulation | 0.58141 | 0.081852 | 0
[7 empty] | Commercial | Wall Insulation | 0.57061 | 0.084303 | 0
[7 empty] | Commercial | Wall Insulation | 0.57608 | 0.083062 | 0
[7 empty] | Commercial | Bi-Level Lighting Control (Interior) | 206.2135 | 19.1155 | 0
[7 empty] | Commercial | Bi-Level Lighting Control (Interior) | 168.3676 | 23.4531 | 0
[7 empty] | Commercial | Bi-Level Lighting Control (Interior) | 206.2135 | 19.1155 | 0
[7 empty] | Commercial | Bi-Level Lighting Control (Interior) | 168.3676 | 23.4531 | 0
[7 empty] | Commercial | Interior Lighting Controls | 78.2307 | 8.9567 | 0
[7 empty] | Commercial | Interior Lighting Controls | 36.602 | 13.7278 | 0
[7 empty] | Commercial | Interior Lighting Controls | 5.7337 | 17.2657 | 0
[7 empty] | Commercial | Interior Lighting Controls | 19.7548 | 15.6587 | 0
[7 empty] | Commercial | Interior Lighting Controls | 66.7366 | 10.2741 | 0
[7 empty] | Commercial | Interior Lighting Controls | 54.373 | 11.6911 | 0
[7 empty] | Commercial | Interior Lighting Controls | 36.602 | 13.7278 | 0
[7 empty] | Commercial | Interior Lighting Controls | 67.9865 | 10.1308 | 0
[7 empty] | Commercial | Interior Lighting Controls | 65.1606 | 10.4547 | 0
[7 empty] | Commercial | Interior Lighting Controls | 20.9504 | 15.5216 | 0
[7 empty] | Commercial | Interior Lighting Controls | 52.4709 | 11.9091 | 0
[7 empty] | Commercial | Interior Lighting Controls | 78.2307 | 8.9567 | 0
[7 empty] | Commercial | Interior Lighting Controls | 36.602 | 13.7278 | 0
[7 empty] | Commercial | Interior Lighting Controls | 5.7337 | 17.2657 | 0
[7 empty] | Commercial | Interior Lighting Controls | 19.7548 | 15.6587 | 0
[7 empty] | Commercial | Interior Lighting Controls | 66.7366 | 10.2741 | 0
[7 empty] | Commercial | Interior Lighting Controls | 54.373 | 11.6911 | 0
[7 empty] | Commercial | Interior Lighting Controls | 36.602 | 13.7278 | 0
[7 empty] | Commercial | Interior Lighting Controls | 67.9865 | 10.1308 | 0
[7 empty] | Commercial | Interior Lighting Controls | 65.1606 | 10.4547 | 0
[7 empty] | Commercial | Interior Lighting Controls | 20.9504 | 15.5216 | 0
[7 empty] | Commercial | Interior Lighting Controls | 52.4709 | 11.9091 | 0
[7 empty] | Commercial | Engine Block Timer | 28.1815 | 8.895 | 0
[7 empty] | Commercial | Engine Block Timer | 28.1815 | 8.895 | 0
[7 empty] | Commercial | Engine Block Timer | 28.1815 | 8.895 | 0
[7 empty] | Commercial | Engine Block Timer | 28.1815 | 8.895 | 0
[7 empty] | Commercial | Engine Block Timer | 28.1815 | 8.895 | 0
[7 empty] | Commercial | Engine Block Timer | 28.1815 | 8.895 | 0
[7 empty] | Commercial | Engine Block Timer | 28.1815 | 8.895 | 0
[7 empty] | Commercial | Engine Block Timer | 28.1815 | 8.895 | 0
[7 empty] | Commercial | Engine Block Timer | 28.1815 | 8.895 | 0
[7 empty] | Commercial | Engine Block Timer | 28.1815 | 8.895 | 0
[7 empty] | Commercial | Engine Block Timer | 28.1815 | 8.895 | 0
[7 empty] | Commercial | Engine Block Timer | 28.1815 | 8.895 | 0
[7 empty] | Commercial | Engine Block Timer | 28.1815 | 8.895 | 0
[7 empty] | Commercial | Engine Block Timer | 28.1815 | 8.895 | 0
[7 empty] | Commercial | Engine Block Timer | 28.1815 | 8.895 | 0
[7 empty] | Commercial | Engine Block Timer | 28.1815 | 8.895 | 0
[7 empty] | Commercial | Engine Block Timer | 28.1815 | 8.895 | 0
[7 empty] | Commercial | Engine Block Timer | 28.1815 | 8.895 | 0
[7 empty] | Commercial | Engine Block Timer | 28.1815 | 8.895 | 0
[7 empty] | Commercial | Engine Block Timer | 28.1815 | 8.895 | 0
[7 empty] | Commercial | Engine Block Timer | 28.1815 | 8.895 | 0
[7 empty] | Commercial | Engine Block Timer | 28.1815 | 8.895 | 0
[7 empty] | Commercial | Engine Block Timer | 28.1815 | 8.895 | 0
[7 empty] | Commercial | Engine Block Timer | 28.1815 | 8.895 | 0
[7 empty] | Commercial | Engine Block Timer | 28.1815 | 8.895 | 0
[7 empty] | Commercial | Engine Block Timer | 28.1815 | 8.895 | 0
[7 empty] | Commercial | VSD Controlled Compressor | 1431.7274 | 451.6205 | 0
[7 empty] | Commercial | VSD Controlled Compressor | 1431.7274 | 451.6205 | 0
[7 empty] | Commercial | VSD Controlled Compressor | 1431.7274 | 451.6205 | 0
[7 empty] | Commercial | VSD Controlled Compressor | 1431.7274 | 451.6205 | 0
[7 empty] | Commercial | VSD Controlled Compressor | 1431.7274 | 451.6205 | 0
[7 empty] | Commercial | VSD Controlled Compressor | 1431.7274 | 451.6205 | 0
[7 empty] | Commercial | VSD Controlled Compressor | 1431.7274 | 451.6205 | 0
[7 empty] | Commercial | VSD Controlled Compressor | 1431.7274 | 451.6205 | 0
[7 empty] | Commercial | VSD Controlled Compressor | 1431.7274 | 451.6205 | 0
[7 empty] | Commercial | VSD Controlled Compressor | 1431.7274 | 451.6205 | 0
[7 empty] | Commercial | VSD Controlled Compressor | 1431.7274 | 451.6205 | 0
[7 empty] | Commercial | VSD Controlled Compressor | 1431.7274 | 451.6205 | 0
[7 empty] | Commercial | VSD Controlled Compressor | 1431.7274 | 451.6205 | 0
[7 empty] | Commercial | VSD Controlled Compressor | 1431.7274 | 451.6205 | 0
[7 empty] | Commercial | VSD Controlled Compressor | 1431.7274 | 451.6205 | 0
[7 empty] | Commercial | VSD Controlled Compressor | 1431.7274 | 451.6205 | 0
[7 empty] | Commercial | VSD Controlled Compressor | 1431.7274 | 451.6205 | 0
[7 empty] | Commercial | VSD Controlled Compressor | 1431.7274 | 451.6205 | 0
[7 empty] | Commercial | VSD Controlled Compressor | 1431.7274 | 451.6205 | 0
[7 empty] | Commercial | VSD Controlled Compressor | 1431.7274 | 451.6205 | 0
[7 empty] | Commercial | VSD Controlled Compressor | 1431.7274 | 451.6205 | 0
[7 empty] | Commercial | VSD Controlled Compressor | 1431.7274 | 451.6205 | 0
[7 empty] | Commercial | VSD Controlled Compressor | 1431.7274 | 451.6205 | 0
[7 empty] | Commercial | VSD Controlled Compressor | 1431.7274 | 451.6205 | 0
[7 empty] | Commercial | VSD Controlled Compressor | 1431.7274 | 451.6205 | 0
[7 empty] | Commercial | VSD Controlled Compressor | 1431.7274 | 451.6205 | 0
[7 empty] | Commercial | Network PC Power Management | 121.5224 | 59.1939 | 0
[7 empty] | Commercial | Network PC Power Management | 295.8568 | 155.5433 | 0
[7 empty] | Commercial | Network PC Power Management | 154.766 | 75.3261 | 0
[7 empty] | Commercial | Network PC Power Management | 207.3314 | 105.8624 | 0
[7 empty] | Commercial | Network PC Power Management | 1671.1049 | 928.565 | 0
[7 empty] | Commercial | Network PC Power Management | 200.8055 | 96.6392 | 0
[7 empty] | Commercial | Network PC Power Management | 169.5815 | 86.923 | 0
[7 empty] | Commercial | Network PC Power Management | 2337.552 | 1297.5606 | 0
[7 empty] | Commercial | Network PC Power Management | 142.0044 | 73.465 | 0
[7 empty] | Commercial | Network PC Power Management | 136.0511 | 70.8236 | 0
[7 empty] | Commercial | Network PC Power Management | 68.3936 | 32.0459 | 0
[7 empty] | Commercial | Network PC Power Management | 200.5173 | 106.6434 | 0
[7 empty] | Commercial | Network PC Power Management | 40.0019 | 8.7102 | 0
[7 empty] | Commercial | Network PC Power Management | 121.5224 | 59.1939 | 0
[7 empty] | Commercial | Network PC Power Management | 295.8568 | 155.5433 | 0
[7 empty] | Commercial | Network PC Power Management | 154.766 | 75.3261 | 0
[7 empty] | Commercial | Network PC Power Management | 207.3314 | 105.8624 | 0
[7 empty] | Commercial | Network PC Power Management | 1671.1049 | 928.565 | 0
[7 empty] | Commercial | Network PC Power Management | 200.8055 | 96.6392 | 0
[7 empty] | Commercial | Network PC Power Management | 169.5815 | 86.923 | 0
[7 empty] | Commercial | Network PC Power Management | 2337.552 | 1297.5606 | 0
[7 empty] | Commercial | Network PC Power Management | 142.0044 | 73.465 | 0
[7 empty] | Commercial | Network PC Power Management | 136.0511 | 70.8236 | 0
[7 empty] | Commercial | Network PC Power Management | 68.3936 | 32.0459 | 0
[7 empty] | Commercial | Network PC Power Management | 200.5173 | 106.6434 | 0
[7 empty] | Commercial | Network PC Power Management | 40.0019 | 8.7102 | 0
[7 empty] | Commercial | Smart Strip Plug Outlet | 4.1258 | 0.67324 | 0
[7 empty] | Commercial | Smart Strip Plug Outlet | 4.1258 | 0.67324 | 0
[7 empty] | Commercial | Freezer-Cooler Replacement Gaskets | 66.4574 | 3.4776 | 0
[7 empty] | Commercial | Freezer-Cooler Replacement Gaskets | 66.4574 | 3.4776 | 0
[7 empty] | Commercial | Freezer-Cooler Replacement Gaskets | 66.4574 | 3.4776 | 0
[7 empty] | Commercial | Freezer-Cooler Replacement Gaskets | 66.4574 | 3.4776 | 0
[7 empty] | Commercial | Freezer-Cooler Replacement Gaskets | 66.4574 | 3.4776 | 0
[7 empty] | Commercial | Freezer-Cooler Replacement Gaskets | 66.4574 | 3.4776 | 0
[7 empty] | Commercial | Freezer-Cooler Replacement Gaskets | 66.4574 | 3.4776 | 0
[7 empty] | Commercial | Freezer-Cooler Replacement Gaskets | 66.4574 | 3.4776 | 0
[7 empty] | Commercial | Freezer-Cooler Replacement Gaskets | 66.4574 | 3.4776 | 0
[7 empty] | Commercial | Freezer-Cooler Replacement Gaskets | 66.4574 | 3.4776 | 0
[7 empty] | Commercial | Freezer-Cooler Replacement Gaskets | 66.4574 | 3.4776 | 0
[7 empty] | Commercial | Freezer-Cooler Replacement Gaskets | 66.4574 | 3.4776 | 0
[7 empty] | Commercial | Freezer-Cooler Replacement Gaskets | 66.4574 | 3.4776 | 0
[7 empty] | Commercial | PSC to ECM Evaporator Fan Motor (Reach-In) | 79.1911 | 11.21 | 0
[7 empty] | Commercial | PSC to ECM Evaporator Fan Motor (Reach-In) | 79.1911 | 11.21 | 0
[7 empty] | Commercial | PSC to ECM Evaporator Fan Motor (Reach-In) | 79.1911 | 11.21 | 0
[7 empty] | Commercial | PSC to ECM Evaporator Fan Motor (Reach-In) | 79.1911 | 11.21 | 0
[7 empty] | Commercial | PSC to ECM Evaporator Fan Motor (Reach-In) | 79.1911 | 11.21 | 0
[7 empty] | Commercial | PSC to ECM Evaporator Fan Motor (Reach-In) | 79.1911 | 11.21 | 0
[7 empty] | Commercial | PSC to ECM Evaporator Fan Motor (Reach-In) | 79.1911 | 11.21 | 0
[7 empty] | Commercial | PSC to ECM Evaporator Fan Motor (Reach-In) | 79.1911 | 11.21 | 0
[7 empty] | Commercial | PSC to ECM Evaporator Fan Motor (Reach-In) | 79.1911 | 11.21 | 0
[7 empty] | Commercial | PSC to ECM Evaporator Fan Motor (Reach-In) | 79.1911 | 11.21 | 0
[7 empty] | Commercial | PSC to ECM Evaporator Fan Motor (Reach-In) | 79.1911 | 11.21 | 0
[7 empty] | Commercial | PSC to ECM Evaporator Fan Motor (Reach-In) | 79.1911 | 11.21 | 0
[7 empty] | Commercial | PSC to ECM Evaporator Fan Motor (Reach-In) | 79.1911 | 11.21 | 0
[7 empty] | Commercial | PSC to ECM Evaporator Fan Motor (Reach-In) | 79.1911 | 11.21 | 0
[7 empty] | Commercial | PSC to ECM Evaporator Fan Motor (Reach-In) | 79.1911 | 11.21 | 0
[7 empty] | Commercial | PSC to ECM Evaporator Fan Motor (Reach-In) | 79.1911 | 11.21 | 0
[7 empty] | Commercial | PSC to ECM Evaporator Fan Motor (Reach-In) | 79.1911 | 11.21 | 0
[7 empty] | Commercial | PSC to ECM Evaporator Fan Motor (Reach-In) | 79.1911 | 11.21 | 0
[7 empty] | Commercial | PSC to ECM Evaporator Fan Motor (Reach-In) | 79.1911 | 11.21 | 0
[7 empty] | Commercial | PSC to ECM Evaporator Fan Motor (Reach-In) | 79.1911 | 11.21 | 0
[7 empty] | Commercial | PSC to ECM Evaporator Fan Motor (Reach-In) | 79.1911 | 11.21 | 0
[7 empty] | Commercial | PSC to ECM Evaporator Fan Motor (Reach-In) | 79.1911 | 11.21 | 0
[7 empty] | Commercial | PSC to ECM Evaporator Fan Motor (Reach-In) | 79.1911 | 11.21 | 0
[7 empty] | Commercial | PSC to ECM Evaporator Fan Motor (Reach-In) | 79.1911 | 11.21 | 0
[7 empty] | Commercial | PSC to ECM Evaporator Fan Motor (Reach-In) | 79.1911 | 11.21 | 0
[7 empty] | Commercial | PSC to ECM Evaporator Fan Motor (Reach-In) | 79.1911 | 11.21 | 0
[7 empty] | Commercial | PSC to ECM Evaporator Fan Motor (Walk-In, Refrigerator) | 113.5221 | 7.2753 | 0
[7 empty] | Commercial | PSC to ECM Evaporator Fan Motor (Walk-In, Refrigerator) | 113.5221 | 7.2753 | 0
[7 empty] | Commercial | PSC to ECM Evaporator Fan Motor (Walk-In, Refrigerator) | 113.5221 | 7.2753 | 0
[7 empty] | Commercial | PSC to ECM Evaporator Fan Motor (Walk-In, Refrigerator) | 113.5221 | 7.2753 | 0
[7 empty] | Commercial | PSC to ECM Evaporator Fan Motor (Walk-In, Refrigerator) | 113.5221 | 7.2753 | 0
[7 empty] | Commercial | PSC to ECM Evaporator Fan Motor (Walk-In, Refrigerator) | 113.5221 | 7.2753 | 0
[7 empty] | Commercial | PSC to ECM Evaporator Fan Motor (Walk-In, Refrigerator) | 113.5221 | 7.2753 | 0
[7 empty] | Commercial | PSC to ECM Evaporator Fan Motor (Walk-In, Refrigerator) | 113.5221 | 7.2753 | 0
[7 empty] | Commercial | PSC to ECM Evaporator Fan Motor (Walk-In, Refrigerator) | 113.5221 | 7.2753 | 0
[7 empty] | Commercial | PSC to ECM Evaporator Fan Motor (Walk-In, Refrigerator) | 113.5221 | 7.2753 | 0
[7 empty] | Commercial | PSC to ECM Evaporator Fan Motor (Walk-In, Refrigerator) | 113.5221 | 7.2753 | 0
[7 empty] | Commercial | PSC to ECM Evaporator Fan Motor (Walk-In, Refrigerator) | 113.5221 | 7.2753 | 0
[7 empty] | Commercial | PSC to ECM Evaporator Fan Motor (Walk-In, Refrigerator) | 113.5221 | 7.2753 | 0
[7 empty] | Commercial | PSC to ECM Evaporator Fan Motor (Walk-In, Refrigerator) | 113.5221 | 7.2753 | 0
[7 empty] | Commercial | PSC to ECM Evaporator Fan Motor (Walk-In, Refrigerator) | 113.5221 | 7.2753 | 0
[7 empty] | Commercial | PSC to ECM Evaporator Fan Motor (Walk-In, Refrigerator) | 113.5221 | 7.2753 | 0
[7 empty] | Commercial | PSC to ECM Evaporator Fan Motor (Walk-In, Refrigerator) | 113.5221 | 7.2753 | 0
[7 empty] | Commercial | PSC to ECM Evaporator Fan Motor (Walk-In, Refrigerator) | 113.5221 | 7.2753 | 0
[7 empty] | Commercial | PSC to ECM Evaporator Fan Motor (Walk-In, Refrigerator) | 113.5221 | 7.2753 | 0
[7 empty] | Commercial | PSC to ECM Evaporator Fan Motor (Walk-In, Refrigerator) | 113.5221 | 7.2753 | 0
[7 empty] | Commercial | PSC to ECM Evaporator Fan Motor (Walk-In, Refrigerator) | 113.5221 | 7.2753 | 0
[7 empty] | Commercial | PSC to ECM Evaporator Fan Motor (Walk-In, Refrigerator) | 113.5221 | 7.2753 | 0
[7 empty] | Commercial | PSC to ECM Evaporator Fan Motor (Walk-In, Refrigerator) | 113.5221 | 7.2753 | 0
[7 empty] | Commercial | PSC to ECM Evaporator Fan Motor (Walk-In, Refrigerator) | 113.5221 | 7.2753 | 0
[7 empty] | Commercial | PSC to ECM Evaporator Fan Motor (Walk-In, Refrigerator) | 113.5221 | 7.2753 | 0
[7 empty] | Commercial | PSC to ECM Evaporator Fan Motor (Walk-In, Refrigerator) | 113.5221 | 7.2753 | 0
[7 empty] | Commercial | Strip Curtains for Walk-ins | 133.1017 | 9.3429 | 0
[7 empty] | Commercial | Strip Curtains for Walk-ins | 133.1017 | 9.3429 | 0
[7 empty] | Commercial | Strip Curtains for Walk-ins | 133.1017 | 9.3429 | 0
[7 empty] | Commercial | Strip Curtains for Walk-ins | 133.1017 | 9.3429 | 0
[7 empty] | Commercial | Strip Curtains for Walk-ins | 133.1017 | 9.3429 | 0
[7 empty] | Commercial | Strip Curtains for Walk-ins | 133.1017 | 9.3429 | 0
[7 empty] | Commercial | Strip Curtains for Walk-ins | 133.1017 | 9.3429 | 0
[7 empty] | Commercial | Strip Curtains for Walk-ins | 133.1017 | 9.3429 | 0
[7 empty] | Commercial | Strip Curtains for Walk-ins | 133.1017 | 9.3429 | 0
[7 empty] | Commercial | Strip Curtains for Walk-ins | 133.1017 | 9.3429 | 0
[7 empty] | Commercial | Strip Curtains for Walk-ins | 133.1017 | 9.3429 | 0
[7 empty] | Commercial | Strip Curtains for Walk-ins | 133.1017 | 9.3429 | 0
[7 empty] | Commercial | Strip Curtains for Walk-ins | 133.1017 | 9.3429 | 0
[7 empty] | Commercial | Strip Curtains for Walk-ins | 133.1017 | 9.3429 | 0
[7 empty] | Commercial | Strip Curtains for Walk-ins | 133.1017 | 9.3429 | 0
[7 empty] | Commercial | Strip Curtains for Walk-ins | 133.1017 | 9.3429 | 0
[7 empty] | Commercial | Strip Curtains for Walk-ins | 133.1017 | 9.3429 | 0
[7 empty] | Commercial | Strip Curtains for Walk-ins | 133.1017 | 9.3429 | 0
[7 empty] | Commercial | Strip Curtains for Walk-ins | 133.1017 | 9.3429 | 0
[7 empty] | Commercial | Strip Curtains for Walk-ins | 133.1017 | 9.3429 | 0
[7 empty] | Commercial | Strip Curtains for Walk-ins | 133.1017 | 9.3429 | 0
[7 empty] | Commercial | Strip Curtains for Walk-ins | 133.1017 | 9.3429 | 0
[7 empty] | Commercial | Strip Curtains for Walk-ins | 133.1017 | 9.3429 | 0
[7 empty] | Commercial | Strip Curtains for Walk-ins | 133.1017 | 9.3429 | 0
[7 empty] | Commercial | Strip Curtains for Walk-ins | 133.1017 | 9.3429 | 0
[7 empty] | Commercial | Strip Curtains for Walk-ins | 133.1017 | 9.3429 | 0
[7 empty] | Commercial | Demand Controlled Ventilation | 591.937 | 206.183 | 0
[7 empty] | Commercial | Demand Controlled Ventilation | 1087.5036 | 93.6606 | 0
[7 empty] | Commercial | Demand Controlled Ventilation | 40.4339 | 671.9931 | 0
[7 empty] | Commercial | Demand Controlled Ventilation | 315.1989 | 609.6055 | 0
[7 empty] | Commercial | Demand Controlled Ventilation | 93.5496 | 319.3458 | 0
[7 empty] | Commercial | Demand Controlled Ventilation | 1055.2781 | 100.9777 | 0
[7 empty] | Commercial | Demand Controlled Ventilation | 504.9877 | 225.9255 | 0
[7 empty] | Commercial | Demand Controlled Ventilation | 1130.6074 | 83.8735 | 0
[7 empty] | Commercial | Demand Controlled Ventilation | 591.937 | 206.183 | 0
[7 empty] | Commercial | Demand Controlled Ventilation | 1087.5036 | 93.6606 | 0
[7 empty] | Commercial | Demand Controlled Ventilation | 40.4339 | 671.9931 | 0
[7 empty] | Commercial | Demand Controlled Ventilation | 315.1989 | 609.6055 | 0
[7 empty] | Commercial | Demand Controlled Ventilation | 93.5496 | 319.3458 | 0
[7 empty] | Commercial | Demand Controlled Ventilation | 1055.2781 | 100.9777 | 0
[7 empty] | Commercial | Demand Controlled Ventilation | 504.9877 | 225.9255 | 0
[7 empty] | Commercial | Demand Controlled Ventilation | 1130.6074 | 83.8735 | 0
[7 empty] | Commercial | ENERGY STAR certified buildings program | 2485.7479 | 822.1299 | 0
[7 empty] | Commercial | ENERGY STAR certified buildings program | 28726.6642 | 1435.0314 | 0
[7 empty] | Commercial | ENERGY STAR certified buildings program | 299327.3215 | 14952.8012 | 0
[7 empty] | Commercial | ENERGY STAR certified buildings program | 27817.7869 | 1658.9116 | 0
[7 empty] | Commercial | ENERGY STAR certified buildings program | 57427.3232 | 1360.8448 | 0
[7 empty] | Commercial | ENERGY STAR certified buildings program | 452363.3988 | 15815.5389 | 0
[7 empty] | Commercial | ENERGY STAR certified buildings program | 22618.2571 | 1182.2176 | 0
[7 empty] | Commercial | ENERGY STAR certified buildings program | 2939.0178 | 856.6645 | 0
[7 empty] | Commercial | ENERGY STAR certified buildings program | 20195.1829 | 374.1701 | 0
[7 empty] | Commercial | ENERGY STAR certified buildings program | 2485.7479 | 822.1299 | 0
[7 empty] | Commercial | ENERGY STAR certified buildings program | 28726.6642 | 1435.0314 | 0
[7 empty] | Commercial | ENERGY STAR certified buildings program | 299327.3215 | 14952.8012 | 0
[7 empty] | Commercial | ENERGY STAR certified buildings program | 27817.7869 | 1658.9116 | 0
[7 empty] | Commercial | ENERGY STAR certified buildings program | 57427.3232 | 1360.8448 | 0
[7 empty] | Commercial | ENERGY STAR certified buildings program | 452363.3988 | 15815.5389 | 0
[7 empty] | Commercial | ENERGY STAR certified buildings program | 22618.2571 | 1182.2176 | 0
[7 empty] | Commercial | ENERGY STAR certified buildings program | 2939.0178 | 856.6645 | 0
[7 empty] | Commercial | ENERGY STAR certified buildings program | 20195.1829 | 374.1701 | 0
[7 empty] | Commercial | Retro-Commissioning | 2013.5547 | 431.6956 | 0
[7 empty] | Commercial | Retro-Commissioning | 283.4163 | 2578.348 | 0
[7 empty] | Commercial | Retro-Commissioning | 194.3128 | 1767.7637 | 0
[7 empty] | Commercial | Retro-Commissioning | 3286.9633 | 175.6107 | 0
[7 empty] | Commercial | Retro-Commissioning | 2013.5547 | 431.6956 | 0
[7 empty] | Commercial | Retro-Commissioning | 283.4163 | 2578.348 | 0
[7 empty] | Commercial | Retro-Commissioning | 194.3128 | 1767.7637 | 0
[7 empty] | Commercial | Retro-Commissioning | 3286.9633 | 175.6107 | 0
[7 empty] | Commercial | Central air conditioner - Load Shed | 30.4822 | 146.06 | 10
[7 empty] | Commercial | Central air conditioner - Load Shed | 86.9433 | 146.06 | 10
[7 empty] | Commercial | Central air conditioner - Load Shed | 120.3366 | 146.06 | 10
[7 empty] | Commercial | Central air conditioner - Load Shed | 359.8412 | 146.06 | 10
[7 empty] | Commercial | Central air conditioner - 50% cycling | 4.4973 | 146.06 | 10
[7 empty] | Commercial | Central air conditioner - 50% cycling | 32.7278 | 146.06 | 10
[7 empty] | Commercial | Central air conditioner - 50% cycling | 49.4245 | 146.06 | 10
[7 empty] | Commercial | Central air conditioner - 50% cycling | 169.1768 | 146.06 | 10
[7 empty] | Commercial | Smart thermostats - Utility Installation | 0 | 311 | 10
[7 empty] | Commercial | Smart thermostats - Utility Installation | 20.3911 | 311 | 10
[7 empty] | Commercial | Smart thermostats - Utility Installation | 28.1517 | 311 | 10
[7 empty] | Commercial | Smart thermostats - Utility Installation | 83.0348 | 311 | 10
[7 empty] | Commercial | Smart thermostats - BYOT | 32.3503 | 22 | 10
[7 empty] | Commercial | Smart thermostats - BYOT | 92.5584 | 22 | 10
[7 empty] | Commercial | Smart thermostats - BYOT | 129.9844 | 22 | 10
[7 empty] | Commercial | Smart thermostats - BYOT | 269.493 | 22 | 10
[7 empty] | Commercial | CPP + Tech | 0 | 375 | 10
[7 empty] | Commercial | CPP + Tech | 38.9214 | 375 | 10
[7 empty] | Commercial | CPP + Tech | 56.4369 | 375 | 10
[7 empty] | Commercial | CPP + Tech | 120.6171 | 375 | 10
[7 empty] | Commercial | Central Heating - Load Shed | 63.6684 | 146.06 | 10
[7 empty] | Commercial | Central Heating - Load Shed | 214.151 | 146.06 | 10
[7 empty] | Commercial | Central Heating - Load Shed | 311.7012 | 146.06 | 10
[7 empty] | Commercial | Central Heating - Load Shed | 404.6717 | 146.06 | 10
[7 empty] | Commercial | Central Heating - 50% cycling | 21.0904 | 146.06 | 10
[7 empty] | Commercial | Central Heating - 50% cycling | 96.3317 | 146.06 | 10
[7 empty] | Commercial | Central Heating - 50% cycling | 145.1068 | 146.06 | 10
[7 empty] | Commercial | Central Heating - 50% cycling | 191.592 | 146.06 | 10
[7 empty] | Industrial | Process Heat System Optimization | 11057.6047 | 1786.9654 | 0
[7 empty] | Industrial | Process Heat Improved Controls | 5770.2978 | 432.3824 | 0
[7 empty] | Industrial | Process Heat Equipment Upgrade | 28716.7132 | 12796.8705 | 0
[7 empty] | Industrial | Process Refrig Controls | 2675.8481 | 562.6053 | 0
[7 empty] | Industrial | Process Refrig Equipment Upgrade | 1218.3635 | 3595.2184 | 0
[7 empty] | Industrial | Pump Equipment Upgrade | 6566.88 | 3139.0137 | 0
[7 empty] | Industrial | Motor Equipment Upgrades | 5491.9182 | 3170.5688 | 0
[7 empty] | Industrial | Fan Equipment Upgrades | 1616.8437 | 769.5311 | 0
[7 empty] | Industrial | Efficient Lighting - Other Interior Lighting | 105904.8857 | 9679.6278 | 0
[7 empty] | Industrial | Efficient Lighting - High Bay | 12650.989 | 4623.4068 | 0
[7 empty] | Industrial | Compressed Air Controls | 5857.7743 | 7420.0067 | 0
[7 empty] | Industrial | Process Heat System Optimization | 788.1692 | 174.7703 | 0
[7 empty] | Industrial | Process Heat Improved Controls | 6510.1794 | 276.4837 | 0
[7 empty] | Industrial | Process Refrig Equipment Upgrade | 1253.9419 | 832.0611 | 0
[7 empty] | Industrial | Motor Optimization | 3486.0728 | 397.3434 | 0
[7 empty] | Industrial | Motor Equipment Upgrades | 169.41 | 496.4029 | 0
[7 empty] | Industrial | Fan Equipment Upgrades | 361.7525 | 452.9847 | 0
[7 empty] | Industrial | Efficient Lighting - Other Interior Lighting | 12685.1056 | 1159.4092 | 0
[7 empty] | Industrial | Efficient Lighting - High Bay | 2867.1887 | 1047.8375 | 0
[7 empty] | Industrial | HVAC Recommissioning | 29319.739 | 16992.9335 | 0
[7 empty] | Industrial | Process Heat Improved Controls | 3333.6681 | 154.0896 | 0
[7 empty] | Industrial | Process Refrig Controls | 5473.4138 | 259.076 | 0
[7 empty] | Industrial | Motor Equipment Upgrades | 130.9201 | 477.183 | 0
[7 empty] | Industrial | Efficient Lighting - Other Interior Lighting | 27693.8529 | 2531.1975 | 0
[7 empty] | Industrial | Efficient Lighting - High Bay | 3439.651 | 1257.0486 | 0
[7 empty] | Industrial | Building Envelope Improvements | 257.2735 | 599.1667 | 0
[7 empty] | Industrial | Process Heat System Optimization | 292.039 | 77.1111 | 0
[7 empty] | Industrial | Process Heat Improved Controls | 1430.6541 | 66.128 | 0
[7 empty] | Industrial | Process Refrig Controls | 6062.2639 | 286.9483 | 0
[7 empty] | Industrial | Process Refrig Equipment Upgrade | 340.6791 | 138.5504 | 0
[7 empty] | Industrial | Pump System Optimization | 58046.4007 | 20315.8588 | 0
[7 empty] | Industrial | Pump Equipment Upgrade | 18539.0785 | 3949.5823 | 0
[7 empty] | Industrial | Fan Equipment Upgrades | 8143.5046 | 3651.8969 | 0
[7 empty] | Industrial | Lighting Controls | 968.6478 | 1103.6922 | 0
[7 empty] | Industrial | Efficient Lighting - Other Interior Lighting | 45417.7952 | 4151.1526 | 0
[7 empty] | Industrial | Efficient Lighting - High Bay | 9646.2366 | 3525.296 | 0
[7 empty] | Industrial | Lighting Controls - Exterior | 101.5062 | 115.6577 | 0
[7 empty] | Industrial | Process Other Systems Optimization | 3635.8148 | 5570.9611 | 0
[7 empty] | Industrial | Process Heat System Optimization | 143.4129 | 130.5159 | 0
[7 empty] | Industrial | Process Heat Improved Controls | 1741.5614 | 80.2612 | 0
[7 empty] | Industrial | Process Refrig Controls | 1084.3829 | 84.568 | 0
[7 empty] | Industrial | Process Refrig Equipment Upgrade | 638.8231 | 540.3318 | 0
[7 empty] | Industrial | Motor Equipment Upgrades | 377.9485 | 460.3993 | 0
[7 empty] | Industrial | Lighting Controls | 137.5531 | 733.1153 | 0
[7 empty] | Industrial | Efficient Lighting - Other Interior Lighting | 46639.0998 | 4262.7788 | 0
[7 empty] | Industrial | Efficient Lighting - High Bay | 17283.7778 | 6316.4982 | 0
[7 empty] | Industrial | Lighting Controls - Exterior | 18.154 | 96.7554 | 0
[7 empty] | Industrial | Process Heat Improved Controls | 3793.7166 | 175.3541 | 0
[7 empty] | Industrial | Process Refrig System Optimization | 6003.198 | 1260.1416 | 0
[7 empty] | Industrial | Process Refrig Controls | 5429.148 | 256.9807 | 0
[7 empty] | Industrial | Process Refrig Equipment Upgrade | 200.2221 | 83.8753 | 0
[7 empty] | Industrial | Motor Optimization | 4064.3494 | 300.2855 | 0
[7 empty] | Industrial | Motor Equipment Upgrades | 535.3514 | 293.3916 | 0
[7 empty] | Industrial | Fan Equipment Upgrades | 147.3874 | 184.5577 | 0
[7 empty] | Industrial | Efficient Lighting - Other Interior Lighting | 21350.7209 | 1951.44 | 0
[7 empty] | Industrial | Efficient Lighting - High Bay | 7339.6708 | 2682.3427 | 0
[7 empty] | Industrial | HVAC Equipment Upgrades | 48908.4372 | 12682.6217 | 0
[7 empty] | Industrial | Process Other Systems Optimization | 74.8084 | 67.9301 | 0
[7 empty] | Industrial | Process Heat System Optimization | 108.9225 | 202.9956 | 0
[7 empty] | Industrial | Process Heat Improved Controls | 2645.3392 | 122.2735 | 0
[7 empty] | Industrial | Process Refrig Controls | 790.4872 | 37.4165 | 0
[7 empty] | Industrial | Motor Equipment Upgrades | 40.5062 | 78.2299 | 0
[7 empty] | Industrial | Efficient Lighting - Other Interior Lighting | 4955.215 | 452.903 | 0
[7 empty] | Industrial | Efficient Lighting - High Bay | 2401.1452 | 877.5181 | 0
[7 empty] | Industrial | HVAC Equipment Upgrades | 971.2564 | 506.0859 | 0
[7 empty] | Industrial | Process Heat System Optimization | 176.4278 | 35.4696 | 0
[7 empty] | Industrial | Process Heat Improved Controls | 1806.4863 | 83.4999 | 0
[7 empty] | Industrial | Process Heat Equipment Upgrade | 7870.075 | 3507.0981 | 0
[7 empty] | Industrial | Process Refrig Controls | 864.5328 | 40.9214 | 0
[7 empty] | Industrial | Process Refrig Equipment Upgrade | 209.0683 | 69.9143 | 0
[7 empty] | Industrial | Pump Equipment Upgrade | 145.3688 | 182.0301 | 0
[7 empty] | Industrial | Fan Equipment Upgrades | 67.4052 | 84.4045 | 0
[7 empty] | Industrial | Efficient Lighting - Other Interior Lighting | 3408.1826 | 311.5053 | 0
[7 empty] | Industrial | Efficient Lighting - High Bay | 703.5077 | 257.1026 | 0
[7 empty] | Industrial | Compressed Air Equipment | 312.1198 | 161.3464 | 0
[7 empty] | Industrial | Process Heat System Optimization | 3413.8059 | 129.693 | 0
[7 empty] | Industrial | Process Refrig Controls | 2866.1821 | 135.6665 | 0
[7 empty] | Industrial | Process Refrig Equipment Upgrade | 94.9162 | 338.0108 | 0
[7 empty] | Industrial | Motor Optimization | 588559.5701 | 133533.8957 | 0
[7 empty] | Industrial | Efficient Lighting - Other Interior Lighting | 48354.236 | 4419.5411 | 0
[7 empty] | Industrial | Efficient Lighting - High Bay | 5397.5767 | 1972.5885 | 0
[7 empty] | Industrial | Building Envelope Improvements | 2658.2707 | 924.9345 | 0
[7 empty] | Industrial | Process Heat Improved Controls | 2071.1817 | 95.7347 | 0
[7 empty] | Industrial | Process Refrig Controls | 10581.8174 | 500.8747 | 0
[7 empty] | Industrial | Pump Equipment Upgrade | 2799.0697 | 972.3352 | 0
[7 empty] | Industrial | Fan Equipment Upgrades | 988.8899 | 343.5186 | 0
[7 empty] | Industrial | Efficient Lighting - Other Interior Lighting | 150057.3467 | 13715.1297 | 0
[7 empty] | Industrial | Efficient Lighting - High Bay | 16535.9172 | 6043.1861 | 0
[7 empty] | Industrial | HVAC Recommissioning | 95990.4764 | 54344.5154 | 0
[7 empty] | Industrial | Process Heat System Optimization | 1839.0615 | 407.7973 | 0
[7 empty] | Industrial | Process Heat Improved Controls | 15190.4188 | 645.1287 | 0
[7 empty] | Industrial | Process Refrig Equipment Upgrade | 2925.8643 | 1941.4759 | 0
[7 empty] | Industrial | Motor Optimization | 8134.1699 | 927.1346 | 0
[7 empty] | Industrial | Motor Equipment Upgrades | 395.2899 | 1158.2735 | 0
[7 empty] | Industrial | Fan Equipment Upgrades | 844.0891 | 1056.9642 | 0
[7 empty] | Industrial | Efficient Lighting - Other Interior Lighting | 29598.5796 | 2705.2881 | 0
[7 empty] | Industrial | Efficient Lighting - High Bay | 6690.107 | 2444.9543 | 0
[7 empty] | Industrial | HVAC Recommissioning | 68412.7244 | 39650.1781 | 0
[7 empty] | Industrial | Motor Optimization | 131086.7224 | 14941.296 | 0
[7 empty] | Industrial | Motor Equipment Upgrades | 6370.3196 | 18666.2288 | 0
[7 empty] | Industrial | Fan Equipment Upgrades | 13602.971 | 17033.5722 | 0
[7 empty] | Industrial | Efficient Lighting - Other Interior Lighting | 750671.8895 | 68610.8512 | 0
[7 empty] | Industrial | Efficient Lighting - High Bay | 169672.8468 | 62008.3285 | 0
[7 empty] | Industrial | HVAC Recommissioning | 1973566.2385 | 1143825.9989 | 0
[7 empty] | Industrial | Auto DR | 2103.4238 | 98.47 | 11.45
[7 empty] | Industrial | Auto DR | 10834.1542 | 467.98 | 54.42
[7 empty] | Industrial | Auto DR | 49219.8812 | 2519.72 | 292.99
[7 empty] | Industrial | Auto DR | 365976.4631 | 18131.11 | 2108.27
[7 empty] | Industrial | CPP | 829.8527 | 98.47 | 11.45
[7 empty] | Industrial | CPP | 4278.9256 | 467.98 | 54.42
[7 empty] | Industrial | CPP | 19393.2526 | 2519.72 | 292.99
[7 empty] | Industrial | CPP | 144270.0143 | 18131.11 | 2108.27
[7 empty] | Industrial | Firm Service Level | 2103.4238 | 98.47 | 11.45
[7 empty] | Industrial | Firm Service Level | 10834.1542 | 467.98 | 54.42
[7 empty] | Industrial | Firm Service Level | 49219.8812 | 2519.72 | 292.99
[7 empty] | Industrial | Firm Service Level | 365976.4631 | 18131.11 | 2108.27
[7 empty] | Industrial | Guaranteed Load Drop | 2103.4238 | 98.47 | 11.45
[7 empty] | Industrial | Guaranteed Load Drop | 10834.1542 | 467.98 | 54.42
[7 empty] | Industrial | Guaranteed Load Drop | 49219.8812 | 2519.72 | 292.99
[7 empty] | Industrial | Guaranteed Load Drop | 365976.4631 | 18131.11 | 2108.27
* Only applicable for DR measures